## No Lens
Color Source Strip Standard | 2016-06-20
| Beam Angle | Field Angle
| 15.6 | 27.6
[5 empty] | Lens Efficiency | Power Consump (Watts) | Efficacy (lm/W)
Setting/Mode | Accessory Lens | Candela | Field Lumens | Beam Lumens
Full / RGB | none | 35621 | 2481 | 1382 | NA | 93.2 | 26.6202
Full / Direct | none | 37616 | 2611 | 1439 | NA | 104 | 25.1058
3200K / RGB | none | 33601 | 2363 | 1330 | NA | 78.9 | 29.9493
5600K / RGB | none | 35269 | 2461 | 1387 | NA | 93.9 | 26.2087
Red / RGB | none | 8190 | 568 | 305 | NA | 27.8 | 20.4317
Green / RGB | none | 11073 | 699 | 366 | NA | 30.4 | 22.9934
Blue / RGB | none | 3369 | 225 | 121 | NA | 32.9 | 6.8389
| For Field diameter at any distance, multiply distance by |  |  |  | 0.49125
| For Beam diameter at any distance, multiply distance by |  |  |  | 0.27397
Dist for 1.0 fc
| Throw Distance (ft) | 10 | 15 | 20 | 25 | 188.7353
| Throw Distance (m) | 3.048 | 4.572 | 6.096 | 7.62 | 57.5265
| Field Diameter (ft) | 4.9125 | 7.3687 | 9.8249 | 12.2812
| Field Diameter (m) | 1.4973 | 2.246 | 2.9946 | 3.7433
| Illuminance (fc) | 356.21 | 158.3156 | 89.0525 | 56.9936
| Illuminance (lux) | 3834.2088 | 1704.0928 | 958.5522 | 613.4734
Test Distance | Iso-Illuminance Diagram grid lines
147.25 | 12.5 | 25 | 37.5 | 50
| 0.08489 | 0.16978 | 0.25467 | 0.33956
Measurement: Full ON RGB - Intensity
Degrees | (Cd)
-21.7743 | 0
-21.7243 | 0
-21.6744 | 0
-21.6244 | 0
-21.5744 | 0
-21.5244 | 0
-21.4744 | 0
-21.4244 | 0
-21.3744 | 0
-21.3245 | 0
-21.2745 | 0
-21.2245 | 0
-21.1745 | 0
-21.1245 | 0
-21.0745 | 0
-21.0246 | 0
-20.9746 | 0
-20.9246 | 0
-20.8746 | 0
-20.8246 | 0
-20.7746 | 0
-20.7247 | 0
-20.6747 | 0
-20.6247 | 0
-20.5747 | 0
-20.5247 | 0
-20.4747 | 0
-20.4247 | 0
-20.3748 | 0
-20.3248 | 0
-20.2748 | 0
-20.2248 | 0
-20.1748 | 0
-20.1248 | 0
-20.0749 | 0
-20.0249 | 0
-19.9749 | 0
-19.9249 | 0
-19.8749 | 0
-19.8249 | 0
-19.775 | 0
-19.725 | 0
-19.675 | 91.3618
-19.625 | 164.0302
-19.575 | 310.4803
-19.525 | 430.3791
-19.475 | 532.3488
-19.4251 | 684.5334
-19.3751 | 761.0442
-19.3251 | 915.6105
-19.2751 | 1006.693
-19.2251 | 1149.772
-19.1751 | 1218.661
-19.1252 | 1226.991
-19.0752 | 1244.617
-19.0252 | 1258.231
-18.9752 | 1273.126
-18.9252 | 1290.572
-18.8752 | 1299.969
-18.8253 | 1319.265
-18.7753 | 1333.948
-18.7253 | 1347.653
-18.6753 | 1365.793
-18.6253 | 1374.056
-18.5753 | 1390.64
-18.5254 | 1402.405
-18.4754 | 1413.996
-18.4254 | 1433.736
-18.3754 | 1444.309
-18.3254 | 1463.43
-18.2754 | 1481.152
-18.2254 | 1495.538
-18.1755 | 1516.203
-18.1255 | 1526.655
-18.0755 | 1550.991
-18.0255 | 1572.505
-17.9755 | 1593.016
-17.9256 | 1618.921
-17.8756 | 1631.319
-17.8256 | 1657.501
-17.7756 | 1672.647
-17.7256 | 1693.607
-17.6756 | 1722.689
-17.6256 | 1736.741
-17.5757 | 1757.485
-17.5257 | 1774.885
-17.4757 | 1790.017
-17.4257 | 1813.54
-17.3757 | 1824.553
-17.3257 | 1849.119
-17.2757 | 1869.457
-17.2258 | 1888.766
-17.1758 | 1914.211
-17.1258 | 1928.681
-17.0758 | 1959.404
-17.0258 | 1979.771
-16.9759 | 2004.635
-16.9259 | 2031.638
-16.8759 | 2047.866
-16.8259 | 2077.492
-16.7759 | 2099.264
-16.7259 | 2121.601
-16.676 | 2147.775
-16.626 | 2161.504
-16.576 | 2192.767
-16.526 | 2217.417
-16.476 | 2238.14
-16.426 | 2272.455
-16.376 | 2287.595
-16.3261 | 2319.745
-16.2761 | 2342.749
-16.2261 | 2367.969
-16.1761 | 2400.546
-16.1261 | 2417.733
-16.0761 | 2450.884
-16.0262 | 2477.275
-15.9762 | 2504.628
-15.9262 | 2535.075
-15.8762 | 2551.919
-15.8262 | 2589.691
-15.7762 | 2620.59
-15.7263 | 2650.798
-15.6763 | 2691.638
-15.6263 | 2709.424
-15.5763 | 2751.164
-15.5263 | 2787.031
-15.4763 | 2817.16
-15.4263 | 2862.249
-15.3764 | 2887.978
-15.3264 | 2933.263
-15.2764 | 2965.561
-15.2264 | 3000.126
-15.1764 | 3050.995
-15.1264 | 3080.563
-15.0764 | 3133.446
-15.0265 | 3171.448
-14.9765 | 3209.697
-14.9265 | 3266.702
-14.8765 | 3291.98
-14.8265 | 3347.935
-14.7766 | 3392.926
-14.7266 | 3437.405
-14.6766 | 3496.302
-14.6266 | 3524.539
-14.5766 | 3588.083
-14.5266 | 3637.574
-14.4766 | 3684.948
-14.4267 | 3750.966
-14.3767 | 3786.85
-14.3267 | 3856.421
-14.2767 | 3903.605
-14.2267 | 3956.82
-14.1767 | 4025.646
-14.1268 | 4059.667
-14.0768 | 4125.124
-14.0268 | 4178.109
-13.9768 | 4233.726
-13.9268 | 4303.929
-13.8768 | 4337.52
-13.8269 | 4410.155
-13.7769 | 4473.182
-13.7269 | 4531.281
-13.6769 | 4610.124
-13.6269 | 4652.328
-13.5769 | 4738.7
-13.5269 | 4801.989
-13.477 | 4864.992
-13.427 | 4958.112
-13.377 | 5002.962
-13.327 | 5091.369
-13.277 | 5165.94
-13.227 | 5235.182
-13.1771 | 5333.827
-13.1271 | 5385.479
-13.0771 | 5485.404
-13.0271 | 5563.062
-12.9771 | 5638.577
-12.9271 | 5737.059
-12.8772 | 5788.17
-12.8272 | 5895.555
-12.7772 | 5972.636
-12.7272 | 6044.776
-12.6772 | 6151.194
-12.6272 | 6202.548
-12.5772 | 6311.834
-12.5273 | 6398.458
-12.4773 | 6486.471
-12.4273 | 6608.995
-12.3773 | 6671.772
-12.3273 | 6794.85
-12.2773 | 6889.624
-12.2274 | 6987.51
-12.1774 | 7116.766
-12.1274 | 7177.718
-12.0774 | 7307.994
-12.0274 | 7405.691
-11.9774 | 7499.47
-11.9275 | 7626.281
-11.8775 | 7690.883
-11.8275 | 7817.996
-11.7775 | 7919.604
-11.7275 | 8018.378
-11.6775 | 8154.453
-11.6275 | 8227.363
-11.5776 | 8362.872
-11.5276 | 8467.525
-11.4776 | 8567.566
-11.4276 | 8705.206
-11.3776 | 8772.784
-11.3277 | 8917.954
-11.2777 | 9031.265
-11.2277 | 9139.361
-11.1777 | 9285.77
-11.1277 | 9357.263
-11.0777 | 9508.982
-11.0277 | 9628.356
-10.9778 | 9745.454
-10.9278 | 9903.466
-10.8778 | 9988.373
-10.8278 | 10149.21
-10.7778 | 10266.94
-10.7278 | 10383.6
-10.6778 | 10533.31
-10.6279 | 10613.35
-10.5779 | 10779.99
-10.5279 | 10903.45
-10.4779 | 11028.89
-10.4279 | 11199.1
-10.378 | 11280.33
-10.328 | 11443.97
-10.278 | 11570.52
-10.228 | 11698.2
-10.178 | 11885.11
-10.128 | 11975.7
-10.078 | 12157.7
-10.0281 | 12292.27
-9.9781 | 12426.54
-9.9281 | 12620.62
-9.8781 | 12717.52
-9.8281 | 12914.82
-9.7781 | 13065.16
-9.7282 | 13217.24
-9.6782 | 13419.71
-9.6282 | 13520.44
-9.5782 | 13704.66
-9.5282 | 13847.69
-9.4782 | 13994.82
-9.4283 | 14187.18
-9.3783 | 14287.15
-9.3283 | 14485.74
-9.2783 | 14631.96
-9.2283 | 14777.4
-9.1783 | 14973.62
-9.1283 | 15073.04
-9.0784 | 15286.42
-9.0284 | 15449.95
-8.9784 | 15611.9
-8.9284 | 15820
-8.8784 | 15923.17
-8.8284 | 16129.56
-8.7785 | 16278.36
-8.7285 | 16429.65
-8.6785 | 16626.77
-8.6285 | 16726.69
-8.5785 | 16916.88
-8.5285 | 17050.06
-8.4786 | 17191.1
-8.4286 | 17378.88
-8.3786 | 17464.71
-8.3286 | 17641.65
-8.2786 | 17794.84
-8.2286 | 17947.67
-8.1786 | 18156.58
-8.1287 | 18264.25
-8.0787 | 18482.79
-8.0287 | 18662.89
-7.9787 | 18829.42
-7.9287 | 19061.15
-7.8787 | 19189.42
-7.8288 | 19442.67
-7.7788 | 19607.62
-7.7288 | 19778.27
-7.6788 | 20005.67
-7.6288 | 20116.64
-7.5788 | 20328.97
-7.5289 | 20471.92
-7.4789 | 20620.43
-7.4289 | 20808.49
-7.3789 | 20902.05
-7.3289 | 21105.12
-7.2789 | 21255.22
-7.229 | 21403.53
-7.179 | 21604.77
-7.129 | 21702.6
-7.079 | 21905.75
-7.029 | 22068.99
-6.979 | 22234.8
-6.929 | 22446.28
-6.8791 | 22547.29
-6.8291 | 22734.44
-6.7791 | 22891.09
-6.7291 | 23053.43
-6.6791 | 23239.91
-6.6291 | 23335.78
-6.5792 | 23539.96
-6.5292 | 23696.81
-6.4792 | 23841.88
-6.4292 | 24039.21
-6.3792 | 24140.21
-6.3292 | 24335.38
-6.2793 | 24470.47
-6.2293 | 24608.71
-6.1793 | 24809.78
-6.1293 | 24908.89
-6.0793 | 25095.58
-6.0293 | 25233.12
-5.9793 | 25372.38
-5.9294 | 25591.31
-5.8794 | 25691.48
-5.8294 | 25895.75
-5.7794 | 26053.45
-5.7294 | 26200.73
-5.6794 | 26382.94
-5.6295 | 26475.76
-5.5795 | 26658.69
-5.5295 | 26805.34
-5.4795 | 26946.78
-5.4295 | 27104.91
-5.3795 | 27192.59
-5.3296 | 27360.21
-5.2796 | 27476.37
-5.2296 | 27594.94
-5.1796 | 27759.12
-5.1296 | 27839.06
-5.0796 | 27991.14
-5.0297 | 28101.01
-4.9797 | 28198.52
-4.9297 | 28348.12
-4.8797 | 28427.71
-4.8297 | 28572.29
-4.7797 | 28691.83
-4.7297 | 28811.1
-4.6798 | 28951.74
-4.6298 | 29026.69
-4.5798 | 29174.66
-4.5298 | 29274.34
-4.4798 | 29385.24
-4.4298 | 29523.89
-4.3799 | 29573.78
-4.3299 | 29690.88
-4.2799 | 29793.88
-4.2299 | 29884.29
-4.1799 | 30017.8
-4.1299 | 30075.05
-4.08 | 30186.26
-4.03 | 30284.32
-3.98 | 30367.75
-3.93 | 30477.16
-3.88 | 30542.37
-3.83 | 30682.67
-3.78 | 30780.67
-3.7301 | 30862.4
-3.6801 | 30993.66
-3.6301 | 31054.27
-3.5801 | 31200.44
-3.5301 | 31299.8
-3.4801 | 31397.15
-3.4302 | 31534.72
-3.3802 | 31598.63
-3.3302 | 31707.75
-3.2802 | 31796.28
-3.2302 | 31880.18
-3.1802 | 31980.55
-3.1303 | 32036.17
-3.0803 | 32136.36
-3.0303 | 32214.15
-2.9803 | 32289.13
-2.9303 | 32385.51
-2.8803 | 32432.19
-2.8303 | 32522.61
-2.7804 | 32597.3
-2.7304 | 32665.23
-2.6804 | 32765.75
-2.6304 | 32811.93
-2.5804 | 32902.32
-2.5304 | 32964.8
-2.4805 | 33029.73
-2.4305 | 33106.24
-2.3805 | 33146.78
-2.3305 | 33228.78
-2.2805 | 33274.78
-2.2305 | 33329.12
-2.1806 | 33397.39
-2.1306 | 33443
-2.0806 | 33523.23
-2.0306 | 33610.6
-1.9806 | 33679.94
-1.9306 | 33774.64
-1.8807 | 33836.78
-1.8307 | 33948.28
-1.7807 | 33981.2
-1.7307 | 34033.41
-1.6807 | 34103.37
-1.6307 | 34121.48
-1.5807 | 34154.61
-1.5308 | 34163.87
-1.4808 | 34161.36
-1.4308 | 34177.89
-1.3808 | 34163.72
-1.3308 | 34152.41
-1.2808 | 34191.8
-1.2309 | 34220.67
-1.1809 | 34245.09
-1.1309 | 34271.33
-1.0809 | 34313.36
-1.0309 | 34335.52
-0.98094 | 34386.79
-0.93095 | 34465.39
-0.88097 | 34506.62
-0.83099 | 34591.03
-0.781 | 34646.21
-0.73102 | 34705.52
-0.68103 | 34786.01
-0.63105 | 34815.5
-0.58107 | 34877.6
-0.53108 | 34935.42
-0.4811 | 34991.55
-0.43111 | 35011.95
-0.38113 | 35015.42
-0.33114 | 35012.43
-0.28116 | 35029.27
-0.23118 | 35024.77
-0.18119 | 35012.27
-0.13121 | 34991.32
-0.081224 | 34953.8
-0.03124 | 34901.66
0.018744 | 34838.93
0.068728 | 34776.86
0.11871 | 34750.68
0.1687 | 34675.46
0.21868 | 34614.22
0.26866 | 34542.39
0.31865 | 34455.28
0.36863 | 34427.61
0.41862 | 34351.62
0.4686 | 34306.18
0.51858 | 34261.69
0.56857 | 34186.5
0.61855 | 34152.28
0.66854 | 34121.89
0.71852 | 34114.3
0.76851 | 34078.52
0.81849 | 34046.69
0.86847 | 34015.19
0.91846 | 33949.84
0.96844 | 33882.74
1.0184 | 33830.91
1.0684 | 33754.15
1.1184 | 33704.81
1.1684 | 33598.41
1.2184 | 33524.43
1.2683 | 33427.46
1.3183 | 33292
1.3683 | 33243.02
1.4183 | 33199.42
1.4683 | 33166.28
1.5183 | 33105.11
1.5683 | 33031.12
1.6182 | 32991.48
1.6682 | 32932.23
1.7182 | 32871.28
1.7682 | 32805.86
1.8182 | 32731.36
1.8682 | 32679.71
1.9181 | 32548.44
1.9681 | 32455
2.0181 | 32375.61
2.0681 | 32270.5
2.1181 | 32231.98
2.1681 | 32109.14
2.218 | 32043.78
2.268 | 31981.73
2.318 | 31916.95
2.368 | 31895.91
2.418 | 31857.62
2.468 | 31809.64
2.5179 | 31757.95
2.5679 | 31697.84
2.6179 | 31669.04
2.6679 | 31628.69
2.7179 | 31562.26
2.7679 | 31489.58
2.8179 | 31389.57
2.8678 | 31340.46
2.9178 | 31228.75
2.9678 | 31130.11
3.0178 | 31055.15
3.0678 | 30945.11
3.1178 | 30881.87
3.1677 | 30724.89
3.2177 | 30609.11
3.2677 | 30514.19
3.3177 | 30367.96
3.3677 | 30285.76
3.4177 | 30110.66
3.4676 | 29996.69
3.5176 | 29889.86
3.5676 | 29716.47
3.6176 | 29631.91
3.6676 | 29489.6
3.7176 | 29395.16
3.7676 | 29291.78
3.8175 | 29167.39
3.8675 | 29106
3.9175 | 28978.85
3.9675 | 28871.18
4.0175 | 28777.2
4.0675 | 28681.6
4.1174 | 28627.68
4.1674 | 28528.13
4.2174 | 28441.25
4.2674 | 28342.19
4.3174 | 28221.3
4.3674 | 28156.54
4.4173 | 28040.39
4.4673 | 27940.09
4.5173 | 27847.09
4.5673 | 27705.88
4.6173 | 27644.78
4.6673 | 27503.96
4.7172 | 27411.41
4.7672 | 27324.55
4.8172 | 27173.15
4.8672 | 27102.47
4.9172 | 26966.16
4.9672 | 26865.95
5.0172 | 26768.97
5.0671 | 26620.5
5.1171 | 26538.28
5.1671 | 26377.08
5.2171 | 26258.3
5.2671 | 26122.58
5.3171 | 25963.18
5.367 | 25883.8
5.417 | 25718.04
5.467 | 25581.78
5.517 | 25459.89
5.567 | 25274.36
5.617 | 25189.96
5.6669 | 25028.71
5.7169 | 24870.98
5.7669 | 24731.99
5.8169 | 24547.05
5.8669 | 24453.63
5.9169 | 24273.94
5.9669 | 24144.18
6.0168 | 24012.45
6.0668 | 23844.93
6.1168 | 23749.86
6.1668 | 23541.72
6.2168 | 23398.86
6.2668 | 23273.78
6.3167 | 23076.58
6.3667 | 22968.31
6.4167 | 22731.13
6.4667 | 22549.07
6.5167 | 22372.19
6.5667 | 22125.99
6.6166 | 22007.11
6.6666 | 21780.11
6.7166 | 21615.34
6.7666 | 21428.74
6.8166 | 21193.6
6.8666 | 21080.38
6.9165 | 20850.69
6.9665 | 20686.32
7.0165 | 20523.84
7.0665 | 20306.14
7.1165 | 20199.82
7.1665 | 19984.35
7.2165 | 19814.3
7.2664 | 19655.27
7.3164 | 19446.02
7.3664 | 19344.85
7.4164 | 19144.51
7.4664 | 18984
7.5164 | 18836.17
7.5663 | 18641.56
7.6163 | 18536.29
7.6663 | 18322.15
7.7163 | 18178.79
7.7663 | 18033.21
7.8163 | 17840.18
7.8662 | 17742.98
7.9162 | 17555.25
7.9662 | 17418.9
8.0162 | 17272.98
8.0662 | 17075.81
8.1162 | 16980.12
8.1662 | 16792.05
8.2161 | 16635.29
8.2661 | 16479.69
8.3161 | 16265.94
8.3661 | 16160.73
8.4161 | 15953.64
8.4661 | 15798.17
8.516 | 15638.69
8.566 | 15427.17
8.616 | 15325.11
8.666 | 15119.56
8.716 | 14971.31
8.766 | 14819.58
8.8159 | 14618.98
8.8659 | 14527.85
8.9159 | 14338.25
8.9659 | 14189.39
9.0159 | 14038.3
9.0659 | 13842.5
9.1158 | 13741.36
9.1658 | 13541.6
9.2158 | 13399.92
9.2658 | 13258.25
9.3158 | 13059.63
9.3658 | 12949.7
9.4158 | 12740.48
9.4657 | 12594.61
9.5157 | 12451.96
9.5657 | 12253.83
9.6157 | 12157.59
9.6657 | 11964.11
9.7157 | 11822.47
9.7656 | 11669.97
9.8156 | 11492.2
9.8656 | 11398.35
9.9156 | 11210.43
9.9656 | 11077.03
10.0156 | 10939.06
10.0655 | 10766.68
10.1155 | 10682.63
10.1655 | 10509.88
10.2155 | 10376.11
10.2655 | 10251.58
10.3155 | 10076.8
10.3654 | 9993.739
10.4154 | 9836.381
10.4654 | 9715.364
10.5154 | 9592.718
10.5654 | 9431.718
10.6154 | 9347.301
10.6654 | 9185.873
10.7153 | 9065.763
10.7653 | 8946.4
10.8153 | 8785.906
10.8653 | 8708.621
10.9153 | 8543.804
10.9653 | 8422.757
11.0152 | 8300.677
11.0652 | 8146.96
11.1152 | 8075.447
11.1652 | 7935.77
11.2152 | 7832.166
11.2652 | 7721.494
11.3151 | 7586.492
11.3651 | 7520.165
11.4151 | 7395.706
11.4651 | 7303.039
11.5151 | 7207.01
11.5651 | 7070.802
11.6151 | 7004.161
11.665 | 6873.022
11.715 | 6777.335
11.765 | 6683.765
11.815 | 6561.203
11.865 | 6501.983
11.915 | 6379.303
11.9649 | 6293.899
12.0149 | 6210.564
12.0649 | 6104.837
12.1149 | 6049.468
12.1649 | 5944.302
12.2149 | 5867.881
12.2648 | 5790.096
12.3148 | 5681.531
12.3648 | 5625.363
12.4148 | 5516.973
12.4648 | 5438.574
12.5148 | 5355.467
12.5648 | 5254.386
12.6147 | 5204.504
12.6647 | 5108.116
12.7147 | 5038.348
12.7647 | 4964.395
12.8147 | 4871.567
12.8647 | 4828.149
12.9146 | 4745.209
12.9646 | 4681.85
13.0146 | 4616.934
13.0646 | 4531.269
13.1146 | 4489.068
13.1646 | 4402.942
13.2145 | 4341.083
13.2645 | 4280.665
13.3145 | 4207.821
13.3645 | 4169.618
13.4145 | 4096.091
13.4645 | 4042.188
13.5145 | 3989.498
13.5644 | 3927.495
13.6144 | 3894.733
13.6644 | 3825.614
13.7144 | 3781.023
13.7644 | 3736.203
13.8143 | 3680.332
13.8643 | 3655.113
13.9143 | 3600.263
13.9643 | 3562.932
14.0143 | 3527.582
14.0643 | 3472.05
14.1143 | 3445.843
14.1642 | 3398.867
14.2142 | 3363.163
14.2642 | 3327.237
14.3142 | 3276.041
14.3642 | 3248.285
14.4142 | 3192.125
14.4642 | 3150.911
14.5141 | 3108.67
14.5641 | 3060.422
14.6141 | 3037.727
14.6641 | 2991.336
14.7141 | 2959.553
14.764 | 2919.685
14.814 | 2869.988
14.864 | 2849.917
14.914 | 2815.235
14.964 | 2787.117
15.014 | 2758.057
15.064 | 2714.07
15.1139 | 2692.388
15.1639 | 2649.342
15.2139 | 2619.629
15.2639 | 2590.574
15.3139 | 2557.557
15.3639 | 2540.044
15.4139 | 2501.996
15.4638 | 2479.158
15.5138 | 2449.151
15.5638 | 2416.515
15.6138 | 2404.841
15.6638 | 2380.848
15.7137 | 2360.126
15.7637 | 2335.672
15.8137 | 2305.254
15.8637 | 2291.927
15.9137 | 2266.432
15.9637 | 2244.675
16.0136 | 2222.636
16.0636 | 2197.685
16.1136 | 2182.981
16.1636 | 2157.188
16.2136 | 2137.036
16.2636 | 2116.034
16.3136 | 2091.862
16.3635 | 2076.555
16.4135 | 2054.056
16.4635 | 2033.498
16.5135 | 2016.071
16.5635 | 1992.631
16.6135 | 1979.764
16.6635 | 1950.083
16.7134 | 1926.646
16.7634 | 1908.435
16.8134 | 1879.386
16.8634 | 1865.351
16.9134 | 1835.595
16.9633 | 1816.971
17.0133 | 1797.413
17.0633 | 1771.553
17.1133 | 1760.804
17.1633 | 1742.802
17.2133 | 1732.488
17.2633 | 1719.897
17.3132 | 1707.365
17.3632 | 1701.472
17.4132 | 1684.616
17.4632 | 1669.996
17.5132 | 1659.941
17.5632 | 1641.423
17.6132 | 1632.437
17.6631 | 1615.024
17.7131 | 1595.87
17.7631 | 1579.96
17.8131 | 1555.294
17.8631 | 1546.031
17.913 | 1532.046
17.963 | 1519.416
18.013 | 1504.835
18.063 | 1481.562
18.113 | 1468.578
18.163 | 1440.94
18.213 | 1426.905
18.2629 | 1415.428
18.3129 | 1403.695
18.3629 | 1395.094
18.4129 | 1374.964
18.4629 | 1361.489
18.5129 | 1351.7
18.5628 | 1347.682
18.6128 | 1345.493
18.6628 | 1338.959
18.7128 | 1323.721
18.7628 | 1312.12
18.8128 | 1297.156
18.8627 | 1289.676
18.9127 | 1271.962
18.9627 | 1260.882
19.0127 | 1252.155
19.0627 | 1236.919
19.1127 | 1228.004
19.1626 | 1211.169
19.2126 | 1205.378
19.2626 | 1201.516
19.3126 | 1188.13
19.3626 | 1182.149
19.4126 | 1172.354
19.4626 | 1161.473
19.5125 | 1151.137
19.5625 | 1132.523
19.6125 | 1122.201
19.6625 | 1105.475
19.7125 | 1094.911
19.7625 | 1082.968
19.8124 | 1068.402
19.8624 | 1059.206
19.9124 | 1042.589
19.9624 | 1031.433
20.0124 | 1019.601
20.0624 | 1003.167
20.1123 | 996.8386
20.1623 | 986.1274
20.2123 | 978.7267
20.2623 | 967.4423
20.3123 | 952.3193
20.3623 | 947.5726
20.4123 | 936.6814
20.4622 | 927.4108
20.5122 | 919.5911
20.5622 | 913.5344
20.6122 | 910.349
20.6622 | 897.9718
20.7122 | 889.4103
20.7621 | 880.7434
20.8121 | 871.2628
20.8621 | 866.1812
20.9121 | 856.1355
20.9621 | 852.1307
21.0121 | 847.0734
21.062 | 836.5045
21.112 | 831.7327
21.162 | 825.0397
21.212 | 815.0206
21.262 | 805.3082
21.312 | 793.2911
21.362 | 787.0794
21.4119 | 776.6821
21.4619 | 767.1044
21.5119 | 756.0967
21.5619 | 748.9863
21.6119 | 745.296
21.6619 | 737.5703
21.7118 | 734.7185
21.7618 | 734.1844
Degrees | (Cd)
-21.7743 | 0
-21.7243 | 0
-21.6744 | 0
-21.6244 | 0
-21.5744 | 0
-21.5244 | 0
-21.4744 | 0
-21.4244 | 0
-21.3744 | 0
-21.3245 | 0
-21.2745 | 0
-21.2245 | 0
-21.1745 | 0
-21.1245 | 0
-21.0745 | 0
-21.0246 | 0
-20.9746 | 0
-20.9246 | 0
-20.8746 | 0
-20.8246 | 0
-20.7746 | 0
-20.7247 | 0
-20.6747 | 0
-20.6247 | 0
-20.5747 | 0
-20.5247 | 0
-20.4747 | 0
-20.4247 | 0
-20.3748 | 0
-20.3248 | 0
-20.2748 | 0
-20.2248 | 0
-20.1748 | 0
-20.1248 | 0
-20.0749 | 0
-20.0249 | 0
-19.9749 | 0
-19.9249 | 0
-19.8749 | 0
-19.8249 | 0
-19.775 | 0
-19.725 | 0
-19.675 | 0
-19.625 | 0
-19.575 | 0
-19.525 | 0
-19.475 | 0
-19.4251 | 0
-19.3751 | 0
-19.3251 | 0
-19.2751 | 0
-19.2251 | 0
-19.1751 | 0
-19.1252 | 0
-19.0752 | 0
-19.0252 | 0
-18.9752 | 0
-18.9252 | 0
-18.8752 | 0
-18.8253 | 0
-18.7753 | 0
-18.7253 | 0
-18.6753 | 0
-18.6253 | 0
-18.5753 | 0
-18.5254 | 0
-18.4754 | 0
-18.4254 | 0
-18.3754 | 0
-18.3254 | 0
-18.2754 | 0
-18.2254 | 0
-18.1755 | 0
-18.1255 | 0
-18.0755 | 0
-18.0255 | 0
-17.9755 | 0
-17.9256 | 0
-17.8756 | 0
-17.8256 | 0
-17.7756 | 0
-17.7256 | 0
-17.6756 | 0
-17.6256 | 0
-17.5757 | 0
-17.5257 | 0
-17.4757 | 0
-17.4257 | 0
-17.3757 | 0
-17.3257 | 0
-17.2757 | 0
-17.2258 | 0
-17.1758 | 0
-17.1258 | 0
-17.0758 | 0
-17.0258 | 0
-16.9759 | 0
-16.9259 | 0
-16.8759 | 0
-16.8259 | 73.539
-16.7759 | 254.1454
-16.7259 | 368.5949
-16.676 | 567.1154
-16.626 | 667.757
-16.576 | 869.4461
-16.526 | 1020.233
-16.476 | 1190.29
-16.426 | 1403.411
-16.376 | 1509.481
-16.3261 | 1651.047
-16.2761 | 1666.438
-16.2261 | 1684.055
-16.1761 | 1701.497
-16.1261 | 1709.337
-16.0761 | 1729.926
-16.0262 | 1742.128
-15.9762 | 1752.186
-15.9262 | 1764.195
-15.8762 | 1769.816
-15.8262 | 1786.317
-15.7762 | 1802.131
-15.7263 | 1814.419
-15.6763 | 1838.069
-15.6263 | 1849.81
-15.5763 | 1870.445
-15.5263 | 1885.329
-15.4763 | 1895.334
-15.4263 | 1920.682
-15.3764 | 1936.952
-15.3264 | 1962.74
-15.2764 | 1976.99
-15.2264 | 1990.387
-15.1764 | 2011.274
-15.1264 | 2023.668
-15.0764 | 2044.433
-15.0265 | 2063.785
-14.9765 | 2084.545
-14.9265 | 2112.443
-14.8765 | 2125.657
-14.8265 | 2152.421
-14.7766 | 2173.646
-14.7266 | 2198.347
-14.6766 | 2227.27
-14.6266 | 2240.438
-14.5766 | 2274.33
-14.5266 | 2296.673
-14.4766 | 2319.436
-14.4267 | 2350.075
-14.3767 | 2365.219
-14.3267 | 2394.975
-14.2767 | 2420.444
-14.2267 | 2444.245
-14.1767 | 2480.431
-14.1268 | 2498.254
-14.0768 | 2530.89
-14.0268 | 2560.056
-13.9768 | 2587.791
-13.9268 | 2624.273
-13.8768 | 2641.535
-13.8269 | 2675.879
-13.7769 | 2704.829
-13.7269 | 2734.295
-13.6769 | 2768.685
-13.6269 | 2788.697
-13.5769 | 2831.885
-13.5269 | 2864.808
-13.477 | 2892.557
-13.427 | 2934.105
-13.377 | 2956.36
-13.327 | 3005.815
-13.277 | 3044.611
-13.227 | 3077.721
-13.1771 | 3131.709
-13.1271 | 3158.054
-13.0771 | 3213.15
-13.0271 | 3255.808
-12.9771 | 3296.814
-12.9271 | 3358.043
-12.8772 | 3387.084
-12.8272 | 3442.156
-12.7772 | 3479.316
-12.7272 | 3522.199
-12.6772 | 3582.503
-12.6272 | 3615.273
-12.5772 | 3682.872
-12.5273 | 3732.512
-12.4773 | 3782.639
-12.4273 | 3852.269
-12.3773 | 3887.24
-12.3273 | 3963.216
-12.2773 | 4020.49
-12.2274 | 4086.82
-12.1774 | 4161.217
-12.1274 | 4195.632
-12.0774 | 4262.474
-12.0274 | 4319.151
-11.9774 | 4380.988
-11.9275 | 4464.77
-11.8775 | 4507.037
-11.8275 | 4595.364
-11.7775 | 4659.859
-11.7275 | 4719.915
-11.6775 | 4809.904
-11.6275 | 4859.103
-11.5776 | 4952.046
-11.5276 | 5018.875
-11.4776 | 5088.33
-11.4276 | 5173.735
-11.3776 | 5221.507
-11.3277 | 5316.719
-11.2777 | 5392.485
-11.2277 | 5468.327
-11.1777 | 5579.905
-11.1277 | 5633.328
-11.0777 | 5742.554
-11.0277 | 5825.244
-10.9778 | 5908.196
-10.9278 | 6028.205
-10.8778 | 6086.043
-10.8278 | 6200.82
-10.7778 | 6293.975
-10.7278 | 6389.546
-10.6778 | 6505.909
-10.6279 | 6566.489
-10.5779 | 6686.264
-10.5279 | 6783.418
-10.4779 | 6881.511
-10.4279 | 7006.141
-10.378 | 7069.534
-10.328 | 7198.99
-10.278 | 7299.947
-10.228 | 7396.907
-10.178 | 7532.182
-10.128 | 7601.962
-10.078 | 7755.929
-10.0281 | 7864.115
-9.9781 | 7977.015
-9.9281 | 8131.523
-9.8781 | 8208.997
-9.8281 | 8361.885
-9.7781 | 8481.94
-9.7282 | 8601.37
-9.6782 | 8780.955
-9.6282 | 8868.867
-9.5782 | 9034.422
-9.5282 | 9169.805
-9.4782 | 9299.122
-9.4283 | 9478.812
-9.3783 | 9571.095
-9.3283 | 9762.193
-9.2783 | 9898.921
-9.2283 | 10034.62
-9.1783 | 10205.65
-9.1283 | 10294.14
-9.0784 | 10478.31
-9.0284 | 10621.78
-8.9784 | 10765.94
-8.9284 | 10956.88
-8.8784 | 11057.75
-8.8284 | 11250.81
-8.7785 | 11392.03
-8.7285 | 11552.19
-8.6785 | 11776.1
-8.6285 | 11884.2
-8.5785 | 12106.01
-8.5285 | 12266.42
-8.4786 | 12420.22
-8.4286 | 12632.95
-8.3786 | 12734.4
-8.3286 | 12950.67
-8.2786 | 13111.18
-8.2286 | 13269.58
-8.1786 | 13465.48
-8.1287 | 13573.36
-8.0787 | 13779.78
-8.0287 | 13936
-7.9787 | 14095.06
-7.9287 | 14315.01
-7.8787 | 14433.08
-7.8288 | 14673.94
-7.7788 | 14850.19
-7.7288 | 15032.12
-7.6788 | 15282.85
-7.6288 | 15405.12
-7.5788 | 15653.31
-7.5289 | 15841.22
-7.4789 | 16040.94
-7.4289 | 16299.78
-7.3789 | 16426.04
-7.3289 | 16683.13
-7.2789 | 16872.65
-7.229 | 17064.32
-7.179 | 17318.52
-7.129 | 17446.19
-7.079 | 17696.69
-7.029 | 17886.69
-6.979 | 18080.85
-6.929 | 18334.19
-6.8791 | 18469.72
-6.8291 | 18715.31
-6.7791 | 18914.21
-6.7291 | 19115.1
-6.6791 | 19364.2
-6.6291 | 19487.75
-6.5792 | 19761.9
-6.5292 | 19943.24
-6.4792 | 20120.83
-6.4292 | 20350.8
-6.3792 | 20457.82
-6.3292 | 20692.51
-6.2793 | 20877.41
-6.2293 | 21046.15
-6.1793 | 21298.99
-6.1293 | 21421.06
-6.0793 | 21666.08
-6.0293 | 21865.11
-5.9793 | 22061.34
-5.9294 | 22320.98
-5.8794 | 22446.2
-5.8294 | 22695.41
-5.7794 | 22875.46
-5.7294 | 23061.35
-5.6794 | 23302.93
-5.6295 | 23416.96
-5.5795 | 23632.7
-5.5295 | 23802.22
-5.4795 | 23968.06
-5.4295 | 24193.36
-5.3795 | 24300.16
-5.3296 | 24511.23
-5.2796 | 24660.88
-5.2296 | 24821.22
-5.1796 | 25034.93
-5.1296 | 25148.12
-5.0796 | 25356.21
-5.0297 | 25518.97
-4.9797 | 25683.19
-4.9297 | 25908.87
-4.8797 | 26018.55
-4.8297 | 26220.19
-4.7797 | 26365.32
-4.7297 | 26517.02
-4.6798 | 26706.7
-4.6298 | 26799.87
-4.5798 | 26996.29
-4.5298 | 27128.44
-4.4798 | 27243.25
-4.4298 | 27384.78
-4.3799 | 27463.74
-4.3299 | 27631.54
-4.2799 | 27740.27
-4.2299 | 27875.27
-4.1799 | 28034.32
-4.1299 | 28107.75
-4.08 | 28254.12
-4.03 | 28361.32
-3.98 | 28477.6
-3.93 | 28642.38
-3.88 | 28732.49
-3.83 | 28904.58
-3.78 | 29022.46
-3.7301 | 29140.89
-3.6801 | 29284.84
-3.6301 | 29361.93
-3.5801 | 29513.6
-3.5301 | 29611.66
-3.4801 | 29720.49
-3.4302 | 29854.37
-3.3802 | 29912.68
-3.3302 | 30019.31
-3.2802 | 30117.63
-3.2302 | 30201.17
-3.1802 | 30316.26
-3.1303 | 30376.93
-3.0803 | 30490.19
-3.0303 | 30595.61
-2.9803 | 30695.18
-2.9303 | 30829.18
-2.8803 | 30883.61
-2.8303 | 31015.93
-2.7804 | 31087.3
-2.7304 | 31183.25
-2.6804 | 31298.86
-2.6304 | 31358.07
-2.5804 | 31473.49
-2.5304 | 31566.7
-2.4805 | 31651.34
-2.4305 | 31747.93
-2.3805 | 31807.29
-2.3305 | 31912.07
-2.2805 | 32015.44
-2.2305 | 32136.21
-2.1806 | 32291.35
-2.1306 | 32370.69
-2.0806 | 32525.49
-2.0306 | 32607.18
-1.9806 | 32700.97
-1.9306 | 32846.48
-1.8807 | 32898.29
-1.8307 | 32995.36
-1.7807 | 33029.3
-1.7307 | 33048.6
-1.6807 | 33080.8
-1.6307 | 33082.79
-1.5807 | 33114.08
-1.5308 | 33207.88
-1.4808 | 33250.39
-1.4308 | 33351.92
-1.3808 | 33425.69
-1.3308 | 33557.8
-1.2808 | 33668.1
-1.2309 | 33810.96
-1.1809 | 33965.54
-1.1309 | 34048.96
-1.0809 | 34182.99
-1.0309 | 34236.76
-0.98094 | 34305.21
-0.93095 | 34358.66
-0.88097 | 34386.02
-0.83099 | 34424.86
-0.781 | 34445.92
-0.73102 | 34450.91
-0.68103 | 34478.13
-0.63105 | 34487.05
-0.58107 | 34484.53
-0.53108 | 34498.05
-0.4811 | 34510.54
-0.43111 | 34553.8
-0.38113 | 34579.35
-0.33114 | 34663.76
-0.28116 | 34755.7
-0.23118 | 34825.11
-0.18119 | 34845.89
-0.13121 | 34855.66
-0.081224 | 34883.2
-0.03124 | 34859.95
0.018744 | 34876.32
0.068728 | 34853.25
0.11871 | 34817.51
0.1687 | 34748.69
0.21868 | 34714.45
0.26866 | 34628.16
0.31865 | 34633.54
0.36863 | 34624.5
0.41862 | 34641.22
0.4686 | 34652.83
0.51858 | 34671.63
0.56857 | 34693.55
0.61855 | 34718.7
0.66854 | 34785.08
0.71852 | 34818.57
0.76851 | 34846.86
0.81849 | 34816.08
0.86847 | 34811.66
0.91846 | 34783.62
0.96844 | 34751.25
1.0184 | 34719.64
1.0684 | 34618.48
1.1184 | 34565.18
1.1684 | 34439.68
1.2184 | 34344.34
1.2683 | 34261.48
1.3183 | 34227.59
1.3683 | 34199.87
1.4183 | 34143.04
1.4683 | 34095.73
1.5183 | 34056.65
1.5683 | 34046.95
1.6182 | 34042.46
1.6682 | 34004.98
1.7182 | 33991.21
1.7682 | 33971.71
1.8182 | 33905.14
1.8682 | 33879.7
1.9181 | 33805.08
1.9681 | 33743.46
2.0181 | 33687.73
2.0681 | 33583.83
2.1181 | 33523.86
2.1681 | 33438.15
2.218 | 33340.09
2.268 | 33239.64
2.318 | 33071.45
2.368 | 32975.3
2.418 | 32828.54
2.468 | 32734.52
2.5179 | 32637.92
2.5679 | 32524.28
2.6179 | 32459.64
2.6679 | 32335.98
2.7179 | 32288.44
2.7679 | 32228.08
2.8179 | 32190.12
2.8678 | 32182.86
2.9178 | 32155.15
2.9678 | 32135.39
3.0178 | 32110.53
3.0678 | 32065.16
3.1178 | 32063.53
3.1677 | 32029.69
3.2177 | 31977.43
3.2677 | 31916.43
3.3177 | 31816
3.3677 | 31766.59
3.4177 | 31667.41
3.4676 | 31570.6
3.5176 | 31473.64
3.5676 | 31350.24
3.6176 | 31282.43
3.6676 | 31146.98
3.7176 | 31005.29
3.7676 | 30883
3.8175 | 30730.56
3.8675 | 30659.57
3.9175 | 30511.78
3.9675 | 30416.8
4.0175 | 30318.48
4.0675 | 30172.46
4.1174 | 30076.29
4.1674 | 29904.86
4.2174 | 29816.48
4.2674 | 29730.36
4.3174 | 29597.65
4.3674 | 29538.62
4.4173 | 29395.46
4.4673 | 29276.06
4.5173 | 29166.45
4.5673 | 29031.8
4.6173 | 28973.85
4.6673 | 28850.31
4.7172 | 28727.02
4.7672 | 28610.09
4.8172 | 28476.82
4.8672 | 28388.36
4.9172 | 28219.09
4.9672 | 28087.66
5.0172 | 27948.58
5.0671 | 27751
5.1171 | 27660.69
5.1671 | 27461.29
5.2171 | 27290.22
5.2671 | 27133.47
5.3171 | 26924.53
5.367 | 26831.6
5.417 | 26633.24
5.467 | 26479.04
5.517 | 26330.88
5.567 | 26128.02
5.617 | 26017.26
5.6669 | 25807.1
5.7169 | 25650.88
5.7669 | 25525.9
5.8169 | 25304
5.8669 | 25176.72
5.9169 | 24938.01
5.9669 | 24770.38
6.0168 | 24605.85
6.0668 | 24385.39
6.1168 | 24279.4
6.1668 | 24059.84
6.2168 | 23890.74
6.2668 | 23734.43
6.3167 | 23503.88
6.3667 | 23397.21
6.4167 | 23185.78
6.4667 | 23013.67
6.5167 | 22842.57
6.5667 | 22611.42
6.6166 | 22504.29
6.6666 | 22259.23
6.7166 | 22069.31
6.7666 | 21891.82
6.8166 | 21653.4
6.8666 | 21537.62
6.9165 | 21294.85
6.9665 | 21110.8
7.0165 | 20913.4
7.0665 | 20648.55
7.1165 | 20508.88
7.1665 | 20254.49
7.2165 | 20068.73
7.2664 | 19868.56
7.3164 | 19611.04
7.3664 | 19478.34
7.4164 | 19224.91
7.4664 | 19040.33
7.5164 | 18856.75
7.5663 | 18617.26
7.6163 | 18495.75
7.6663 | 18240.82
7.7163 | 18049.41
7.7663 | 17861.96
7.8163 | 17619.32
7.8662 | 17492.51
7.9162 | 17236.05
7.9662 | 17047.31
8.0162 | 16861.94
8.0662 | 16612.65
8.1162 | 16490
8.1662 | 16257.2
8.2161 | 16086.16
8.2661 | 15916.25
8.3161 | 15675.32
8.3661 | 15563.11
8.4161 | 15317.07
8.4661 | 15151.07
8.516 | 14980.59
8.566 | 14747.25
8.616 | 14629.5
8.666 | 14412.91
8.716 | 14244.95
8.766 | 14071.39
8.8159 | 13835.51
8.8659 | 13716.5
8.9159 | 13501.13
8.9659 | 13333.39
9.0159 | 13160.7
9.0659 | 12950.17
9.1158 | 12846.15
9.1658 | 12621.75
9.2158 | 12454.25
9.2658 | 12294.78
9.3158 | 12092.25
9.3658 | 11995.32
9.4158 | 11805.19
9.4657 | 11651.92
9.5157 | 11501.34
9.5657 | 11304.25
9.6157 | 11203.47
9.6657 | 11008.28
9.7157 | 10871.86
9.7656 | 10741.23
9.8156 | 10561.57
9.8656 | 10477.27
9.9156 | 10294.33
9.9656 | 10167.18
10.0156 | 10051.68
10.0655 | 9872.392
10.1155 | 9784.675
10.1655 | 9618.941
10.2155 | 9499.002
10.2655 | 9371.925
10.3155 | 9214.705
10.3654 | 9126.926
10.4154 | 8963.356
10.4654 | 8842.657
10.5154 | 8706.68
10.5654 | 8557.822
10.6154 | 8487.958
10.6654 | 8333.082
10.7153 | 8213.415
10.7653 | 8096.095
10.8153 | 7951.03
10.8653 | 7881.995
10.9153 | 7739.434
10.9653 | 7636.845
11.0152 | 7540.39
11.0652 | 7410.888
11.1152 | 7343.163
11.1652 | 7216.247
11.2152 | 7121.605
11.2652 | 7027.483
11.3151 | 6902.125
11.3651 | 6833.634
11.4151 | 6708.72
11.4651 | 6619.425
11.5151 | 6527.265
11.5651 | 6406.402
11.6151 | 6347.877
11.665 | 6232.791
11.715 | 6151.104
11.765 | 6073.293
11.815 | 5960.63
11.865 | 5908.493
11.915 | 5803.49
11.9649 | 5719.059
12.0149 | 5633.395
12.0649 | 5526.014
12.1149 | 5475.024
12.1649 | 5373.779
12.2149 | 5295.628
12.2648 | 5214.906
12.3148 | 5123.042
12.3648 | 5074.165
12.4148 | 4982.795
12.4648 | 4919.974
12.5148 | 4855.181
12.5648 | 4768.101
12.6147 | 4725.461
12.6647 | 4644.773
12.7147 | 4582.87
12.7647 | 4527.104
12.8147 | 4449.638
12.8647 | 4415.521
12.9146 | 4338.164
12.9646 | 4279.954
13.0146 | 4230.591
13.0646 | 4161.815
13.1146 | 4128.434
13.1646 | 4063.823
13.2145 | 4016.617
13.2645 | 3968.577
13.3145 | 3903.786
13.3645 | 3871.079
13.4145 | 3812.266
13.4645 | 3768.661
13.5145 | 3726.103
13.5644 | 3668.582
13.6144 | 3637.817
13.6644 | 3574.63
13.7144 | 3531.199
13.7644 | 3490.781
13.8143 | 3433.91
13.8643 | 3408.41
13.9143 | 3361.605
13.9643 | 3325.573
14.0143 | 3289.146
14.0643 | 3240.713
14.1143 | 3222.087
14.1642 | 3179.175
14.2142 | 3150.682
14.2642 | 3118.197
14.3142 | 3075.951
14.3642 | 3056.659
14.4142 | 3014.969
14.4642 | 2989.017
14.5141 | 2965.833
14.5641 | 2932.104
14.6141 | 2908.325
14.6641 | 2869.783
14.7141 | 2842.428
14.764 | 2811.852
14.814 | 2777.216
14.864 | 2759.778
14.914 | 2723.19
14.964 | 2695.331
15.014 | 2659.061
15.064 | 2621.699
15.1139 | 2605.312
15.1639 | 2574.233
15.2139 | 2547
15.2639 | 2525.009
15.3139 | 2497.479
15.3639 | 2481.863
15.4139 | 2450.44
15.4638 | 2427.645
15.5138 | 2407.445
15.5638 | 2381.095
15.6138 | 2366.303
15.6638 | 2337.25
15.7137 | 2317.453
15.7637 | 2296.774
15.8137 | 2264.883
15.8637 | 2251.79
15.9137 | 2228.429
15.9637 | 2211.193
16.0136 | 2192.876
16.0636 | 2166.087
16.1136 | 2154.183
16.1636 | 2129.203
16.2136 | 2114.045
16.2636 | 2098.484
16.3136 | 2082.762
16.3635 | 1947.057
16.4135 | 1676.01
16.4635 | 1452.472
16.5135 | 1278.454
16.5635 | 1019.157
16.6135 | 891.9402
16.6635 | 636.3599
16.7134 | 476.5226
16.7634 | 254.5757
16.8134 | 0
16.8634 | 0
16.9134 | 0
16.9633 | 0
17.0133 | 0
17.0633 | 0
17.1133 | 0
17.1633 | 0
17.2133 | 0
17.2633 | 0
17.3132 | 0
17.3632 | 0
17.4132 | 0
17.4632 | 0
17.5132 | 0
17.5632 | 0
17.6132 | 0
17.6631 | 0
17.7131 | 0
17.7631 | 0
17.8131 | 0
17.8631 | 0
17.913 | 0
17.963 | 0
18.013 | 0
18.063 | 0
18.113 | 0
18.163 | 0
18.213 | 0
18.2629 | 0
18.3129 | 0
18.3629 | 0
18.4129 | 0
18.4629 | 0
18.5129 | 0
18.5628 | 0
18.6128 | 0
18.6628 | 0
18.7128 | 0
18.7628 | 0
18.8128 | 0
18.8627 | 0
18.9127 | 0
18.9627 | 0
19.0127 | 0
19.0627 | 0
19.1127 | 0
19.1626 | 0
19.2126 | 0
19.2626 | 0
19.3126 | 0
19.3626 | 0
19.4126 | 0
19.4626 | 0
19.5125 | 0
19.5625 | 0
19.6125 | 0
19.6625 | 0
19.7125 | 0
19.7625 | 0
19.8124 | 0
19.8624 | 0
19.9124 | 0
19.9624 | 0
20.0124 | 0
20.0624 | 0
20.1123 | 0
20.1623 | 0
20.2123 | 0
20.2623 | 0
20.3123 | 0
20.3623 | 0
20.4123 | 0
20.4622 | 0
20.5122 | 0
20.5622 | 0
20.6122 | 0
20.6622 | 0
20.7122 | 0
20.7621 | 0
20.8121 | 0
20.8621 | 0
20.9121 | 0
20.9621 | 0
21.0121 | 0
21.062 | 0
21.112 | 0
21.162 | 0
21.212 | 0
21.262 | 0
21.312 | 0
21.362 | 0
21.4119 | 0
21.4619 | 0
21.5119 | 0
21.5619 | 0
21.6119 | 0
21.6619 | 0
21.7118 | 0
21.7618 | 0

## VNR
Color Source Strip Standard | 2016-06-20
| Beam Angle | Field Angle
| 15.5 | 27.6
[5 empty] | Lens Efficiency | Power Consump (Watts) | Efficacy (lm/W)
Mode | Accessory Lens | Candela | Field Lumens | Beam Lumens
RGB - full | VNR | 28277.5096 | 2276.276 | 1182.712 | 91.75% | 93.2 | 24.4236
Max output | VNR | 29810.1506 | 2399.6502 | 1246.815 | 91.75% | 104 | 23.0736
3200K | VNR | 26803.403 | 2157.6137 | 1121.0572 | 91.75% | 78.9 | 27.3462
5600K | VNR | 28023.8603 | 2255.8578 | 1172.1031 | 91.75% | 93.9 | 24.024
Red | VNR | 6487.709 | 522.246 | 271.3496 | 91.75% | 27.8 | 18.7858
Green | VNR | 8378.6261 | 674.4606 | 350.4376 | 91.75% | 30.4 | 22.1862
Blue | VNR | 2619.3457 | 210.8514 | 109.5546 | 91.75% | 32.9 | 6.4089
| For Field diameter at any distance, multiply distance by |  |  |  | 0.49125
| For Beam diameter at any distance, multiply distance by |  |  |  | 0.27219
Dist for 1.0 fc
| Throw Distance (ft) | 10 | 15 | 20 | 25 | 168.1592
| Throw Distance (m) | 3.048 | 4.572 | 6.096 | 7.62 | 51.2549
| Field Diameter (ft) | 4.9125 | 7.3687 | 9.8249 | 12.2812
| Field Diameter (m) | 1.4973 | 2.246 | 2.9946 | 3.7433
| Illuminance (fc) | 282.7751 | 125.6778 | 70.6938 | 45.244
| Illuminance (lux) | 3043.7629 | 1352.7835 | 760.9407 | 487.0021
Test Distance | Iso-Illuminance Diagram grid lines
147 | 12.5 | 25 | 37.5 | 50
| 0.085034 | 0.17007 | 0.2551 | 0.34014
Measurement: VNR Full ON RGB - Intensity
Degrees | (Cd)
-21.806 | 0
-21.756 | 0
-21.7059 | 0
-21.6559 | 0
-21.6058 | 0
-21.5557 | 0
-21.5057 | 0
-21.4556 | 0
-21.4056 | 0
-21.3555 | 0
-21.3055 | 0
-21.2554 | 0
-21.2053 | 0
-21.1553 | 0
-21.1052 | 0
-21.0552 | 0
-21.0051 | 0
-20.9551 | 0
-20.905 | 0
-20.8549 | 0
-20.8049 | 0
-20.7548 | 0
-20.7048 | 0
-20.6547 | 0
-20.6047 | 0
-20.5546 | 0
-20.5045 | 0
-20.4545 | 0
-20.4044 | 0
-20.3544 | 0
-20.3043 | 0
-20.2543 | 0
-20.2042 | 0
-20.1542 | 0
-20.1041 | 0
-20.054 | 0
-20.004 | 0
-19.9539 | 0
-19.9039 | 0
-19.8538 | 0
-19.8038 | 0
-19.7537 | 0
-19.7036 | 83.1567
-19.6536 | 147.6432
-19.6035 | 279.8259
-19.5535 | 389.3404
-19.5034 | 481.7219
-19.4534 | 617.3772
-19.4033 | 686.2298
-19.3532 | 825.4792
-19.3032 | 907.7355
-19.2531 | 1034.0739
-19.2031 | 1095.492
-19.153 | 1104.1159
-19.103 | 1119.2016
-19.0529 | 1131.962
-19.0028 | 1141.1799
-18.9528 | 1156.4961
-18.9027 | 1165.695
-18.8527 | 1181.1552
-18.8026 | 1193.6109
-18.7526 | 1208.2329
-18.7025 | 1221.8728
-18.6524 | 1228.5448
-18.6024 | 1243.0173
-18.5523 | 1256.444
-18.5023 | 1269.5425
-18.4522 | 1286.5307
-18.4022 | 1293.5644
-18.3521 | 1308.1272
-18.3021 | 1320.8474
-18.252 | 1334.2094
-18.2019 | 1355.6887
-18.1519 | 1367.6957
-18.1018 | 1387.6962
-18.0518 | 1401.7412
-18.0017 | 1414.7416
-17.9517 | 1434.8236
-17.9016 | 1445.0671
-17.8515 | 1467.3713
-17.8015 | 1483.6083
-17.7514 | 1496.6923
-17.7014 | 1516.896
-17.6513 | 1527.4822
-17.6013 | 1547.7874
-17.5512 | 1566.4709
-17.5011 | 1582.507
-17.4511 | 1604.7509
-17.401 | 1617.9443
-17.351 | 1643.8624
-17.3009 | 1661.7233
-17.2508 | 1682.7663
-17.2008 | 1708.335
-17.1507 | 1718.4212
-17.1007 | 1742.1183
-17.0506 | 1760.0964
-17.0006 | 1779.2085
-16.9505 | 1804.9882
-16.9004 | 1814.6078
-16.8504 | 1838.7937
-16.8003 | 1860.6391
-16.7503 | 1882.3785
-16.7002 | 1908.7107
-16.6502 | 1923.5995
-16.6001 | 1953.8145
-16.5501 | 1976.5004
-16.5 | 1999.0489
-16.4499 | 2030.0218
-16.3999 | 2047.1975
-16.3498 | 2078.1871
-16.2998 | 2103.267
-16.2497 | 2124.2932
-16.1997 | 2155.1389
-16.1496 | 2172.6817
-16.0995 | 2206.1
-16.0495 | 2229.854
-15.9994 | 2255.4249
-15.9494 | 2291.0207
-15.8993 | 2309.25
-15.8493 | 2343.887
-15.7992 | 2367.8162
-15.7492 | 2394.2142
-15.6991 | 2431.2163
-15.649 | 2446.5381
-15.599 | 2485.3705
-15.5489 | 2515.2965
-15.4989 | 2545.4312
-15.4488 | 2583.7246
-15.3987 | 2602.8412
-15.3487 | 2645.8813
-15.2986 | 2679.8845
-15.2486 | 2712.0828
-15.1985 | 2756.296
-15.1485 | 2780.3446
-15.0984 | 2824.742
-15.0483 | 2859.6937
-14.9983 | 2890.3776
-14.9482 | 2936.8743
-14.8982 | 2959.8347
-14.8481 | 3007.8359
-14.7981 | 3045.982
-14.748 | 3082.993
-14.698 | 3135.5278
-14.6479 | 3161.3789
-14.5978 | 3213.8457
-14.5478 | 3252.0341
-14.4977 | 3294.4884
-14.4477 | 3352.6539
-14.3976 | 3382.3634
-14.3476 | 3435.5946
-14.2975 | 3480.2119
-14.2474 | 3522.5679
-14.1974 | 3580.0504
-14.1473 | 3608.8134
-14.0973 | 3667.4778
-14.0472 | 3714.1509
-13.9972 | 3758.5002
-13.9471 | 3814.7171
-13.897 | 3844.8696
-13.847 | 3910.138
-13.7969 | 3956.618
-13.7469 | 4002.05
-13.6968 | 4065.6063
-13.6468 | 4099.2087
-13.5967 | 4166.3232
-13.5466 | 4217.1448
-13.4966 | 4270.4732
-13.4465 | 4344.0621
-13.3965 | 4381.1925
-13.3464 | 4456.1788
-13.2964 | 4512.7483
-13.2463 | 4571.3737
-13.1962 | 4649.609
-13.1462 | 4687.3655
-13.0961 | 4768.1645
-13.0461 | 4830.1895
-12.996 | 4890.6029
-12.946 | 4973.5269
-12.8959 | 5015.2657
-12.8459 | 5099.3392
-12.7958 | 5162.0462
-12.7457 | 5225.8057
-12.6957 | 5314.8559
-12.6456 | 5359.7031
-12.5956 | 5446.4731
-12.5455 | 5514.9816
-12.4954 | 5583.8896
-12.4454 | 5679.478
-12.3953 | 5723.632
-12.3453 | 5810.5104
-12.2952 | 5881.4843
-12.2452 | 5952.1903
-12.1951 | 6048.6236
-12.145 | 6097.1795
-12.095 | 6194.7947
-12.0449 | 6272.9117
-11.9949 | 6345.7238
-11.9448 | 6447.4084
-11.8948 | 6503.0125
-11.8447 | 6609.9772
-11.7947 | 6685.8296
-11.7446 | 6764.8975
-11.6945 | 6865.2516
-11.6445 | 6916.8277
-11.5944 | 7027.2223
-11.5444 | 7110.3561
-11.4943 | 7188.8927
-11.4443 | 7292.8229
-11.3942 | 7342.8052
-11.3441 | 7452.904
-11.2941 | 7540.0234
-11.244 | 7624.097
-11.194 | 7738.1735
-11.1439 | 7796.0857
-11.0939 | 7908.0149
-11.0438 | 7995.7304
-10.9937 | 8082.929
-10.9437 | 8196.0647
-10.8936 | 8258.7014
-10.8436 | 8382.7135
-10.7935 | 8472.2359
-10.7435 | 8559.5138
-10.6934 | 8678.7132
-10.6433 | 8738.3174
-10.5933 | 8859.7078
-10.5432 | 8957.5853
-10.4932 | 9048.5821
-10.4431 | 9182.7418
-10.3931 | 9242.8393
-10.343 | 9371.8247
-10.2929 | 9470.4578
-10.2429 | 9572.4694
-10.1928 | 9712.2375
-10.1428 | 9783.5518
-10.0927 | 9928.4294
-10.0427 | 10037.1264
-9.9926 | 10144.0465
-9.9425 | 10292.6128
-9.8925 | 10371.145
-9.8424 | 10517.2469
-9.7924 | 10632.4083
-9.7423 | 10744.246
-9.6923 | 10892.6739
-9.6422 | 10970.0877
-9.5922 | 11109.4027
-9.5421 | 11213.0549
-9.492 | 11312.4436
-9.442 | 11447.0118
-9.3919 | 11514.5693
-9.3419 | 11656.0685
-9.2918 | 11759.676
-9.2418 | 11861.5425
-9.1917 | 12007.4726
-9.1416 | 12077.0726
-9.0916 | 12228.5162
-9.0415 | 12349.9032
-8.9915 | 12469.192
-8.9414 | 12622.4771
-8.8914 | 12697.334
-8.8413 | 12842.8064
-8.7912 | 12946.7154
-8.7412 | 13063.8947
-8.6911 | 13201.5545
-8.6411 | 13269.3241
-8.591 | 13397.776
-8.541 | 13493.4593
-8.4909 | 13588.6738
-8.4408 | 13722.4272
-8.3908 | 13786.1342
-8.3407 | 13925.6132
-8.2907 | 14038.7746
-8.2406 | 14145.842
-8.1906 | 14307.3417
-8.1405 | 14390.826
-8.0904 | 14561.7567
-8.0404 | 14695.3762
-7.9903 | 14822.2098
-7.9403 | 14996.4665
-7.8902 | 15086.8706
-7.8402 | 15258.5156
-7.7901 | 15373.1837
-7.74 | 15498.5329
-7.69 | 15652.6886
-7.6399 | 15732.2777
-7.5899 | 15895.1167
-7.5398 | 16004.3718
-7.4898 | 16107.6333
-7.4397 | 16246.2195
-7.3896 | 16317.7168
-7.3396 | 16472.9887
-7.2895 | 16591.1167
-7.2395 | 16701.3539
-7.1894 | 16851.6926
-7.1394 | 16919.8974
-7.0893 | 17073.7183
-7.0392 | 17193.1857
-6.9892 | 17312.2624
-6.9391 | 17471.9986
-6.8891 | 17554.2329
-6.839 | 17705.9555
-6.789 | 17814.9538
-6.7389 | 17931.084
-6.6889 | 18078.3311
-6.6388 | 18155.8219
-6.5887 | 18298.0131
-6.5387 | 18416.4424
-6.4886 | 18534.9164
-6.4386 | 18691.8624
-6.3885 | 18766.8643
-6.3385 | 18911.4774
-6.2884 | 19014.7613
-6.2383 | 19131.1371
-6.1883 | 19280.9177
-6.1382 | 19359.7143
-6.0882 | 19510.4883
-6.0381 | 19615.2231
-5.9881 | 19712.5582
-5.938 | 19853.1645
-5.8879 | 19920.2309
-5.8379 | 20066.4065
-5.7878 | 20182.28
-5.7378 | 20294.8276
-5.6877 | 20443.28
-5.6377 | 20508.9737
-5.5876 | 20642.0016
-5.5375 | 20747.1271
-5.4875 | 20849.4511
-5.4374 | 20978.4388
-5.3874 | 21047.8379
-5.3373 | 21171.859
-5.2873 | 21267.6203
-5.2372 | 21357.0981
-5.1871 | 21476.9226
-5.1371 | 21539.7702
-5.087 | 21658.6906
-5.037 | 21755.6127
-4.9869 | 21841.7868
-4.9369 | 21967.1806
-4.8868 | 22037.2048
-4.8367 | 22157.6989
-4.7867 | 22257.3555
-4.7366 | 22355.3044
-4.6866 | 22479.6268
-4.6365 | 22540.2199
-4.5865 | 22657.7229
-4.5364 | 22733.8855
-4.4863 | 22823.274
-4.4363 | 22941.681
-4.3862 | 22993.323
-4.3362 | 23112.0872
-4.2861 | 23197.4242
-4.2361 | 23270.5734
-4.186 | 23384.3486
-4.136 | 23439.138
-4.0859 | 23557.0763
-4.0358 | 23647.9491
-3.9858 | 23734.2125
-3.9357 | 23827.7417
-3.8857 | 23875.9237
-3.8356 | 23977.8683
-3.7856 | 24052.1447
-3.7355 | 24126.9011
-3.6854 | 24222.696
-3.6354 | 24272.4852
-3.5853 | 24386.227
-3.5353 | 24456.798
-3.4852 | 24528.5185
-3.4352 | 24642.3273
-3.3851 | 24689.5606
-3.335 | 24783.8487
-3.285 | 24848.4598
-3.2349 | 24919.1759
-3.1849 | 25010.5286
-3.1348 | 25057.7174
-3.0848 | 25120.6989
-3.0347 | 25190.5109
-2.9846 | 25261.8744
-2.9346 | 25347.5908
-2.8845 | 25384.5561
-2.8345 | 25450.964
-2.7844 | 25511.1888
-2.7344 | 25571.6702
-2.6843 | 25654.3621
-2.6342 | 25693.247
-2.5842 | 25779.2425
-2.5341 | 25826.7326
-2.4841 | 25867.593
-2.434 | 25923.7775
-2.384 | 25963.187
-2.3339 | 26049.2494
-2.2838 | 26095.4448
-2.2338 | 26147.589
-2.1837 | 26208.5727
-2.1337 | 26241.7878
-2.0836 | 26293.4744
-2.0336 | 26355.5519
-1.9835 | 26412.0266
-1.9334 | 26483.178
-1.8834 | 26522.6209
-1.8333 | 26589.107
-1.7833 | 26622.4896
-1.7332 | 26659.0753
-1.6832 | 26699.6232
-1.6331 | 26712.5142
-1.583 | 26755.618
-1.533 | 26782.862
-1.4829 | 26800.0164
-1.4329 | 26838.0308
-1.3828 | 26839.3701
-1.3328 | 26843.7899
-1.2827 | 26892.2844
-1.2327 | 26928.9595
-1.1826 | 26959.5852
-1.1325 | 26984.1394
-1.0825 | 27030.9152
-1.0324 | 27050.6925
-0.98237 | 27076.3293
-0.93231 | 27136.6322
-0.88225 | 27177.3698
-0.8322 | 27279.5041
-0.78214 | 27323.3557
-0.73208 | 27364.0264
-0.68202 | 27452.8903
-0.63197 | 27487.2438
-0.58191 | 27557.8818
-0.53185 | 27621.1758
-0.4818 | 27689.2803
-0.43174 | 27707.0932
-0.38168 | 27711.9036
-0.33163 | 27717.0823
-0.28157 | 27749.0921
-0.23151 | 27767.4854
-0.18146 | 27771.8717
-0.1314 | 27771.8493
-0.081342 | 27769.6729
-0.031286 | 27744.5495
0.018771 | 27710.7094
0.068828 | 27701.256
0.11889 | 27695.8541
0.16894 | 27662.3041
0.219 | 27629.9819
0.26906 | 27585.9294
0.31911 | 27520.1688
0.36917 | 27500.4919
0.41923 | 27448.7384
0.46928 | 27418.0456
0.51934 | 27401.918
0.5694 | 27368.2341
0.61945 | 27353.1891
0.66951 | 27349.0595
0.71957 | 27353.9592
0.76962 | 27347.0617
0.81968 | 27360.5553
0.86974 | 27344.0594
0.9198 | 27311.4358
0.96985 | 27267.1043
1.0199 | 27240.6973
1.07 | 27192.4483
1.12 | 27164.0213
1.1701 | 27092.3342
1.2201 | 27042.1878
1.2702 | 26970.7016
1.3202 | 26881.7819
1.3703 | 26855.5201
1.4204 | 26833.0195
1.4704 | 26819.5593
1.5205 | 26792.4716
1.5705 | 26745.2606
1.6206 | 26720.2041
1.6706 | 26679.0423
1.7207 | 26633.405
1.7708 | 26589.9552
1.8208 | 26535.8244
1.8709 | 26509.9085
1.9209 | 26428.5114
1.971 | 26369.5255
2.021 | 26315.7853
2.0711 | 26247.4353
2.1212 | 26214.5215
2.1712 | 26130.4457
2.2213 | 26088.1455
2.2713 | 26047.6869
2.3214 | 26015.8222
2.3714 | 25990.0068
2.4215 | 25963.0307
2.4716 | 25931.6013
2.5216 | 25890.7744
2.5717 | 25851.0859
2.6217 | 25836.8891
2.6718 | 25797.1448
2.7218 | 25747.0988
2.7719 | 25705.7697
2.822 | 25628.9597
2.872 | 25596.2244
2.9221 | 25501.5234
2.9721 | 25443.5866
3.0222 | 25385.2815
3.0722 | 25296.7637
3.1223 | 25247.2088
3.1724 | 25140.3311
3.2224 | 25057.0031
3.2725 | 24989.0884
3.3225 | 24881.4628
3.3726 | 24819.7314
3.4226 | 24686.5248
3.4727 | 24594.5247
3.5228 | 24506.4198
3.5728 | 24383.6041
3.6229 | 24324.8191
3.6729 | 24220.5307
3.723 | 24142.5042
3.773 | 24053.2608
3.8231 | 23936.807
3.8732 | 23880.7229
3.9232 | 23777.4837
3.9733 | 23691.4324
4.0233 | 23608.3611
4.0734 | 23511.7291
4.1234 | 23458.4242
4.1735 | 23369.9063
4.2235 | 23291.7235
4.2736 | 23218.2618
4.3237 | 23134.878
4.3737 | 23084.486
4.4238 | 22977.7422
4.4738 | 22882.2152
4.5239 | 22797.9162
4.5739 | 22681.094
4.624 | 22622.4541
4.6741 | 22489.2364
4.7241 | 22408.9888
4.7742 | 22318.7633
4.8242 | 22182.8223
4.8743 | 22117.1064
4.9243 | 21999.5587
4.9744 | 21904.8353
5.0245 | 21822.2104
5.0745 | 21687.2963
5.1246 | 21619.4597
5.1746 | 21478.5967
5.2247 | 21374.1856
5.2747 | 21254.3945
5.3248 | 21101.0759
5.3749 | 21025.4155
5.4249 | 20871.3825
5.475 | 20758.8015
5.525 | 20646.7562
5.5751 | 20485.4798
5.6251 | 20407.6541
5.6752 | 20270.106
5.7253 | 20148.0493
5.7753 | 20035.3678
5.8254 | 19894.6164
5.8754 | 19826.1214
5.9255 | 19682.0663
5.9755 | 19578.9164
6.0256 | 19468.4448
6.0757 | 19341.8902
6.1257 | 19271.1741
6.1758 | 19112.2973
6.2258 | 19004.0914
6.2759 | 18901.5999
6.3259 | 18742.3213
6.376 | 18659.5067
6.4261 | 18485.529
6.4761 | 18353.2935
6.5262 | 18232.3529
6.5762 | 18039.7698
6.6263 | 17946.2295
6.6763 | 17776.6269
6.7264 | 17649.9496
6.7764 | 17510.0688
6.8265 | 17326.7159
6.8766 | 17240.6646
6.9266 | 17087.6584
6.9767 | 16972.5327
7.0267 | 16843.9133
7.0768 | 16686.3089
7.1268 | 16612.9588
7.1769 | 16454.3721
7.227 | 16320.6857
7.277 | 16201.3746
7.3271 | 16064.2952
7.3771 | 15989.9406
7.4272 | 15830.4499
7.4772 | 15710.3575
7.5273 | 15594.1269
7.5774 | 15440.4846
7.6274 | 15367.3019
7.6775 | 15214.7645
7.7275 | 15118.3558
7.7776 | 15021.1769
7.8276 | 14877.3005
7.8777 | 14812.3881
7.9278 | 14679.8289
7.9778 | 14574.1677
8.0279 | 14466.4418
8.0779 | 14329.0499
8.128 | 14252.1171
8.178 | 14099.9034
8.2281 | 13978.9181
8.2782 | 13852.8769
8.3282 | 13692.1809
8.3783 | 13608.8752
8.4283 | 13447.4425
8.4784 | 13322.4839
8.5284 | 13201.7219
8.5785 | 13044.4188
8.6286 | 12971.1914
8.6786 | 12815.875
8.7287 | 12699.4211
8.7787 | 12592.3313
8.8288 | 12445.207
8.8788 | 12373.0623
8.9289 | 12226.1166
8.979 | 12121.471
9.029 | 12023.3658
9.0791 | 11882.5587
9.1291 | 11804.2866
9.1792 | 11659.8521
9.2292 | 11559.5147
9.2793 | 11451.0744
9.3294 | 11305.68
9.3794 | 11231.2585
9.4295 | 11088.381
9.4795 | 10987.1384
9.5296 | 10875.88
9.5796 | 10732.0147
9.6297 | 10668.1224
9.6797 | 10543.463
9.7298 | 10448.5041
9.7799 | 10345.7827
9.8299 | 10210.1799
9.88 | 10142.6246
9.93 | 10010.0844
9.9801 | 9909.6242
10.0302 | 9817.4846
10.0802 | 9697.2315
10.1303 | 9635.7735
10.1803 | 9500.837
10.2304 | 9402.6414
10.2804 | 9309.3455
10.3305 | 9180.6256
10.3805 | 9118.7312
10.4306 | 8997.41
10.4807 | 8907.4278
10.5307 | 8813.3361
10.5808 | 8686.8474
10.6308 | 8621.4863
10.6809 | 8500.0892
10.7309 | 8416.6809
10.781 | 8329.7981
10.8311 | 8216.4559
10.8811 | 8159.71
10.9312 | 8046.562
10.9812 | 7963.84
11.0313 | 7875.2775
11.0813 | 7763.0235
11.1314 | 7710.0913
11.1815 | 7608.4314
11.2315 | 7524.8723
11.2816 | 7434.533
11.3316 | 7329.2401
11.3817 | 7279.2645
11.4317 | 7173.1479
11.4818 | 7095.5801
11.5319 | 7020.2969
11.5819 | 6919.3245
11.632 | 6867.2037
11.682 | 6765.4656
11.7321 | 6688.5685
11.7821 | 6610.7585
11.8322 | 6506.5338
11.8823 | 6454.0157
11.9323 | 6351.8278
11.9824 | 6277.6116
12.0324 | 6201.4601
12.0825 | 6100.4776
12.1325 | 6051.2643
12.1826 | 5953.1401
12.2326 | 5881.8437
12.2827 | 5814.8475
12.3328 | 5727.9882
12.3828 | 5682.9011
12.4329 | 5593.5026
12.4829 | 5533.376
12.533 | 5466.4904
12.5831 | 5384.418
12.6331 | 5343.8968
12.6832 | 5259.2094
12.7332 | 5200.7124
12.7833 | 5140.6606
12.8333 | 5057.9543
12.8834 | 5017.5682
12.9335 | 4944.7081
12.9835 | 4890.0515
13.0336 | 4837.0502
13.0836 | 4762.4344
13.1337 | 4722.7548
13.1837 | 4650.5387
13.2338 | 4600.1245
13.2838 | 4548.4457
13.3339 | 4482.7732
13.384 | 4450.8271
13.434 | 4383.3834
13.4841 | 4336.2338
13.5341 | 4281.2882
13.5842 | 4219.098
13.6342 | 4192.8093
13.6843 | 4134.0489
13.7344 | 4086.3468
13.7844 | 4037.2975
13.8345 | 3977.5616
13.8845 | 3950.9215
13.9346 | 3895.6299
13.9846 | 3854.8163
14.0347 | 3814.5006
14.0847 | 3763.2671
14.1348 | 3735.1804
14.1849 | 3682.9425
14.2349 | 3643.5765
14.285 | 3610.1013
14.335 | 3567.5534
14.3851 | 3542.9568
14.4352 | 3490.2768
14.4852 | 3447.6909
14.5353 | 3405.9086
14.5853 | 3346.5968
14.6354 | 3320.1274
14.6854 | 3272.1786
14.7355 | 3239.5115
14.7856 | 3203.0429
14.8356 | 3149.3061
14.8857 | 3124.5811
14.9357 | 3082.1459
14.9858 | 3053.9844
15.0358 | 3023.9535
15.0859 | 2989.7774
15.1359 | 2973.0348
15.186 | 2935.9769
15.2361 | 2902.6301
15.2861 | 2870.059
15.3362 | 2830.0535
15.3862 | 2810.822
15.4363 | 2767.9425
15.4863 | 2738.2833
15.5364 | 2708.6765
15.5865 | 2671.4445
15.6365 | 2650.2609
15.6866 | 2614.1261
15.7366 | 2588.7248
15.7867 | 2563.271
15.8368 | 2528.0357
15.8868 | 2511.2317
15.9369 | 2480.905
15.9869 | 2458.6723
16.037 | 2431.0544
16.087 | 2396.5401
16.1371 | 2381.7987
16.1871 | 2348.9039
16.2372 | 2323.9434
16.2873 | 2302.1739
16.3373 | 2270.4845
16.3874 | 2253.7619
16.4374 | 2218.0121
16.4875 | 2194.0885
16.5375 | 2170.9641
16.5876 | 2142.3294
16.6377 | 2125.4919
16.6877 | 2090.7109
16.7378 | 2071.3354
16.7878 | 2048.6004
16.8379 | 2021.7303
16.8879 | 2007.4655
16.938 | 1984.7941
16.9881 | 1966.7847
17.0381 | 1946.2083
17.0882 | 1922.1697
17.1382 | 1911.953
17.1883 | 1891.4658
17.2383 | 1874.1797
17.2884 | 1857.6179
17.3385 | 1838.9779
17.3885 | 1829.1015
17.4386 | 1807.4748
17.4886 | 1789.1552
17.5387 | 1772.6056
17.5887 | 1749.3617
17.6388 | 1738.5891
17.6888 | 1718.073
17.7389 | 1699.5323
17.789 | 1680.4403
17.839 | 1655.5379
17.8891 | 1643.6615
17.9391 | 1620.1854
17.9892 | 1604.1504
18.0392 | 1589.938
18.0893 | 1570.0714
18.1394 | 1559.5656
18.1894 | 1538.6421
18.2395 | 1523.5256
18.2895 | 1512.1135
18.3396 | 1496.1856
18.3896 | 1489.5593
18.4397 | 1475.0188
18.4898 | 1461.7874
18.5398 | 1451.6343
18.5899 | 1439.923
18.6399 | 1430.9406
18.69 | 1413.4826
18.74 | 1402.5817
18.7901 | 1390.7689
18.8402 | 1372.1211
18.8902 | 1362.7514
18.9403 | 1347.5546
18.9903 | 1340.0856
19.0404 | 1329.9615
19.0904 | 1313.9421
19.1405 | 1308.7813
19.1906 | 1294.9081
19.2406 | 1283.9068
19.2907 | 1275.4914
19.3407 | 1261.6406
19.3908 | 1252.791
19.4408 | 1233.7883
19.4909 | 1221.0893
19.5409 | 1206.8758
19.591 | 1193.2939
19.6411 | 1186.3853
19.6911 | 1171.0077
19.7412 | 1161.0052
19.7912 | 1150.0306
19.8413 | 1135.6284
19.8913 | 1129.9876
19.9414 | 1120.3423
19.9915 | 1110.5626
20.0415 | 1103.7511
20.0916 | 1089.7888
20.1416 | 1080.6788
20.1917 | 1065.2544
20.2417 | 1055.3917
20.2918 | 1044.9448
20.3419 | 1034.5897
20.3919 | 1029.3564
20.442 | 1016.4123
20.492 | 1007.8891
20.5421 | 997.706
20.5922 | 985.6951
20.6422 | 980.4387
20.6923 | 971.1348
20.7423 | 963.4382
20.7924 | 953.7886
20.8424 | 943.6963
20.8925 | 939.4844
20.9426 | 931.291
20.9926 | 923.3379
21.0427 | 914.7793
21.0927 | 903.4319
21.1428 | 899.1808
21.1928 | 890.8888
21.2429 | 883.0488
21.293 | 876.4074
21.343 | 865.0075
21.3931 | 857.9474
21.4431 | 844.3103
21.4932 | 837.2159
21.5432 | 829.8946
21.5933 | 824.587
21.6433 | 821.5957
21.6934 | 815.5634
21.7435 | 813.3112
21.7935 | 807.8209
0
Degrees | #VALUE!
-21.806 | 0
-21.756 | 0
-21.7059 | 0
-21.6559 | 0
-21.6058 | 0
-21.5557 | 0
-21.5057 | 0
-21.4556 | 0
-21.4056 | 0
-21.3555 | 0
-21.3055 | 0
-21.2554 | 0
-21.2053 | 0
-21.1553 | 0
-21.1052 | 0
-21.0552 | 0
-21.0051 | 0
-20.9551 | 0
-20.905 | 0
-20.8549 | 0
-20.8049 | 0
-20.7548 | 0
-20.7048 | 0
-20.6547 | 0
-20.6047 | 0
-20.5546 | 0
-20.5045 | 0
-20.4545 | 0
-20.4044 | 0
-20.3544 | 0
-20.3043 | 0
-20.2543 | 0
-20.2042 | 0
-20.1542 | 0
-20.1041 | 0
-20.054 | 0
-20.004 | 0
-19.9539 | 0
-19.9039 | 0
-19.8538 | 0
-19.8038 | 0
-19.7537 | 0
-19.7036 | 0
-19.6536 | 0
-19.6035 | 0
-19.5535 | 0
-19.5034 | 0
-19.4534 | 0
-19.4033 | 0
-19.3532 | 0
-19.3032 | 0
-19.2531 | 0
-19.2031 | 0
-19.153 | 0
-19.103 | 0
-19.0529 | 0
-19.0028 | 0
-18.9528 | 0
-18.9027 | 0
-18.8527 | 0
-18.8026 | 0
-18.7526 | 0
-18.7025 | 0
-18.6524 | 0
-18.6024 | 0
-18.5523 | 0
-18.5023 | 0
-18.4522 | 0
-18.4022 | 0
-18.3521 | 0
-18.3021 | 0
-18.252 | 0
-18.2019 | 0
-18.1519 | 0
-18.1018 | 0
-18.0518 | 0
-18.0017 | 0
-17.9517 | 0
-17.9016 | 0
-17.8515 | 0
-17.8015 | 0
-17.7514 | 0
-17.7014 | 0
-17.6513 | 0
-17.6013 | 0
-17.5512 | 0
-17.5011 | 0
-17.4511 | 0
-17.401 | 0
-17.351 | 0
-17.3009 | 0
-17.2508 | 0
-17.2008 | 0
-17.1507 | 0
-17.1007 | 0
-17.0506 | 0
-17.0006 | 0
-16.9505 | 0
-16.9004 | 0
-16.8504 | 80.6632
-16.8003 | 278.4917
-16.7503 | 403.6838
-16.7002 | 624.9267
-16.6502 | 736.7968
-16.6001 | 963.3192
-16.5501 | 1125.002
-16.5 | 1313.3048
-16.4499 | 1550.0944
-16.3999 | 1667.1018
-16.3498 | 1823.8715
-16.2998 | 1842.1576
-16.2497 | 1865.4897
-16.1997 | 1892.5339
-16.1496 | 1906.7586
-16.0995 | 1933.0841
-16.0495 | 1946.9282
-15.9994 | 1962.5793
-15.9494 | 1980.1813
-15.8993 | 1991.6179
-15.8493 | 2021.6321
-15.7992 | 2042.2175
-15.7492 | 2061.1376
-15.6991 | 2086.6081
-15.649 | 2097.6039
-15.599 | 2122.0365
-15.5489 | 2143.8183
-15.4989 | 2166.493
-15.4488 | 2202.5876
-15.3987 | 2222.0368
-15.3487 | 2246.8533
-15.2986 | 2268.1786
-15.2486 | 2291.6245
-15.1985 | 2323.0059
-15.1485 | 2338.4594
-15.0984 | 2370.7047
-15.0483 | 2395.4743
-14.9983 | 2418.1244
-14.9482 | 2447.8685
-14.8982 | 2462.649
-14.8481 | 2498.1432
-14.7981 | 2524.3838
-14.748 | 2549.476
-14.698 | 2585.6075
-14.6479 | 2605.7386
-14.5978 | 2645.5075
-14.5478 | 2673.4557
-14.4977 | 2704.9375
-14.4477 | 2747.288
-14.3976 | 2767.6568
-14.3476 | 2808.3286
-14.2975 | 2837.9666
-14.2474 | 2868.7308
-14.1974 | 2910.6671
-14.1473 | 2931.3842
-14.0973 | 2973.0449
-14.0472 | 3008.0737
-13.9972 | 3041.9372
-13.9471 | 3086.7676
-13.897 | 3109.3798
-13.847 | 3157.063
-13.7969 | 3187.893
-13.7469 | 3224.3515
-13.6968 | 3268.4497
-13.6468 | 3292.6524
-13.5967 | 3345.0622
-13.5466 | 3379.4559
-13.4966 | 3415.0283
-13.4465 | 3462.9078
-13.3965 | 3487.8002
-13.3464 | 3538.9321
-13.2964 | 3582.9355
-13.2463 | 3627.6766
-13.1962 | 3687.8768
-13.1462 | 3714.8417
-13.0961 | 3768.1456
-13.0461 | 3809.1131
-12.996 | 3855.5072
-12.946 | 3915.4239
-12.8959 | 3944.7517
-12.8459 | 4003.5244
-12.7958 | 4048.5958
-12.7457 | 4093.0356
-12.6957 | 4150.4288
-12.6456 | 4180.9954
-12.5956 | 4245.6556
-12.5455 | 4294.9861
-12.4954 | 4347.0131
-12.4454 | 4419.3442
-12.3953 | 4454.1096
-12.3453 | 4528.7275
-12.2952 | 4589.1789
-12.2452 | 4643.5407
-12.1951 | 4722.2035
-12.145 | 4760.3317
-12.095 | 4830.5511
-12.0449 | 4890.3596
-11.9949 | 4946.784
-11.9448 | 5022.9043
-11.8948 | 5062.2546
-11.8447 | 5138.5746
-11.7947 | 5201.3497
-11.7446 | 5264.7029
-11.6945 | 5348.9595
-11.6445 | 5394.5064
-11.5944 | 5486.1762
-11.5444 | 5550.478
-11.4943 | 5615.5723
-11.4443 | 5704.8503
-11.3942 | 5751.0769
-11.3441 | 5843.3181
-11.2941 | 5909.0519
-11.244 | 5972.5
-11.194 | 6064.8093
-11.1439 | 6109.7758
-11.0939 | 6199.7525
-11.0438 | 6277.7913
-10.9937 | 6349.7965
-10.9437 | 6439.7675
-10.8936 | 6490.5635
-10.8436 | 6592.9031
-10.7935 | 6673.4052
-10.7435 | 6751.6963
-10.6934 | 6858.9635
-10.6433 | 6909.899
-10.5933 | 7017.5736
-10.5432 | 7100.1003
-10.4932 | 7180.6012
-10.4431 | 7299.0685
-10.3931 | 7351.523
-10.343 | 7454.1986
-10.2929 | 7531.8825
-10.2429 | 7615.5912
-10.1928 | 7730.3017
-10.1428 | 7789.5554
-10.0927 | 7915.7004
-10.0427 | 7996.7851
-9.9926 | 8085.2137
-9.9425 | 8206.0918
-9.8925 | 8270.1403
-9.8424 | 8397.2217
-9.7924 | 8494.7052
-9.7423 | 8594.1698
-9.6923 | 8723.6162
-9.6422 | 8790.0308
-9.5922 | 8909.5261
-9.5421 | 9008.6168
-9.492 | 9110.3515
-9.442 | 9242.5837
-9.3919 | 9311.2484
-9.3419 | 9455.1115
-9.2918 | 9551.3717
-9.2418 | 9645.8172
-9.1917 | 9770.4789
-9.1416 | 9834.3812
-9.0916 | 9974.4975
-9.0415 | 10079.0594
-8.9915 | 10182.9214
-8.9414 | 10324.6415
-8.8914 | 10390.4792
-8.8413 | 10521.0405
-8.7912 | 10632.1014
-8.7412 | 10748.4671
-8.6911 | 10897.7823
-8.6411 | 10971.7373
-8.591 | 11117.3337
-8.541 | 11235.5555
-8.4909 | 11347.5338
-8.4408 | 11496.7229
-8.3908 | 11571.1333
-8.3407 | 11721.2822
-8.2907 | 11827.7693
-8.2406 | 11929.1335
-8.1906 | 12070.2755
-8.1405 | 12145.177
-8.0904 | 12285.069
-8.0404 | 12387.5493
-7.9903 | 12488.8353
-7.9403 | 12631.9417
-7.8902 | 12707.1557
-7.8402 | 12865.0503
-7.7901 | 12990.2879
-7.74 | 13110.1012
-7.69 | 13289.3581
-7.6399 | 13375.4205
-7.5899 | 13555.8269
-7.5398 | 13689.1897
-7.4898 | 13821.2913
-7.4397 | 13999.0637
-7.3896 | 14087.2468
-7.3396 | 14254.0144
-7.2895 | 14374.4082
-7.2395 | 14502.1904
-7.1894 | 14661.324
-7.1394 | 14738.759
-7.0893 | 14899.3658
-7.0392 | 15020.4292
-6.9892 | 15141.8608
-6.9391 | 15296.2063
-6.8891 | 15379.3111
-6.839 | 15552.262
-6.789 | 15677.3433
-6.7389 | 15807.2239
-6.6889 | 15973.7571
-6.6388 | 16063.2125
-6.5887 | 16242.6703
-6.5387 | 16362.7515
-6.4886 | 16490.4556
-6.4386 | 16654.1094
-6.3885 | 16731.3323
-6.3385 | 16881.9947
-6.2884 | 17006.6742
-6.2383 | 17126.0746
-6.1883 | 17282.5853
-6.1382 | 17360.3328
-6.0882 | 17518.5623
-6.0381 | 17661.903
-5.9881 | 17795.4109
-5.938 | 17982.5251
-5.8879 | 18068.6545
-5.8379 | 18238.458
-5.7878 | 18357.7691
-5.7378 | 18482.6941
-5.6877 | 18653.0445
-5.6377 | 18731.1826
-5.5876 | 18880.874
-5.5375 | 18993.7452
-5.4875 | 19087.3971
-5.4374 | 19217.3781
-5.3874 | 19292.7149
-5.3373 | 19444.3705
-5.2873 | 19551.6835
-5.2372 | 19664.5994
-5.1871 | 19813.2193
-5.1371 | 19895.208
-5.087 | 20048.3592
-5.037 | 20176.867
-4.9869 | 20300.3411
-4.9369 | 20465.8029
-4.8868 | 20542.2669
-4.8367 | 20701.7576
-4.7867 | 20827.81
-4.7366 | 20946.9983
-4.6866 | 21106.5783
-4.6365 | 21176.3122
-4.5865 | 21337.7337
-4.5364 | 21455.7725
-4.4863 | 21555.15
-4.4363 | 21700.7676
-4.3862 | 21774.9436
-4.3362 | 21903.4625
-4.2861 | 21992.159
-4.2361 | 22093.0544
-4.186 | 22214.0173
-4.136 | 22281.1507
-4.0859 | 22411.9353
-4.0358 | 22501.893
-3.9858 | 22592.3306
-3.9357 | 22721.1397
-3.8857 | 22794.1549
-3.8356 | 22950.0853
-3.7856 | 23046.2261
-3.7355 | 23149.164
-3.6854 | 23290.0828
-3.6354 | 23362.5065
-3.5853 | 23502.6441
-3.5353 | 23591.1954
-3.4852 | 23692.6266
-3.4352 | 23831.4806
-3.3851 | 23892.096
-3.335 | 23999.1411
-3.285 | 24085.6835
-3.2349 | 24176.456
-3.1849 | 24286.1351
-3.1348 | 24344.5071
-3.0848 | 24436.1613
-3.0347 | 24532.8602
-2.9846 | 24619.5477
-2.9346 | 24716.3247
-2.8845 | 24754.6404
-2.8345 | 24860.1788
-2.7844 | 24927.022
-2.7344 | 24997.9279
-2.6843 | 25085.7203
-2.6342 | 25127.0718
-2.5842 | 25210.1543
-2.5341 | 25269.8433
-2.4841 | 25332.557
-2.434 | 25415.1261
-2.384 | 25466.2881
-2.3339 | 25549.9063
-2.2838 | 25627.6985
-2.2338 | 25728.4935
-2.1837 | 25862.9835
-2.1337 | 25929.5142
-2.0836 | 26059.6738
-2.0336 | 26132.3542
-1.9835 | 26205.7043
-1.9334 | 26309.5686
-1.8834 | 26339.8261
-1.8333 | 26402.9973
-1.7833 | 26427.2948
-1.7332 | 26448.8914
-1.6832 | 26454.4719
-1.6331 | 26453.8134
-1.583 | 26487.5531
-1.533 | 26544.0612
-1.4829 | 26577.9683
-1.4329 | 26661.3856
-1.3828 | 26721.4318
-1.3328 | 26836.9593
-1.2827 | 26909.4389
-1.2327 | 27006.8186
-1.1826 | 27141.5765
-1.1325 | 27200.1159
-1.0825 | 27278.2429
-1.0324 | 27321.6816
-0.98237 | 27373.8816
-0.93231 | 27423.0792
-0.88225 | 27446.7182
-0.8322 | 27465.3125
-0.78214 | 27470.4242
-0.73208 | 27482.4223
-0.68202 | 27485.0116
-0.63197 | 27487.0764
-0.58191 | 27498.349
-0.53185 | 27483.0696
-0.4818 | 27486.1389
-0.43174 | 27490.3243
-0.38168 | 27508.3381
-0.33163 | 27565.6722
-0.28157 | 27647.7725
-0.23151 | 27695.6532
-0.18146 | 27714.1358
-0.1314 | 27726.971
-0.081342 | 27731.9711
-0.031286 | 27718.0533
0.018771 | 27734.8953
0.068828 | 27722.8637
0.11889 | 27696.6912
0.16894 | 27632.9395
0.219 | 27614.7025
0.26906 | 27543.3725
0.31911 | 27531.1066
0.36917 | 27521.9657
0.41923 | 27536.7205
0.46928 | 27541.9327
0.51934 | 27557.5916
0.5694 | 27571.7549
0.61945 | 27584.7798
0.66951 | 27626.3434
0.71957 | 27630.9529
0.76962 | 27636.2097
0.81968 | 27615.1154
0.86974 | 27598.3739
0.9198 | 27556.8996
0.96985 | 27523.0706
1.0199 | 27491.5855
1.07 | 27393.4914
1.12 | 27341.9388
1.1701 | 27246.0211
1.2201 | 27170.2268
1.2702 | 27098.841
1.3202 | 27048.6612
1.3703 | 27020.9596
1.4204 | 26960.0652
1.4704 | 26910.4322
1.5205 | 26871.3575
1.5705 | 26856.2009
1.6206 | 26850.7097
1.6706 | 26810.039
1.7207 | 26779.6922
1.7708 | 26756.801
1.8208 | 26703.1724
1.8709 | 26680.683
1.9209 | 26624.5097
1.971 | 26564.4524
2.021 | 26516.1475
2.0711 | 26428.5225
2.1212 | 26373.5881
2.1712 | 26290.4833
2.2213 | 26213.2045
2.2713 | 26121.3048
2.3214 | 25965.1401
2.3714 | 25885.9305
2.4215 | 25761.8537
2.4716 | 25677.0189
2.5216 | 25603.0215
2.5717 | 25489.782
2.6217 | 25432.1354
2.6718 | 25310.5363
2.7218 | 25261.4502
2.7719 | 25217.7661
2.822 | 25186.8278
2.872 | 25179.9191
2.9221 | 25164.517
2.9721 | 25149.3045
3.0222 | 25124.661
3.0722 | 25098.1983
3.1223 | 25093.254
3.1724 | 25066.6015
3.2224 | 25023.7321
3.2725 | 24976.1193
3.3225 | 24898.6508
3.3726 | 24851.5067
3.4226 | 24740.5217
3.4727 | 24671.7811
3.5228 | 24599.8485
3.5728 | 24514.6789
3.6229 | 24465.4366
3.6729 | 24356.4829
3.723 | 24253.1097
3.773 | 24154.2121
3.8231 | 24045.8611
3.8732 | 23992.5115
3.9232 | 23888.2566
3.9733 | 23813.7569
4.0233 | 23726.2435
4.0734 | 23599.1532
4.1234 | 23529.4416
4.1735 | 23404.8849
4.2235 | 23327.8851
4.2736 | 23257.3922
4.3237 | 23139.7553
4.3737 | 23090.9929
4.4238 | 22984.5281
4.4738 | 22901.5461
4.5239 | 22816.9569
4.5739 | 22701.6972
4.624 | 22648.3811
4.6741 | 22559.0596
4.7241 | 22479.3478
4.7742 | 22397.214
4.8242 | 22293.2381
4.8743 | 22228.6494
4.9243 | 22095.7665
4.9744 | 21985.4289
5.0245 | 21873.4729
5.0745 | 21729.1723
5.1246 | 21656.1013
5.1746 | 21490.9408
5.2247 | 21359.7097
5.2747 | 21240.008
5.3248 | 21080.9191
5.3749 | 21004.2096
5.4249 | 20856.9179
5.475 | 20756.9488
5.525 | 20646.2093
5.5751 | 20490.5357
5.6251 | 20420.2549
5.6752 | 20279.0013
5.7253 | 20166.1412
5.7753 | 20064.6989
5.8254 | 19907.0609
5.8754 | 19823.3088
5.9255 | 19649.2418
5.9755 | 19521.1805
6.0256 | 19393.8335
6.0757 | 19241.3631
6.1257 | 19166.7183
6.1758 | 19016.1899
6.2258 | 18904.5464
6.2759 | 18794.8003
6.3259 | 18651.4931
6.376 | 18585.9557
6.4261 | 18442.7377
6.4761 | 18323.2927
6.5262 | 18215.4217
6.5762 | 18057.1922
6.6263 | 17982.2237
6.6763 | 17816.9963
6.7264 | 17697.1495
6.7764 | 17580.7849
6.8265 | 17415.7918
6.8766 | 17331.4481
6.9266 | 17176.0982
6.9767 | 17064.2092
7.0267 | 16944.1503
7.0768 | 16784.3471
7.1268 | 16690.617
7.1769 | 16528.8271
7.227 | 16403.9356
7.277 | 16275.1934
7.3271 | 16110.0441
7.3771 | 16029.9974
7.4272 | 15864.7476
7.4772 | 15732.1438
7.5273 | 15606.1473
7.5774 | 15455.5296
7.6274 | 15375.974
7.6775 | 15210.1327
7.7275 | 15081.9151
7.7776 | 14962.258
7.8276 | 14805.1335
7.8777 | 14721.8947
7.9278 | 14552.0243
7.9778 | 14434.6887
8.0279 | 14319.2728
8.0779 | 14152.494
8.128 | 14078.1841
8.178 | 13918.5706
8.2281 | 13805.3199
8.2782 | 13693.8439
8.3282 | 13533.3152
8.3783 | 13454.5074
8.4283 | 13300.2289
8.4784 | 13188.6524
8.5284 | 13065.9595
8.5785 | 12901.1227
8.6286 | 12817.192
8.6786 | 12663.9849
8.7287 | 12549.9753
8.7787 | 12427.3159
8.8288 | 12258.9299
8.8788 | 12173.2134
8.9289 | 12012.1602
8.979 | 11893.0835
9.029 | 11774.1853
9.0791 | 11622.3957
9.1291 | 11545.675
9.1792 | 11386.7312
9.2292 | 11271.2149
9.2793 | 11150.6225
9.3294 | 10998.6242
9.3794 | 10925.2841
9.4295 | 10774.7133
9.4795 | 10667.2206
9.5296 | 10553.7456
9.5796 | 10400.9616
9.6297 | 10326.2911
9.6797 | 10190.9696
9.7298 | 10080.4366
9.7799 | 9973.7553
9.8299 | 9838.4751
9.88 | 9770.2791
9.93 | 9638.855
9.9801 | 9541.4853
10.0302 | 9439.86
10.0802 | 9309.3689
10.1303 | 9238.7097
10.1803 | 9098.9773
10.2304 | 9007.0397
10.2804 | 8914.1981
10.3305 | 8791.2105
10.3805 | 8728.9411
10.4306 | 8599.1766
10.4807 | 8494.8447
10.5307 | 8393.8901
10.5808 | 8269.2106
10.6308 | 8214.3632
10.6809 | 8088.889
10.7309 | 7996.5473
10.781 | 7898.9477
10.8311 | 7771.7525
10.8811 | 7713.597
10.9312 | 7592.0839
10.9812 | 7509.0661
11.0313 | 7429.4837
11.0813 | 7313.5299
11.1314 | 7253.2984
11.1815 | 7142.5913
11.2315 | 7053.7888
11.2816 | 6968.3793
11.3316 | 6859.5283
11.3817 | 6803.8806
11.4317 | 6695.7194
11.4818 | 6616.8156
11.5319 | 6531.7509
11.5819 | 6426.0484
11.632 | 6378.468
11.682 | 6276.9163
11.7321 | 6203.9044
11.7821 | 6133.272
11.8322 | 6041.4515
11.8823 | 5996.1635
11.9323 | 5897.3597
11.9824 | 5822.0776
12.0324 | 5750.2421
12.0825 | 5656.8089
12.1325 | 5604.2584
12.1826 | 5516.3745
12.2326 | 5449.4152
12.2827 | 5379.0328
12.3328 | 5286.8161
12.3828 | 5241.6107
12.4329 | 5158.6968
12.4829 | 5100.3638
12.533 | 5040.1212
12.5831 | 4960.0834
12.6331 | 4922.0099
12.6832 | 4835.7488
12.7332 | 4773.8811
12.7833 | 4717.1866
12.8333 | 4639.9335
12.8834 | 4601.3254
12.9335 | 4528.4608
12.9835 | 4475.4762
13.0336 | 4419.9781
13.0836 | 4340.5185
13.1337 | 4306.4919
13.1837 | 4239.7023
13.2338 | 4187.4186
13.2838 | 4138.7432
13.3339 | 4073.5764
13.384 | 4041.4338
13.434 | 3977.0192
13.4841 | 3927.1385
13.5341 | 3875.7644
13.5842 | 3815.8075
13.6342 | 3784.7889
13.6843 | 3719.9535
13.7344 | 3671.5404
13.7844 | 3624.162
13.8345 | 3565.9205
13.8845 | 3534.7333
13.9346 | 3475.0733
13.9846 | 3436.6181
14.0347 | 3395.1226
14.0847 | 3344.0666
14.1348 | 3317.5738
14.1849 | 3265.7131
14.2349 | 3229.0146
14.285 | 3197.6622
14.335 | 3146.4087
14.3851 | 3120.8623
14.4352 | 3072.4905
14.4852 | 3036.3746
14.5353 | 3001.4463
14.5853 | 2955.6917
14.6354 | 2934.4267
14.6854 | 2891.833
14.7355 | 2861.398
14.7856 | 2826.5813
14.8356 | 2786.9374
14.8857 | 2767.2595
14.9357 | 2724.0519
14.9858 | 2692.5488
15.0358 | 2658.75
15.0859 | 2614.3102
15.1359 | 2590.765
15.186 | 2555.2083
15.2361 | 2529.3248
15.2861 | 2498.593
15.3362 | 2458.4178
15.3862 | 2440.4085
15.4363 | 2404.8317
15.4863 | 2378.9259
15.5364 | 2353.2634
15.5865 | 2324.5528
15.6365 | 2310.2199
15.6866 | 2270.9901
15.7366 | 2244.6858
15.7867 | 2217.6115
15.8368 | 2189.3741
15.8868 | 2174.0746
15.9369 | 2146.3831
15.9869 | 2128.3581
16.037 | 2104.4177
16.087 | 2070.4503
16.1371 | 2054.3361
16.1871 | 2028.7182
16.2372 | 2007.711
16.2873 | 1986.7093
16.3373 | 1959.8683
16.3874 | 1830.3303
16.4374 | 1574.4711
16.4875 | 1361.0962
16.5375 | 1195.9715
16.5876 | 952.7734
16.6377 | 832.0661
16.6877 | 589.6068
16.7378 | 441.7749
16.7878 | 236.8086
16.8379 | 0
16.8879 | 0
16.938 | 0
16.9881 | 0
17.0381 | 0
17.0882 | 0
17.1382 | 0
17.1883 | 0
17.2383 | 0
17.2884 | 0
17.3385 | 0
17.3885 | 0
17.4386 | 0
17.4886 | 0
17.5387 | 0
17.5887 | 0
17.6388 | 0
17.6888 | 0
17.7389 | 0
17.789 | 0
17.839 | 0
17.8891 | 0
17.9391 | 0
17.9892 | 0
18.0392 | 0
18.0893 | 0
18.1394 | 0
18.1894 | 0
18.2395 | 0
18.2895 | 0
18.3396 | 0
18.3896 | 0
18.4397 | 0
18.4898 | 0
18.5398 | 0
18.5899 | 0
18.6399 | 0
18.69 | 0
18.74 | 0
18.7901 | 0
18.8402 | 0
18.8902 | 0
18.9403 | 0
18.9903 | 0
19.0404 | 0
19.0904 | 0
19.1405 | 0
19.1906 | 0
19.2406 | 0
19.2907 | 0
19.3407 | 0
19.3908 | 0
19.4408 | 0
19.4909 | 0
19.5409 | 0
19.591 | 0
19.6411 | 0
19.6911 | 0
19.7412 | 0
19.7912 | 0
19.8413 | 0
19.8913 | 0
19.9414 | 0
19.9915 | 0
20.0415 | 0
20.0916 | 0
20.1416 | 0
20.1917 | 0
20.2417 | 0
20.2918 | 0
20.3419 | 0
20.3919 | 0
20.442 | 0
20.492 | 0
20.5421 | 0
20.5922 | 0
20.6422 | 0
20.6923 | 0
20.7423 | 0
20.7924 | 0
20.8424 | 0
20.8925 | 0
20.9426 | 0
20.9926 | 0
21.0427 | 0
21.0927 | 0
21.1428 | 0
21.1928 | 0
21.2429 | 0
21.293 | 0
21.343 | 0
21.3931 | 0
21.4431 | 0
21.4932 | 0
21.5432 | 0
21.5933 | 0
21.6433 | 0
21.6934 | 0
21.7435 | 0
21.7935 | 0

## VNL
Color Source Strip Standard | 2016-06-20
| Beam Angle | Field Angle
Horizontal | 29 | 45.6
[5 empty] | Lens Efficiency | Power Consump (Watts) | Efficacy (lm/W)
Mode | Accessory Lens | Candela | Field Lumens | Beam Lumens
RGB - full | VNL | 18886.6442 | 2428.105 | 1335.852 | 97.87% | 93.2 | 26.0526
Max output | VNL | 19910.3003 | 2559.7083 | 1408.2552 | 97.87% | 104 | 24.6126
3200K | VNL | 17902.0834 | 2301.5279 | 1266.214 | 97.87% | 78.9 | 29.1702
5600K | VNL | 18717.231 | 2406.3249 | 1323.8694 | 97.87% | 93.9 | 25.6265
Red | VNL | 4333.1628 | 557.0801 | 306.4845 | 97.87% | 27.8 | 20.0389
Green | VNL | 5596.1127 | 719.4475 | 395.8129 | 97.87% | 30.4 | 23.666
Blue | VNL | 1749.4699 | 224.9154 | 123.74 | 97.87% | 32.9 | 6.8363
| For Field diameter at any distance, multiply distance by |  |  |  | 0.84072
| For Beam diameter at any distance, multiply distance by |  |  |  | 0.51724
Dist for 1.0 fc
| Throw Distance (ft) | 10 | 15 | 20 | 25 | 137.4287
| Throw Distance (m) | 3.048 | 4.572 | 6.096 | 7.62 | 41.8883
| Field Diameter (ft) | 8.4072 | 12.6108 | 16.8145 | 21.0181
| Field Diameter (m) | 2.5625 | 3.8438 | 5.125 | 6.4063
| Illuminance (fc) | 188.8664 | 83.9406 | 47.2166 | 30.2186
| Illuminance (lux) | 2032.9395 | 903.5287 | 508.2349 | 325.2703
| Beam Angle | Field Angle
Vertical | 14.4 | 28.7
| For Field height at any distance, multiply distance by |  |  |  | 0.51165
| For Beam height at any distance, multiply distance by |  |  |  | 0.25266
Test Distance | Iso-Illuminance Diagram grid lines
92 | 10 | 20 | 30 | 40 | 50
| 0.1087 | 0.21739 | 0.32609 | 0.43478 | 0.54348
Measurement: 20H Full ON RGB - Intensity
Degrees | (Cd)
-31.6251 | 0
-31.5752 | 0
-31.5253 | 0
-31.4753 | 0
-31.4254 | 0
-31.3755 | 0
-31.3256 | 0
-31.2757 | 0
-31.2258 | 0
-31.1759 | 0
-31.126 | 0
-31.0761 | 0
-31.0262 | 0
-30.9762 | 0
-30.9263 | 0
-30.8764 | 0
-30.8265 | 0
-30.7766 | 0
-30.7267 | 0
-30.6768 | 0
-30.6269 | 0
-30.577 | 0
-30.527 | 0
-30.4771 | 0
-30.4272 | 0
-30.3773 | 0
-30.3274 | 0
-30.2775 | 0
-30.2276 | 0
-30.1777 | 0
-30.1278 | 0
-30.0779 | 0
-30.0279 | 0
-29.978 | 0
-29.9281 | 0
-29.8782 | 0
-29.8283 | 0
-29.7784 | 0
-29.7285 | 0
-29.6786 | 0
-29.6287 | 0
-29.5787 | 0
-29.5288 | 0
-29.4789 | 0
-29.429 | 0
-29.3791 | 0
-29.3292 | 0
-29.2793 | 0
-29.2294 | 0
-29.1795 | 0
-29.1296 | 0
-29.0797 | 0
-29.0297 | 0
-28.9798 | 0
-28.9299 | 0
-28.88 | 0
-28.8301 | 7.8478
-28.7802 | 55.0093
-28.7303 | 98.9294
-28.6804 | 142.6856
-28.6304 | 188.9287
-28.5805 | 235.4102
-28.5306 | 281.3704
-28.4807 | 326.4569
-28.4308 | 374.3629
-28.3809 | 432.0449
-28.331 | 511.1267
-28.2811 | 511.5834
-28.2312 | 518.3937
-28.1813 | 525.6808
-28.1314 | 529.7213
-28.0814 | 534.2185
-28.0315 | 538.9491
-27.9816 | 546.8912
-27.9317 | 551.2792
-27.8818 | 559.937
-27.8319 | 568.2258
-27.782 | 573.0656
-27.7321 | 576.4658
-27.6822 | 578.903
-27.6322 | 582.2585
-27.5823 | 587.699
-27.5324 | 592.7819
-27.4825 | 595.383
-27.4326 | 600.9275
-27.3827 | 603.5642
-27.3328 | 614.0768
-27.2829 | 619.5669
-27.233 | 629.9114
-27.1831 | 638.6379
-27.1331 | 647.1608
-27.0832 | 654.5024
-27.0333 | 660.4689
-26.9834 | 666.8076
-26.9335 | 673.3599
-26.8836 | 688.1157
-26.8337 | 695.7022
-26.7838 | 701.902
-26.7339 | 703.8429
-26.6839 | 708.1813
-26.634 | 712.4154
-26.5841 | 716.4262
-26.5342 | 721.0178
-26.4843 | 729.2875
-26.4344 | 736.1824
-26.3845 | 745.6256
-26.3346 | 755.308
-26.2847 | 765.047
-26.2347 | 773.4608
-26.1848 | 782.4254
-26.1349 | 789.8464
-26.085 | 795.9717
-26.0351 | 808.2374
-25.9852 | 815.1372
-25.9353 | 822.1709
-25.8854 | 833.7764
-25.8355 | 845.0096
-25.7856 | 852.2568
-25.7356 | 861.4796
-25.6857 | 869.3572
-25.6358 | 880.6847
-25.5859 | 889.1778
-25.536 | 895.4869
-25.4861 | 904.7246
-25.4362 | 914.2055
-25.3863 | 925.4946
-25.3364 | 938.9304
-25.2864 | 951.4095
-25.2365 | 960.1856
-25.1866 | 968.9169
-25.1367 | 980.2594
-25.0868 | 994.6496
-25.0369 | 1005.1828
-24.987 | 1018.1136
-24.9371 | 1029.1929
-24.8872 | 1046.898
-24.8373 | 1070.4722
-24.7873 | 1078.2158
-24.7374 | 1093.1917
-24.6875 | 1109.7908
-24.6376 | 1123.0098
-24.5877 | 1138.8684
-24.5378 | 1151.7103
-24.4879 | 1164.0354
-24.438 | 1178.8483
-24.3881 | 1200.822
-24.3381 | 1221.2444
-24.2882 | 1240.1556
-24.2383 | 1253.3156
-24.1884 | 1267.4577
-24.1385 | 1281.5094
-24.0886 | 1290.0375
-24.0387 | 1306.5669
-23.9888 | 1324.8687
-23.9389 | 1342.7185
-23.889 | 1367.7638
-23.8391 | 1394.8348
-23.7891 | 1411.8352
-23.7392 | 1428.7073
-23.6893 | 1444.0459
-23.6394 | 1461.3499
-23.5895 | 1483.1764
-23.5396 | 1507.687
-23.4897 | 1528.6597
-23.4398 | 1549.3544
-23.3898 | 1580.5215
-23.3399 | 1610.3202
-23.29 | 1631.2471
-23.2401 | 1651.7778
-23.1902 | 1676.0909
-23.1403 | 1701.7735
-23.0904 | 1725.3076
-23.0405 | 1744.4676
-22.9906 | 1762.4659
-22.9407 | 1778.2364
-22.8908 | 1809.8376
-22.8408 | 1845.0104
-22.7909 | 1868.8615
-22.741 | 1891.9926
-22.6911 | 1916.6529
-22.6412 | 1936.6723
-22.5913 | 1957.0635
-22.5414 | 1978.5473
-22.4915 | 2004.7611
-22.4416 | 2031.4225
-22.3916 | 2076.6916
-22.3417 | 2112.7204
-22.2918 | 2139.6742
-22.2419 | 2164.7853
-22.192 | 2188.7659
-22.1421 | 2216.2264
-22.0922 | 2244.7483
-22.0423 | 2276.2681
-21.9924 | 2305.1427
-21.9425 | 2337.6168
-21.8925 | 2384.6715
-21.8426 | 2424.1569
-21.7927 | 2451.9087
-21.7428 | 2486.3282
-21.6929 | 2518.1169
-21.643 | 2550.9771
-21.5931 | 2585.5707
-21.5432 | 2613.3928
-21.4933 | 2638.7785
-21.4433 | 2665.066
-21.3934 | 2713.017
-21.3435 | 2764.2192
-21.2936 | 2795.0191
-21.2437 | 2828.645
-21.1938 | 2865.7743
-21.1439 | 2892.6834
-21.094 | 2925.1865
-21.0441 | 2958.6873
-20.9942 | 2996.5265
-20.9442 | 3034.927
-20.8943 | 3084.0444
-20.8444 | 3128.5354
-20.7945 | 3162.4537
-20.7446 | 3192.3105
-20.6947 | 3218.3715
-20.6448 | 3256.4338
-20.5949 | 3288.5998
-20.545 | 3322.8741
-20.495 | 3354.1863
-20.4451 | 3387.1168
-20.3952 | 3442.2031
-20.3453 | 3501.91
-20.2954 | 3542.6487
-20.2455 | 3581.6095
-20.1956 | 3621.2512
-20.1457 | 3659.6964
-20.0958 | 3696.3145
-20.0459 | 3731.4382
-19.9959 | 3773.0754
-19.946 | 3814.1211
-19.8961 | 3874.3391
-19.8462 | 3933.4266
-19.7963 | 3971.7925
-19.7464 | 4010.6495
-19.6965 | 4050.6383
-19.6466 | 4085.7575
-19.5967 | 4123.4828
-19.5467 | 4166.5096
-19.4968 | 4204.2985
-19.4469 | 4242.5349
-19.397 | 4303.9952
-19.3471 | 4357.8604
-19.2972 | 4399.7901
-19.2473 | 4445.7455
-19.1974 | 4490.1272
-19.1475 | 4536.4934
-19.0976 | 4584.6285
-19.0477 | 4631.1744
-18.9977 | 4682.7192
-18.9478 | 4731.697
-18.8979 | 4790.751
-18.848 | 4859.5106
-18.7981 | 4904.7818
-18.7482 | 4949.7885
-18.6983 | 4996.6123
-18.6484 | 5044.6727
-18.5984 | 5092.117
-18.5485 | 5139.8336
-18.4986 | 5182.0858
-18.4487 | 5226.4184
-18.3988 | 5304.9092
-18.3489 | 5379.727
-18.299 | 5424.9078
-18.2491 | 5473.2997
-18.1992 | 5522.1492
-18.1493 | 5567.7318
-18.0994 | 5611.6414
-18.0494 | 5655.9696
-17.9995 | 5702.858
-17.9496 | 5749.3191
-17.8997 | 5815.2627
-17.8498 | 5891.7758
-17.7999 | 5939.5784
-17.75 | 5981.21
-17.7001 | 6022.5147
-17.6502 | 6068.4243
-17.6002 | 6118.3754
-17.5503 | 6163.0506
-17.5004 | 6210.678
-17.4505 | 6254.7918
-17.4006 | 6317.9943
-17.3507 | 6380.4669
-17.3008 | 6426.9882
-17.2509 | 6473.5296
-17.201 | 6520.2986
-17.1511 | 6570.2642
-17.1011 | 6611.186
-17.0512 | 6657.7519
-17.0013 | 6697.3735
-16.9514 | 6739.1145
-16.9015 | 6822.7059
-16.8516 | 6892.2635
-16.8017 | 6934.6552
-16.7518 | 6981.0425
-16.7019 | 7032.8486
-16.6519 | 7079.0038
-16.602 | 7133.4962
-16.5521 | 7187.0958
-16.5022 | 7241.0135
-16.4523 | 7295.9725
-16.4024 | 7380.1588
-16.3525 | 7461.1988
-16.3026 | 7516.9235
-16.2527 | 7565.1769
-16.2028 | 7609.1267
-16.1528 | 7658.2485
-16.1029 | 7705.003
-16.053 | 7750.7598
-16.0031 | 7802.0658
-15.9532 | 7853.9287
-15.9033 | 7914.9057
-15.8534 | 7971.944
-15.8035 | 8022.8081
-15.7536 | 8081.2381
-15.7036 | 8142.7687
-15.6537 | 8194.5368
-15.6038 | 8246.4734
-15.5539 | 8306.6055
-15.504 | 8354.3232
-15.4541 | 8413.279
-15.4042 | 8498.7265
-15.3543 | 8595.1944
-15.3044 | 8651.5139
-15.2545 | 8700.9828
-15.2045 | 8753.6348
-15.1546 | 8813.0861
-15.1047 | 8864.5606
-15.0548 | 8917.8388
-15.0049 | 8977.3693
-14.955 | 9019.3481
-14.9051 | 9095.302
-14.8552 | 9170.2783
-14.8053 | 9222.1814
-14.7553 | 9281.5791
-14.7054 | 9333.0793
-14.6555 | 9388.5685
-14.6056 | 9448.666
-14.5557 | 9506.2713
-14.5058 | 9564.756
-14.4559 | 9612.4235
-14.406 | 9694.5071
-14.3561 | 9765.0368
-14.3062 | 9804.8124
-14.2562 | 9845.7587
-14.2063 | 9890.6762
-14.1564 | 9933.2576
-14.1065 | 9979.4095
-14.0566 | 10015.8457
-14.0067 | 10058.8367
-13.9568 | 10126.0327
-13.9069 | 10193.3301
-13.857 | 10281.2766
-13.8071 | 10346.3664
-13.7571 | 10403.2183
-13.7072 | 10459.4686
-13.6573 | 10510.6508
-13.6074 | 10565.5852
-13.5575 | 10633.4117
-13.5076 | 10695.0762
-13.4577 | 10740.3028
-13.4078 | 10815.009
-13.3578 | 10896.3504
-13.3079 | 10932.8602
-13.258 | 10970.5163
-13.2081 | 11010.2305
-13.1582 | 11057.1145
-13.1083 | 11095.8421
-13.0584 | 11118.8795
-13.0085 | 11140.8354
-12.9586 | 11162.038
-12.9087 | 11201.8604
-12.8588 | 11245.5334
-12.8088 | 11298.6151
-12.7589 | 11356.563
-12.709 | 11398.2717
-12.6591 | 11431.0627
-12.6092 | 11468.865
-12.5593 | 11522.0807
-12.5094 | 11584.2698
-12.4595 | 11654.372
-12.4095 | 11733.9834
-12.3596 | 11811.7086
-12.3097 | 11856.6986
-12.2598 | 11898.8091
-12.2099 | 11953.3752
-12.16 | 12012.7852
-12.1101 | 12080.0079
-12.0602 | 12136.237
-12.0103 | 12183.2583
-11.9604 | 12219.6209
-11.9105 | 12300.8506
-11.8605 | 12397.6165
-11.8106 | 12438.1086
-11.7607 | 12480.8775
-11.7108 | 12532.4302
-11.6609 | 12583.7931
-11.611 | 12624.408
-11.5611 | 12664.7885
-11.5112 | 12706.7204
-11.4613 | 12760.5722
-11.4114 | 12833.0406
-11.3614 | 12887.8634
-11.3115 | 12918.3218
-11.2616 | 12961.805
-11.2117 | 12989.049
-11.1618 | 13017.1413
-11.1119 | 13057.5664
-11.062 | 13099.8443
-11.0121 | 13148.0933
-10.9621 | 13200.2151
-10.9122 | 13255.2612
-10.8623 | 13311.4234
-10.8124 | 13373.1995
-10.7625 | 13422.1293
-10.7126 | 13485.468
-10.6627 | 13539.7997
-10.6128 | 13577.6802
-10.5629 | 13610.2368
-10.513 | 13639.5568
-10.4631 | 13675.6514
-10.4131 | 13734.682
-10.3632 | 13793.5227
-10.3133 | 13837.6199
-10.2634 | 13863.2455
-10.2135 | 13890.0319
-10.1636 | 13919.151
-10.1137 | 13955.1117
-10.0638 | 13985.8045
-10.0138 | 14020.8835
-9.9639 | 14048.1163
-9.914 | 14102.8387
-9.8641 | 14170.5748
-9.8142 | 14202.0153
-9.7643 | 14252.1506
-9.7144 | 14288.301
-9.6645 | 14333.425
-9.6146 | 14368.4705
-9.5647 | 14404.554
-9.5147 | 14435.4588
-9.4648 | 14469.3325
-9.4149 | 14527.1799
-9.365 | 14569.3127
-9.3151 | 14600.597
-9.2652 | 14626.4124
-9.2153 | 14652.5291
-9.1654 | 14676.994
-9.1155 | 14714.5061
-9.0656 | 14758.7707
-9.0156 | 14808.5152
-8.9657 | 14858.4049
-8.9158 | 14912.8371
-8.8659 | 14961.633
-8.816 | 14994.4463
-8.7661 | 15030.0165
-8.7162 | 15067.6402
-8.6663 | 15100.7549
-8.6164 | 15131.0793
-8.5664 | 15165.0311
-8.5165 | 15183.6699
-8.4666 | 15195.5229
-8.4167 | 15246.205
-8.3668 | 15305.5481
-8.3169 | 15346.4308
-8.267 | 15377.1012
-8.2171 | 15411.1646
-8.1672 | 15448.3196
-8.1173 | 15475.1953
-8.0673 | 15507.5064
-8.0174 | 15553.9473
-7.9675 | 15600.377
-7.9176 | 15629.9983
-7.8677 | 15655.0883
-7.8178 | 15670.2114
-7.7679 | 15698.2144
-7.718 | 15726.8758
-7.6681 | 15755.9056
-7.6182 | 15792.0002
-7.5682 | 15816.7553
-7.5183 | 15833.7535
-7.4684 | 15861.2208
-7.4185 | 15927.651
-7.3686 | 15992.0277
-7.3187 | 16029.3054
-7.2688 | 16069.8757
-7.2189 | 16115.2228
-7.169 | 16158.5945
-7.119 | 16196.5865
-7.0691 | 16236.6991
-7.0192 | 16284.2338
-6.9693 | 16309.1675
-6.9194 | 16337.3937
-6.8695 | 16375.9438
-6.8196 | 16407.4178
-6.7697 | 16429.963
-6.7198 | 16444.5951
-6.6699 | 16458.9704
-6.6199 | 16470.5779
-6.57 | 16476.6718
-6.5201 | 16482.3304
-6.4702 | 16516.9184
-6.4203 | 16556.0935
-6.3704 | 16579.1298
-6.3205 | 16597.9472
-6.2706 | 16621.1956
-6.2207 | 16645.2252
-6.1707 | 16668.6187
-6.1208 | 16697.6596
-6.0709 | 16732.4708
-6.021 | 16755.7638
-5.9711 | 16761.5005
-5.9212 | 16791.7133
-5.8713 | 16836.1006
-5.8214 | 16866.9943
-5.7715 | 16895.9571
-5.7216 | 16924.2167
-5.6716 | 16954.1617
-5.6217 | 16983.2807
-5.5718 | 17003.0692
-5.5219 | 17022.3554
-5.472 | 17047.9811
-5.4221 | 17083.7744
-5.3722 | 17119.7351
-5.3223 | 17129.9028
-5.2724 | 17141.7669
-5.2224 | 17155.2383
-5.1725 | 17165.8747
-5.1226 | 17176.8571
-5.0727 | 17195.6411
-5.0228 | 17221.5234
-4.9729 | 17250.0844
-4.923 | 17294.561
-4.8731 | 17322.2403
-4.8232 | 17342.7431
-4.7733 | 17356.7613
-4.7233 | 17365.7794
-4.6734 | 17373.2796
-4.6235 | 17387.1639
-4.5736 | 17412.8453
-4.5237 | 17429.8547
-4.4738 | 17431.5177
-4.4239 | 17427.2653
-4.374 | 17432.6114
-4.3241 | 17435.1896
-4.2741 | 17441.1384
-4.2242 | 17461.0608
-4.1743 | 17493.1822
-4.1244 | 17516.81
-4.0745 | 17523.3615
-4.0246 | 17547.4246
-3.9747 | 17568.3515
-3.9248 | 17581.8005
-3.8749 | 17595.4169
-3.825 | 17616.5224
-3.775 | 17638.744
-3.7251 | 17637.6725
-3.6752 | 17620.8529
-3.6253 | 17617.4376
-3.5754 | 17631.0317
-3.5255 | 17632.1032
-3.4756 | 17634.6255
-3.4257 | 17646.8468
-3.3758 | 17669.18
-3.3259 | 17683.6223
-3.2759 | 17700.5089
-3.226 | 17731.1124
-3.1761 | 17765.3209
-3.1262 | 17782.9106
-3.0763 | 17787.6987
-3.0264 | 17801.5495
-2.9765 | 17830.9475
-2.9266 | 17878.9175
-2.8767 | 17911.3849
-2.8267 | 17917.6462
-2.7768 | 17921.1954
-2.7269 | 17925.6263
-2.677 | 17926.575
-2.6271 | 17922.691
-2.5772 | 17912.1215
-2.5273 | 17898.8845
-2.4774 | 17888.8508
-2.4275 | 17880.8818
-2.3776 | 17860.859
-2.3276 | 17855.7361
-2.2777 | 17857.7116
-2.2278 | 17861.8635
-2.1779 | 17867.8793
-2.128 | 17885.0114
-2.0781 | 17909.1303
-2.0282 | 17912.7577
-1.9783 | 17916.7198
-1.9284 | 17920.8717
-1.8784 | 17941.4303
-1.8285 | 17951.5979
-1.7786 | 17951.9551
-1.7287 | 17946.7429
-1.6788 | 17946.888
-1.6289 | 17957.8481
-1.579 | 17976.3084
-1.5291 | 18009.9477
-1.4792 | 18028.4637
-1.4293 | 18061.6119
-1.3793 | 18099.4031
-1.3294 | 18138.0536
-1.2795 | 18175.6997
-1.2296 | 18211.7497
-1.1797 | 18246.9403
-1.1298 | 18266.3939
-1.0799 | 18276.8183
-1.03 | 18290.5129
-0.98006 | 18306.9307
-0.93015 | 18337.2551
-0.88024 | 18355.6261
-0.83033 | 18349.5657
-0.78042 | 18343.6727
-0.73051 | 18336.485
-0.6806 | 18339.9673
-0.63069 | 18360.9053
-0.58078 | 18384.5108
-0.53087 | 18404.5336
-0.48096 | 18420.7617
-0.43104 | 18443.8538
-0.38113 | 18451.0415
-0.33122 | 18475.5957
-0.28131 | 18515.6414
-0.2314 | 18535.4299
-0.18149 | 18554.0687
-0.13158 | 18550.5642
-0.081672 | 18534.1687
-0.031761 | 18513.5096
0.018149 | 18497.7615
0.06806 | 18449.4009
0.11797 | 18411.6432
0.16788 | 18374.8342
0.21779 | 18325.3687
0.2677 | 18303.9619
0.31761 | 18274.5192
0.36752 | 18253.8825
0.41743 | 18241.2705
0.46734 | 18232.5092
0.51725 | 18226.4041
0.56716 | 18239.2839
0.61707 | 18252.4873
0.66699 | 18254.3624
0.7169 | 18249.1056
0.76681 | 18237.0852
0.81672 | 18225.8014
0.86663 | 18214.9306
0.91654 | 18204.7183
0.96645 | 18193.8028
1.0164 | 18174.1483
1.0663 | 18157.005
1.1162 | 18141.0001
1.1661 | 18143.9355
1.216 | 18158.5675
1.2659 | 18177.3068
1.3158 | 18186.4142
1.3657 | 18188.8473
1.4156 | 18189.796
1.4656 | 18179.5279
1.5155 | 18167.5856
1.5654 | 18141.6363
1.6153 | 18107.6287
1.6652 | 18090.0613
1.7151 | 18069.4581
1.765 | 18039.6471
1.8149 | 18009.4231
1.8648 | 17984.6122
1.9147 | 17967.2233
1.9647 | 17954.4105
2.0146 | 17950.6827
2.0645 | 17957.7477
2.1144 | 17957.0333
2.1643 | 17945.7496
2.2142 | 17931.6979
2.2641 | 17933.2158
2.314 | 17948.6738
2.3639 | 17966.4309
2.4139 | 17978.4736
2.4638 | 17993.6972
2.5137 | 18000.5166
2.5636 | 17976.007
2.6135 | 17946.2741
2.6634 | 17932.2336
2.7133 | 17931.2849
2.7632 | 17918.6618
2.8131 | 17887.0427
2.863 | 17852.7115
2.913 | 17798.1342
2.9629 | 17742.6529
3.0128 | 17698.7455
3.0627 | 17661.6463
3.1126 | 17629.5808
3.1625 | 17611.1763
3.2124 | 17580.2603
3.2623 | 17549.3778
3.3122 | 17532.0894
3.3622 | 17518.5065
3.4121 | 17527.0558
3.462 | 17539.8687
3.5119 | 17546.2081
3.5618 | 17560.5946
3.6117 | 17574.4901
3.6616 | 17577.604
3.7115 | 17580.5617
3.7614 | 17594.6692
3.8113 | 17610.462
3.8613 | 17618.5091
3.9112 | 17619.3796
3.9611 | 17619.2903
4.011 | 17620.2055
4.0609 | 17610.328
4.1108 | 17594.1558
4.1607 | 17586.5105
4.2106 | 17587.1913
4.2605 | 17577.8607
4.3104 | 17556.9338
4.3604 | 17533.9645
4.4103 | 17519.3436
4.4602 | 17510.5375
4.5101 | 17498.6511
4.56 | 17466.407
4.6099 | 17421.2942
4.6598 | 17392.0635
4.7097 | 17361.5828
4.7596 | 17336.9282
4.8096 | 17318.9925
4.8595 | 17305.9341
4.9094 | 17284.159
4.9593 | 17245.5754
5.0092 | 17199.5698
5.0591 | 17145.3831
5.109 | 17127.3358
5.1589 | 17118.4293
5.2088 | 17099.9355
5.2587 | 17069.9347
5.3087 | 17035.3133
5.3586 | 17001.7299
5.4085 | 16976.1823
5.4584 | 16964.4075
5.5083 | 16959.7422
5.5582 | 16923.6252
5.6081 | 16890.3766
5.658 | 16866.0568
5.7079 | 16842.8419
5.7579 | 16822.3726
5.8078 | 16800.977
5.8577 | 16779.1572
5.9076 | 16759.2237
5.9575 | 16735.8525
6.0074 | 16711.6443
6.0573 | 16683.3847
6.1072 | 16658.5068
6.1571 | 16636.2964
6.207 | 16615.0794
6.257 | 16593.8846
6.3069 | 16579.5651
6.3568 | 16573.8729
6.4067 | 16565.8928
6.4566 | 16551.5398
6.5065 | 16549.5643
6.5564 | 16541.7181
6.6063 | 16536.0037
6.6562 | 16514.2844
6.7062 | 16486.6832
6.7561 | 16465.5554
6.806 | 16442.2178
6.8559 | 16406.1789
6.9058 | 16369.582
6.9557 | 16337.3267
7.0056 | 16284.2003
7.0555 | 16208.7743
7.1054 | 16154.9783
7.1553 | 16139.2748
7.2053 | 16122.2096
7.2552 | 16096.8295
7.3051 | 16072.9673
7.355 | 16053.4244
7.4049 | 16028.4684
7.4548 | 16007.8763
7.5047 | 15994.6617
7.5546 | 15960.3528
7.6045 | 15914.6038
7.6544 | 15864.4463
7.7044 | 15823.4631
7.7543 | 15790.7614
7.8042 | 15757.5239
7.8541 | 15724.2418
7.904 | 15695.2679
7.9539 | 15664.0394
8.0038 | 15625.8688
8.0537 | 15574.8965
8.1036 | 15522.6965
8.1536 | 15491.0997
8.2035 | 15458.7439
8.2534 | 15419.9706
8.3033 | 15376.8557
8.3532 | 15331.4751
8.4031 | 15280.2461
8.453 | 15223.5817
8.5029 | 15177.0738
8.5528 | 15108.2439
8.6027 | 15024.8712
8.6527 | 14971.3319
8.7026 | 14919.3775
8.7525 | 14877.1666
8.8024 | 14844.8331
8.8523 | 14816.7856
8.9022 | 14790.6911
8.9521 | 14766.0923
9.002 | 14738.1228
9.0519 | 14694.3382
9.1019 | 14673.5118
9.1518 | 14661.9267
9.2017 | 14640.9105
9.2516 | 14605.9431
9.3015 | 14561.567
9.3514 | 14513.3626
9.4013 | 14467.3123
9.4512 | 14427.5122
9.5011 | 14385.7812
9.551 | 14296.9397
9.601 | 14217.1497
9.6509 | 14156.8021
9.7008 | 14096.7225
9.7507 | 14040.4152
9.8006 | 13984.3758
9.8505 | 13926.0373
9.9004 | 13863.4911
9.9503 | 13793.1098
10.0002 | 13725.9317
10.0502 | 13654.825
10.1001 | 13581.8879
10.15 | 13534.9335
10.1999 | 13492.2762
10.2498 | 13451.3935
10.2997 | 13404.1824
10.3496 | 13360.5206
10.3995 | 13326.9483
10.4494 | 13291.1103
10.4993 | 13249.7477
10.5493 | 13181.3754
10.5992 | 13119.9676
10.6491 | 13079.2076
10.699 | 13032.9341
10.7489 | 12981.8837
10.7988 | 12940.0857
10.8487 | 12898.511
10.8986 | 12848.4651
10.9485 | 12803.7764
10.9985 | 12762.0008
11.0484 | 12694.7446
11.0983 | 12621.5508
11.1482 | 12567.8552
11.1981 | 12520.3986
11.248 | 12481.0561
11.2979 | 12441.535
11.3478 | 12398.8888
11.3977 | 12355.3944
11.4476 | 12315.1144
11.4976 | 12276.4973
11.5475 | 12210.7367
11.5974 | 12156.1036
11.6473 | 12118.0892
11.6972 | 12074.6729
11.7471 | 12025.8659
11.797 | 11976.1771
11.8469 | 11934.3569
11.8968 | 11903.2735
11.9467 | 11875.3933
11.9967 | 11843.7965
12.0466 | 11789.4201
12.0965 | 11731.6284
12.1464 | 11693.3239
12.1963 | 11657.4301
12.2462 | 11626.5365
12.2961 | 11586.1225
12.346 | 11535.4181
12.3959 | 11481.2984
12.4459 | 11419.7566
12.4958 | 11359.7216
12.5457 | 11282.8223
12.5956 | 11202.9765
12.6455 | 11150.3111
12.6954 | 11094.582
12.7453 | 11031.9186
12.7952 | 10982.7666
12.8451 | 10942.3705
12.895 | 10889.7241
12.945 | 10835.1769
12.9949 | 10784.718
13.0448 | 10708.129
13.0947 | 10625.2553
13.1446 | 10569.0708
13.1945 | 10517.7146
13.2444 | 10471.9667
13.2943 | 10420.9342
13.3442 | 10363.3925
13.3941 | 10309.0039
13.4441 | 10258.2481
13.494 | 10207.9656
13.5439 | 10135.0653
13.5938 | 10065.0713
13.6437 | 10024.7053
13.6936 | 9987.1095
13.7435 | 9945.0001
13.7934 | 9898.4096
13.8433 | 9848.4396
13.8933 | 9799.4752
13.9432 | 9748.9739
13.9931 | 9701.947
14.043 | 9620.3065
14.0929 | 9547.7299
14.1428 | 9499.0099
14.1927 | 9442.9382
14.2426 | 9387.4278
14.2925 | 9339.0002
14.3424 | 9302.9826
14.3924 | 9271.7653
14.4423 | 9237.6985
14.4922 | 9191.55
14.5421 | 9113.1295
14.592 | 9050.6312
14.6419 | 9003.4157
14.6918 | 8960.2249
14.7417 | 8918.0564
14.7916 | 8874.1412
14.8415 | 8822.1008
14.8915 | 8764.9621
14.9414 | 8701.2652
14.9913 | 8642.1219
15.0412 | 8573.4137
15.0911 | 8505.5369
15.141 | 8450.4485
15.1909 | 8400.0097
15.2408 | 8354.9985
15.2907 | 8301.1511
15.3407 | 8244.9399
15.3906 | 8195.0636
15.4405 | 8159.5069
15.4904 | 8126.7516
15.5403 | 8058.2956
15.5902 | 7984.0649
15.6401 | 7937.3806
15.69 | 7886.2722
15.7399 | 7824.4581
15.7898 | 7768.2379
15.8398 | 7718.1128
15.8897 | 7669.0401
15.9396 | 7619.6694
15.9895 | 7568.9984
16.0394 | 7486.82
16.0893 | 7417.3037
16.1392 | 7377.3998
16.1891 | 7337.3809
16.239 | 7298.8911
16.289 | 7258.1836
16.3389 | 7215.7628
16.3888 | 7171.8912
16.4387 | 7127.0731
16.4886 | 7082.2594
16.5385 | 7022.8963
16.5884 | 6968.5579
16.6383 | 6923.2978
16.6882 | 6878.4986
16.7382 | 6837.1148
16.7881 | 6798.1394
16.838 | 6760.4141
16.8879 | 6722.7089
16.9378 | 6678.873
16.9877 | 6632.8729
17.0376 | 6561.3934
17.0875 | 6488.4708
17.1374 | 6441.2787
17.1873 | 6391.2484
17.2373 | 6337.2906
17.2872 | 6282.7189
17.3371 | 6225.992
17.387 | 6169.687
17.4369 | 6119.756
17.4868 | 6072.9523
17.5367 | 6005.474
17.5866 | 5934.5102
17.6365 | 5884.9219
17.6865 | 5838.097
17.7364 | 5796.654
17.7863 | 5758.4275
17.8362 | 5720.0527
17.8861 | 5678.6733
17.936 | 5635.9646
17.9859 | 5596.7605
18.0358 | 5537.8014
18.0857 | 5473.0017
18.1356 | 5430.0799
18.1855 | 5390.4583
18.2355 | 5351.0656
18.2854 | 5306.6347
18.3353 | 5260.609
18.3852 | 5216.3422
18.4351 | 5172.6056
18.485 | 5125.687
18.5349 | 5055.5904
18.5848 | 4987.2114
18.6348 | 4944.1444
18.6847 | 4896.0294
18.7346 | 4843.2936
18.7845 | 4795.4174
18.8344 | 4752.4755
18.8843 | 4712.0458
18.9342 | 4670.6318
18.9841 | 4624.0112
19.034 | 4549.5138
19.0839 | 4485.6941
19.1338 | 4447.8348
19.1838 | 4410.7647
19.2337 | 4374.3798
19.2836 | 4336.303
19.3335 | 4298.398
19.3834 | 4259.0008
19.4333 | 4218.4506
19.4832 | 4181.2666
19.5331 | 4131.9294
19.5831 | 4083.176
19.633 | 4042.0309
19.6829 | 4000.3948
19.7328 | 3959.7107
19.7827 | 3915.0712
19.8326 | 3867.051
19.8825 | 3821.4483
19.9324 | 3779.1804
19.9823 | 3740.0355
20.0322 | 3692.2184
20.0821 | 3632.1075
20.1321 | 3592.5752
20.182 | 3549.6523
20.2319 | 3511.2874
20.2818 | 3482.5222
20.3317 | 3457.7224
20.3816 | 3427.7853
20.4315 | 3394.4887
20.4814 | 3359.5927
20.5313 | 3305.6527
20.5813 | 3242.8029
20.6312 | 3206.9839
20.6811 | 3177.0423
20.731 | 3145.7647
20.7809 | 3111.2515
20.8308 | 3076.1267
20.8807 | 3046.2443
20.9306 | 3023.1823
20.9805 | 3000.7956
21.0304 | 2959.6472
21.0804 | 2916.2767
21.1303 | 2890.3954
21.1802 | 2863.8043
21.2301 | 2838.5425
21.28 | 2814.1301
21.3299 | 2786.8995
21.3798 | 2754.421
21.4297 | 2714.7045
21.4796 | 2672.5416
21.5296 | 2623.6062
21.5795 | 2575.5191
21.6294 | 2542.872
21.6793 | 2511.3656
21.7292 | 2484.0402
21.7791 | 2461.3945
21.829 | 2438.2689
21.8789 | 2413.5037
21.9288 | 2386.3167
21.9788 | 2361.7011
22.0287 | 2325.2917
22.0786 | 2290.9816
22.1285 | 2269.6563
22.1784 | 2246.4258
22.2283 | 2217.7454
22.2782 | 2183.0771
22.3281 | 2149.353
22.378 | 2119.9125
22.4279 | 2096.7512
22.4779 | 2074.1859
22.5278 | 2036.878
22.5777 | 1994.0298
22.6276 | 1966.1184
22.6775 | 1936.8855
22.7274 | 1912.146
22.7773 | 1891.8888
22.8272 | 1870.261
22.8771 | 1848.0082
22.9271 | 1825.6316
22.977 | 1804.4803
23.0269 | 1775.3468
23.0768 | 1745.8471
23.1267 | 1733.9294
23.1766 | 1726.523
23.2265 | 1714.824
23.2764 | 1698.2287
23.3263 | 1682.9158
23.3762 | 1668.5405
23.4261 | 1655.9576
23.4761 | 1643.9249
23.526 | 1624.171
23.5759 | 1600.0845
23.6258 | 1576.2424
23.6757 | 1551.3935
23.7256 | 1526.1529
23.7755 | 1504.3867
23.8254 | 1488.9689
23.8754 | 1476.7822
23.9253 | 1463.8221
23.9752 | 1449.3474
24.0251 | 1427.5031
24.075 | 1406.8374
24.1249 | 1395.375
24.1748 | 1382.4896
24.2247 | 1370.5462
24.2746 | 1359.3328
24.3245 | 1343.9842
24.3744 | 1325.0127
24.4244 | 1303.9073
24.4743 | 1282.438
24.5242 | 1260.0468
24.5741 | 1238.2895
24.624 | 1228.5013
24.6739 | 1219.8337
24.7238 | 1209.5198
24.7737 | 1197.8543
24.8237 | 1188.4233
24.8736 | 1179.7657
24.9235 | 1172.0077
24.9734 | 1166.6169
25.0233 | 1151.1154
25.0732 | 1130.847
25.1231 | 1114.2781
25.173 | 1099.193
25.2229 | 1087.6768
25.2728 | 1077.0593
25.3227 | 1064.2425
25.3727 | 1051.3813
25.4226 | 1038.1625
25.4725 | 1024.6857
25.5224 | 1018.0954
25.5723 | 1006.93
25.6222 | 1002.2888
25.6721 | 997.8312
25.722 | 992.51
25.7719 | 984.7863
25.8219 | 974.4616
25.8718 | 964.9161
25.9217 | 958.2348
25.9716 | 951.7967
26.0215 | 937.6435
26.0714 | 921.8399
26.1213 | 910.4777
26.1712 | 898.0333
26.2211 | 886.9293
26.271 | 880.8137
26.321 | 877.2199
26.3709 | 871.9384
26.4208 | 865.5797
26.4707 | 858.4815
26.5206 | 848.6646
26.5705 | 836.7449
26.6204 | 834.938
26.6703 | 832.8631
26.7202 | 825.725
26.7702 | 813.931
26.8201 | 802.6978
26.87 | 796.5476
26.9199 | 792.7849
26.9698 | 788.4913
27.0197 | 782.2
27.0696 | 775.074
27.1195 | 768.5664
27.1694 | 760.4654
27.2193 | 754.9903
27.2693 | 751.6398
27.3192 | 750.8604
27.3691 | 748.7557
27.419 | 742.3325
27.4689 | 735.4823
27.5188 | 727.2428
27.5687 | 713.8946
27.6186 | 706.3446
27.6685 | 701.8574
27.7185 | 699.3605
27.7684 | 696.0695
27.8183 | 689.6462
27.8682 | 681.3616
27.9181 | 675.3802
27.968 | 671.0617
28.0179 | 666.1702
28.0678 | 662.2758
28.1177 | 657.7338
28.1676 | 651.8119
28.2176 | 643.6068
28.2675 | 635.1185
28.3174 | 631.1425
28.3673 | 631.2517
28.4172 | 630.9985
28.4671 | 628.3528
28.517 | 618.5752
28.5669 | 605.4149
28.6168 | 597.7407
28.6668 | 590.6325
28.7167 | 586.3487
28.7666 | 586.0907
28.8165 | 584.7554
28.8664 | 579.6177
28.9163 | 574.2271
28.9662 | 569.6901
29.0161 | 563.7682
29.066 | 559.8865
29.116 | 557.7819
29.1659 | 558.174
29.2158 | 554.5951
29.2657 | 544.2454
29.3156 | 531.0466
29.3655 | 519.2376
29.4154 | 509.8907
29.4653 | 502.2564
29.5152 | 497.4766
29.5651 | 492.9392
29.6151 | 491.5791
29.665 | 487.5484
29.7149 | 486.511
29.7648 | 488.6902
29.8147 | 491.8223
29.8646 | 495.9522
29.9145 | 497.0195
29.9644 | 493.664
30.0143 | 483.321
30.0642 | 477.6059
30.1141 | 474.1362
30.1641 | 467.8668
30.214 | 461.2501
30.2639 | 455.9585
30.3138 | 451.4017
30.3637 | 445.7529
30.4136 | 441.8414
30.4635 | 440.8189
30.5134 | 441.0543
30.5633 | 439.4191
30.6133 | 437.6917
30.6632 | 437.3244
30.7131 | 435.721
30.763 | 433.5071
30.8129 | 430.4693
30.8628 | 426.7513
30.9127 | 422.6959
30.9626 | 418.6355
31.0125 | 411.0548
31.0624 | 402.2648
31.1124 | 396.2684
31.1623 | 391.9697
31.2122 | 389.0957
31.2621 | 385.8691
31.312 | 382.0222
31.3619 | 379.7983
31.4118 | 377.6783
31.4617 | 375.6453
31.5116 | 374.2438
31.5616 | 373.8252
31.6115 | 374.1455
0
Degrees | #VALUE!
-31.6251 | 0
-31.5752 | 0
-31.5253 | 0
-31.4753 | 0
-31.4254 | 0
-31.3755 | 0
-31.3256 | 0
-31.2757 | 0
-31.2258 | 0
-31.1759 | 0
-31.126 | 0
-31.0761 | 0
-31.0262 | 0
-30.9762 | 0
-30.9263 | 0
-30.8764 | 0
-30.8265 | 0
-30.7766 | 0
-30.7267 | 0
-30.6768 | 0
-30.6269 | 0
-30.577 | 0
-30.527 | 0
-30.4771 | 0
-30.4272 | 0
-30.3773 | 0
-30.3274 | 0
-30.2775 | 0
-30.2276 | 0
-30.1777 | 0
-30.1278 | 0
-30.0779 | 0
-30.0279 | 0
-29.978 | 0
-29.9281 | 0
-29.8782 | 0
-29.8283 | 0
-29.7784 | 0
-29.7285 | 0
-29.6786 | 0
-29.6287 | 0
-29.5787 | 0
-29.5288 | 0
-29.4789 | 0
-29.429 | 0
-29.3791 | 0
-29.3292 | 0
-29.2793 | 0
-29.2294 | 0
-29.1795 | 0
-29.1296 | 0
-29.0797 | 0
-29.0297 | 0
-28.9798 | 0
-28.9299 | 0
-28.88 | 0
-28.8301 | 0
-28.7802 | 0
-28.7303 | 0
-28.6804 | 0
-28.6304 | 0
-28.5805 | 0
-28.5306 | 0
-28.4807 | 0
-28.4308 | 0
-28.3809 | 0
-28.331 | 0
-28.2811 | 0
-28.2312 | 0
-28.1813 | 0
-28.1314 | 0
-28.0814 | 0
-28.0315 | 0
-27.9816 | 0
-27.9317 | 0
-27.8818 | 0
-27.8319 | 0
-27.782 | 0
-27.7321 | 0
-27.6822 | 0
-27.6322 | 0
-27.5823 | 0
-27.5324 | 0
-27.4825 | 0
-27.4326 | 0
-27.3827 | 0
-27.3328 | 0
-27.2829 | 0
-27.233 | 0
-27.1831 | 0
-27.1331 | 0
-27.0832 | 0
-27.0333 | 0
-26.9834 | 0
-26.9335 | 0
-26.8836 | 0
-26.8337 | 0
-26.7838 | 0
-26.7339 | 0
-26.6839 | 0
-26.634 | 0
-26.5841 | 0
-26.5342 | 0
-26.4843 | 0
-26.4344 | 0
-26.3845 | 0
-26.3346 | 0
-26.2847 | 0
-26.2347 | 0
-26.1848 | 0
-26.1349 | 0
-26.085 | 0
-26.0351 | 0
-25.9852 | 0
-25.9353 | 0
-25.8854 | 0
-25.8355 | 0
-25.7856 | 0
-25.7356 | 0
-25.6857 | 0
-25.6358 | 0
-25.5859 | 0
-25.536 | 0
-25.4861 | 0
-25.4362 | 0
-25.3863 | 0
-25.3364 | 0
-25.2864 | 0
-25.2365 | 0
-25.1866 | 0
-25.1367 | 0
-25.0868 | 0
-25.0369 | 0
-24.987 | 0
-24.9371 | 0
-24.8872 | 48.9009
-24.8373 | 81.6949
-24.7873 | 108.9563
-24.7374 | 139.5981
-24.6875 | 169.5251
-24.6376 | 199.4918
-24.5877 | 227.3043
-24.5378 | 258.5863
-24.4879 | 287.471
-24.438 | 317.5221
-24.3881 | 331.2263
-24.3381 | 333.6049
-24.2882 | 336.8264
-24.2383 | 339.4672
-24.1884 | 342.0384
-24.1385 | 344.6246
-24.0886 | 350.0302
-24.0387 | 352.2094
-23.9888 | 357.347
-23.9389 | 361.4769
-23.889 | 362.8957
-23.8391 | 364.1772
-23.7891 | 366.9122
-23.7392 | 368.6397
-23.6893 | 370.8932
-23.6394 | 373.807
-23.5895 | 375.2862
-23.5396 | 375.9862
-23.4897 | 377.7533
-23.4398 | 381.0989
-23.3898 | 384.5181
-23.3399 | 393.2454
-23.29 | 395.7571
-23.2401 | 397.4944
-23.1902 | 398.1298
-23.1403 | 400.0856
-23.0904 | 403.8532
-23.0405 | 407.4966
-22.9906 | 409.904
-22.9407 | 411.0557
-22.8908 | 418.094
-22.8408 | 422.6612
-22.7909 | 428.8262
-22.741 | 434.8375
-22.6911 | 438.8185
-22.6412 | 442.3576
-22.5913 | 445.6933
-22.5414 | 451.3571
-22.4915 | 456.1522
-22.4416 | 461.7961
-22.3916 | 461.2707
-22.3417 | 462.6647
-22.2918 | 460.8628
-22.2419 | 462.0542
-22.192 | 465.6431
-22.1421 | 468.2888
-22.0922 | 473.8433
-22.0423 | 478.3455
-21.9924 | 481.8499
-21.9425 | 483.5476
-21.8925 | 489.0951
-21.8426 | 495.853
-21.7927 | 503.6859
-21.7428 | 507.8804
-21.6929 | 511.9011
-21.643 | 517.4953
-21.5931 | 520.2651
-21.5432 | 521.8636
-21.4933 | 524.0327
-21.4433 | 524.8021
-21.3934 | 532.017
-21.3435 | 543.3469
-21.2936 | 549.0257
-21.2437 | 550.9417
-21.1938 | 557.6428
-21.1439 | 560.3283
-21.094 | 562.011
-21.0441 | 567.3572
-20.9942 | 573.5321
-20.9442 | 584.0108
-20.8943 | 593.3354
-20.8444 | 597.6565
-20.7945 | 602.2579
-20.7446 | 609.5796
-20.6947 | 614.6675
-20.6448 | 622.6195
-20.5949 | 630.2291
-20.545 | 635.0043
-20.495 | 640.5985
-20.4451 | 645.488
-20.3952 | 650.0489
-20.3453 | 658.3542
-20.2954 | 664.1222
-20.2455 | 670.7985
-20.1956 | 675.8468
-20.1457 | 680.3291
-20.0958 | 684.7718
-20.0459 | 691.5623
-19.9959 | 697.7522
-19.946 | 699.7229
-19.8961 | 712.6959
-19.8462 | 723.2218
-19.7963 | 728.3941
-19.7464 | 733.4621
-19.6965 | 739.5081
-19.6466 | 746.522
-19.5967 | 754.8314
-19.5467 | 761.5922
-19.4968 | 767.8218
-19.4469 | 775.1186
-19.397 | 785.0029
-19.3471 | 792.636
-19.2972 | 800.6378
-19.2473 | 810.9477
-19.1974 | 819.9075
-19.1475 | 825.0847
-19.0976 | 830.6194
-19.0477 | 836.7149
-18.9977 | 842.8949
-18.9478 | 852.0036
-18.8979 | 862.9658
-18.848 | 872.5886
-18.7981 | 875.9145
-18.7482 | 878.3317
-18.6983 | 883.7821
-18.6484 | 892.0668
-18.5984 | 898.4155
-18.5485 | 903.4042
-18.4986 | 909.6189
-18.4487 | 914.9501
-18.3988 | 923.2058
-18.3489 | 933.3311
-18.299 | 943.6213
-18.2491 | 950.4416
-18.1992 | 955.2317
-18.1493 | 961.2925
-18.0994 | 968.6836
-18.0494 | 978.4079
-17.9995 | 987.9681
-17.9496 | 997.5533
-17.8997 | 1012.3348
-17.8498 | 1026.4131
-17.7999 | 1035.7402
-17.75 | 1046.3231
-17.7001 | 1055.7444
-17.6502 | 1062.4557
-17.6002 | 1071.4799
-17.5503 | 1080.1865
-17.5004 | 1088.8533
-17.4505 | 1099.7043
-17.4006 | 1115.0735
-17.3507 | 1127.4173
-17.3008 | 1132.9319
-17.2509 | 1142.2491
-17.201 | 1153.8699
-17.1511 | 1162.6112
-17.1011 | 1170.3402
-17.0512 | 1180.9778
-17.0013 | 1192.1008
-16.9514 | 1199.0352
-16.9015 | 1207.7017
-16.8516 | 1218.5334
-16.8017 | 1228.0247
-16.7518 | 1236.3341
-16.7019 | 1243.5318
-16.6519 | 1258.905
-16.602 | 1275.4936
-16.5521 | 1284.6021
-16.5022 | 1294.7285
-16.4523 | 1304.8347
-16.4024 | 1319.1945
-16.3525 | 1335.0598
-16.3026 | 1347.7923
-16.2527 | 1359.1944
-16.2028 | 1370.8096
-16.1528 | 1378.7418
-16.1029 | 1384.2665
-16.053 | 1392.9129
-16.0031 | 1399.3416
-15.9532 | 1405.6699
-15.9033 | 1424.7865
-15.8534 | 1446.7212
-15.8035 | 1458.1925
-15.7536 | 1468.2842
-15.7036 | 1477.2934
-15.6537 | 1486.2635
-15.6038 | 1492.6621
-15.5539 | 1505.9694
-15.504 | 1521.5021
-15.4541 | 1536.7603
-15.4042 | 1554.0666
-15.3543 | 1570.2913
-15.3044 | 1581.7034
-15.2545 | 1595.0263
-15.2045 | 1610.1361
-15.1546 | 1624.3072
-15.1047 | 1637.7551
-15.0548 | 1644.2073
-15.0049 | 1653.0189
-14.955 | 1665.0761
-14.9051 | 1683.8969
-14.8552 | 1700.6272
-14.8053 | 1711.5527
-14.7553 | 1722.4827
-14.7054 | 1736.1081
-14.6555 | 1749.268
-14.6056 | 1766.8946
-14.5557 | 1783.7711
-14.5058 | 1799.5215
-14.4559 | 1811.7171
-14.406 | 1830.0859
-14.3561 | 1848.8375
-14.3062 | 1867.8335
-14.2562 | 1887.4456
-14.2063 | 1900.2919
-14.1564 | 1912.2655
-14.1065 | 1925.0716
-14.0566 | 1942.6491
-14.0067 | 1958.0468
-13.9568 | 1975.7325
-13.9069 | 2001.7599
-13.857 | 2030.2852
-13.8071 | 2044.8939
-13.7571 | 2057.5862
-13.7072 | 2075.446
-13.6573 | 2098.0124
-13.6074 | 2123.0443
-13.5575 | 2144.3495
-13.5076 | 2161.6681
-13.4577 | 2181.9855
-13.4078 | 2216.3782
-13.3578 | 2248.3723
-13.3079 | 2268.4063
-13.258 | 2289.0262
-13.2081 | 2308.3303
-13.1582 | 2327.1232
-13.1083 | 2342.7542
-13.0584 | 2359.8495
-13.0085 | 2383.647
-12.9586 | 2407.0114
-12.9087 | 2441.1574
-12.8588 | 2475.5913
-12.8088 | 2497.661
-12.7589 | 2526.0446
-12.709 | 2551.5832
-12.6591 | 2576.8338
-12.6092 | 2603.2173
-12.5593 | 2626.3485
-12.5094 | 2646.8992
-12.4595 | 2667.6375
-12.4095 | 2704.7634
-12.3596 | 2740.0255
-12.3097 | 2766.9001
-12.2598 | 2787.1171
-12.2099 | 2812.4883
-12.16 | 2838.7166
-12.1101 | 2863.2229
-12.0602 | 2890.3061
-12.0103 | 2920.8281
-11.9604 | 2944.4314
-11.9105 | 2988.1401
-11.8605 | 3028.4894
-11.8106 | 3057.0559
-11.7607 | 3088.9641
-11.7108 | 3122.013
-11.6609 | 3156.5261
-11.611 | 3194.3407
-11.5611 | 3233.6643
-11.5112 | 3270.625
-11.4613 | 3309.2789
-11.4114 | 3361.6608
-11.3614 | 3415.0685
-11.3115 | 3450.5348
-11.2616 | 3485.4799
-11.2117 | 3522.0634
-11.1618 | 3554.1256
-11.1119 | 3585.8842
-11.062 | 3621.6675
-11.0121 | 3658.9664
-10.9621 | 3701.0847
-10.9122 | 3765.3073
-10.8623 | 3820.8221
-10.8124 | 3865.532
-10.7625 | 3904.1602
-10.7126 | 3940.5853
-10.6627 | 3977.8786
-10.6128 | 4021.4757
-10.5629 | 4060.7301
-10.513 | 4095.5267
-10.4631 | 4134.492
-10.4131 | 4200.0696
-10.3632 | 4267.5825
-10.3133 | 4314.01
-10.2634 | 4364.72
-10.2135 | 4415.8128
-10.1636 | 4473.0766
-10.1137 | 4520.8378
-10.0638 | 4570.3916
-10.0138 | 4623.4911
-9.9639 | 4687.1021
-9.914 | 4775.2495
-9.8641 | 4854.7504
-9.8142 | 4905.2182
-9.7643 | 4959.9395
-9.7144 | 5013.6138
-9.6645 | 5068.9211
-9.6146 | 5124.9917
-9.5647 | 5183.1985
-9.5147 | 5238.7479
-9.4648 | 5284.9623
-9.4149 | 5369.3082
-9.365 | 5454.8841
-9.3151 | 5512.0831
-9.2652 | 5572.3335
-9.2153 | 5636.1889
-9.1654 | 5696.1916
-9.1155 | 5763.8976
-9.0656 | 5826.8199
-9.0156 | 5902.7415
-8.9657 | 5974.7824
-8.9158 | 6079.861
-8.8659 | 6172.7004
-8.816 | 6235.5223
-8.7661 | 6301.7953
-8.7162 | 6371.72
-8.6663 | 6441.4127
-8.6164 | 6501.8528
-8.5664 | 6569.7329
-8.5165 | 6627.9788
-8.4666 | 6689.4112
-8.4167 | 6798.0345
-8.3668 | 6905.4379
-8.3169 | 6977.4085
-8.267 | 7043.2584
-8.2171 | 7108.2154
-8.1672 | 7175.0788
-8.1173 | 7245.3216
-8.0673 | 7315.0042
-8.0174 | 7389.8242
-7.9675 | 7464.4701
-7.9176 | 7565.4749
-7.8677 | 7668.1316
-7.8178 | 7750.8893
-7.7679 | 7840.6851
-7.718 | 7926.4998
-7.6681 | 8013.1739
-7.6182 | 8107.0848
-7.5682 | 8192.9888
-7.5183 | 8283.4699
-7.4684 | 8377.306
-7.4185 | 8492.7754
-7.3686 | 8612.0653
-7.3187 | 8686.767
-7.2688 | 8756.8559
-7.2189 | 8826.1311
-7.169 | 8901.9288
-7.119 | 8977.1963
-7.0691 | 9053.4606
-7.0192 | 9132.5496
-6.9693 | 9202.2367
-6.9194 | 9327.1383
-6.8695 | 9479.4525
-6.8196 | 9571.6758
-6.7697 | 9656.4079
-6.7198 | 9740.7482
-6.6699 | 9814.2836
-6.6199 | 9882.4617
-6.57 | 9968.5688
-6.5201 | 10043.9212
-6.4702 | 10121.6687
-6.4203 | 10237.204
-6.3704 | 10338.8171
-6.3205 | 10413.0925
-6.2706 | 10492.8958
-6.2207 | 10575.1457
-6.1707 | 10662.9471
-6.1208 | 10751.8578
-6.0709 | 10825.2448
-6.021 | 10897.9587
-5.9711 | 10987.1485
-5.9212 | 11123.2289
-5.8713 | 11261.516
-5.8214 | 11353.996
-5.7715 | 11445.014
-5.7216 | 11540.2731
-5.6716 | 11629.8401
-5.6217 | 11710.6793
-5.5718 | 11799.3088
-5.5219 | 11890.7955
-5.472 | 11979.0678
-5.4221 | 12125.076
-5.3722 | 12247.3113
-5.3223 | 12320.7395
-5.2724 | 12407.6167
-5.2224 | 12486.804
-5.1725 | 12566.0248
-5.1226 | 12667.0653
-5.0727 | 12763.8312
-5.0228 | 12850.6861
-4.9729 | 12925.0184
-4.923 | 13032.4876
-4.8731 | 13142.4347
-4.8232 | 13217.9946
-4.7733 | 13277.0586
-4.7233 | 13360.0407
-4.6734 | 13457.0632
-4.6235 | 13512.0088
-4.5736 | 13587.6358
-4.5237 | 13673.196
-4.4738 | 13757.629
-4.4239 | 13875.0092
-4.374 | 13978.5275
-4.3241 | 14055.8955
-4.2741 | 14157.1928
-4.2242 | 14234.2595
-4.1743 | 14300.7567
-4.1244 | 14389.2523
-4.0745 | 14458.417
-4.0246 | 14529.9255
-3.9747 | 14603.9118
-3.9248 | 14696.1575
-3.8749 | 14813.5265
-3.825 | 14895.1804
-3.775 | 14950.6729
-3.7251 | 15027.4494
-3.6752 | 15089.8506
-3.6253 | 15138.0884
-3.5754 | 15193.4693
-3.5255 | 15243.6157
-3.4756 | 15292.8692
-3.4257 | 15387.8158
-3.3758 | 15493.7114
-3.3259 | 15562.4408
-3.2759 | 15616.7279
-3.226 | 15668.1801
-3.1761 | 15747.1665
-3.1262 | 15834.2
-3.0763 | 15905.1839
-3.0264 | 15975.9447
-2.9765 | 16047.9889
-2.9266 | 16142.2547
-2.8767 | 16263.0837
-2.8267 | 16315.3061
-2.7768 | 16378.042
-2.7269 | 16421.503
-2.677 | 16453.6243
-2.6271 | 16484.5068
-2.5772 | 16505.3667
-2.5273 | 16533.7491
-2.4774 | 16576.4065
-2.4275 | 16626.4189
-2.3776 | 16655.3706
-2.3276 | 16681.2752
-2.2777 | 16722.2696
-2.2278 | 16769.994
-2.1779 | 16817.5511
-2.128 | 16890.7002
-2.0781 | 16991.3725
-2.0282 | 17081.2297
-1.9783 | 17167.2922
-1.9284 | 17277.9311
-1.8784 | 17391.3269
-1.8285 | 17472.9808
-1.7786 | 17542.5696
-1.7287 | 17600.1604
-1.6788 | 17649.5255
-1.6289 | 17689.3702
-1.579 | 17721.5028
-1.5291 | 17746.615
-1.4792 | 17754.7291
-1.4293 | 17806.159
-1.3793 | 17843.6934
-1.3294 | 17864.9774
-1.2795 | 17893.8063
-1.2296 | 17924.4209
-1.1797 | 17955.7387
-1.1298 | 17981.5429
-1.0799 | 17983.5296
-1.03 | 18005.5949
-0.98006 | 18014.8697
-0.93015 | 18025.3387
-0.88024 | 18061.2213
-0.83033 | 18080.1169
-0.78042 | 18087.0144
-0.73051 | 18080.3289
-0.6806 | 18091.4118
-0.63069 | 18120.4862
-0.58078 | 18147.0717
-0.53087 | 18164.2931
-0.48096 | 18214.9975
-0.43104 | 18291.2495
-0.38113 | 18338.4159
-0.33122 | 18381.6201
-0.28131 | 18448.0615
-0.2314 | 18498.5762
-0.18149 | 18515.5856
-0.13158 | 18513.8556
-0.081672 | 18530.9766
-0.031761 | 18533.7892
0.018149 | 18497.7615
0.06806 | 18412.6589
0.11797 | 18357.4342
0.16788 | 18320.536
0.21779 | 18264.5747
0.2677 | 18233.7145
0.31761 | 18215.1092
0.36752 | 18187.6531
0.41743 | 18174.5724
0.46734 | 18185.2981
0.51725 | 18201.0351
0.56716 | 18208.6581
0.61707 | 18226.6943
0.66699 | 18204.3165
0.7169 | 18195.5662
0.76681 | 18195.5551
0.81672 | 18194.9077
0.86663 | 18193.9033
0.91654 | 18174.1036
0.96645 | 18142.1497
1.0164 | 18116.2673
1.0663 | 18129.973
1.1162 | 18118.0754
1.1661 | 18125.464
1.216 | 18125.3636
1.2659 | 18118.667
1.3158 | 18102.8407
1.3657 | 18083.1526
1.4156 | 18060.4065
1.4656 | 18035.3612
1.5155 | 18017.6599
1.5654 | 17957.5021
1.6153 | 17893.6054
1.6652 | 17856.7518
1.7151 | 17793.7144
1.765 | 17716.804
1.8149 | 17653.3091
1.8648 | 17606.8347
1.9147 | 17567.9609
1.9647 | 17521.453
2.0146 | 17457.0094
2.0645 | 17364.3731
2.1144 | 17276.7592
2.1643 | 17228.3205
2.2142 | 17190.7414
2.2641 | 17162.8278
2.314 | 17127.3358
2.3639 | 17077.8144
2.4139 | 17007.3662
2.4638 | 16961.4721
2.5137 | 16926.7503
2.5636 | 16882.988
2.6135 | 16804.5373
2.6634 | 16741.5335
2.7133 | 16690.1036
2.7632 | 16653.1942
2.8131 | 16595.2797
2.863 | 16558.1917
2.913 | 16528.2021
2.9629 | 16482.0626
3.0128 | 16439.1708
3.0627 | 16355.2401
3.1126 | 16281.8677
3.1625 | 16225.4712
3.2124 | 16155.6591
3.2623 | 16086.673
3.3122 | 16036.627
3.3622 | 15967.027
3.4121 | 15900.5745
3.462 | 15824.1886
3.5119 | 15749.8452
3.5618 | 15642.1527
3.6117 | 15513.8681
3.6616 | 15429.1785
3.7115 | 15351.1742
3.7614 | 15264.297
3.8113 | 15185.1878
3.8613 | 15112.2842
3.9112 | 15037.0702
3.9611 | 14967.0573
4.011 | 14895.6492
4.0609 | 14798.6043
4.1108 | 14719.9081
4.1607 | 14676.6815
4.2106 | 14636.301
4.2605 | 14589.0007
4.3104 | 14542.1691
4.3604 | 14487.8039
4.4103 | 14440.9277
4.4602 | 14402.8129
4.5101 | 14365.6356
4.56 | 14290.4105
4.6099 | 14219.8171
4.6598 | 14178.6442
4.7097 | 14135.6409
4.7596 | 14082.6819
4.8096 | 14024.0309
4.8595 | 13967.4446
4.9094 | 13907.9565
4.9593 | 13839.015
5.0092 | 13756.7473
5.0591 | 13651.3874
5.109 | 13557.5234
5.1589 | 13470.2444
5.2088 | 13382.0055
5.2587 | 13311.5015
5.3087 | 13242.4037
5.3586 | 13173.8305
5.4085 | 13103.5274
5.4584 | 13024.4406
5.5083 | 12954.0705
5.5582 | 12861.0993
5.6081 | 12743.4066
5.658 | 12679.4875
5.7079 | 12600.7578
5.7579 | 12511.2131
5.8078 | 12426.3337
5.8577 | 12340.6507
5.9076 | 12247.0769
5.9575 | 12158.6483
6.0074 | 12070.6215
6.0573 | 11948.7434
6.1072 | 11815.4141
6.1571 | 11728.8717
6.207 | 11652.5528
6.257 | 11579.8947
6.3069 | 11501.0199
6.3568 | 11419.7901
6.4067 | 11343.6498
6.4566 | 11267.7773
6.5065 | 11185.2417
6.5564 | 11062.935
6.6063 | 10927.3757
6.6562 | 10841.6938
6.7062 | 10754.7028
6.7561 | 10668.6805
6.806 | 10588.1806
6.8559 | 10511.8015
6.9058 | 10433.5662
6.9557 | 10354.5173
7.0056 | 10281.2721
7.0555 | 10156.5502
7.1054 | 10028.5715
7.1553 | 9938.1752
7.2053 | 9859.8607
7.2552 | 9784.8822
7.3051 | 9702.9593
7.355 | 9618.3444
7.4049 | 9534.253
7.4548 | 9451.6393
7.5047 | 9374.0201
7.5546 | 9272.8144
7.6045 | 9155.8505
7.6544 | 9084.3006
7.7044 | 8997.5629
7.7543 | 8907.0863
7.8042 | 8816.2726
7.8541 | 8720.5502
7.904 | 8631.5781
7.9539 | 8549.3573
8.0038 | 8466.4411
8.0537 | 8348.9805
8.1036 | 8215.38
8.1536 | 8115.7613
8.2035 | 8025.3595
8.2534 | 7946.7871
8.3033 | 7871.3064
8.3532 | 7799.8425
8.4031 | 7730.949
8.453 | 7658.6358
8.5029 | 7580.222
8.5528 | 7468.6867
8.6027 | 7337.2023
8.6527 | 7280.8873
8.7026 | 7224.9751
8.7525 | 7158.2056
8.8024 | 7086.2205
8.8523 | 7010.8547
8.9022 | 6927.943
8.9521 | 6841.4039
9.002 | 6760.9108
9.0519 | 6653.3388
9.1019 | 6535.0356
9.1518 | 6460.0415
9.2017 | 6393.6012
9.2516 | 6326.9767
9.3015 | 6261.1848
9.3514 | 6192.7835
9.4013 | 6124.5909
9.4512 | 6059.6138
9.5011 | 5995.5452
9.551 | 5889.2858
9.601 | 5792.2967
9.6509 | 5733.0876
9.7008 | 5662.2331
9.7507 | 5592.228
9.8006 | 5530.9206
9.8505 | 5478.2641
9.9004 | 5425.5876
9.9503 | 5373.075
10.0002 | 5316.001
10.0502 | 5229.4586
10.1001 | 5161.9033
10.15 | 5111.575
10.1999 | 5062.6263
10.2498 | 5008.9385
10.2997 | 4951.4314
10.3496 | 4887.1541
10.3995 | 4831.415
10.4494 | 4772.2661
10.4993 | 4717.4757
10.5493 | 4640.2092
10.5992 | 4553.8576
10.6491 | 4497.2446
10.699 | 4444.7968
10.7489 | 4391.2475
10.7988 | 4331.6756
10.8487 | 4284.5449
10.8986 | 4235.2234
10.9485 | 4186.1507
10.9985 | 4133.6036
11.0484 | 4077.7417
11.0983 | 4010.3571
11.1482 | 3963.116
11.1981 | 3910.8512
11.248 | 3866.3702
11.2979 | 3829.8614
11.3478 | 3785.9116
11.3977 | 3741.7085
11.4476 | 3703.2689
11.4976 | 3668.4176
11.5475 | 3601.1324
11.5974 | 3531.7534
11.6473 | 3493.5359
11.6972 | 3454.9824
11.7471 | 3416.1053
11.797 | 3376.7873
11.8469 | 3339.1904
11.8968 | 3300.9595
11.9467 | 3262.2766
11.9967 | 3222.7097
12.0466 | 3172.8
12.0965 | 3116.4682
12.1464 | 3074.3499
12.1963 | 3042.9741
12.2462 | 3013.4432
12.2961 | 2983.015
12.346 | 2954.3145
12.3959 | 2925.9365
12.4459 | 2896.9469
12.4958 | 2868.9261
12.5457 | 2832.2187
12.5956 | 2790.4286
12.6455 | 2768.3689
12.6954 | 2739.3201
12.7453 | 2709.4633
12.7952 | 2681.7997
12.8451 | 2657.02
12.895 | 2635.0306
12.945 | 2612.2209
12.9949 | 2586.5283
13.0448 | 2550.1613
13.0947 | 2505.0719
13.1446 | 2475.4328
13.1945 | 2450.4154
13.2444 | 2426.1469
13.2943 | 2399.4063
13.3442 | 2373.6936
13.3941 | 2347.3112
13.4441 | 2322.0449
13.494 | 2297.8512
13.5439 | 2254.6314
13.5938 | 2215.6203
13.6437 | 2193.7403
13.6936 | 2171.79
13.7435 | 2148.8173
13.7934 | 2127.6862
13.8433 | 2109.5138
13.8933 | 2089.2957
13.9432 | 2070.4235
13.9931 | 2057.0806
14.043 | 2033.3791
14.0929 | 2012.748
14.1428 | 1996.2877
14.1927 | 1977.7727
14.2426 | 1959.7499
14.2925 | 1945.8456
14.3424 | 1928.3228
14.3924 | 1911.8626
14.4423 | 1895.2941
14.4922 | 1875.7165
14.5421 | 1852.5363
14.592 | 1823.2241
14.6419 | 1809.5329
14.6918 | 1797.5706
14.7417 | 1783.6818
14.7916 | 1767.4894
14.8415 | 1748.9544
14.8915 | 1732.5098
14.9414 | 1714.5796
14.9913 | 1700.6518
15.0412 | 1684.821
15.0911 | 1670.5863
15.141 | 1661.0302
15.1909 | 1646.829
15.2408 | 1635.0698
15.2907 | 1624.9132
15.3407 | 1617.1351
15.3906 | 1608.7365
15.4405 | 1597.1458
15.4904 | 1583.6644
15.5403 | 1559.3134
15.5902 | 1535.1621
15.6401 | 1516.9049
15.69 | 1501.2248
15.7399 | 1488.0403
15.7898 | 1473.8938
15.8398 | 1458.5697
15.8897 | 1440.586
15.9396 | 1427.6549
15.9895 | 1413.9849
16.0394 | 1394.4096
16.0893 | 1382.7776
16.1392 | 1378.0219
16.1891 | 1372.4916
16.239 | 1364.9468
16.289 | 1355.6251
16.3389 | 1346.6159
16.3888 | 1339.7508
16.4387 | 1331.9828
16.4886 | 1327.8231
16.5385 | 1313.2345
16.5884 | 1296.0834
16.6383 | 1280.4625
16.6882 | 1270.1374
16.7382 | 1259.5255
16.7881 | 1247.2049
16.838 | 1237.7292
16.8879 | 1229.9109
16.9378 | 1225.0012
16.9877 | 1217.1584
17.0376 | 1207.5376
17.0875 | 1199.1791
17.1374 | 1191.7191
17.1873 | 1182.8093
17.2373 | 1175.7801
17.2872 | 1167.7632
17.3371 | 1158.9482
17.387 | 1152.5239
17.4369 | 1144.5829
17.4868 | 1135.5536
17.5367 | 1125.7119
17.5866 | 1113.0868
17.6365 | 1106.0132
17.6865 | 1097.8179
17.7364 | 1087.647
17.7863 | 1079.2185
17.8362 | 1068.0647
17.8861 | 1053.1583
17.936 | 1040.2075
17.9859 | 1028.6221
18.0358 | 1010.3374
18.0857 | 991.0259
18.1356 | 981.1777
18.1855 | 972.9774
18.2355 | 965.1743
18.2854 | 957.7582
18.3353 | 951.5038
18.3852 | 945.7953
18.4351 | 939.0942
18.485 | 932.5718
18.5349 | 923.8884
18.5848 | 918.5836
18.6348 | 913.7737
18.6847 | 908.0404
18.7346 | 903.1808
18.7845 | 900.7982
18.8344 | 897.4426
18.8843 | 892.6972
18.9342 | 887.1178
18.9841 | 879.1409
19.034 | 868.2031
19.0839 | 857.5581
19.1338 | 852.5496
19.1838 | 846.5185
19.2337 | 838.3084
19.2836 | 829.5373
19.3335 | 822.4687
19.3834 | 817.4304
19.4333 | 812.9283
19.4832 | 810.9229
19.5331 | 805.2967
19.5831 | 799.933
19.633 | 794.8053
19.6829 | 787.9204
19.7328 | 783.2395
19.7827 | 780.976
19.8326 | 777.9531
19.8825 | 773.8528
19.9324 | 769.3755
19.9823 | 762.0736
20.0322 | 752.4828
20.0821 | 747.5694
20.1321 | 740.4264
20.182 | 737.0311
20.2319 | 734.4499
20.2818 | 727.1779
20.3317 | 720.7051
20.3816 | 713.8053
20.4315 | 708.1018
20.4814 | 703.8925
20.5313 | 697.5119
20.5813 | 686.6879
20.6312 | 682.5579
20.6811 | 673.3848
20.731 | 667.582
20.7809 | 660.7964
20.8308 | 655.8178
20.8807 | 653.3953
20.9306 | 645.0661
20.9805 | 638.8761
21.0304 | 625.8054
21.0804 | 619.9391
21.1303 | 615.7149
21.1802 | 615.3128
21.2301 | 610.7709
21.28 | 607.0629
21.3299 | 600.7091
21.3798 | 594.0824
21.4297 | 593.0699
21.4796 | 590.1212
21.5296 | 591.1695
21.5795 | 586.3091
21.6294 | 577.95
21.6793 | 570.9509
21.7292 | 565.0737
21.7791 | 562.6613
21.829 | 559.3505
21.8789 | 555.0815
21.9288 | 548.5541
21.9788 | 541.5055
22.0287 | 533.5323
22.0786 | 524.8567
22.1285 | 525.0255
22.1784 | 522.484
22.2283 | 519.2277
22.2782 | 514.4475
22.3281 | 512.0947
22.378 | 510.0049
22.4279 | 507.6421
22.4779 | 502.8967
22.5278 | 493.4769
22.5777 | 490.502
22.6276 | 484.9524
22.6775 | 477.4768
22.7274 | 469.9715
22.7773 | 465.4842
22.8272 | 461.3791
22.8771 | 458.8078
22.9271 | 455.5069
22.977 | 454.6432
23.0269 | 450.7416
23.0768 | 442.4669
23.1267 | 439.1361
23.1766 | 440.804
23.2265 | 442.9583
23.2764 | 443.3356
23.3263 | 439.9899
23.3762 | 434.6886
23.4261 | 430.102
23.4761 | 425.7238
23.526 | 424.9011
23.5759 | 423.9468
23.6258 | 421.6386
23.6757 | 416.8684
23.7256 | 413.4135
23.7755 | 410.0778
23.8254 | 408.4794
23.8754 | 406.4592
23.9253 | 405.7146
23.9752 | 407.0498
24.0251 | 404.8848
24.075 | 397.8966
24.1249 | 395.3352
24.1748 | 390.6593
24.2247 | 385.889
24.2746 | 384.7027
24.3245 | 381.3322
24.3744 | 378.5573
24.4244 | 377.2122
24.4743 | 340.033
24.5242 | 278.658
24.5741 | 233.8217
24.624 | 200.018
24.6739 | 169.1677
24.7238 | 136.6198
24.7737 | 99.9817
24.8237 | 66.8381
24.8736 | 33.9874
24.9235 | 0
24.9734 | 0
25.0233 | 0
25.0732 | 0
25.1231 | 0
25.173 | 0
25.2229 | 0
25.2728 | 0
25.3227 | 0
25.3727 | 0
25.4226 | 0
25.4725 | 0
25.5224 | 0
25.5723 | 0
25.6222 | 0
25.6721 | 0
25.722 | 0
25.7719 | 0
25.8219 | 0
25.8718 | 0
25.9217 | 0
25.9716 | 0
26.0215 | 0
26.0714 | 0
26.1213 | 0
26.1712 | 0
26.2211 | 0
26.271 | 0
26.321 | 0
26.3709 | 0
26.4208 | 0
26.4707 | 0
26.5206 | 0
26.5705 | 0
26.6204 | 0
26.6703 | 0
26.7202 | 0
26.7702 | 0
26.8201 | 0
26.87 | 0
26.9199 | 0
26.9698 | 0
27.0197 | 0
27.0696 | 0
27.1195 | 0
27.1694 | 0
27.2193 | 0
27.2693 | 0
27.3192 | 0
27.3691 | 0
27.419 | 0
27.4689 | 0
27.5188 | 0
27.5687 | 0
27.6186 | 0
27.6685 | 0
27.7185 | 0
27.7684 | 0
27.8183 | 0
27.8682 | 0
27.9181 | 0
27.968 | 0
28.0179 | 0
28.0678 | 0
28.1177 | 0
28.1676 | 0
28.2176 | 0
28.2675 | 0
28.3174 | 0
28.3673 | 0
28.4172 | 0
28.4671 | 0
28.517 | 0
28.5669 | 0
28.6168 | 0
28.6668 | 0
28.7167 | 0
28.7666 | 0
28.8165 | 0
28.8664 | 0
28.9163 | 0
28.9662 | 0
29.0161 | 0
29.066 | 0
29.116 | 0
29.1659 | 0
29.2158 | 0
29.2657 | 0
29.3156 | 0
29.3655 | 0
29.4154 | 0
29.4653 | 0
29.5152 | 0
29.5651 | 0
29.6151 | 0
29.665 | 0
29.7149 | 0
29.7648 | 0
29.8147 | 0
29.8646 | 0
29.9145 | 0
29.9644 | 0
30.0143 | 0
30.0642 | 0
30.1141 | 0
30.1641 | 0
30.214 | 0
30.2639 | 0
30.3138 | 0
30.3637 | 0
30.4136 | 0
30.4635 | 0
30.5134 | 0
30.5633 | 0
30.6133 | 0
30.6632 | 0
30.7131 | 0
30.763 | 0
30.8129 | 0
30.8628 | 0
30.9127 | 0
30.9626 | 0
31.0125 | 0
31.0624 | 0
31.1124 | 0
31.1623 | 0
31.2122 | 0
31.2621 | 0
31.312 | 0
31.3619 | 0
31.4118 | 0
31.4617 | 0
31.5116 | 0
31.5616 | 0
31.6115 | 0

## NR
Color Source Strip Standard | 2016-06-20
| Beam Angle | Field Angle
| 19 | 36.6
[5 empty] | Lens Efficiency | Power Consump (Watts) | Efficacy (lm/W)
Mode | Accessory Lens | Candela | Field Lumens | Beam Lumens
RGB - full | NR | 20353.1996 | 2353.929 | 1137.948 | 94.88% | 93.2 | 25.2567
Max output | NR | 21456.343 | 2481.512 | 1199.6248 | 94.88% | 104 | 23.8607
3200K | NR | 19292.1873 | 2231.2187 | 1078.6268 | 94.88% | 78.9 | 28.2791
5600K | NR | 20170.6314 | 2332.8143 | 1127.7406 | 94.88% | 93.9 | 24.8436
Red | NR | 4669.6346 | 540.0619 | 261.0794 | 94.88% | 27.8 | 19.4267
Green | NR | 6030.653 | 697.4692 | 337.174 | 94.88% | 30.4 | 22.9431
Blue | NR | 1885.3169 | 218.0444 | 105.4081 | 94.88% | 32.9 | 6.6275
| For Field diameter at any distance, multiply distance by |  |  |  | 0.66144
| For Beam diameter at any distance, multiply distance by |  |  |  | 0.33469
Dist for 1.0 fc
| Throw Distance (ft) | 10 | 15 | 20 | 25 | 142.6646
| Throw Distance (m) | 3.048 | 4.572 | 6.096 | 7.62 | 43.4842
| Field Diameter (ft) | 6.6144 | 9.9216 | 13.2287 | 16.5359
| Field Diameter (m) | 2.0161 | 3.0241 | 4.0321 | 5.0401
| Illuminance (fc) | 203.532 | 90.4587 | 50.883 | 32.5651
| Illuminance (lux) | 2190.7981 | 973.688 | 547.6995 | 350.5277
Test Distance | Iso-Illuminance Diagram grid lines
116.25 | 12.5 | 25 | 37.5 | 50
| 0.10753 | 0.21505 | 0.32258 | 0.43011
Measurement: NR Full ON RGB - Intensity
Degrees | (Cd)
-26.8353 | 0
-26.7852 | 0
-26.7352 | 0
-26.6851 | 0
-26.6351 | 0
-26.585 | 0
-26.5349 | 0
-26.4849 | 0
-26.4349 | 0
-26.3848 | 0
-26.3347 | 0
-26.2847 | 0
-26.2346 | 0
-26.1846 | 0
-26.1345 | 0
-26.0845 | 0
-26.0344 | 0
-25.9844 | 0
-25.9343 | 0
-25.8843 | 0
-25.8342 | 0
-25.7842 | 0
-25.7341 | 0
-25.6841 | 0
-25.634 | 0
-25.584 | 0
-25.5339 | 0
-25.4839 | 0
-25.4338 | 0
-25.3838 | 0
-25.3337 | 0
-25.2837 | 0
-25.2336 | 0
-25.1836 | 0
-25.1335 | 0
-25.0835 | 0
-25.0334 | 0
-24.9834 | 0
-24.9333 | 0
-24.8833 | 0
-24.8332 | 0
-24.7831 | 0
-24.7331 | 0
-24.6831 | 0
-24.633 | 0
-24.583 | 0
-24.5329 | 0
-24.4828 | 0
-24.4328 | 0
-24.3827 | 0
-24.3327 | 28.2108
-24.2826 | 79.1492
-24.2326 | 184.3757
-24.1825 | 237.5627
-24.1325 | 290.4925
-24.0824 | 369.4273
-24.0324 | 452.9234
-23.9823 | 508.6006
-23.9323 | 565.2142
-23.8822 | 678.5679
-23.8322 | 707.1662
-23.7821 | 713.7893
-23.7321 | 724.6523
-23.682 | 730.8032
-23.632 | 736.8621
-23.5819 | 742.9094
-23.5319 | 752.4217
-23.4818 | 756.9074
-23.4318 | 760.8405
-23.3817 | 771.7151
-23.3317 | 777.4592
-23.2816 | 784.3854
-23.2316 | 796.342
-23.1815 | 802.3202
-23.1315 | 808.9087
-23.0814 | 819.6689
-23.0313 | 830.5771
-22.9813 | 838.6889
-22.9312 | 846.7201
-22.8812 | 860.2806
-22.8312 | 867.4829
-22.7811 | 872.406
-22.731 | 888.549
-22.681 | 895.7782
-22.6309 | 904.2045
-22.5809 | 916.6168
-22.5308 | 927.3696
-22.4808 | 935.5044
-22.4307 | 943.712
-22.3807 | 961.8542
-22.3306 | 970.0427
-22.2806 | 978.4
-22.2305 | 992.6628
-22.1805 | 1001.0622
-22.1304 | 1008.8978
-22.0804 | 1021.5851
-22.0303 | 1035.5008
-21.9803 | 1042.9872
-21.9302 | 1051.5517
-21.8802 | 1067.3723
-21.8301 | 1076.7157
-21.7801 | 1086.5236
-21.73 | 1105.7247
-21.68 | 1114.32
-21.6299 | 1123.656
-21.5799 | 1136.8438
-21.5298 | 1150.8732
-21.4798 | 1160.167
-21.4297 | 1169.6025
-21.3797 | 1191.6466
-21.3296 | 1201.0363
-21.2796 | 1210.541
-21.2295 | 1229.1587
-21.1794 | 1239.5953
-21.1294 | 1248.7898
-21.0794 | 1261.722
-21.0293 | 1276.997
-20.9792 | 1286.6044
-20.9292 | 1294.8624
-20.8791 | 1310.4911
-20.8291 | 1319.7693
-20.779 | 1329.2048
-20.729 | 1351.1652
-20.6789 | 1362.5806
-20.6289 | 1374.2071
-20.5788 | 1391.568
-20.5288 | 1407.7905
-20.4787 | 1419.014
-20.4287 | 1430.7744
-20.3786 | 1455.5551
-20.3286 | 1467.6112
-20.2785 | 1479.5222
-20.2285 | 1504.0184
-20.1784 | 1512.6213
-20.1284 | 1522.6171
-20.0783 | 1540.7548
-20.0283 | 1559.7643
-19.9782 | 1573.2412
-19.9282 | 1583.2403
-19.8781 | 1607.1494
-19.8281 | 1619.9734
-19.778 | 1634.8432
-19.728 | 1660.4209
-19.6779 | 1675.7159
-19.6279 | 1690.2475
-19.5778 | 1711.1052
-19.5278 | 1730.4494
-19.4777 | 1744.1596
-19.4276 | 1761.1277
-19.3776 | 1792.6229
-19.3275 | 1808.9849
-19.2775 | 1821.8279
-19.2275 | 1850.9481
-19.1774 | 1864.6504
-19.1273 | 1879.9722
-19.0773 | 1904.0253
-19.0272 | 1926.7859
-18.9772 | 1942.1267
-18.9271 | 1955.6952
-18.8771 | 1984.8265
-18.827 | 1998.867
-18.777 | 2014.8752
-18.7269 | 2047.6986
-18.6769 | 2065.0462
-18.6268 | 2079.3088
-18.5768 | 2101.0984
-18.5267 | 2124.6068
-18.4767 | 2141.4823
-18.4266 | 2161.5821
-18.3766 | 2196.0707
-18.3265 | 2212.0823
-18.2765 | 2230.1095
-18.2264 | 2265.6529
-18.1764 | 2283.1087
-18.1263 | 2304.1092
-18.0763 | 2334.9158
-18.0262 | 2366.632
-17.9762 | 2384.6057
-17.9261 | 2401.201
-17.8761 | 2436.7599
-17.826 | 2456.852
-17.776 | 2475.8803
-17.7259 | 2514.5967
-17.6759 | 2534.4968
-17.6258 | 2554.3924
-17.5757 | 2585.4066
-17.5257 | 2614.6093
-17.4757 | 2636.274
-17.4256 | 2658.3482
-17.3755 | 2701.8772
-17.3255 | 2722.8431
-17.2754 | 2744.2511
-17.2254 | 2788.5669
-17.1753 | 2813.005
-17.1253 | 2834.4822
-17.0752 | 2865.2899
-17.0252 | 2897.9257
-16.9751 | 2919.5134
-16.9251 | 2944.5397
-16.875 | 2991.2339
-16.825 | 3017.104
-16.7749 | 3042.925
-16.7249 | 3089.0813
-16.6748 | 3113.7092
-16.6248 | 3138.5926
-16.5747 | 3175.3279
-16.5247 | 3215.5589
-16.4746 | 3242.2147
-16.4246 | 3268.6919
-16.3745 | 3322.6877
-16.3245 | 3347.9295
-16.2744 | 3371.4356
-16.2244 | 3427.6
-16.1743 | 3452.5225
-16.1243 | 3478.0321
-16.0742 | 3522.7185
-16.0241 | 3565.2319
-15.9741 | 3593.438
-15.924 | 3617.5591
-15.874 | 3668.3171
-15.8239 | 3695.5801
-15.7739 | 3724.0864
-15.7239 | 3771.3488
-15.6738 | 3797.5492
-15.6237 | 3828.7375
-15.5737 | 3872.146
-15.5236 | 3909.3289
-15.4736 | 3938.1655
-15.4235 | 3969.9063
-15.3735 | 4036.0743
-15.3234 | 4066.7146
-15.2734 | 4097.0245
-15.2233 | 4168.5185
-15.1733 | 4202.5384
-15.1232 | 4231.0603
-15.0732 | 4274.2322
-15.0231 | 4323.7468
-14.9731 | 4354.5825
-14.923 | 4385.456
-14.873 | 4448.3047
-14.8229 | 4483.4652
-14.7729 | 4518.0565
-14.7228 | 4583.5113
-14.6728 | 4617.8816
-14.6227 | 4653.9886
-14.5727 | 4704.8515
-14.5226 | 4758.893
-14.4726 | 4795.7176
-14.4225 | 4831.9987
-14.3725 | 4901.6657
-14.3224 | 4933.1765
-14.2723 | 4966.2153
-14.2223 | 5025.622
-14.1723 | 5055.981
-14.1222 | 5087.9796
-14.0722 | 5138.2186
-14.0221 | 5187.6038
-13.972 | 5219.8825
-13.922 | 5253.5028
-13.8719 | 5323.0168
-13.8219 | 5359.2901
-13.7718 | 5397.8335
-13.7218 | 5477.2284
-13.6717 | 5514.7372
-13.6217 | 5555.0429
-13.5716 | 5612.6961
-13.5216 | 5672.8941
-13.4715 | 5712.5737
-13.4215 | 5750.2811
-13.3714 | 5824.6
-13.3214 | 5861.4826
-13.2713 | 5899.4278
-13.2213 | 5982.8094
-13.1712 | 6025.1498
-13.1212 | 6064.9209
-13.0711 | 6124.1021
-13.0211 | 6185.5892
-12.971 | 6227.3101
-12.921 | 6272.1706
-12.8709 | 6367.9967
-12.8209 | 6415.0392
-12.7708 | 6460.5828
-12.7208 | 6552.4869
-12.6707 | 6602.3052
-12.6207 | 6651.5587
-12.5706 | 6726.4557
-12.5206 | 6803.3605
-12.4705 | 6852.5069
-12.4205 | 6901.5416
-12.3704 | 6995.2684
-12.3203 | 7039.967
-12.2703 | 7084.3945
-12.2203 | 7176.1413
-12.1702 | 7218.8868
-12.1201 | 7265.4237
-12.0701 | 7336.1443
-12.02 | 7398.3166
-11.97 | 7443.7944
-11.9199 | 7486.1035
-11.8699 | 7572.4662
-11.8198 | 7622.5712
-11.7698 | 7672.0792
-11.7197 | 7765.9053
-11.6697 | 7813.3976
-11.6196 | 7857.0036
-11.5696 | 7926.7107
-11.5195 | 7999.9302
-11.4695 | 8047.3377
-11.4194 | 8094.1827
-11.3694 | 8193.135
-11.3193 | 8246.0727
-11.2693 | 8298.3888
-11.2192 | 8398.8032
-11.1692 | 8446.7832
-11.1191 | 8495.3157
-11.0691 | 8565.9525
-11.019 | 8636.3003
-10.969 | 8683.1408
-10.9189 | 8730.1498
-10.8689 | 8814.5404
-10.8188 | 8857.8975
-10.7688 | 8894.5112
-10.7187 | 8971.2163
-10.6686 | 9013.4205
-10.6186 | 9055.8914
-10.5686 | 9119.4634
-10.5185 | 9183.8713
-10.4685 | 9227.5576
-10.4184 | 9274.4439
-10.3683 | 9378.8428
-10.3183 | 9428.2492
-10.2682 | 9485.4381
-10.2182 | 9604.4401
-10.1681 | 9665.1213
-10.1181 | 9726.6229
-10.068 | 9815.3785
-10.018 | 9908.8005
-9.9679 | 9972.8736
-9.9179 | 10035.7379
-9.8678 | 10156.1015
-9.8178 | 10210.7971
-9.7677 | 10264.1333
-9.7177 | 10376.2388
-9.6676 | 10428.9779
-9.6176 | 10479.7705
-9.5675 | 10560.0873
-9.5175 | 10642.9533
-9.4674 | 10694.9512
-9.4174 | 10742.2281
-9.3673 | 10834.5966
-9.3173 | 10893.7889
-9.2672 | 10945.7244
-9.2172 | 11043.2727
-9.1671 | 11093.0641
-9.1171 | 11147.9238
-9.067 | 11228.0888
-9.017 | 11303.0795
-8.9669 | 11354.1746
-8.9169 | 11409.1648
-8.8668 | 11526.2102
-8.8168 | 11571.1556
-8.7667 | 11626.0454
-8.7166 | 11738.671
-8.6666 | 11798.9516
-8.6165 | 11845.6492
-8.5665 | 11928.9884
-8.5164 | 12006.7583
-8.4664 | 12059.0699
-8.4163 | 12111.5489
-8.3663 | 12214.4198
-8.3162 | 12265.4591
-8.2662 | 12316.3198
-8.2161 | 12412.0365
-8.1661 | 12464.6606
-8.116 | 12524.4612
-8.066 | 12604.2512
-8.0159 | 12682.0211
-7.9659 | 12737.0113
-7.9158 | 12792.7605
-7.8658 | 12903.8683
-7.8157 | 12963.8252
-7.7657 | 13023.4584
-7.7156 | 13145.1691
-7.6656 | 13195.3824
-7.6155 | 13244.5243
-7.5655 | 13317.8186
-7.5154 | 13404.8409
-7.4654 | 13458.8044
-7.4153 | 13512.3995
-7.3653 | 13615.9847
-7.3152 | 13668.0619
-7.2652 | 13717.2596
-7.2151 | 13819.6283
-7.1651 | 13871.3819
-7.115 | 13925.8029
-7.0649 | 14006.709
-7.0149 | 14082.548
-6.9648 | 14130.1832
-6.9148 | 14182.9635
-6.8647 | 14283.8701
-6.8147 | 14332.6437
-6.7646 | 14384.8549
-6.7146 | 14486.0516
-6.6645 | 14535.2382
-6.6145 | 14581.5563
-6.5644 | 14646.6138
-6.5144 | 14716.1357
-6.4643 | 14766.8178
-6.4143 | 14815.1672
-6.3642 | 14907.8147
-6.3142 | 14945.8514
-6.2641 | 14981.7116
-6.2141 | 15061.4235
-6.164 | 15110.119
-6.114 | 15167.8436
-6.0639 | 15246.7854
-6.0139 | 15326.8098
-5.9638 | 15375.0253
-5.9138 | 15420.3724
-5.8637 | 15513.3101
-5.8137 | 15567.7534
-5.7636 | 15620.2325
-5.7136 | 15714.1411
-5.6635 | 15754.8006
-5.6135 | 15789.5113
-5.5634 | 15848.9437
-5.5134 | 15900.5075
-5.4633 | 15944.9618
-5.4133 | 15987.1615
-5.3632 | 16076.762
-5.3132 | 16122.9797
-5.2631 | 16173.5055
-5.213 | 16274.5014
-5.163 | 16326.4559
-5.1129 | 16377.9193
-5.0629 | 16446.3362
-5.0128 | 16524.6864
-4.9628 | 16562.8012
-4.9127 | 16602.6014
-4.8627 | 16684.445
-4.8126 | 16727.08
-4.7626 | 16766.4672
-4.7125 | 16845.1634
-4.6625 | 16881.1353
-4.6124 | 16919.0603
-4.5624 | 16989.0956
-4.5123 | 17055.7714
-4.4623 | 17107.804
-4.4122 | 17157.3031
-4.3622 | 17245.6647
-4.3121 | 17284.3822
-4.2621 | 17322.3519
-4.212 | 17399.8651
-4.162 | 17439.8884
-4.1119 | 17478.2823
-4.0619 | 17528.9644
-4.0118 | 17575.9633
-3.9618 | 17603.4975
-3.9117 | 17635.5631
-3.8617 | 17703.3103
-3.8116 | 17744.3605
-3.7616 | 17788.6585
-3.7115 | 17851.1266
-3.6615 | 17882.6899
-3.6114 | 17918.7288
-3.5614 | 17959.7455
-3.5113 | 18010.9633
-3.4612 | 18047.1696
-3.4112 | 18078.1525
-3.3611 | 18142.8417
-3.3111 | 18165.7999
-3.261 | 18187.229
-3.211 | 18260.4117
-3.1609 | 18293.8054
-3.1109 | 18321.9869
-3.0608 | 18361.4633
-3.0108 | 18410.0918
-2.9607 | 18435.5947
-2.9107 | 18459.9368
-2.8606 | 18489.2345
-2.8106 | 18508.6769
-2.7605 | 18540.5304
-2.7105 | 18590.6433
-2.6604 | 18619.5391
-2.6104 | 18643.3902
-2.5603 | 18685.11
-2.5103 | 18735.9261
-2.4602 | 18771.8868
-2.4102 | 18807.3007
-2.3601 | 18899.7695
-2.3101 | 18947.4158
-2.26 | 18973.0527
-2.21 | 18991.9371
-2.1599 | 18993.7005
-2.1099 | 19006.6696
-2.0598 | 19032.7863
-2.0098 | 19047.2622
-1.9597 | 19048.4564
-1.9097 | 19056.4477
-1.8596 | 19075.7115
-1.8096 | 19078.6134
-1.7595 | 19087.4976
-1.7094 | 19127.5321
-1.6594 | 19146.7848
-1.6093 | 19159.419
-1.5593 | 19179.7321
-1.5092 | 19202.9246
-1.4592 | 19222.3336
-1.4091 | 19232.9589
-1.3591 | 19260.0578
-1.309 | 19275.2814
-1.259 | 19289.3554
-1.2089 | 19334.1891
-1.1589 | 19369.0561
-1.1088 | 19400.385
-1.0588 | 19450.922
-1.0087 | 19499.4166
-0.95868 | 19528.5021
-0.90863 | 19562.8669
-0.85857 | 19611.7297
-0.80852 | 19638.0697
-0.75847 | 19672.5125
-0.70842 | 19726.3197
-0.65837 | 19747.3805
-0.60832 | 19774.6357
-0.55827 | 19813.6992
-0.50821 | 19835.1953
-0.45816 | 19851.5015
-0.40811 | 19864.0576
-0.35806 | 19898.4335
-0.30801 | 19919.5055
-0.25796 | 19942.4971
-0.20791 | 19973.6028
-0.15785 | 19977.1855
-0.1078 | 19975.5783
-0.057752 | 19955.5108
-0.0077002 | 19934.8853
0.042351 | 19919.3604
0.092403 | 19906.6368
0.14245 | 19877.2164
0.19251 | 19855.8989
0.24256 | 19829.3804
0.29261 | 19764.7359
0.34266 | 19744.5456
0.39271 | 19728.9202
0.44276 | 19699.8681
0.49281 | 19676.3742
0.54287 | 19661.6975
0.59292 | 19643.2707
0.64297 | 19600.4906
0.69302 | 19584.2737
0.74307 | 19565.8134
0.79312 | 19545.3776
0.84317 | 19534.3952
0.89323 | 19515.9907
0.94328 | 19506.7717
0.99333 | 19514.6067
1.0434 | 19521.5042
1.0934 | 19523.7141
1.1435 | 19506.3029
1.1935 | 19489.6619
1.2436 | 19468.7015
1.2936 | 19432.1158
1.3437 | 19412.3273
1.3937 | 19394.6148
1.4438 | 19353.6093
1.4938 | 19300.974
1.5439 | 19261.9328
1.5939 | 19229.4655
1.644 | 19191.1274
1.694 | 19168.0911
1.7441 | 19143.1909
1.7942 | 19112.7214
1.8442 | 19106.6387
1.8943 | 19098.8148
1.9443 | 19088.1337
1.9944 | 19072.5753
2.0444 | 19056.1575
2.0945 | 19035.9784
2.1445 | 18998.4774
2.1946 | 18982.4725
2.2446 | 18968.845
2.2947 | 18926.5783
2.3447 | 18882.057
2.3948 | 18837.4577
2.4448 | 18782.1326
2.4949 | 18734.8658
2.5449 | 18711.0147
2.595 | 18685.0319
2.645 | 18628.2001
2.6951 | 18603.1771
2.7451 | 18572.8527
2.7952 | 18506.4001
2.8452 | 18489.5358
2.8953 | 18481.645
2.9453 | 18464.2338
2.9954 | 18433.7978
3.0454 | 18414.2214
3.0955 | 18403.6854
3.1455 | 18378.9638
3.1956 | 18354.8672
3.2456 | 18335.2908
3.2957 | 18322.9802
3.3457 | 18312.913
3.3958 | 18291.216
3.4458 | 18253.5923
3.4959 | 18211.0689
3.5459 | 18176.5033
3.596 | 18135.6763
3.6461 | 18068.967
3.6961 | 18044.145
3.7462 | 18016.2201
3.7962 | 17941.5754
3.8463 | 17897.3443
3.8963 | 17852.2092
3.9464 | 17801.6164
3.9964 | 17745.5547
4.0465 | 17701.0893
4.0965 | 17654.8604
4.1466 | 17555.0588
4.1966 | 17507.1334
4.2467 | 17464.3198
4.2967 | 17368.5361
4.3468 | 17318.6688
4.3968 | 17270.6095
4.4469 | 17200.7082
4.4969 | 17119.378
4.547 | 17080.2029
4.597 | 17046.9542
4.6471 | 16962.5659
4.6971 | 16912.174
4.7472 | 16863.6237
4.7972 | 16779.5367
4.8473 | 16740.9196
4.8973 | 16705.9745
4.9474 | 16658.6184
4.9974 | 16596.5074
5.0475 | 16559.0958
5.0975 | 16517.5099
5.1476 | 16445.0304
5.1976 | 16414.6166
5.2477 | 16384.694
5.2977 | 16315.7413
5.3478 | 16280.4837
5.3979 | 16242.6256
5.4479 | 16175.9052
5.498 | 16113.4817
5.548 | 16075.9472
5.5981 | 16029.2385
5.6481 | 15944.0466
5.6982 | 15892.293
5.7482 | 15833.6419
5.7983 | 15731.675
5.8483 | 15687.7677
5.8984 | 15641.3379
5.9484 | 15568.1776
5.9985 | 15496.2896
6.0485 | 15451.1656
6.0986 | 15417.917
6.1486 | 15318.8966
6.1987 | 15277.8799
6.2487 | 15238.4035
6.2988 | 15141.2916
6.3488 | 15086.7478
6.3989 | 15035.0612
6.4489 | 14963.8875
6.499 | 14888.7852
6.549 | 14831.9199
6.5991 | 14774.8314
6.6491 | 14680.7776
6.6992 | 14628.2316
6.7492 | 14573.632
6.7993 | 14473.808
6.8493 | 14418.5276
6.8994 | 14361.9078
6.9494 | 14272.9435
6.9995 | 14192.9861
7.0495 | 14136.5003
7.0996 | 14076.9675
7.1497 | 13963.8173
7.1997 | 13916.8295
7.2498 | 13870.902
7.2998 | 13756.9258
7.3499 | 13709.7148
7.3999 | 13663.0841
7.45 | 13592.4462
7.5 | 13518.5269
7.5501 | 13470.7466
7.6001 | 13425.9352
7.6502 | 13329.0466
7.7002 | 13274.0786
7.7503 | 13220.6286
7.8003 | 13124.1976
7.8504 | 13068.3926
7.9004 | 13012.3532
7.9505 | 12934.5275
8.0005 | 12856.6349
8.0506 | 12802.4036
8.1006 | 12740.9735
8.1507 | 12602.0525
8.2007 | 12532.2851
8.2508 | 12463.165
8.3008 | 12322.09
8.3509 | 12253.7289
8.4009 | 12188.0799
8.451 | 12106.0019
8.501 | 12010.7539
8.5511 | 11954.1788
8.6011 | 11897.28
8.6512 | 11795.5029
8.7012 | 11746.7739
8.7513 | 11695.4222
8.8013 | 11594.8392
8.8514 | 11547.5389
8.9015 | 11497.3367
8.9515 | 11402.3231
9.0016 | 11299.9098
9.0516 | 11238.3681
9.1017 | 11181.4135
9.1517 | 11066.5378
9.2018 | 11009.966
9.2518 | 10957.2928
9.3019 | 10850.1059
9.3519 | 10788.7427
9.402 | 10727.2556
9.452 | 10643.3249
9.5021 | 10563.8965
9.5521 | 10507.6206
9.6022 | 10455.8949
9.6522 | 10356.3399
9.7023 | 10305.3442
9.7523 | 10256.6007
9.8024 | 10173.7604
9.8524 | 10135.4883
9.9025 | 10095.6703
9.9525 | 10037.5974
10.0026 | 9980.2332
10.0526 | 9938.0122
10.1027 | 9891.4284
10.1527 | 9795.7563
10.2028 | 9748.6525
10.2528 | 9699.4168
10.3029 | 9587.0613
10.3529 | 9531.388
10.403 | 9476.0908
10.453 | 9385.1543
10.5031 | 9299.2012
10.5532 | 9244.6675
10.6032 | 9192.1639
10.6532 | 9089.8878
10.7033 | 9035.055
10.7534 | 8976.3079
10.8034 | 8857.9198
10.8535 | 8799.8213
10.9035 | 8746.6726
10.9536 | 8683.4444
11.0036 | 8610.3454
11.0537 | 8558.7637
11.1037 | 8507.9857
11.1538 | 8413.0736
11.2038 | 8368.6316
11.2539 | 8325.3906
11.3039 | 8240.6574
11.354 | 8198.7032
11.404 | 8151.7935
11.4541 | 8075.6331
11.5041 | 7999.9302
11.5542 | 7955.5842
11.6042 | 7908.3096
11.6543 | 7815.7034
11.7043 | 7767.2212
11.7544 | 7716.1373
11.8044 | 7622.1572
11.8545 | 7579.4998
11.9045 | 7537.8436
11.9546 | 7472.5897
12.0046 | 7404.6739
12.0547 | 7359.8067
12.1047 | 7317.7242
12.1548 | 7222.7853
12.2049 | 7179.0833
12.2549 | 7140.9161
12.3049 | 7056.2833
12.355 | 7008.8323
12.405 | 6965.8681
12.4551 | 6902.3821
12.5052 | 6840.1093
12.5552 | 6799.1819
12.6053 | 6759.0681
12.6553 | 6682.0561
12.7054 | 6638.6621
12.7554 | 6593.4221
12.8055 | 6517.0307
12.8555 | 6479.158
12.9056 | 6435.3612
12.9556 | 6371.5794
13.0057 | 6310.906
13.0557 | 6271.626
13.1058 | 6233.5033
13.1558 | 6157.0594
13.2059 | 6116.7805
13.2559 | 6075.1979
13.306 | 5984.8351
13.356 | 5942.7771
13.4061 | 5904.2516
13.4561 | 5842.7288
13.5062 | 5783.4773
13.5562 | 5742.1771
13.6063 | 5699.0142
13.6563 | 5607.5465
13.7064 | 5564.4706
13.7564 | 5526.7051
13.8065 | 5457.4444
13.8565 | 5421.3598
13.9066 | 5385.4135
13.9566 | 5338.1322
14.0067 | 5288.7972
14.0567 | 5254.0474
14.1068 | 5216.6436
14.1569 | 5144.6161
14.2069 | 5114.5751
14.2569 | 5081.0921
14.307 | 5010.9676
14.3571 | 4977.3573
14.4071 | 4941.8531
14.4572 | 4884.4989
14.5072 | 4821.9292
14.5573 | 4781.8088
14.6073 | 4745.0679
14.6574 | 4682.6098
14.7074 | 4647.7373
14.7575 | 4614.0969
14.8075 | 4546.5483
14.8576 | 4510.6166
14.9076 | 4474.6469
14.9577 | 4423.5719
15.0077 | 4373.1041
15.0578 | 4340.6535
15.1078 | 4312.5345
15.1579 | 4248.063
15.2079 | 4217.1236
15.258 | 4186.0346
15.308 | 4123.4739
15.3581 | 4094.0814
15.4081 | 4066.8798
15.4582 | 4024.314
15.5082 | 3984.7214
15.5583 | 3956.5834
15.6083 | 3922.491
15.6584 | 3858.7595
15.7084 | 3828.9183
15.7585 | 3799.8127
15.8086 | 3740.367
15.8586 | 3710.0079
15.9086 | 3680.3431
15.9587 | 3641.8644
16.0087 | 3602.4561
16.0588 | 3577.8594
16.1089 | 3552.8376
16.1589 | 3500.5874
16.209 | 3474.195
16.259 | 3448.2523
16.3091 | 3396.0702
16.3591 | 3370.3541
16.4092 | 3343.8077
16.4592 | 3303.7419
16.5093 | 3262.2532
16.5593 | 3236.7246
16.6094 | 3212.9807
16.6594 | 3168.1815
16.7095 | 3145.5113
16.7595 | 3120.9002
16.8096 | 3070.775
16.8596 | 3049.0524
16.9097 | 3030.8879
16.9597 | 2996.9171
17.0098 | 2960.1416
17.0598 | 2937.525
17.1099 | 2916.482
17.1599 | 2866.1504
17.21 | 2840.6107
17.26 | 2817.5799
17.3101 | 2777.2932
17.3601 | 2755.1565
17.4102 | 2732.5476
17.4602 | 2706.4979
17.5103 | 2681.1222
17.5603 | 2664.5727
17.6104 | 2646.964
17.6605 | 2618.4387
17.7105 | 2603.0633
17.7605 | 2586.3832
17.8106 | 2553.7785
17.8607 | 2537.2937
17.9107 | 2517.8055
17.9608 | 2487.682
18.0108 | 2459.4882
18.0609 | 2440.2399
18.1109 | 2421.1624
18.161 | 2382.3489
18.211 | 2362.7681
18.2611 | 2343.195
18.3111 | 2305.1952
18.3612 | 2287.1266
18.4112 | 2269.8126
18.4613 | 2245.4425
18.5113 | 2220.2019
18.5614 | 2202.6245
18.6114 | 2184.0715
18.6615 | 2154.7973
18.7115 | 2139.4264
18.7616 | 2123.8814
18.8116 | 2092.1562
18.8617 | 2076.3433
18.9117 | 2062.4099
18.9618 | 2043.655
19.0118 | 2021.7359
19.0619 | 2008.3059
19.1119 | 1995.2642
19.162 | 1961.9185
19.212 | 1946.5666
19.2621 | 1931.5171
19.3121 | 1903.176
19.3622 | 1889.2426
19.4123 | 1873.2455
19.4623 | 1849.0072
19.5124 | 1826.145
19.5624 | 1814.1301
19.6125 | 1803.3709
19.6625 | 1781.7867
19.7126 | 1771.6224
19.7626 | 1761.4882
19.8127 | 1738.9407
19.8627 | 1728.792
19.9128 | 1720.649
19.9628 | 1708.4299
20.0129 | 1691.0109
20.0629 | 1676.1992
20.113 | 1661.7066
20.163 | 1634.0061
20.2131 | 1620.6832
20.2631 | 1608.3046
20.3132 | 1582.6041
20.3632 | 1569.0703
20.4133 | 1553.6067
20.4633 | 1530.6106
20.5134 | 1509.571
20.5634 | 1495.7414
20.6135 | 1480.75
20.6635 | 1454.4078
20.7136 | 1442.3896
20.7636 | 1430.8011
20.8137 | 1409.064
20.8637 | 1397.48
20.9138 | 1386.6125
20.9638 | 1374.5006
21.0139 | 1358.5292
21.0639 | 1349.4542
21.114 | 1340.7051
21.164 | 1321.5193
21.2141 | 1311.259
21.2642 | 1300.6148
21.3142 | 1281.9692
21.3643 | 1274.671
21.4143 | 1267.9063
21.4644 | 1257.6751
21.5144 | 1244.6613
21.5645 | 1238.7058
21.6145 | 1233.7369
21.6646 | 1223.0804
21.7146 | 1215.8938
21.7647 | 1208.9517
21.8147 | 1193.8989
21.8648 | 1184.6665
21.9148 | 1174.8549
21.9649 | 1155.2506
22.0149 | 1138.2066
22.065 | 1127.6661
22.115 | 1117.4628
22.1651 | 1096.9262
22.2151 | 1087.7515
22.2652 | 1078.4272
22.3152 | 1061.2291
22.3653 | 1054.679
22.4153 | 1048.2939
22.4654 | 1039.7034
22.5154 | 1033.9046
22.5655 | 1027.1934
22.6155 | 1019.8836
22.6656 | 1006.9792
22.7156 | 1000.7477
22.7657 | 995.6403
22.8158 | 985.399
22.8658 | 977.2412
22.9158 | 969.2945
22.9659 | 958.8071
23.016 | 949.4371
23.066 | 944.5256
23.1161 | 939.4873
23.1661 | 926.1801
23.2162 | 919.7912
23.2662 | 913.5866
23.3163 | 897.7543
23.3663 | 891.1928
23.4164 | 885.2029
23.4664 | 879.8458
23.5165 | 873.3346
23.5665 | 868.0585
23.6166 | 862.1646
23.6666 | 850.3615
23.7167 | 845.2773
23.7667 | 839.2031
23.8168 | 828.6662
23.8668 | 824.2113
23.9169 | 819.5107
23.9669 | 809.2718
24.017 | 796.2039
24.067 | 789.4582
24.1171 | 783.4414
24.1671 | 772.9199
24.2172 | 767.9776
24.2672 | 763.0354
24.3173 | 754.7125
24.3673 | 750.4801
24.4174 | 745.8679
24.4674 | 737.2015
24.5175 | 731.3213
24.5676 | 725.9684
24.6176 | 719.6678
24.6676 | 712.8914
24.7177 | 709.5415
24.7677 | 704.4073
24.8178 | 692.8536
24.8679 | 686.764
24.9179 | 680.4826
24.968 | 671.9791
25.018 | 666.6689
25.0681 | 662.8509
25.1181 | 659.9346
25.1682 | 649.2827
25.2182 | 642.583
25.2683 | 637.6944
25.3183 | 630.0315
25.3684 | 626.7814
25.4184 | 624.9741
25.4685 | 624.4834
25.5185 | 620.17
25.5686 | 615.7113
25.6186 | 611.5671
25.6687 | 604.2765
25.7187 | 601.157
25.7688 | 598.4019
25.8188 | 593.1949
25.8689 | 590.5357
25.9189 | 586.7023
25.969 | 579.6205
26.019 | 571.9906
26.0691 | 569.343
26.1191 | 566.6263
26.1692 | 561.2773
26.2192 | 558.4186
26.2693 | 554.451
26.3194 | 546.65
26.3694 | 543.3117
26.4195 | 540.219
26.4695 | 535.9266
26.5195 | 531.7695
26.5696 | 528.1088
26.6197 | 526.4375
26.6697 | 523.0196
26.7198 | 522.2264
26.7698 | 522.6754
26.8199 | 521.5531
0
Degrees | #VALUE!
-26.8353 | 0
-26.7852 | 0
-26.7352 | 0
-26.6851 | 0
-26.6351 | 0
-26.585 | 0
-26.5349 | 0
-26.4849 | 0
-26.4349 | 0
-26.3848 | 0
-26.3347 | 0
-26.2847 | 0
-26.2346 | 0
-26.1846 | 0
-26.1345 | 0
-26.0845 | 0
-26.0344 | 0
-25.9844 | 0
-25.9343 | 0
-25.8843 | 0
-25.8342 | 0
-25.7842 | 0
-25.7341 | 0
-25.6841 | 0
-25.634 | 0
-25.584 | 0
-25.5339 | 0
-25.4839 | 0
-25.4338 | 0
-25.3838 | 0
-25.3337 | 0
-25.2837 | 0
-25.2336 | 0
-25.1836 | 0
-25.1335 | 0
-25.0835 | 0
-25.0334 | 0
-24.9834 | 0
-24.9333 | 0
-24.8833 | 0
-24.8332 | 0
-24.7831 | 0
-24.7331 | 0
-24.6831 | 0
-24.633 | 0
-24.583 | 0
-24.5329 | 0
-24.4828 | 0
-24.4328 | 0
-24.3827 | 0
-24.3327 | 0
-24.2826 | 0
-24.2326 | 0
-24.1825 | 0
-24.1325 | 0
-24.0824 | 0
-24.0324 | 0
-23.9823 | 0
-23.9323 | 0
-23.8822 | 0
-23.8322 | 0
-23.7821 | 0
-23.7321 | 0
-23.682 | 0
-23.632 | 0
-23.5819 | 0
-23.5319 | 0
-23.4818 | 0
-23.4318 | 0
-23.3817 | 0
-23.3317 | 0
-23.2816 | 0
-23.2316 | 0
-23.1815 | 0
-23.1315 | 0
-23.0814 | 0
-23.0313 | 0
-22.9813 | 0
-22.9312 | 0
-22.8812 | 0
-22.8312 | 0
-22.7811 | 0
-22.731 | 0
-22.681 | 0
-22.6309 | 0
-22.5809 | 0
-22.5308 | 0
-22.4808 | 0
-22.4307 | 0
-22.3807 | 0
-22.3306 | 0
-22.2806 | 0
-22.2305 | 0
-22.1805 | 0
-22.1304 | 0
-22.0804 | 0
-22.0303 | 0
-21.9803 | 0
-21.9302 | 0
-21.8802 | 0
-21.8301 | 0
-21.7801 | 0
-21.73 | 0
-21.68 | 0
-21.6299 | 0
-21.5799 | 0
-21.5298 | 0
-21.4798 | 0
-21.4297 | 0
-21.3797 | 0
-21.3296 | 0
-21.2796 | 0
-21.2295 | 0
-21.1794 | 0
-21.1294 | 0
-21.0794 | 0
-21.0293 | 0
-20.9792 | 0
-20.9292 | 0
-20.8791 | 140.3634
-20.8291 | 218.8143
-20.779 | 295.9566
-20.729 | 452.6549
-20.6789 | 532.4525
-20.6289 | 614.0842
-20.5788 | 724.7947
-20.5288 | 865.4493
-20.4787 | 949.9973
-20.4287 | 1034.5532
-20.3786 | 1069.5518
-20.3286 | 1078.7611
-20.2785 | 1088.5074
-20.2285 | 1110.3179
-20.1784 | 1118.4103
-20.1284 | 1127.6271
-20.0783 | 1141.469
-20.0283 | 1153.7773
-19.9782 | 1162.0576
-19.9282 | 1171.0065
-19.8781 | 1188.8764
-19.8281 | 1196.5619
-19.778 | 1203.4493
-19.728 | 1214.7577
-19.6779 | 1224.5269
-19.6279 | 1231.9601
-19.5778 | 1244.0955
-19.5278 | 1253.4941
-19.4777 | 1260.972
-19.4276 | 1269.4142
-19.3776 | 1285.2461
-19.3275 | 1295.2006
-19.2775 | 1307.548
-19.2275 | 1335.3791
-19.1774 | 1347.3515
-19.1273 | 1358.5861
-19.0773 | 1377.8143
-19.0272 | 1394.8783
-18.9772 | 1407.9479
-18.9271 | 1420.3076
-18.8771 | 1442.7512
-18.827 | 1454.0662
-18.777 | 1464.8109
-18.7269 | 1484.7478
-18.6769 | 1495.9836
-18.6268 | 1507.802
-18.5768 | 1526.5201
-18.5267 | 1542.6165
-18.4767 | 1552.9996
-18.4266 | 1564.9798
-18.3766 | 1586.621
-18.3265 | 1598.6816
-18.2765 | 1610.914
-18.2264 | 1635.8131
-18.1764 | 1647.5589
-18.1263 | 1660.1988
-18.0763 | 1679.476
-18.0262 | 1700.0513
-17.9762 | 1714.6209
-17.9261 | 1727.0152
-17.8761 | 1756.1733
-17.826 | 1771.1157
-17.776 | 1785.7321
-17.7259 | 1812.1044
-17.6759 | 1828.7499
-17.6258 | 1842.9021
-17.5757 | 1861.1749
-17.5257 | 1881.1118
-17.4757 | 1895.2941
-17.4256 | 1911.1036
-17.3755 | 1945.7764
-17.3255 | 1959.3057
-17.2754 | 1974.0249
-17.2254 | 2006.7791
-17.1753 | 2016.2492
-17.1253 | 2031.0565
-17.0752 | 2057.3161
-17.0252 | 2085.5556
-16.9751 | 2104.815
-16.9251 | 2120.7931
-16.875 | 2150.0975
-16.825 | 2170.319
-16.7749 | 2187.3752
-16.7249 | 2222.1629
-16.6748 | 2242.1087
-16.6248 | 2260.7376
-16.5747 | 2286.1545
-16.5247 | 2309.5156
-16.4746 | 2325.2593
-16.4246 | 2344.7911
-16.3745 | 2378.2015
-16.3245 | 2394.4363
-16.2744 | 2413.7337
-16.2244 | 2451.7748
-16.1743 | 2473.1716
-16.1243 | 2491.7848
-16.0742 | 2516.2229
-16.0241 | 2546.852
-15.9741 | 2564.0623
-15.924 | 2581.133
-15.874 | 2620.5983
-15.8239 | 2635.6099
-15.7739 | 2653.7978
-15.7239 | 2692.9026
-15.6738 | 2711.9232
-15.6237 | 2732.8624
-15.5737 | 2767.8834
-15.5236 | 2801.4746
-15.4736 | 2824.7899
-15.4235 | 2848.0461
-15.3735 | 2897.0697
-15.3234 | 2921.6931
-15.2734 | 2943.0854
-15.2233 | 2984.976
-15.1733 | 3008.7389
-15.1232 | 3030.6646
-15.0732 | 3066.583
-15.0231 | 3102.0136
-14.9731 | 3128.4015
-14.923 | 3152.276
-14.873 | 3198.8788
-14.8229 | 3226.6897
-14.7729 | 3254.6592
-14.7228 | 3312.3515
-14.6728 | 3341.1145
-14.6227 | 3368.6153
-14.5727 | 3403.605
-14.5226 | 3439.8403
-14.4726 | 3465.0508
-14.4225 | 3492.0838
-14.3725 | 3545.9379
-14.3224 | 3573.6506
-14.2723 | 3599.2216
-14.2223 | 3646.5599
-14.1723 | 3668.9734
-14.1222 | 3695.9986
-14.0722 | 3737.7743
-14.0221 | 3783.9696
-13.972 | 3812.7974
-13.922 | 3840.9242
-13.8719 | 3895.4312
-13.8219 | 3922.3136
-13.7718 | 3953.2028
-13.7218 | 4017.5225
-13.6717 | 4052.5859
-13.6217 | 4086.4104
-13.5716 | 4133.7866
-13.5216 | 4178.8983
-13.4715 | 4207.7495
-13.4215 | 4240.3764
-13.3714 | 4306.3067
-13.3214 | 4338.0898
-13.2713 | 4370.4378
-13.2213 | 4436.6359
-13.1712 | 4465.1813
-13.1212 | 4493.3148
-13.0711 | 4540.1307
-13.0211 | 4589.1286
-12.971 | 4619.4274
-12.921 | 4653.781
-12.8709 | 4722.0751
-12.8209 | 4756.3293
-12.7708 | 4788.6081
-12.7208 | 4855.5205
-12.6707 | 4891.5973
-12.6207 | 4926.596
-12.5706 | 4978.7893
-12.5206 | 5034.1512
-12.4705 | 5075.4011
-12.4205 | 5111.9467
-12.3704 | 5183.1026
-12.3203 | 5215.8333
-12.2703 | 5251.4737
-12.2203 | 5329.5405
-12.1702 | 5371.5493
-12.1201 | 5417.4612
-12.0701 | 5482.2162
-12.02 | 5543.2435
-11.97 | 5580.1373
-11.9199 | 5618.7778
-11.8699 | 5700.445
-11.8198 | 5748.6081
-11.7698 | 5796.9419
-11.7197 | 5873.9305
-11.6697 | 5912.0141
-11.6196 | 5947.3431
-11.5696 | 6005.3836
-11.5195 | 6065.2546
-11.4695 | 6108.0169
-11.4194 | 6148.2489
-11.3694 | 6226.9607
-11.3193 | 6265.9729
-11.2693 | 6308.2363
-11.2192 | 6401.0333
-11.1692 | 6444.3703
-11.1191 | 6490.8693
-11.0691 | 6558.7047
-11.019 | 6626.5893
-10.969 | 6671.2199
-10.9189 | 6719.2535
-10.8689 | 6822.9604
-10.8188 | 6870.4103
-10.7688 | 6909.6456
-10.7187 | 7000.7596
-10.6686 | 7050.8535
-10.6186 | 7097.54
-10.5686 | 7166.025
-10.5185 | 7236.3426
-10.4685 | 7284.9744
-10.4184 | 7330.4868
-10.3683 | 7415.6028
-10.3183 | 7461.7636
-10.2682 | 7512.3608
-10.2182 | 7611.1368
-10.1681 | 7653.5073
-10.1181 | 7695.447
-10.068 | 7766.4075
-10.018 | 7840.4351
-9.9679 | 7886.7722
-9.9179 | 7933.9922
-9.8678 | 8035.8196
-9.8178 | 8089.5319
-9.7677 | 8138.436
-9.7177 | 8224.6001
-9.6676 | 8276.9619
-9.6176 | 8336.2491
-9.5675 | 8428.7314
-9.5175 | 8514.1521
-9.4674 | 8572.4382
-9.4174 | 8629.2131
-9.3673 | 8737.0763
-9.3173 | 8787.2395
-9.2672 | 8846.8693
-9.2172 | 8974.6929
-9.1671 | 9030.0749
-9.1171 | 9083.0997
-9.067 | 9158.3003
-9.017 | 9227.8612
-8.9669 | 9277.8893
-8.9169 | 9334.3617
-8.8668 | 9448.0488
-8.8168 | 9501.8883
-8.7667 | 9556.3562
-8.7166 | 9659.9939
-8.6666 | 9720.9776
-8.6165 | 9781.8821
-8.5665 | 9856.5604
-8.5164 | 9943.8941
-8.4664 | 10005.1825
-8.4163 | 10061.6761
-8.3663 | 10177.025
-8.3162 | 10238.3659
-8.2662 | 10297.0482
-8.2161 | 10413.7443
-8.1661 | 10466.1742
-8.116 | 10511.2267
-8.066 | 10590.6841
-8.0159 | 10680.8873
-7.9659 | 10735.0639
-7.9158 | 10785.1879
-7.8658 | 10900.423
-7.8157 | 10960.2638
-7.7657 | 11017.9896
-7.7156 | 11134.8576
-7.6656 | 11193.233
-7.6155 | 11258.1119
-7.5655 | 11358.8176
-7.5154 | 11455.3937
-7.4654 | 11514.3573
-7.4153 | 11582.2719
-7.3653 | 11705.534
-7.3152 | 11761.7966
-7.2652 | 11815.7266
-7.2151 | 11932.6381
-7.1651 | 11991.1663
-7.115 | 12049.9625
-7.0649 | 12128.3908
-7.0149 | 12209.0402
-6.9648 | 12272.1668
-6.9148 | 12331.9117
-6.8647 | 12443.8788
-6.8147 | 12498.59
-6.7646 | 12556.7723
-6.7146 | 12674.5432
-6.6645 | 12729.0982
-6.6145 | 12781.0973
-6.5644 | 12871.3563
-6.5144 | 12967.8543
-6.4643 | 13026.3714
-6.4143 | 13082.1653
-6.3642 | 13192.994
-6.3142 | 13251.7678
-6.2641 | 13312.2046
-6.2141 | 13431.326
-6.164 | 13493.7383
-6.114 | 13556.3069
-6.0639 | 13643.3515
-6.0139 | 13729.5367
-5.9638 | 13783.6006
-5.9138 | 13835.9457
-5.8637 | 13949.5982
-5.8137 | 14007.8028
-5.7636 | 14065.7284
-5.7136 | 14183.343
-5.6635 | 14245.5321
-5.6135 | 14306.2926
-5.5634 | 14392.7345
-5.5134 | 14469.7231
-5.4633 | 14518.7199
-5.4133 | 14575.2615
-5.3632 | 14677.2954
-5.3132 | 14731.6829
-5.2631 | 14783.6151
-5.213 | 14886.9882
-5.163 | 14934.802
-5.1129 | 14986.7564
-5.0629 | 15066.6134
-5.0128 | 15140.1532
-4.9628 | 15191.8398
-4.9127 | 15242.1424
-4.8627 | 15363.6076
-4.8126 | 15422.0689
-4.7626 | 15478.577
-4.7125 | 15589.4169
-4.6625 | 15645.1215
-4.6124 | 15698.5715
-4.5624 | 15791.085
-4.5123 | 15885.1053
-4.4623 | 15951.5133
-4.4122 | 16005.7222
-4.3622 | 16108.5262
-4.3121 | 16155.8935
-4.2621 | 16210.2141
-4.212 | 16302.5714
-4.162 | 16351.7802
-4.1119 | 16401.0895
-4.0619 | 16472.0288
-4.0118 | 16528.4142
-3.9618 | 16565.0892
-3.9117 | 16620.3362
-3.8617 | 16712.9167
-3.8116 | 16763.6657
-3.7616 | 16807.3276
-3.7115 | 16914.4843
-3.6615 | 16958.5145
-3.6114 | 16999.9999
-3.5614 | 17063.4167
-3.5113 | 17136.1641
-3.4612 | 17184.5805
-3.4112 | 17223.0525
-3.3611 | 17296.3803
-3.3111 | 17333.3009
-3.261 | 17374.3845
-3.211 | 17432.79
-3.1609 | 17468.4941
-3.1109 | 17511.5978
-3.0608 | 17583.3854
-3.0108 | 17636.7573
-2.9607 | 17676.3788
-2.9107 | 17714.4937
-2.8606 | 17811.081
-2.8106 | 17861.4952
-2.7605 | 17915.626
-2.7105 | 18011.5995
-2.6604 | 18064.5696
-2.6104 | 18115.8879
-2.5603 | 18178.2779
-2.5103 | 18249.3734
-2.4602 | 18299.9774
-2.4102 | 18351.4743
-2.3601 | 18445.1708
-2.3101 | 18481.2655
-2.26 | 18499.4356
-2.21 | 18556.4349
-2.1599 | 18563.3658
-2.1099 | 18571.8259
-2.0598 | 18593.6903
-2.0098 | 18618.3338
-1.9597 | 18629.2269
-1.9097 | 18642.8322
-1.8596 | 18702.298
-1.8096 | 18727.3879
-1.7595 | 18779.6325
-1.7094 | 18876.3091
-1.6594 | 18940.6523
-1.6093 | 19004.5936
-1.5593 | 19090.8793
-1.5092 | 19191.8976
-1.4592 | 19255.772
-1.4091 | 19310.3604
-1.3591 | 19373.0964
-1.309 | 19413.0081
-1.259 | 19432.3501
-1.2089 | 19490.644
-1.1589 | 19516.6603
-1.1088 | 19540.1654
-1.0588 | 19556.639
-1.0087 | 19561.3825
-0.95868 | 19555.6122
-0.90863 | 19548.3352
-0.85857 | 19545.5227
-0.80852 | 19543.2347
-0.75847 | 19557.3533
-0.70842 | 19562.2865
-0.65837 | 19559.4851
-0.60832 | 19552.5987
-0.55827 | 19567.454
-0.50821 | 19582.1196
-0.45816 | 19609.6091
-0.40811 | 19659.7443
-0.35806 | 19747.2243
-0.30801 | 19793.8996
-0.25796 | 19849.1577
-0.20791 | 19897.5964
-0.15785 | 19919.126
-0.1078 | 19937.6086
-0.057752 | 19930.0749
-0.0077002 | 19934.8853
0.042351 | 19917.8983
0.092403 | 19881.5915
0.14245 | 19829.6594
0.19251 | 19798.4979
0.24256 | 19733.8757
0.29261 | 19702.5803
0.34266 | 19699.6003
0.39271 | 19696.0622
0.44276 | 19697.3569
0.49281 | 19717.5806
0.54287 | 19736.5209
0.59292 | 19760.1375
0.64297 | 19768.2516
0.69302 | 19760.0929
0.74307 | 19769.5128
0.79312 | 19784.9038
0.84317 | 19789.4575
0.89323 | 19795.2054
0.94328 | 19809.2459
0.99333 | 19828.3313
1.0434 | 19827.9183
1.0934 | 19813.7327
1.1435 | 19792.0357
1.1935 | 19791.8906
1.2436 | 19782.4484
1.2936 | 19751.4208
1.3437 | 19719.0651
1.3937 | 19683.3164
1.4438 | 19610.0779
1.4938 | 19529.5513
1.5439 | 19485.2756
1.5939 | 19454.1364
1.644 | 19405.9544
1.694 | 19394.6371
1.7441 | 19392.6058
1.7942 | 19354.5133
1.8442 | 19336.812
1.8943 | 19318.5079
1.9443 | 19301.8557
1.9944 | 19302.4473
2.0444 | 19299.59
2.0945 | 19295.5386
2.1445 | 19271.2857
2.1946 | 19244.7784
2.2446 | 19212.7017
2.2947 | 19159.832
2.3447 | 19144.3294
2.3948 | 19131.338
2.4448 | 19087.7877
2.4949 | 19038.7017
2.5449 | 18996.4015
2.595 | 18946.8243
2.645 | 18871.9898
2.6951 | 18831.4754
2.7451 | 18783.0366
2.7952 | 18692.9116
2.8452 | 18652.0846
2.8953 | 18603.1994
2.9453 | 18509.447
2.9954 | 18438.9988
3.0454 | 18382.4125
3.0955 | 18329.9447
3.1455 | 18227.509
3.1956 | 18175.5992
3.2456 | 18131.1561
3.2957 | 18032.2027
3.3457 | 17976.7325
3.3958 | 17930.4032
3.4458 | 17892.054
3.4959 | 17864.7654
3.5459 | 17859.6201
3.596 | 17855.3008
3.6461 | 17834.6307
3.6961 | 17828.2242
3.7462 | 17817.6213
3.7962 | 17789.4956
3.8463 | 17777.1069
3.8963 | 17764.7293
3.9464 | 17749.4499
3.9964 | 17730.8668
4.0465 | 17705.0291
4.0965 | 17669.9948
4.1466 | 17600.6626
4.1966 | 17556.3311
4.2467 | 17509.9349
4.2967 | 17429.7319
4.3468 | 17391.8403
4.3968 | 17357.297
4.4469 | 17286.2014
4.4969 | 17212.9853
4.547 | 17162.9505
4.597 | 17125.3826
4.6471 | 17047.0993
4.6971 | 17006.6184
4.7472 | 16964.999
4.7972 | 16861.637
4.8473 | 16806.0664
4.8973 | 16753.8887
4.9474 | 16671.6098
4.9974 | 16606.4519
5.0475 | 16562.4999
5.0975 | 16516.0924
5.1476 | 16414.0139
5.1976 | 16365.2069
5.2477 | 16316.0315
5.2977 | 16228.2056
5.3478 | 16186.4635
5.3979 | 16140.8819
5.4479 | 16065.1992
5.498 | 15982.1837
5.548 | 15930.8877
5.5981 | 15874.2345
5.6481 | 15779.4218
5.6982 | 15736.0055
5.7482 | 15689.5758
5.7983 | 15604.4173
5.8483 | 15555.8558
5.8984 | 15500.9102
5.9484 | 15426.4329
5.9985 | 15374.2998
6.0485 | 15324.1869
6.0986 | 15271.6967
6.1486 | 15168.0557
6.1987 | 15116.1347
6.2487 | 15065.2964
6.2988 | 14963.1732
6.3488 | 14910.4152
6.3989 | 14861.6416
6.4489 | 14780.2556
6.499 | 14690.4207
6.549 | 14631.6246
6.5991 | 14576.2437
6.6491 | 14446.1287
6.6992 | 14373.4595
6.7492 | 14312.632
6.7993 | 14193.5888
6.8493 | 14136.2324
6.8994 | 14078.4742
6.9494 | 14006.4523
6.9995 | 13926.0038
7.0495 | 13875.0762
7.0996 | 13826.7937
7.1497 | 13722.6058
7.1997 | 13678.3636
7.2498 | 13624.5452
7.2998 | 13499.3188
7.3499 | 13434.2613
7.3999 | 13371.6816
7.45 | 13270.9424
7.5 | 13165.8616
7.5501 | 13102.947
7.6001 | 13036.461
7.6502 | 12916.0561
7.7002 | 12850.7196
7.7503 | 12789.2783
7.8003 | 12681.251
7.8504 | 12632.1314
7.9004 | 12579.139
7.9505 | 12501.291
8.0005 | 12417.9072
8.0506 | 12358.5307
8.1006 | 12306.8106
8.1507 | 12193.0242
8.2007 | 12140.255
8.2508 | 12082.8763
8.3008 | 11966.2996
8.3509 | 11912.2134
8.4009 | 11854.2209
8.451 | 11765.4686
8.501 | 11678.7476
8.5511 | 11622.0274
8.6011 | 11560.1508
8.6512 | 11438.0607
8.7012 | 11378.8069
8.7513 | 11321.0599
8.8013 | 11209.3495
8.8514 | 11149.1905
8.9015 | 11081.864
8.9515 | 10988.2846
9.0016 | 10901.4175
9.0516 | 10842.9539
9.1017 | 10783.8955
9.1517 | 10666.6391
9.2018 | 10608.0852
9.2518 | 10547.0468
9.3019 | 10419.9107
9.3519 | 10359.7161
9.402 | 10312.0709
9.452 | 10231.9628
9.5021 | 10143.8378
9.5521 | 10085.5015
9.6022 | 10030.3338
9.6522 | 9919.9314
9.7023 | 9865.4021
9.7523 | 9811.2054
9.8024 | 9701.4671
9.8524 | 9643.6252
9.9025 | 9588.0055
9.9525 | 9501.5926
10.0026 | 9419.2121
10.0526 | 9366.8201
10.1027 | 9307.3822
10.1527 | 9201.7255
10.2028 | 9149.9943
10.2528 | 9098.9517
10.3029 | 8998.6712
10.3529 | 8944.566
10.403 | 8889.4776
10.453 | 8808.4018
10.5031 | 8731.2972
10.5532 | 8676.8594
10.6032 | 8624.0299
10.6532 | 8506.8919
10.7033 | 8448.4294
10.7534 | 8398.9416
10.8034 | 8298.7113
10.8535 | 8252.1275
10.9035 | 8201.7881
10.9536 | 8125.3341
11.0036 | 8052.2151
11.0537 | 8003.5375
11.1037 | 7954.0105
11.1538 | 7862.1376
11.2038 | 7815.6543
11.2539 | 7757.4486
11.3039 | 7643.0695
11.354 | 7588.6775
11.404 | 7532.8937
11.4541 | 7456.5201
11.5041 | 7379.2001
11.5542 | 7327.4632
11.6042 | 7278.7354
11.6543 | 7181.3434
11.7043 | 7129.1859
11.7544 | 7081.1098
11.8044 | 6985.7447
11.8545 | 6941.0259
11.9045 | 6898.5762
11.9546 | 6827.2261
12.0046 | 6757.1183
12.0547 | 6709.9095
12.1047 | 6661.1203
12.1548 | 6568.4762
12.2049 | 6527.9138
12.2549 | 6486.6984
12.3049 | 6403.7655
12.355 | 6361.2186
12.405 | 6317.3827
12.4551 | 6253.0819
12.5052 | 6188.1406
12.5552 | 6147.7813
12.6053 | 6108.8495
12.6553 | 6034.0786
12.7054 | 5990.6377
12.7554 | 5948.7315
12.8055 | 5868.7574
12.8555 | 5822.4046
12.9056 | 5777.9671
12.9556 | 5713.663
13.0057 | 5656.233
13.0557 | 5616.6985
13.1058 | 5575.1148
13.1558 | 5482.3859
13.2059 | 5436.6738
13.2559 | 5391.6179
13.306 | 5305.5778
13.356 | 5265.8971
13.4061 | 5227.8358
13.4561 | 5173.5867
13.5062 | 5111.3284
13.5562 | 5071.3452
13.6063 | 5033.0507
13.6563 | 4956.503
13.7064 | 4927.1406
13.7564 | 4898.8386
13.8065 | 4832.136
13.8565 | 4797.1373
13.9066 | 4763.6666
13.9566 | 4709.1206
14.0067 | 4656.1371
14.0567 | 4620.5212
14.1068 | 4586.8072
14.1569 | 4525.0757
14.2069 | 4491.1819
14.2569 | 4455.6453
14.307 | 4384.1011
14.3571 | 4350.0846
14.4071 | 4312.5769
14.4572 | 4265.1248
14.5072 | 4215.3467
14.5573 | 4182.789
14.6073 | 4152.3641
14.6574 | 4087.5466
14.7074 | 4052.1026
14.7575 | 4021.5393
14.8075 | 3967.0022
14.8576 | 3939.9658
14.9076 | 3916.5891
14.9577 | 3871.1449
15.0077 | 3829.002
15.0578 | 3796.6396
15.1078 | 3762.3352
15.1579 | 3704.2254
15.2079 | 3677.9792
15.258 | 3647.0666
15.308 | 3585.1844
15.3581 | 3555.7428
15.4081 | 3524.6806
15.4582 | 3480.8804
15.5082 | 3436.6215
15.5583 | 3413.9635
15.6083 | 3390.0879
15.6584 | 3337.5955
15.7084 | 3309.2968
15.7585 | 3282.0639
15.8086 | 3227.442
15.8586 | 3199.3654
15.9086 | 3170.9171
15.9587 | 3138.5859
16.0087 | 3102.0973
16.0588 | 3075.3332
16.1089 | 3048.9296
16.1589 | 2998.7018
16.209 | 2974.0706
16.259 | 2951.4003
16.3091 | 2911.7699
16.3591 | 2891.3184
16.4092 | 2869.6304
16.4592 | 2835.6139
16.5093 | 2805.2627
16.5593 | 2787.1964
16.6094 | 2765.2828
16.6594 | 2725.0921
16.7095 | 2708.0481
16.7595 | 2688.2976
16.8096 | 2643.898
16.8596 | 2622.1531
16.9097 | 2604.8011
16.9597 | 2574.4967
17.0098 | 2544.4078
17.0598 | 2524.4619
17.1099 | 2509.1948
17.1599 | 2471.0833
17.21 | 2450.0828
17.26 | 2431.7375
17.3101 | 2399.202
17.3601 | 2384.6213
17.4102 | 2364.4712
17.4602 | 2336.2908
17.5103 | 2308.5379
17.5603 | 2289.2327
17.6104 | 2269.3907
17.6605 | 2235.363
17.7105 | 2220.5624
17.7605 | 2203.6557
17.8106 | 2167.8446
17.8607 | 2148.911
17.9107 | 2130.8916
17.9608 | 2105.5282
18.0108 | 2079.7586
18.0609 | 2062.7637
18.1109 | 2048.2511
18.161 | 2019.5763
18.211 | 2003.9821
18.2611 | 1985.9627
18.3111 | 1949.7776
18.3612 | 1933.0673
18.4112 | 1919.6061
18.4613 | 1896.4459
18.5113 | 1872.0211
18.5614 | 1858.9795
18.6114 | 1843.8988
18.6615 | 1810.2361
18.7115 | 1793.7825
18.7616 | 1779.761
18.8116 | 1755.4255
18.8617 | 1743.231
18.9117 | 1729.2798
18.9618 | 1710.1688
19.0118 | 1694.3001
19.0619 | 1679.3879
19.1119 | 1666.3116
19.162 | 1640.2719
19.212 | 1628.7649
19.2621 | 1618.5771
19.3121 | 1596.5665
19.3622 | 1585.9993
19.4123 | 1574.6798
19.4623 | 1555.7653
19.5124 | 1535.3875
19.5624 | 1522.4251
19.6125 | 1510.4114
19.6625 | 1484.7411
19.7126 | 1473.8435
19.7626 | 1463.9772
19.8127 | 1441.7836
19.8627 | 1429.0366
19.9128 | 1416.9191
19.9628 | 1399.778
20.0129 | 1385.4585
20.0629 | 1375.6736
20.113 | 1363.1443
20.163 | 1343.3525
20.2131 | 1331.5921
20.2631 | 1320.3184
20.3132 | 1298.0823
20.3632 | 1291.2752
20.4133 | 1281.7393
20.4633 | 1094.956
20.5134 | 976.0172
20.5634 | 876.2355
20.6135 | 778.2612
20.6635 | 582.0325
20.7136 | 484.108
20.7636 | 385.6964
20.8137 | 193.0592
20.8637 | 94.4518
20.9138 | 0
20.9638 | 0
21.0139 | 0
21.0639 | 0
21.114 | 0
21.164 | 0
21.2141 | 0
21.2642 | 0
21.3142 | 0
21.3643 | 0
21.4143 | 0
21.4644 | 0
21.5144 | 0
21.5645 | 0
21.6145 | 0
21.6646 | 0
21.7146 | 0
21.7647 | 0
21.8147 | 0
21.8648 | 0
21.9148 | 0
21.9649 | 0
22.0149 | 0
22.065 | 0
22.115 | 0
22.1651 | 0
22.2151 | 0
22.2652 | 0
22.3152 | 0
22.3653 | 0
22.4153 | 0
22.4654 | 0
22.5154 | 0
22.5655 | 0
22.6155 | 0
22.6656 | 0
22.7156 | 0
22.7657 | 0
22.8158 | 0
22.8658 | 0
22.9158 | 0
22.9659 | 0
23.016 | 0
23.066 | 0
23.1161 | 0
23.1661 | 0
23.2162 | 0
23.2662 | 0
23.3163 | 0
23.3663 | 0
23.4164 | 0
23.4664 | 0
23.5165 | 0
23.5665 | 0
23.6166 | 0
23.6666 | 0
23.7167 | 0
23.7667 | 0
23.8168 | 0
23.8668 | 0
23.9169 | 0
23.9669 | 0
24.017 | 0
24.067 | 0
24.1171 | 0
24.1671 | 0
24.2172 | 0
24.2672 | 0
24.3173 | 0
24.3673 | 0
24.4174 | 0
24.4674 | 0
24.5175 | 0
24.5676 | 0
24.6176 | 0
24.6676 | 0
24.7177 | 0
24.7677 | 0
24.8178 | 0
24.8679 | 0
24.9179 | 0
24.968 | 0
25.018 | 0
25.0681 | 0
25.1181 | 0
25.1682 | 0
25.2182 | 0
25.2683 | 0
25.3183 | 0
25.3684 | 0
25.4184 | 0
25.4685 | 0
25.5185 | 0
25.5686 | 0
25.6186 | 0
25.6687 | 0
25.7187 | 0
25.7688 | 0
25.8188 | 0
25.8689 | 0
25.9189 | 0
25.969 | 0
26.019 | 0
26.0691 | 0
26.1191 | 0
26.1692 | 0
26.2192 | 0
26.2693 | 0
26.3194 | 0
26.3694 | 0
26.4195 | 0
26.4695 | 0
26.5195 | 0
26.5696 | 0
26.6197 | 0
26.6697 | 0
26.7198 | 0
26.7698 | 0
26.8199 | 0

## NL
Color Source Strip Standard | 2016-06-20
| Beam Angle | Field Angle
Horizontal | 28 | 45.1
[5 empty] | Lens Efficiency | Power Consump (Watts) | Efficacy (lm/W)
Mode | Accessory Lens | Candela | Field Lumens | Beam Lumens
RGB - full | NL | 19001.6025 | 2360.883 | 1274.596 | 95.16% | 93.2 | 25.3314
Max output | NL | 20031.4894 | 2488.8429 | 1343.6791 | 95.16% | 104 | 23.9312
3200K | NL | 18011.049 | 2237.8102 | 1208.1513 | 95.16% | 78.9 | 28.3626
5600K | NL | 18831.1581 | 2339.7059 | 1263.1629 | 95.16% | 93.9 | 24.917
Red | NL | 4359.5377 | 541.6574 | 292.4306 | 95.16% | 27.8 | 19.4841
Green | NL | 5630.1748 | 699.5296 | 377.6628 | 95.16% | 30.4 | 23.0108
Blue | NL | 1760.1184 | 218.6886 | 118.0658 | 95.16% | 32.9 | 6.6471
| For Field diameter at any distance, multiply distance by |  |  |  | 0.83047
| For Beam diameter at any distance, multiply distance by |  |  |  | 0.49866
Dist for 1.0 fc
| Throw Distance (ft) | 10 | 15 | 20 | 25 | 137.8463
| Throw Distance (m) | 3.048 | 4.572 | 6.096 | 7.62 | 42.0156
| Field Diameter (ft) | 8.3047 | 12.4571 | 16.6095 | 20.7618
| Field Diameter (m) | 2.5313 | 3.7969 | 5.0626 | 6.3282
| Illuminance (fc) | 190.016 | 84.4516 | 47.504 | 30.4026
| Illuminance (lux) | 2045.3135 | 909.0282 | 511.3284 | 327.2502
| Beam Angle | Field Angle
Vertical | 14.4 | 28.5
| For Field height at any distance, multiply distance by |  |  |  | 0.50794
| For Beam height at any distance, multiply distance by |  |  |  | 0.25266
Test Distance | Iso-Illuminance Diagram grid lines
95.5 | 12.5 | 25 | 37.5 | 50
| 0.13089 | 0.26178 | 0.39267 | 0.52356
Measurement: 30H Full ON RGB - Intensity
Degrees | (Cd)
-31.6251 | 0
-31.5752 | 0
-31.5253 | 0
-31.4753 | 0
-31.4254 | 0
-31.3755 | 0
-31.3256 | 0
-31.2757 | 0
-31.2258 | 0
-31.1759 | 0
-31.126 | 0
-31.0761 | 0
-31.0262 | 0
-30.9762 | 0
-30.9263 | 0
-30.8764 | 0
-30.8265 | 0
-30.7766 | 0
-30.7267 | 0
-30.6768 | 0
-30.6269 | 0
-30.577 | 0
-30.527 | 0
-30.4771 | 0
-30.4272 | 0
-30.3773 | 0
-30.3274 | 0
-30.2775 | 0
-30.2276 | 0
-30.1777 | 0
-30.1278 | 0
-30.0779 | 0
-30.0279 | 0
-29.978 | 0
-29.9281 | 0
-29.8782 | 0
-29.8283 | 0
-29.7784 | 0
-29.7285 | 0
-29.6786 | 0
-29.6287 | 0
-29.5787 | 0
-29.5288 | 0
-29.4789 | 0
-29.429 | 0
-29.3791 | 0
-29.3292 | 0
-29.2793 | 0
-29.2294 | 0
-29.1795 | 0
-29.1296 | 0
-29.0797 | 0
-29.0297 | 0
-28.9798 | 0
-28.9299 | 0
-28.88 | 0
-28.8301 | 7.3187
-28.7802 | 51.4222
-28.7303 | 94.5781
-28.6804 | 137.0284
-28.6304 | 179.892
-28.5805 | 227.3424
-28.5306 | 272.9984
-28.4807 | 317.3237
-28.4308 | 363.7609
-28.3809 | 418.0096
-28.331 | 495.3306
-28.2811 | 501.3035
-28.2312 | 504.5345
-28.1813 | 509.1212
-28.1314 | 515.3159
-28.0814 | 518.4207
-28.0315 | 522.0952
-27.9816 | 530.931
-27.9317 | 536.788
-27.8818 | 545.7582
-27.8319 | 555.9364
-27.782 | 559.1976
-27.7321 | 564.747
-27.6822 | 570.0747
-27.6322 | 576.1687
-27.5823 | 575.9872
-27.5324 | 582.2574
-27.4825 | 583.4924
-27.4326 | 585.9974
-27.3827 | 594.0271
-27.3328 | 602.1066
-27.2829 | 608.0593
-27.233 | 617.147
-27.1831 | 624.4557
-27.1331 | 630.2118
-27.0832 | 641.0084
-27.0333 | 647.5358
-26.9834 | 654.431
-26.9335 | 664.9201
-26.8836 | 671.6171
-26.8337 | 679.5776
-26.7838 | 684.4719
-26.7339 | 687.8539
-26.6839 | 693.852
-26.634 | 698.9731
-26.5841 | 704.5126
-26.5342 | 710.1628
-26.4843 | 715.7274
-26.4344 | 718.172
-26.3845 | 731.8713
-26.3346 | 740.4505
-26.2847 | 749.1856
-26.2347 | 758.4196
-26.1848 | 765.5215
-26.1349 | 773.3643
-26.085 | 778.7022
-26.0351 | 787.7144
-25.9852 | 797.1551
-25.9353 | 807.6593
-25.8854 | 824.4404
-25.8355 | 840.4169
-25.7856 | 847.6852
-25.7356 | 858.2598
-25.6857 | 867.4939
-25.6358 | 878.6434
-25.5859 | 890.3421
-25.536 | 899.072
-25.4861 | 909.8484
-25.4362 | 920.892
-25.3863 | 930.515
-25.3364 | 941.8651
-25.2864 | 954.0678
-25.2365 | 961.7898
-25.1866 | 973.0702
-25.1367 | 981.8255
-25.0868 | 992.5111
-25.0369 | 1004.4418
-24.987 | 1017.5569
-24.9371 | 1027.8394
-24.8872 | 1045.6038
-24.8373 | 1066.5949
-24.7873 | 1076.212
-24.7374 | 1087.9764
-24.6875 | 1100.0632
-24.6376 | 1115.0987
-24.5877 | 1126.8882
-24.5378 | 1139.8372
-24.4879 | 1152.6902
-24.438 | 1165.6794
-24.3881 | 1186.8574
-24.3381 | 1208.9004
-24.2882 | 1223.9912
-24.2383 | 1239.813
-24.1884 | 1257.3235
-24.1385 | 1269.9254
-24.0886 | 1284.3554
-24.0387 | 1298.0656
-23.9888 | 1311.3874
-23.9389 | 1327.39
-23.889 | 1351.8237
-23.8391 | 1373.6769
-23.7891 | 1387.8648
-23.7392 | 1400.3149
-23.6893 | 1410.4368
-23.6394 | 1426.4238
-23.5895 | 1442.5481
-23.5396 | 1455.1544
-23.4897 | 1470.8401
-23.4398 | 1488.7546
-23.3898 | 1518.309
-23.3399 | 1542.6154
-23.29 | 1561.7543
-23.2401 | 1583.8363
-23.1902 | 1603.9875
-23.1403 | 1625.9992
-23.0904 | 1650.2989
-23.0405 | 1673.621
-22.9906 | 1693.1985
-22.9407 | 1712.8809
-22.8908 | 1740.8861
-22.8408 | 1769.7317
-22.7909 | 1790.1351
-22.741 | 1810.7606
-22.6911 | 1834.8985
-22.6412 | 1852.1166
-22.5913 | 1871.558
-22.5414 | 1892.8487
-22.4915 | 1916.7857
-22.4416 | 1936.2014
-22.3916 | 1969.9556
-22.3417 | 2002.7589
-22.2918 | 2027.5128
-22.2419 | 2049.106
-22.192 | 2068.6121
-22.1421 | 2090.5379
-22.0922 | 2114.5352
-22.0423 | 2141.4767
-21.9924 | 2164.0621
-21.9425 | 2185.8071
-21.8925 | 2218.2633
-21.8426 | 2258.4284
-21.7927 | 2286.4737
-21.7428 | 2315.5213
-21.6929 | 2339.4382
-21.643 | 2365.0181
-21.5931 | 2390.78
-21.5432 | 2415.881
-21.4933 | 2442.3527
-21.4433 | 2476.0132
-21.3934 | 2513.0654
-21.3435 | 2560.7519
-21.2936 | 2586.4992
-21.2437 | 2614.6696
-21.1938 | 2654.4686
-21.1439 | 2686.4795
-21.094 | 2714.7068
-21.0441 | 2741.4351
-20.9942 | 2771.1736
-20.9442 | 2800.8719
-20.8943 | 2854.1791
-20.8444 | 2904.8054
-20.7945 | 2936.5249
-20.7446 | 2967.7244
-20.6947 | 2996.2028
-20.6448 | 3031.1323
-20.5949 | 3067.1209
-20.545 | 3102.7725
-20.495 | 3134.2186
-20.4451 | 3162.9805
-20.3952 | 3211.6291
-20.3453 | 3253.6011
-20.2954 | 3286.4346
-20.2455 | 3322.3071
-20.1956 | 3357.8717
-20.1457 | 3393.3268
-20.0958 | 3425.6602
-20.0459 | 3458.9725
-19.9959 | 3498.4846
-19.946 | 3540.7435
-19.8961 | 3595.7717
-19.8462 | 3654.1772
-19.7963 | 3690.1458
-19.7464 | 3724.4257
-19.6965 | 3760.6309
-19.6466 | 3798.5593
-19.5967 | 3838.8929
-19.5467 | 3878.9285
-19.4968 | 3918.6226
-19.4469 | 3952.4885
-19.397 | 4005.5523
-19.3471 | 4063.1554
-19.2972 | 4105.8428
-19.2473 | 4143.6262
-19.1974 | 4178.7878
-19.1475 | 4215.5822
-19.0976 | 4252.4437
-19.0477 | 4289.7627
-18.9977 | 4328.4679
-18.9478 | 4371.5985
-18.8979 | 4447.0424
-18.848 | 4515.2797
-18.7981 | 4557.1859
-18.7482 | 4601.8232
-18.6983 | 4645.2718
-18.6484 | 4686.5072
-18.5984 | 4730.3744
-18.5485 | 4778.2886
-18.4986 | 4814.1857
-18.4487 | 4849.4333
-18.3988 | 4917.7609
-18.3489 | 4974.4108
-18.299 | 5017.7735
-18.2491 | 5058.0502
-18.1992 | 5098.9029
-18.1493 | 5145.4922
-18.0994 | 5193.8796
-18.0494 | 5240.4679
-17.9995 | 5291.5529
-17.9496 | 5342.3243
-17.8997 | 5414.7368
-17.8498 | 5481.4651
-17.7999 | 5529.2632
-17.75 | 5582.6161
-17.7001 | 5634.0739
-17.6502 | 5680.1577
-17.6002 | 5723.7113
-17.5503 | 5767.065
-17.5004 | 5813.8799
-17.4505 | 5856.3955
-17.4006 | 5920.6549
-17.3507 | 5990.3397
-17.3008 | 6036.7661
-17.2509 | 6081.8677
-17.201 | 6127.6245
-17.1511 | 6172.9928
-17.1011 | 6208.4681
-17.0512 | 6257.2495
-17.0013 | 6296.7505
-16.9514 | 6338.1277
-16.9015 | 6412.7278
-16.8516 | 6467.4892
-16.8017 | 6501.7133
-16.7518 | 6534.8693
-16.7019 | 6583.9833
-16.6519 | 6629.7601
-16.602 | 6685.199
-16.5521 | 6729.9033
-16.5022 | 6782.2227
-16.4523 | 6836.2554
-16.4024 | 6909.5887
-16.3525 | 6976.8985
-16.3026 | 7033.4412
-16.2527 | 7094.339
-16.2028 | 7144.4664
-16.1528 | 7197.5168
-16.1029 | 7248.6052
-16.053 | 7295.804
-16.0031 | 7346.1468
-15.9532 | 7400.176
-15.9033 | 7473.0194
-15.8534 | 7550.2535
-15.8035 | 7604.5942
-15.7536 | 7654.4482
-15.7036 | 7699.1926
-15.6537 | 7744.4404
-15.6038 | 7795.5098
-15.5539 | 7853.8573
-15.504 | 7908.3743
-15.4541 | 7955.3007
-15.4042 | 8036.7013
-15.3543 | 8122.8631
-15.3044 | 8176.7461
-15.2545 | 8235.5669
-15.2045 | 8302.8063
-15.1546 | 8369.2634
-15.1047 | 8433.1266
-15.0548 | 8491.0053
-15.0049 | 8549.9878
-14.955 | 8611.5363
-14.9051 | 8693.7125
-14.8552 | 8777.5774
-14.8053 | 8830.6524
-14.7553 | 8883.8491
-14.7054 | 8931.2443
-14.6555 | 8977.232
-14.6056 | 9028.9465
-14.5557 | 9081.3073
-14.5058 | 9125.3698
-14.4559 | 9175.8242
-14.406 | 9250.5091
-14.3561 | 9319.4964
-14.3062 | 9363.973
-14.2562 | 9407.3547
-14.2063 | 9458.9598
-14.1564 | 9518.1332
-14.1065 | 9571.1736
-14.0566 | 9616.3667
-14.0067 | 9666.8658
-13.9568 | 9715.0523
-13.9069 | 9789.0586
-13.857 | 9885.4428
-13.8071 | 9945.7814
-13.7571 | 10003.2929
-13.7072 | 10053.7071
-13.6573 | 10103.4294
-13.6074 | 10154.5345
-13.5575 | 10204.2735
-13.5076 | 10258.1767
-13.4577 | 10310.7874
-13.4078 | 10380.2043
-13.3578 | 10454.4495
-13.3079 | 10500.6795
-13.258 | 10538.8714
-13.2081 | 10573.6446
-13.1582 | 10609.3665
-13.1083 | 10638.1518
-13.0584 | 10672.0288
-13.0085 | 10714.9473
-12.9586 | 10747.9269
-12.9087 | 10798.5309
-12.8588 | 10841.7943
-12.8088 | 10873.1902
-12.7589 | 10919.0585
-12.709 | 10963.4135
-12.6591 | 11005.9949
-12.6092 | 11050.5686
-12.5593 | 11097.1513
-12.5094 | 11142.4951
-12.4595 | 11206.8047
-12.4095 | 11295.1999
-12.3596 | 11384.6106
-12.3097 | 11452.3691
-12.2598 | 11514.547
-12.2099 | 11578.7562
-12.16 | 11641.9945
-12.1101 | 11703.9045
-12.0602 | 11777.3997
-12.0103 | 11832.9368
-11.9604 | 11874.5339
-11.9105 | 11942.0133
-11.8605 | 12028.4887
-11.8106 | 12066.079
-11.7607 | 12101.8053
-11.7108 | 12142.7327
-11.6609 | 12181.8074
-11.611 | 12226.0161
-11.5611 | 12260.6152
-11.5112 | 12309.0093
-11.4613 | 12354.6801
-11.4114 | 12421.0657
-11.3614 | 12473.4108
-11.3115 | 12518.9477
-11.2616 | 12572.4089
-11.2117 | 12619.1735
-11.1618 | 12665.8711
-11.1119 | 12713.071
-11.062 | 12760.1369
-11.0121 | 12808.5199
-10.9621 | 12864.7601
-10.9122 | 12921.5585
-10.8623 | 12997.0515
-10.8124 | 13053.381
-10.7625 | 13091.4624
-10.7126 | 13136.2961
-10.6627 | 13187.9157
-10.6128 | 13237.2808
-10.5629 | 13278.9895
-10.513 | 13320.4972
-10.4631 | 13369.1815
-10.4131 | 13452.9114
-10.3632 | 13527.2771
-10.3133 | 13567.1553
-10.2634 | 13605.4822
-10.2135 | 13648.8762
-10.1636 | 13694.7367
-10.1137 | 13726.3559
-10.0638 | 13758.0196
-10.0138 | 13795.1076
-9.9639 | 13828.9924
-9.914 | 13864.0938
-9.8641 | 13942.9239
-9.8142 | 13988.2376
-9.7643 | 14035.7499
-9.7144 | 14066.3199
-9.6645 | 14089.8473
-9.6146 | 14131.1095
-9.5647 | 14179.738
-9.5147 | 14222.4623
-9.4648 | 14258.9588
-9.4149 | 14335.6237
-9.365 | 14388.1362
-9.3151 | 14420.3245
-9.2652 | 14454.2874
-9.2153 | 14491.2192
-9.1654 | 14530.4724
-9.1155 | 14570.0382
-9.0656 | 14607.1708
-9.0156 | 14641.4016
-8.9657 | 14681.3915
-8.9158 | 14745.1877
-8.8659 | 14795.5127
-8.816 | 14825.2567
-8.7661 | 14862.9363
-8.7162 | 14912.3237
-8.6663 | 14958.3405
-8.6164 | 14992.8057
-8.5664 | 15026.1547
-8.5165 | 15053.8452
-8.4666 | 15085.1406
-8.4167 | 15127.4743
-8.3668 | 15165.5668
-8.3169 | 15208.0679
-8.267 | 15252.4329
-8.2171 | 15285.0676
-8.1672 | 15314.7336
-8.1173 | 15352.9265
-8.0673 | 15390.8404
-8.0174 | 15431.087
-7.9675 | 15455.2394
-7.9176 | 15490.7649
-7.8677 | 15533.9914
-7.8178 | 15552.195
-7.7679 | 15567.7981
-7.718 | 15586.4593
-7.6681 | 15605.4888
-7.6182 | 15625.5451
-7.5682 | 15653.5146
-7.5183 | 15683.0242
-7.4684 | 15727.791
-7.4185 | 15786.3081
-7.3686 | 15840.5171
-7.3187 | 15877.0582
-7.2688 | 15912.4163
-7.2189 | 15949.0132
-7.169 | 15988.9696
-7.119 | 16024.3499
-7.0691 | 16054.1721
-7.0192 | 16090.6016
-6.9693 | 16120.7921
-6.9194 | 16158.081
-6.8695 | 16195.9503
-6.8196 | 16230.7168
-6.7697 | 16267.2579
-6.7198 | 16293.4193
-6.6699 | 16313.364
-6.6199 | 16340.8089
-6.57 | 16366.0105
-6.5201 | 16376.5241
-6.4702 | 16394.5938
-6.4203 | 16423.724
-6.3704 | 16474.0266
-6.3205 | 16498.5139
-6.2706 | 16521.472
-6.2207 | 16553.4372
-6.1707 | 16583.2035
-6.1208 | 16599.6437
-6.0709 | 16626.2515
-6.021 | 16661.9332
-5.9711 | 16682.3579
-5.9212 | 16708.1956
-5.8713 | 16743.5201
-5.8214 | 16768.7105
-5.7715 | 16800.5417
-5.7216 | 16833.835
-5.6716 | 16867.6528
-5.6217 | 16902.0287
-5.5718 | 16924.998
-5.5219 | 16955.4229
-5.472 | 16989.7653
-5.4221 | 17045.1685
-5.3722 | 17100.8842
-5.3223 | 17121.0075
-5.2724 | 17137.2021
-5.2224 | 17152.3141
-5.1725 | 17167.56
-5.1226 | 17183.6319
-5.0727 | 17201.2774
-5.0228 | 17216.2331
-4.9729 | 17224.3583
-4.923 | 17264.2589
-4.8731 | 17283.2996
-4.8232 | 17296.1571
-4.7733 | 17311.961
-4.7233 | 17324.5172
-4.6734 | 17337.8434
-4.6235 | 17359.373
-4.5736 | 17379.7641
-4.5237 | 17396.6953
-4.4738 | 17423.1469
-4.4239 | 17445.9042
-4.374 | 17450.0561
-4.3241 | 17457.1098
-4.2741 | 17464.331
-4.2242 | 17481.5078
-4.1743 | 17504.5776
-4.1244 | 17529.7679
-4.0745 | 17552.5141
-4.0246 | 17564.5679
-3.9747 | 17564.0992
-3.9248 | 17583.7314
-3.8749 | 17608.0177
-3.825 | 17636.043
-3.775 | 17660.6642
-3.7251 | 17665.575
-3.6752 | 17651.9251
-3.6253 | 17650.53
-3.5754 | 17665.8429
-3.5255 | 17686.7809
-3.4756 | 17708.2881
-3.4257 | 17704.1697
-3.3758 | 17711.6588
-3.3259 | 17738.1661
-3.2759 | 17750.5995
-3.226 | 17783.3235
-3.1761 | 17821.6504
-3.1262 | 17826.8849
-3.0763 | 17823.0232
-3.0264 | 17835.0548
-2.9765 | 17864.0957
-2.9266 | 17915.972
-2.8767 | 17969.2435
-2.8267 | 17974.4557
-2.7768 | 17992.6369
-2.7269 | 18005.4386
-2.677 | 18019.2671
-2.6271 | 18036.3657
-2.5772 | 18043.8324
-2.5273 | 18036.5443
-2.4774 | 18025.294
-2.4275 | 18039.089
-2.3776 | 18028.1512
-2.3276 | 18017.4032
-2.2777 | 18005.1931
-2.2278 | 17988.0498
-2.1779 | 17980.4938
-2.128 | 17993.3178
-2.0781 | 18013.1174
-2.0282 | 18017.1577
-1.9783 | 18024.7137
-1.9284 | 18021.4993
-1.8784 | 18022.2359
-1.8285 | 18027.8834
-1.7786 | 18030.4727
-1.7287 | 18033.8657
-1.6788 | 18038.6761
-1.6289 | 18047.404
-1.579 | 18059.536
-1.5291 | 18081.791
-1.4792 | 18093.2757
-1.4293 | 18105.8764
-1.3793 | 18130.2409
-1.3294 | 18163.0431
-1.2795 | 18199.9414
-1.2296 | 18243.38
-1.1797 | 18288.1021
-1.1298 | 18305.4463
-1.0799 | 18313.1251
-1.03 | 18337.1324
-0.98006 | 18362.3004
-0.93015 | 18389.2431
-0.88024 | 18415.5161
-0.83033 | 18417.8152
-0.78042 | 18423.8087
-0.73051 | 18432.8714
-0.6806 | 18442.5815
-0.63069 | 18467.7049
-0.58078 | 18495.094
-0.53087 | 18506.3331
-0.48096 | 18513.2418
-0.43104 | 18529.4029
-0.38113 | 18555.4638
-0.33122 | 18579.6386
-0.28131 | 18615.231
-0.2314 | 18634.9525
-0.18149 | 18641.5486
-0.13158 | 18640.533
-0.081672 | 18632.9882
-0.031761 | 18621.7155
0.018149 | 18610.2867
0.06806 | 18561.8703
0.11797 | 18536.4009
0.16788 | 18507.4715
0.21779 | 18469.0665
0.2677 | 18445.874
0.31761 | 18432.2687
0.36752 | 18405.7167
0.41743 | 18377.8142
0.46734 | 18360.6821
0.51725 | 18349.7889
0.56716 | 18335.1122
0.61707 | 18341.8088
0.66699 | 18337.1658
0.7169 | 18315.6474
0.76681 | 18277.1643
0.81672 | 18237.2414
0.86663 | 18226.6719
0.91654 | 18229.2055
0.96645 | 18219.6852
1.0164 | 18205.3991
1.0663 | 18193.8809
1.1162 | 18187.9321
1.1661 | 18190.6889
1.216 | 18208.8702
1.2659 | 18237.6879
1.3158 | 18261.6282
1.3657 | 18266.4274
1.4156 | 18256.0812
1.4656 | 18244.2059
1.5155 | 18246.7059
1.5654 | 18224.596
1.6153 | 18197.1176
1.6652 | 18167.5521
1.7151 | 18136.4353
1.765 | 18101.412
1.8149 | 18069.4916
1.8648 | 18047.4374
1.9147 | 18037.8836
1.9647 | 18036.7006
2.0146 | 18020.5841
2.0645 | 17996.0187
2.1144 | 17998.4853
2.1643 | 17992.5923
2.2142 | 17981.3197
2.2641 | 17977.3352
2.314 | 17981.9112
2.3639 | 17989.0989
2.4139 | 17983.7081
2.4638 | 17984.1434
2.5137 | 17983.2171
2.5636 | 17962.6697
2.6135 | 17957.7142
2.6634 | 17952.2341
2.7133 | 17941.8879
2.7632 | 17921.1507
2.8131 | 17890.2682
2.863 | 17853.8164
2.913 | 17825.2443
2.9629 | 17792.8439
3.0128 | 17766.2137
3.0627 | 17735.8112
3.1126 | 17705.922
3.1625 | 17680.2294
3.2124 | 17656.6462
3.2623 | 17638.3198
3.3122 | 17637.081
3.3622 | 17626.0539
3.4121 | 17607.415
3.462 | 17587.1801
3.5119 | 17574.97
3.5618 | 17587.2694
3.6117 | 17591.5552
3.6616 | 17596.3098
3.7115 | 17606.6672
3.7614 | 17620.3729
3.8113 | 17617.1809
3.8613 | 17619.8595
3.9112 | 17628.1298
3.9611 | 17635.6747
4.011 | 17634.0787
4.0609 | 17604.3904
4.1108 | 17571.0302
4.1607 | 17547.0117
4.2106 | 17527.0112
4.2605 | 17501.2962
4.3104 | 17470.9495
4.3604 | 17441.1608
4.4103 | 17423.917
4.4602 | 17411.7627
4.5101 | 17389.4965
4.56 | 17353.3907
4.6099 | 17315.9455
4.6598 | 17307.5524
4.7097 | 17299.1928
4.7596 | 17288.9805
4.8096 | 17275.0181
4.8595 | 17259.6383
4.9094 | 17235.6644
4.9593 | 17206.6012
5.0092 | 17182.5381
5.0591 | 17149.5908
5.109 | 17144.2
5.1589 | 17123.2955
5.2088 | 17093.6184
5.2587 | 17052.5459
5.3087 | 17010.0895
5.3586 | 16971.0483
5.4085 | 16934.7862
5.4584 | 16903.2564
5.5083 | 16875.8115
5.5582 | 16816.7921
5.6081 | 16733.2185
5.658 | 16694.7912
5.7079 | 16664.6119
5.7579 | 16646.1627
5.8078 | 16635.8835
5.8577 | 16626.9435
5.9076 | 16614.6999
5.9575 | 16595.023
6.0074 | 16571.1831
6.0573 | 16540.1667
6.1072 | 16542.4436
6.1571 | 16519.1282
6.207 | 16486.5716
6.257 | 16457.5307
6.3069 | 16433.981
6.3568 | 16412.3733
6.4067 | 16391.9486
6.4566 | 16374.1357
6.5065 | 16352.6954
6.5564 | 16298.5422
6.6063 | 16258.4184
6.6562 | 16233.7638
6.7062 | 16214.6562
6.7561 | 16201.2406
6.806 | 16182.4009
6.8559 | 16149.342
6.9058 | 16107.5106
6.9557 | 16063.0898
7.0056 | 16026.0353
7.0555 | 15967.027
7.1054 | 15928.9792
7.1553 | 15899.1012
7.2053 | 15867.2589
7.2552 | 15826.9565
7.3051 | 15787.5693
7.355 | 15756.7092
7.4049 | 15729.2196
7.4548 | 15707.2771
7.5047 | 15684.0734
7.5546 | 15646.6059
7.6045 | 15617.7324
7.6544 | 15577.3631
7.7044 | 15533.4668
7.7543 | 15489.738
7.8042 | 15445.5851
7.8541 | 15404.4122
7.904 | 15367.313
7.9539 | 15326.1513
8.0038 | 15280.3577
8.0537 | 15223.3696
8.1036 | 15155.7898
8.1536 | 15120.3201
8.2035 | 15085.2969
8.2534 | 15054.3809
8.3033 | 15029.0231
8.3532 | 15003.2077
8.4031 | 14967.1577
8.453 | 14919.2212
8.5029 | 14876.017
8.5528 | 14819.933
8.6027 | 14756.9738
8.6527 | 14715.812
8.7026 | 14674.6279
8.7525 | 14625.1623
8.8024 | 14574.7927
8.8523 | 14526.3317
8.9022 | 14479.4666
8.9521 | 14441.2849
9.002 | 14411.6859
9.0519 | 14366.4169
9.1019 | 14299.462
9.1518 | 14261.9053
9.2017 | 14228.612
9.2516 | 14196.859
9.3015 | 14163.8224
9.3514 | 14132.4042
9.4013 | 14110.2943
9.4512 | 14090.5616
9.5011 | 14054.8687
9.551 | 13969.063
9.601 | 13911.6285
9.6509 | 13869.3171
9.7008 | 13821.4141
9.7507 | 13770.665
9.8006 | 13716.0877
9.8505 | 13652.5147
9.9004 | 13579.2092
9.9503 | 13502.3657
10.0002 | 13436.46
10.0502 | 13361.034
10.1001 | 13276.6122
10.15 | 13212.3472
10.1999 | 13156.6091
10.2498 | 13116.4965
10.2997 | 13072.2878
10.3496 | 13031.8291
10.3995 | 12999.4846
10.4494 | 12958.9478
10.4993 | 12908.422
10.5493 | 12822.7613
10.5992 | 12760.9628
10.6491 | 12721.7766
10.699 | 12668.4158
10.7489 | 12593.5925
10.7988 | 12525.5439
10.8487 | 12464.6718
10.8986 | 12409.2239
10.9485 | 12354.4904
10.9985 | 12302.123
11.0484 | 12240.0455
11.0983 | 12175.0661
11.1482 | 12127.5761
11.1981 | 12092.6645
11.248 | 12071.559
11.2979 | 12040.0069
11.3478 | 11995.9656
11.3977 | 11945.7411
11.4476 | 11902.4587
11.4976 | 11857.1451
11.5475 | 11774.163
11.5974 | 11696.17
11.6473 | 11642.3293
11.6972 | 11577.629
11.7471 | 11508.4754
11.797 | 11454.3111
11.8469 | 11412.0667
11.8968 | 11374.4095
11.9467 | 11348.1923
11.9967 | 11325.9038
12.0466 | 11276.4159
12.0965 | 11224.1489
12.1464 | 11185.3868
12.1963 | 11146.1425
12.2462 | 11110.0344
12.2961 | 11066.5166
12.346 | 11017.3858
12.3959 | 10964.6791
12.4459 | 10904.7033
12.4958 | 10845.8167
12.5457 | 10769.3505
12.5956 | 10681.7355
12.6455 | 10625.1939
12.6954 | 10573.0597
12.7453 | 10520.7805
12.7952 | 10470.8596
12.8451 | 10420.4464
12.895 | 10365.0165
12.945 | 10308.207
12.9949 | 10252.1017
13.0448 | 10164.5984
13.0947 | 10083.4613
13.1446 | 10035.3596
13.1945 | 9990.6017
13.2444 | 9950.6353
13.2943 | 9904.248
13.3442 | 9852.5346
13.3941 | 9806.5959
13.4441 | 9764.4174
13.494 | 9720.8281
13.5439 | 9647.2782
13.5938 | 9584.8123
13.6437 | 9542.6796
13.6936 | 9499.1918
13.7435 | 9451.5254
13.7934 | 9406.272
13.8433 | 9355.0107
13.8933 | 9300.0349
13.9432 | 9246.9097
13.9931 | 9197.1406
14.043 | 9124.0818
14.0929 | 9065.8828
14.1428 | 9027.8539
14.1927 | 8981.9509
14.2426 | 8925.195
14.2925 | 8866.4848
14.3424 | 8822.7738
14.3924 | 8781.9424
14.4423 | 8735.343
14.4922 | 8684.2993
14.5421 | 8599.43
14.592 | 8513.1878
14.6419 | 8444.4461
14.6918 | 8385.2214
14.7417 | 8337.1766
14.7916 | 8293.9757
14.8415 | 8247.7301
14.8915 | 8200.7278
14.9414 | 8158.3126
14.9913 | 8117.8886
15.0412 | 8058.1482
15.0911 | 8008.9662
15.141 | 7970.8558
15.1909 | 7927.0444
15.2408 | 7879.9673
15.2907 | 7837.4506
15.3407 | 7791.2653
15.3906 | 7734.2739
15.4405 | 7675.4275
15.4904 | 7623.078
15.5403 | 7562.5072
15.5902 | 7481.7395
15.6401 | 7429.3197
15.69 | 7380.18
15.7399 | 7334.9021
15.7898 | 7282.9253
15.8398 | 7229.7197
15.8897 | 7186.8045
15.9396 | 7144.8537
15.9895 | 7098.0388
16.0394 | 7028.854
16.0893 | 6959.907
16.1392 | 6924.1047
16.1891 | 6885.5457
16.239 | 6841.7343
16.289 | 6798.5881
16.3389 | 6762.1061
16.3888 | 6724.7157
16.4387 | 6680.8094
16.4886 | 6630.0626
16.5385 | 6550.0449
16.5884 | 6476.1892
16.6383 | 6428.9949
16.6882 | 6379.6343
16.7382 | 6328.5761
16.7881 | 6276.7355
16.838 | 6222.1727
16.8879 | 6169.889
16.9378 | 6128.4359
16.9877 | 6090.7084
17.0376 | 6020.3148
17.0875 | 5947.7226
17.1374 | 5896.8998
17.1873 | 5851.3708
17.2373 | 5811.3943
17.2872 | 5770.0528
17.3371 | 5725.2894
17.387 | 5676.3629
17.4369 | 5621.5423
17.4868 | 5568.7039
17.5367 | 5488.8849
17.5866 | 5415.8038
17.6365 | 5367.4108
17.6865 | 5315.6059
17.7364 | 5262.359
17.7863 | 5214.7317
17.8362 | 5174.474
17.8861 | 5138.8994
17.936 | 5102.8204
17.9859 | 5064.8004
18.0358 | 5003.7687
18.0857 | 4945.111
18.1356 | 4899.6812
18.1855 | 4858.9402
18.2355 | 4818.2785
18.2854 | 4773.3688
18.3353 | 4723.872
18.3852 | 4671.1798
18.4351 | 4617.1762
18.485 | 4564.676
18.5349 | 4498.777
18.5848 | 4443.6707
18.6348 | 4410.0415
18.6847 | 4371.5985
18.7346 | 4327.1967
18.7845 | 4283.9054
18.8344 | 4245.679
18.8843 | 4213.052
18.9342 | 4183.8381
18.9841 | 4153.4389
19.034 | 4096.7857
19.0839 | 4030.4235
19.1338 | 3980.5986
19.1838 | 3937.6142
19.2337 | 3902.5285
19.2836 | 3867.7843
19.3335 | 3826.7553
19.3834 | 3780.7977
19.4333 | 3734.955
19.4832 | 3692.3635
19.5331 | 3642.8667
19.5831 | 3600.1435
19.633 | 3574.1462
19.6829 | 3540.2692
19.7328 | 3501.8508
19.7827 | 3465.8834
19.8326 | 3431.5276
19.8825 | 3394.7432
19.9324 | 3357.6351
19.9823 | 3322.9824
20.0322 | 3274.4934
20.0821 | 3213.8925
20.1321 | 3179.7689
20.182 | 3152.1577
20.2319 | 3128.1705
20.2818 | 3102.3183
20.3317 | 3077.5051
20.3816 | 3053.8192
20.4315 | 3028.5976
20.4814 | 3003.8693
20.5313 | 2971.2178
20.5813 | 2937.8754
20.6312 | 2914.8056
20.6811 | 2888.3742
20.731 | 2858.9527
20.7809 | 2827.7019
20.8308 | 2804.2537
20.8807 | 2791.2199
20.9306 | 2776.8043
20.9805 | 2755.4132
21.0304 | 2707.634
21.0804 | 2659.2868
21.1303 | 2627.6432
21.1802 | 2596.6959
21.2301 | 2565.4195
21.28 | 2537.0013
21.3299 | 2503.5585
21.3798 | 2462.6311
21.4297 | 2426.7731
21.4796 | 2399.4186
21.5296 | 2363.3931
21.5795 | 2327.0685
21.6294 | 2305.3246
21.6793 | 2285.5719
21.7292 | 2267.6272
21.7791 | 2248.7919
21.829 | 2230.8428
21.8789 | 2213.6705
21.9288 | 2191.4724
21.9788 | 2162.8221
22.0287 | 2120.6949
22.0786 | 2088.1595
22.1285 | 2063.093
22.1784 | 2038.0064
22.2283 | 2014.3172
22.2782 | 1988.1223
22.3281 | 1957.703
22.378 | 1929.2201
22.4279 | 1905.5555
22.4779 | 1884.4712
22.5278 | 1851.563
22.5777 | 1820.7654
22.6276 | 1804.2181
22.6775 | 1787.2723
22.7274 | 1772.9628
22.7773 | 1764.111
22.8272 | 1757.1097
22.8771 | 1745.0034
22.9271 | 1726.2775
22.977 | 1707.9868
23.0269 | 1687.6001
23.0768 | 1672.5071
23.1267 | 1657.1183
23.1766 | 1641.2306
23.2265 | 1622.4757
23.2764 | 1601.8814
23.3263 | 1582.1532
23.3762 | 1566.4564
23.4261 | 1556.3713
23.4761 | 1547.188
23.526 | 1535.3674
23.5759 | 1508.0587
23.6258 | 1491.8685
23.6757 | 1480.3013
23.7256 | 1469.8479
23.7755 | 1459.2773
23.8254 | 1447.6096
23.8754 | 1436.5256
23.9253 | 1426.455
23.9752 | 1413.5005
24.0251 | 1382.3546
24.075 | 1358.8629
24.1249 | 1345.1829
24.1748 | 1326.2873
24.2247 | 1305.9129
24.2746 | 1288.0854
24.3245 | 1269.8952
24.3744 | 1247.3589
24.4244 | 1223.8505
24.4743 | 1204.3489
24.5242 | 1186.2525
24.5741 | 1168.8547
24.624 | 1156.3901
24.6739 | 1147.3519
24.7238 | 1141.3495
24.7737 | 1134.5748
24.8237 | 1130.049
24.8736 | 1128.7889
24.9235 | 1127.6795
24.9734 | 1127.1751
25.0233 | 1112.7239
25.0732 | 1098.3747
25.1231 | 1088.0319
25.173 | 1077.2202
25.2229 | 1065.3651
25.2728 | 1053.1976
25.3227 | 1039.2104
25.3727 | 1024.5479
25.4226 | 1012.5617
25.4725 | 1000.485
25.5224 | 986.8004
25.5723 | 979.2801
25.6222 | 972.5107
25.6721 | 965.8424
25.722 | 956.8704
25.7719 | 945.2069
25.8219 | 933.8357
25.8718 | 926.6632
25.9217 | 920.1259
25.9716 | 911.6529
26.0215 | 897.6502
26.0714 | 883.8399
26.1213 | 873.3558
26.1712 | 861.5413
26.2211 | 851.7074
26.271 | 845.044
26.321 | 840.7042
26.3709 | 834.1668
26.4208 | 823.7331
26.4707 | 812.0999
26.5206 | 795.8496
26.5705 | 784.3172
26.6204 | 778.9945
26.6703 | 774.0297
26.7202 | 766.9077
26.7702 | 758.853
26.8201 | 751.1866
26.87 | 741.877
26.9199 | 733.1973
26.9698 | 727.4714
27.0197 | 718.5786
27.0696 | 710.2484
27.1195 | 704.7896
27.1694 | 698.3934
27.2193 | 694.6382
27.2693 | 693.3228
27.3192 | 693.1312
27.3691 | 694.5274
27.419 | 692.612
27.4689 | 687.7833
27.5188 | 680.2664
27.5687 | 673.6651
27.6186 | 665.898
27.6685 | 661.16
27.7185 | 657.8685
27.7684 | 651.5328
27.8183 | 641.5024
27.8682 | 632.2733
27.9181 | 628.5284
27.968 | 628.2662
28.0179 | 627.2616
28.0678 | 626.9255
28.1177 | 624.8085
28.1676 | 620.3276
28.2176 | 614.5715
28.2675 | 611.5825
28.3174 | 612.9838
28.3673 | 614.4455
28.4172 | 610.7055
28.4671 | 605.1308
28.517 | 599.4469
28.5669 | 590.322
28.6168 | 581.2141
28.6668 | 571.9045
28.7167 | 563.9709
28.7666 | 558.6078
28.8165 | 553.3205
28.8664 | 545.1803
28.9163 | 540.4523
28.9662 | 537.2365
29.0161 | 527.9421
29.066 | 518.0678
29.116 | 517.8159
29.1659 | 521.6919
29.2158 | 522.9874
29.2657 | 517.4933
29.3156 | 506.1473
29.3655 | 497.3618
29.4154 | 493.3951
29.4653 | 489.7005
29.5152 | 488.1884
29.5651 | 487.8002
29.6151 | 487.4021
29.665 | 482.2709
29.7149 | 475.7435
29.7648 | 471.918
29.8147 | 471.6055
29.8646 | 471.167
29.9145 | 468.0167
29.9644 | 465.0832
30.0143 | 465.5625
30.0642 | 459.6345
30.1141 | 455.8492
30.1641 | 454.5739
30.214 | 455.5367
30.2639 | 455.1485
30.3138 | 451.6101
30.3637 | 448.4447
30.4136 | 446.4488
30.4635 | 441.5747
30.5134 | 431.5934
30.5633 | 423.1218
30.6133 | 420.6016
30.6632 | 415.667
30.7131 | 410.5813
30.763 | 410.8131
30.8129 | 413.4341
30.8628 | 410.4653
30.9127 | 403.4693
30.9626 | 397.9903
31.0125 | 392.7916
31.0624 | 387.1081
31.1124 | 383.721
31.1623 | 383.3278
31.2122 | 381.5435
31.2621 | 374.2147
31.312 | 367.2942
31.3619 | 366.4474
31.4118 | 368.5116
31.4617 | 370.8433
31.5116 | 371.9837
31.5616 | 372.5868
31.6115 | 369.9697
0
Degrees | #VALUE!
-31.6251 | 0
-31.5752 | 0
-31.5253 | 0
-31.4753 | 0
-31.4254 | 0
-31.3755 | 0
-31.3256 | 0
-31.2757 | 0
-31.2258 | 0
-31.1759 | 0
-31.126 | 0
-31.0761 | 0
-31.0262 | 0
-30.9762 | 0
-30.9263 | 0
-30.8764 | 0
-30.8265 | 0
-30.7766 | 0
-30.7267 | 0
-30.6768 | 0
-30.6269 | 0
-30.577 | 0
-30.527 | 0
-30.4771 | 0
-30.4272 | 0
-30.3773 | 0
-30.3274 | 0
-30.2775 | 0
-30.2276 | 0
-30.1777 | 0
-30.1278 | 0
-30.0779 | 0
-30.0279 | 0
-29.978 | 0
-29.9281 | 0
-29.8782 | 0
-29.8283 | 0
-29.7784 | 0
-29.7285 | 0
-29.6786 | 0
-29.6287 | 0
-29.5787 | 0
-29.5288 | 0
-29.4789 | 0
-29.429 | 0
-29.3791 | 0
-29.3292 | 0
-29.2793 | 0
-29.2294 | 0
-29.1795 | 0
-29.1296 | 0
-29.0797 | 0
-29.0297 | 0
-28.9798 | 0
-28.9299 | 0
-28.88 | 0
-28.8301 | 0
-28.7802 | 0
-28.7303 | 0
-28.6804 | 0
-28.6304 | 0
-28.5805 | 0
-28.5306 | 0
-28.4807 | 0
-28.4308 | 0
-28.3809 | 0
-28.331 | 0
-28.2811 | 0
-28.2312 | 0
-28.1813 | 0
-28.1314 | 0
-28.0814 | 0
-28.0315 | 0
-27.9816 | 0
-27.9317 | 0
-27.8818 | 0
-27.8319 | 0
-27.782 | 0
-27.7321 | 0
-27.6822 | 0
-27.6322 | 0
-27.5823 | 0
-27.5324 | 0
-27.4825 | 0
-27.4326 | 0
-27.3827 | 0
-27.3328 | 0
-27.2829 | 0
-27.233 | 0
-27.1831 | 0
-27.1331 | 0
-27.0832 | 0
-27.0333 | 0
-26.9834 | 0
-26.9335 | 0
-26.8836 | 0
-26.8337 | 0
-26.7838 | 0
-26.7339 | 0
-26.6839 | 0
-26.634 | 0
-26.5841 | 0
-26.5342 | 0
-26.4843 | 0
-26.4344 | 0
-26.3845 | 0
-26.3346 | 0
-26.2847 | 0
-26.2347 | 0
-26.1848 | 0
-26.1349 | 0
-26.085 | 0
-26.0351 | 0
-25.9852 | 0
-25.9353 | 0
-25.8854 | 0
-25.8355 | 0
-25.7856 | 0
-25.7356 | 0
-25.6857 | 0
-25.6358 | 0
-25.5859 | 0
-25.536 | 0
-25.4861 | 0
-25.4362 | 0
-25.3863 | 0
-25.3364 | 0
-25.2864 | 0
-25.2365 | 0
-25.1866 | 0
-25.1367 | 0
-25.0868 | 0
-25.0369 | 0
-24.987 | 0
-24.9371 | 0
-24.8872 | 48.135
-24.8373 | 82.214
-24.7873 | 109.2457
-24.7374 | 138.7522
-24.6875 | 166.7669
-24.6376 | 195.2148
-24.5877 | 223.794
-24.5378 | 253.8802
-24.4879 | 283.8101
-24.438 | 313.9114
-24.3881 | 320.3627
-24.3381 | 321.5224
-24.2882 | 326.6837
-24.2383 | 326.7644
-24.1884 | 327.8732
-24.1385 | 329.7836
-24.0886 | 334.9349
-24.0387 | 336.0538
-23.9888 | 336.6133
-23.9389 | 339.6224
-23.889 | 343.9034
-23.8391 | 348.4684
-23.7891 | 350.5702
-23.7392 | 355.2074
-23.6893 | 359.7337
-23.6394 | 364.4818
-23.5895 | 364.2297
-23.5396 | 365.9132
-23.4897 | 370.243
-23.4398 | 372.9799
-23.3898 | 376.5556
-23.3399 | 380.5909
-23.29 | 382.1584
-23.2401 | 385.6213
-23.1902 | 388.1162
-23.1403 | 389.8853
-23.0904 | 394.5982
-23.0405 | 398.7766
-22.9906 | 401.7909
-22.9407 | 404.316
-22.8908 | 407.9833
-22.8408 | 413.3333
-22.7909 | 416.917
-22.741 | 419.2406
-22.6911 | 422.9252
-22.6412 | 426.1662
-22.5913 | 426.2116
-22.5414 | 428.7167
-22.4915 | 434.377
-22.4416 | 439.3066
-22.3916 | 446.083
-22.3417 | 451.3783
-22.2918 | 451.5446
-22.2419 | 452.5981
-22.192 | 454.967
-22.1421 | 458.082
-22.0922 | 464.5085
-22.0423 | 469.8917
-21.9924 | 471.792
-21.9425 | 476.7417
-21.8925 | 479.5898
-21.8426 | 486.2528
-21.7927 | 493.2187
-21.7428 | 498.869
-21.6929 | 503.6725
-21.643 | 508.103
-21.5931 | 513.214
-21.5432 | 518.1788
-21.4933 | 521.7877
-21.4433 | 521.45
-21.3934 | 527.4615
-21.3435 | 535.3362
-21.2936 | 540.2759
-21.2437 | 543.3204
-21.1938 | 545.3012
-21.1439 | 551.4303
-21.094 | 558.618
-21.0441 | 562.3831
-20.9942 | 568.8449
-20.9442 | 577.7613
-20.8943 | 585.9323
-20.8444 | 598.3263
-20.7945 | 606.275
-20.7446 | 614.5009
-20.6947 | 625.4588
-20.6448 | 630.7109
-20.5949 | 631.4619
-20.545 | 636.2603
-20.495 | 638.826
-20.4451 | 639.1535
-20.3952 | 643.6823
-20.3453 | 648.0549
-20.2954 | 652.319
-20.2455 | 656.5026
-20.1956 | 659.1135
-20.1457 | 664.3404
-20.0958 | 668.8213
-20.0459 | 672.3295
-19.9959 | 677.0524
-19.946 | 681.9919
-19.8961 | 688.3659
-19.8462 | 696.7099
-19.7963 | 702.8189
-19.7464 | 708.6254
-19.6965 | 713.7365
-19.6466 | 718.1014
-19.5967 | 727.0329
-19.5467 | 739.7953
-19.4968 | 751.4034
-19.4469 | 761.5597
-19.397 | 774.7391
-19.3471 | 788.7829
-19.2972 | 796.5099
-19.2473 | 805.507
-19.1974 | 813.1382
-19.1475 | 818.7028
-19.0976 | 824.5044
-19.0477 | 827.7251
-18.9977 | 830.4218
-18.9478 | 834.0458
-18.8979 | 843.1668
-18.848 | 853.7386
-18.7981 | 860.765
-18.7482 | 867.126
-18.6983 | 873.3459
-18.6484 | 882.0859
-18.5984 | 889.4953
-18.5485 | 895.3774
-18.4986 | 901.9349
-18.4487 | 912.6711
-18.3988 | 927.0219
-18.3489 | 935.7914
-18.299 | 943.1705
-18.2491 | 951.2604
-18.1992 | 959.1032
-18.1493 | 966.2859
-18.0994 | 972.9241
-18.0494 | 982.2085
-17.9995 | 993.6905
-17.9496 | 1002.2542
-17.8997 | 1015.1463
-17.8498 | 1029.3262
-17.7999 | 1039.0592
-17.75 | 1047.0735
-17.7001 | 1058.0465
-17.6502 | 1070.4408
-17.6002 | 1082.9965
-17.5503 | 1092.0238
-17.5004 | 1098.4654
-17.4505 | 1107.0341
-17.4006 | 1116.4705
-17.3507 | 1129.5501
-17.3008 | 1137.3372
-17.2509 | 1143.4712
-17.201 | 1151.8989
-17.1511 | 1155.7149
-17.1011 | 1156.1278
-17.0512 | 1163.8602
-17.0013 | 1177.0703
-16.9514 | 1188.3507
-16.9015 | 1203.4214
-16.8516 | 1217.933
-16.8017 | 1226.8696
-16.7518 | 1239.6166
-16.7019 | 1248.7451
-16.6519 | 1261.2153
-16.602 | 1278.0908
-16.5521 | 1289.1491
-16.5022 | 1296.2006
-16.4523 | 1301.2208
-16.4024 | 1315.0314
-16.3525 | 1326.6645
-16.3026 | 1330.3242
-16.2527 | 1336.0498
-16.2028 | 1344.1248
-16.1528 | 1352.0882
-16.1029 | 1360.4656
-16.053 | 1368.429
-16.0031 | 1373.4046
-15.9532 | 1382.0331
-15.9033 | 1400.3238
-15.8534 | 1414.4134
-15.8035 | 1428.8937
-15.7536 | 1439.7411
-15.7036 | 1451.0617
-15.6537 | 1460.5988
-15.6038 | 1469.5142
-15.5539 | 1481.6473
-15.504 | 1498.4569
-15.4541 | 1512.5599
-15.4042 | 1530.9466
-15.3543 | 1546.4269
-15.3044 | 1558.4629
-15.2545 | 1574.2948
-15.2045 | 1587.0172
-15.1546 | 1599.7887
-15.1047 | 1612.1931
-15.0548 | 1622.421
-15.0049 | 1632.6579
-14.955 | 1644.5778
-14.9051 | 1659.4476
-14.8552 | 1672.381
-14.8053 | 1678.3443
-14.7553 | 1684.0599
-14.7054 | 1691.867
-14.6555 | 1701.9989
-14.6056 | 1713.6064
-14.5557 | 1726.4694
-14.5058 | 1735.6627
-14.4559 | 1746.1172
-14.406 | 1775.2664
-14.3561 | 1800.9311
-14.3062 | 1821.2843
-14.2562 | 1844.8084
-14.2063 | 1864.6471
-14.1564 | 1882.8484
-14.1065 | 1900.7417
-14.0566 | 1918.3984
-14.0067 | 1938.5697
-13.9568 | 1958.4899
-13.9069 | 1981.4134
-13.857 | 2002.3314
-13.8071 | 2019.5383
-13.7571 | 2034.9371
-13.7072 | 2049.731
-13.6573 | 2065.7036
-13.6074 | 2085.4674
-13.5575 | 2108.2348
-13.5076 | 2126.416
-13.4577 | 2144.364
-13.4078 | 2171.9485
-13.3578 | 2202.9894
-13.3079 | 2220.8024
-13.258 | 2239.0439
-13.2081 | 2263.6405
-13.1582 | 2289.3666
-13.1083 | 2309.664
-13.0584 | 2324.3274
-13.0085 | 2343.5667
-12.9586 | 2368.4613
-12.9087 | 2406.2011
-12.8588 | 2438.5178
-12.8088 | 2459.909
-12.7589 | 2479.1784
-12.709 | 2498.5584
-12.6591 | 2516.81
-12.6092 | 2538.4132
-12.5593 | 2562.1783
-12.5094 | 2585.1331
-12.4595 | 2604.2709
-12.4095 | 2636.2405
-12.3596 | 2670.6733
-12.3097 | 2698.4407
-12.2598 | 2725.8254
-12.2099 | 2748.4766
-12.16 | 2776.7943
-12.1101 | 2801.2503
-12.0602 | 2828.9374
-12.0103 | 2858.6
-11.9604 | 2887.5471
-11.9105 | 2932.988
-11.8605 | 2979.9725
-11.8106 | 3006.7421
-11.7607 | 3037.0052
-11.7108 | 3075.4381
-11.6609 | 3109.5316
-11.611 | 3147.3596
-11.5611 | 3188.7557
-11.5112 | 3226.1261
-11.4613 | 3262.6639
-11.4114 | 3319.4086
-11.3614 | 3371.718
-11.3115 | 3410.4433
-11.2616 | 3447.3851
-11.2117 | 3477.925
-11.1618 | 3514.8958
-11.1119 | 3552.447
-11.062 | 3583.6464
-11.0121 | 3621.3293
-10.9621 | 3661.2991
-10.9122 | 3713.3093
-10.8623 | 3768.8364
-10.8124 | 3807.8999
-10.7625 | 3854.1958
-10.7126 | 3898.6322
-10.6627 | 3937.5238
-10.6128 | 3977.6052
-10.5629 | 4021.8038
-10.513 | 4061.4321
-10.4631 | 4099.048
-10.4131 | 4172.9338
-10.3632 | 4245.2962
-10.3133 | 4291.3398
-10.2634 | 4329.4055
-10.2135 | 4378.8967
-10.1636 | 4426.418
-10.1137 | 4473.1725
-10.0638 | 4519.4338
-10.0138 | 4570.2855
-9.9639 | 4630.1754
-9.914 | 4724.583
-9.8641 | 4806.6911
-9.8142 | 4863.3957
-9.7643 | 4919.7521
-9.7144 | 4968.558
-9.6645 | 5023.7056
-9.6146 | 5079.851
-9.5647 | 5132.5388
-9.5147 | 5185.1997
-9.4648 | 5240.1408
-9.4149 | 5326.7189
-9.365 | 5397.7788
-9.3151 | 5451.2835
-9.2652 | 5509.737
-9.2153 | 5574.2387
-9.1654 | 5639.5774
-9.1155 | 5706.6104
-9.0656 | 5778.5118
-9.0156 | 5850.7558
-8.9657 | 5918.0499
-8.9158 | 6014.683
-8.8659 | 6117.2615
-8.816 | 6189.8181
-8.7661 | 6260.9583
-8.7162 | 6332.1543
-8.6663 | 6401.329
-8.6164 | 6465.3318
-8.5664 | 6528.8569
-8.5165 | 6591.6141
-8.4666 | 6652.4772
-8.4167 | 6754.8615
-8.3668 | 6856.0237
-8.3169 | 6926.9273
-8.267 | 6997.9559
-8.2171 | 7066.4655
-8.1672 | 7135.7407
-8.1173 | 7208.5149
-8.0673 | 7282.8706
-8.0174 | 7359.1214
-7.9675 | 7432.5452
-7.9176 | 7541.3928
-7.8677 | 7644.6812
-7.8178 | 7720.2512
-7.7679 | 7804.5268
-7.718 | 7891.2366
-7.6681 | 7974.0155
-7.6182 | 8057.636
-7.5682 | 8149.0178
-7.5183 | 8234.1204
-7.4684 | 8322.0144
-7.4185 | 8473.3352
-7.3686 | 8612.5642
-7.3187 | 8704.5923
-7.2688 | 8785.389
-7.2189 | 8861.4746
-7.169 | 8942.2468
-7.119 | 9022.1484
-7.0691 | 9099.2363
-7.0192 | 9190.2051
-6.9693 | 9268.6882
-6.9194 | 9389.0004
-6.8695 | 9505.577
-6.8196 | 9588.3001
-6.7697 | 9672.4909
-6.7198 | 9759.4931
-6.6699 | 9847.4485
-6.6199 | 9935.2075
-6.57 | 10013.0007
-6.5201 | 10081.8117
-6.4702 | 10157.8817
-6.4203 | 10283.2309
-6.3704 | 10405.7586
-6.3205 | 10487.1769
-6.2706 | 10577.6514
-6.2207 | 10669.1548
-6.1707 | 10751.5263
-6.1208 | 10828.5774
-6.0709 | 10907.6018
-6.021 | 10996.6308
-5.9711 | 11100.1257
-5.9212 | 11240.2319
-5.8713 | 11374.1081
-5.8214 | 11458.4741
-5.7715 | 11532.8064
-5.7216 | 11611.3575
-5.6716 | 11697.6655
-5.6217 | 11793.3265
-5.5718 | 11879.4112
-5.5219 | 11955.4735
-5.472 | 12040.5538
-5.4221 | 12176.6287
-5.3722 | 12303.094
-5.3223 | 12389.335
-5.2724 | 12479.1253
-5.2224 | 12560.2434
-5.1725 | 12635.7811
-5.1226 | 12720.8837
-5.0727 | 12828.844
-5.0228 | 12925.5987
-4.9729 | 13006.5383
-4.923 | 13118.6729
-4.8731 | 13221.4099
-4.8232 | 13296.5011
-4.7733 | 13380.3425
-4.7233 | 13463.9049
-4.6734 | 13557.077
-4.6235 | 13624.4336
-4.5736 | 13687.9843
-4.5237 | 13751.8587
-4.4738 | 13827.2066
-4.4239 | 13946.3615
-4.374 | 14051.5986
-4.3241 | 14124.4687
-4.2741 | 14190.3409
-4.2242 | 14274.0819
-4.1743 | 14369.8991
-4.1244 | 14445.4033
-4.0745 | 14514.155
-4.0246 | 14593.4539
-3.9747 | 14658.5114
-3.9248 | 14754.775
-3.8749 | 14860.1126
-3.825 | 14934.3444
-3.775 | 15010.3619
-3.7251 | 15073.8011
-3.6752 | 15115.4204
-3.6253 | 15181.5494
-3.5754 | 15253.0244
-3.5255 | 15327.8701
-3.4756 | 15399.1107
-3.4257 | 15504.3478
-3.3758 | 15622.0517
-3.3259 | 15710.7928
-3.2759 | 15776.1181
-3.226 | 15855.8858
-3.1761 | 15927.4725
-3.1262 | 16003.6463
-3.0763 | 16072.1637
-3.0264 | 16132.6005
-2.9765 | 16197.7584
-2.9266 | 16321.1433
-2.8767 | 16438.6909
-2.8267 | 16490.0538
-2.7768 | 16547.0419
-2.7269 | 16574.6654
-2.677 | 16619.6107
-2.6271 | 16665.5382
-2.5772 | 16704.8138
-2.5273 | 16749.3797
-2.4774 | 16791.0548
-2.4275 | 16819.5266
-2.3776 | 16843.7682
-2.3276 | 16881.2469
-2.2777 | 16934.3621
-2.2278 | 17008.2925
-2.1779 | 17070.437
-2.128 | 17129.4117
-2.0781 | 17199.7595
-2.0282 | 17258.924
-1.9783 | 17327.14
-1.9284 | 17446.6073
-1.8784 | 17559.0544
-1.8285 | 17621.1319
-1.7786 | 17679.1133
-1.7287 | 17724.014
-1.6788 | 17774.4059
-1.6289 | 17832.7221
-1.579 | 17872.6673
-1.5291 | 17935.1243
-1.4792 | 17989.0543
-1.4293 | 18034.3456
-1.3793 | 18081.7575
-1.3294 | 18106.5573
-1.2795 | 18134.7053
-1.2296 | 18163.3221
-1.1797 | 18180.3984
-1.1298 | 18180.7556
-1.0799 | 18170.9004
-1.03 | 18158.3778
-0.98006 | 18132.7633
-0.93015 | 18146.6922
-0.88024 | 18151.5807
-0.83033 | 18161.2238
-0.78042 | 18162.0386
-0.73051 | 18159.1591
-0.6806 | 18160.6323
-0.63069 | 18188.4902
-0.58078 | 18235.3329
-0.53087 | 18274.2736
-0.48096 | 18331.6858
-0.43104 | 18418.0273
-0.38113 | 18463.0619
-0.33122 | 18508.0631
-0.28131 | 18568.3994
-0.2314 | 18604.9294
-0.18149 | 18636.4927
-0.13158 | 18640.1647
-0.081672 | 18640.8901
-0.031761 | 18635.5998
0.018149 | 18610.2867
0.06806 | 18514.2798
0.11797 | 18452.7268
0.16788 | 18400.8617
0.21779 | 18351.6082
0.2677 | 18333.572
0.31761 | 18296.7072
0.36752 | 18265.3448
0.41743 | 18255.0655
0.46734 | 18248.168
0.51725 | 18237.6655
0.56716 | 18256.137
0.61707 | 18274.0392
0.66699 | 18275.3562
0.7169 | 18274.7201
0.76681 | 18253.2909
0.81672 | 18250.7016
0.86663 | 18238.4022
0.91654 | 18203.6022
0.96645 | 18180.5882
1.0164 | 18161.9158
1.0663 | 18155.4871
1.1162 | 18143.9578
1.1661 | 18141.134
1.216 | 18130.0512
1.2659 | 18127.4507
1.3158 | 18122.6179
1.3657 | 18130.4195
1.4156 | 18134.2477
1.4656 | 18112.64
1.5155 | 18102.9969
1.5654 | 18058.5761
1.6153 | 18005.5056
1.6652 | 17964.913
1.7151 | 17904.9226
1.765 | 17837.979
1.8149 | 17769.8857
1.8648 | 17710.0851
1.9147 | 17658.4766
1.9647 | 17613.4308
2.0146 | 17559.2553
2.0645 | 17472.1325
2.1144 | 17394.8873
2.1643 | 17356.0805
2.2142 | 17310.8338
2.2641 | 17269.6497
2.314 | 17237.852
2.3639 | 17194.871
2.4139 | 17146.968
2.4638 | 17108.909
2.5137 | 17066.832
2.5636 | 17033.5052
2.6135 | 16966.7178
2.6634 | 16912.3191
2.7133 | 16873.3337
2.7632 | 16850.0296
2.8131 | 16803.0306
2.863 | 16771.3222
2.913 | 16741.4107
2.9629 | 16711.4769
3.0128 | 16673.6523
3.0627 | 16564.0624
3.1126 | 16458.5687
3.1625 | 16389.5602
3.2124 | 16317.7615
3.2623 | 16257.9943
3.3122 | 16215.5267
3.3622 | 16148.7505
3.4121 | 16076.8513
3.462 | 15992.4406
3.5119 | 15916.624
3.5618 | 15809.0654
3.6117 | 15720.8935
3.6616 | 15648.2242
3.7115 | 15574.9411
3.7614 | 15470.3179
3.8113 | 15379.9919
3.8613 | 15294.8893
3.9112 | 15204.2955
3.9611 | 15122.6639
4.011 | 15051.9367
4.0609 | 14946.7219
4.1108 | 14838.9959
4.1607 | 14770.5232
4.2106 | 14711.8275
4.2605 | 14662.574
4.3104 | 14606.6016
4.3604 | 14550.4394
4.4103 | 14514.4564
4.4602 | 14479.2546
4.5101 | 14426.1059
4.56 | 14361.6846
4.6099 | 14297.1071
4.6598 | 14260.8673
4.7097 | 14219.806
4.7596 | 14163.6327
4.8096 | 14104.8812
4.8595 | 14051.2749
4.9094 | 13987.1326
4.9593 | 13917.6107
5.0092 | 13849.83
5.0591 | 13764.0242
5.109 | 13666.7673
5.1589 | 13585.1134
5.2088 | 13499.4081
5.2587 | 13424.6963
5.3087 | 13355.2414
5.3586 | 13291.0657
5.4085 | 13220.8742
5.4584 | 13144.8678
5.5083 | 13086.5515
5.5582 | 12975.1982
5.6081 | 12838.0742
5.658 | 12772.0792
5.7079 | 12699.4546
5.7579 | 12620.4682
5.8078 | 12533.803
5.8577 | 12439.5818
5.9076 | 12340.5726
5.9575 | 12241.5634
6.0074 | 12143.1568
6.0573 | 12034.6161
6.1072 | 11907.3137
6.1571 | 11823.1821
6.207 | 11742.3318
6.257 | 11670.2764
6.3069 | 11599.259
6.3568 | 11523.8329
6.4067 | 11448.5743
6.4566 | 11373.8738
6.5065 | 11283.6929
6.5564 | 11127.0494
6.6063 | 10982.0535
6.6562 | 10899.8951
6.7062 | 10818.9008
6.7561 | 10733.9601
6.806 | 10649.0896
6.8559 | 10569.8844
6.9058 | 10495.2754
6.9557 | 10413.0021
7.0056 | 10331.9888
7.0555 | 10223.0363
7.1054 | 10119.1262
7.1553 | 10029.4521
7.2053 | 9938.8303
7.2552 | 9852.8761
7.3051 | 9765.2544
7.355 | 9669.1281
7.4049 | 9568.1144
7.4548 | 9477.064
7.5047 | 9400.8735
7.5546 | 9284.3716
7.6045 | 9150.1684
7.6544 | 9071.0548
7.7044 | 8992.4545
7.7543 | 8907.1599
7.8042 | 8821.958
7.8541 | 8748.5499
7.904 | 8683.5638
7.9539 | 8609.3789
8.0038 | 8525.168
8.0537 | 8385.7649
8.1036 | 8267.917
8.1536 | 8169.6545
8.2035 | 8075.065
8.2534 | 7990.8608
8.3033 | 7907.2404
8.3532 | 7820.8576
8.4031 | 7740.1613
8.453 | 7667.8916
8.5029 | 7589.0592
8.5528 | 7476.1892
8.6027 | 7348.975
8.6527 | 7280.269
8.7026 | 7217.7584
8.7525 | 7151.6931
8.8024 | 7087.8221
8.8523 | 7020.4163
8.9022 | 6939.0448
8.9521 | 6848.1307
9.002 | 6763.0626
9.0519 | 6650.9783
9.1019 | 6545.0158
9.1518 | 6477.5096
9.2017 | 6409.8226
9.2516 | 6330.5917
9.3015 | 6251.7951
9.3514 | 6177.7619
9.4013 | 6112.4533
9.4512 | 6055.4251
9.5011 | 5998.3734
9.551 | 5894.5538
9.601 | 5801.5804
9.6509 | 5739.3925
9.7008 | 5669.7244
9.7507 | 5609.9193
9.8006 | 5550.9122
9.8505 | 5488.6282
9.9004 | 5423.2281
9.9503 | 5362.0178
10.0002 | 5298.8053
10.0502 | 5201.3084
10.1001 | 5111.8775
10.15 | 5051.7655
10.1999 | 5001.5175
10.2498 | 4950.8466
10.2997 | 4889.1017
10.3496 | 4834.3124
10.3995 | 4779.7753
10.4494 | 4729.6077
10.4993 | 4683.1456
10.5493 | 4614.6918
10.5992 | 4547.8809
10.6491 | 4500.0226
10.699 | 4443.6059
10.7489 | 4391.3513
10.7988 | 4346.2095
10.8487 | 4292.6199
10.8986 | 4246.6511
10.9485 | 4187.3561
10.9985 | 4129.8356
11.0484 | 4056.1675
11.0983 | 3984.5406
11.1482 | 3942.1355
11.1981 | 3897.4179
11.248 | 3849.8106
11.2979 | 3806.4222
11.3478 | 3764.0428
11.3977 | 3717.334
11.4476 | 3683.8655
11.4976 | 3647.8869
11.5475 | 3586.0963
11.5974 | 3526.0456
11.6473 | 3487.1328
11.6972 | 3447.6061
11.7471 | 3412.1521
11.797 | 3378.14
11.8469 | 3344.1771
11.8968 | 3306.8782
11.9467 | 3265.8247
11.9967 | 3232.5682
12.0466 | 3184.4242
12.0965 | 3133.5133
12.1464 | 3096.3561
12.1963 | 3063.5371
12.2462 | 3030.851
12.2961 | 2985.2349
12.346 | 2943.2841
12.3959 | 2912.1694
12.4459 | 2887.6275
12.4958 | 2857.264
12.5457 | 2811.4771
12.5956 | 2767.707
12.6455 | 2737.3837
12.6954 | 2706.0927
12.7453 | 2674.5394
12.7952 | 2655.3905
12.8451 | 2636.3487
12.895 | 2614.4877
12.945 | 2586.5941
12.9949 | 2556.1804
13.0448 | 2514.9695
13.0947 | 2468.2864
13.1446 | 2440.5636
13.1945 | 2417.1355
13.2444 | 2395.4921
13.2943 | 2371.1076
13.3442 | 2346.6962
13.3941 | 2318.0214
13.4441 | 2289.9671
13.494 | 2270.4052
13.5439 | 2243.9615
13.5938 | 2213.3167
13.6437 | 2191.1398
13.6936 | 2168.7899
13.7435 | 2145.9422
13.7934 | 2125.5589
13.8433 | 2106.5361
13.8933 | 2090.5133
13.9432 | 2074.1212
13.9931 | 2055.633
14.043 | 2020.9915
14.0929 | 1994.7352
14.1428 | 1977.1488
14.1927 | 1959.7645
14.2426 | 1939.1646
14.2925 | 1918.3069
14.3424 | 1898.0798
14.3924 | 1881.7446
14.4423 | 1866.8145
14.4922 | 1849.7482
14.5421 | 1828.1149
14.592 | 1801.8642
14.6419 | 1784.5903
14.6918 | 1767.1859
14.7417 | 1751.8428
14.7916 | 1738.2889
14.8415 | 1724.6647
14.8915 | 1707.2703
14.9414 | 1688.2832
14.9913 | 1675.1177
15.0412 | 1659.4666
15.0911 | 1643.2976
15.141 | 1632.9648
15.1909 | 1624.2447
15.2408 | 1613.7857
15.2907 | 1603.3178
15.3407 | 1591.0798
15.3906 | 1578.6944
15.4405 | 1569.1127
15.4904 | 1554.8635
15.5403 | 1529.9432
15.5902 | 1510.9717
15.6401 | 1501.3498
15.69 | 1488.5772
15.7399 | 1478.3358
15.7898 | 1465.2105
15.8398 | 1452.2358
15.8897 | 1442.5436
15.9396 | 1433.1226
15.9895 | 1422.0286
16.0394 | 1412.8587
16.0893 | 1397.1496
16.1392 | 1387.0087
16.1891 | 1376.081
16.239 | 1368.2627
16.289 | 1358.2279
16.3389 | 1350.5256
16.3888 | 1344.3971
16.4387 | 1334.8656
16.4886 | 1325.1277
16.5385 | 1307.519
16.5884 | 1290.2886
16.6383 | 1280.5752
16.6882 | 1274.6431
16.7382 | 1262.4799
16.7881 | 1253.6794
16.838 | 1245.6703
16.8879 | 1230.9422
16.9378 | 1217.2823
16.9877 | 1208.2709
17.0376 | 1200.0263
17.0875 | 1190.0952
17.1374 | 1182.9075
17.1873 | 1171.9441
17.2373 | 1163.4059
17.2872 | 1154.495
17.3371 | 1142.488
17.387 | 1134.1563
17.4369 | 1128.5311
17.4868 | 1121.2586
17.5367 | 1107.0454
17.5866 | 1087.2051
17.6365 | 1076.2725
17.6865 | 1068.5305
17.7364 | 1061.8973
17.7863 | 1056.6906
17.8362 | 1051.7157
17.8861 | 1046.5392
17.936 | 1038.9231
17.9859 | 1028.545
18.0358 | 1016.0334
18.0857 | 1006.4024
18.1356 | 996.6645
18.1855 | 984.8245
18.2355 | 973.9523
18.2854 | 964.3806
18.3353 | 954.7887
18.3852 | 944.345
18.4351 | 934.8942
18.485 | 927.9938
18.5349 | 917.8181
18.5848 | 905.0702
18.6348 | 899.823
18.6847 | 896.3452
18.7346 | 891.4409
18.7845 | 885.5739
18.8344 | 879.9034
18.8843 | 873.4768
18.9342 | 867.2067
18.9841 | 861.1885
19.034 | 853.0221
19.0839 | 844.8524
19.1338 | 839.5953
19.1838 | 833.5569
19.2337 | 828.4257
19.2836 | 823.5567
19.3335 | 818.1282
19.3834 | 813.7027
19.4333 | 811.0464
19.4832 | 807.6643
19.5331 | 800.5763
19.5831 | 789.0148
19.633 | 780.6679
19.6829 | 773.4198
19.7328 | 765.3198
19.7827 | 759.6242
19.8326 | 756.3934
19.8825 | 753.3086
19.9324 | 745.8185
19.9823 | 737.4817
20.0322 | 730.037
20.0821 | 725.3545
20.1321 | 722.4966
20.182 | 719.6286
20.2319 | 716.8464
20.2818 | 706.9419
20.3317 | 696.2361
20.3816 | 687.2693
20.4315 | 682.8891
20.4814 | 683.4587
20.5313 | 677.1661
20.5813 | 670.1571
20.6312 | 665.0209
20.6811 | 662.0219
20.731 | 657.4654
20.7809 | 654.4058
20.8308 | 656.2657
20.8807 | 654.3906
20.9306 | 650.2626
20.9805 | 640.4287
21.0304 | 633.1155
21.0804 | 626.618
21.1303 | 622.6562
21.1802 | 616.8296
21.2301 | 614.5161
21.28 | 612.2983
21.3299 | 605.4534
21.3798 | 602.2175
21.4297 | 598.3162
21.4796 | 596.7688
21.5296 | 592.6965
21.5795 | 587.6154
21.6294 | 582.3784
21.6793 | 575.3219
21.7292 | 569.0112
21.7791 | 564.8227
21.829 | 560.6996
21.8789 | 557.5242
21.9288 | 553.8498
21.9788 | 546.7125
22.0287 | 541.5952
22.0786 | 531.9795
22.1285 | 529.5449
22.1784 | 528.0882
22.2283 | 523.5972
22.2782 | 518.4207
22.3281 | 511.2885
22.378 | 502.115
22.4279 | 494.0504
22.4779 | 489.5745
22.5278 | 481.1469
22.5777 | 470.8343
22.6276 | 468.1175
22.6775 | 465.3553
22.7274 | 461.1062
22.7773 | 459.1203
22.8272 | 459.0749
22.8771 | 461.2576
22.9271 | 461.5599
22.977 | 460.2746
23.0269 | 455.6748
23.0768 | 453.3794
23.1267 | 448.6514
23.1766 | 445.7986
23.2265 | 445.481
23.2764 | 443.1675
23.3263 | 439.6392
23.3762 | 434.2258
23.4261 | 426.4838
23.4761 | 419.3063
23.526 | 410.3721
23.5759 | 404.0237
23.6258 | 403.2324
23.6757 | 400.3492
23.7256 | 396.947
23.7755 | 395.944
23.8254 | 395.5407
23.8754 | 393.0861
23.9253 | 394.6989
23.9752 | 398.9128
24.0251 | 401.5656
24.075 | 402.562
24.1249 | 396.0498
24.1748 | 391.8108
24.2247 | 389.2755
24.2746 | 383.6857
24.3245 | 378.6755
24.3744 | 377.365
24.4244 | 373.8922
24.4743 | 336.4571
24.5242 | 273.7662
24.5741 | 229.1015
24.624 | 197.4478
24.6739 | 164.4533
24.7238 | 130.2793
24.7737 | 97.7183
24.8237 | 65.4597
24.8736 | 31.684
24.9235 | 0
24.9734 | 0
25.0233 | 0
25.0732 | 0
25.1231 | 0
25.173 | 0
25.2229 | 0
25.2728 | 0
25.3227 | 0
25.3727 | 0
25.4226 | 0
25.4725 | 0
25.5224 | 0
25.5723 | 0
25.6222 | 0
25.6721 | 0
25.722 | 0
25.7719 | 0
25.8219 | 0
25.8718 | 0
25.9217 | 0
25.9716 | 0
26.0215 | 0
26.0714 | 0
26.1213 | 0
26.1712 | 0
26.2211 | 0
26.271 | 0
26.321 | 0
26.3709 | 0
26.4208 | 0
26.4707 | 0
26.5206 | 0
26.5705 | 0
26.6204 | 0
26.6703 | 0
26.7202 | 0
26.7702 | 0
26.8201 | 0
26.87 | 0
26.9199 | 0
26.9698 | 0
27.0197 | 0
27.0696 | 0
27.1195 | 0
27.1694 | 0
27.2193 | 0
27.2693 | 0
27.3192 | 0
27.3691 | 0
27.419 | 0
27.4689 | 0
27.5188 | 0
27.5687 | 0
27.6186 | 0
27.6685 | 0
27.7185 | 0
27.7684 | 0
27.8183 | 0
27.8682 | 0
27.9181 | 0
27.968 | 0
28.0179 | 0
28.0678 | 0
28.1177 | 0
28.1676 | 0
28.2176 | 0
28.2675 | 0
28.3174 | 0
28.3673 | 0
28.4172 | 0
28.4671 | 0
28.517 | 0
28.5669 | 0
28.6168 | 0
28.6668 | 0
28.7167 | 0
28.7666 | 0
28.8165 | 0
28.8664 | 0
28.9163 | 0
28.9662 | 0
29.0161 | 0
29.066 | 0
29.116 | 0
29.1659 | 0
29.2158 | 0
29.2657 | 0
29.3156 | 0
29.3655 | 0
29.4154 | 0
29.4653 | 0
29.5152 | 0
29.5651 | 0
29.6151 | 0
29.665 | 0
29.7149 | 0
29.7648 | 0
29.8147 | 0
29.8646 | 0
29.9145 | 0
29.9644 | 0
30.0143 | 0
30.0642 | 0
30.1141 | 0
30.1641 | 0
30.214 | 0
30.2639 | 0
30.3138 | 0
30.3637 | 0
30.4136 | 0
30.4635 | 0
30.5134 | 0
30.5633 | 0
30.6133 | 0
30.6632 | 0
30.7131 | 0
30.763 | 0
30.8129 | 0
30.8628 | 0
30.9127 | 0
30.9626 | 0
31.0125 | 0
31.0624 | 0
31.1124 | 0
31.1623 | 0
31.2122 | 0
31.2621 | 0
31.312 | 0
31.3619 | 0
31.4118 | 0
31.4617 | 0
31.5116 | 0
31.5616 | 0
31.6115 | 0

## MR
Color Source Strip Standard | 2016-06-20
| Beam Angle | Field Angle
| 29.5 | 53.7
[5 empty] | Lens Efficiency | Power Consump (Watts) | Efficacy (lm/W)
Mode | Accessory Lens | Candela | Field Lumens | Beam Lumens
RGB - full | MR | 9556.0482 | 2474.465 | 1266.35 | 99.74% | 93.2 | 26.5501
Max output | MR | 10073.986 | 2608.581 | 1334.9862 | 99.74% | 104 | 25.0825
3200K | MR | 9057.8914 | 2345.4711 | 1200.3352 | 99.74% | 78.9 | 29.7271
5600K | MR | 9470.3304 | 2452.269 | 1254.9908 | 99.74% | 93.9 | 26.1158
Red | MR | 2192.4441 | 567.7165 | 290.5387 | 99.74% | 27.8 | 20.4215
Green | MR | 2831.4571 | 733.184 | 375.2195 | 99.74% | 30.4 | 24.1179
Blue | MR | 885.1767 | 229.2097 | 117.302 | 99.74% | 32.9 | 6.9669
| For Field diameter at any distance, multiply distance by |  |  |  | 1.0125
| For Beam diameter at any distance, multiply distance by |  |  |  | 0.52656
Dist for 1.0 fc
| Throw Distance (ft) | 10 | 15 | 20 | 25 | 97.755
| Throw Distance (m) | 3.048 | 4.572 | 6.096 | 7.62 | 29.7957
| Field Diameter (ft) | 10.1246 | 15.187 | 20.2493 | 25.3116
| Field Diameter (m) | 3.086 | 4.629 | 6.172 | 7.715
| Illuminance (fc) | 95.5605 | 42.4713 | 23.8901 | 15.2897
| Illuminance (lux) | 1028.6035 | 457.1571 | 257.1509 | 164.5766
Test Distance | Iso-Illuminance Diagram grid lines
76 | 12.5 | 25 | 37.5 | 50
| 0.16447 | 0.32895 | 0.49342 | 0.65789
Measurement: MR Full ON RGB - Intensity
Degrees | (Cd)
-37.7423 | 0
-37.6881 | 0
-37.634 | 0
-37.5798 | 0
-37.5257 | 0
-37.4715 | 0
-37.4174 | 0
-37.3632 | 0
-37.3091 | 0
-37.2549 | 0
-37.2008 | 0
-37.1466 | 0
-37.0925 | 0
-37.0383 | 0
-36.9842 | 0
-36.93 | 0
-36.8759 | 0
-36.8217 | 0
-36.7676 | 0
-36.7134 | 0
-36.6593 | 0
-36.6051 | 0
-36.551 | 0
-36.4968 | 0
-36.4427 | 0
-36.3885 | 0
-36.3344 | 0
-36.2802 | 0
-36.2261 | 0
-36.1719 | 0
-36.1178 | 0
-36.0636 | 0
-36.0095 | 0
-35.9553 | 0
-35.9012 | 0
-35.847 | 0
-35.7929 | 0
-35.7387 | 0
-35.6846 | 0
-35.6304 | 0
-35.5763 | 0
-35.5221 | 0
-35.468 | 0
-35.4138 | 0
-35.3597 | 0
-35.3055 | 0
-35.2514 | 0
-35.1972 | 0
-35.1431 | 0
-35.0889 | 0
-35.0348 | 0
-34.9806 | 0
-34.9265 | 0
-34.8723 | 0
-34.8182 | 0
-34.764 | 0
-34.7099 | 0
-34.6557 | 0
-34.6016 | 23.5533
-34.5474 | 59.2112
-34.4933 | 94.554
-34.4391 | 130.9415
-34.385 | 166.6398
-34.3308 | 203.8412
-34.2767 | 241.277
-34.2225 | 278.8816
-34.1684 | 317.531
-34.1142 | 332.4107
-34.0601 | 335.556
-34.0059 | 339.9441
-33.9518 | 342.9355
-33.8976 | 347.9504
-33.8435 | 350.4981
-33.7893 | 352.4008
-33.7352 | 355.5425
-33.681 | 357.8153
-33.6269 | 361.3712
-33.5727 | 365.1434
-33.5186 | 367.5995
-33.4644 | 370.8365
-33.4103 | 372.5264
-33.3562 | 376.5186
-33.302 | 380.4705
-33.2479 | 383.3774
-33.1937 | 387.5015
-33.1396 | 389.921
-33.0854 | 392.5348
-33.0313 | 395.0753
-32.9771 | 398.1033
-32.923 | 401.7948
-32.8688 | 404.6542
-32.8147 | 408.551
-32.7605 | 411.6561
-32.7064 | 414.7317
-32.6522 | 419.0978
-32.5981 | 421.9645
-32.5439 | 428.0425
-32.4898 | 432.7422
-32.4356 | 438.2996
-32.3815 | 443.5088
-32.3273 | 448.2818
-32.2732 | 452.8972
-32.219 | 457.857
-32.1649 | 461.3726
-32.1107 | 466.4939
-32.0566 | 469.5146
-32.0024 | 473.0265
-31.9483 | 476.1498
-31.8941 | 479.3612
-31.84 | 482.1692
-31.7858 | 486.9678
-31.7317 | 489.292
-31.6775 | 493.4307
-31.6234 | 499.2302
-31.5692 | 504.5457
-31.5151 | 510.5211
-31.4609 | 516.0235
-31.4068 | 521.8523
-31.3526 | 529.382
-31.2985 | 533.8581
-31.2443 | 539.0233
-31.1902 | 545.0646
-31.136 | 549.2988
-31.0819 | 554.1963
-31.0277 | 560.6703
-30.9736 | 565.7145
-30.9194 | 571.0117
-30.8653 | 576.4115
-30.8111 | 582.2733
-30.757 | 588.465
-30.7028 | 593.7401
-30.6487 | 599.4919
-30.5945 | 604.7121
-30.5404 | 608.0994
-30.4862 | 614.324
-30.4321 | 619.1154
-30.3779 | 623.2138
-30.3238 | 629.4531
-30.2696 | 638.0826
-30.2155 | 645.5317
-30.1613 | 650.1727
-30.1072 | 656.0968
-30.053 | 661.9805
-29.9989 | 667.5306
-29.9447 | 675.6835
-29.8906 | 682.7404
-29.8364 | 689.2289
-29.7823 | 693.7783
-29.7281 | 699.222
-29.674 | 707.7526
-29.6198 | 715.2017
-29.5657 | 722.3941
-29.5115 | 728.0103
-29.4574 | 733.8464
-29.4032 | 740.1223
-29.3491 | 745.951
-29.2949 | 751.4315
-29.2408 | 758.5946
-29.1866 | 765.1786
-29.1325 | 771.9275
-29.0783 | 778.6543
-29.0242 | 786.096
-28.97 | 792.4234
-28.9159 | 798.9962
-28.8617 | 806.2437
-28.8076 | 815.2397
-28.7534 | 822.1719
-28.6993 | 829.6136
-28.6451 | 836.9308
-28.591 | 846.2567
-28.5368 | 854.3656
-28.4827 | 862.2143
-28.4285 | 870.2902
-28.3744 | 878.6777
-28.3202 | 887.4062
-28.2661 | 896.5856
-28.2119 | 903.6644
-28.1578 | 911.887
-28.1036 | 919.699
-28.0495 | 930.0148
-27.9953 | 937.9477
-27.9412 | 946.0933
-27.887 | 953.9236
-27.8329 | 961.0793
-27.7787 | 969.3276
-27.7246 | 977.7811
-27.6704 | 986.8248
-27.6163 | 992.8076
-27.5621 | 999.5087
-27.508 | 1008.4022
-27.4538 | 1017.0757
-27.3997 | 1027.2301
-27.3455 | 1037.0803
-27.2914 | 1044.874
-27.2372 | 1054.9588
-27.1831 | 1065.4726
-27.1289 | 1077.5113
-27.0748 | 1085.4846
-27.0206 | 1096.0021
-26.9665 | 1107.8245
-26.9123 | 1118.0777
-26.8582 | 1130.1093
-26.8041 | 1142.5326
-26.7499 | 1152.8007
-26.6958 | 1162.2228
-26.6416 | 1174.0222
-26.5875 | 1186.1822
-26.5333 | 1197.2862
-26.4792 | 1208.8234
-26.425 | 1220.7991
-26.3709 | 1230.5293
-26.3167 | 1240.3565
-26.2626 | 1251.5633
-26.2084 | 1262.6529
-26.1543 | 1271.4176
-26.1001 | 1282.0931
-26.046 | 1292.2842
-25.9918 | 1301.2476
-25.9377 | 1312.4064
-25.8835 | 1323.3196
-25.8294 | 1333.3823
-25.7752 | 1345.6193
-25.7211 | 1355.7802
-25.6669 | 1370.352
-25.6128 | 1384.2866
-25.5586 | 1398.4298
-25.5045 | 1413.0127
-25.4503 | 1423.6547
-25.3962 | 1436.5915
-25.342 | 1450.5215
-25.2879 | 1463.3488
-25.2337 | 1477.1985
-25.1796 | 1487.6463
-25.1254 | 1500.0808
-25.0713 | 1511.3166
-25.0171 | 1522.6405
-24.963 | 1537.6007
-24.9088 | 1550.9002
-24.8547 | 1565.0401
-24.8005 | 1578.19
-24.7464 | 1591.9771
-24.6922 | 1607.5824
-24.6381 | 1620.739
-24.5839 | 1634.8677
-24.5298 | 1649.5936
-24.4756 | 1662.9042
-24.4215 | 1674.7449
-24.3673 | 1689.4015
-24.3132 | 1703.3349
-24.259 | 1717.9212
-24.2049 | 1731.7642
-24.1507 | 1748.7479
-24.0966 | 1762.4
-24.0424 | 1774.4059
-23.9883 | 1786.0267
-23.9341 | 1799.6744
-23.88 | 1810.6501
-23.8258 | 1825.0646
-23.7717 | 1841.3808
-23.7175 | 1855.0698
-23.6634 | 1867.3648
-23.6092 | 1882.9779
-23.5551 | 1900.677
-23.5009 | 1917.2902
-23.4468 | 1932.9401
-23.3926 | 1950.5254
-23.3385 | 1967.9533
-23.2843 | 1981.3956
-23.2302 | 1996.3524
-23.176 | 2010.9577
-23.1219 | 2025.7416
-23.0677 | 2041.1237
-23.0136 | 2055.883
-22.9594 | 2073.3689
-22.9053 | 2087.9005
-22.8511 | 2102.0873
-22.797 | 2117.6926
-22.7428 | 2131.5936
-22.6887 | 2148.7682
-22.6345 | 2165.9762
-22.5804 | 2179.9431
-22.5262 | 2198.2471
-22.4721 | 2214.5712
-22.4179 | 2232.9411
-22.3638 | 2245.3823
-22.3096 | 2261.8905
-22.2555 | 2279.3541
-22.2013 | 2298.3111
-22.1472 | 2314.5503
-22.093 | 2334.4749
-22.0389 | 2351.4877
-21.9847 | 2371.1957
-21.9306 | 2388.6337
-21.8764 | 2409.8708
-21.8223 | 2426.0041
-21.7681 | 2444.865
-21.714 | 2460.9436
-21.6598 | 2480.2443
-21.6057 | 2495.7369
-21.5515 | 2511.2362
-21.4974 | 2523.7655
-21.4432 | 2540.7537
-21.3891 | 2559.9227
-21.3349 | 2578.3874
-21.2808 | 2596.3209
-21.2266 | 2611.501
-21.1725 | 2625.4467
-21.1183 | 2640.6011
-21.0642 | 2657.7578
-21.01 | 2676.3364
-20.9559 | 2692.0444
-20.9017 | 2706.557
-20.8476 | 2723.428
-20.7934 | 2739.6014
-20.7393 | 2757.0516
-20.6852 | 2775.6157
-20.631 | 2796.9656
-20.5769 | 2817.4907
-20.5227 | 2837.8985
-20.4686 | 2858.8935
-20.4144 | 2879.6931
-20.3603 | 2898.3633
-20.3061 | 2915.2923
-20.252 | 2934.7916
-20.1978 | 2955.896
-20.1437 | 2974.6721
-20.0895 | 2993.6983
-20.0354 | 3015.316
-19.9812 | 3034.6424
-19.9271 | 3049.4821
-19.8729 | 3067.929
-19.8188 | 3088.0913
-19.7646 | 3110.2403
-19.7105 | 3130.5277
-19.6563 | 3150.0405
-19.6022 | 3166.3389
-19.548 | 3179.6138
-19.4939 | 3197.7593
-19.4397 | 3221.972
-19.3856 | 3244.7962
-19.3314 | 3266.8794
-19.2773 | 3284.8787
-19.2231 | 3303.8681
-19.169 | 3324.2101
-19.1148 | 3352.6573
-19.0607 | 3378.5206
-19.0065 | 3401.6998
-18.9524 | 3424.6915
-18.8982 | 3449.7993
-18.8441 | 3473.6715
-18.7899 | 3497.5404
-18.7358 | 3521.7308
-18.6816 | 3548.8621
-18.6275 | 3572.2834
-18.5733 | 3596.7829
-18.5192 | 3620.2735
-18.465 | 3641.5765
-18.4109 | 3659.231
-18.3567 | 3679.3163
-18.3026 | 3701.0579
-18.2484 | 3721.9904
-18.1943 | 3740.6616
-18.1401 | 3757.979
-18.086 | 3779.5264
-18.0318 | 3802.0761
-17.9777 | 3828.2431
-17.9235 | 3850.4646
-17.8694 | 3873.5668
-17.8152 | 3896.0473
-17.7611 | 3916.3224
-17.7069 | 3935.6264
-17.6528 | 3955.8334
-17.5986 | 3973.9209
-17.5445 | 3992.6134
-17.4903 | 4008.1673
-17.4362 | 4028.429
-17.382 | 4048.6025
-17.3279 | 4069.3877
-17.2737 | 4094.972
-17.2196 | 4119.6322
-17.1654 | 4145.1909
-17.1113 | 4167.1457
-17.0571 | 4189.6988
-17.003 | 4209.1636
-16.9488 | 4231.3829
-16.8947 | 4253.033
-16.8405 | 4273.4085
-16.7864 | 4294.168
-16.7322 | 4318.5023
-16.6781 | 4339.3354
-16.6239 | 4360.7366
-16.5698 | 4381.0898
-16.5156 | 4402.7254
-16.4615 | 4423.1925
-16.4073 | 4444.9966
-16.3532 | 4468.2271
-16.299 | 4487.7923
-16.2449 | 4502.8262
-16.1907 | 4521.3758
-16.1366 | 4539.1474
-16.0824 | 4553.621
-16.0283 | 4571.3893
-15.9741 | 4590.4847
-15.92 | 4613.5802
-15.8658 | 4634.0572
-15.8117 | 4650.5432
-15.7575 | 4668.8829
-15.7034 | 4685.1925
-15.6492 | 4707.0591
-15.5951 | 4735.6023
-15.5409 | 4764.5628
-15.4868 | 4791.1807
-15.4326 | 4810.7604
-15.3785 | 4830.1895
-15.3243 | 4854.7504
-15.2702 | 4881.7053
-15.216 | 4910.7284
-15.1619 | 4937.8228
-15.1077 | 4962.0176
-15.0536 | 4987.1254
-14.9994 | 5010.2533
-14.9453 | 5033.6791
-14.8911 | 5060.0213
-14.837 | 5088.3992
-14.7828 | 5116.7471
-14.7287 | 5144.2221
-14.6745 | 5169.898
-14.6204 | 5192.5358
-14.5662 | 5217.0856
-14.5121 | 5239.3082
-14.4579 | 5266.4071
-14.4038 | 5289.4825
-14.3496 | 5311.6215
-14.2955 | 5331.901
-14.2413 | 5349.9483
-14.1872 | 5370.2535
-14.1331 | 5393.4439
-14.0789 | 5412.6754
-14.0247 | 5435.378
-13.9706 | 5457.9232
-13.9164 | 5477.2049
-13.8623 | 5492.51
-13.8081 | 5513.7182
-13.754 | 5539.6206
-13.6998 | 5564.9817
-13.6457 | 5589.6018
-13.5915 | 5609.4081
-13.5374 | 5630.0359
-13.4832 | 5650.2864
-13.4291 | 5676.604
-13.375 | 5704.6326
-13.3208 | 5726.0305
-13.2667 | 5744.089
-13.2125 | 5763.9255
-13.1584 | 5784.6961
-13.1042 | 5808.5058
-13.0501 | 5836.7331
-12.9959 | 5866.4928
-12.9418 | 5892.931
-12.8876 | 5914.9662
-12.8335 | 5938.7134
-12.7793 | 5962.2631
-12.7252 | 5986.3887
-12.671 | 6011.9541
-12.6169 | 6037.2014
-12.5627 | 6056.3224
-12.5086 | 6067.0995
-12.4544 | 6088.0063
-12.4003 | 6117.4367
-12.3461 | 6143.2845
-12.292 | 6173.6525
-12.2378 | 6201.0036
-12.1837 | 6222.7832
-12.1295 | 6245.0974
-12.0754 | 6269.2442
-12.0212 | 6298.3543
-11.9671 | 6317.4508
-11.9129 | 6334.4267
-11.8588 | 6355.2453
-11.8046 | 6373.1241
-11.7505 | 6390.2774
-11.6963 | 6411.3952
-11.6422 | 6435.6971
-11.588 | 6457.0727
-11.5339 | 6474.8957
-11.4797 | 6497.3683
-11.4256 | 6517.2997
-11.3714 | 6535.5769
-11.3173 | 6551.7079
-11.2631 | 6570.1872
-11.209 | 6590.7122
-11.1548 | 6609.6056
-11.1007 | 6631.1206
-11.0465 | 6655.9427
-10.9924 | 6677.9232
-10.9382 | 6699.724
-10.8841 | 6721.4701
-10.8299 | 6744.7921
-10.7758 | 6767.5315
-10.7216 | 6788.1704
-10.6675 | 6808.1832
-10.6133 | 6823.7294
-10.5592 | 6840.5936
-10.505 | 6859.6957
-10.4509 | 6878.1058
-10.3967 | 6897.8909
-10.3426 | 6917.0956
-10.2884 | 6931.7745
-10.2343 | 6944.891
-10.1801 | 6967.6237
-10.126 | 6991.8096
-10.0718 | 7015.9754
-10.0177 | 7034.1734
-9.9635 | 7051.3144
-9.9094 | 7067.9466
-9.8552 | 7085.8734
-9.8011 | 7108.1507
-9.7469 | 7132.5833
-9.6928 | 7145.6528
-9.6386 | 7160.4657
-9.5845 | 7172.8756
-9.5303 | 7189.4296
-9.4762 | 7208.7973
-9.422 | 7228.8022
-9.3679 | 7250.0093
-9.3137 | 7276.0702
-9.2596 | 7298.8275
-9.2054 | 7326.5525
-9.1513 | 7351.7228
-9.0971 | 7375.4957
-9.043 | 7399.8993
-8.9888 | 7420.5862
-8.9347 | 7435.6524
-8.8805 | 7452.1093
-8.8264 | 7465.3061
-8.7722 | 7483.2139
-8.7181 | 7497.0055
-8.6639 | 7511.9501
-8.6098 | 7527.2407
-8.5556 | 7545.2255
-8.5015 | 7569.4203
-8.4473 | 7596.2179
-8.3932 | 7617.1905
-8.339 | 7637.0013
-8.2849 | 7651.2137
-8.2307 | 7666.0791
-8.1766 | 7686.1488
-8.1224 | 7702.6749
-8.0683 | 7719.663
-8.0141 | 7732.3285
-7.96 | 7742.6882
-7.9058 | 7755.0345
-7.8517 | 7768.7491
-7.7975 | 7788.0643
-7.7434 | 7810.2546
-7.6892 | 7832.0666
-7.6351 | 7853.306
-7.5809 | 7873.5788
-7.5268 | 7895.6463
-7.4726 | 7917.9973
-7.4185 | 7937.009
-7.3643 | 7953.1757
-7.3102 | 7966.6481
-7.256 | 7984.1564
-7.2019 | 7999.659
-7.1477 | 8018.4508
-7.0936 | 8033.0293
-7.0394 | 8045.3723
-6.9853 | 8059.2632
-6.9311 | 8077.0081
-6.877 | 8100.4451
-6.8228 | 8121.7068
-6.7687 | 8138.8847
-6.7146 | 8157.816
-6.6604 | 8175.8957
-6.6063 | 8189.3458
-6.5521 | 8199.7679
-6.498 | 8217.1479
-6.4438 | 8237.7801
-6.3897 | 8252.8162
-6.3355 | 8269.4717
-6.2814 | 8282.4185
-6.2272 | 8293.3909
-6.1731 | 8307.2584
-6.1189 | 8322.6003
-6.0648 | 8343.4122
-6.0106 | 8357.32
-5.9565 | 8366.3235
-5.9023 | 8376.5403
-5.8482 | 8387.0908
-5.794 | 8395.7975
-5.7399 | 8404.6984
-5.6857 | 8420.4767
-5.6316 | 8435.6345
-5.5774 | 8445.4472
-5.5233 | 8452.2554
-5.4691 | 8459.0815
-5.415 | 8469.2793
-5.3608 | 8477.4179
-5.3067 | 8483.6167
-5.2525 | 8490.6258
-5.1984 | 8493.6951
-5.1442 | 8503.8237
-5.0901 | 8518.6846
-5.0359 | 8538.1505
-4.9818 | 8558.5439
-4.9276 | 8571.4225
-4.8735 | 8583.4463
-4.8193 | 8598.5862
-4.7652 | 8613.1
-4.711 | 8625.3692
-4.6569 | 8636.4142
-4.6027 | 8645.4032
-4.5486 | 8649.8498
-4.4944 | 8655.9136
-4.4403 | 8664.1247
-4.3861 | 8673.8582
-4.332 | 8685.479
-4.2778 | 8697.5285
-4.2237 | 8704.6771
-4.1695 | 8711.694
-4.1154 | 8724.6307
-4.0612 | 8740.5731
-4.0071 | 8755.7788
-3.9529 | 8772.594
-3.8988 | 8780.6042
-3.8446 | 8785.6669
-3.7905 | 8796.0488
-3.7363 | 8814.441
-3.6822 | 8834.0788
-3.628 | 8850.2634
-3.5739 | 8867.2761
-3.5197 | 8880.2865
-3.4656 | 8889.8849
-3.4114 | 8909.4412
-3.3573 | 8929.8525
-3.3031 | 8939.9643
-3.249 | 8939.8617
-3.1948 | 8933.1896
-3.1407 | 8924.897
-3.0865 | 8920.3288
-3.0324 | 8917.2618
-2.9782 | 8915.9448
-2.9241 | 8911.7147
-2.8699 | 8908.218
-2.8158 | 8914.1233
-2.7616 | 8929.5969
-2.7075 | 8945.5761
-2.6533 | 8959.5731
-2.5992 | 8968.6425
-2.545 | 8975.0356
-2.4909 | 8980.4565
-2.4367 | 8993.7057
-2.3826 | 9003.1825
-2.3284 | 9004.5754
-2.2743 | 9007.6692
-2.2201 | 9012.9484
-2.166 | 9015.8804
-2.1118 | 9016.0054
-2.0577 | 9013.9238
-2.0035 | 9019.03
-1.9494 | 9023.4464
-1.8952 | 9031.1274
-1.8411 | 9037.8898
-1.7869 | 9037.113
-1.7328 | 9039.9468
-1.6786 | 9050.6112
-1.6245 | 9069.7512
-1.5703 | 9098.2709
-1.5162 | 9123.6688
-1.462 | 9145.4663
-1.4079 | 9165.7704
-1.3537 | 9184.4494
-1.2996 | 9206.1107
-1.2454 | 9220.6088
-1.1913 | 9228.6146
-1.1371 | 9231.5923
-1.083 | 9231.6984
-1.0288 | 9228.7061
-0.97469 | 9221.1512
-0.92054 | 9217.2248
-0.86639 | 9221.543
-0.81224 | 9228.5387
-0.75809 | 9244.5134
-0.70394 | 9266.4872
-0.6498 | 9288.4934
-0.59565 | 9304.9424
-0.5415 | 9315.4371
-0.48735 | 9331.3628
-0.4332 | 9342.0081
-0.37905 | 9344.7861
-0.3249 | 9345.7504
-0.27075 | 9351.8253
-0.2166 | 9354.6959
-0.16245 | 9355.8143
-0.1083 | 9357.3679
-0.05415 | 9359.5521
5.3291e-13 | 9355.1502
0.05415 | 9352.7271
0.1083 | 9353.3868
0.16245 | 9336.2423
0.2166 | 9311.2261
0.27075 | 9287.4967
0.3249 | 9265.0765
0.37905 | 9245.1742
0.4332 | 9230.1626
0.48735 | 9220.4068
0.5415 | 9205.2702
0.59565 | 9187.3267
0.6498 | 9185.7028
0.70394 | 9185.4673
0.75809 | 9183.9539
0.81224 | 9176.399
0.86639 | 9161.691
0.92054 | 9147.4116
0.97469 | 9130.1232
1.0288 | 9117.8138
1.083 | 9108.6048
1.1371 | 9098.2418
1.1913 | 9085.5105
1.2454 | 9082.6388
1.2996 | 9082.1086
1.3537 | 9083.8486
1.4079 | 9081.1543
1.462 | 9076.8149
1.5162 | 9072.2177
1.5703 | 9074.9488
1.6245 | 9088.1277
1.6786 | 9101.6582
1.7328 | 9099.5064
1.7869 | 9095.3757
1.8411 | 9093.0218
1.8952 | 9091.2584
1.9494 | 9090.7997
2.0035 | 9086.8922
2.0577 | 9070.9532
2.1118 | 9044.1009
2.166 | 9017.8458
2.2201 | 8996.8174
2.2743 | 8977.1282
2.3284 | 8956.7427
2.3826 | 8937.8594
2.4367 | 8922.6425
2.4909 | 8916.187
2.545 | 8915.7762
2.5992 | 8912.7817
2.6533 | 8906.0807
2.7075 | 8899.0526
2.7616 | 8891.2075
2.8158 | 8887.4864
2.8699 | 8887.7431
2.9241 | 8888.5389
2.9782 | 8886.5076
3.0324 | 8881.6615
3.0865 | 8876.8154
3.1407 | 8876.9147
3.1948 | 8877.8344
3.249 | 8879.5644
3.3031 | 8874.1424
3.3573 | 8860.3853
3.4114 | 8848.1004
3.4656 | 8837.2061
3.5197 | 8826.63
3.5739 | 8815.0192
3.628 | 8796.9652
3.6822 | 8775.3921
3.7363 | 8752.6883
3.7905 | 8736.2437
3.8446 | 8726.21
3.8988 | 8711.7855
3.9529 | 8690.7749
4.0071 | 8669.5646
4.0612 | 8654.9604
4.1154 | 8644.4612
4.1695 | 8636.3851
4.2237 | 8632.4665
4.2778 | 8627.7264
4.332 | 8618.522
4.3861 | 8606.8052
4.4403 | 8600.6063
4.4944 | 8600.8664
4.5486 | 8602.4646
4.6027 | 8594.9466
4.6569 | 8585.0512
4.711 | 8577.1336
4.7652 | 8571.6748
4.8193 | 8571.1067
4.8735 | 8579.3
4.9276 | 8579.7074
4.9818 | 8565.986
5.0359 | 8542.5937
5.0901 | 8529.7998
5.1442 | 8522.0976
5.1984 | 8509.3261
5.2525 | 8492.9205
5.3067 | 8476.0429
5.3608 | 8453.751
5.415 | 8434.7985
5.4691 | 8420.2635
5.5233 | 8407.0288
5.5774 | 8391.1054
5.6316 | 8378.0872
5.6857 | 8369.8314
5.7399 | 8359.589
5.794 | 8343.3129
5.8482 | 8324.558
5.9023 | 8308.5386
5.9565 | 8296.093
6.0106 | 8286.6496
6.0648 | 8275.1672
6.1189 | 8254.2615
6.1731 | 8231.9831
6.2272 | 8213.3207
6.2814 | 8196.9889
6.3355 | 8178.3187
6.3897 | 8156.9477
6.4438 | 8142.1303
6.498 | 8130.6412
6.5521 | 8119.6721
6.6063 | 8107.7834
6.6604 | 8090.2283
6.7146 | 8068.7679
6.7687 | 8047.0397
6.8228 | 8026.893
6.877 | 8007.9729
6.9311 | 7986.066
6.9853 | 7959.177
7.0394 | 7928.7722
7.0936 | 7899.306
7.1477 | 7874.821
7.2019 | 7858.4791
7.256 | 7838.3826
7.3102 | 7817.9088
7.3643 | 7803.058
7.4185 | 7786.5542
7.4726 | 7770.1308
7.5268 | 7756.6037
7.5809 | 7745.8925
7.6351 | 7735.3599
7.6892 | 7724.4332
7.7434 | 7719.1128
7.7975 | 7712.6941
7.8517 | 7696.5419
7.9058 | 7676.3249
7.96 | 7660.5466
8.0141 | 7646.2716
8.0683 | 7631.5235
8.1224 | 7615.6659
8.1766 | 7592.431
8.2307 | 7567.36
8.2849 | 7544.9364
8.339 | 7525.2808
8.3932 | 7501.7925
8.4473 | 7474.5474
8.5015 | 7450.9285
8.5556 | 7434.11
8.6098 | 7417.364
8.6639 | 7402.0109
8.7181 | 7387.2449
8.7722 | 7369.2199
8.8264 | 7347.1658
8.8805 | 7326.5012
8.9347 | 7308.0766
8.9888 | 7289.1721
9.043 | 7266.8211
9.0971 | 7247.1643
9.1513 | 7228.8056
9.2054 | 7206.8943
9.2596 | 7183.1549
9.3137 | 7169.5284
9.3679 | 7160.382
9.422 | 7146.1472
9.4762 | 7122.6165
9.5303 | 7095.4852
9.5845 | 7069.5191
9.6386 | 7045.523
9.6928 | 7027.1643
9.7469 | 7015.8515
9.8011 | 6998.255
9.8552 | 6978.749
9.9094 | 6960.888
9.9635 | 6945.3452
10.0177 | 6927.0155
10.0718 | 6903.7415
10.126 | 6878.7877
10.1801 | 6854.8976
10.2343 | 6829.321
10.2884 | 6805.7445
10.3426 | 6783.2105
10.3967 | 6760.0603
10.4509 | 6737.1278
10.505 | 6715.4219
10.5592 | 6693.9615
10.6133 | 6671.9889
10.6675 | 6647.8376
10.7216 | 6623.1997
10.7758 | 6597.9814
10.8299 | 6571.1805
10.8841 | 6544.3495
10.9382 | 6520.129
10.9924 | 6499.0581
11.0465 | 6480.138
11.1007 | 6459.9868
11.1548 | 6435.5498
11.209 | 6406.8649
11.2631 | 6383.5752
11.3173 | 6366.625
11.3714 | 6350.0443
11.4256 | 6329.7424
11.4797 | 6305.9471
11.5339 | 6285.0772
11.588 | 6267.0845
11.6422 | 6250.6689
11.6963 | 6236.038
11.7505 | 6214.6624
11.8046 | 6187.6707
11.8588 | 6161.1957
11.9129 | 6137.6236
11.9671 | 6115.1152
12.0212 | 6087.8087
12.0754 | 6059.1931
12.1295 | 6032.2783
12.1837 | 6006.7788
12.2378 | 5981.9455
12.292 | 5957.9338
12.3461 | 5933.0492
12.4003 | 5904.4011
12.4544 | 5873.1749
12.5086 | 5843.7679
12.5627 | 5817.4759
12.6169 | 5793.761
12.671 | 5768.8519
12.7252 | 5740.8333
12.7793 | 5709.7466
12.8335 | 5679.1699
12.8876 | 5654.5064
12.9418 | 5636.6342
12.9959 | 5619.1628
13.0501 | 5597.5562
13.1042 | 5565.417
13.1584 | 5534.2053
13.2125 | 5509.15
13.2667 | 5485.3145
13.3208 | 5460.834
13.375 | 5435.686
13.4291 | 5406.7511
13.4832 | 5372.5628
13.5374 | 5338.9949
13.5915 | 5314.8548
13.6457 | 5293.4714
13.6998 | 5267.569
13.754 | 5242.0204
13.8081 | 5218.2742
13.8623 | 5194.0124
13.9164 | 5169.7964
13.9706 | 5147.0492
14.0247 | 5123.0597
14.0789 | 5102.5971
14.1331 | 5080.8946
14.1872 | 5059.2143
14.2413 | 5037.1792
14.2955 | 5012.5078
14.3496 | 4985.8241
14.4038 | 4962.5969
14.4579 | 4944.3263
14.5121 | 4926.7857
14.5662 | 4903.2717
14.6204 | 4878.4831
14.6745 | 4855.5685
14.7287 | 4835.039
14.7828 | 4819.2205
14.837 | 4804.8284
14.8911 | 4787.5813
14.9453 | 4768.2136
14.9994 | 4748.6126
15.0536 | 4728.9012
15.1077 | 4709.615
15.1619 | 4691.4214
15.216 | 4672.4723
15.2702 | 4648.8791
15.3243 | 4620.9118
15.3785 | 4591.5852
15.4326 | 4563.4751
15.4868 | 4541.8607
15.5409 | 4523.7363
15.5951 | 4504.8832
15.6492 | 4481.781
15.7034 | 4454.2201
15.7575 | 4424.9012
15.8117 | 4398.3637
15.8658 | 4375.1287
15.92 | 4354.6885
15.9741 | 4329.6097
16.0283 | 4297.764
16.0824 | 4266.1684
16.1366 | 4237.5527
16.1907 | 4212.6982
16.2449 | 4189.3171
16.299 | 4165.6211
16.3532 | 4140.7399
16.4073 | 4113.477
16.4615 | 4086.7999
16.5156 | 4064.7726
16.5698 | 4042.6928
16.6239 | 4023.4211
16.6781 | 4005.011
16.7322 | 3982.5874
16.7864 | 3959.9864
16.8405 | 3936.8218
16.8947 | 3913.5589
16.9488 | 3890.2469
17.003 | 3868.0175
17.0571 | 3846.9132
17.1113 | 3824.8591
17.1654 | 3805.1253
17.2196 | 3791.76
17.2737 | 3777.3422
17.3279 | 3759.9221
17.382 | 3738.9562
17.4362 | 3718.372
17.4903 | 3698.434
17.5445 | 3679.4993
17.5986 | 3658.7477
17.6528 | 3635.9569
17.7069 | 3614.02
17.7611 | 3592.5853
17.8152 | 3573.2332
17.8694 | 3558.7563
17.9235 | 3544.0494
17.9777 | 3526.9586
18.0318 | 3507.1367
18.086 | 3486.9419
18.1401 | 3466.8678
18.1943 | 3446.8851
18.2484 | 3430.7697
18.3026 | 3416.4625
18.3567 | 3398.3493
18.4109 | 3373.6042
18.465 | 3348.5958
18.5192 | 3327.1789
18.5733 | 3304.0991
18.6275 | 3280.5427
18.6816 | 3258.9975
18.7358 | 3236.8161
18.7899 | 3213.3836
18.8441 | 3189.7089
18.8982 | 3171.0678
18.9524 | 3154.506
19.0065 | 3137.7343
19.0607 | 3125.0688
19.1148 | 3112.6087
19.169 | 3095.7634
19.2231 | 3076.61
19.2773 | 3058.8886
19.3314 | 3043.7375
19.3856 | 3026.3978
19.4397 | 3005.4252
19.4939 | 2980.3542
19.548 | 2955.6426
19.6022 | 2933.9959
19.6563 | 2916.3079
19.7105 | 2898.5798
19.7646 | 2875.5212
19.8188 | 2851.9022
19.8729 | 2831.0836
19.9271 | 2812.1535
19.9812 | 2796.0705
20.0354 | 2779.2486
20.0895 | 2759.7492
20.1437 | 2736.9216
20.1978 | 2714.2882
20.252 | 2696.165
20.3061 | 2678.5317
20.3603 | 2662.4677
20.4144 | 2647.4997
20.4686 | 2630.2928
20.5227 | 2610.713
20.5769 | 2590.3163
20.631 | 2571.0189
20.6852 | 2555.0766
20.7393 | 2541.0762
20.7934 | 2523.0066
20.8476 | 2499.6365
20.9017 | 2478.8481
20.9559 | 2461.7606
21.01 | 2445.7669
21.0642 | 2430.964
21.1183 | 2416.7003
21.1725 | 2399.9621
21.2266 | 2380.408
21.2808 | 2362.8306
21.3349 | 2350.1718
21.3891 | 2336.1937
21.4432 | 2319.3384
21.4974 | 2302.6985
21.5515 | 2285.8878
21.6057 | 2266.9966
21.6598 | 2248.4627
21.714 | 2232.7212
21.7681 | 2216.7376
21.8223 | 2197.0808
21.8764 | 2176.4385
21.9306 | 2158.4392
21.9847 | 2144.0694
22.0389 | 2129.7643
22.093 | 2116.0832
22.1472 | 2100.0236
22.2013 | 2080.3189
22.2555 | 2060.8943
22.3096 | 2044.068
22.3638 | 2027.457
22.4179 | 2009.3483
22.4721 | 1989.0063
22.5262 | 1970.2993
22.5804 | 1952.1169
22.6345 | 1936.5987
22.6887 | 1923.8372
22.7428 | 1912.1505
22.797 | 1899.9951
22.8511 | 1887.4691
22.9053 | 1875.0335
22.9594 | 1861.7597
23.0136 | 1847.2426
23.0677 | 1834.0715
23.1219 | 1822.1795
23.176 | 1809.8588
23.2302 | 1796.7313
23.2843 | 1783.1885
23.3385 | 1769.0062
23.3926 | 1754.0561
23.4468 | 1738.8168
23.5009 | 1723.7506
23.5551 | 1707.6174
23.6092 | 1690.05
23.6634 | 1672.3252
23.7175 | 1656.7533
23.7717 | 1644.6079
23.8258 | 1632.6534
23.88 | 1620.0761
23.9341 | 1607.77
23.9883 | 1595.8556
24.0424 | 1585.9681
24.0966 | 1575.8138
24.1507 | 1564.3291
24.2049 | 1552.1324
24.259 | 1538.1767
24.3132 | 1525.7634
24.3673 | 1515.2129
24.4215 | 1505.1033
24.4756 | 1494.7871
24.5298 | 1483.0123
24.5839 | 1471.3993
24.6381 | 1459.7115
24.6922 | 1447.0504
24.7464 | 1434.4832
24.8005 | 1422.0822
24.8547 | 1409.8162
24.9088 | 1396.6518
24.963 | 1381.83
25.0171 | 1365.9278
25.0713 | 1350.3292
25.1254 | 1336.3512
25.1796 | 1324.1924
25.2337 | 1313.5347
25.2879 | 1304.8102
25.342 | 1294.1972
25.3962 | 1283.1299
25.4503 | 1274.296
25.5045 | 1266.7478
25.5586 | 1259.5847
25.6128 | 1253.3044
25.6669 | 1246.629
25.7211 | 1238.0551
25.7752 | 1228.1933
25.8294 | 1220.9353
25.8835 | 1212.7386
25.9377 | 1201.2495
25.9918 | 1188.8987
26.046 | 1178.2422
26.1001 | 1168.3737
26.1543 | 1158.0363
26.2084 | 1147.5517
26.2626 | 1135.8248
26.3167 | 1123.6169
26.3709 | 1114.1151
26.425 | 1107.6448
26.4792 | 1101.9443
26.5333 | 1094.5173
26.5875 | 1086.0639
26.6416 | 1077.1777
26.6958 | 1066.4806
26.7499 | 1055.5747
26.8041 | 1045.4752
26.8582 | 1036.0099
26.9123 | 1025.947
26.9665 | 1015.4186
27.0206 | 1005.7408
27.0748 | 995.9748
27.1289 | 986.1797
27.1831 | 978.5253
27.2372 | 971.7691
27.2914 | 964.2284
27.3455 | 956.2917
27.3997 | 949.7408
27.4538 | 943.6518
27.508 | 936.375
27.5621 | 929.2853
27.6163 | 923.3061
27.6704 | 917.5764
27.7246 | 912.2573
27.7787 | 907.3376
27.8329 | 900.0169
27.887 | 890.6174
27.9412 | 881.9698
27.9953 | 874.627
28.0495 | 866.7674
28.1036 | 857.7639
28.1578 | 849.1712
28.2119 | 840.7507
28.2661 | 831.1754
28.3202 | 822.8794
28.3744 | 815.2471
28.4285 | 807.8677
28.4827 | 801.3754
28.5368 | 796.7271
28.591 | 793.3142
28.6451 | 788.4055
28.6993 | 780.6852
28.7534 | 772.6862
28.8076 | 765.9851
28.8617 | 760.6219
28.9159 | 755.6766
28.97 | 749.0083
29.0242 | 740.7492
29.0783 | 732.6549
29.1325 | 724.7439
29.1866 | 717.819
29.2408 | 712.1039
29.2949 | 706.7884
29.3491 | 701.5353
29.4032 | 695.197
29.4574 | 689.4966
29.5115 | 683.9024
29.5657 | 677.2525
29.6198 | 670.6723
29.674 | 664.3229
29.7281 | 658.3806
29.7823 | 652.9441
29.8364 | 646.0925
29.8906 | 639.1017
29.9447 | 632.701
29.9989 | 626.5754
30.053 | 621.084
30.1072 | 616.6665
30.1613 | 612.6415
30.2155 | 607.2013
30.2696 | 600.2361
30.3238 | 593.9527
30.3779 | 588.7692
30.4321 | 584.4911
30.4862 | 581.4265
30.5404 | 578.4863
30.5945 | 574.377
30.6487 | 568.9698
30.7028 | 565.7291
30.757 | 564.0942
30.8111 | 561.2971
30.8653 | 558.2105
30.9194 | 555.0394
30.9736 | 550.1968
31.0277 | 544.5074
31.0819 | 539.0087
31.136 | 535.515
31.1902 | 531.3139
31.2443 | 525.4668
31.2985 | 520.6243
31.3526 | 515.8585
31.4068 | 510.5944
31.4609 | 505.3815
31.5151 | 499.67
31.5692 | 495.4616
31.6234 | 491.7004
31.6775 | 487.2024
31.7317 | 482.8914
31.7858 | 478.3933
31.84 | 472.5206
31.8941 | 466.3729
31.9483 | 462.1278
32.0024 | 458.6709
32.0566 | 454.0885
32.1107 | 450.0231
32.1649 | 448.5751
32.219 | 448.5897
32.2732 | 446.5332
32.3273 | 444.8945
32.3815 | 444.308
32.4356 | 442.3504
32.4898 | 440.6347
32.5439 | 438.6626
32.5981 | 436.2027
32.6522 | 432.5405
32.7064 | 427.1737
32.7605 | 423.9661
32.8147 | 421.5428
32.8688 | 417.7523
32.923 | 413.8848
32.9771 | 410.5123
33.0313 | 407.6309
33.0854 | 403.8147
33.1396 | 399.0418
33.1937 | 395.1559
33.2479 | 391.842
33.302 | 388.5316
33.3562 | 386.0646
33.4103 | 384.8218
33.4644 | 383.6817
33.5186 | 382.2483
33.5727 | 379.2166
33.6269 | 376.9879
33.681 | 375.9101
33.7352 | 375.2172
33.7893 | 374.4033
33.8435 | 372.1929
33.8976 | 367.8084
33.9518 | 363.1418
34.0059 | 360.0258
34.0601 | 359.7032
34.1142 | 358.8344
34.1684 | 355.865
34.2225 | 351.3083
34.2767 | 346.3557
34.3308 | 342.6203
34.385 | 340.5344
34.4391 | 339.101
34.4933 | 337.2094
34.5474 | 333.7891
34.6016 | 329.2251
34.6557 | 326.6297
34.7099 | 325.5775
34.764 | 324.4374
34.8182 | 322.5239
34.8723 | 320.1044
34.9265 | 317.6557
34.9806 | 314.327
35.0348 | 310.9874
35.0889 | 307.8677
35.1431 | 304.8874
35.1972 | 303.0361
35.2514 | 301.0529
35.3055 | 298.6664
35.3597 | 295.7629
35.4138 | 292.6543
35.468 | 290.6454
35.5221 | 290.2275
35.5763 | 290.5611
35.6304 | 289.5786
35.6846 | 287.2068
35.7387 | 285.7661
35.7929 | 284.5564
35.847 | 281.9793
35.9012 | 280.1683
35.9553 | 279.4645
36.0095 | 278.3537
36.0636 | 277.3676
36.1178 | 276.1028
36.1719 | 273.5991
36.2261 | 270.1935
36.2802 | 267.1288
36.3344 | 267.2022
36.3885 | 266.9162
36.4427 | 264.8449
36.4968 | 262.3998
36.551 | 260.05
36.6051 | 258.3014
36.6593 | 258.6276
36.7134 | 260.1343
36.7676 | 261.0471
36.8217 | 260.5485
36.8759 | 258.9686
36.93 | 256.1715
36.9842 | 253.818
37.0383 | 252.1354
37.0925 | 250.1045
37.1466 | 247.8023
37.2008 | 245.8814
37.2549 | 243.6965
37.3091 | 241.2587
37.3632 | 239.4001
37.4174 | 238.7292
37.4715 | 238.5716
37.5257 | 238.1963
37.5798 | 238.0202
37.634 | 236.801
37.6881 | 234.0252
0
Degrees | #VALUE!
-37.7423 | 0
-37.6881 | 0
-37.634 | 0
-37.5798 | 0
-37.5257 | 0
-37.4715 | 0
-37.4174 | 0
-37.3632 | 0
-37.3091 | 0
-37.2549 | 0
-37.2008 | 0
-37.1466 | 0
-37.0925 | 0
-37.0383 | 0
-36.9842 | 0
-36.93 | 0
-36.8759 | 0
-36.8217 | 0
-36.7676 | 0
-36.7134 | 0
-36.6593 | 0
-36.6051 | 0
-36.551 | 0
-36.4968 | 0
-36.4427 | 0
-36.3885 | 0
-36.3344 | 0
-36.2802 | 0
-36.2261 | 0
-36.1719 | 0
-36.1178 | 0
-36.0636 | 0
-36.0095 | 0
-35.9553 | 0
-35.9012 | 0
-35.847 | 0
-35.7929 | 0
-35.7387 | 0
-35.6846 | 0
-35.6304 | 0
-35.5763 | 0
-35.5221 | 0
-35.468 | 0
-35.4138 | 0
-35.3597 | 0
-35.3055 | 0
-35.2514 | 0
-35.1972 | 0
-35.1431 | 0
-35.0889 | 0
-35.0348 | 0
-34.9806 | 0
-34.9265 | 0
-34.8723 | 0
-34.8182 | 0
-34.764 | 0
-34.7099 | 0
-34.6557 | 0
-34.6016 | 0
-34.5474 | 0
-34.4933 | 0
-34.4391 | 0
-34.385 | 0
-34.3308 | 0
-34.2767 | 0
-34.2225 | 0
-34.1684 | 0
-34.1142 | 0
-34.0601 | 0
-34.0059 | 0
-33.9518 | 0
-33.8976 | 0
-33.8435 | 0
-33.7893 | 0
-33.7352 | 0
-33.681 | 0
-33.6269 | 0
-33.5727 | 0
-33.5186 | 0
-33.4644 | 0
-33.4103 | 0
-33.3562 | 0
-33.302 | 0
-33.2479 | 0
-33.1937 | 0
-33.1396 | 0
-33.0854 | 0
-33.0313 | 0
-32.9771 | 0
-32.923 | 0
-32.8688 | 0
-32.8147 | 0
-32.7605 | 0
-32.7064 | 0
-32.6522 | 0
-32.5981 | 0
-32.5439 | 0
-32.4898 | 0
-32.4356 | 0
-32.3815 | 0
-32.3273 | 0
-32.2732 | 0
-32.219 | 0
-32.1649 | 0
-32.1107 | 0
-32.0566 | 0
-32.0024 | 0
-31.9483 | 0
-31.8941 | 0
-31.84 | 0
-31.7858 | 0
-31.7317 | 0
-31.6775 | 0
-31.6234 | 0
-31.5692 | 0
-31.5151 | 0
-31.4609 | 0
-31.4068 | 0
-31.3526 | 0
-31.2985 | 0
-31.2443 | 0
-31.1902 | 0
-31.136 | 0
-31.0819 | 0
-31.0277 | 0
-30.9736 | 0
-30.9194 | 0
-30.8653 | 0
-30.8111 | 0
-30.757 | 0
-30.7028 | 0
-30.6487 | 0
-30.5945 | 0
-30.5404 | 0
-30.4862 | 0
-30.4321 | 0
-30.3779 | 0
-30.3238 | 0
-30.2696 | 0
-30.2155 | 47.5061
-30.1613 | 98.3775
-30.1072 | 149.3625
-30.053 | 200.2962
-29.9989 | 252.2563
-29.9447 | 304.9497
-29.8906 | 357.357
-29.8364 | 412.1032
-29.7823 | 468.0775
-29.7281 | 475.4826
-29.674 | 481.3333
-29.6198 | 486.6745
-29.5657 | 492.6756
-29.5115 | 498.178
-29.4574 | 504.4064
-29.4032 | 510.4771
-29.3491 | 513.5197
-29.2949 | 515.9135
-29.2408 | 518.9929
-29.1866 | 522.5818
-29.1325 | 527.3951
-29.0783 | 532.0837
-29.0242 | 536.9374
-28.97 | 540.9551
-28.9159 | 545.017
-28.8617 | 551.3186
-28.8076 | 557.9831
-28.7534 | 564.1125
-28.6993 | 567.8554
-28.6451 | 571.9612
-28.591 | 575.1542
-28.5368 | 577.1374
-28.4827 | 579.8061
-28.4285 | 584.6487
-28.3744 | 588.9122
-28.3202 | 591.3536
-28.2661 | 596.5959
-28.2119 | 602.9158
-28.1578 | 609.1039
-28.1036 | 615.9554
-28.0495 | 622.4842
-27.9953 | 629.2478
-27.9412 | 636.169
-27.887 | 643.7684
-27.8329 | 651.2321
-27.7787 | 656.0454
-27.7246 | 661.0456
-27.6704 | 665.0854
-27.6163 | 671.7134
-27.5621 | 678.9828
-27.508 | 685.6217
-27.4538 | 691.0105
-27.3997 | 694.3391
-27.3455 | 699.1854
-27.2914 | 706.0772
-27.2372 | 711.9207
-27.1831 | 718.0098
-27.1289 | 722.8706
-27.0748 | 729.2126
-27.0206 | 735.177
-26.9665 | 740.4302
-26.9123 | 747.399
-26.8582 | 754.8041
-26.8041 | 761.707
-26.7499 | 768.3788
-26.6958 | 774.3836
-26.6416 | 781.6603
-26.5875 | 788.3615
-26.5333 | 795.3011
-26.4792 | 803.8426
-26.425 | 810.2944
-26.3709 | 815.1958
-26.3167 | 819.9065
-26.2626 | 826.3474
-26.2084 | 835.4351
-26.1543 | 843.0087
-26.1001 | 851.3193
-26.046 | 859.8718
-25.9918 | 866.4375
-25.9377 | 875.5984
-25.8835 | 884.6971
-25.8294 | 892.9931
-25.7752 | 902.308
-25.7211 | 911.9382
-25.6669 | 920.6228
-25.6128 | 929.3439
-25.5586 | 936.7599
-25.5045 | 946.4342
-25.4503 | 955.6539
-25.3962 | 965.1302
-25.342 | 976.9012
-25.2879 | 987.3857
-25.2337 | 996.4588
-25.1796 | 1005.8103
-25.1254 | 1013.4757
-25.0713 | 1023.6302
-25.0171 | 1033.4365
-24.963 | 1041.9156
-24.9088 | 1052.1801
-24.8547 | 1060.2341
-24.8005 | 1068.1119
-24.7464 | 1075.748
-24.6922 | 1082.5738
-24.6381 | 1091.3499
-24.5839 | 1100.6247
-24.5298 | 1109.0159
-24.4756 | 1120.6291
-24.4215 | 1132.3928
-24.3673 | 1141.8551
-24.3132 | 1152.467
-24.259 | 1162.4494
-24.2049 | 1173.8437
-24.1507 | 1185.1888
-24.0966 | 1194.8308
-24.0424 | 1208.3356
-23.9883 | 1221.0781
-23.9341 | 1231.0639
-23.88 | 1242.9637
-23.8258 | 1255.7241
-23.7717 | 1270.8015
-23.7175 | 1283.1891
-23.6634 | 1297.512
-23.6092 | 1310.0235
-23.5551 | 1318.2134
-23.5009 | 1326.1712
-23.4468 | 1334.6391
-23.3926 | 1345.9117
-23.3385 | 1354.9454
-23.2843 | 1362.2179
-23.2302 | 1372.8744
-23.176 | 1380.9795
-23.1219 | 1392.4319
-23.0677 | 1404.4154
-23.0136 | 1414.9224
-22.9594 | 1430.9831
-22.9053 | 1443.9711
-22.8511 | 1457.688
-22.797 | 1472.5466
-22.7428 | 1486.3561
-22.6887 | 1501.5686
-22.6345 | 1515.6058
-22.5804 | 1528.3304
-22.5262 | 1542.1288
-22.4721 | 1554.5923
-22.4179 | 1566.3638
-22.3638 | 1574.9923
-22.3096 | 1585.0116
-22.2555 | 1594.8723
-22.2013 | 1604.7888
-22.1472 | 1617.3483
-22.093 | 1630.362
-22.0389 | 1641.1101
-21.9847 | 1649.1572
-21.9306 | 1664.1576
-21.8764 | 1683.1837
-21.8223 | 1700.9085
-21.7681 | 1718.4681
-21.714 | 1735.2866
-21.6598 | 1749.4008
-21.6057 | 1767.437
-21.5515 | 1788.0502
-21.4974 | 1807.9112
-21.4432 | 1823.1985
-21.3891 | 1836.1865
-21.3349 | 1848.7013
-21.2808 | 1861.5142
-21.2266 | 1875.4587
-21.1725 | 1891.1165
-21.1183 | 1902.1949
-21.0642 | 1911.3402
-21.01 | 1923.6173
-20.9559 | 1937.7538
-20.9017 | 1954.4116
-20.8476 | 1970.7614
-20.7934 | 1988.1112
-20.7393 | 2005.5469
-20.6852 | 2019.8475
-20.631 | 2035.7463
-20.5769 | 2052.788
-20.5227 | 2067.0819
-20.4686 | 2081.0823
-20.4144 | 2094.6384
-20.3603 | 2111.9079
-20.3061 | 2127.5545
-20.252 | 2140.172
-20.1978 | 2154.3074
-20.1437 | 2170.8156
-20.0895 | 2188.4812
-20.0354 | 2208.7385
-19.9812 | 2227.5447
-19.9271 | 2244.2974
-19.8729 | 2256.6035
-19.8188 | 2269.0056
-19.7646 | 2286.7193
-19.7105 | 2304.8291
-19.6563 | 2321.2815
-19.6022 | 2338.0197
-19.548 | 2352.0859
-19.4939 | 2366.478
-19.4397 | 2384.609
-19.3856 | 2404.2691
-19.3314 | 2422.8076
-19.2773 | 2437.9073
-19.2231 | 2456.0752
-19.169 | 2471.8858
-19.1148 | 2485.4643
-19.0607 | 2506.6211
-19.0065 | 2527.0357
-18.9524 | 2544.9725
-18.8982 | 2560.2408
-18.8441 | 2581.1409
-18.7899 | 2601.7061
-18.7358 | 2618.3673
-18.6816 | 2639.5999
-18.6275 | 2663.711
-18.5733 | 2680.6724
-18.5192 | 2700.2008
-18.465 | 2718.5227
-18.4109 | 2737.5455
-18.3567 | 2753.7926
-18.3026 | 2771.004
-18.2484 | 2791.6027
-18.1943 | 2810.6021
-18.1401 | 2833.558
-18.086 | 2858.8343
-18.0318 | 2883.4031
-17.9777 | 2910.7207
-17.9235 | 2933.7135
-17.8694 | 2958.5467
-17.8152 | 2982.7482
-17.7611 | 3007.9364
-17.7069 | 3033.129
-17.6528 | 3052.2199
-17.5986 | 3068.1846
-17.5445 | 3081.0856
-17.4903 | 3093.4464
-17.4362 | 3114.5808
-17.382 | 3133.6941
-17.3279 | 3152.1153
-17.2737 | 3170.9071
-17.2196 | 3189.518
-17.1654 | 3210.869
-17.1113 | 3233.5314
-17.0571 | 3260.2263
-17.003 | 3285.3263
-16.9488 | 3307.2699
-16.8947 | 3328.5473
-16.8405 | 3350.982
-16.7864 | 3373.208
-16.7322 | 3398.9207
-16.6781 | 3420.9347
-16.6239 | 3440.2678
-16.5698 | 3460.6723
-16.5156 | 3482.8503
-16.4615 | 3502.6466
-16.4073 | 3526.2733
-16.3532 | 3552.3119
-16.299 | 3574.8828
-16.2449 | 3593.5384
-16.1907 | 3612.9418
-16.1366 | 3634.9413
-16.0824 | 3656.9876
-16.0283 | 3680.4045
-15.9741 | 3706.0659
-15.92 | 3732.6837
-15.8658 | 3756.2334
-15.8117 | 3779.1235
-15.7575 | 3801.5036
-15.7034 | 3826.3468
-15.6492 | 3851.3631
-15.5951 | 3872.5009
-15.5409 | 3891.4824
-15.4868 | 3912.6459
-15.4326 | 3928.5414
-15.3785 | 3942.2371
-15.3243 | 3958.6705
-15.2702 | 3979.6755
-15.216 | 3999.9406
-15.1619 | 4019.3004
-15.1077 | 4043.0778
-15.0536 | 4065.8027
-14.9994 | 4089.2609
-14.9453 | 4113.5584
-14.8911 | 4138.2912
-14.837 | 4160.39
-14.7828 | 4180.607
-14.7287 | 4202.1991
-14.6745 | 4226.7968
-14.6204 | 4249.9648
-14.5662 | 4275.0804
-14.5121 | 4299.5275
-14.4579 | 4324.2279
-14.4038 | 4352.8771
-14.3496 | 4382.0642
-14.2955 | 4410.5192
-14.2413 | 4437.7933
-14.1872 | 4463.8219
-14.1331 | 4490.5424
-14.0789 | 4517.1156
-14.0247 | 4540.9444
-13.9706 | 4562.6201
-13.9164 | 4588.4389
-13.8623 | 4614.742
-13.8081 | 4638.083
-13.754 | 4661.3169
-13.6998 | 4685.6914
-13.6457 | 4707.0591
-13.5915 | 4729.0362
-13.5374 | 4756.7066
-13.4832 | 4784.9116
-13.4291 | 4808.7213
-13.375 | 4831.7989
-13.3208 | 4856.3308
-13.2667 | 4878.3436
-13.2125 | 4900.3721
-13.1584 | 4926.25
-13.1042 | 4950.793
-13.0501 | 4968.8292
-12.9959 | 4994.1122
-12.9418 | 5023.3842
-12.8876 | 5045.724
-12.8335 | 5070.7291
-12.7793 | 5098.6082
-12.7252 | 5127.6346
-12.671 | 5156.7782
-12.6169 | 5186.4933
-12.5627 | 5215.5677
-12.5086 | 5237.1341
-12.4544 | 5255.5921
-12.4003 | 5285.4835
-12.3461 | 5314.5144
-12.292 | 5337.7081
-12.2378 | 5358.5412
-12.1837 | 5379.0406
-12.1295 | 5400.3838
-12.0754 | 5425.0552
-12.0212 | 5448.9085
-11.9671 | 5474.5475
-11.9129 | 5494.413
-11.8588 | 5514.601
-11.8046 | 5544.2178
-11.7505 | 5574.021
-11.6963 | 5600.467
-11.6422 | 5625.9922
-11.588 | 5647.0129
-11.5339 | 5677.8206
-11.4797 | 5707.5803
-11.4256 | 5738.1313
-11.3714 | 5770.1343
-11.3173 | 5799.3706
-11.2631 | 5826.9963
-11.209 | 5852.4813
-11.1548 | 5878.0991
-11.1007 | 5912.5141
-11.0465 | 5939.9166
-10.9924 | 5963.0366
-10.9382 | 5986.026
-10.8841 | 6003.801
-10.8299 | 6021.3204
-10.7758 | 6042.7987
-10.7216 | 6066.8216
-10.6675 | 6090.6057
-10.6133 | 6107.6552
-10.5592 | 6122.2382
-10.505 | 6142.328
-10.4509 | 6168.9492
-10.3967 | 6197.345
-10.3426 | 6221.5365
-10.2884 | 6242.5236
-10.2343 | 6263.8255
-10.1801 | 6290.6856
-10.126 | 6321.4754
-10.0718 | 6353.7531
-10.0177 | 6376.969
-9.9635 | 6393.4806
-9.9094 | 6410.8896
-9.8552 | 6432.1479
-9.8011 | 6458.2055
-9.7469 | 6481.7217
-9.6928 | 6505.0951
-9.6386 | 6524.7697
-9.5845 | 6546.6888
-9.5303 | 6575.3659
-9.4762 | 6607.5966
-9.422 | 6638.5595
-9.3679 | 6662.0355
-9.3137 | 6688.3308
-9.2596 | 6719.6441
-9.2054 | 6745.7207
-9.1513 | 6770.8207
-9.0971 | 6795.6784
-9.043 | 6820.5954
-8.9888 | 6843.1663
-8.9347 | 6867.0274
-8.8805 | 6893.0369
-8.8264 | 6912.543
-8.7722 | 6929.5714
-8.7181 | 6943.3061
-8.6639 | 6958.1837
-8.6098 | 6976.5971
-8.5556 | 7001.8801
-8.5015 | 7032.2079
-8.4473 | 7061.4698
-8.3932 | 7080.3487
-8.339 | 7104.2868
-8.2849 | 7129.5709
-8.2307 | 7153.9923
-8.1766 | 7179.4193
-8.1224 | 7203.9512
-8.0683 | 7217.0999
-8.0141 | 7228.1393
-7.96 | 7238.7657
-7.9058 | 7261.2629
-7.8517 | 7279.7143
-7.7975 | 7300.5429
-7.7434 | 7326.4498
-7.6892 | 7351.5018
-7.6351 | 7367.3761
-7.5809 | 7384.4413
-7.5268 | 7401.4361
-7.4726 | 7424.0684
-7.4185 | 7451.3325
-7.3643 | 7476.678
-7.3102 | 7500.1105
-7.256 | 7527.0353
-7.2019 | 7552.0806
-7.1477 | 7579.6672
-7.0936 | 7603.4513
-7.0394 | 7621.7185
-6.9853 | 7637.133
-6.9311 | 7652.255
-6.877 | 7664.2386
-6.8228 | 7677.3037
-6.7687 | 7694.9916
-6.7146 | 7716.6786
-6.6604 | 7739.2908
-6.6063 | 7766.1787
-6.5521 | 7794.8536
-6.498 | 7820.7125
-6.4438 | 7845.1718
-6.3897 | 7873.3031
-6.3355 | 7900.2848
-6.2814 | 7919.369
-6.2272 | 7936.173
-6.1731 | 7951.958
-6.1189 | 7971.069
-6.0648 | 7991.9166
-6.0106 | 8010.3825
-5.9565 | 8023.4688
-5.9023 | 8039.3498
-5.8482 | 8060.0032
-5.794 | 8078.5818
-5.7399 | 8088.3365
-5.6857 | 8104.6561
-5.6316 | 8118.0047
-5.5774 | 8139.4316
-5.5233 | 8162.6364
-5.4691 | 8186.1236
-5.415 | 8210.6455
-5.3608 | 8219.7919
-5.3067 | 8227.7821
-5.2525 | 8246.1162
-5.1984 | 8265.2149
-5.1442 | 8285.5826
-5.0901 | 8292.9735
-5.0359 | 8298.9044
-4.9818 | 8314.4695
-4.9276 | 8318.348
-4.8735 | 8341.0617
-4.8193 | 8360.5533
-4.7652 | 8374.9823
-4.711 | 8387.4714
-4.6569 | 8404.3904
-4.6027 | 8431.5763
-4.5486 | 8456.0502
-4.4944 | 8468.1063
-4.4403 | 8488.0599
-4.3861 | 8497.3023
-4.332 | 8509.6118
-4.2778 | 8528.9025
-4.2237 | 8546.7467
-4.1695 | 8561.5718
-4.1154 | 8577.0644
-4.0612 | 8598.4389
-4.0071 | 8624.4273
-3.9529 | 8648.6957
-3.8988 | 8671.7979
-3.8446 | 8691.6232
-3.7905 | 8714.3548
-3.7363 | 8726.537
-3.6822 | 8737.8933
-3.628 | 8747.4985
-3.5739 | 8758.4954
-3.5197 | 8774.1856
-3.4656 | 8778.2292
-3.4114 | 8780.5205
-3.3573 | 8782.13
-3.3031 | 8780.9123
-3.249 | 8793.5421
-3.1948 | 8799.9641
-3.1407 | 8787.0017
-3.0865 | 8781.1176
-3.0324 | 8767.8986
-2.9782 | 8766.1653
-2.9241 | 8766.9197
-2.8699 | 8774.8641
-2.8158 | 8786.1434
-2.7616 | 8795.4182
-2.7075 | 8822.5194
-2.6533 | 8858.3908
-2.5992 | 8887.6996
-2.545 | 8920.513
-2.4909 | 8951.2213
-2.4367 | 8988.8596
-2.3826 | 9022.6584
-2.3284 | 9048.1848
-2.2743 | 9071.6162
-2.2201 | 9080.1242
-2.166 | 9091.581
-2.1118 | 9099.1035
-2.0577 | 9106.424
-2.0035 | 9121.7804
-1.9494 | 9123.2324
-1.8952 | 9123.7927
-1.8411 | 9128.9469
-1.7869 | 9135.3812
-1.7328 | 9141.2764
-1.6786 | 9148.1962
-1.6245 | 9146.7196
-1.5703 | 9159.1363
-1.5162 | 9169.0595
-1.462 | 9175.5407
-1.4079 | 9171.8386
-1.3537 | 9160.7959
-1.2996 | 9139.9773
-1.2454 | 9132.0954
-1.1913 | 9117.7111
-1.1371 | 9111.8717
-1.083 | 9100.166
-1.0288 | 9090.543
-0.97469 | 9084.4256
-0.92054 | 9081.2872
-0.86639 | 9090.3053
-0.81224 | 9112.4944
-0.75809 | 9128.4
-0.70394 | 9154.0111
-0.6498 | 9179.9169
-0.59565 | 9200.9163
-0.5415 | 9221.514
-0.48735 | 9260.9581
-0.4332 | 9302.4792
-0.37905 | 9330.1083
-0.3249 | 9359.2374
-0.27075 | 9392.8175
-0.2166 | 9402.638
-0.16245 | 9396.3622
-0.1083 | 9387.564
-0.05415 | 9377.2479
5.3291e-13 | 9355.1502
0.05415 | 9330.8304
0.1083 | 9289.3952
0.16245 | 9237.5568
0.2166 | 9178.4001
0.27075 | 9147.3759
0.3249 | 9132.169
0.37905 | 9116.2702
0.4332 | 9102.5567
0.48735 | 9084.8866
0.5415 | 9076.3529
0.59565 | 9100.1258
0.6498 | 9124.7314
0.70394 | 9142.2072
0.75809 | 9152.5814
0.81224 | 9166.6443
0.86639 | 9180.1413
0.92054 | 9184.5443
0.97469 | 9189.6984
1.0288 | 9190.3871
1.083 | 9178.0698
1.1371 | 9165.844
1.1913 | 9155.9029
1.2454 | 9152.0457
1.2996 | 9139.3835
1.3537 | 9131.4503
1.4079 | 9130.4134
1.462 | 9135.12
1.5162 | 9148.2074
1.5703 | 9162.1006
1.6245 | 9180.9951
1.6786 | 9198.1227
1.7328 | 9202.3383
1.7869 | 9205.6218
1.8411 | 9200.6518
1.8952 | 9190.9217
1.9494 | 9182.8724
2.0035 | 9166.7681
2.0577 | 9150.7153
2.1118 | 9133.0229
2.166 | 9115.3025
2.2201 | 9094.1915
2.2743 | 9073.9588
2.3284 | 9052.0297
2.3826 | 9034.6275
2.4367 | 9011.2653
2.4909 | 8993.0896
2.545 | 8977.4731
2.5992 | 8955.1701
2.6533 | 8930.6304
2.7075 | 8917.0263
2.7616 | 8918.427
2.8158 | 8926.7888
2.8699 | 8927.6538
2.9241 | 8925.7843
2.9782 | 8919.5408
3.0324 | 8903.4668
3.0865 | 8893.2388
3.1407 | 8891.7466
3.1948 | 8888.4876
3.249 | 8877.4092
3.3031 | 8865.6522
3.3573 | 8849.8527
3.4114 | 8833.917
3.4656 | 8819.4077
3.5197 | 8819.8552
3.5739 | 8817.325
3.628 | 8809.8405
3.6822 | 8802.2253
3.7363 | 8787.1669
3.7905 | 8769.9287
3.8446 | 8753.0589
3.8988 | 8738.9458
3.9529 | 8721.3527
4.0071 | 8693.0272
4.0612 | 8665.8814
4.1154 | 8643.7391
4.1695 | 8626.8693
4.2237 | 8606.4346
4.2778 | 8586.5803
4.332 | 8574.82
4.3861 | 8561.1165
4.4403 | 8549.7524
4.4944 | 8548.9387
4.5486 | 8541.6774
4.6027 | 8521.5072
4.6569 | 8486.6603
4.711 | 8456.0535
4.7652 | 8425.1643
4.8193 | 8391.7137
4.8735 | 8359.1571
4.9276 | 8334.9109
4.9818 | 8304.5318
5.0359 | 8280.847
5.0901 | 8261.3253
5.1442 | 8246.1386
5.1984 | 8235.4742
5.2525 | 8226.6247
5.3067 | 8217.1255
5.3608 | 8212.1634
5.415 | 8199.2188
5.4691 | 8187.3335
5.5233 | 8176.0899
5.5774 | 8169.8989
5.6316 | 8173.9124
5.6857 | 8174.572
5.7399 | 8173.2706
5.794 | 8177.7473
5.8482 | 8177.3812
5.9023 | 8175.7573
5.9565 | 8174.6244
6.0106 | 8174.7818
6.0648 | 8166.0015
6.1189 | 8158.893
6.1731 | 8148.9486
6.2272 | 8139.9193
6.2814 | 8127.8945
6.3355 | 8112.9778
6.3897 | 8096.541
6.4438 | 8083.2125
6.498 | 8060.8972
6.5521 | 8043.3789
6.6063 | 8018.7432
6.6604 | 8001.6022
6.7146 | 7985.5459
6.7687 | 7968.8067
6.8228 | 7959.7674
6.877 | 7946.9255
6.9311 | 7925.4361
6.9853 | 7907.5172
7.0394 | 7890.5033
7.0936 | 7874.8355
7.1477 | 7862.833
7.2019 | 7846.7589
7.256 | 7825.4447
7.3102 | 7793.0031
7.3643 | 7764.6218
7.4185 | 7733.9893
7.4726 | 7701.9349
7.5268 | 7673.2087
7.5809 | 7644.1455
7.6351 | 7613.6491
7.6892 | 7586.5112
7.7434 | 7567.1
7.7975 | 7553.9757
7.8517 | 7540.4564
7.9058 | 7529.8992
7.96 | 7521.6691
8.0141 | 7505.3528
8.0683 | 7489.9998
8.1224 | 7462.6297
8.1766 | 7434.5564
8.2307 | 7406.3849
8.2849 | 7380.6309
8.339 | 7358.7386
8.3932 | 7339.7604
8.4473 | 7317.9965
8.5015 | 7303.3912
8.5556 | 7285.2858
8.6098 | 7275.7655
8.6639 | 7263.8221
8.7181 | 7246.0906
8.7722 | 7226.9651
8.8264 | 7204.2849
8.8805 | 7181.0901
8.9347 | 7165.1957
8.9888 | 7149.9007
9.043 | 7129.7394
9.0971 | 7106.1529
9.1513 | 7087.2729
9.2054 | 7071.0516
9.2596 | 7052.1247
9.3137 | 7037.0362
9.3679 | 7013.9039
9.422 | 6990.0685
9.4762 | 6969.6025
9.5303 | 6952.6624
9.5845 | 6932.1161
9.6386 | 6906.938
9.6928 | 6881.992
9.7469 | 6854.527
9.8011 | 6822.7182
9.8552 | 6796.4776
9.9094 | 6765.9556
9.9635 | 6734.3956
10.0177 | 6706.5902
10.0718 | 6678.1364
10.126 | 6648.8008
10.1801 | 6618.7118
10.2343 | 6599.7739
10.2884 | 6570.2084
10.3426 | 6543.73
10.3967 | 6521.2763
10.4509 | 6494.4866
10.505 | 6469.0015
10.5592 | 6454.9789
10.6133 | 6443.0578
10.6675 | 6427.3498
10.7216 | 6403.8068
10.7758 | 6394.8557
10.8299 | 6381.1444
10.8841 | 6363.856
10.9382 | 6348.7127
10.9924 | 6325.163
11.0465 | 6300.3164
11.1007 | 6273.8704
11.1548 | 6245.3318
11.209 | 6214.831
11.2631 | 6182.7911
11.3173 | 6157.4791
11.3714 | 6132.6748
11.4256 | 6099.5981
11.4797 | 6068.9221
11.5339 | 6033.0004
11.588 | 6001.9762
11.6422 | 5974.5514
11.6963 | 5954.4259
11.7505 | 5935.2379
11.8046 | 5908.0486
11.8588 | 5880.3458
11.9129 | 5863.0061
11.9671 | 5842.1663
12.0212 | 5826.311
12.0754 | 5806.9623
12.1295 | 5786.3859
12.1837 | 5759.643
12.2378 | 5733.1568
12.292 | 5712.5994
12.3461 | 5691.3109
12.4003 | 5663.3113
12.4544 | 5640.5462
12.5086 | 5607.6302
12.5627 | 5579.1127
12.6169 | 5552.6388
12.671 | 5527.637
12.7252 | 5503.7179
12.7793 | 5482.8948
12.8335 | 5467.2482
12.8876 | 5451.6652
12.9418 | 5426.9938
12.9959 | 5406.3226
13.0501 | 5386.8232
13.1042 | 5368.1318
13.1584 | 5347.6425
13.2125 | 5323.345
13.2667 | 5294.9012
13.3208 | 5262.1872
13.375 | 5230.664
13.4291 | 5208.7907
13.4832 | 5190.721
13.5374 | 5164.169
13.5915 | 5132.1582
13.6457 | 5100.7533
13.6998 | 5073.4279
13.754 | 5042.7005
13.8081 | 5012.5669
13.8623 | 4987.4402
13.9164 | 4960.8625
13.9706 | 4927.6909
14.0247 | 4899.1444
14.0789 | 4877.4418
14.1331 | 4858.4123
14.1872 | 4831.8391
14.2413 | 4805.0482
14.2955 | 4783.6437
14.3496 | 4761.5784
14.4038 | 4734.081
14.4579 | 4708.0792
14.5121 | 4685.4492
14.5662 | 4664.9609
14.6204 | 4642.2249
14.6745 | 4618.0814
14.7287 | 4602.9783
14.7828 | 4581.0012
14.837 | 4549.5116
14.8911 | 4522.4205
14.9453 | 4501.1219
14.9994 | 4480.31
15.0536 | 4456.3284
15.1077 | 4429.9672
15.1619 | 4410.9924
15.216 | 4387.7875
15.2702 | 4364.2925
15.3243 | 4344.3244
15.3785 | 4324.7268
15.4326 | 4305.7709
15.4868 | 4279.4823
15.5409 | 4251.2662
15.5951 | 4224.6517
15.6492 | 4200.1856
15.7034 | 4174.4696
15.7575 | 4149.989
15.8117 | 4131.3223
15.8658 | 4111.3586
15.92 | 4088.0689
15.9741 | 4064.3027
16.0283 | 4048.3157
16.0824 | 4027.9268
16.1366 | 4005.4697
16.1907 | 3981.2236
16.2449 | 3957.5053
16.299 | 3932.229
16.3532 | 3908.7708
16.4073 | 3884.1251
16.4615 | 3861.6647
16.5156 | 3833.4519
16.5698 | 3814.0742
16.6239 | 3791.8069
16.6781 | 3775.802
16.7322 | 3755.585
16.7864 | 3734.2641
16.8405 | 3717.757
16.8947 | 3697.5389
16.9488 | 3675.122
17.003 | 3651.4194
17.0571 | 3626.3183
17.1113 | 3601.369
17.1654 | 3568.4753
17.2196 | 3541.5851
17.2737 | 3517.7686
17.3279 | 3488.4822
17.382 | 3463.1902
17.4362 | 3443.5748
17.4903 | 3423.226
17.5445 | 3398.9799
17.5986 | 3376.438
17.6528 | 3357.0313
17.7069 | 3335.2115
17.7611 | 3310.5914
17.8152 | 3286.1913
17.8694 | 3261.04
17.9235 | 3234.8395
17.9777 | 3212.2909
18.0318 | 3192.0449
18.086 | 3172.1716
18.1401 | 3153.7839
18.1943 | 3137.4631
18.2484 | 3119.8198
18.3026 | 3103.2893
18.3567 | 3086.8625
18.4109 | 3069.3475
18.465 | 3050.5524
18.5192 | 3028.9124
18.5733 | 3009.3951
18.6275 | 2989.86
18.6816 | 2968.8952
18.7358 | 2948.8422
18.7899 | 2929.9042
18.8441 | 2910.4752
18.8982 | 2890.0093
18.9524 | 2868.377
19.0065 | 2850.3252
19.0607 | 2833.8482
19.1148 | 2817.2965
19.169 | 2799.5605
19.2231 | 2783.3067
19.2773 | 2766.7293
19.3314 | 2750.8785
19.3856 | 2733.993
19.4397 | 2718.0394
19.4939 | 2700.0178
19.548 | 2679.034
19.6022 | 2659.8795
19.6563 | 2644.417
19.7105 | 2623.8004
19.7646 | 2600.7496
19.8188 | 2580.6966
19.8729 | 2557.2139
19.9271 | 2535.4633
19.9812 | 2516.3457
20.0354 | 2498.1968
20.0895 | 2476.7989
20.1437 | 2452.0393
20.1978 | 2433.0388
20.252 | 2418.0161
20.3061 | 2399.8036
20.3603 | 2385.0131
20.4144 | 2368.545
20.4686 | 2351.664
20.5227 | 2334.4236
20.5769 | 2318.3451
20.631 | 2303.4351
20.6852 | 2286.7226
20.7393 | 2268.269
20.7934 | 2253.2351
20.8476 | 2240.4335
20.9017 | 2225.9242
20.9559 | 2209.9706
21.01 | 2192.9055
21.0642 | 2175.1081
21.1183 | 2157.3253
21.1725 | 2139.4097
21.2266 | 2123.6202
21.2808 | 2104.613
21.3349 | 2086.0567
21.3891 | 2071.4626
21.4432 | 2057.2614
21.4974 | 2040.6616
21.5515 | 2025.5329
21.6057 | 2013.6442
21.6598 | 2003.5011
21.714 | 1989.4427
21.7681 | 1974.9657
21.8223 | 1960.4408
21.8764 | 1943.85
21.9306 | 1927.2067
21.9847 | 1913.5144
22.0389 | 1896.1713
22.093 | 1877.105
22.1472 | 1858.0677
22.2013 | 1842.661
22.2555 | 1826.1159
22.3096 | 1809.822
22.3638 | 1797.3719
22.4179 | 1783.6216
22.4721 | 1771.2273
22.5262 | 1761.7918
22.5804 | 1747.7802
22.6345 | 1734.0444
22.6887 | 1719.1645
22.7428 | 1709.9299
22.797 | 1697.5245
22.8511 | 1680.9292
22.9053 | 1667.6041
22.9594 | 1653.4207
23.0136 | 1638.86
23.0677 | 1626.0952
23.1219 | 1613.9241
23.176 | 1601.0242
23.2302 | 1585.554
23.2843 | 1571.4297
23.3385 | 1558.2252
23.3926 | 1544.7237
23.4468 | 1529.4119
23.5009 | 1516.0745
23.5551 | 1507.1591
23.6092 | 1493.651
23.6634 | 1481.6161
23.7175 | 1468.9137
23.7717 | 1457.4357
23.8258 | 1443.8751
23.88 | 1428.2732
23.9341 | 1415.7037
23.9883 | 1404.7826
24.0424 | 1393.3738
24.0966 | 1382.2296
24.1507 | 1369.6556
24.2049 | 1358.5928
24.259 | 1347.9765
24.3132 | 1338.5845
24.3673 | 1330.8276
24.4215 | 1322.2414
24.4756 | 1312.1898
24.5298 | 1300.3636
24.5839 | 1289.6301
24.6381 | 1280.4245
24.6922 | 1270.9087
24.7464 | 1260.5669
24.8005 | 1252.6303
24.8547 | 1245.225
24.9088 | 1235.7046
24.963 | 1226.0269
25.0171 | 1216.5869
25.0713 | 1208.4751
25.1254 | 1197.8287
25.1796 | 1187.0036
25.2337 | 1175.991
25.2879 | 1162.9081
25.342 | 1151.8107
25.3962 | 1141.4556
25.4503 | 1130.9743
25.5045 | 1119.9617
25.5586 | 1108.0554
25.6128 | 1098.0989
25.6669 | 1090.5288
25.7211 | 1082.1962
25.7752 | 1073.9737
25.8294 | 1064.1382
25.8835 | 1054.6912
25.9377 | 1044.6504
25.9918 | 1034.6718
26.046 | 1026.7902
26.1001 | 1020.2467
26.1543 | 1010.7374
26.2084 | 1002.1298
26.2626 | 992.0964
26.3167 | 982.5431
26.3709 | 973.734
26.425 | 965.6031
26.4792 | 957.5235
26.5333 | 948.9087
26.5875 | 939.436
26.6416 | 931.635
26.6958 | 924.0393
26.7499 | 918.9952
26.8041 | 911.8283
26.8582 | 904.0053
26.9123 | 894.9652
26.9665 | 887.5382
27.0206 | 880.9361
27.0748 | 874.3851
27.1289 | 863.1016
27.1831 | 853.4896
27.2372 | 845.4099
27.2914 | 839.6252
27.3455 | 833.6498
27.3997 | 827.0805
27.4538 | 818.6931
27.508 | 810.947
27.5621 | 804.4767
27.6163 | 802.0757
27.6704 | 797.1743
27.7246 | 790.1212
27.7787 | 781.752
27.8329 | 773.0565
27.887 | 765.1676
27.9412 | 758.4956
27.9953 | 750.6654
28.0495 | 740.7199
28.1036 | 731.7531
28.1578 | 725.9867
28.2119 | 720.1469
28.2661 | 715.121
28.3202 | 709.8165
28.3744 | 704.4204
28.4285 | 698.6025
28.4827 | 692.5355
28.5368 | 687.0734
28.591 | 681.5306
28.6451 | 675.1299
28.6993 | 668.8724
28.7534 | 661.7019
28.8076 | 655.5065
28.8617 | 651.8443
28.9159 | 646.9467
28.97 | 642.3056
29.0242 | 638.6398
29.0783 | 633.2693
29.1325 | 626.9126
29.1866 | 620.7173
29.2408 | 615.1159
29.2949 | 611.5967
29.3491 | 605.6249
29.4032 | 600.1591
29.4574 | 595.0049
29.5115 | 589.0368
29.5657 | 584.3592
29.6198 | 579.8501
29.674 | 577.6946
29.7281 | 575.5904
29.7823 | 509.2857
29.8364 | 443.8828
29.8906 | 379.7043
29.9447 | 315.72
29.9989 | 252.502
30.053 | 189.8008
30.1072 | 127.5249
30.1613 | 63.548
30.2155 | 0
30.2696 | 0
30.3238 | 0
30.3779 | 0
30.4321 | 0
30.4862 | 0
30.5404 | 0
30.5945 | 0
30.6487 | 0
30.7028 | 0
30.757 | 0
30.8111 | 0
30.8653 | 0
30.9194 | 0
30.9736 | 0
31.0277 | 0
31.0819 | 0
31.136 | 0
31.1902 | 0
31.2443 | 0
31.2985 | 0
31.3526 | 0
31.4068 | 0
31.4609 | 0
31.5151 | 0
31.5692 | 0
31.6234 | 0
31.6775 | 0
31.7317 | 0
31.7858 | 0
31.84 | 0
31.8941 | 0
31.9483 | 0
32.0024 | 0
32.0566 | 0
32.1107 | 0
32.1649 | 0
32.219 | 0
32.2732 | 0
32.3273 | 0
32.3815 | 0
32.4356 | 0
32.4898 | 0
32.5439 | 0
32.5981 | 0
32.6522 | 0
32.7064 | 0
32.7605 | 0
32.8147 | 0
32.8688 | 0
32.923 | 0
32.9771 | 0
33.0313 | 0
33.0854 | 0
33.1396 | 0
33.1937 | 0
33.2479 | 0
33.302 | 0
33.3562 | 0
33.4103 | 0
33.4644 | 0
33.5186 | 0
33.5727 | 0
33.6269 | 0
33.681 | 0
33.7352 | 0
33.7893 | 0
33.8435 | 0
33.8976 | 0
33.9518 | 0
34.0059 | 0
34.0601 | 0
34.1142 | 0
34.1684 | 0
34.2225 | 0
34.2767 | 0
34.3308 | 0
34.385 | 0
34.4391 | 0
34.4933 | 0
34.5474 | 0
34.6016 | 0
34.6557 | 0
34.7099 | 0
34.764 | 0
34.8182 | 0
34.8723 | 0
34.9265 | 0
34.9806 | 0
35.0348 | 0
35.0889 | 0
35.1431 | 0
35.1972 | 0
35.2514 | 0
35.3055 | 0
35.3597 | 0
35.4138 | 0
35.468 | 0
35.5221 | 0
35.5763 | 0
35.6304 | 0
35.6846 | 0
35.7387 | 0
35.7929 | 0
35.847 | 0
35.9012 | 0
35.9553 | 0
36.0095 | 0
36.0636 | 0
36.1178 | 0
36.1719 | 0
36.2261 | 0
36.2802 | 0
36.3344 | 0
36.3885 | 0
36.4427 | 0
36.4968 | 0
36.551 | 0
36.6051 | 0
36.6593 | 0
36.7134 | 0
36.7676 | 0
36.8217 | 0
36.8759 | 0
36.93 | 0
36.9842 | 0
37.0383 | 0
37.0925 | 0
37.1466 | 0
37.2008 | 0
37.2549 | 0
37.3091 | 0
37.3632 | 0
37.4174 | 0
37.4715 | 0
37.5257 | 0
37.5798 | 0
37.634 | 0
37.6881 | 0
0
0

## ML
Color Source Strip Standard | 2016-06-20
| Beam Angle | Field Angle
Horizontal | 28.4 | 46.1
[5 empty] | Lens Efficiency | Power Consump (Watts) | Efficacy (lm/W)
Mode | Accessory Lens | Candela | Field Lumens | Beam Lumens
RGB - full | ML | 18937.9848 | 2399.13 | 1307.58 | 96.7% | 93.2 | 25.7417
Max output | ML | 19964.4236 | 2529.1628 | 1378.4508 | 96.7% | 104 | 24.3189
3200K | ML | 17950.7477 | 2274.0634 | 1239.4159 | 96.7% | 78.9 | 28.8221
5600K | ML | 18768.1111 | 2377.6098 | 1295.851 | 96.7% | 93.9 | 25.3207
Red | ML | 4344.9419 | 550.4324 | 299.9981 | 96.7% | 27.8 | 19.7997
Green | ML | 5611.3249 | 710.8622 | 387.436 | 96.7% | 30.4 | 23.3836
Blue | ML | 1754.2255 | 222.2314 | 121.1211 | 96.7% | 32.9 | 6.7548
| For Field diameter at any distance, multiply distance by |  |  |  | 0.85101
| For Beam diameter at any distance, multiply distance by |  |  |  | 0.50608
Dist for 1.0 fc
| Throw Distance (ft) | 10 | 15 | 20 | 25 | 137.6154
| Throw Distance (m) | 3.048 | 4.572 | 6.096 | 7.62 | 41.9452
| Field Diameter (ft) | 8.5101 | 12.7652 | 17.0202 | 21.2753
| Field Diameter (m) | 2.5939 | 3.8908 | 5.1878 | 6.4847
| Illuminance (fc) | 189.3798 | 84.1688 | 47.345 | 30.3008
| Illuminance (lux) | 2038.4657 | 905.9848 | 509.6164 | 326.1545
| Beam Angle | Field Angle
Vertical | 14.5 | 28.5
| For Field height at any distance, multiply distance by |  |  |  | 0.50794
| For Beam height at any distance, multiply distance by |  |  |  | 0.25443
Test Distance | Iso-Illuminance Diagram grid lines
95.5 | 12.5 | 25 | 37.5 | 50
| 0.13089 | 0.26178 | 0.39267 | 0.52356
Measurement: 40H Full ON RGB - Intensity
Degrees | (Cd)
-31.6251 | 0
-31.5752 | 0
-31.5253 | 0
-31.4753 | 0
-31.4254 | 0
-31.3755 | 0
-31.3256 | 0
-31.2757 | 0
-31.2258 | 0
-31.1759 | 0
-31.126 | 0
-31.0761 | 0
-31.0262 | 0
-30.9762 | 0
-30.9263 | 0
-30.8764 | 0
-30.8265 | 0
-30.7766 | 0
-30.7267 | 0
-30.6768 | 0
-30.6269 | 0
-30.577 | 0
-30.527 | 0
-30.4771 | 0
-30.4272 | 0
-30.3773 | 0
-30.3274 | 0
-30.2775 | 0
-30.2276 | 0
-30.1777 | 0
-30.1278 | 0
-30.0779 | 0
-30.0279 | 0
-29.978 | 0
-29.9281 | 0
-29.8782 | 0
-29.8283 | 0
-29.7784 | 0
-29.7285 | 0
-29.6786 | 0
-29.6287 | 0
-29.5787 | 0
-29.5288 | 0
-29.4789 | 0
-29.429 | 0
-29.3791 | 0
-29.3292 | 0
-29.2793 | 0
-29.2294 | 0
-29.1795 | 0
-29.1296 | 0
-29.0797 | 0
-29.0297 | 0
-28.9798 | 0
-28.9299 | 0
-28.88 | 0
-28.8301 | 7.3492
-28.7802 | 52.6676
-28.7303 | 98.7916
-28.6804 | 145.6565
-28.6304 | 192.1782
-28.5805 | 236.4077
-28.5306 | 283.6256
-28.4807 | 329.5158
-28.4308 | 378.3001
-28.3809 | 436.5546
-28.331 | 516.4332
-28.2811 | 521.2416
-28.2312 | 527.6907
-28.1813 | 531.2411
-28.1314 | 535.8455
-28.0814 | 543.4732
-28.0315 | 549.8577
-27.9816 | 560.6428
-27.9317 | 566.6147
-27.8818 | 575.7933
-27.8319 | 582.3424
-27.782 | 589.5076
-27.7321 | 593.6746
-27.6822 | 600.9839
-27.6322 | 609.253
-27.5823 | 614.5884
-27.5324 | 617.6514
-27.4825 | 620.0332
-27.4326 | 624.8912
-27.3827 | 636.88
-27.3328 | 648.9626
-27.2829 | 652.3587
-27.233 | 658.2311
-27.1831 | 666.9776
-27.1331 | 672.6859
-27.0832 | 679.3389
-27.0333 | 687.8964
-26.9834 | 698.6269
-26.9335 | 708.6165
-26.8836 | 721.2355
-26.8337 | 731.1513
-26.7838 | 740.3454
-26.7339 | 748.5896
-26.6839 | 750.479
-26.634 | 760.8962
-26.5841 | 771.378
-26.5342 | 778.6277
-26.4843 | 781.8301
-26.4344 | 789.9002
-26.3845 | 800.6502
-26.3346 | 814.822
-26.2847 | 823.454
-26.2347 | 832.5982
-26.1848 | 845.7004
-26.1349 | 851.0757
-26.085 | 861.3536
-26.0351 | 872.2481
-25.9852 | 883.4658
-25.9353 | 889.5919
-25.8854 | 903.7255
-25.8355 | 913.8621
-25.7856 | 922.9616
-25.7356 | 930.9821
-25.6857 | 943.6219
-25.6358 | 954.7451
-25.5859 | 966.0972
-25.536 | 977.2652
-25.4861 | 989.8056
-25.4362 | 1002.704
-25.3863 | 1024.6683
-25.3364 | 1043.9599
-25.2864 | 1057.8776
-25.2365 | 1071.1043
-25.1866 | 1079.1595
-25.1367 | 1091.2971
-25.0868 | 1100.9785
-25.0369 | 1114.3094
-24.987 | 1125.2788
-24.9371 | 1134.6663
-24.8872 | 1153.0273
-24.8373 | 1171.6907
-24.7873 | 1185.2011
-24.7374 | 1197.592
-24.6875 | 1207.8099
-24.6376 | 1222.4342
-24.5877 | 1238.3107
-24.5378 | 1251.9651
-24.4879 | 1264.1283
-24.438 | 1281.5808
-24.3881 | 1304.4084
-24.3381 | 1328.9079
-24.2882 | 1345.098
-24.2383 | 1365.8575
-24.1884 | 1387.4429
-24.1385 | 1399.2378
-24.0886 | 1411.6533
-24.0387 | 1429.0578
-23.9888 | 1447.6587
-23.9389 | 1462.9883
-23.889 | 1486.374
-23.8391 | 1508.1781
-23.7891 | 1526.596
-23.7392 | 1542.9993
-23.6893 | 1558.1202
-23.6394 | 1577.623
-23.5895 | 1600.1325
-23.5396 | 1614.9398
-23.4897 | 1631.4145
-23.4398 | 1653.2622
-23.3898 | 1681.4303
-23.3399 | 1717.804
-23.29 | 1733.6515
-23.2401 | 1740.9207
-23.1902 | 1765.1412
-23.1403 | 1787.6317
-23.0904 | 1806.5518
-23.0405 | 1830.2009
-22.9906 | 1855.8377
-22.9407 | 1873.1618
-22.8908 | 1905.1983
-22.8408 | 1939.1657
-22.7909 | 1963.7791
-22.741 | 1995.05
-22.6911 | 2016.113
-22.6412 | 2039.5288
-22.5913 | 2057.6085
-22.5414 | 2084.8614
-22.4915 | 2105.1443
-22.4416 | 2127.848
-22.3916 | 2175.1472
-22.3417 | 2210.9919
-22.2918 | 2234.9088
-22.2419 | 2263.222
-22.192 | 2285.438
-22.1421 | 2310.2109
-22.0922 | 2342.6906
-22.0423 | 2364.6933
-21.9924 | 2389.9585
-21.9425 | 2419.6579
-21.8925 | 2455.9859
-21.8426 | 2487.8751
-21.7927 | 2516.8591
-21.7428 | 2545.4748
-21.6929 | 2574.365
-21.643 | 2604.7408
-21.5931 | 2633.0786
-21.5432 | 2660.4565
-21.4933 | 2696.8402
-21.4433 | 2727.3053
-21.3934 | 2768.111
-21.3435 | 2813.5475
-21.2936 | 2843.1676
-21.2437 | 2871.3704
-21.1938 | 2900.6736
-21.1439 | 2928.027
-21.094 | 2959.4865
-21.0441 | 2995.3334
-20.9942 | 3020.6778
-20.9442 | 3049.0591
-20.8943 | 3090.8057
-20.8444 | 3141.4666
-20.7945 | 3172.5444
-20.7446 | 3203.3186
-20.6947 | 3241.1388
-20.6448 | 3273.6229
-20.5949 | 3301.4539
-20.545 | 3331.2627
-20.495 | 3365.5929
-20.4451 | 3401.3092
-20.3952 | 3460.4033
-20.3453 | 3515.6146
-20.2954 | 3555.2305
-20.2455 | 3590.718
-20.1956 | 3621.4175
-20.1457 | 3662.1462
-20.0958 | 3700.5635
-20.0459 | 3734.7385
-19.9959 | 3773.4292
-19.946 | 3811.5172
-19.8961 | 3866.3188
-19.8462 | 3918.7811
-19.7963 | 3951.4706
-19.7464 | 3990.7718
-19.6965 | 4033.5151
-19.6466 | 4073.1645
-19.5967 | 4113.1176
-19.5467 | 4152.2257
-19.4968 | 4190.1162
-19.4469 | 4233.2914
-19.397 | 4299.4594
-19.3471 | 4359.5792
-19.2972 | 4404.1228
-19.2473 | 4445.9553
-19.1974 | 4478.589
-19.1475 | 4508.6422
-19.0976 | 4543.3295
-19.0477 | 4578.8226
-18.9977 | 4617.0702
-18.9478 | 4655.5076
-18.8979 | 4716.0035
-18.848 | 4774.7651
-18.7981 | 4817.8309
-18.7482 | 4858.3364
-18.6983 | 4902.9637
-18.6484 | 4951.0464
-18.5984 | 4996.8868
-18.5485 | 5046.8792
-18.4986 | 5096.1606
-18.4487 | 5142.3102
-18.3988 | 5210.8879
-18.3489 | 5273.914
-18.299 | 5312.2465
-18.2491 | 5358.8727
-18.1992 | 5407.3683
-18.1493 | 5455.0336
-18.0994 | 5503.3261
-18.0494 | 5544.3674
-17.9995 | 5580.6373
-17.9496 | 5619.0289
-17.8997 | 5679.1342
-17.8498 | 5745.1839
-17.7999 | 5789.3926
-17.75 | 5824.3589
-17.7001 | 5863.0831
-17.6502 | 5909.2327
-17.6002 | 5957.7083
-17.5503 | 6002.2061
-17.5004 | 6045.292
-17.4505 | 6087.061
-17.4006 | 6158.6476
-17.3507 | 6228.7342
-17.3008 | 6273.7041
-17.2509 | 6323.115
-17.201 | 6374.6397
-17.1511 | 6416.3384
-17.1011 | 6457.9321
-17.0512 | 6502.6542
-17.0013 | 6548.6632
-16.9514 | 6594.2402
-16.9015 | 6673.6552
-16.8516 | 6739.3355
-16.8017 | 6784.8623
-16.7518 | 6832.0555
-16.7019 | 6877.3089
-16.6519 | 6924.3324
-16.602 | 6968.3235
-16.5521 | 7016.924
-16.5022 | 7070.7647
-16.4523 | 7123.746
-16.4024 | 7200.0571
-16.3525 | 7270.5355
-16.3026 | 7321.6127
-16.2527 | 7375.7625
-16.2028 | 7428.7181
-16.1528 | 7480.1078
-16.1029 | 7527.9717
-16.053 | 7571.6648
-16.0031 | 7616.2418
-15.9532 | 7668.8157
-15.9033 | 7736.3152
-15.8534 | 7796.6951
-15.8035 | 7846.2098
-15.7536 | 7888.8437
-15.7036 | 7929.6818
-15.6537 | 7974.145
-15.6038 | 8027.4142
-15.5539 | 8085.5865
-15.504 | 8140.6213
-15.4541 | 8190.6237
-15.4042 | 8266.3277
-15.3543 | 8348.1445
-15.3044 | 8402.2039
-15.2545 | 8462.2412
-15.2045 | 8522.6959
-15.1546 | 8581.2554
-15.1047 | 8635.7981
-15.0548 | 8695.3364
-15.0049 | 8753.5835
-14.955 | 8806.9576
-14.9051 | 8890.3269
-14.8552 | 8974.751
-14.8053 | 9020.8001
-14.7553 | 9068.7634
-14.7054 | 9121.5259
-14.6555 | 9171.3442
-14.6056 | 9221.5954
-14.5557 | 9272.2396
-14.5058 | 9325.7566
-14.4559 | 9371.3448
-14.406 | 9436.0507
-14.3561 | 9504.5145
-14.3062 | 9557.8942
-14.2562 | 9612.5999
-14.2063 | 9657.9984
-14.1564 | 9706.2496
-14.1065 | 9754.8658
-14.0566 | 9798.1649
-14.0067 | 9839.7988
-13.9568 | 9895.3348
-13.9069 | 9975.7308
-13.857 | 10058.0733
-13.8071 | 10107.6717
-13.7571 | 10160.7568
-13.7072 | 10214.0762
-13.6573 | 10269.2495
-13.6074 | 10313.6781
-13.5575 | 10358.8924
-13.5076 | 10405.7519
-13.4577 | 10451.7419
-13.4078 | 10524.9335
-13.3578 | 10603.7781
-13.3079 | 10645.7558
-13.258 | 10678.8459
-13.2081 | 10717.3815
-13.1582 | 10754.1135
-13.1083 | 10795.4795
-13.0584 | 10832.4548
-13.0085 | 10869.7213
-12.9586 | 10894.136
-12.9087 | 10937.6851
-12.8588 | 10981.982
-12.8088 | 11017.7151
-12.7589 | 11058.2407
-12.709 | 11093.6534
-12.6591 | 11129.1119
-12.6092 | 11165.7657
-12.5593 | 11212.8317
-12.5094 | 11262.9669
-12.4595 | 11325.6471
-12.4095 | 11420.0691
-12.3596 | 11500.127
-12.3097 | 11563.7558
-12.2598 | 11621.7484
-12.2099 | 11678.9262
-12.16 | 11743.8051
-12.1101 | 11822.6241
-12.0602 | 11895.4273
-12.0103 | 11950.4175
-11.9604 | 12001.8809
-11.9105 | 12091.314
-11.8605 | 12166.6507
-11.8106 | 12206.6183
-11.7607 | 12250.481
-11.7108 | 12300.047
-11.6609 | 12341.4208
-11.611 | 12375.194
-11.5611 | 12410.6302
-11.5112 | 12457.9863
-11.4613 | 12499.6838
-11.4114 | 12554.9085
-11.3614 | 12607.4544
-11.3115 | 12654.3864
-11.2616 | 12702.3453
-11.2117 | 12752.2573
-11.1618 | 12793.5753
-11.1119 | 12833.2191
-11.062 | 12871.3005
-11.0121 | 12907.1273
-10.9621 | 12952.8204
-10.9122 | 13012.4648
-10.8623 | 13089.0962
-10.8124 | 13136.3742
-10.7625 | 13174.0426
-10.7126 | 13211.7779
-10.6627 | 13258.2523
-10.6128 | 13303.8116
-10.5629 | 13344.5046
-10.513 | 13388.8807
-10.4631 | 13434.5069
-10.4131 | 13496.9303
-10.3632 | 13555.4698
-10.3133 | 13594.5668
-10.2634 | 13630.9516
-10.2135 | 13673.263
-10.1636 | 13713.0073
-10.1137 | 13754.1021
-10.0638 | 13799.7729
-10.0138 | 13845.6669
-9.9639 | 13884.8644
-9.914 | 13939.9551
-9.8641 | 14007.3452
-9.8142 | 14054.7125
-9.7643 | 14111.2318
-9.7144 | 14152.9181
-9.6645 | 14189.6936
-9.6146 | 14224.8619
-9.5647 | 14261.2245
-9.5147 | 14297.7209
-9.4648 | 14337.655
-9.4149 | 14394.364
-9.365 | 14450.0574
-9.3151 | 14480.2702
-9.2652 | 14514.1662
-9.2153 | 14551.3323
-9.1654 | 14591.3445
-9.1155 | 14632.8969
-9.0656 | 14673.1993
-9.0156 | 14715.812
-8.9657 | 14760.6011
-8.9158 | 14829.018
-8.8659 | 14892.6804
-8.816 | 14930.1701
-8.7661 | 14961.9232
-8.7162 | 14996.1093
-8.6663 | 15034.7152
-8.6164 | 15073.4997
-8.5664 | 15102.3063
-8.5165 | 15117.82
-8.4666 | 15146.5261
-8.4167 | 15186.3709
-8.3668 | 15231.1377
-8.3169 | 15263.6273
-8.267 | 15289.1972
-8.2171 | 15311.9545
-8.1672 | 15338.1382
-8.1173 | 15370.6502
-8.0673 | 15414.6357
-8.0174 | 15460.5297
-7.9675 | 15491.5684
-7.9176 | 15530.5092
-7.8677 | 15568.3003
-7.8178 | 15592.4639
-7.7679 | 15621.2258
-7.718 | 15646.9519
-7.6681 | 15666.6176
-7.6182 | 15682.4885
-7.5682 | 15701.7859
-7.5183 | 15730.5924
-7.4684 | 15768.6514
-7.4185 | 15852.6491
-7.3686 | 15918.3763
-7.3187 | 15954.6607
-7.2688 | 15997.4966
-7.2189 | 16047.0291
-7.169 | 16097.5215
-7.119 | 16144.8776
-7.0691 | 16184.5215
-7.0192 | 16220.2813
-6.9693 | 16233.7973
-6.9194 | 16235.5719
-6.8695 | 16241.0966
-6.8196 | 16273.2179
-6.7697 | 16301.02
-6.7198 | 16318.5985
-6.6699 | 16329.8823
-6.6199 | 16341.7576
-6.57 | 16366.5239
-6.5201 | 16382.3055
-6.4702 | 16414.3488
-6.4203 | 16468.2118
-6.3704 | 16526.0592
-6.3205 | 16545.9928
-6.2706 | 16566.529
-6.2207 | 16599.1638
-6.1707 | 16638.1938
-6.1208 | 16674.1545
-6.0709 | 16710.7849
-6.021 | 16741.5446
-5.9711 | 16761.3889
-5.9212 | 16798.8341
-5.8713 | 16838.1096
-5.8214 | 16864.3156
-5.7715 | 16887.6645
-5.7216 | 16909.8525
-5.6716 | 16939.4069
-5.6217 | 16970.2001
-5.5718 | 16977.7672
-5.5219 | 16995.6695
-5.472 | 17000.491
-5.4221 | 17030.302
-5.3722 | 17066.5083
-5.3223 | 17085.27
-5.2724 | 17100.1029
-5.2224 | 17114.6122
-5.1725 | 17131.6997
-5.1226 | 17150.0149
-5.0727 | 17170.9083
-5.0228 | 17202.5609
-4.9729 | 17246.9817
-4.923 | 17298.4562
-4.8731 | 17323.5685
-4.8232 | 17342.6538
-4.7733 | 17374.6524
-4.7233 | 17401.662
-4.6734 | 17408.3139
-4.6235 | 17411.3497
-4.5736 | 17431.0712
-4.5237 | 17439.096
-4.4738 | 17448.7502
-4.4239 | 17452.1655
-4.374 | 17467.8356
-4.3241 | 17482.6016
-4.2741 | 17481.6752
-4.2242 | 17487.4678
-4.1743 | 17516.2855
-4.1244 | 17546.3755
-4.0745 | 17555.7731
-4.0246 | 17569.4676
-3.9747 | 17588.0842
-3.9248 | 17620.7524
-3.8749 | 17643.4651
-3.825 | 17665.6308
-3.775 | 17696.9039
-3.7251 | 17717.1611
-3.6752 | 17717.9424
-3.6253 | 17729.5945
-3.5754 | 17747.0168
-3.5255 | 17764.6289
-3.4756 | 17780.1538
-3.4257 | 17781.3815
-3.3758 | 17791.5269
-3.3259 | 17801.6499
-3.2759 | 17804.6969
-3.226 | 17817.6883
-3.1761 | 17839.854
-3.1262 | 17842.2201
-3.0763 | 17844.8541
-3.0264 | 17849.0395
-2.9765 | 17859.1291
-2.9266 | 17905.1124
-2.8767 | 17954.6895
-2.8267 | 17983.8197
-2.7768 | 18004.8917
-2.7269 | 18019.5349
-2.677 | 18025.1489
-2.6271 | 18025.8298
-2.5772 | 18019.9926
-2.5273 | 18012.5816
-2.4774 | 18007.1909
-2.4275 | 17993.7977
-2.3776 | 17977.0673
-2.3276 | 17959.3214
-2.2777 | 17952.6582
-2.2278 | 17950.6716
-2.1779 | 17955.4373
-2.128 | 17970.9511
-2.0781 | 17992.7039
-2.0282 | 18006.6663
-1.9783 | 18016.421
-1.9284 | 18026.9347
-1.8784 | 18025.5061
-1.8285 | 18024.2226
-1.7786 | 18024.2561
-1.7287 | 18024.3677
-1.6788 | 18026.4883
-1.6289 | 18035.8188
-1.579 | 18053.4086
-1.5291 | 18075.7417
-1.4792 | 18087.126
-1.4293 | 18102.9857
-1.3793 | 18131.0891
-1.3294 | 18156.6925
-1.2795 | 18181.6038
-1.2296 | 18207.7875
-1.1797 | 18232.7212
-1.1298 | 18234.4512
-1.0799 | 18248.6033
-1.03 | 18277.4768
-0.98006 | 18308.27
-0.93015 | 18343.9071
-0.88024 | 18376.8767
-0.83033 | 18390.348
-0.78042 | 18395.5937
-0.73051 | 18405.5158
-0.6806 | 18424.8913
-0.63069 | 18463.6088
-0.58078 | 18480.2164
-0.53087 | 18488.6429
-0.48096 | 18502.6388
-0.43104 | 18517.7732
-0.38113 | 18532.2825
-0.33122 | 18549.7271
-0.28131 | 18582.1275
-0.2314 | 18603.8245
-0.18149 | 18619.2378
-0.13158 | 18617.6753
-0.081672 | 18608.8469
-0.031761 | 18590.688
0.018149 | 18571.7701
0.06806 | 18524.7376
0.11797 | 18506.0206
0.16788 | 18484.7812
0.21779 | 18453.8987
0.2677 | 18416.0518
0.31761 | 18367.747
0.36752 | 18327.5897
0.41743 | 18301.6962
0.46734 | 18287.3431
0.51725 | 18277.5661
0.56716 | 18274.8093
0.61707 | 18255.8914
0.66699 | 18230.7011
0.7169 | 18206.9058
0.76681 | 18186.3696
0.81672 | 18169.0477
0.86663 | 18169.3156
0.91654 | 18179.0591
0.96645 | 18176.7934
1.0164 | 18158.8466
1.0663 | 18146.2681
1.1162 | 18144.0582
1.1661 | 18159.5274
1.216 | 18180.0636
1.2659 | 18205.9236
1.3158 | 18234.3954
1.3657 | 18248.6256
1.4156 | 18241.1366
1.4656 | 18228.9376
1.5155 | 18219.3168
1.5654 | 18189.2714
1.6153 | 18167.7754
1.6652 | 18140.1965
1.7151 | 18109.3252
1.765 | 18076.7016
1.8149 | 18043.6539
1.8648 | 18014.6799
1.9147 | 17993.6526
1.9647 | 17987.4582
2.0146 | 17988.1279
2.0645 | 17989.9583
2.1144 | 17987.2127
2.1643 | 17980.9291
2.2142 | 17979.121
2.2641 | 17986.61
2.314 | 17994.4227
2.3639 | 17993.6526
2.4139 | 17988.8757
2.4638 | 17978.5964
2.5137 | 17965.8952
2.5636 | 17931.6979
2.6135 | 17905.0677
2.6634 | 17888.516
2.7133 | 17868.7387
2.7632 | 17837.5883
2.8131 | 17802.5874
2.863 | 17782.3079
2.913 | 17763.2226
2.9629 | 17741.4698
3.0128 | 17719.2929
3.0627 | 17688.2095
3.1126 | 17668.5773
3.1625 | 17641.3779
3.2124 | 17622.7391
3.2623 | 17620.7524
3.3122 | 17612.7946
3.3622 | 17595.8076
3.4121 | 17583.4635
3.462 | 17573.0168
3.5119 | 17567.1127
3.5618 | 17579.8139
3.6117 | 17581.2871
3.6616 | 17594.1892
3.7115 | 17602.0131
3.7614 | 17586.6556
3.8113 | 17590.9414
3.8613 | 17601.5555
3.9112 | 17608.799
3.9611 | 17606.7788
4.011 | 17598.1626
4.0609 | 17579.0996
4.1108 | 17564.6684
4.1607 | 17557.4584
4.2106 | 17546.6769
4.2605 | 17540.5383
4.3104 | 17512.2452
4.3604 | 17472.0767
4.4103 | 17446.6297
4.4602 | 17441.8751
4.5101 | 17438.6161
4.56 | 17423.4259
4.6099 | 17388.0232
4.6598 | 17364.641
4.7097 | 17340.6783
4.7596 | 17319.3608
4.8096 | 17305.8113
4.8595 | 17297.3848
4.9094 | 17271.7591
4.9593 | 17223.8784
5.0092 | 17174.8035
5.0591 | 17128.2287
5.109 | 17095.1698
5.1589 | 17072.7138
5.2088 | 17044.8895
5.2587 | 17011.0382
5.3087 | 16974.3073
5.3586 | 16938.4135
5.4085 | 16909.8525
5.4584 | 16891.5931
5.5083 | 16872.4409
5.5582 | 16819.4931
5.6081 | 16759.2683
5.658 | 16721.6669
5.7079 | 16687.1683
5.7579 | 16660.4935
5.8078 | 16639.5554
5.8577 | 16619.8228
5.9076 | 16596.6302
5.9575 | 16567.5
6.0074 | 16541.2159
6.0573 | 16522.0524
6.1072 | 16493.5584
6.1571 | 16467.4082
6.207 | 16440.5325
6.257 | 16417.206
6.3069 | 16394.538
6.3568 | 16366.8364
6.4067 | 16337.4383
6.4566 | 16315.8083
6.5065 | 16302.895
6.5564 | 16274.3005
6.6063 | 16226.3529
6.6562 | 16197.0887
6.7062 | 16173.26
6.7561 | 16154.822
6.806 | 16139.2413
6.8559 | 16122.1538
6.9058 | 16098.9389
6.9557 | 16065.4559
7.0056 | 16020.2762
7.0555 | 15952.2164
7.1054 | 15910.7198
7.1553 | 15897.1927
7.2053 | 15879.5918
7.2552 | 15850.0709
7.3051 | 15813.0834
7.355 | 15780.6718
7.4049 | 15758.0262
7.4548 | 15739.99
7.5047 | 15722.9137
7.5546 | 15699.6988
7.6045 | 15671.2047
7.6544 | 15633.9493
7.7044 | 15590.3098
7.7543 | 15548.0766
7.8042 | 15507.7407
7.8541 | 15463.9785
7.904 | 15419.4572
7.9539 | 15384.6014
8.0038 | 15344.4218
8.0537 | 15272.266
8.1036 | 15198.2239
8.1536 | 15162.944
8.2035 | 15129.7735
8.2534 | 15099.516
8.3033 | 15069.5822
8.3532 | 15037.9966
8.4031 | 15000.5961
8.453 | 14949.1997
8.5029 | 14895.5822
8.5528 | 14827.5113
8.6027 | 14757.2863
8.6527 | 14703.4121
8.7026 | 14655.8774
8.7525 | 14608.9454
8.8024 | 14569.0895
8.8523 | 14535.8967
8.9022 | 14498.9538
8.9521 | 14462.926
9.002 | 14441.2737
9.0519 | 14398.5829
9.1019 | 14359.0841
9.1518 | 14333.2799
9.2017 | 14302.5425
9.2516 | 14267.1844
9.3015 | 14223.3105
9.3514 | 14177.9969
9.4013 | 14142.1031
9.4512 | 14108.5978
9.5011 | 14066.0186
9.551 | 14000.3361
9.601 | 13931.6736
9.6509 | 13884.1836
9.7008 | 13839.2717
9.7507 | 13794.4603
9.8006 | 13740.441
9.8505 | 13682.8168
9.9004 | 13624.2215
9.9503 | 13557.7689
10.0002 | 13491.2494
10.0502 | 13415.9126
10.1001 | 13346.8484
10.15 | 13298.6552
10.1999 | 13245.7074
10.2498 | 13194.59
10.2997 | 13152.9372
10.3496 | 13111.2508
10.3995 | 13064.7318
10.4494 | 13023.3021
10.4993 | 12984.1047
10.5493 | 12911.3238
10.5992 | 12824.1564
10.6491 | 12770.3381
10.699 | 12715.1916
10.7489 | 12655.9378
10.7988 | 12604.5972
10.8487 | 12554.6629
10.8986 | 12493.6346
10.9485 | 12441.8364
10.9985 | 12398.9893
11.0484 | 12350.9077
11.0983 | 12283.5287
11.1482 | 12234.9449
11.1981 | 12196.3613
11.248 | 12166.3606
11.2979 | 12126.7167
11.3478 | 12083.3004
11.3977 | 12050.0741
11.4476 | 12006.4123
11.4976 | 11951.0984
11.5475 | 11861.1407
11.5974 | 11779.4645
11.6473 | 11733.403
11.6972 | 11684.2165
11.7471 | 11631.3915
11.797 | 11580.6201
11.8469 | 11534.2127
11.8968 | 11493.542
11.9467 | 11462.0568
11.9967 | 11435.0918
12.0466 | 11388.1375
12.0965 | 11342.9578
12.1464 | 11308.5707
12.1963 | 11266.0138
12.2462 | 11218.0439
12.2961 | 11166.2457
12.346 | 11116.308
12.3959 | 11074.6842
12.4459 | 11030.346
12.4958 | 10979.9451
12.5457 | 10893.1661
12.5956 | 10809.7142
12.6455 | 10754.6503
12.6954 | 10701.4804
12.7453 | 10655.4949
12.7952 | 10613.9224
12.8451 | 10567.5384
12.895 | 10506.8716
12.945 | 10441.1211
12.9949 | 10377.8326
13.0448 | 10297.537
13.0947 | 10208.1832
13.1446 | 10160.6474
13.1945 | 10122.4243
13.2444 | 10079.9366
13.2943 | 10030.317
13.3442 | 9978.6226
13.3941 | 9932.9418
13.4441 | 9890.5914
13.494 | 9847.7644
13.5439 | 9783.7516
13.5938 | 9730.546
13.6437 | 9684.3171
13.6936 | 9625.3993
13.7435 | 9567.2717
13.7934 | 9515.3251
13.8433 | 9461.404
13.8933 | 9409.1549
13.9432 | 9364.7855
13.9931 | 9324.3358
14.043 | 9254.9914
14.0929 | 9185.2128
14.1428 | 9148.5021
14.1927 | 9108.7421
14.2426 | 9062.0322
14.2925 | 9011.1436
14.3424 | 8963.5978
14.3924 | 8912.8889
14.4423 | 8858.7647
14.4922 | 8812.5705
14.5421 | 8761.1886
14.592 | 8690.862
14.6419 | 8633.8036
14.6918 | 8592.3282
14.7417 | 8560.5104
14.7916 | 8526.2149
14.8415 | 8492.483
14.8915 | 8456.8705
14.9414 | 8409.2845
14.9913 | 8352.0721
15.0412 | 8270.3389
15.0911 | 8186.2776
15.141 | 8137.3847
15.1909 | 8086.0139
15.2408 | 8033.8943
15.2907 | 7989.2413
15.3407 | 7947.1655
15.3906 | 7906.093
15.4405 | 7877.5119
15.4904 | 7850.6608
15.5403 | 7784.2517
15.5902 | 7723.0694
15.6401 | 7676.0592
15.69 | 7623.7208
15.7399 | 7566.8354
15.7898 | 7510.1264
15.8398 | 7457.4934
15.8897 | 7408.3113
15.9396 | 7352.4661
15.9895 | 7287.8953
16.0394 | 7201.4712
16.0893 | 7130.0017
16.1392 | 7093.0019
16.1891 | 7058.3738
16.239 | 7022.3237
16.289 | 6980.8495
16.3389 | 6932.2344
16.3888 | 6882.7097
16.4387 | 6840.9709
16.4886 | 6804.1887
16.5385 | 6740.2853
16.5884 | 6672.5157
16.6383 | 6614.916
16.6882 | 6555.7493
16.7382 | 6499.999
16.7881 | 6451.8203
16.838 | 6410.5146
16.8879 | 6370.9298
16.9378 | 6327.7993
16.9877 | 6286.6877
17.0376 | 6221.1168
17.0875 | 6152.7457
17.1374 | 6115.6264
17.1873 | 6083.3856
17.2373 | 6048.2117
17.2872 | 6005.0109
17.3371 | 5956.3668
17.387 | 5905.9514
17.4369 | 5854.5171
17.4868 | 5802.9878
17.5367 | 5726.0316
17.5866 | 5659.1761
17.6365 | 5602.5597
17.6865 | 5544.2334
17.7364 | 5490.0892
17.7863 | 5443.5434
17.8362 | 5403.4307
17.8861 | 5363.6607
17.936 | 5322.4153
17.9859 | 5281.9991
18.0358 | 5227.5066
18.0857 | 5180.9262
18.1356 | 5158.1477
18.1855 | 5135.1002
18.2355 | 5108.9544
18.2854 | 5076.3509
18.3353 | 5036.6613
18.3852 | 4994.7484
18.4351 | 4956.0242
18.485 | 4917.5333
18.5349 | 4852.7582
18.5848 | 4792.2488
18.6348 | 4747.501
18.6847 | 4700.0846
18.7346 | 4650.7887
18.7845 | 4602.5363
18.8344 | 4557.0385
18.8843 | 4514.1769
18.9342 | 4468.1869
18.9841 | 4418.7359
19.034 | 4353.9865
19.0839 | 4287.4401
19.1338 | 4242.0673
19.1838 | 4199.026
19.2337 | 4157.3029
19.2836 | 4117.0061
19.3335 | 4080.2752
19.3834 | 4043.6392
19.4333 | 4005.7487
19.4832 | 3966.3381
19.5331 | 3905.677
19.5831 | 3853.7929
19.633 | 3826.1805
19.6829 | 3793.2589
19.7328 | 3757.1196
19.7827 | 3722.0785
19.8326 | 3685.2629
19.8825 | 3648.7407
19.9324 | 3619.0904
19.9823 | 3596.6401
20.0322 | 3557.9449
20.0821 | 3512.0698
20.1321 | 3476.5265
20.182 | 3444.2958
20.2319 | 3416.3263
20.2818 | 3388.8881
20.3317 | 3361.8383
20.3816 | 3333.9782
20.4315 | 3300.4137
20.4814 | 3259.2732
20.5313 | 3196.9713
20.5813 | 3140.9543
20.6312 | 3105.9992
20.6811 | 3073.101
20.731 | 3041.8145
20.7809 | 3010.8762
20.8308 | 2977.8006
20.8807 | 2943.6501
20.9306 | 2912.7464
20.9805 | 2887.123
21.0304 | 2847.1421
21.0804 | 2812.9403
21.1303 | 2783.6025
21.1802 | 2755.0761
21.2301 | 2732.1737
21.28 | 2711.2547
21.3299 | 2691.3702
21.3798 | 2671.6443
21.4297 | 2649.9406
21.4796 | 2628.3943
21.5296 | 2595.6435
21.5795 | 2558.9896
21.6294 | 2533.9187
21.6793 | 2512.215
21.7292 | 2485.5324
21.7791 | 2456.3743
21.829 | 2429.5488
21.8789 | 2403.2937
21.9288 | 2374.3097
21.9788 | 2343.954
22.0287 | 2300.4663
22.0786 | 2268.1094
22.1285 | 2247.7383
22.1784 | 2223.5123
22.2283 | 2199.486
22.2782 | 2175.9262
22.3281 | 2152.1488
22.378 | 2133.0591
22.4279 | 2117.1625
22.4779 | 2099.5549
22.5278 | 2069.0775
22.5777 | 2035.2965
22.6276 | 2013.6966
22.6775 | 1995.204
22.7274 | 1975.9412
22.7773 | 1956.5891
22.8272 | 1937.515
22.8771 | 1914.741
22.9271 | 1891.8687
22.977 | 1874.1819
23.0269 | 1849.1299
23.0768 | 1825.2532
23.1267 | 1805.2493
23.1766 | 1783.7879
23.2265 | 1764.7684
23.2764 | 1746.769
23.3263 | 1728.2362
23.3762 | 1711.4702
23.4261 | 1698.7098
23.4761 | 1686.3534
23.526 | 1660.7278
23.5759 | 1640.494
23.6258 | 1629.7281
23.6757 | 1617.3818
23.7256 | 1602.127
23.7755 | 1586.2649
23.8254 | 1571.0837
23.8754 | 1555.3456
23.9253 | 1536.6699
23.9752 | 1514.6671
24.0251 | 1487.8004
24.075 | 1468.4985
24.1249 | 1460.1244
24.1748 | 1446.5102
24.2247 | 1429.425
24.2746 | 1414.3643
24.3245 | 1399.576
24.3744 | 1385.2855
24.4244 | 1372.0887
24.4743 | 1361.8608
24.5242 | 1347.1762
24.5741 | 1327.332
24.624 | 1305.6718
24.6739 | 1288.8756
24.7238 | 1279.8308
24.7737 | 1270.5169
24.8237 | 1259.0813
24.8736 | 1248.2161
24.9235 | 1238.0819
24.9734 | 1224.1452
25.0233 | 1197.217
25.0732 | 1172.6907
25.1231 | 1159.5632
25.173 | 1151.6824
25.2229 | 1142.0103
25.2728 | 1126.482
25.3227 | 1109.8541
25.3727 | 1091.6801
25.4226 | 1073.864
25.4725 | 1061.7363
25.5224 | 1052.5315
25.5723 | 1043.9748
25.6222 | 1037.7942
25.6721 | 1028.1378
25.722 | 1017.9941
25.7719 | 1013.2056
25.8219 | 1010.998
25.8718 | 1008.3129
25.9217 | 1004.0315
25.9716 | 998.6664
26.0215 | 987.2286
26.0714 | 973.1977
26.1213 | 961.2541
26.1712 | 952.4131
26.2211 | 944.0595
26.271 | 932.0611
26.321 | 916.4726
26.3709 | 900.4764
26.4208 | 888.662
26.4707 | 879.2791
26.5206 | 868.2959
26.5705 | 855.8989
26.6204 | 850.3746
26.6703 | 840.9618
26.7202 | 831.5341
26.7702 | 823.4688
26.8201 | 815.7468
26.87 | 814.3595
26.9199 | 813.7677
26.9698 | 810.3964
27.0197 | 805.4635
27.0696 | 794.8478
27.1195 | 788.6023
27.1694 | 784.9378
27.2193 | 781.9096
27.2693 | 781.0643
27.3192 | 782.9091
27.3691 | 778.5135
27.419 | 767.5642
27.4689 | 755.4664
27.5188 | 739.3901
27.5687 | 729.3215
27.6186 | 726.9945
27.6685 | 723.2502
27.7185 | 716.796
27.7684 | 708.3826
27.8183 | 698.5722
27.8682 | 690.1888
27.9181 | 684.8434
27.968 | 682.228
28.0179 | 679.9216
28.0678 | 671.1991
28.1177 | 660.956
28.1676 | 655.4565
28.2176 | 653.0051
28.2675 | 650.8074
28.3174 | 649.2958
28.3673 | 647.2172
28.4172 | 644.8306
28.4671 | 640.0173
28.517 | 627.2033
28.5669 | 619.0586
28.6168 | 617.5171
28.6668 | 611.963
28.7167 | 604.4795
28.7666 | 596.5485
28.8165 | 587.8817
28.8664 | 579.4435
28.9163 | 572.2086
28.9662 | 568.4396
29.0161 | 562.5522
29.066 | 554.7207
29.116 | 544.9002
29.1659 | 534.5378
29.2158 | 524.8316
29.2657 | 518.104
29.3156 | 518.0244
29.3655 | 520.4609
29.4154 | 520.0631
29.4653 | 514.8372
29.5152 | 503.503
29.5651 | 497.5034
29.6151 | 497.4635
29.665 | 498.4779
29.7149 | 499.905
29.7648 | 499.557
29.8147 | 493.2371
29.8646 | 483.1629
29.9145 | 478.3099
29.9644 | 481.8104
30.0143 | 483.5069
30.0642 | 488.4536
30.1141 | 487.3496
30.1641 | 482.5464
30.214 | 477.579
30.2639 | 474.0436
30.3138 | 471.6668
30.3637 | 470.9954
30.4136 | 467.0623
30.4635 | 458.102
30.5134 | 454.4585
30.5633 | 450.2854
30.6133 | 447.2373
30.6632 | 446.8545
30.7131 | 447.3467
30.763 | 448.8782
30.8129 | 450.8275
30.8628 | 451.5485
30.9127 | 449.823
30.9626 | 445.9644
31.0125 | 440.7069
31.0624 | 436.4573
31.1124 | 434.3638
31.1623 | 430.5252
31.2122 | 427.9444
31.2621 | 424.0162
31.312 | 416.5776
31.3619 | 407.6719
31.4118 | 406.7933
31.4617 | 407.7372
31.5116 | 407.7546
31.5616 | 399.6482
31.6115 | 395.0063
0
Degrees | #VALUE!
-31.6251 | 0
-31.5752 | 0
-31.5253 | 0
-31.4753 | 0
-31.4254 | 0
-31.3755 | 0
-31.3256 | 0
-31.2757 | 0
-31.2258 | 0
-31.1759 | 0
-31.126 | 0
-31.0761 | 0
-31.0262 | 0
-30.9762 | 0
-30.9263 | 0
-30.8764 | 0
-30.8265 | 0
-30.7766 | 0
-30.7267 | 0
-30.6768 | 0
-30.6269 | 0
-30.577 | 0
-30.527 | 0
-30.4771 | 0
-30.4272 | 0
-30.3773 | 0
-30.3274 | 0
-30.2775 | 0
-30.2276 | 0
-30.1777 | 0
-30.1278 | 0
-30.0779 | 0
-30.0279 | 0
-29.978 | 0
-29.9281 | 0
-29.8782 | 0
-29.8283 | 0
-29.7784 | 0
-29.7285 | 0
-29.6786 | 0
-29.6287 | 0
-29.5787 | 0
-29.5288 | 0
-29.4789 | 0
-29.429 | 0
-29.3791 | 0
-29.3292 | 0
-29.2793 | 0
-29.2294 | 0
-29.1795 | 0
-29.1296 | 0
-29.0797 | 0
-29.0297 | 0
-28.9798 | 0
-28.9299 | 0
-28.88 | 0
-28.8301 | 0
-28.7802 | 0
-28.7303 | 0
-28.6804 | 0
-28.6304 | 0
-28.5805 | 0
-28.5306 | 0
-28.4807 | 0
-28.4308 | 0
-28.3809 | 0
-28.331 | 0
-28.2811 | 0
-28.2312 | 0
-28.1813 | 0
-28.1314 | 0
-28.0814 | 0
-28.0315 | 0
-27.9816 | 0
-27.9317 | 0
-27.8818 | 0
-27.8319 | 0
-27.782 | 0
-27.7321 | 0
-27.6822 | 0
-27.6322 | 0
-27.5823 | 0
-27.5324 | 0
-27.4825 | 0
-27.4326 | 0
-27.3827 | 0
-27.3328 | 0
-27.2829 | 0
-27.233 | 0
-27.1831 | 0
-27.1331 | 0
-27.0832 | 0
-27.0333 | 0
-26.9834 | 0
-26.9335 | 0
-26.8836 | 0
-26.8337 | 0
-26.7838 | 0
-26.7339 | 0
-26.6839 | 0
-26.634 | 0
-26.5841 | 0
-26.5342 | 0
-26.4843 | 0
-26.4344 | 0
-26.3845 | 0
-26.3346 | 0
-26.2847 | 0
-26.2347 | 0
-26.1848 | 0
-26.1349 | 0
-26.085 | 0
-26.0351 | 0
-25.9852 | 0
-25.9353 | 0
-25.8854 | 0
-25.8355 | 0
-25.7856 | 0
-25.7356 | 0
-25.6857 | 0
-25.6358 | 0
-25.5859 | 0
-25.536 | 0
-25.4861 | 0
-25.4362 | 0
-25.3863 | 0
-25.3364 | 0
-25.2864 | 0
-25.2365 | 0
-25.1866 | 0
-25.1367 | 0
-25.0868 | 0
-25.0369 | 0
-24.987 | 0
-24.9371 | 0
-24.8872 | 44.099
-24.8373 | 78.6733
-24.7873 | 110.1486
-24.7374 | 139.073
-24.6875 | 169.1609
-24.6376 | 200.691
-24.5877 | 227.8801
-24.5378 | 254.8652
-24.4879 | 283.5808
-24.438 | 314.3749
-24.3881 | 323.7206
-24.3381 | 323.1064
-24.2882 | 322.4898
-24.2383 | 324.4788
-24.1884 | 323.9318
-24.1385 | 324.3148
-24.0886 | 328.3672
-24.0387 | 331.4651
-23.9888 | 332.8374
-23.9389 | 331.5595
-23.889 | 335.8267
-23.8391 | 340.5894
-23.7891 | 342.1009
-23.7392 | 345.1889
-23.6893 | 350.1513
-23.6394 | 353.6171
-23.5895 | 357.8436
-23.5396 | 363.2287
-23.4897 | 367.4055
-23.4398 | 371.0502
-23.3898 | 376.1151
-23.3399 | 382.5913
-23.29 | 386.2559
-23.2401 | 387.693
-23.1902 | 391.1437
-23.1403 | 392.894
-23.0904 | 392.4713
-23.0405 | 392.8791
-22.9906 | 395.7929
-22.9407 | 399.3929
-22.8908 | 406.663
-22.8408 | 405.7327
-22.7909 | 409.5864
-22.741 | 412.9775
-22.6911 | 416.0655
-22.6412 | 420.7494
-22.5913 | 424.5831
-22.5414 | 428.6306
-22.4915 | 429.5754
-22.4416 | 433.4986
-22.3916 | 438.428
-22.3417 | 448.2567
-22.2918 | 452.2048
-22.2419 | 455.5513
-22.192 | 459.1661
-22.1421 | 461.7021
-22.0922 | 465.2176
-22.0423 | 469.1159
-21.9924 | 476.6889
-21.9425 | 478.8021
-21.8925 | 483.1695
-21.8426 | 482.6608
-21.7927 | 483.0436
-21.7428 | 487.837
-21.6929 | 491.0541
-21.643 | 491.8994
-21.5931 | 496.4642
-21.5432 | 503.6592
-21.4933 | 506.3891
-21.4433 | 512.3212
-21.3934 | 527.1956
-21.3435 | 537.4217
-21.2936 | 542.5831
-21.2437 | 546.4368
-21.1938 | 548.7936
-21.1439 | 554.2384
-21.094 | 558.5893
-21.0441 | 558.2859
-20.9942 | 563.9047
-20.9442 | 572.6412
-20.8943 | 582.913
-20.8444 | 587.9512
-20.7945 | 593.033
-20.7446 | 595.3651
-20.6947 | 601.4165
-20.6448 | 609.2629
-20.5949 | 614.6729
-20.545 | 622.0619
-20.495 | 628.0736
-20.4451 | 631.7332
-20.3952 | 638.7488
-20.3453 | 641.0765
-20.2954 | 648.1073
-20.2455 | 656.3814
-20.1956 | 660.5234
-20.1457 | 665.2522
-20.0958 | 674.9582
-20.0459 | 680.6566
-19.9959 | 682.6256
-19.946 | 686.7727
-19.8961 | 700.3187
-19.8462 | 704.9817
-19.7963 | 709.8496
-19.7464 | 716.2093
-19.6965 | 722.9768
-19.6466 | 728.2474
-19.5967 | 732.111
-19.5467 | 739.8232
-19.4968 | 749.4945
-19.4469 | 754.6708
-19.397 | 760.7537
-19.3471 | 766.6244
-19.2972 | 773.8294
-19.2473 | 784.0676
-19.1974 | 793.1024
-19.1475 | 800.1334
-19.0976 | 806.0704
-19.0477 | 812.6839
-18.9977 | 821.0822
-18.9478 | 832.2898
-18.8979 | 848.8377
-18.848 | 868.126
-18.7981 | 878.8912
-18.7482 | 885.1515
-18.6983 | 891.8344
-18.6484 | 901.7792
-18.5984 | 911.4704
-18.5485 | 917.8649
-18.4986 | 923.1506
-18.4487 | 929.0777
-18.3988 | 940.764
-18.3489 | 948.654
-18.299 | 951.175
-18.2491 | 953.9595
-18.1992 | 961.6468
-18.1493 | 967.7083
-18.0994 | 972.601
-18.0494 | 980.4575
-17.9995 | 989.8603
-17.9496 | 999.4569
-17.8997 | 1014.9825
-17.8498 | 1024.8958
-17.7999 | 1034.9201
-17.75 | 1046.471
-17.7001 | 1055.0484
-17.6502 | 1062.8452
-17.6002 | 1072.5512
-17.5503 | 1083.9132
-17.5004 | 1092.1027
-17.4505 | 1095.5486
-17.4006 | 1101.7035
-17.3507 | 1111.9624
-17.3008 | 1121.7129
-17.2509 | 1129.6796
-17.201 | 1138.2769
-17.1511 | 1148.9669
-17.1011 | 1158.9515
-17.0512 | 1165.3903
-17.0013 | 1169.8759
-16.9514 | 1174.0077
-16.9015 | 1191.2593
-16.8516 | 1206.3534
-16.8017 | 1216.2588
-16.7518 | 1225.134
-16.7019 | 1233.9501
-16.6519 | 1242.1244
-16.602 | 1253.377
-16.5521 | 1263.8594
-16.5022 | 1276.3999
-16.4523 | 1294.7028
-16.4024 | 1310.8215
-16.3525 | 1324.3085
-16.3026 | 1335.3221
-16.2527 | 1348.5836
-16.2028 | 1359.364
-16.1528 | 1368.6377
-16.1029 | 1375.206
-16.053 | 1384.2709
-16.0031 | 1394.5982
-15.9532 | 1402.9377
-15.9033 | 1416.4671
-15.8534 | 1428.9082
-15.8035 | 1433.3135
-15.7536 | 1438.1864
-15.7036 | 1447.0571
-15.6537 | 1458.1456
-15.6038 | 1468.1358
-15.5539 | 1481.6451
-15.504 | 1491.2223
-15.4541 | 1501.3811
-15.4042 | 1516.1203
-15.3543 | 1535.6956
-15.3044 | 1548.4102
-15.2545 | 1564.7242
-15.2045 | 1580.1833
-15.1546 | 1592.0921
-15.1047 | 1604.7565
-15.0548 | 1613.9855
-15.0049 | 1629.2805
-14.955 | 1645.5957
-14.9051 | 1664.7212
-14.8552 | 1682.2417
-14.8053 | 1696.8012
-14.7553 | 1705.2635
-14.7054 | 1715.1198
-14.6555 | 1729.9963
-14.6056 | 1741.4932
-14.5557 | 1757.4691
-14.5058 | 1768.1602
-14.4559 | 1778.2933
-14.406 | 1795.3495
-14.3561 | 1821.2308
-14.3062 | 1832.702
-14.2562 | 1846.8575
-14.2063 | 1858.4136
-14.1564 | 1868.5177
-14.1065 | 1888.0338
-14.0566 | 1905.1291
-14.0067 | 1924.9845
-13.9568 | 1942.87
-13.9069 | 1975.3006
-13.857 | 2001.9374
-13.8071 | 2026.0184
-13.7571 | 2048.2254
-13.7072 | 2069.4871
-13.6573 | 2090.366
-13.6074 | 2101.9723
-13.5575 | 2111.1456
-13.5076 | 2127.7833
-13.4577 | 2143.7747
-13.4078 | 2172.002
-13.3578 | 2197.8152
-13.3079 | 2214.3781
-13.258 | 2232.6118
-13.2081 | 2253.7843
-13.1582 | 2275.0761
-13.1083 | 2301.5489
-13.0584 | 2327.0328
-13.0085 | 2345.6449
-12.9586 | 2372.8286
-12.9087 | 2402.8216
-12.8588 | 2431.6125
-12.8088 | 2453.7291
-12.7589 | 2475.1705
-12.709 | 2493.9656
-12.6591 | 2514.7407
-12.6092 | 2536.191
-12.5593 | 2556.8869
-12.5094 | 2579.7948
-12.4595 | 2600.6838
-12.4095 | 2636.8443
-12.3596 | 2679.5753
-12.3097 | 2705.6306
-12.2598 | 2728.379
-12.2099 | 2756.5081
-12.16 | 2780.8636
-12.1101 | 2805.5662
-12.0602 | 2841.3183
-12.0103 | 2871.7086
-11.9604 | 2899.5988
-11.9105 | 2938.2527
-11.8605 | 2979.7839
-11.8106 | 3007.4308
-11.7607 | 3035.6994
-11.7108 | 3064.3842
-11.6609 | 3103.0102
-11.611 | 3144.3807
-11.5611 | 3174.9362
-11.5112 | 3205.2271
-11.4613 | 3232.1877
-11.4114 | 3285.1555
-11.3614 | 3348.0399
-11.3115 | 3390.2107
-11.2616 | 3434.9629
-11.2117 | 3481.434
-11.1618 | 3519.9606
-11.1119 | 3553.5988
-11.062 | 3588.9334
-11.0121 | 3627.623
-10.9621 | 3668.5214
-10.9122 | 3718.3653
-10.8623 | 3770.1467
-10.8124 | 3806.2615
-10.7625 | 3846.488
-10.7126 | 3883.1798
-10.6627 | 3920.6662
-10.6128 | 3963.7019
-10.5629 | 4016.1664
-10.513 | 4069.997
-10.4631 | 4119.4927
-10.4131 | 4193.5806
-10.3632 | 4265.4619
-10.3133 | 4309.0009
-10.2634 | 4357.308
-10.2135 | 4405.1619
-10.1636 | 4455.4679
-10.1137 | 4507.573
-10.0638 | 4550.102
-10.0138 | 4592.2783
-9.9639 | 4645.2093
-9.914 | 4731.0553
-9.8641 | 4817.4436
-9.8142 | 4874.3625
-9.7643 | 4928.865
-9.7144 | 4986.0372
-9.6645 | 5036.8053
-9.6146 | 5089.6973
-9.5647 | 5146.4922
-9.5147 | 5206.2594
-9.4648 | 5266.3513
-9.4149 | 5345.2172
-9.365 | 5429.6848
-9.3151 | 5494.3706
-9.2652 | 5554.3777
-9.2153 | 5607.8165
-9.1654 | 5677.4936
-9.1155 | 5742.6124
-9.0656 | 5801.49
-9.0156 | 5862.9749
-8.9657 | 5927.8549
-8.9158 | 6030.9412
-8.8659 | 6133.7017
-8.816 | 6197.8607
-8.7661 | 6264.8791
-8.7162 | 6337.9335
-8.6663 | 6403.2208
-8.6164 | 6471.7505
-8.5664 | 6550.8563
-8.5165 | 6622.0903
-8.4666 | 6690.1824
-8.4167 | 6803.596
-8.3668 | 6915.1089
-8.3169 | 6990.8285
-8.267 | 7067.5727
-8.2171 | 7141.6817
-8.1672 | 7213.8454
-8.1173 | 7290.008
-8.0673 | 7360.492
-8.0174 | 7438.3489
-7.9675 | 7509.1119
-7.9176 | 7604.7114
-7.8677 | 7705.7051
-7.8178 | 7777.2426
-7.7679 | 7850.8349
-7.718 | 7934.2768
-7.6681 | 8024.9978
-7.6182 | 8108.9866
-7.5682 | 8195.0491
-7.5183 | 8275.8257
-7.4684 | 8372.0067
-7.4185 | 8510.3194
-7.3686 | 8646.737
-7.3187 | 8726.6977
-7.2688 | 8814.1129
-7.2189 | 8894.9688
-7.169 | 8962.9069
-7.119 | 9035.9222
-7.0691 | 9114.644
-7.0192 | 9192.3536
-6.9693 | 9257.6555
-6.9194 | 9370.7243
-6.8695 | 9496.0969
-6.8196 | 9585.0076
-6.7697 | 9660.8176
-6.7198 | 9740.1913
-6.6699 | 9832.4191
-6.6199 | 9917.8354
-6.57 | 9989.5827
-6.5201 | 10078.8719
-6.4702 | 10167.5594
-6.4203 | 10294.3238
-6.3704 | 10426.7066
-6.3205 | 10512.4845
-6.2706 | 10601.316
-6.2207 | 10690.4824
-6.1707 | 10777.8462
-6.1208 | 10864.1922
-6.0709 | 10958.679
-6.021 | 11045.0841
-5.9711 | 11138.6389
-5.9212 | 11272.0854
-5.8713 | 11408.2608
-5.8214 | 11499.3122
-5.7715 | 11584.6604
-5.7216 | 11662.9437
-5.6716 | 11733.191
-5.6217 | 11814.2422
-5.5718 | 11902.1908
-5.5219 | 11978.3758
-5.472 | 12056.0676
-5.4221 | 12200.6695
-5.3722 | 12308.7861
-5.3223 | 12380.7187
-5.2724 | 12466.3794
-5.2224 | 12561.8171
-5.1725 | 12664.8778
-5.1226 | 12770.8626
-5.0727 | 12867.5169
-5.0228 | 12962.9993
-4.9729 | 13054.6757
-4.923 | 13175.0583
-4.8731 | 13306.6241
-4.8232 | 13393.8027
-4.7733 | 13470.702
-4.7233 | 13543.9405
-4.6734 | 13616.6544
-4.6235 | 13670.5509
-4.5736 | 13726.3
-4.5237 | 13799.4604
-4.4738 | 13872.4533
-4.4239 | 13989.8336
-4.374 | 14085.8182
-4.3241 | 14154.0565
-4.2741 | 14233.0318
-4.2242 | 14297.3191
-4.1743 | 14359.3854
-4.1244 | 14424.5545
-4.0745 | 14489.891
-4.0246 | 14560.25
-3.9747 | 14629.6267
-3.9248 | 14721.8389
-3.8749 | 14811.5622
-3.825 | 14880.9836
-3.775 | 14944.166
-3.7251 | 15041.077
-3.6752 | 15113.5565
-3.6253 | 15182.6989
-3.5754 | 15251.2498
-3.5255 | 15321.4636
-3.4756 | 15392.0681
-3.4257 | 15503.3879
-3.3758 | 15628.4023
-3.3259 | 15727.4227
-3.2759 | 15797.5026
-3.226 | 15851.7228
-3.1761 | 15943.0197
-3.1262 | 16032.4528
-3.0763 | 16120.1225
-3.0264 | 16185.5371
-2.9765 | 16238.4961
-2.9266 | 16338.6883
-2.8767 | 16447.7536
-2.8267 | 16490.0538
-2.7768 | 16551.7853
-2.7269 | 16605.9273
-2.677 | 16637.9036
-2.6271 | 16673.7304
-2.5772 | 16702.2914
-2.5273 | 16726.2206
-2.4774 | 16759.4804
-2.4275 | 16778.7777
-2.3776 | 16799.8497
-2.3276 | 16832.8305
-2.2777 | 16883.0661
-2.2278 | 16939.3176
-2.1779 | 17000.9933
-2.128 | 17067.1445
-2.0781 | 17141.008
-2.0282 | 17217.0032
-1.9783 | 17308.9364
-1.9284 | 17439.7322
-1.8784 | 17572.2579
-1.8285 | 17640.0275
-1.7786 | 17698.9129
-1.7287 | 17754.3831
-1.6788 | 17808.3688
-1.6289 | 17854.3856
-1.579 | 17896.6858
-1.5291 | 17931.6086
-1.4792 | 17954.5333
-1.4293 | 17990.6838
-1.3793 | 18052.8505
-1.3294 | 18083.8223
-1.2795 | 18109.5038
-1.2296 | 18128.2877
-1.1797 | 18132.7633
-1.1298 | 18148.8686
-1.0799 | 18162.7529
-1.03 | 18177.4408
-0.98006 | 18165.0186
-0.93015 | 18169.5388
-0.88024 | 18173.8693
-0.83033 | 18169.2932
-0.78042 | 18162.3065
-0.73051 | 18152.3174
-0.6806 | 18166.5811
-0.63069 | 18169.7732
-0.58078 | 18185.7557
-0.53087 | 18220.6785
-0.48096 | 18279.1956
-0.43104 | 18371.5975
-0.38113 | 18412.7593
-0.33122 | 18473.1292
-0.28131 | 18531.9253
-0.2314 | 18572.5179
-0.18149 | 18587.8419
-0.13158 | 18602.6302
-0.081672 | 18611.905
-0.031761 | 18603.1994
0.018149 | 18571.7701
0.06806 | 18469.6804
0.11797 | 18403.9979
0.16788 | 18353.6395
0.21779 | 18295.6581
0.2677 | 18267.3315
0.31761 | 18245.7238
0.36752 | 18219.5289
0.41743 | 18209.5845
0.46734 | 18221.0803
0.51725 | 18231.4489
0.56716 | 18265.1774
0.61707 | 18298.0131
0.66699 | 18296.3166
0.7169 | 18294.9661
0.76681 | 18294.6201
0.81672 | 18292.4214
0.86663 | 18275.825
0.91654 | 18237.5539
0.96645 | 18203.4013
1.0164 | 18177.6863
1.0663 | 18174.8291
1.1162 | 18143.3328
1.1661 | 18143.3997
1.216 | 18157.8644
1.2659 | 18152.0607
1.3158 | 18140.8885
1.3657 | 18142.7747
1.4156 | 18132.261
1.4656 | 18097.0258
1.5155 | 18070.4738
1.5654 | 18019.8251
1.6153 | 17955.9731
1.6652 | 17885.8373
1.7151 | 17798.8262
1.765 | 17723.4448
1.8149 | 17666.2558
1.8648 | 17624.2458
1.9147 | 17588.5195
1.9647 | 17561.8223
2.0146 | 17519.8905
2.0645 | 17448.6721
2.1144 | 17384.7531
2.1643 | 17363.4021
2.2142 | 17337.7987
2.2641 | 17307.9431
2.314 | 17270.4868
2.3639 | 17218.7778
2.4139 | 17159.0442
2.4638 | 17104.1655
2.5137 | 17056.0839
2.5636 | 16981.0932
2.6135 | 16898.7362
2.6634 | 16843.5339
2.7133 | 16801.881
2.7632 | 16773.2754
2.8131 | 16735.9976
2.863 | 16700.5615
2.913 | 16672.4915
2.9629 | 16631.2405
3.0128 | 16586.8085
3.0627 | 16508.6481
3.1126 | 16429.8179
3.1625 | 16366.7583
3.2124 | 16311.8238
3.2623 | 16238.7416
3.3122 | 16162.9472
3.3622 | 16092.9343
3.4121 | 16022.2963
3.462 | 15953.2097
3.5119 | 15889.7929
3.5618 | 15778.7968
3.6117 | 15658.2133
3.6616 | 15568.4343
3.7115 | 15477.2266
3.7614 | 15394.278
3.8113 | 15313.9077
3.8613 | 15243.7831
3.9112 | 15173.5358
3.9611 | 15097.2503
4.011 | 15020.6301
4.0609 | 14931.2862
4.1108 | 14855.0343
4.1607 | 14822.0424
4.2106 | 14780.8025
4.2605 | 14721.1693
4.3104 | 14673.1546
4.3604 | 14618.0305
4.4103 | 14570.2056
4.4602 | 14527.8831
4.5101 | 14483.2279
4.56 | 14423.1371
4.6099 | 14353.7603
4.6598 | 14307.9444
4.7097 | 14259.4945
4.7596 | 14225.8106
4.8096 | 14194.3924
4.8595 | 14146.8688
4.9094 | 14088.0169
4.9593 | 14031.9664
5.0092 | 13968.717
5.0591 | 13862.2075
5.109 | 13761.4014
5.1589 | 13682.7833
5.2088 | 13598.1271
5.2587 | 13507.4217
5.3087 | 13409.9861
5.3586 | 13327.8635
5.4085 | 13254.5357
5.4584 | 13173.9198
5.5083 | 13114.6214
5.5582 | 13009.5518
5.6081 | 12906.2567
5.658 | 12843.6435
5.7079 | 12787.1131
5.7579 | 12728.3616
5.8078 | 12658.6611
5.8577 | 12574.2951
5.9076 | 12482.2057
5.9575 | 12392.5382
6.0074 | 12307.8486
6.0573 | 12184.3856
6.1072 | 12059.427
6.1571 | 11978.5879
6.207 | 11890.8736
6.257 | 11809.0077
6.3069 | 11734.4857
6.3568 | 11658.5016
6.4067 | 11582.6514
6.4566 | 11500.9752
6.5065 | 11408.6514
6.5564 | 11257.7324
6.6063 | 11106.9305
6.6562 | 11007.1345
6.7062 | 10906.6721
6.7561 | 10809.3124
6.806 | 10717.3078
6.8559 | 10626.1827
6.9058 | 10539.1615
6.9557 | 10464.4822
7.0056 | 10381.5861
7.0555 | 10277.6002
7.1054 | 10162.8963
7.1553 | 10080.8607
7.2053 | 10001.208
7.2552 | 9920.0385
7.3051 | 9838.4617
7.355 | 9760.4943
7.4049 | 9677.5401
7.4548 | 9584.3514
7.5047 | 9496.6795
7.5546 | 9376.2356
7.6045 | 9248.537
7.6544 | 9172.8163
7.7044 | 9088.38
7.7543 | 8995.1477
7.8042 | 8902.4667
7.8541 | 8812.556
7.904 | 8725.9723
7.9539 | 8648.3821
8.0038 | 8560.7839
8.0537 | 8421.3183
8.1036 | 8283.5424
8.1536 | 8159.104
8.2035 | 8060.386
8.2534 | 7983.7513
8.3033 | 7908.2962
8.3532 | 7830.5029
8.4031 | 7749.5823
8.453 | 7662.1671
8.5029 | 7579.9083
8.5528 | 7473.8543
8.6027 | 7357.3546
8.6527 | 7315.9842
8.7026 | 7263.6692
8.7525 | 7197.1441
8.8024 | 7128.5943
8.8523 | 7056.4887
8.9022 | 6987.1487
8.9521 | 6922.06
9.002 | 6850.7066
9.0519 | 6736.1691
9.1019 | 6625.2634
9.1518 | 6548.8529
9.2017 | 6470.9491
9.2516 | 6391.158
9.3015 | 6306.5766
9.3514 | 6232.4988
9.4013 | 6160.6867
9.4512 | 6091.0577
9.5011 | 6032.0261
9.551 | 5933.3952
9.601 | 5837.5055
9.6509 | 5771.4971
9.7008 | 5709.183
9.7507 | 5649.2852
9.8006 | 5588.0605
9.8505 | 5523.474
9.9004 | 5460.0706
9.9503 | 5392.6157
10.0002 | 5324.3093
10.0502 | 5242.2782
10.1001 | 5151.3941
10.15 | 5088.8111
10.1999 | 5031.4257
10.2498 | 4979.0069
10.2997 | 4930.0827
10.3496 | 4875.0333
10.3995 | 4822.0129
10.4494 | 4779.8322
10.4993 | 4733.6189
10.5493 | 4648.4951
10.5992 | 4562.9762
10.6491 | 4515.5587
10.699 | 4465.5719
10.7489 | 4410.6665
10.7988 | 4356.9642
10.8487 | 4314.0624
10.8986 | 4266.9987
10.9485 | 4218.2296
10.9985 | 4166.7651
11.0484 | 4105.6877
11.0983 | 4044.5243
11.1482 | 4001.7018
11.1981 | 3957.6314
11.248 | 3915.1917
11.2979 | 3873.2197
11.3478 | 3824.0722
11.3977 | 3775.5721
11.4476 | 3725.2806
11.4976 | 3686.581
11.5475 | 3628.3351
11.5974 | 3564.3591
11.6473 | 3525.4697
11.6972 | 3479.9875
11.7471 | 3437.1159
11.797 | 3395.7499
11.8469 | 3354.6283
11.8968 | 3315.8885
11.9467 | 3276.8406
11.9967 | 3234.719
12.0466 | 3176.78
12.0965 | 3112.3777
12.1464 | 3077.5062
12.1963 | 3056.643
12.2462 | 3026.9268
12.2961 | 2997.3613
12.346 | 2970.2725
12.3959 | 2946.1212
12.4459 | 2920.3839
12.4958 | 2893.0116
12.5457 | 2853.2315
12.5956 | 2816.5308
12.6455 | 2787.7298
12.6954 | 2747.8315
12.7453 | 2714.0494
12.7952 | 2685.7362
12.8451 | 2663.8227
12.895 | 2636.082
12.945 | 2602.8512
12.9949 | 2575.1496
13.0448 | 2540.5193
13.0947 | 2494.8909
13.1446 | 2469.2675
13.1945 | 2442.6306
13.2444 | 2417.3465
13.2943 | 2394.1003
13.3442 | 2367.4434
13.3941 | 2344.9484
13.4441 | 2327.4156
13.494 | 2306.0043
13.5439 | 2270.2958
13.5938 | 2235.7793
13.6437 | 2210.7932
13.6936 | 2191.6242
13.7435 | 2174.8325
13.7934 | 2153.3263
13.8433 | 2131.5233
13.8933 | 2113.9905
13.9432 | 2097.2177
13.9931 | 2081.0231
14.043 | 2052.422
14.0929 | 2020.0316
14.1428 | 1999.2722
14.1927 | 1977.3531
14.2426 | 1959.0602
14.2925 | 1939.2796
14.3424 | 1920.9119
14.3924 | 1900.4103
14.4423 | 1879.8696
14.4922 | 1861.9986
14.5421 | 1840.8061
14.592 | 1820.9618
14.6419 | 1809.4559
14.6918 | 1800.3218
14.7417 | 1785.8069
14.7916 | 1768.0854
14.8415 | 1751.0951
14.8915 | 1736.1572
14.9414 | 1725.3076
14.9913 | 1712.6086
15.0412 | 1690.483
15.0911 | 1675.8219
15.141 | 1667.4735
15.1909 | 1653.6461
15.2408 | 1641.8713
15.2907 | 1634.8945
15.3407 | 1625.4077
15.3906 | 1613.0312
15.4405 | 1598.7753
15.4904 | 1585.852
15.5403 | 1566.1082
15.5902 | 1548.7528
15.6401 | 1536.4009
15.69 | 1526.8092
15.7399 | 1512.6827
15.7898 | 1497.1042
15.8398 | 1483.4353
15.8897 | 1470.3133
15.9396 | 1455.8185
15.9895 | 1441.1206
16.0394 | 1423.1949
16.0893 | 1405.0058
16.1392 | 1392.4899
16.1891 | 1382.0834
16.239 | 1374.0575
16.289 | 1361.8407
16.3389 | 1354.8338
16.3888 | 1349.6584
16.4387 | 1342.4674
16.4886 | 1332.1803
16.5385 | 1318.142
16.5884 | 1302.2912
16.6383 | 1291.7049
16.6882 | 1280.7359
16.7382 | 1270.8361
16.7881 | 1264.192
16.838 | 1249.4338
16.8879 | 1231.9166
16.9378 | 1220.202
16.9877 | 1212.7632
17.0376 | 1200.2439
17.0875 | 1187.1052
17.1374 | 1178.24
17.1873 | 1168.6772
17.2373 | 1158.7384
17.2872 | 1149.3051
17.3371 | 1143.3284
17.387 | 1140.1062
17.4369 | 1134.7411
17.4868 | 1126.6058
17.5367 | 1112.9756
17.5866 | 1098
17.6365 | 1089.6613
17.6865 | 1083.1921
17.7364 | 1076.1911
17.7863 | 1069.9904
17.8362 | 1064.7943
17.8861 | 1059.8665
17.936 | 1051.5429
17.9859 | 1041.6428
18.0358 | 1031.7286
18.0857 | 1022.7627
18.1356 | 1014.5035
18.1855 | 1007.9498
18.2355 | 1001.3913
18.2854 | 994.047
18.3353 | 986.4094
18.3852 | 977.4143
18.4351 | 969.5778
18.485 | 964.3967
18.5349 | 954.8301
18.5848 | 947.2369
18.6348 | 944.0098
18.6847 | 935.2982
18.7346 | 925.577
18.7845 | 918.5809
18.8344 | 911.7141
18.8843 | 904.0814
18.9342 | 898.0598
18.9841 | 894.6537
19.034 | 886.209
19.0839 | 876.3653
19.1338 | 869.0658
19.1838 | 860.6724
19.2337 | 854.8746
19.2836 | 849.0768
19.3335 | 842.3192
19.3834 | 835.4673
19.4333 | 829.6297
19.4832 | 824.6125
19.5331 | 818.1667
19.5831 | 809.4319
19.633 | 805.8367
19.6829 | 804.8224
19.7328 | 799.2036
19.7827 | 789.7461
19.8326 | 781.8101
19.8825 | 777.7179
19.9324 | 773.2228
19.9823 | 765.0979
20.0322 | 754.3725
20.0821 | 741.2901
20.1321 | 729.2122
20.182 | 718.974
20.2319 | 714.0413
20.2818 | 713.3899
20.3317 | 712.6292
20.3816 | 707.09
20.4315 | 701.0883
20.4814 | 692.8389
20.5313 | 680.9289
20.5813 | 673.6705
20.6312 | 670.503
20.6811 | 668.7378
20.731 | 663.8301
20.7809 | 654.487
20.8308 | 648.9228
20.8807 | 640.9321
20.9306 | 634.5277
20.9805 | 634.1995
21.0304 | 630.1342
21.0804 | 623.6034
21.1303 | 620.7392
21.1802 | 616.1149
21.2301 | 613.1713
21.28 | 612.7437
21.3299 | 606.6873
21.3798 | 603.3608
21.4297 | 597.2895
21.4796 | 590.7905
21.5296 | 581.4544
21.5795 | 574.9832
21.6294 | 569.3894
21.6793 | 565.0633
21.7292 | 561.155
21.7791 | 555.9986
21.829 | 551.2301
21.8789 | 548.4704
21.9288 | 543.1997
21.9788 | 537.1233
22.0287 | 531.1884
22.0786 | 525.9405
22.1285 | 518.9593
22.1784 | 512.0277
22.2283 | 504.3802
22.2782 | 497.6972
22.3281 | 492.1183
22.378 | 486.8127
22.4279 | 485.6641
22.4779 | 482.3574
22.5278 | 475.6078
22.5777 | 469.1905
22.6276 | 467.0722
22.6775 | 464.4668
22.7274 | 461.2197
22.7773 | 460.9512
22.8272 | 461.0208
22.8771 | 459.8225
22.9271 | 455.8049
22.977 | 452.6871
23.0269 | 448.1684
23.0768 | 443.4832
23.1267 | 441.5888
23.1766 | 440.5296
23.2265 | 441.1462
23.2764 | 437.0539
23.3263 | 431.261
23.3762 | 426.4627
23.4261 | 425.1799
23.4761 | 422.5991
23.526 | 416.7043
23.5759 | 418.3378
23.6258 | 417.6914
23.6757 | 412.9925
23.7256 | 405.887
23.7755 | 404.1665
23.8254 | 402.8985
23.8754 | 402.9333
23.9253 | 402.3715
23.9752 | 402.4857
24.0251 | 401.0292
24.075 | 395.783
24.1249 | 391.5514
24.1748 | 389.9206
24.2247 | 391.3725
24.2746 | 387.5885
24.3245 | 385.1023
24.3744 | 379.8464
24.4244 | 372.7757
24.4743 | 335.607
24.5242 | 274.1748
24.5741 | 229.8789
24.624 | 195.9921
24.6739 | 162.4582
24.7238 | 127.7807
24.7737 | 95.4452
24.8237 | 62.2495
24.8736 | 30.5504
24.9235 | 0
24.9734 | 0
25.0233 | 0
25.0732 | 0
25.1231 | 0
25.173 | 0
25.2229 | 0
25.2728 | 0
25.3227 | 0
25.3727 | 0
25.4226 | 0
25.4725 | 0
25.5224 | 0
25.5723 | 0
25.6222 | 0
25.6721 | 0
25.722 | 0
25.7719 | 0
25.8219 | 0
25.8718 | 0
25.9217 | 0
25.9716 | 0
26.0215 | 0
26.0714 | 0
26.1213 | 0
26.1712 | 0
26.2211 | 0
26.271 | 0
26.321 | 0
26.3709 | 0
26.4208 | 0
26.4707 | 0
26.5206 | 0
26.5705 | 0
26.6204 | 0
26.6703 | 0
26.7202 | 0
26.7702 | 0
26.8201 | 0
26.87 | 0
26.9199 | 0
26.9698 | 0
27.0197 | 0
27.0696 | 0
27.1195 | 0
27.1694 | 0
27.2193 | 0
27.2693 | 0
27.3192 | 0
27.3691 | 0
27.419 | 0
27.4689 | 0
27.5188 | 0
27.5687 | 0
27.6186 | 0
27.6685 | 0
27.7185 | 0
27.7684 | 0
27.8183 | 0
27.8682 | 0
27.9181 | 0
27.968 | 0
28.0179 | 0
28.0678 | 0
28.1177 | 0
28.1676 | 0
28.2176 | 0
28.2675 | 0
28.3174 | 0
28.3673 | 0
28.4172 | 0
28.4671 | 0
28.517 | 0
28.5669 | 0
28.6168 | 0
28.6668 | 0
28.7167 | 0
28.7666 | 0
28.8165 | 0
28.8664 | 0
28.9163 | 0
28.9662 | 0
29.0161 | 0
29.066 | 0
29.116 | 0
29.1659 | 0
29.2158 | 0
29.2657 | 0
29.3156 | 0
29.3655 | 0
29.4154 | 0
29.4653 | 0
29.5152 | 0
29.5651 | 0
29.6151 | 0
29.665 | 0
29.7149 | 0
29.7648 | 0
29.8147 | 0
29.8646 | 0
29.9145 | 0
29.9644 | 0
30.0143 | 0
30.0642 | 0
30.1141 | 0
30.1641 | 0
30.214 | 0
30.2639 | 0
30.3138 | 0
30.3637 | 0
30.4136 | 0
30.4635 | 0
30.5134 | 0
30.5633 | 0
30.6133 | 0
30.6632 | 0
30.7131 | 0
30.763 | 0
30.8129 | 0
30.8628 | 0
30.9127 | 0
30.9626 | 0
31.0125 | 0
31.0624 | 0
31.1124 | 0
31.1623 | 0
31.2122 | 0
31.2621 | 0
31.312 | 0
31.3619 | 0
31.4118 | 0
31.4617 | 0
31.5116 | 0
31.5616 | 0
31.6115 | 0
26.1511 | 238.8642
26.2099 | 239.6491
26.2687 | 238.2679
26.3274 | 236.2161
26.3862 | 235.0337
26.4449 | 235.6498
26.5037 | 234.3829
26.5625 | 232.8726
26.6212 | 230.5922
26.68 | 227.3231
26.7388 | 224.2329
26.7976 | 222.817
26.8563 | 220.5118
26.9151 | 217.7942
26.9738 | 216.5968
27.0326 | 215.0269
27.0914 | 211.6039
27.1502 | 209.2638
27.2089 | 207.2965
27.2677 | 207.1176
27.3265 | 206.8691
27.3852 | 207.4604
27.444 | 207.8827
27.5027 | 206.4866
27.5615 | 206.2929
27.6203 | 206.2084
27.679 | 205.2149
27.7378 | 204.5888
27.7966 | 202.6811
27.8553 | 200.6192
27.9141 | 198.6816
27.9729 | 196.5851
28.0316 | 193.5297
28.0904 | 191.0207
28.1492 | 191.1798
28.2079 | 192.6702
28.2667 | 192.3174
28.3255 | 192.4169
28.3842 | 192.6404
28.443 | 191.9449
28.5018 | 190.3848
28.5605 | 191.771
28.6193 | 193.9967
28.6781 | 192.9584
28.7368 | 192.089
28.7956 | 190.8022
28.8544 | 189.7887
28.9131 | 188.9541
28.9719 | 188.2336
29.0307 | 189.3167
29.0894 | 188.6559
29.1482 | 186.7879
29.207 | 185.9086
29.2657 | 182.6594
29.3245 | 181.2235
29.3833 | 179.44
29.442 | 177.9544
29.5008 | 175.5151
29.5596 | 174.2632
29.6183 | 173.3143
29.6771 | 170.7507
29.7359 | 170.4078
29.7946 | 172.0622
29.8534 | 173.1404
29.9122 | 172.3802
29.9709 | 171.6201
30.0297 | 172.1964
30.0885 | 170.696
30.1472 | 169.9706
30.206 | 171.2326
30.2648 | 171.2624
30.3235 | 169.2354
30.3823 | 166.5575
30.4411 | 166.2743
30.4998 | 165.077
30.5586 | 163.7902
30.6174 | 164.2026
30.6761 | 163.6362
30.7349 | 162.1756
30.7937 | 160.8491
30.8524 | 161.5695
30.9112 | 163.0649
30.97 | 163.9045
31.0287 | 164.9479
31.0875 | 164.5604
31.1463 | 162.0464
31.205 | 159.4829
31.2638 | 157.0484
31.3226 | 156.8845
31.3813 | 155.7965
31.4401 | 153.2727
31.4989 | 149.1591
31.5576 | 146.3421
31.6164 | 146.8936
31.6752 | 148.7616
31.7339 | 149.1094
31.7927 | 149.7055
31.8515 | 146.7842
31.9102 | 144.4194
31.969 | 144.4989
32.0278 | 145.4081
32.0865 | 144.6877
32.1453 | 143.0234
32.2041 | 140.5393
32.2628 | 138.552
32.3216 | 137.8416
32.3804 | 138.1545
32.4391 | 137.6975
32.4979 | 137.3994
32.5567 | 136.8231
32.6154 | 137.5037
32.6742 | 136.52
32.733 | 120.9548
32.7917 | 106.8104
32.8505 | 91.5632
32.9093 | 76.4699
32.968 | 61.7244
33.0268 | 46.0201
33.0856 | 30.9119
33.1443 | 14.9989
33.2031 | 0
33.2619 | 0
33.3206 | 0
33.3794 | 0
33.4382 | 0
33.4969 | 0
33.5557 | 0
33.6145 | 0
33.6732 | 0
33.732 | 0
33.7908 | 0
33.8495 | 0
33.9083 | 0
33.9671 | 0
34.0258 | 0
34.0846 | 0
34.1434 | 0
34.2021 | 0
34.2609 | 0
34.3197 | 0
34.3784 | 0
34.4372 | 0
34.496 | 0
34.5547 | 0
34.6135 | 0
34.6723 | 0
34.731 | 0
34.7898 | 0
34.8486 | 0
34.9073 | 0
34.9661 | 0
35.0249 | 0
35.0836 | 0
35.1424 | 0
35.2012 | 0
35.2599 | 0
35.3187 | 0
35.3775 | 0
35.4362 | 0
35.495 | 0
35.5538 | 0
35.6125 | 0
35.6713 | 0
35.7301 | 0
35.7888 | 0
35.8476 | 0
35.9064 | 0
35.9651 | 0
36.0239 | 0
36.0827 | 0
36.1414 | 0
36.2002 | 0
36.259 | 0
36.3177 | 0
36.3765 | 0
36.4353 | 0
36.494 | 0
36.5528 | 0
36.6116 | 0
36.6703 | 0
36.7291 | 0
36.7879 | 0
36.8466 | 0
36.9054 | 0
36.9642 | 0
37.0229 | 0
37.0817 | 0
37.1405 | 0
37.1992 | 0
37.258 | 0
37.3168 | 0
37.3755 | 0
37.4343 | 0
37.4931 | 0
37.5518 | 0
37.6106 | 0
37.6694 | 0
37.7281 | 0
37.7869 | 0
37.8457 | 0
37.9044 | 0
37.9632 | 0
38.022 | 0
38.0807 | 0
38.1395 | 0
38.1983 | 0
38.257 | 0
38.3158 | 0
38.3746 | 0
38.4333 | 0
38.4921 | 0
38.5509 | 0
38.6096 | 0
38.6684 | 0
38.7272 | 0
38.7859 | 0
38.8447 | 0
38.9035 | 0
38.9622 | 0
39.021 | 0
39.0797 | 0
39.1385 | 0
39.1973 | 0
39.2561 | 0
39.3148 | 0
39.3736 | 0
39.4323 | 0
39.4911 | 0
39.5499 | 0
39.6086 | 0
39.6674 | 0
39.7262 | 0
39.785 | 0
39.8437 | 0
39.9025 | 0
39.9612 | 0
40.02 | 0
40.0788 | 0
40.1375 | 0
40.1963 | 0
40.2551 | 0
40.3139 | 0
40.3726 | 0
40.4314 | 0
40.4901 | 0
40.5489 | 0
40.6077 | 0
40.6664 | 0
40.7252 | 0
40.784 | 0
40.8428 | 0
40.9015 | 0

## WR
Color Source Strip Standard | 2016-06-20
| Beam Angle | Field Angle
| 42 | 72.4
[5 empty] | Lens Efficiency | Power Consump (Watts) | Efficacy (lm/W)
Mode | Accessory Lens | Candela | Field Lumens | Beam Lumens
RGB - full | WR | 5332.7258 | 2512.712 | 1276.952 | 101.3% | 93.2 | 26.9604
Max output | WR | 5621.7595 | 2648.901 | 1346.1628 | 101.3% | 104 | 25.4702
3200K | WR | 5054.7308 | 2381.7243 | 1210.3845 | 101.3% | 78.9 | 30.1866
5600K | WR | 5284.8912 | 2490.173 | 1265.4977 | 101.3% | 93.9 | 26.5194
Red | WR | 1223.4873 | 576.4915 | 292.9711 | 101.3% | 27.8 | 20.7371
Green | WR | 1580.0867 | 744.5166 | 378.3609 | 101.3% | 30.4 | 24.4907
Blue | WR | 493.9704 | 232.7525 | 118.2841 | 101.3% | 32.9 | 7.0745
| For Field diameter at any distance, multiply distance by |  |  |  | 1.4638
| For Beam diameter at any distance, multiply distance by |  |  |  | 0.76773
Dist for 1.0 fc
| Throw Distance (ft) | 10 | 15 | 20 | 25 | 73.0255
| Throw Distance (m) | 3.048 | 4.572 | 6.096 | 7.62 | 22.2582
| Field Diameter (ft) | 14.6378 | 21.9567 | 29.2756 | 36.5945
| Field Diameter (m) | 4.4616 | 6.6924 | 8.9232 | 11.154
| Illuminance (fc) | 53.3273 | 23.701 | 13.3318 | 8.5324
| Illuminance (lux) | 574.0093 | 255.1152 | 143.5023 | 91.8415
Test Distance | Iso-Illuminance Diagram grid lines
56.5 | 12.5 | 25 | 37.5 | 50
| 0.22124 | 0.44248 | 0.66372 | 0.88496
Measurement: WR Full ON RGB - Intensity
Degrees | (Cd)
-46.153 | 0
-46.0868 | 0
-46.0206 | 0
-45.9543 | 0
-45.8881 | 0
-45.8219 | 0
-45.7557 | 0
-45.6895 | 0
-45.6233 | 0
-45.557 | 0
-45.4908 | 0
-45.4246 | 0
-45.3584 | 0
-45.2922 | 0
-45.226 | 0
-45.1598 | 0
-45.0935 | 0
-45.0273 | 0
-44.9611 | 0
-44.8949 | 0
-44.8287 | 0
-44.7625 | 0
-44.6962 | 0
-44.63 | 0
-44.5638 | 0
-44.4976 | 0
-44.4314 | 0
-44.3651 | 0
-44.2989 | 0
-44.2327 | 0
-44.1665 | 0
-44.1003 | 0
-44.0341 | 0
-43.9678 | 0
-43.9016 | 0
-43.8354 | 0
-43.7692 | 0
-43.703 | 0
-43.6368 | 0
-43.5705 | 0
-43.5043 | 0
-43.4381 | 0
-43.3719 | 0
-43.3057 | 0
-43.2395 | 0
-43.1733 | 0
-43.107 | 0
-43.0408 | 0
-42.9746 | 0
-42.9084 | 0
-42.8422 | 10.1482
-42.776 | 42.0509
-42.7097 | 75.4149
-42.6435 | 109.0027
-42.5773 | 142.5227
-42.5111 | 175.8799
-42.4449 | 209.0541
-42.3787 | 233.3989
-42.3124 | 235.552
-42.2462 | 236.2233
-42.18 | 238.0848
-42.1138 | 239.9869
-42.0476 | 241.6586
-41.9813 | 244.032
-41.9151 | 245.9681
-41.8489 | 247.972
-41.7827 | 251.1117
-41.7165 | 252.9426
-41.6503 | 254.4481
-41.5841 | 256.2689
-41.5178 | 258.4016
-41.4516 | 258.6966
-41.3854 | 260.8429
-41.3192 | 263.5792
-41.253 | 264.7285
-41.1868 | 266.7799
-41.1205 | 269.7637
-41.0543 | 273.1408
-40.9881 | 277.2673
-40.9219 | 279.6983
-40.8557 | 281.2614
-40.7895 | 286.0727
-40.7232 | 289.4803
-40.657 | 291.3385
-40.5908 | 294.7935
-40.5246 | 298.0824
-40.4584 | 301.9511
-40.3922 | 305.291
-40.3259 | 306.4947
-40.2597 | 310.1972
-40.1935 | 314.0931
-40.1273 | 315.6019
-40.0611 | 318.0127
-39.9948 | 320.0302
-39.9286 | 323.0987
-39.8624 | 326.4215
-39.7962 | 328.9476
-39.73 | 331.2599
-39.6638 | 333.5249
-39.5976 | 336.6443
-39.5313 | 339.862
-39.4651 | 343.2832
-39.3989 | 346.8197
-39.3327 | 349.2746
-39.2665 | 353.3772
-39.2003 | 356.8221
-39.134 | 361.0773
-39.0678 | 366.3736
-39.0016 | 370.0659
-38.9354 | 374.4399
-38.8692 | 377.5661
-38.803 | 381.6078
-38.7367 | 385.5138
-38.6705 | 389.7352
-38.6043 | 392.9969
-38.5381 | 395.4586
-38.4719 | 397.2115
-38.4057 | 401.7143
-38.3394 | 405.7627
-38.2732 | 408.9365
-38.207 | 411.1912
-38.1408 | 413.7647
-38.0746 | 417.9928
-38.0084 | 421.6887
-37.9421 | 424.6657
-37.8759 | 427.5851
-37.8097 | 432.7761
-37.7435 | 436.4787
-37.6773 | 441.6596
-37.6111 | 446.9083
-37.5448 | 452.4691
-37.4786 | 456.8802
-37.4124 | 461.4238
-37.3462 | 467.1065
-37.28 | 473.3148
-37.2138 | 476.7631
-37.1475 | 480.0655
-37.0813 | 484.0089
-37.0151 | 489.1931
-36.9489 | 494.1943
-36.8827 | 497.4325
-36.8165 | 499.6431
-36.7502 | 504.0849
-36.684 | 508.503
-36.6178 | 513.0227
-36.5516 | 516.7456
-36.4854 | 519.9159
-36.4192 | 524.3949
-36.3529 | 530.0472
-36.2867 | 534.4854
-36.2205 | 538.7611
-36.1543 | 543.0198
-36.0881 | 548.5432
-36.0219 | 555.2397
-35.9556 | 560.8275
-35.8894 | 565.9033
-35.8232 | 570.9689
-35.757 | 577.0484
-35.6908 | 583.9992
-35.6246 | 590.3771
-35.5583 | 594.8629
-35.4921 | 598.0365
-35.4259 | 602.8546
-35.3597 | 608.4798
-35.2935 | 613.108
-35.2273 | 617.6649
-35.161 | 622.2457
-35.0948 | 627.1859
-35.0286 | 633.8724
-34.9624 | 639.3856
-34.8962 | 644.9597
-34.83 | 651.1884
-34.7637 | 658.3935
-34.6975 | 665.4257
-34.6313 | 671.2577
-34.5651 | 677.7982
-34.4989 | 684.1522
-34.4327 | 690.096
-34.3664 | 697.8065
-34.3002 | 704.6284
-34.234 | 711.3725
-34.1678 | 719.5371
-34.1016 | 726.4304
-34.0354 | 733.8729
-33.9691 | 742.2884
-33.9029 | 748.2899
-33.8367 | 753.5488
-33.7705 | 760.4217
-33.7043 | 767.3217
-33.6381 | 775.1167
-33.5718 | 781.5793
-33.5056 | 787.1128
-33.4394 | 792.3413
-33.3732 | 797.946
-33.307 | 804.3781
-33.2408 | 809.8573
-33.1745 | 816.0487
-33.1083 | 823.1962
-33.0421 | 830.2758
-32.9759 | 838.5321
-32.9097 | 847.4528
-32.8435 | 854.0105
-32.7772 | 862.0293
-32.711 | 870.4077
-32.6448 | 877.2398
-32.5786 | 885.1265
-32.5124 | 892.2773
-32.4462 | 899.2486
-32.3799 | 906.9215
-32.3137 | 915.8694
-32.2475 | 923.4544
-32.1813 | 932.494
-32.1151 | 940.0212
-32.0489 | 949.7049
-31.9826 | 959.141
-31.9164 | 967.2446
-31.8502 | 973.3444
-31.784 | 980.9259
-31.7178 | 989.5348
-31.6516 | 997.1537
-31.5853 | 1003.8501
-31.5191 | 1010.0483
-31.4529 | 1018.9995
-31.3867 | 1027.683
-31.3205 | 1034.756
-31.2543 | 1040.3946
-31.188 | 1048.444
-31.1218 | 1056.5782
-31.0556 | 1067.3773
-30.9894 | 1075.6946
-30.9232 | 1083.7984
-30.857 | 1093.1769
-30.7907 | 1106.0715
-30.7245 | 1118.407
-30.6583 | 1127.5746
-30.5921 | 1134.8382
-30.5259 | 1143.8842
-30.4597 | 1153.4927
-30.3934 | 1165.4115
-30.3272 | 1173.1349
-30.261 | 1180.5202
-30.1948 | 1189.9668
-30.1286 | 1200.264
-30.0624 | 1212.0433
-29.9961 | 1223.2155
-29.9299 | 1230.8708
-29.8637 | 1238.9067
-29.7975 | 1248.7429
-29.7313 | 1257.5389
-29.6651 | 1265.029
-29.5988 | 1271.3015
-29.5326 | 1279.7403
-29.4664 | 1287.4984
-29.4002 | 1296.3211
-29.334 | 1302.5289
-29.2678 | 1312.691
-29.2015 | 1323.7314
-29.1353 | 1333.1569
-29.0691 | 1342.4641
-29.0029 | 1353.6128
-28.9367 | 1364.7448
-28.8705 | 1378.5576
-28.8042 | 1390.6662
-28.738 | 1401.1397
-28.6718 | 1410.9111
-28.6056 | 1421.4225
-28.5394 | 1432.1538
-28.4732 | 1441.8784
-28.4069 | 1449.1375
-28.3407 | 1456.102
-28.2745 | 1464.5587
-28.2083 | 1475.2186
-28.1421 | 1483.7121
-28.0759 | 1492.3384
-28.0096 | 1502.6021
-27.9434 | 1514.4752
-27.8772 | 1525.644
-27.811 | 1538.2849
-27.7448 | 1553.5119
-27.6786 | 1571.7434
-27.6123 | 1584.4725
-27.5461 | 1594.6748
-27.4799 | 1604.8268
-27.4137 | 1616.5782
-27.3475 | 1624.0851
-27.2813 | 1631.7215
-27.215 | 1634.1389
-27.1488 | 1641.4561
-27.0826 | 1653.6417
-27.0164 | 1663.3249
-26.9502 | 1672.1209
-26.884 | 1683.1848
-26.8177 | 1690.7486
-26.7515 | 1702.2802
-26.6853 | 1714.7917
-26.6191 | 1725.8656
-26.5529 | 1738.4217
-26.4867 | 1749.9801
-26.4204 | 1761.6913
-26.3542 | 1777.1939
-26.288 | 1791.8952
-26.2218 | 1803.4033
-26.1556 | 1815.1045
-26.0894 | 1830.7857
-26.0231 | 1846.5328
-25.9569 | 1859.4851
-25.8907 | 1867.6226
-25.8245 | 1873.5625
-25.7583 | 1881.1307
-25.6921 | 1891.2381
-25.6258 | 1898.0196
-25.5596 | 1904.2787
-25.4934 | 1911.9318
-25.4272 | 1924.9008
-25.361 | 1940.0195
-25.2948 | 1954.2331
-25.2285 | 1965.3438
-25.1623 | 1979.5574
-25.0961 | 1994.8535
-25.0299 | 2010.172
-24.9637 | 2022.775
-24.8975 | 2035.9271
-24.8312 | 2050.7746
-24.765 | 2066.1723
-24.6988 | 2078.6023
-24.6326 | 2091.7076
-24.5664 | 2104.9746
-24.5002 | 2117.5877
-24.4339 | 2128.713
-24.3677 | 2142.018
-24.3015 | 2153.0172
-24.2353 | 2162.7306
-24.1691 | 2172.2922
-24.1029 | 2184.0994
-24.0366 | 2195.5596
-23.9704 | 2207.6436
-23.9042 | 2216.2487
-23.838 | 2226.1362
-23.7718 | 2238.3765
-23.7056 | 2250.3154
-23.6393 | 2262.4608
-23.5731 | 2275.8775
-23.5069 | 2289.9381
-23.4407 | 2299.5812
-23.3745 | 2310.1428
-23.3083 | 2321.3663
-23.242 | 2332.4235
-23.1758 | 2342.7039
-23.1096 | 2351.9497
-23.0434 | 2360.1553
-22.9772 | 2371.948
-22.911 | 2381.984
-22.8447 | 2390.9384
-22.7785 | 2400.9655
-22.7123 | 2415.1243
-22.6461 | 2430.2162
-22.5799 | 2443.9755
-22.5137 | 2455.8943
-22.4474 | 2468.5409
-22.3812 | 2483.7578
-22.315 | 2499.5417
-22.2488 | 2508.9537
-22.1826 | 2515.3356
-22.1164 | 2523.7409
-22.0501 | 2537.6118
-21.9839 | 2551.8287
-21.9177 | 2564.4317
-21.8515 | 2575.6139
-21.7853 | 2587.468
-21.7191 | 2598.7417
-21.6528 | 2607.7476
-21.5866 | 2614.1596
-21.5204 | 2622.3919
-21.4542 | 2628.17
-21.388 | 2633.0618
-21.3218 | 2637.5988
-21.2555 | 2643.6916
-21.1893 | 2652.1449
-21.1231 | 2661.6686
-21.0569 | 2668.5415
-20.9907 | 2673.6343
-20.9245 | 2683.7216
-20.8582 | 2693.1984
-20.792 | 2705.6764
-20.7258 | 2715.1197
-20.6596 | 2723.9693
-20.5934 | 2735.5276
-20.5272 | 2751.7925
-20.461 | 2765.0976
-20.3947 | 2779.6091
-20.3285 | 2793.2166
-20.2623 | 2808.871
-20.1961 | 2823.7185
-20.1299 | 2836.9454
-20.0636 | 2847.8396
-19.9974 | 2856.1501
-19.9312 | 2866.2374
-19.865 | 2878.365
-19.7988 | 2891.5115
-19.7326 | 2903.9616
-19.6663 | 2916.3168
-19.6001 | 2930.863
-19.5339 | 2949.6436
-19.4677 | 2968.2278
-19.4015 | 2978.6164
-19.3353 | 2989.5788
-19.269 | 2998.7442
-19.2028 | 3012.8494
-19.1366 | 3025.1846
-19.0704 | 3032.8064
-19.0042 | 3038.618
-18.938 | 3049.183
-18.8717 | 3064.4412
-18.8055 | 3083.5276
-18.7393 | 3093.7913
-18.6731 | 3100.124
-18.6069 | 3107.9735
-18.5407 | 3120.533
-18.4745 | 3136.3057
-18.4082 | 3144.8372
-18.342 | 3147.5839
-18.2758 | 3150.4623
-18.2096 | 3161.4202
-18.1434 | 3174.2275
-18.0771 | 3182.49
-18.0109 | 3187.1965
-17.9447 | 3191.6587
-17.8785 | 3206.8455
-17.8123 | 3224.673
-17.7461 | 3239.8943
-17.6798 | 3253.6804
-17.6136 | 3267.6629
-17.5474 | 3283.122
-17.4812 | 3301.0611
-17.415 | 3313.5357
-17.3488 | 3323.863
-17.2826 | 3330.3129
-17.2163 | 3337.5207
-17.1501 | 3349.1371
-17.0839 | 3360.8695
-17.0177 | 3367.8876
-16.9515 | 3375.4491
-16.8852 | 3386.2954
-16.819 | 3399.875
-16.7528 | 3412.3284
-16.6866 | 3420.544
-16.6204 | 3431.6392
-16.5542 | 3441.9017
-16.488 | 3450.7959
-16.4217 | 3459.4792
-16.3555 | 3467.3968
-16.2893 | 3475.676
-16.2231 | 3490.6731
-16.1569 | 3500.8452
-16.0906 | 3513.8656
-16.0244 | 3526.9363
-15.9582 | 3538.7457
-15.892 | 3548.4268
-15.8258 | 3558.2797
-15.7596 | 3560.8802
-15.6934 | 3565.2174
-15.6271 | 3574.3448
-15.5609 | 3586.3775
-15.4947 | 3600.0553
-15.4285 | 3615.6729
-15.3623 | 3625.5872
-15.296 | 3635.4368
-15.2298 | 3644.369
-15.1636 | 3651.3557
-15.0974 | 3656.3849
-15.0312 | 3659.0267
-14.965 | 3662.7824
-14.8987 | 3672.555
-14.8325 | 3685.5988
-14.7663 | 3701.0122
-14.7001 | 3716.9992
-14.6339 | 3732.0911
-14.5677 | 3747.1796
-14.5015 | 3759.8909
-14.4352 | 3772.0497
-14.369 | 3784.1583
-14.3028 | 3794.3505
-14.2366 | 3801.806
-14.1704 | 3806.7057
-14.1042 | 3810.9201
-14.0379 | 3818.61
-13.9717 | 3831.8336
-13.9055 | 3841.7245
-13.8393 | 3845.2301
-13.7731 | 3852.3029
-13.7068 | 3863.1402
-13.6406 | 3873.444
-13.5744 | 3883.4164
-13.5082 | 3884.1452
-13.442 | 3885.6876
-13.3758 | 3892.6421
-13.3095 | 3898.3107
-13.2433 | 3905.6792
-13.1771 | 3914.4774
-13.1109 | 3920.9542
-13.0447 | 3929.9834
-12.9785 | 3939.3787
-12.9123 | 3950.0252
-12.846 | 3961.0657
-12.7798 | 3968.4364
-12.7136 | 3976.5806
-12.6474 | 3986.38
-12.5812 | 3998.0845
-12.515 | 4008.7377
-12.4487 | 4017.1441
-12.3825 | 4028.9123
-12.3163 | 4043.2921
-12.2501 | 4057.221
-12.1839 | 4071.2069
-12.1176 | 4080.7786
-12.0514 | 4093.809
-11.9852 | 4107.3618
-11.919 | 4114.4792
-11.8528 | 4119.8968
-11.7866 | 4123.9962
-11.7203 | 4127.5119
-11.6541 | 4134.7922
-11.5879 | 4138.837
-11.5217 | 4141.1495
-11.4555 | 4143.6284
-11.3893 | 4147.0872
-11.3231 | 4154.5394
-11.2568 | 4164.0943
-11.1906 | 4175.5779
-11.1244 | 4188.3036
-11.0582 | 4203.4904
-10.992 | 4216.3412
-10.9258 | 4226.0892
-10.8595 | 4235.8205
-10.7933 | 4243.91
-10.7271 | 4248.7483
-10.6609 | 4252.6379
-10.5947 | 4256.5744
-10.5284 | 4265.1527
-10.4622 | 4275.7177
-10.396 | 4281.8652
-10.3298 | 4287.8999
-10.2636 | 4298.3065
-10.1974 | 4312.6483
-10.1311 | 4322.4711
-10.0649 | 4334.0138
-9.9987 | 4346.0566
-9.9325 | 4357.9687
-9.8663 | 4365.5359
-9.8001 | 4372.0974
-9.7338 | 4372.5617
-9.6676 | 4377.3453
-9.6014 | 4380.4548
-9.5352 | 4382.0117
-9.469 | 4386.3991
-9.4028 | 4394.8279
-9.3365 | 4400.914
-9.2703 | 4410.2725
-9.2041 | 4421.4781
-9.1379 | 4430.8534
-9.0717 | 4439.4596
-9.0055 | 4449.4309
-8.9392 | 4461.6845
-8.873 | 4470.7316
-8.8068 | 4475.6782
-8.7406 | 4478.5365
-8.6744 | 4484.1996
-8.6082 | 4494.5782
-8.5419 | 4506.0852
-8.4757 | 4515.0341
-8.4095 | 4525.0734
-8.3433 | 4536.6016
-8.2771 | 4548.343
-8.2109 | 4562.5576
-8.1446 | 4571.5088
-8.0784 | 4576.6652
-8.0122 | 4580.7278
-7.946 | 4583.1184
-7.8798 | 4587.1866
-7.8136 | 4592.5473
-7.7473 | 4592.0863
-7.6811 | 4590.0818
-7.6149 | 4586.6877
-7.5487 | 4591.1064
-7.4825 | 4600.495
-7.4163 | 4610.3278
-7.35 | 4619.51
-7.2838 | 4624.4019
-7.2176 | 4634.4088
-7.1514 | 4645.6479
-7.0852 | 4646.7094
-7.019 | 4643.5731
-6.9527 | 4641.6411
-6.8865 | 4640.3286
-6.8203 | 4644.0754
-6.7541 | 4644.418
-6.6879 | 4645.1836
-6.6217 | 4653.1894
-6.5554 | 4665.1239
-6.4892 | 4674.2547
-6.423 | 4679.497
-6.3568 | 4685.7126
-6.2906 | 4694.9316
-6.2244 | 4705.7711
-6.1581 | 4712.8606
-6.0919 | 4717.2792
-6.0257 | 4716.3428
-5.9595 | 4718.9199
-5.8933 | 4722.5986
-5.8271 | 4723.8129
-5.7608 | 4726.1154
-5.6946 | 4732.6089
-5.6284 | 4740.3859
-5.5622 | 4751.2667
-5.496 | 4758.2111
-5.4298 | 4766.0707
-5.3635 | 4774.8689
-5.2973 | 4782.628
-5.2311 | 4789.0389
-5.1649 | 4791.5077
-5.0987 | 4794.4263
-5.0325 | 4801.5805
-4.9662 | 4809.7861
-4.9 | 4819.918
-4.8338 | 4825.6916
-4.7676 | 4826.2273
-4.7014 | 4831.5132
-4.6352 | 4843.0481
-4.5689 | 4855.564
-4.5027 | 4857.9101
-4.4365 | 4855.4011
-4.3703 | 4855.2381
-4.3041 | 4855.7672
-4.2379 | 4850.4746
-4.1716 | 4837.9218
-4.1054 | 4823.7663
-4.0392 | 4822.5866
-3.973 | 4830.0824
-3.9068 | 4833.7789
-3.8406 | 4835.6807
-3.7743 | 4842.4923
-3.7081 | 4854.3296
-3.6419 | 4864.6748
-3.5757 | 4867.8891
-3.5095 | 4866.475
-3.4433 | 4871.3033
-3.377 | 4876.8737
-3.3108 | 4880.116
-3.2446 | 4882.2645
-3.1784 | 4886.2289
-3.1122 | 4890.0939
-3.046 | 4894.5896
-2.9797 | 4900.7103
-2.9135 | 4909.7016
-2.8473 | 4916.5343
-2.7811 | 4921.5903
-2.7149 | 4923.7321
-2.6487 | 4927.3125
-2.5824 | 4932.4812
-2.5162 | 4937.1364
-2.45 | 4940.8653
-2.3838 | 4946.6467
-2.3176 | 4951.0006
-2.2514 | 4954.9773
-2.1851 | 4961.1817
-2.1189 | 4966.5155
-2.0527 | 4971.4186
-1.9865 | 4979.9456
-1.9203 | 4995.1357
-1.8541 | 5014.7478
-1.7878 | 5032.4737
-1.7216 | 5042.5275
-1.6554 | 5051.6115
-1.5892 | 5057.3717
-1.523 | 5057.7277
-1.4568 | 5051.8447
-1.3905 | 5043.2128
-1.3243 | 5037.5196
-1.2581 | 5033.6367
-1.1919 | 5028.0082
-1.1257 | 5025.2012
-1.0595 | 5027.7448
-0.99325 | 5038.0073
-0.92703 | 5053.3001
-0.86082 | 5069.863
-0.7946 | 5086.2362
-0.72838 | 5100.9007
-0.66217 | 5113.1242
-0.59595 | 5120.2784
-0.52973 | 5118.1321
-0.46352 | 5108.3294
-0.3973 | 5100.2332
-0.33108 | 5102.5224
-0.26487 | 5114.7649
-0.19865 | 5128.138
-0.13243 | 5135.9875
-0.066217 | 5143.6707
6.537e-13 | 5152.7949
0.066217 | 5156.9244
0.13243 | 5152.296
0.19865 | 5141.6707
0.26487 | 5126.4594
0.33108 | 5110.517
0.3973 | 5095.5032
0.46352 | 5079.4995
0.52973 | 5065.5337
0.59595 | 5055.3281
0.66217 | 5048.5422
0.72838 | 5047.5355
0.7946 | 5048.1694
0.86082 | 5048.1694
0.92703 | 5054.0457
0.99325 | 5061.8104
1.0595 | 5064.8685
1.1257 | 5058.9175
1.1919 | 5046.0533
1.2581 | 5034.1423
1.3243 | 5024.0996
1.3905 | 5011.9575
1.4568 | 4999.9851
1.523 | 4992.024
1.5892 | 4988.8565
1.6554 | 4989.1958
1.7216 | 4995.648
1.7878 | 5005.2777
1.8541 | 5010.7778
1.9203 | 5013.7478
1.9865 | 5016.1251
2.0527 | 5017.6307
2.1189 | 5016.932
2.1851 | 5017.2813
2.2514 | 5019.6508
2.3176 | 5029.0741
2.3838 | 5041.3445
2.45 | 5052.1371
2.5162 | 5061.7323
2.5824 | 5068.6554
2.6487 | 5066.6141
2.7149 | 5059.2601
2.7811 | 5046.3859
2.8473 | 5027.9111
2.9135 | 5005.6136
2.9797 | 4982.8418
3.046 | 4975.7044
3.1122 | 4972.7847
3.1784 | 4968.2254
3.2446 | 4964.6405
3.3108 | 4965.8581
3.377 | 4968.106
3.4433 | 4973.8907
3.5095 | 4971.1853
3.5757 | 4967.9095
3.6419 | 4964.7833
3.7081 | 4962.0668
3.7743 | 4958.5343
3.8406 | 4957.8524
3.9068 | 4952.658
3.973 | 4950.2886
4.0392 | 4952.6145
4.1054 | 4956.3467
4.1716 | 4957.0287
4.2379 | 4958.1883
4.3041 | 4963.6739
4.3703 | 4973.5414
4.4365 | 4976.7245
4.5027 | 4969.4118
4.5689 | 4950.6513
4.6352 | 4937.228
4.7014 | 4928.9878
4.7676 | 4918.6906
4.8338 | 4905.2807
4.9 | 4891.854
4.9662 | 4884.3438
5.0325 | 4887.5615
5.0987 | 4888.7345
5.1649 | 4882.8783
5.2311 | 4873.8257
5.2973 | 4865.206
5.3635 | 4858.9134
5.4298 | 4855.6522
5.496 | 4851.315
5.5622 | 4845.4455
5.6284 | 4840.702
5.6946 | 4838.5669
5.7608 | 4838.5591
5.8271 | 4838.9018
5.8933 | 4837.1082
5.9595 | 4835.2265
6.0257 | 4833.6059
6.0919 | 4832.2532
6.1581 | 4828.0488
6.2244 | 4820.5252
6.2906 | 4812.0518
6.3568 | 4805.4299
6.423 | 4802.6553
6.4892 | 4803.0426
6.5554 | 4804.9645
6.6217 | 4808.9256
6.6879 | 4815.0797
6.7541 | 4820.7004
6.8203 | 4822.9181
6.8865 | 4820.2495
6.9527 | 4817.5954
7.019 | 4812.7839
7.0852 | 4806.2737
7.1514 | 4798.4923
7.2176 | 4791.4564
7.2838 | 4788.7264
7.35 | 4790.8023
7.4163 | 4791.1785
7.4825 | 4790.6874
7.5487 | 4788.9507
7.6149 | 4785.1459
7.6811 | 4780.2876
7.7473 | 4773.1333
7.8136 | 4763.7112
7.8798 | 4753.1719
7.946 | 4743.6929
8.0122 | 4736.5588
8.0784 | 4731.995
8.1446 | 4727.0719
8.2109 | 4720.5215
8.2771 | 4712.9767
8.3433 | 4706.4665
8.4095 | 4700.6036
8.4757 | 4691.3578
8.5419 | 4679.5517
8.6082 | 4668.3148
8.6744 | 4657.6851
8.7406 | 4647.4315
8.8068 | 4641.9994
8.873 | 4637.3754
8.9392 | 4632.7336
9.0055 | 4627.9622
9.0717 | 4623.7545
9.1379 | 4616.5735
9.2041 | 4609.1548
9.2703 | 4597.9693
9.3365 | 4585.9455
9.4028 | 4574.251
9.469 | 4562.4583
9.5352 | 4549.5506
9.6014 | 4541.2915
9.6676 | 4536.615
9.7338 | 4533.5736
9.8001 | 4525.7174
9.8663 | 4518.0275
9.9325 | 4514.0363
9.9987 | 4514.3723
10.0649 | 4516.4817
10.1311 | 4511.6289
10.1974 | 4501.1454
10.2636 | 4496.5783
10.3298 | 4495.951
10.396 | 4488.5691
10.4622 | 4480.4863
10.5284 | 4472.4091
10.5947 | 4467.5206
10.6609 | 4461.699
10.7271 | 4453.3238
10.7933 | 4444.2098
10.8595 | 4441.8291
10.9258 | 4437.1471
10.992 | 4429.2161
11.0582 | 4421.0618
11.1244 | 4416.2738
11.1906 | 4412.5103
11.2568 | 4407.2758
11.3231 | 4398.9206
11.3893 | 4387.2775
11.4555 | 4376.4413
11.5217 | 4369.1677
11.5879 | 4361.0603
11.6541 | 4350.146
11.7203 | 4338.0988
11.7866 | 4326.3094
11.8528 | 4315.26
11.919 | 4301.9003
11.9852 | 4286.5305
12.0514 | 4274.6463
12.1176 | 4267.0478
12.1839 | 4256.5163
12.2501 | 4249.0295
12.3163 | 4246.602
12.3825 | 4247.7795
12.4487 | 4248.8264
12.515 | 4248.2058
12.5812 | 4241.2793
12.6474 | 4234.5414
12.7136 | 4224.7968
12.7798 | 4214.0286
12.846 | 4204.6567
12.9123 | 4195.5661
12.9785 | 4183.529
13.0447 | 4172.4617
13.1109 | 4162.7818
13.1771 | 4155.7571
13.2433 | 4148.4566
13.3095 | 4139.6104
13.3758 | 4129.8624
13.442 | 4118.6255
13.5082 | 4105.7881
13.5744 | 4093.9251
13.6406 | 4085.0477
13.7068 | 4075.9001
13.7731 | 4064.1308
13.8393 | 4050.8258
13.9055 | 4038.1078
13.9717 | 4029.9056
14.0379 | 4020.181
14.1042 | 4002.8614
14.1704 | 3982.9524
14.2366 | 3965.904
14.3028 | 3950.0933
14.369 | 3938.2359
14.4352 | 3928.9354
14.5015 | 3923.8705
14.5677 | 3919.9809
14.6339 | 3912.1147
14.7001 | 3901.1869
14.7663 | 3897.3208
14.8325 | 3894.785
14.8987 | 3888.0984
14.965 | 3876.4385
15.0312 | 3862.3165
15.0974 | 3858.0206
15.1636 | 3857.0507
15.2298 | 3849.1633
15.296 | 3834.9598
15.3623 | 3818.4337
15.4285 | 3808.737
15.4947 | 3803.1532
15.5609 | 3788.3827
15.6271 | 3771.6155
15.6934 | 3757.796
15.7596 | 3747.6138
15.8258 | 3740.1605
15.892 | 3729.0876
15.9582 | 3717.1889
16.0244 | 3708.7735
16.0906 | 3700.4162
16.1569 | 3690.2239
16.2231 | 3679.458
16.2893 | 3668.3908
16.3555 | 3656.1304
16.4217 | 3646.2976
16.488 | 3638.2583
16.5542 | 3628.2592
16.6204 | 3613.5813
16.6866 | 3593.4101
16.7528 | 3573.9576
16.819 | 3557.2864
16.8852 | 3540.3663
16.9515 | 3521.7553
17.0177 | 3502.2794
17.0839 | 3485.4687
17.1501 | 3475.6872
17.2163 | 3469.1558
17.2826 | 3462.7784
17.3488 | 3454.6956
17.415 | 3445.6998
17.4812 | 3437.905
17.5474 | 3428.5532
17.6136 | 3414.6343
17.6798 | 3397.6339
17.7461 | 3378.188
17.8123 | 3356.8304
17.8785 | 3334.3979
17.9447 | 3311.8404
18.0109 | 3296.1792
18.0771 | 3287.1835
18.1434 | 3280.0795
18.2096 | 3272.1965
18.2758 | 3263.9775
18.342 | 3258.0164
18.4082 | 3255.4092
18.4745 | 3245.5496
18.5407 | 3228.4398
18.6069 | 3206.2729
18.6731 | 3188.8584
18.7393 | 3179.1026
18.8055 | 3171.1615
18.8717 | 3161.082
18.938 | 3154.9826
19.0042 | 3149.9501
19.0704 | 3144.8305
19.1366 | 3135.5736
19.2028 | 3121.6112
19.269 | 3106.4958
19.3353 | 3091.9865
19.4015 | 3076.4538
19.4677 | 3062.4746
19.5339 | 3050.2957
19.6001 | 3037.1402
19.6663 | 3026.0049
19.7326 | 3018.7458
19.7988 | 3012.1876
19.865 | 3002.9173
19.9312 | 2996.1024
19.9974 | 2992.3835
20.0636 | 2990.9527
20.1299 | 2985.188
20.1961 | 2972.2089
20.2623 | 2955.0254
20.3285 | 2938.4882
20.3947 | 2920.2098
20.461 | 2900.7606
20.5272 | 2882.3361
20.5934 | 2870.5099
20.6596 | 2862.9885
20.7258 | 2854.5295
20.792 | 2844.171
20.8582 | 2832.3002
20.9245 | 2820.2764
20.9907 | 2808.7895
21.0569 | 2792.5213
21.1231 | 2774.1469
21.1893 | 2758.6889
21.2555 | 2746.8147
21.3218 | 2736.0734
21.388 | 2724.3287
21.4542 | 2709.4131
21.5204 | 2693.06
21.5866 | 2677.14
21.6528 | 2663.5782
21.7191 | 2648.781
21.7853 | 2633.804
21.8515 | 2621.6564
21.9177 | 2612.4162
21.9839 | 2605.4785
22.0501 | 2598.0531
22.1164 | 2586.8542
22.1826 | 2574.0882
22.2488 | 2561.1627
22.315 | 2550.072
22.3812 | 2539.5137
22.4474 | 2528.6842
22.5137 | 2515.2195
22.5799 | 2503.5697
22.6461 | 2495.9445
22.7123 | 2488.6441
22.7785 | 2475.6504
22.8447 | 2458.8743
22.911 | 2441.4397
22.9772 | 2429.291
23.0434 | 2418.1523
23.1096 | 2405.2413
23.1758 | 2394.3325
23.242 | 2385.1548
23.3083 | 2376.4782
23.3745 | 2367.4244
23.4407 | 2356.8896
23.5069 | 2347.7789
23.5731 | 2340.3233
23.6393 | 2330.2695
23.7056 | 2319.3283
23.7718 | 2309.4989
23.838 | 2300.0834
23.9042 | 2289.735
23.9704 | 2275.9958
24.0366 | 2260.7409
24.1029 | 2246.168
24.1691 | 2234.4802
24.2353 | 2222.5893
24.3015 | 2208.1659
24.3677 | 2192.8162
24.4339 | 2180.2065
24.5002 | 2171.8078
24.5664 | 2164.9695
24.6326 | 2152.7594
24.6988 | 2137.8538
24.765 | 2124.7586
24.8312 | 2114.6512
24.8975 | 2105.6465
24.9637 | 2094.4844
25.0299 | 2082.7698
25.0961 | 2074.4928
25.1623 | 2067.1723
25.2285 | 2060.1498
25.2948 | 2052.7211
25.361 | 2043.8112
25.4272 | 2032.9371
25.4934 | 2018.0829
25.5596 | 2000.7666
25.6258 | 1985.1222
25.6921 | 1970.2268
25.7583 | 1954.6974
25.8245 | 1939.8331
25.8907 | 1926.6297
25.9569 | 1916.4854
26.0231 | 1908.7576
26.0894 | 1901.5286
26.1556 | 1893.1366
26.2218 | 1883.0873
26.288 | 1870.5624
26.3542 | 1855.2975
26.4204 | 1838.479
26.4867 | 1824.0054
26.5529 | 1811.5642
26.6191 | 1802.199
26.6853 | 1793.3461
26.7515 | 1785.1852
26.8177 | 1779.4618
26.884 | 1773.9863
26.9502 | 1763.3565
27.0164 | 1751.5192
27.0826 | 1739.0389
27.1488 | 1727.9483
27.215 | 1717.8743
27.2813 | 1707.4924
27.3475 | 1698.1941
27.4137 | 1689.7084
27.4799 | 1677.4235
27.5461 | 1664.248
27.6123 | 1651.9329
27.6786 | 1639.3333
27.7448 | 1626.7905
27.811 | 1615.1005
27.8772 | 1603.7274
27.9434 | 1594.4169
28.0096 | 1586.7984
28.0759 | 1576.3953
28.1421 | 1562.4396
28.2083 | 1548.0396
28.2745 | 1533.8227
28.3407 | 1520.3548
28.4069 | 1506.725
28.4732 | 1490.6431
28.5394 | 1476.2632
28.6056 | 1466.4103
28.6718 | 1458.0585
28.738 | 1449.7313
28.8042 | 1441.8516
28.8705 | 1433.9709
28.9367 | 1426.0343
29.0029 | 1417.7941
29.0691 | 1408.6164
29.1353 | 1398.6954
29.2015 | 1389.1271
29.2678 | 1379.6905
29.334 | 1370.4882
29.4002 | 1361.3027
29.4664 | 1351.8638
29.5326 | 1342.2096
29.5988 | 1331.581
29.6651 | 1319.8619
29.7313 | 1308.9643
29.7975 | 1298.2944
29.8637 | 1287.2004
29.9299 | 1278.0896
29.9961 | 1270.3863
30.0624 | 1263.1774
30.1286 | 1253.9718
30.1948 | 1241.9113
30.261 | 1231.9155
30.3272 | 1223.2824
30.3934 | 1212.4875
30.4597 | 1200.8946
30.5259 | 1189.6376
30.5921 | 1180.3539
30.6583 | 1173.6707
30.7245 | 1165.839
30.7907 | 1157.514
30.857 | 1149.8241
30.9232 | 1141.921
30.9894 | 1133.3594
31.0556 | 1125.3067
31.1218 | 1117.9081
31.188 | 1109.7674
31.2543 | 1100.7313
31.3205 | 1089.7591
31.3867 | 1080.5433
31.4529 | 1074.9216
31.5191 | 1065.8787
31.5853 | 1055.1813
31.6516 | 1047.437
31.7178 | 1040.1131
31.784 | 1034.2067
31.8502 | 1028.3781
31.9164 | 1020.5423
31.9826 | 1015.5208
32.0489 | 1009.2752
32.1151 | 999.6491
32.1813 | 990.7249
32.2475 | 981.0039
32.3137 | 968.2788
32.3799 | 954.1465
32.4462 | 943.2965
32.5124 | 936.1287
32.5786 | 927.4893
32.6448 | 918.8736
32.711 | 913.496
32.7772 | 911.2513
32.8435 | 909.0509
32.9097 | 902.5984
32.9759 | 895.0543
33.0421 | 890.1242
33.1083 | 885.2993
33.1745 | 879.7184
33.2408 | 872.1301
33.307 | 863.1246
33.3732 | 857.0044
33.4394 | 851.7896
33.5056 | 845.1981
33.5718 | 839.2882
33.6381 | 833.6293
33.7043 | 826.4851
33.7705 | 819.9886
33.8367 | 812.2783
33.9029 | 805.185
33.9691 | 799.187
34.0354 | 790.4288
34.1016 | 779.6195
34.1678 | 769.9629
34.234 | 761.7168
34.3002 | 755.6544
34.3664 | 748.3204
34.4327 | 738.9859
34.4989 | 732.6082
34.5651 | 728.397
34.6313 | 724.6536
34.6975 | 721.8225
34.7637 | 717.3773
34.83 | 710.9046
34.8962 | 706.4594
34.9624 | 701.7125
35.0286 | 695.8026
35.0948 | 690.2894
35.161 | 683.7861
35.2273 | 675.9707
35.2935 | 669.7657
35.3597 | 664.2831
35.4259 | 656.7795
35.4921 | 649.4219
35.5583 | 643.1525
35.6246 | 636.2458
35.6908 | 630.9326
35.757 | 627.4267
35.8232 | 621.605
35.8894 | 616.3868
35.9556 | 611.1516
36.0219 | 604.4245
36.0881 | 599.3826
36.1543 | 595.6359
36.2205 | 590.8246
36.2867 | 587.9561
36.3529 | 585.6369
36.4192 | 583.7245
36.4854 | 581.8394
36.5516 | 577.7265
36.6178 | 571.4267
36.684 | 565.0251
36.7502 | 559.7086
36.8165 | 553.8258
36.8827 | 547.7429
36.9489 | 543.5962
37.0151 | 541.311
37.0813 | 539.5206
37.1475 | 537.293
37.2138 | 533.7803
37.28 | 530.8508
37.3462 | 526.9345
37.4124 | 520.8416
37.4786 | 514.3824
37.5448 | 508.3368
37.6111 | 502.8677
37.6773 | 497.9682
37.7435 | 493.2789
37.8097 | 487.1656
37.8759 | 481.9982
37.9421 | 478.0447
38.0084 | 473.3724
38.0746 | 468.8696
38.1408 | 464.0989
38.207 | 457.6126
38.2732 | 454.5678
38.3394 | 452.9776
38.4057 | 451.3128
38.4719 | 449.2717
38.5381 | 446.6338
38.6043 | 444.8502
38.6705 | 442.8158
38.7367 | 438.4521
38.803 | 433.3593
38.8692 | 428.9209
38.9354 | 423.879
39.0016 | 417.074
39.0678 | 413.1883
39.134 | 411.8321
39.2003 | 411.1302
39.2665 | 410.8047
39.3327 | 407.5361
39.3989 | 404.2641
39.4651 | 402.8197
39.5313 | 398.1202
39.5976 | 392.2646
39.6638 | 385.6019
39.73 | 380.3498
39.7962 | 376.1014
39.8624 | 371.5748
39.9286 | 366.3092
39.9948 | 361.4605
40.0611 | 357.9072
40.1273 | 354.8352
40.1935 | 350.3629
40.2597 | 347.7318
40.3259 | 347.0027
40.3922 | 344.731
40.4584 | 341.5032
40.5246 | 338.7838
40.5908 | 337.631
40.657 | 336.3493
40.7232 | 333.4165
40.7895 | 329.2391
40.8557 | 330.097
40.9219 | 332.0296
40.9881 | 332.3789
41.0543 | 330.5615
41.1205 | 327.3574
41.1868 | 325.4857
41.253 | 326.2588
41.3192 | 324.126
41.3854 | 319.7894
41.4516 | 315.741
41.5178 | 314.4796
41.5841 | 311.879
41.6503 | 308.0238
41.7165 | 303.7279
41.7827 | 298.2892
41.8489 | 295.2275
41.9151 | 294.017
41.9813 | 291.3215
42.0476 | 290.0364
42.1138 | 289.0091
42.18 | 287.0459
42.2462 | 285.7947
42.3124 | 283.8416
42.3787 | 281.2648
42.4449 | 279.3558
42.5111 | 277.925
42.5773 | 276.0873
42.6435 | 273.6562
42.7097 | 271.7404
42.776 | 270.0384
42.8422 | 267.7361
42.9084 | 264.6913
42.9746 | 261.2193
43.0408 | 257.9981
43.107 | 255.9841
43.1733 | 255.2246
43.2395 | 254.9499
43.3057 | 253.3293
43.3719 | 251.5898
43.4381 | 250.7693
43.5043 | 250.7726
43.5705 | 249.7555
43.6368 | 247.0972
43.703 | 243.7337
43.7692 | 243.9167
43.8354 | 242.8419
43.9016 | 240.2447
43.9678 | 237.9696
44.0341 | 237.6305
44.1003 | 237.2846
44.1665 | 236.2844
44.2327 | 233.3888
44.2989 | 232.7819
44.3651 | 234.2059
44.4314 | 234.3551
44.4976 | 231.6189
44.5638 | 228.947
44.63 | 227.3467
44.6962 | 226.3803
44.7625 | 225.8581
44.8287 | 225.1088
44.8949 | 224.4849
44.9611 | 224.8986
45.0273 | 224.902
45.0935 | 222.7354
45.1598 | 220.0499
45.226 | 217.4798
45.2922 | 214.791
45.3584 | 212.4074
45.4246 | 210.1662
45.4908 | 208.3692
45.557 | 208.1216
45.6233 | 208.2098
45.6895 | 207.8436
45.7557 | 204.3988
45.8219 | 199.7874
45.8881 | 196.9528
45.9543 | 195.6598
46.0206 | 194.0966
46.0868 | 191.0929
0
Degrees | #VALUE!
-46.153 | 0
-46.0868 | 0
-46.0206 | 0
-45.9543 | 0
-45.8881 | 0
-45.8219 | 0
-45.7557 | 0
-45.6895 | 0
-45.6233 | 0
-45.557 | 0
-45.4908 | 0
-45.4246 | 0
-45.3584 | 0
-45.2922 | 0
-45.226 | 0
-45.1598 | 0
-45.0935 | 0
-45.0273 | 0
-44.9611 | 0
-44.8949 | 0
-44.8287 | 0
-44.7625 | 0
-44.6962 | 0
-44.63 | 0
-44.5638 | 0
-44.4976 | 0
-44.4314 | 0
-44.3651 | 0
-44.2989 | 0
-44.2327 | 0
-44.1665 | 0
-44.1003 | 0
-44.0341 | 0
-43.9678 | 0
-43.9016 | 0
-43.8354 | 0
-43.7692 | 0
-43.703 | 0
-43.6368 | 0
-43.5705 | 0
-43.5043 | 0
-43.4381 | 0
-43.3719 | 0
-43.3057 | 0
-43.2395 | 0
-43.1733 | 0
-43.107 | 0
-43.0408 | 0
-42.9746 | 0
-42.9084 | 0
-42.8422 | 0
-42.776 | 0
-42.7097 | 0
-42.6435 | 0
-42.5773 | 0
-42.5111 | 0
-42.4449 | 0
-42.3787 | 0
-42.3124 | 0
-42.2462 | 0
-42.18 | 0
-42.1138 | 0
-42.0476 | 0
-41.9813 | 0
-41.9151 | 0
-41.8489 | 0
-41.7827 | 0
-41.7165 | 0
-41.6503 | 0
-41.5841 | 0
-41.5178 | 0
-41.4516 | 0
-41.3854 | 0
-41.3192 | 0
-41.253 | 0
-41.1868 | 0
-41.1205 | 0
-41.0543 | 0
-40.9881 | 0
-40.9219 | 0
-40.8557 | 0
-40.7895 | 0
-40.7232 | 0
-40.657 | 0
-40.5908 | 0
-40.5246 | 0
-40.4584 | 0
-40.3922 | 0
-40.3259 | 0
-40.2597 | 0
-40.1935 | 0
-40.1273 | 0
-40.0611 | 0
-39.9948 | 0
-39.9286 | 0
-39.8624 | 0
-39.7962 | 0
-39.73 | 0
-39.6638 | 0
-39.5976 | 0
-39.5313 | 0
-39.4651 | 0
-39.3989 | 0
-39.3327 | 0
-39.2665 | 0
-39.2003 | 0
-39.134 | 0
-39.0678 | 0
-39.0016 | 0
-38.9354 | 0
-38.8692 | 0
-38.803 | 0
-38.7367 | 0
-38.6705 | 0
-38.6043 | 0
-38.5381 | 0
-38.4719 | 0
-38.4057 | 0
-38.3394 | 0
-38.2732 | 0
-38.207 | 0
-38.1408 | 0
-38.0746 | 31.0889
-38.0084 | 82.4234
-37.9421 | 134.9107
-37.8759 | 186.8792
-37.8097 | 240.8855
-37.7435 | 293.722
-37.6773 | 346.6738
-37.6111 | 368.6114
-37.5448 | 372.2733
-37.4786 | 374.389
-37.4124 | 379.9735
-37.3462 | 383.1336
-37.28 | 387.867
-37.2138 | 391.2711
-37.1475 | 395.4416
-37.0813 | 398.2016
-37.0151 | 403.6775
-36.9489 | 406.0476
-36.8827 | 408.8924
-36.8165 | 412.5271
-36.7502 | 416.4806
-36.684 | 420.268
-36.6178 | 422.6618
-36.5516 | 425.4523
-36.4854 | 428.9718
-36.4192 | 432.7693
-36.3529 | 434.8817
-36.2867 | 437.9638
-36.2205 | 441.1645
-36.1543 | 445.2876
-36.0881 | 448.1969
-36.0219 | 450.7058
-35.9556 | 452.9572
-35.8894 | 458.3383
-35.8232 | 466.2249
-35.757 | 472.0263
-35.6908 | 479.2959
-35.6246 | 484.453
-35.5583 | 490.2341
-35.4921 | 496.9069
-35.4259 | 502.0675
-35.3597 | 503.6848
-35.2935 | 506.8991
-35.2273 | 510.1373
-35.161 | 514.3687
-35.0948 | 518.2205
-35.0286 | 523.0522
-34.9624 | 525.4325
-34.8962 | 529.2808
-34.83 | 533.4649
-34.7637 | 537.4965
-34.6975 | 542.2637
-34.6313 | 546.2409
-34.5651 | 548.1295
-34.4989 | 552.8967
-34.4327 | 556.2094
-34.3664 | 561.1734
-34.3002 | 567.0324
-34.234 | 571.4097
-34.1678 | 577.1637
-34.1016 | 584.2535
-34.0354 | 589.8921
-33.9691 | 596.6328
-33.9029 | 603.5633
-33.8367 | 607.9101
-33.7705 | 614.2879
-33.7043 | 619.201
-33.6381 | 624.9413
-33.5718 | 629.6985
-33.5056 | 632.4652
-33.4394 | 634.0859
-33.3732 | 637.9817
-33.307 | 639.7449
-33.2408 | 643.7967
-33.1745 | 648.2182
-33.1083 | 654.1789
-33.0421 | 663.3201
-32.9759 | 671.8985
-32.9097 | 678.7273
-32.8435 | 687.8752
-32.7772 | 696.1179
-32.711 | 702.7297
-32.6448 | 713.1864
-32.5786 | 721.0968
-32.5124 | 725.169
-32.4462 | 732.7336
-32.3799 | 739.2131
-32.3137 | 743.9872
-32.2475 | 749.5647
-32.1813 | 752.718
-32.1151 | 757.2107
-32.0489 | 765.4228
-31.9826 | 771.9025
-31.9164 | 778.3785
-31.8502 | 785.5735
-31.784 | 793.3889
-31.7178 | 801.5909
-31.6516 | 806.9855
-31.5853 | 814.6178
-31.5191 | 821.6908
-31.4529 | 828.5738
-31.3867 | 837.0708
-31.3205 | 843.2418
-31.2543 | 846.7816
-31.188 | 854.8582
-31.1218 | 862.9312
-31.0556 | 871.4587
-30.9894 | 878.4909
-30.9232 | 886.0792
-30.857 | 894.0234
-30.7907 | 905.1007
-30.7245 | 914.381
-30.6583 | 922.2609
-30.5921 | 928.1437
-30.5259 | 938.8005
-30.4597 | 943.9408
-30.3934 | 952.085
-30.3272 | 960.521
-30.261 | 967.4481
-30.1948 | 973.4088
-30.1286 | 979.4035
-30.0624 | 980.3767
-29.9961 | 989.0161
-29.9299 | 995.1633
-29.8637 | 1000.7646
-29.7975 | 1008.4139
-29.7313 | 1016.721
-29.6651 | 1027.2083
-29.5988 | 1041.483
-29.5326 | 1050.1122
-29.4664 | 1058.8702
-29.4002 | 1066.584
-29.334 | 1074.6301
-29.2678 | 1084.4528
-29.2015 | 1093.1871
-29.1353 | 1099.8259
-29.0691 | 1108.3026
-29.0029 | 1117.4505
-28.9367 | 1123.7364
-28.8705 | 1129.664
-28.8042 | 1134.7467
-28.738 | 1140.7212
-28.6718 | 1149.8386
-28.6056 | 1159.4437
-28.5394 | 1165.5946
-28.4732 | 1174.135
-28.4069 | 1183.1207
-28.3407 | 1191.7671
-28.2745 | 1201.5765
-28.2083 | 1211.1683
-28.1421 | 1221.5168
-28.0759 | 1235.6723
-28.0096 | 1247.8824
-27.9434 | 1260.8001
-27.8772 | 1275.6454
-27.811 | 1287.2684
-27.7448 | 1295.8635
-27.6786 | 1301.828
-27.6123 | 1307.6663
-27.5461 | 1315.3964
-27.4799 | 1323.3006
-27.4137 | 1327.9079
-27.3475 | 1335.0766
-27.2813 | 1345.7231
-27.215 | 1356.105
-27.1488 | 1364.9579
-27.0826 | 1378.6659
-27.0164 | 1387.848
-26.9502 | 1402.018
-26.884 | 1415.1601
-26.8177 | 1423.5989
-26.7515 | 1431.6862
-26.6853 | 1442.5057
-26.6191 | 1449.565
-26.5529 | 1458.1701
-26.4867 | 1463.7652
-26.4204 | 1470.1738
-26.3542 | 1479.0468
-26.288 | 1489.9377
-26.2218 | 1500.5027
-26.1556 | 1509.4817
-26.0894 | 1520.7923
-26.0231 | 1532.4533
-25.9569 | 1543.2761
-25.8907 | 1554.7798
-25.8245 | 1567.9933
-25.7583 | 1578.7793
-25.6921 | 1591.3789
-25.6258 | 1604.4708
-25.5596 | 1616.3204
-25.4934 | 1626.5974
-25.4272 | 1635.7595
-25.361 | 1644.3713
-25.2948 | 1654.8448
-25.2285 | 1665.1799
-25.1623 | 1674.179
-25.0961 | 1681.2718
-25.0299 | 1690.7219
-24.9637 | 1701.7378
-24.8975 | 1715.6767
-24.8312 | 1729.4494
-24.765 | 1740.1986
-24.6988 | 1751.8484
-24.6326 | 1765.2483
-24.5664 | 1779.1638
-24.5002 | 1790.855
-24.4339 | 1798.9679
-24.3677 | 1807.0351
-24.3015 | 1821.5913
-24.2353 | 1834.1429
-24.1691 | 1845.1019
-24.1029 | 1853.3242
-24.0366 | 1861.7798
-23.9704 | 1873.5011
-23.9042 | 1886.9869
-23.838 | 1896.457
-23.7718 | 1909.5176
-23.7056 | 1924.2903
-23.6393 | 1938.4972
-23.5731 | 1957.3693
-23.5069 | 1969.1486
-23.4407 | 1976.103
-23.3745 | 1987.0955
-23.3083 | 1996.0902
-23.242 | 2010.3718
-23.1758 | 2027.3153
-23.1096 | 2038.3892
-23.0434 | 2054.3383
-22.9772 | 2072.5798
-22.911 | 2087.1059
-22.8447 | 2102.0014
-22.7785 | 2113.3934
-22.7123 | 2118.0486
-22.6461 | 2129.1706
-22.5799 | 2141.9053
-22.5137 | 2152.7181
-22.4474 | 2161.341
-22.3812 | 2172.1404
-22.315 | 2181.7288
-22.2488 | 2193.8341
-22.1826 | 2205.2261
-22.1164 | 2217.9887
-22.0501 | 2232.7781
-21.9839 | 2246.9582
-21.9177 | 2259.771
-21.8515 | 2272.5403
-21.7853 | 2288.1412
-21.7191 | 2298.8859
-21.6528 | 2305.7655
-21.5866 | 2312.5469
-21.5204 | 2321.9802
-21.4542 | 2331.9615
-21.388 | 2343.5645
-21.3218 | 2356.9409
-21.2555 | 2371.3274
-21.1893 | 2385.2329
-21.1231 | 2400.0838
-21.0569 | 2417.3722
-20.9907 | 2435.5166
-20.9245 | 2450.3328
-20.8582 | 2458.7661
-20.792 | 2470.8568
-20.7258 | 2483.568
-20.6596 | 2496.0762
-20.5934 | 2506.072
-20.5272 | 2513.2809
-20.461 | 2521.0857
-20.3947 | 2534.7635
-20.3285 | 2546.2002
-20.2623 | 2557.1146
-20.1961 | 2566.2019
-20.1299 | 2577.9332
-20.0636 | 2592.3365
-19.9974 | 2604.964
-19.9312 | 2614.5011
-19.865 | 2624.7993
-19.7988 | 2637.5407
-19.7326 | 2656.9497
-19.6663 | 2675.3575
-19.6001 | 2688.0275
-19.5339 | 2698.7733
-19.4677 | 2712.1152
-19.4015 | 2726.3321
-19.3353 | 2740.2878
-19.269 | 2748.7478
-19.2028 | 2753.0169
-19.1366 | 2767.0295
-19.0704 | 2788.5067
-19.0042 | 2809.8398
-18.938 | 2828.2342
-18.8717 | 2838.6642
-18.8055 | 2847.4669
-18.7393 | 2861.7172
-18.6731 | 2870.2855
-18.6069 | 2875.8805
-18.5407 | 2883.008
-18.4745 | 2890.6566
-18.4082 | 2902.3511
-18.342 | 2915.8012
-18.2758 | 2928.7535
-18.2096 | 2941.7338
-18.1434 | 2954.2486
-18.0771 | 2965.6953
-18.0109 | 2975.9757
-17.9447 | 2985.0798
-17.8785 | 2999.6292
-17.8123 | 3012.2523
-17.7461 | 3025.496
-17.6798 | 3036.4204
-17.6136 | 3045.3045
-17.5474 | 3058.989
-17.4812 | 3074.3287
-17.415 | 3087.1549
-17.3488 | 3100.3416
-17.2826 | 3112.2047
-17.2163 | 3127.8535
-17.1501 | 3148.9902
-17.0839 | 3167.9036
-17.0177 | 3183.3482
-16.9515 | 3192.6174
-16.8852 | 3204.591
-16.819 | 3219.5132
-16.7528 | 3232.6754
-16.6866 | 3242.8777
-16.6204 | 3250.2662
-16.5542 | 3264.2521
-16.488 | 3276.3261
-16.4217 | 3288.5128
-16.3555 | 3305.1203
-16.2893 | 3319.7267
-16.2231 | 3329.2917
-16.1569 | 3342.4472
-16.0906 | 3354.5557
-16.0244 | 3370.8709
-15.9582 | 3381.5319
-15.892 | 3383.6368
-15.8258 | 3387.7497
-15.7596 | 3400.5357
-15.6934 | 3407.5113
-15.6271 | 3415.5941
-15.5609 | 3429.2318
-15.4947 | 3446.7813
-15.4285 | 3464.1579
-15.3623 | 3478.2877
-15.296 | 3488.6596
-15.2298 | 3503.8118
-15.1636 | 3521.5489
-15.0974 | 3540.3362
-15.0312 | 3553.1635
-14.965 | 3562.128
-14.8987 | 3574.1585
-14.8325 | 3584.3607
-14.7663 | 3593.4782
-14.7001 | 3606.5287
-14.6339 | 3610.2442
-14.5677 | 3618.5413
-14.5015 | 3630.9144
-14.4352 | 3642.1033
-14.369 | 3654.8112
-14.3028 | 3669.7881
-14.2366 | 3675.1588
-14.1704 | 3680.5161
-14.1042 | 3685.5039
-14.0379 | 3693.2787
-13.9717 | 3701.4229
-13.9055 | 3717.2436
-13.8393 | 3729.2361
-13.7731 | 3741.4328
-13.7068 | 3754.6731
-13.6406 | 3765.266
-13.5744 | 3777.4449
-13.5082 | 3793.4185
-13.442 | 3798.0492
-13.3758 | 3802.959
-13.3095 | 3810.7538
-13.2433 | 3820.8992
-13.1771 | 3835.1127
-13.1109 | 3845.0404
-13.0447 | 3853.6835
-12.9785 | 3866.3445
-12.9123 | 3879.6116
-12.846 | 3897.0194
-12.7798 | 3912.7352
-12.7136 | 3926.9655
-12.6474 | 3942.2817
-12.5812 | 3954.5142
-12.515 | 3964.1405
-12.4487 | 3975.1431
-12.3825 | 3986.9056
-12.3163 | 4002.6996
-12.2501 | 4016.4655
-12.1839 | 4029.2683
-12.1176 | 4034.9682
-12.0514 | 4046.9206
-11.9852 | 4058.0827
-11.919 | 4062.2792
-11.8528 | 4066.8742
-11.7866 | 4073.4625
-11.7203 | 4079.2774
-11.6541 | 4093.2566
-11.5879 | 4102.6084
-11.5217 | 4110.6197
-11.4555 | 4116.486
-11.3893 | 4121.9727
-11.3231 | 4131.1169
-11.2568 | 4145.2758
-11.1906 | 4158.7672
-11.1244 | 4162.7851
-11.0582 | 4172.3669
-10.992 | 4188.5949
-10.9258 | 4201.6656
-10.8595 | 4206.2405
-10.7933 | 4211.4136
-10.7271 | 4214.8958
-10.6609 | 4228.2522
-10.5947 | 4237.7056
-10.5284 | 4242.8385
-10.4622 | 4246.3687
-10.396 | 4254.1569
-10.3298 | 4259.6939
-10.2636 | 4269.6082
-10.1974 | 4278.4064
-10.1311 | 4280.9734
-10.0649 | 4285.7169
-9.9987 | 4295.0173
-9.9325 | 4307.2676
-9.8663 | 4321.6921
-9.8001 | 4329.6968
-9.7338 | 4343.311
-9.6676 | 4364.9086
-9.6014 | 4382.5263
-9.5352 | 4391.9394
-9.469 | 4406.567
-9.4028 | 4409.7602
-9.3365 | 4417.6979
-9.2703 | 4423.3331
-9.2041 | 4420.2169
-9.1379 | 4420.756
-9.0717 | 4428.4125
-9.0055 | 4431.0677
-8.9392 | 4444.904
-8.873 | 4456.9076
-8.8068 | 4462.9468
-8.7406 | 4473.9929
-8.6744 | 4481.8859
-8.6082 | 4487.1595
-8.5419 | 4495.3204
-8.4757 | 4502.9389
-8.4095 | 4516.0241
-8.3433 | 4531.6573
-8.2771 | 4541.8607
-8.2109 | 4553.2058
-8.1446 | 4568.5042
-8.0784 | 4576.3471
-8.0122 | 4578.3036
-7.946 | 4575.6886
-7.8798 | 4572.1461
-7.8136 | 4579.8226
-7.7473 | 4591.1811
-7.6811 | 4598.5418
-7.6149 | 4601.187
-7.5487 | 4611.348
-7.4825 | 4624.0235
-7.4163 | 4638.477
-7.35 | 4649.225
-7.2838 | 4662.2053
-7.2176 | 4672.1933
-7.1514 | 4685.7862
-7.0852 | 4694.9215
-7.019 | 4702.6929
-6.9527 | 4707.7009
-6.8865 | 4710.9688
-6.8203 | 4706.8906
-6.7541 | 4704.7332
-6.6879 | 4707.1986
-6.6217 | 4711.3494
-6.5554 | 4713.5526
-6.4892 | 4718.1442
-6.423 | 4727.0853
-6.3568 | 4729.2516
-6.2906 | 4738.2742
-6.2244 | 4748.8939
-6.1581 | 4759.5872
-6.0919 | 4774.7919
-6.0257 | 4784.5153
-5.9595 | 4786.55
-5.8933 | 4796.865
-5.8271 | 4804.7513
-5.7608 | 4804.3473
-5.6946 | 4802.1062
-5.6284 | 4796.9967
-5.5622 | 4795.9799
-5.496 | 4796.3728
-5.4298 | 4807.9892
-5.3635 | 4818.4292
-5.2973 | 4832.578
-5.2311 | 4847.1174
-5.1649 | 4851.9289
-5.0987 | 4860.7483
-5.0325 | 4874.6025
-4.9662 | 4876.5076
-4.9 | 4870.2954
-4.8338 | 4871.9238
-4.7676 | 4874.002
-4.7014 | 4887.1854
-4.6352 | 4899.2314
-4.5689 | 4897.737
-4.5027 | 4895.3898
-4.4365 | 4898.9636
-4.3703 | 4896.0818
-4.3041 | 4899.6522
-4.2379 | 4894.4579
-4.1716 | 4882.2344
-4.1054 | 4879.2845
-4.0392 | 4881.0781
-3.973 | 4885.7199
-3.9068 | 4880.1461
-3.8406 | 4866.2172
-3.7743 | 4864.312
-3.7081 | 4867.0342
-3.6419 | 4879.4608
-3.5757 | 4893.5181
-3.5095 | 4906.1446
-3.4433 | 4925.1841
-3.377 | 4952.0821
-3.3108 | 4967.7031
-3.2446 | 4987.9714
-3.1784 | 5009.8314
-3.1122 | 5024.296
-3.046 | 5031.0641
-2.9797 | 5040.8869
-2.9135 | 5045.7966
-2.8473 | 5056.6361
-2.7811 | 5063.0303
-2.7149 | 5059.9454
-2.6487 | 5058.2668
-2.5824 | 5060.576
-2.5162 | 5058.1518
-2.45 | 5057.3516
-2.3838 | 5055.4598
-2.3176 | 5051.3269
-2.2514 | 5048.5801
-2.1851 | 5042.1882
-2.1189 | 5038.706
-2.0527 | 5044.7753
-1.9865 | 5054.683
-1.9203 | 5061.3215
-1.8541 | 5060.7188
-1.7878 | 5055.1785
-1.7216 | 5054.2622
-1.6554 | 5046.2977
-1.5892 | 5036.9805
-1.523 | 5016.8606
-1.4568 | 4998.3233
-1.3905 | 4990.8476
-1.3243 | 4996.0821
-1.2581 | 5006.5188
-1.1919 | 5020.095
-1.1257 | 5020.6955
-1.0595 | 5024.9813
-0.99325 | 5029.5038
-0.92703 | 5036.8477
-0.86082 | 5038.3779
-0.7946 | 5032.6913
-0.72838 | 5036.5664
-0.66217 | 5052.8927
-0.59595 | 5073.7426
-0.52973 | 5102.6909
-0.46352 | 5118.3799
-0.3973 | 5132.6336
-0.33108 | 5155.8429
-0.26487 | 5176.0778
-0.19865 | 5179.5411
-0.13243 | 5170.5989
-0.066217 | 5155.8943
6.537e-13 | 5152.7949
0.066217 | 5148.499
0.13243 | 5127.9996
0.19865 | 5091.0176
0.26487 | 5058.0357
0.33108 | 5030.0562
0.3973 | 5006.742
0.46352 | 4988.1522
0.52973 | 4972.3036
0.59595 | 4966.0077
0.66217 | 4969.5056
0.72838 | 4977.1799
0.7946 | 4988.5273
0.86082 | 5003.1113
0.92703 | 5018.6742
0.99325 | 5024.4657
1.0595 | 5023.4344
1.1257 | 5027.7615
1.1919 | 5038.9069
1.2581 | 5039.6826
1.3243 | 5035.3019
1.3905 | 5029.9312
1.4568 | 5032.0775
1.523 | 5033.4748
1.5892 | 5029.7047
1.6554 | 5019.1419
1.7216 | 5016.4599
1.7878 | 5012.9643
1.8541 | 4997.9237
1.9203 | 4981.2414
1.9865 | 4977.7859
2.0527 | 4985.3107
2.1189 | 5000.6459
2.1851 | 5012.337
2.2514 | 5022.2859
2.3176 | 5035.7327
2.3838 | 5046.0812
2.45 | 5047.6504
2.5162 | 5038.2886
2.5824 | 5022.3875
2.6487 | 5009.8827
2.7149 | 5001.6571
2.7811 | 4994.6926
2.8473 | 4985.8966
2.9135 | 4978.7056
2.9797 | 4978.6855
3.046 | 4976.4432
3.1122 | 4971.7277
3.1784 | 4957.1202
3.2446 | 4937.2715
3.3108 | 4925.2924
3.377 | 4911.3768
3.4433 | 4897.2347
3.5095 | 4888.0124
3.5757 | 4874.0969
3.6419 | 4866.3567
3.7081 | 4866.071
3.7743 | 4865.1725
3.8406 | 4867.6112
3.9068 | 4860.4559
3.973 | 4858.2996
4.0392 | 4859.4559
4.1054 | 4855.1533
4.1716 | 4847.6364
4.2379 | 4834.511
4.3041 | 4825.3188
4.3703 | 4824.6916
4.4365 | 4819.2227
4.5027 | 4819.4158
4.5689 | 4821.0844
4.6352 | 4819.87
4.7014 | 4820.6837
4.7676 | 4820.264
4.8338 | 4818.7272
4.9 | 4810.4613
4.9662 | 4798.2277
5.0325 | 4791.8905
5.0987 | 4791.4664
5.1649 | 4792.7142
5.2311 | 4788.7375
5.2973 | 4780.2574
5.3635 | 4774.5229
5.4298 | 4762.7246
5.496 | 4751.6707
5.5622 | 4738.8032
5.6284 | 4724.4569
5.6946 | 4716.9533
5.7608 | 4710.1998
5.8271 | 4702.7164
5.8933 | 4704.3849
5.9595 | 4708.1886
6.0257 | 4701.8079
6.0919 | 4699.4819
6.1581 | 4693.2965
6.2244 | 4684.207
6.2906 | 4667.5927
6.3568 | 4649.1949
6.423 | 4625.4064
6.4892 | 4608.8055
6.5554 | 4584.8261
6.6217 | 4559.4783
6.6879 | 4544.498
6.7541 | 4543.1967
6.8203 | 4544.6576
6.8865 | 4550.1399
6.9527 | 4554.7896
7.019 | 4559.0207
7.0852 | 4559.8812
7.1514 | 4552.2226
7.2176 | 4539.1787
7.2838 | 4530.6472
7.35 | 4518.1157
7.4163 | 4508.6255
7.4825 | 4505.4714
7.5487 | 4508.1679
7.6149 | 4511.1378
7.6811 | 4517.2674
7.7473 | 4518.2686
7.8136 | 4521.0856
7.8798 | 4526.1237
7.946 | 4523.9886
8.0122 | 4518.5498
8.0784 | 4517.5498
8.1446 | 4516.1937
8.2109 | 4511.5619
8.2771 | 4506.4312
8.3433 | 4498.5147
8.4095 | 4493.4554
8.4757 | 4490.3906
8.5419 | 4485.5624
8.6082 | 4474.3489
8.6744 | 4461.6042
8.7406 | 4449.7289
8.8068 | 4435.1392
8.873 | 4424.784
8.9392 | 4414.6844
9.0055 | 4403.7288
9.0717 | 4397.1673
9.1379 | 4396.5166
9.2041 | 4393.1638
9.2703 | 4391.3591
9.3365 | 4385.1
9.4028 | 4375.7013
9.469 | 4367.5605
9.5352 | 4359.9353
9.6014 | 4351.4551
9.6676 | 4346.2608
9.7338 | 4342.1647
9.8001 | 4332.6779
9.8663 | 4322.5292
9.9325 | 4309.8547
9.9987 | 4296.6792
10.0649 | 4280.0582
10.1311 | 4263.7118
10.1974 | 4243.2325
10.2636 | 4229.7031
10.3298 | 4221.2978
10.396 | 4214.8188
10.4622 | 4212.0074
10.5284 | 4213.7574
10.5947 | 4210.9493
10.6609 | 4208.3287
10.7271 | 4202.7516
10.7933 | 4189.3918
10.8595 | 4176.9786
10.9258 | 4162.8599
10.992 | 4145.0358
11.0582 | 4131.0622
11.1244 | 4120.1077
11.1906 | 4108.3049
11.2568 | 4103.3774
11.3231 | 4100.0547
11.3893 | 4091.7922
11.4555 | 4081.8032
11.5217 | 4069.5729
11.5879 | 4059.8662
11.6541 | 4055.3014
11.7203 | 4049.6427
11.7866 | 4046.3636
11.8528 | 4043.8379
11.919 | 4038.138
11.9852 | 4031.6691
12.0514 | 4029.3699
12.1176 | 4025.6097
12.1839 | 4015.9064
12.2501 | 4000.9629
12.3163 | 3991.9236
12.3825 | 3989.2517
12.4487 | 3986.919
12.515 | 3974.1944
12.5812 | 3957.6716
12.6474 | 3947.4716
12.7136 | 3942.4681
12.7798 | 3938.2057
12.846 | 3926.067
12.9123 | 3915.3759
12.9785 | 3907.0766
13.0447 | 3897.8665
13.1109 | 3883.5894
13.1771 | 3864.2686
13.2433 | 3840.0938
13.3095 | 3828.1616
13.3758 | 3816.3589
13.442 | 3803.1799
13.5082 | 3792.6987
13.5744 | 3787.3447
13.6406 | 3779.3501
13.7068 | 3771.1925
13.7731 | 3754.6798
13.8393 | 3734.5666
13.9055 | 3725.2449
13.9717 | 3716.796
14.0379 | 3701.5613
14.1042 | 3689.0464
14.1704 | 3681.7974
14.2366 | 3674.0974
14.3028 | 3668.5035
14.369 | 3660.3482
14.4352 | 3655.3983
14.5015 | 3653.1504
14.5677 | 3647.3657
14.6339 | 3641.5475
14.7001 | 3633.8776
14.7663 | 3626.0817
14.8325 | 3613.1304
14.8987 | 3595.9804
14.965 | 3578.5079
15.0312 | 3562.7553
15.0974 | 3538.681
15.1636 | 3519.5756
15.2298 | 3501.266
15.296 | 3483.0579
15.3623 | 3465.2572
15.4285 | 3451.9522
15.4947 | 3439.5657
15.5609 | 3432.6727
15.6271 | 3426.2205
15.6934 | 3417.6969
15.7596 | 3407.6631
15.8258 | 3401.6183
15.892 | 3394.4563
15.9582 | 3385.1905
16.0244 | 3375.0016
16.0906 | 3367.1007
16.1569 | 3363.7167
16.2231 | 3359.6351
16.2893 | 3350.2398
16.3555 | 3334.7104
16.4217 | 3323.2357
16.488 | 3313.8817
16.5542 | 3300.0276
16.6204 | 3283.6778
16.6866 | 3267.5814
16.7528 | 3250.1066
16.819 | 3239.6298
16.8852 | 3230.3293
16.9515 | 3219.4719
17.0177 | 3208.1201
17.0839 | 3198.9681
17.1501 | 3190.892
17.2163 | 3186.7858
17.2826 | 3176.3324
17.3488 | 3161.2483
17.415 | 3149.6989
17.4812 | 3141.8092
17.5474 | 3127.5789
17.6136 | 3112.8665
17.6798 | 3097.9956
17.7461 | 3086.8022
17.8123 | 3075.8912
17.8785 | 3060.5114
17.9447 | 3045.0032
18.0109 | 3031.4772
18.0771 | 3017.6364
18.1434 | 2999.8324
18.2096 | 2984.8052
18.2758 | 2974.5851
18.342 | 2962.8872
18.4082 | 2946.667
18.4745 | 2930.8797
18.5407 | 2911.8279
18.6069 | 2901.9984
18.6731 | 2891.3318
18.7393 | 2875.7678
18.8055 | 2862.2429
18.8717 | 2849.6567
18.938 | 2839.0001
19.0042 | 2836.5079
19.0704 | 2826.5567
19.1366 | 2811.0775
19.2028 | 2798.1966
19.269 | 2789.1986
19.3353 | 2782.0333
19.4015 | 2776.9238
19.4677 | 2760.4524
19.5339 | 2745.971
19.6001 | 2738.7085
19.6663 | 2728.2004
19.7326 | 2712.2982
19.7988 | 2697.7487
19.865 | 2679.3577
19.9312 | 2671.7358
19.9974 | 2661.3371
20.0636 | 2650.8156
20.1299 | 2640.1279
20.1961 | 2632.8687
20.2623 | 2624.7547
20.3285 | 2613.8035
20.3947 | 2599.9449
20.461 | 2590.3498
20.5272 | 2575.4856
20.5934 | 2560.8077
20.6596 | 2542.776
20.7258 | 2528.4911
20.792 | 2520.5835
20.8582 | 2513.1179
20.9245 | 2502.5049
20.9907 | 2490.5325
21.0569 | 2480.8861
21.1231 | 2468.9951
21.1893 | 2454.3887
21.2555 | 2435.6516
21.3218 | 2417.7416
21.388 | 2400.2936
21.4542 | 2384.378
21.5204 | 2370.6254
21.5866 | 2364.8005
21.6528 | 2354.0312
21.7191 | 2347.3927
21.7853 | 2333.1457
21.8515 | 2326.5406
21.9177 | 2320.8674
21.9839 | 2309.2544
22.0501 | 2293.7016
22.1164 | 2281.862
22.1826 | 2264.7935
22.2488 | 2254.6749
22.315 | 2237.0338
22.3812 | 2222.9085
22.4474 | 2209.7463
22.5137 | 2197.8956
22.5799 | 2185.1776
22.6461 | 2174.53
22.7123 | 2164.8266
22.7785 | 2157.0552
22.8447 | 2147.0226
22.911 | 2140.1284
22.9772 | 2131.0925
23.0434 | 2120.4695
23.1096 | 2109.0506
23.1758 | 2099.3261
23.242 | 2083.7833
23.3083 | 2067.6779
23.3745 | 2051.8327
23.4407 | 2035.8423
23.5069 | 2022.1176
23.5731 | 2010.6162
23.6393 | 1997.0232
23.7056 | 1987.9806
23.7718 | 1978.6087
23.838 | 1967.4979
23.9042 | 1957.136
23.9704 | 1948.6459
24.0366 | 1937.7717
24.1029 | 1927.796
24.1691 | 1916.2031
24.2353 | 1907.6861
24.3015 | 1899.6401
24.3677 | 1891.5529
24.4339 | 1882.1274
24.5002 | 1872.5591
24.5664 | 1859.3456
24.6326 | 1847.8955
24.6988 | 1833.5358
24.765 | 1817.0231
24.8312 | 1803.3587
24.8975 | 1788.8371
24.9637 | 1779.1058
25.0299 | 1771.9282
25.0961 | 1767.0452
25.1623 | 1759.8843
25.2285 | 1752.94
25.2948 | 1746.1351
25.361 | 1738.367
25.4272 | 1726.5208
25.4934 | 1713.9948
25.5596 | 1699.9475
25.6258 | 1689.1694
25.6921 | 1681.533
25.7583 | 1669.4992
25.8245 | 1655.8627
25.8907 | 1642.2016
25.9569 | 1627.4859
26.0231 | 1611.3192
26.0894 | 1594.821
26.1556 | 1579.6275
26.2218 | 1568.1294
26.288 | 1562.4027
26.3542 | 1555.0789
26.4204 | 1546.5441
26.4867 | 1540.1834
26.5529 | 1534.0772
26.6191 | 1525.1529
26.6853 | 1514.7196
26.7515 | 1500.1065
26.8177 | 1490.1274
26.884 | 1481.837
26.9502 | 1473.2866
27.0164 | 1462.3377
27.0826 | 1452.6131
27.1488 | 1440.461
27.215 | 1434.8325
27.2813 | 1426.1626
27.3475 | 1414.5976
27.4137 | 1403.4589
27.4799 | 1395.6194
27.5461 | 1388.8994
27.6123 | 1383.5756
27.6786 | 1370.6311
27.7448 | 1357.4377
27.811 | 1348.8013
27.8772 | 1339.4573
27.9434 | 1329.2438
28.0096 | 1318.0148
28.0759 | 1308.2255
28.1421 | 1303.1941
28.2083 | 1299.1181
28.2745 | 1291.3165
28.3407 | 1283.7516
28.4069 | 1278.6756
28.4732 | 1271.4165
28.5394 | 1261.8281
28.6056 | 1250.5778
28.6718 | 1237.7337
28.738 | 1225.2122
28.8042 | 1211.5924
28.8705 | 1196.6601
28.9367 | 1184.3685
29.0029 | 1174.4609
29.0691 | 1164.7709
29.1353 | 1155.399
29.2015 | 1150.9234
29.2678 | 1146.6343
29.334 | 1140.7915
29.4002 | 1135.9599
29.4664 | 1131.1629
29.5326 | 1123.7263
29.5988 | 1117.1927
29.6651 | 1108.0618
29.7313 | 1099.9107
29.7975 | 1091.7121
29.8637 | 1080.1942
29.9299 | 1069.2321
29.9961 | 1061.559
30.0624 | 1053.0824
30.1286 | 1044.4295
30.1948 | 1036.5462
30.261 | 1026.3505
30.3272 | 1017.6365
30.3934 | 1011.201
30.4597 | 1002.6737
30.5259 | 994.1936
30.5921 | 986.8595
30.6583 | 977.203
30.7245 | 970.069
30.7907 | 964.5932
30.857 | 955.8927
30.9232 | 948.3315
30.9894 | 941.8317
31.0556 | 933.8536
31.1218 | 926.9638
31.188 | 923.2034
31.2543 | 917.6936
31.3205 | 911.4922
31.3867 | 904.9923
31.4529 | 900.7404
31.5191 | 895.5629
31.5853 | 889.7309
31.6516 | 878.257
31.7178 | 866.1829
31.784 | 856.2719
31.8502 | 850.145
31.9164 | 842.4482
31.9826 | 835.311
32.0489 | 827.899
32.1151 | 820.9346
32.1813 | 818.3916
32.2475 | 816.9235
32.3137 | 810.2371
32.3799 | 802.3505
32.4462 | 794.2163
32.5124 | 786.8653
32.5786 | 782.6033
32.6448 | 775.605
32.711 | 766.4637
32.7772 | 761.1371
32.8435 | 754.5016
32.9097 | 747.415
32.9759 | 740.2167
33.0421 | 734.985
33.1083 | 730.8314
33.1745 | 725.4335
33.2408 | 718.8624
33.307 | 714.2782
33.3732 | 709.7654
33.4394 | 704.8149
33.5056 | 698.4031
33.5718 | 692.5645
33.6381 | 686.5766
33.7043 | 679.8733
33.7705 | 673.309
33.8367 | 668.0297
33.9029 | 664.1305
33.9691 | 659.6041
34.0354 | 652.5582
34.1016 | 646.611
34.1678 | 642.3489
34.234 | 636.7713
34.3002 | 632.0888
34.3664 | 626.4467
34.4327 | 620.3776
34.4989 | 614.8643
34.5651 | 611.0125
34.6313 | 603.96
34.6975 | 598.0331
34.7637 | 592.0826
34.83 | 586.1997
34.8962 | 580.3915
34.9624 | 575.821
35.0286 | 569.2329
35.0948 | 565.3574
35.161 | 561.8311
35.2273 | 557.7454
35.2935 | 553.8732
35.3597 | 549.4993
35.4259 | 545.1593
35.4921 | 543.0198
35.5583 | 538.5916
35.6246 | 532.7461
35.6908 | 526.5649
35.757 | 521.6451
35.8232 | 518.6647
35.8894 | 512.9209
35.9556 | 506.1702
36.0219 | 501.6131
36.0881 | 498.2529
36.1543 | 496.8628
36.2205 | 492.8482
36.2867 | 487.0876
36.3529 | 482.9713
36.4192 | 478.7262
36.4854 | 475.122
36.5516 | 473.1689
36.6178 | 468.1237
36.684 | 465.1093
36.7502 | 462.719
36.8165 | 461.6136
36.8827 | 458.7756
36.9489 | 455.4155
37.0151 | 449.275
37.0813 | 444.0162
37.1475 | 438.981
37.2138 | 433.4949
37.28 | 426.9137
37.3462 | 424.269
37.4124 | 421.6276
37.4786 | 419.244
37.5448 | 418.6031
37.6111 | 415.9211
37.6773 | 356.4491
37.7435 | 297.5569
37.8097 | 237.1558
37.8759 | 176.5649
37.9421 | 117.3064
38.0084 | 57.658
38.0746 | 0
38.1408 | 0
38.207 | 0
38.2732 | 0
38.3394 | 0
38.4057 | 0
38.4719 | 0
38.5381 | 0
38.6043 | 0
38.6705 | 0
38.7367 | 0
38.803 | 0
38.8692 | 0
38.9354 | 0
39.0016 | 0
39.0678 | 0
39.134 | 0
39.2003 | 0
39.2665 | 0
39.3327 | 0
39.3989 | 0
39.4651 | 0
39.5313 | 0
39.5976 | 0
39.6638 | 0
39.73 | 0
39.7962 | 0
39.8624 | 0
39.9286 | 0
39.9948 | 0
40.0611 | 0
40.1273 | 0
40.1935 | 0
40.2597 | 0
40.3259 | 0
40.3922 | 0
40.4584 | 0
40.5246 | 0
40.5908 | 0
40.657 | 0
40.7232 | 0
40.7895 | 0
40.8557 | 0
40.9219 | 0
40.9881 | 0
41.0543 | 0
41.1205 | 0
41.1868 | 0
41.253 | 0
41.3192 | 0
41.3854 | 0
41.4516 | 0
41.5178 | 0
41.5841 | 0
41.6503 | 0
41.7165 | 0
41.7827 | 0
41.8489 | 0
41.9151 | 0
41.9813 | 0
42.0476 | 0
42.1138 | 0
42.18 | 0
42.2462 | 0
42.3124 | 0
42.3787 | 0
42.4449 | 0
42.5111 | 0
42.5773 | 0
42.6435 | 0
42.7097 | 0
42.776 | 0
42.8422 | 0
42.9084 | 0
42.9746 | 0
43.0408 | 0
43.107 | 0
43.1733 | 0
43.2395 | 0
43.3057 | 0
43.3719 | 0
43.4381 | 0
43.5043 | 0
43.5705 | 0
43.6368 | 0
43.703 | 0
43.7692 | 0
43.8354 | 0
43.9016 | 0
43.9678 | 0
44.0341 | 0
44.1003 | 0
44.1665 | 0
44.2327 | 0
44.2989 | 0
44.3651 | 0
44.4314 | 0
44.4976 | 0
44.5638 | 0
44.63 | 0
44.6962 | 0
44.7625 | 0
44.8287 | 0
44.8949 | 0
44.9611 | 0
45.0273 | 0
45.0935 | 0
45.1598 | 0
45.226 | 0
45.2922 | 0
45.3584 | 0
45.4246 | 0
45.4908 | 0
45.557 | 0
45.6233 | 0
45.6895 | 0
45.7557 | 0
45.8219 | 0
45.8881 | 0
45.9543 | 0
46.0206 | 0
46.0868 | 0

## WL
Color Source Strip Standard | 2016-06-20
| Beam Angle | Field Angle
Horizontal | 66.4 | 91.7
[5 empty] | Lens Efficiency | Power Consump (Watts) | Efficacy (lm/W)
Mode | Accessory Lens | Candela | Field Lumens | Beam Lumens
RGB - full | WL | 8946.6576 | 2481.419 | 1213.34 | 100% | 93.2 | 26.6247
Max output | WL | 9431.5664 | 2615.9119 | 1279.103 | 100% | 104 | 25.153
3200K | WL | 8480.2683 | 2352.0626 | 1150.0886 | 100% | 78.9 | 29.8107
5600K | WL | 8866.4061 | 2459.1607 | 1202.4563 | 100% | 93.9 | 26.1891
Red | WL | 2052.6317 | 569.312 | 278.3766 | 100% | 27.8 | 20.4788
Green | WL | 2650.8946 | 735.2444 | 359.5126 | 100% | 30.4 | 24.1857
Blue | WL | 828.7289 | 229.8538 | 112.3917 | 100% | 32.9 | 6.9864
| For Field diameter at any distance, multiply distance by |  |  |  | 2.0602
| For Beam diameter at any distance, multiply distance by |  |  |  | 1.3088
Dist for 1.0 fc
| Throw Distance (ft) | 10 | 15 | 20 | 25 | 94.5868
| Throw Distance (m) | 3.048 | 4.572 | 6.096 | 7.62 | 28.83
| Field Diameter (ft) | 20.6024 | 30.9036 | 41.2048 | 51.506
| Field Diameter (m) | 6.2796 | 9.4194 | 12.5592 | 15.699
| Illuminance (fc) | 89.4666 | 39.7629 | 22.3666 | 14.3147
| Illuminance (lux) | 963.0093 | 428.0041 | 240.7523 | 154.0815
| Beam Angle | Field Angle
Vertical | 14.8 | 31
| For Field height at any distance, multiply distance by |  |  |  | 0.55465
| For Beam height at any distance, multiply distance by |  |  |  | 0.25975
Test Distance | Iso-Illuminance Diagram grid lines
45.75 | 12.5 | 25 | 37.5 | 50
| 0.27322 | 0.54645 | 0.81967 | 1.0929
Measurement: 50H Full ON RGB - Intensity
Degrees | (Cd)
-52.1241 | 0
-52.0493 | 0
-51.9745 | 0
-51.8997 | 0
-51.8249 | 0
-51.7502 | 0
-51.6754 | 0
-51.6006 | 0
-51.5258 | 0
-51.451 | 0
-51.3762 | 0
-51.3015 | 0
-51.2267 | 0
-51.1519 | 0
-51.0771 | 0
-51.0023 | 0
-50.9275 | 0
-50.8528 | 0
-50.778 | 0
-50.7032 | 0
-50.6284 | 0
-50.5536 | 0
-50.4788 | 0
-50.4041 | 0
-50.3293 | 0
-50.2545 | 0
-50.1797 | 0
-50.1049 | 0
-50.0301 | 0
-49.9554 | 0
-49.8806 | 0
-49.8058 | 0
-49.731 | 0
-49.6562 | 0
-49.5814 | 0
-49.5067 | 0
-49.4319 | 0
-49.3571 | 0
-49.2823 | 0
-49.2075 | 0
-49.1327 | 0
-49.0579 | 0
-48.9832 | 0
-48.9084 | 10.3878
-48.8336 | 84.293
-48.7588 | 166.4937
-48.684 | 245.3092
-48.6093 | 325.3552
-48.5345 | 408.0378
-48.4597 | 491.1117
-48.3849 | 567.0808
-48.3101 | 577.8428
-48.2353 | 584.4429
-48.1606 | 595.1993
-48.0858 | 606.0973
-48.011 | 611.1211
-47.9362 | 625.3192
-47.8614 | 633.1327
-47.7866 | 649.5196
-47.7118 | 659.1646
-47.6371 | 668.2199
-47.5623 | 678.3356
-47.4875 | 693.3501
-47.4127 | 698.8501
-47.3379 | 713.1732
-47.2632 | 720.2664
-47.1884 | 729.8888
-47.1136 | 745.3231
-47.0388 | 757.2135
-46.964 | 770.5213
-46.8892 | 784.3963
-46.8145 | 793.1228
-46.7397 | 807.2584
-46.6649 | 823.617
-46.5901 | 835.1614
-46.5153 | 847.2503
-46.4405 | 864.533
-46.3657 | 880.7667
-46.291 | 899.1381
-46.2162 | 913.6765
-46.1414 | 928.9406
-46.0666 | 940.9841
-45.9918 | 961.9752
-45.9171 | 974.0922
-45.8423 | 990.3089
-45.7675 | 1000.4984
-45.6927 | 1014.7928
-45.6179 | 1028.0498
-45.5431 | 1048.1393
-45.4684 | 1060.642
-45.3936 | 1074.6417
-45.3188 | 1094.3059
-45.244 | 1119.5041
-45.1692 | 1137.5581
-45.0944 | 1153.7014
-45.0196 | 1166.1582
-44.9449 | 1182.71
-44.8701 | 1199.2729
-44.7953 | 1208.6794
-44.7205 | 1221.346
-44.6457 | 1236.0149
-44.571 | 1251.7218
-44.4962 | 1267.4398
-44.4214 | 1280.8944
-44.3466 | 1296.2497
-44.2718 | 1317.7849
-44.197 | 1331.7104
-44.1223 | 1347.5423
-44.0475 | 1368.0506
-43.9727 | 1388.0724
-43.8979 | 1405.6788
-43.8231 | 1426.2497
-43.7483 | 1434.9084
-43.6735 | 1454.8899
-43.5988 | 1474.7922
-43.524 | 1491.5929
-43.4492 | 1507.6279
-43.3744 | 1527.1909
-43.2996 | 1541.9893
-43.2249 | 1561.3592
-43.1501 | 1579.7648
-43.0753 | 1594.8756
-43.0005 | 1613.7969
-42.9257 | 1631.5953
-42.8509 | 1647.1493
-42.7761 | 1665.9679
-42.7014 | 1689.7542
-42.6266 | 1705.8528
-42.5518 | 1724.0709
-42.477 | 1740.0657
-42.4022 | 1758.9312
-42.3274 | 1784.1238
-42.2527 | 1805.9201
-42.1779 | 1822.3525
-42.1031 | 1839.1587
-42.0283 | 1860.3367
-41.9535 | 1881.9846
-41.8787 | 1906.7296
-41.804 | 1918.1216
-41.7292 | 1931.9791
-41.6544 | 1954.8469
-41.5796 | 1975.4412
-41.5048 | 1994.2776
-41.43 | 2009.1954
-41.3553 | 2021.1031
-41.2805 | 2044.3001
-41.2057 | 2069.611
-41.1309 | 2087.4619
-41.0561 | 2108.4636
-40.9813 | 2126.3357
-40.9066 | 2147.4177
-40.8318 | 2167.2017
-40.757 | 2188.1922
-40.6822 | 2207.3746
-40.6074 | 2230.1743
-40.5326 | 2251.8344
-40.4579 | 2271.7881
-40.3831 | 2298.9082
-40.3083 | 2321.3228
-40.2335 | 2342.7385
-40.1587 | 2364.4333
-40.0839 | 2383.2463
-40.0092 | 2404.6341
-39.9344 | 2429.7084
-39.8596 | 2442.1886
-39.7848 | 2464.7383
-39.71 | 2485.3661
-39.6352 | 2508.9883
-39.5605 | 2532.3784
-39.4857 | 2552.4336
-39.4109 | 2574.3605
-39.3361 | 2599.6491
-39.2613 | 2623.8719
-39.1865 | 2643.0822
-39.1118 | 2661.0849
-39.037 | 2682.1501
-38.9622 | 2707.201
-38.8874 | 2731.9918
-38.8126 | 2753.3852
-38.7378 | 2778.9283
-38.663 | 2807.1265
-38.5883 | 2828.3391
-38.5135 | 2845.0773
-38.4387 | 2860.1313
-38.3639 | 2875.3337
-38.2891 | 2891.9245
-38.2144 | 2903.2931
-38.1396 | 2923.7791
-38.0648 | 2949.0688
-37.99 | 2972.719
-37.9152 | 2998.4506
-37.8404 | 3015.7837
-37.7657 | 3031.2751
-37.6909 | 3054.2791
-37.6161 | 3068.1198
-37.5413 | 3084.6772
-37.4665 | 3104.7212
-37.3917 | 3125.1961
-37.3169 | 3153.949
-37.2422 | 3193.1922
-37.1674 | 3222.3827
-37.0926 | 3250.2517
-37.0178 | 3273.5503
-36.943 | 3296.3277
-36.8683 | 3326.3575
-36.7935 | 3349.0377
-36.7187 | 3361.4611
-36.6439 | 3375.3018
-36.5691 | 3392.9362
-36.4943 | 3412.4467
-36.4196 | 3431.426
-36.3448 | 3438.6438
-36.27 | 3453.681
-36.1952 | 3479.2699
-36.1204 | 3501.7638
-36.0456 | 3525.6182
-35.9708 | 3551.8141
-35.8961 | 3578.7423
-35.8213 | 3604.2072
-35.7465 | 3629.9389
-35.6717 | 3647.9583
-35.5969 | 3671.546
-35.5222 | 3696.2062
-35.4474 | 3716.2279
-35.3726 | 3729.2004
-35.2978 | 3750.6172
-35.223 | 3771.0809
-35.1482 | 3795.3773
-35.0734 | 3819.6915
-34.9987 | 3834.4285
-34.9239 | 3846.4032
-34.8491 | 3872.8726
-34.7743 | 3893.0405
-34.6995 | 3914.8201
-34.6247 | 3934.7224
-34.55 | 3955.1459
-34.4752 | 3978.2413
-34.4004 | 4007.76
-34.3256 | 4027.0785
-34.2508 | 4043.6526
-34.176 | 4060.3673
-34.1013 | 4072.3319
-34.0265 | 4078.1669
-33.9517 | 4091.0378
-33.8769 | 4104.6743
-33.8021 | 4123.2618
-33.7273 | 4143.3851
-33.6526 | 4160.4011
-33.5778 | 4177.1627
-33.503 | 4195.9311
-33.4282 | 4213.8032
-33.3534 | 4228.2399
-33.2786 | 4238.9277
-33.2039 | 4255.0141
-33.1291 | 4271.3493
-33.0543 | 4298.6748
-32.9795 | 4326.3507
-32.9047 | 4353.6918
-32.8299 | 4376.2817
-32.7552 | 4398.0612
-32.6804 | 4414.5784
-32.6056 | 4429.4516
-32.5308 | 4435.2184
-32.456 | 4439.9362
-32.3812 | 4442.232
-32.3065 | 4458.4601
-32.2317 | 4476.8311
-32.1569 | 4498.4522
-32.0821 | 4522.8167
-32.0073 | 4544.488
-31.9325 | 4563.2675
-31.8578 | 4584.7747
-31.783 | 4603.9225
-31.7082 | 4626.5303
-31.6334 | 4647.9572
-31.5586 | 4662.3548
-31.4838 | 4679.0528
-31.4091 | 4707.6931
-31.3343 | 4734.9159
-31.2595 | 4748.462
-31.1847 | 4762.2514
-31.1099 | 4782.6414
-31.0351 | 4806.5472
-30.9604 | 4828.1169
-30.8856 | 4840.682
-30.8108 | 4853.1622
-30.736 | 4874.4194
-30.6612 | 4882.2957
-30.5864 | 4882.4263
-30.5116 | 4887.557
-30.4369 | 4898.6656
-30.3621 | 4913.2943
-30.2873 | 4929.5391
-30.2125 | 4944.9335
-30.1377 | 4967.683
-30.063 | 4993.2327
-29.9882 | 5020.2569
-29.9134 | 5052.3782
-29.8386 | 5088.8713
-29.7638 | 5119.7003
-29.689 | 5149.4521
-29.6142 | 5182.242
-29.5395 | 5207.1735
-29.4647 | 5227.6774
-29.3899 | 5247.3698
-29.3151 | 5257.571
-29.2403 | 5275.154
-29.1655 | 5301.1123
-29.0908 | 5321.4108
-29.016 | 5340.6055
-28.9412 | 5357.4396
-28.8664 | 5370.3049
-28.7916 | 5388.8076
-28.7169 | 5397.771
-28.6421 | 5398.2643
-28.5673 | 5410.2233
-28.4925 | 5426.1512
-28.4177 | 5448.712
-28.3429 | 5468.5362
-28.2681 | 5491.4765
-28.1934 | 5516.0966
-28.1186 | 5536.9922
-28.0438 | 5549.4155
-27.969 | 5556.5597
-27.8942 | 5556.6556
-27.8194 | 5564.7195
-27.7447 | 5568.9439
-27.6699 | 5579.5123
-27.5951 | 5594.2883
-27.5203 | 5608.8155
-27.4455 | 5628.8595
-27.3708 | 5651.7674
-27.296 | 5671.5336
-27.2212 | 5689.9113
-27.1464 | 5705.2376
-27.0716 | 5726.2002
-26.9968 | 5745.4216
-26.922 | 5768.3854
-26.8473 | 5789.2978
-26.7725 | 5802.1463
-26.6977 | 5812.5338
-26.6229 | 5824.8098
-26.5481 | 5834.5523
-26.4733 | 5853.2001
-26.3986 | 5868.9862
-26.3238 | 5880.7521
-26.249 | 5895.9422
-26.1742 | 5909.9705
-26.0994 | 5915.0454
-26.0247 | 5914.3032
-25.9499 | 5913.157
-25.8751 | 5908.7405
-25.8003 | 5917.0242
-25.7255 | 5917.4941
-25.6507 | 5915.1816
-25.5759 | 5917.3021
-25.5012 | 5922.3313
-25.4264 | 5923.0121
-25.3516 | 5928.8917
-25.2768 | 5940.5784
-25.202 | 5961.2575
-25.1272 | 5987.3519
-25.0525 | 6012.4195
-24.9777 | 6033.5864
-24.9029 | 6052.2643
-24.8281 | 6071.3552
-24.7533 | 6085.6056
-24.6785 | 6103.846
-24.6038 | 6121.015
-24.529 | 6141.0143
-24.4542 | 6164.0004
-24.3794 | 6187.6171
-24.3046 | 6215.2986
-24.2298 | 6233.2109
-24.1551 | 6245.9344
-24.0803 | 6260.8589
-24.0055 | 6273.9686
-23.9307 | 6286.335
-23.8559 | 6303.6636
-23.7811 | 6310.0254
-23.7064 | 6325.0737
-23.6316 | 6349.0297
-23.5568 | 6372.748
-23.482 | 6394.5052
-23.4072 | 6414.7077
-23.3324 | 6427.5842
-23.2577 | 6452.4598
-23.1829 | 6466.0171
-23.1081 | 6471.813
-23.0333 | 6479.8869
-22.9585 | 6490.8414
-22.8837 | 6498.2802
-22.809 | 6505.0505
-22.7342 | 6506.8418
-22.6594 | 6513.4368
-22.5846 | 6519.6345
-22.5098 | 6524.0632
-22.435 | 6538.4542
-22.3603 | 6562.8644
-22.2855 | 6582.8114
-22.2107 | 6592.44
-22.1359 | 6600.0495
-22.0611 | 6619.0444
-21.9863 | 6637.9199
-21.9116 | 6645.5407
-21.8368 | 6644.3788
-21.762 | 6649.7997
-21.6872 | 6666.4698
-21.6124 | 6676.4153
-21.5376 | 6690.2617
-21.4628 | 6708.3045
-21.3881 | 6724.4992
-21.3133 | 6739.2127
-21.2385 | 6756.9944
-21.1637 | 6777.4246
-21.0889 | 6800.558
-21.0142 | 6808.1442
-20.9394 | 6814.3251
-20.8646 | 6826.5788
-20.7898 | 6847.1898
-20.715 | 6858.0539
-20.6402 | 6860.2761
-20.5654 | 6867.1312
-20.4907 | 6875.8747
-20.4159 | 6890.3349
-20.3411 | 6893.5827
-20.2663 | 6894.3941
-20.1915 | 6903.6879
-20.1167 | 6910.6345
-20.042 | 6924.752
-19.9672 | 6942.3183
-19.8924 | 6949.1623
-19.8176 | 6966.6214
-19.7428 | 6992.7828
-19.6681 | 7006.743
-19.5933 | 7033.6823
-19.5185 | 7053.2565
-19.4437 | 7061.6026
-19.3689 | 7066.3137
-19.2941 | 7063.3482
-19.2193 | 7055.6137
-19.1446 | 7064.0011
-19.0698 | 7068.5481
-18.995 | 7075.5673
-18.9202 | 7085.5586
-18.8454 | 7100.165
-18.7706 | 7120.833
-18.6959 | 7135.8133
-18.6211 | 7140.752
-18.5463 | 7151.0949
-18.4715 | 7160.7346
-18.3967 | 7170.3164
-18.322 | 7176.5989
-18.2472 | 7182.627
-18.1724 | 7194.8003
-18.0976 | 7217.5665
-18.0228 | 7235.0982
-17.948 | 7249.7046
-17.8732 | 7263.6647
-17.7985 | 7278.3906
-17.7237 | 7292.2815
-17.6489 | 7302.6646
-17.5741 | 7310.9026
-17.4993 | 7317.0556
-17.4245 | 7321.4151
-17.3498 | 7324.404
-17.275 | 7329.5459
-17.2002 | 7341.1812
-17.1254 | 7353.3445
-17.0506 | 7362.5244
-16.9759 | 7370.8539
-16.9011 | 7376.7234
-16.8263 | 7387.9894
-16.7515 | 7399.2899
-16.6767 | 7403.0556
-16.6019 | 7408.414
-16.5271 | 7415.461
-16.4524 | 7422.5773
-16.3776 | 7435.1368
-16.3028 | 7448.6494
-16.228 | 7458.3159
-16.1532 | 7466.7369
-16.0785 | 7469.9066
-16.0037 | 7469.9691
-15.9289 | 7463.2893
-15.8541 | 7458.6229
-15.7793 | 7456.8081
-15.7045 | 7461.6899
-15.6297 | 7465.9088
-15.555 | 7470.8988
-15.4802 | 7478.6502
-15.4054 | 7496.539
-15.3306 | 7518.0697
-15.2558 | 7531.6995
-15.181 | 7539.4676
-15.1063 | 7549.9634
-15.0315 | 7560.4592
-14.9567 | 7575.5477
-14.8819 | 7587.5112
-14.8071 | 7589.768
-14.7323 | 7594.8596
-14.6576 | 7603.8308
-14.5828 | 7612.2105
-14.508 | 7619.9172
-14.4332 | 7624.5892
-14.3584 | 7625.0423
-14.2836 | 7628.9096
-14.2089 | 7635.249
-14.1341 | 7642.728
-14.0593 | 7646.6009
-13.9845 | 7650.1166
-13.9097 | 7653.3254
-13.8349 | 7669.2019
-13.7602 | 7688.1008
-13.6854 | 7709.5166
-13.6106 | 7731.8129
-13.5358 | 7749.6337
-13.461 | 7765.8048
-13.3862 | 7775.3028
-13.3115 | 7771.7927
-13.2367 | 7765.0905
-13.1619 | 7757.1573
-13.0871 | 7751.1192
-13.0123 | 7758.8872
-12.9375 | 7768.0794
-12.8628 | 7779.8844
-12.788 | 7794.944
-12.7132 | 7810.662
-12.6384 | 7824.3666
-12.5636 | 7834.9416
-12.4888 | 7839.9652
-12.4141 | 7843.0322
-12.3393 | 7852.1675
-12.2645 | 7870.7539
-12.1897 | 7885.6617
-12.1149 | 7872.1379
-12.0401 | 7868.8543
-11.9654 | 7867.6021
-11.8906 | 7867.3007
-11.8158 | 7862.3173
-11.741 | 7855.0995
-11.6662 | 7854.9634
-11.5914 | 7881.5846
-11.5167 | 7892.5279
-11.4419 | 7901.8675
-11.3671 | 7915.6848
-11.2923 | 7931.8169
-11.2175 | 7941.5292
-11.1427 | 7942.6754
-11.0679 | 7944.0639
-10.9932 | 7957.86
-10.9184 | 7970.8614
-10.8436 | 7974.8079
-10.7688 | 7971.2643
-10.694 | 7974.4106
-10.6192 | 7987.4634
-10.5445 | 8002.6256
-10.4697 | 8009.8323
-10.3949 | 8022.0971
-10.3201 | 8044.2506
-10.2453 | 8068.8204
-10.1706 | 8079.8196
-10.0958 | 8090.0207
-10.021 | 8092.6123
-9.9462 | 8090.1569
-9.8714 | 8089.5051
-9.7966 | 8078.9412
-9.7218 | 8068.7691
-9.6471 | 8067.6172
-9.5723 | 8066.8516
-9.4975 | 8071.8874
-9.4227 | 8080.2002
-9.3479 | 8082.0361
-9.2731 | 8092.9349
-9.1984 | 8103.6405
-9.1236 | 8108.6417
-9.0488 | 8107.2064
-8.974 | 8104.2577
-8.8992 | 8104.1215
-8.8245 | 8108.664
-8.7497 | 8111.9298
-8.6749 | 8111.2099
-8.6001 | 8111.0168
-8.5253 | 8117.7647
-8.4505 | 8136.5052
-8.3757 | 8155.5112
-8.301 | 8167.8609
-8.2262 | 8176.4738
-8.1514 | 8184.8769
-8.0766 | 8193.8593
-8.0018 | 8200.0671
-7.927 | 8186.9919
-7.8523 | 8168.6265
-7.7775 | 8154.9443
-7.7027 | 8152.2846
-7.6279 | 8158.9756
-7.5531 | 8164.8608
-7.4783 | 8161.0516
-7.4036 | 8160.6765
-7.3288 | 8173.4972
-7.254 | 8191.6639
-7.1792 | 8193.5289
-7.1044 | 8196.5346
-7.0296 | 8204.4332
-6.9549 | 8218.6591
-6.8801 | 8231.9005
-6.8053 | 8230.0689
-6.7305 | 8217.8889
-6.6557 | 8213.8688
-6.5809 | 8206.4344
-6.5062 | 8204.7
-6.4314 | 8213.4547
-6.3566 | 8220.1055
-6.2818 | 8225.7586
-6.207 | 8233.4652
-6.1322 | 8247.8105
-6.0575 | 8264.2194
-5.9827 | 8273.6772
-5.9079 | 8273.5868
-5.8331 | 8283.4531
-5.7583 | 8298.8932
-5.6835 | 8311.9349
-5.6088 | 8311.2541
-5.534 | 8312.4561
-5.4592 | 8316.7029
-5.3844 | 8321.8626
-5.3096 | 8314.7642
-5.2348 | 8296.795
-5.1601 | 8275.175
-5.0853 | 8262.1736
-5.0105 | 8255.3921
-4.9357 | 8251.44
-4.8609 | 8248.6275
-4.7861 | 8253.43
-4.7114 | 8263.1647
-4.6366 | 8276.2632
-4.5618 | 8292.7179
-4.487 | 8300.7583
-4.4122 | 8301.5864
-4.3374 | 8298.2236
-4.2627 | 8304.524
-4.1879 | 8316.618
-4.1131 | 8328.3549
-4.0383 | 8330.6865
-3.9635 | 8330.72
-3.8887 | 8332.8182
-3.814 | 8339.4691
-3.7392 | 8343.5741
-3.6644 | 8352.2328
-3.5896 | 8366.3738
-3.5148 | 8378.3953
-3.44 | 8389.4346
-3.3653 | 8398.5744
-3.2905 | 8403.7118
-3.2157 | 8405.1973
-3.1409 | 8402.3959
-3.0661 | 8397.0442
-2.9913 | 8395.4627
-2.9166 | 8390.5005
-2.8418 | 8382.449
-2.767 | 8374.3572
-2.6922 | 8373.7679
-2.6174 | 8378.0493
-2.5426 | 8385.3464
-2.4679 | 8402.1983
-2.3931 | 8431.0082
-2.3183 | 8469.7124
-2.2435 | 8511.5873
-2.1687 | 8535.521
-2.0939 | 8548.4153
-2.0192 | 8559.2113
-1.9444 | 8566.8209
-1.8696 | 8564.8822
-1.7948 | 8552.2714
-1.72 | 8534.6817
-1.6452 | 8528.417
-1.5705 | 8530.9338
-1.4957 | 8535.8446
-1.4209 | 8525.5017
-1.3461 | 8515.5171
-1.2713 | 8516.7247
-1.1965 | 8527.5487
-1.1218 | 8538.838
-1.047 | 8546.9297
-0.97219 | 8549.5604
-0.8974 | 8560.4245
-0.82262 | 8569.5765
-0.74783 | 8569.7573
-0.67305 | 8563.4011
-0.59827 | 8556.2681
-0.52348 | 8553.2067
-0.4487 | 8560.5886
-0.37392 | 8580.7922
-0.29913 | 8608.2706
-0.22435 | 8634.8237
-0.14957 | 8654.8443
-0.074783 | 8669.8257
7.3896e-13 | 8679.8896
0.074783 | 8680.7858
0.14957 | 8670.2108
0.22435 | 8652.7918
0.29913 | 8635.8773
0.37392 | 8620.1258
0.4487 | 8600.0873
0.52348 | 8572.2697
0.59827 | 8541.5367
0.67305 | 8511.0371
0.74783 | 8482.5163
0.82262 | 8457.1417
0.8974 | 8439.2585
0.97219 | 8428.0037
1.047 | 8420.864
1.1218 | 8423.2402
1.1965 | 8432.0406
1.2713 | 8444.3222
1.3461 | 8455.0501
1.4209 | 8459.8862
1.4957 | 8459.2054
1.5705 | 8454.2108
1.6452 | 8447.9283
1.72 | 8438.312
1.7948 | 8423.7168
1.8696 | 8408.2365
1.9444 | 8399.4929
2.0192 | 8401.7954
2.0939 | 8418.2222
2.1687 | 8433.2081
2.2435 | 8444.5086
2.3183 | 8450.0489
2.3931 | 8453.8079
2.4679 | 8455.424
2.5426 | 8453.5133
2.6174 | 8442.3713
2.6922 | 8429.5115
2.767 | 8423.7848
2.8418 | 8434.1835
2.9166 | 8446.5499
2.9913 | 8454.0233
3.0661 | 8455.741
3.1409 | 8465.614
3.2157 | 8467.9668
3.2905 | 8458.8828
3.3653 | 8440.2841
3.44 | 8423.8752
3.5148 | 8411.0323
3.5896 | 8399.59
3.6644 | 8374.8171
3.7392 | 8359.1046
3.814 | 8354.5632
3.8887 | 8349.4593
3.9635 | 8341.2716
4.0383 | 8331.9622
4.1131 | 8324.2053
4.1879 | 8323.1327
4.2627 | 8323.8816
4.3374 | 8325.0669
4.4122 | 8325.5022
4.487 | 8323.8414
4.5618 | 8319.8447
4.6366 | 8313.6693
4.7114 | 8306.9169
4.7861 | 8299.42
4.8609 | 8294.3675
4.9357 | 8299.5105
5.0105 | 8310.9985
5.0853 | 8324.7488
5.1601 | 8336.6677
5.2348 | 8350.6334
5.3096 | 8359.9886
5.3844 | 8360.9875
5.4592 | 8353.2306
5.534 | 8338.0282
5.6088 | 8316.5388
5.6835 | 8290.3428
5.7583 | 8276.2465
5.8331 | 8268.1268
5.9079 | 8261.7026
5.9827 | 8254.8475
6.0575 | 8250.623
6.1322 | 8250.6521
6.207 | 8255.8386
6.2818 | 8251.0818
6.3566 | 8239.0502
6.4314 | 8223.2362
6.5062 | 8209.593
6.5809 | 8203.5605
6.6557 | 8200.9175
6.7305 | 8195.4855
6.8053 | 8188.3982
6.8801 | 8183.9919
6.9549 | 8183.8959
7.0296 | 8185.2051
7.1044 | 8186.1415
7.1792 | 8191.2789
7.254 | 8205.7603
7.3288 | 8213.3129
7.4036 | 8216.5898
7.4783 | 8218.745
7.5531 | 8224.2451
7.6279 | 8228.906
7.7027 | 8229.6593
7.7775 | 8225.8211
7.8523 | 8229.5354
7.927 | 8239.4866
8.0018 | 8252.0516
8.0766 | 8261.0552
8.1514 | 8262.5586
8.2262 | 8262.0653
8.301 | 8263.2383
8.3757 | 8261.2494
8.4505 | 8251.1275
8.5253 | 8232.665
8.6001 | 8207.7224
8.6749 | 8187.0265
8.7497 | 8169.2727
8.8245 | 8154.0034
8.8992 | 8143.0031
8.974 | 8145.7308
9.0488 | 8153.2377
9.1236 | 8157.547
9.1984 | 8161.748
9.2731 | 8170.2817
9.3479 | 8181.6905
9.4227 | 8191.7153
9.4975 | 8190.213
9.5723 | 8185.4383
9.6471 | 8183.4539
9.7218 | 8175.5263
9.7966 | 8156.0213
9.8714 | 8133.9705
9.9462 | 8119.1085
10.021 | 8109.9799
10.0958 | 8102.8402
10.1706 | 8095.6905
10.2453 | 8087.9849
10.3201 | 8093.292
10.3949 | 8095.2876
10.4697 | 8084.4235
10.5445 | 8066.5056
10.6192 | 8052.0019
10.694 | 8041.6869
10.7688 | 8036.3687
10.8436 | 8026.6954
10.9184 | 8020.3337
10.9932 | 8018.7633
11.0679 | 8017.8615
11.1427 | 8002.9493
11.2175 | 7983.8919
11.2923 | 7965.5945
11.3671 | 7947.6823
11.4419 | 7931.9754
11.5167 | 7914.1591
11.5914 | 7898.3796
11.6662 | 7900.2056
11.741 | 7905.7392
11.8158 | 7905.5182
11.8906 | 7897.9421
11.9654 | 7893.192
12.0401 | 7889.9196
12.1149 | 7885.9173
12.1897 | 7873.9192
12.2645 | 7861.0137
12.3393 | 7854.0102
12.4141 | 7849.2132
12.4888 | 7833.9952
12.5636 | 7821.1634
12.6384 | 7820.3576
12.7132 | 7824.2985
12.788 | 7822.7337
12.8628 | 7818.8386
12.9375 | 7816.0427
13.0123 | 7815.3284
13.0871 | 7811.1776
13.1619 | 7798.607
13.2367 | 7787.6636
13.3115 | 7787.34
13.3862 | 7791.0544
13.461 | 7790.8211
13.5358 | 7785.764
13.6106 | 7779.794
13.6854 | 7775.0528
13.7602 | 7771.2771
13.8349 | 7759.5446
13.9097 | 7741.8433
13.9845 | 7729.5673
14.0593 | 7726.0627
14.1341 | 7727.8429
14.2089 | 7726.7257
14.2836 | 7717.0078
14.3584 | 7708.8424
14.4332 | 7699.8947
14.508 | 7683.4233
14.5828 | 7656.1714
14.6576 | 7623.4608
14.7323 | 7595.6375
14.8071 | 7577.8726
14.8819 | 7567.4672
14.9567 | 7558.9
15.0315 | 7558.1176
15.1063 | 7565.8064
15.181 | 7575.4339
15.2558 | 7578.598
15.3306 | 7575.9551
15.4054 | 7569.4918
15.4802 | 7567.0252
15.555 | 7564.9894
15.6297 | 7563.2371
15.7045 | 7557.8676
15.7793 | 7547.8316
15.8541 | 7532.2788
15.9289 | 7513.3341
16.0037 | 7493.8403
16.0785 | 7474.4425
16.1532 | 7455.5547
16.228 | 7444.368
16.3028 | 7443.1437
16.3776 | 7444.6113
16.4524 | 7442.0488
16.5271 | 7436.2317
16.6019 | 7430.6634
16.6767 | 7429.0406
16.7515 | 7428.083
16.8263 | 7421.3585
16.9011 | 7414.5603
16.9759 | 7411.9967
17.0506 | 7409.4118
17.1254 | 7402.4596
17.2002 | 7389.9972
17.275 | 7369.442
17.3498 | 7341.3799
17.4245 | 7309.0655
17.4993 | 7287.5526
17.5741 | 7267.5488
17.6489 | 7245.0326
17.7237 | 7221.4561
17.7985 | 7205.7157
17.8732 | 7197.086
17.948 | 7192.1015
18.0228 | 7177.7608
18.0976 | 7166.8185
18.1724 | 7165.9736
18.2472 | 7163.6767
18.322 | 7151.509
18.3967 | 7145.8782
18.4715 | 7153.6909
18.5463 | 7161.4144
18.6211 | 7161.8173
18.6959 | 7154.8595
18.7706 | 7148.6227
18.8454 | 7145.7588
18.9202 | 7137.8144
18.995 | 7120.6734
19.0698 | 7105.654
19.1446 | 7095.3457
19.2193 | 7084.7651
19.2941 | 7072.5226
19.3689 | 7063.1674
19.4437 | 7051.118
19.5185 | 7031.8329
19.5933 | 7007.4573
19.6681 | 6986.5684
19.7428 | 6967.0857
19.8176 | 6949.4737
19.8924 | 6930.3716
19.9672 | 6915.2094
20.042 | 6912.408
20.1167 | 6910.6557
20.1915 | 6897.6944
20.2663 | 6876.1024
20.3411 | 6849.1686
20.4159 | 6829.6748
20.4907 | 6816.6555
20.5654 | 6797.3091
20.6402 | 6777.0094
20.715 | 6761.3885
20.7898 | 6756.2634
20.8646 | 6764.9098
20.9394 | 6767.0248
21.0142 | 6759.5971
21.0889 | 6749.6906
21.1637 | 6741.3724
21.2385 | 6728.9211
21.3133 | 6715.3918
21.3881 | 6697.6614
21.4628 | 6679.1598
21.5376 | 6654.6023
21.6124 | 6625.548
21.6872 | 6594.0728
21.762 | 6568.4438
21.8368 | 6544.7992
21.9116 | 6522.0163
21.9863 | 6502.4656
22.0611 | 6490.3481
22.1359 | 6482.4159
22.2107 | 6477.7428
22.2855 | 6475.8265
22.3603 | 6475.1412
22.435 | 6472.5385
22.5098 | 6462.6331
22.5846 | 6445.1907
22.6594 | 6429.2115
22.7342 | 6418.3764
22.809 | 6408.4877
22.8837 | 6396.9662
22.9585 | 6386.5776
23.0333 | 6380.2906
23.1081 | 6380.035
23.1829 | 6378.9624
23.2577 | 6373.8596
23.3324 | 6364.6395
23.4072 | 6352.4037
23.482 | 6338.7103
23.5568 | 6326.9901
23.6316 | 6317.7253
23.7064 | 6307.6034
23.7811 | 6292.8497
23.8559 | 6284.5147
23.9307 | 6281.1351
24.0055 | 6273.2365
24.0803 | 6264.4595
24.1551 | 6259.2875
24.2298 | 6256.3622
24.3046 | 6251.2359
24.3794 | 6240.9053
24.4542 | 6227.0645
24.529 | 6215.5029
24.6038 | 6200.3976
24.6785 | 6178.2899
24.7533 | 6156.7648
24.8281 | 6147.596
24.9029 | 6137.4306
24.9777 | 6123.8666
25.0525 | 6105.8639
25.1272 | 6085.7741
25.202 | 6066.0481
25.2768 | 6046.8713
25.3516 | 6026.9076
25.4264 | 6008.4507
25.5012 | 5992.1088
25.5759 | 5978.5515
25.6507 | 5967.501
25.7255 | 5955.4627
25.8003 | 5935.5314
25.8751 | 5902.5261
25.9499 | 5866.418
26.0247 | 5833.4004
26.0994 | 5811.6611
26.1742 | 5789.2531
26.249 | 5765.9824
26.3238 | 5750.395
26.3986 | 5747.9172
26.4733 | 5752.5836
26.5481 | 5756.6485
26.6229 | 5747.3503
26.6977 | 5741.311
26.7725 | 5741.1012
26.8473 | 5740.6927
26.922 | 5735.3912
26.9968 | 5725.6901
27.0716 | 5713.7824
27.1464 | 5705.4987
27.2212 | 5698.8356
27.296 | 5692.9951
27.3708 | 5684.1332
27.4455 | 5671.2735
27.5203 | 5654.8468
27.5951 | 5642.1511
27.6699 | 5631.7736
27.7447 | 5616.7085
27.8194 | 5599.1824
27.8942 | 5588.3864
27.969 | 5580.9074
28.0438 | 5573.2241
28.1186 | 5565.955
28.1934 | 5555.7315
28.2681 | 5539.9007
28.3429 | 5522.9583
28.4177 | 5503.1632
28.4925 | 5487.2867
28.5673 | 5475.6792
28.6421 | 5457.5527
28.7169 | 5438.195
28.7916 | 5427.9314
28.8664 | 5422.2605
28.9412 | 5416.9311
29.016 | 5402.2789
29.0908 | 5385.1211
29.1655 | 5372.2558
29.2403 | 5360.3939
29.3151 | 5345.8958
29.3899 | 5325.5906
29.4647 | 5302.4103
29.5395 | 5284.3685
29.6142 | 5265.685
29.689 | 5245.6354
29.7638 | 5231.7031
29.8386 | 5224.8313
29.9134 | 5222.7386
29.9882 | 5219.1838
30.063 | 5212.3232
30.1377 | 5207.2315
30.2125 | 5203.3408
30.2873 | 5197.6364
30.3621 | 5187.1752
30.4369 | 5172.2395
30.5116 | 5152.3607
30.5864 | 5135.3614
30.6612 | 5120.2951
30.736 | 5101.4877
30.8108 | 5077.2762
30.8856 | 5051.3402
30.9604 | 5025.2347
31.0351 | 5003.4506
31.1099 | 4980.7469
31.1847 | 4956.0979
31.2595 | 4935.431
31.3343 | 4924.6517
31.4091 | 4918.425
31.4838 | 4905.2249
31.5586 | 4888.5213
31.6334 | 4875.2978
31.7082 | 4860.6635
31.783 | 4842.2523
31.8578 | 4818.1713
31.9325 | 4793.2901
32.0073 | 4778.2864
32.0821 | 4765.4267
32.1569 | 4747.895
32.2317 | 4734.1614
32.3065 | 4719.8731
32.3812 | 4700.1125
32.456 | 4681.0607
32.5308 | 4662.5703
32.6056 | 4645.0832
32.6804 | 4629.3082
32.7552 | 4613.0121
32.8299 | 4603.3455
32.9047 | 4597.2661
32.9795 | 4585.8975
33.0543 | 4574.2399
33.1291 | 4562.6324
33.2039 | 4544.1085
33.2786 | 4519.9483
33.3534 | 4489.8337
33.4282 | 4458.3295
33.503 | 4429.3723
33.5778 | 4400.1193
33.6526 | 4371.2525
33.7273 | 4344.8132
33.8021 | 4317.1596
33.8769 | 4291.2639
33.9517 | 4271.577
34.0265 | 4257.8322
34.1013 | 4242.8341
34.176 | 4223.1081
34.2508 | 4198.3854
34.3256 | 4175.2285
34.4004 | 4153.3083
34.4752 | 4131.2285
34.55 | 4104.9243
34.6247 | 4078.6368
34.6995 | 4057.6976
34.7743 | 4043.4249
34.8491 | 4026.8631
34.9239 | 4012.8974
34.9987 | 4000.1727
35.0734 | 3983.8096
35.1482 | 3968.5391
35.223 | 3955.4751
35.2978 | 3943.0909
35.3726 | 3934.0817
35.4474 | 3920.3716
35.5222 | 3900.2137
35.5969 | 3878.9107
35.6717 | 3852.6857
35.7465 | 3823.7619
35.8213 | 3794.7713
35.8961 | 3763.7894
35.9708 | 3734.8032
36.0456 | 3707.0815
36.1204 | 3677.6075
36.1952 | 3652.041
36.27 | 3629.9947
36.3448 | 3610.7565
36.4196 | 3593.9268
36.4943 | 3572.6752
36.5691 | 3546.3374
36.6439 | 3526.5713
36.7187 | 3513.2685
36.7935 | 3498.4869
36.8683 | 3481.4652
36.943 | 3464.0574
37.0178 | 3452.8306
37.0926 | 3439.6918
37.1674 | 3413.1845
37.2422 | 3381.5732
37.3169 | 3353.2053
37.3917 | 3329.3732
37.4665 | 3305.2241
37.5413 | 3275.6765
37.6161 | 3249.7238
37.6909 | 3229.9019
37.7657 | 3208.2183
37.8404 | 3185.5146
37.9152 | 3157.0395
37.99 | 3128.1616
38.0648 | 3100.7579
38.1396 | 3078.859
38.2144 | 3058.5258
38.2891 | 3032.8288
38.3639 | 3010.2668
38.4387 | 2993.2898
38.5135 | 2978.4736
38.5883 | 2966.2378
38.663 | 2949.0967
38.7378 | 2933.5438
38.8126 | 2930.9857
38.8874 | 2924.4086
38.9622 | 2911.7643
39.037 | 2891.6176
39.1118 | 2866.5555
39.1865 | 2843.8239
39.2613 | 2824.3357
39.3361 | 2799.2391
39.4109 | 2773.0944
39.4857 | 2750.0112
39.5605 | 2733.3412
39.6352 | 2716.4892
39.71 | 2695.1181
39.7848 | 2673.2481
39.8596 | 2650.0511
39.9344 | 2624.0538
40.0092 | 2596.3834
40.0839 | 2569.6372
40.1587 | 2545.0506
40.2335 | 2520.9697
40.3083 | 2495.1699
40.3831 | 2469.4215
40.4579 | 2443.6786
40.5326 | 2414.8297
40.6074 | 2385.3278
40.6822 | 2359.8338
40.757 | 2339.7161
40.8318 | 2316.287
40.9066 | 2289.0586
40.9813 | 2269.7746
41.0561 | 2254.6637
41.1309 | 2237.2169
41.2057 | 2213.2888
41.2805 | 2189.3038
41.3553 | 2168.3178
41.43 | 2147.6956
41.5048 | 2119.3735
41.5796 | 2091.5837
41.6544 | 2065.6422
41.7292 | 2039.6616
41.804 | 2014.6219
41.8787 | 1992.7017
41.9535 | 1975.5204
42.0283 | 1963.7724
42.1031 | 1947.6235
42.1779 | 1930.3921
42.2527 | 1920.1507
42.3274 | 1906.6336
42.4022 | 1892.3219
42.477 | 1877.0972
42.5518 | 1853.7763
42.6266 | 1830.1763
42.7014 | 1806.4983
42.7761 | 1779.7353
42.8509 | 1756.459
42.9257 | 1734.214
43.0005 | 1713.218
43.0753 | 1697.6305
43.1501 | 1685.638
43.2249 | 1673.0562
43.2996 | 1658.5
43.3744 | 1643.82
43.4492 | 1622.8407
43.524 | 1597.6826
43.5988 | 1571.2255
43.6735 | 1545.9536
43.7483 | 1521.7075
43.8231 | 1501.7706
43.8979 | 1482.5491
43.9727 | 1461.2517
44.0475 | 1443.6006
44.1223 | 1426.7207
44.197 | 1409.324
44.2718 | 1395.9375
44.3466 | 1378.2351
44.4214 | 1355.3159
44.4962 | 1338.0443
44.571 | 1321.1298
44.6457 | 1301.7443
44.7205 | 1280.7694
44.7953 | 1257.9418
44.8701 | 1238.5551
44.9449 | 1220.8359
45.0196 | 1186.719
45.0944 | 1124.4261
45.1692 | 1032.2684
45.244 | 909.1858
45.3188 | 769.0131
45.3936 | 622.5522
45.4684 | 476.2671
45.5431 | 345.9096
45.6179 | 243.8576
45.6927 | 174.9025
45.7675 | 140.5412
45.8423 | 126.0709
45.9171 | 116.7944
45.9918 | 106.2026
46.0666 | 96.3137
46.1414 | 87.5476
46.2162 | 82.2687
46.291 | 80.7661
46.3657 | 78.912
46.4405 | 76.7743
46.5153 | 76.0428
46.5901 | 77.4831
46.6649 | 77.0578
46.7397 | 76.2186
46.8145 | 76.0769
46.8892 | 76.4511
46.964 | 75.4134
47.0388 | 75.714
47.1136 | 76.9727
47.1884 | 78.9743
47.2632 | 75.3341
47.3379 | 65.1561
47.4127 | 59.4859
47.4875 | 59.2024
47.5623 | 60.2457
47.6371 | 61.3854
47.7118 | 56.6168
47.7866 | 57.4106
47.8614 | 60.4952
47.9362 | 58.8338
48.011 | 58.5503
48.0858 | 61.9524
48.1606 | 62.3607
48.2353 | 66.0917
48.3101 | 65.6721
48.3849 | 67.9912
48.4597 | 74.6196
48.5345 | 75.1753
48.6093 | 69.3804
48.684 | 63.9767
48.7588 | 63.0468
48.8336 | 65.3545
48.9084 | 64.1354
48.9832 | 58.8565
49.0579 | 53.9858
49.1327 | 54.2863
49.2075 | 56.0611
49.2823 | 55.6018
49.3571 | 52.4775
49.4319 | 46.2687
49.5067 | 46.9378
49.5814 | 50.045
49.6562 | 46.9718
49.731 | 43.9496
49.8058 | 42.9006
49.8806 | 42.7305
49.9554 | 46.2007
50.0301 | 43.2125
50.1049 | 40.9387
50.1797 | 40.797
50.2545 | 42.7078
50.3293 | 42.5944
50.4041 | 40.4794
50.4788 | 43.4279
50.5536 | 45.3218
50.6284 | 45.095
50.7032 | 45.5883
50.778 | 44.613
50.8528 | 45.8888
50.9275 | 48.7069
51.0023 | 44.3975
51.0771 | 40.0542
51.1519 | 37.8712
51.2267 | 39.6516
51.3015 | 42.0444
51.3762 | 42.2769
51.451 | 42.6171
51.5258 | 48.1852
51.6006 | 58.04
51.6754 | 67.7871
51.7502 | 68.5355
51.8249 | 61.6122
51.8997 | 62.1963
51.9745 | 64.7603
52.0493 | 65.183
0
Degrees | #VALUE!
-52.1241 | 0
-52.0493 | 0
-51.9745 | 0
-51.8997 | 0
-51.8249 | 0
-51.7502 | 0
-51.6754 | 0
-51.6006 | 0
-51.5258 | 0
-51.451 | 0
-51.3762 | 0
-51.3015 | 0
-51.2267 | 0
-51.1519 | 0
-51.0771 | 0
-51.0023 | 0
-50.9275 | 0
-50.8528 | 0
-50.778 | 0
-50.7032 | 0
-50.6284 | 0
-50.5536 | 0
-50.4788 | 0
-50.4041 | 0
-50.3293 | 0
-50.2545 | 0
-50.1797 | 0
-50.1049 | 0
-50.0301 | 0
-49.9554 | 0
-49.8806 | 0
-49.8058 | 0
-49.731 | 0
-49.6562 | 0
-49.5814 | 0
-49.5067 | 0
-49.4319 | 0
-49.3571 | 0
-49.2823 | 0
-49.2075 | 0
-49.1327 | 0
-49.0579 | 0
-48.9832 | 0
-48.9084 | 0
-48.8336 | 0
-48.7588 | 0
-48.684 | 0
-48.6093 | 0
-48.5345 | 0
-48.4597 | 0
-48.3849 | 0
-48.3101 | 0
-48.2353 | 0
-48.1606 | 0
-48.0858 | 0
-48.011 | 0
-47.9362 | 0
-47.8614 | 0
-47.7866 | 0
-47.7118 | 0
-47.6371 | 0
-47.5623 | 0
-47.4875 | 0
-47.4127 | 0
-47.3379 | 0
-47.2632 | 0
-47.1884 | 0
-47.1136 | 0
-47.0388 | 0
-46.964 | 0
-46.8892 | 0
-46.8145 | 0
-46.7397 | 0
-46.6649 | 0
-46.5901 | 0
-46.5153 | 0
-46.4405 | 0
-46.3657 | 0
-46.291 | 0
-46.2162 | 0
-46.1414 | 0
-46.0666 | 0
-45.9918 | 0
-45.9171 | 0
-45.8423 | 0
-45.7675 | 0
-45.6927 | 0
-45.6179 | 0
-45.5431 | 0
-45.4684 | 0
-45.3936 | 0
-45.3188 | 0
-45.244 | 0
-45.1692 | 0
-45.0944 | 0
-45.0196 | 0
-44.9449 | 0
-44.8701 | 0
-44.7953 | 0
-44.7205 | 0
-44.6457 | 0
-44.571 | 0
-44.4962 | 0
-44.4214 | 0
-44.3466 | 0
-44.2718 | 0
-44.197 | 0
-44.1223 | 0
-44.0475 | 10.8697
-43.9727 | 22.2441
-43.8979 | 35.1722
-43.8231 | 46.9151
-43.7483 | 57.7565
-43.6735 | 69.2897
-43.5988 | 80.3408
-43.524 | 81.7924
-43.4492 | 86.2378
-43.3744 | 86.7708
-43.2996 | 87.0884
-43.2249 | 90.1332
-43.1501 | 93.8472
-43.0753 | 97.3684
-43.0005 | 98.236
-42.9257 | 95.0493
-42.8509 | 95.2988
-42.7761 | 96.6199
-42.7014 | 97.6916
-42.6266 | 98.1055
-42.5518 | 97.8334
-42.477 | 98.9277
-42.4022 | 100.3566
-42.3274 | 101.8195
-42.2527 | 103.1407
-42.1779 | 101.4169
-42.1031 | 99.1715
-42.0283 | 98.2643
-41.9535 | 98.3834
-41.8787 | 98.3437
-41.804 | 97.2663
-41.7292 | 96.8127
-41.6544 | 95.4916
-41.5796 | 92.8833
-41.5048 | 95.1854
-41.43 | 95.2024
-41.3553 | 96.2741
-41.2805 | 95.9679
-41.2057 | 93.2689
-41.1309 | 96.0529
-41.0561 | 100.1298
-40.9813 | 101.054
-40.9066 | 102.2278
-40.8318 | 100.3509
-40.757 | 97.5839
-40.6822 | 98.7689
-40.6074 | 94.641
-40.5326 | 91.0405
-40.4579 | 87.8085
-40.3831 | 85.8126
-40.3083 | 84.945
-40.2335 | 85.4327
-40.1587 | 84.9734
-40.0839 | 91.6755
-40.0092 | 96.0643
-39.9344 | 94.3462
-39.8596 | 94.2101
-39.7848 | 97.6689
-39.71 | 99.1715
-39.6352 | 99.9257
-39.5605 | 94.556
-39.4857 | 92.4524
-39.4109 | 95.1344
-39.3361 | 96.3478
-39.2613 | 93.439
-39.1865 | 94.7091
-39.1118 | 97.3627
-39.037 | 99.7045
-38.9622 | 100.2772
-38.8874 | 100.3112
-38.8126 | 101.1277
-38.7378 | 101.3886
-38.663 | 99.886
-38.5883 | 100.2659
-38.5135 | 100.8386
-38.4387 | 102.5339
-38.3639 | 102.9252
-38.2891 | 103.101
-38.2144 | 105.2726
-38.1396 | 107.966
-38.0648 | 109.049
-37.99 | 111.4701
-37.9152 | 112.315
-37.8404 | 111.9975
-37.7657 | 109.7124
-37.6909 | 108.3912
-37.6161 | 109.0546
-37.5413 | 107.1722
-37.4665 | 104.0252
-37.3917 | 100.9746
-37.3169 | 100.0164
-37.2422 | 100.6288
-37.1674 | 100.6571
-37.0926 | 97.3797
-37.0178 | 97.1529
-36.943 | 98.5421
-36.8683 | 99.3643
-36.7935 | 100.6344
-36.7187 | 101.8025
-36.6439 | 103.668
-36.5691 | 106.1855
-36.4943 | 108.2495
-36.4196 | 107.6484
-36.3448 | 109.5536
-36.27 | 109.8882
-36.1952 | 110.8464
-36.1204 | 110.5799
-36.0456 | 110.682
-35.9708 | 109.8371
-35.8961 | 111.4645
-35.8213 | 110.3248
-35.7465 | 110.5516
-35.6717 | 110.0299
-35.5969 | 110.115
-35.5222 | 111.2093
-35.4474 | 111.6516
-35.3726 | 112.8651
-35.2978 | 113.9594
-35.223 | 116.08
-35.1482 | 117.3841
-35.0734 | 117.8151
-34.9987 | 117.18
-34.9239 | 117.9228
-34.8491 | 116.2615
-34.7743 | 115.9439
-34.6995 | 114.4356
-34.6247 | 112.9897
-34.55 | 113.8573
-34.4752 | 115.1614
-34.4004 | 114.6057
-34.3256 | 114.9687
-34.2508 | 115.2465
-34.176 | 115.9213
-34.1013 | 117.2538
-34.0265 | 116.8568
-33.9517 | 116.1878
-33.8769 | 115.0423
-33.8021 | 115.1047
-33.7273 | 116.8851
-33.6526 | 119.4878
-33.5778 | 119.4311
-33.503 | 119.1702
-33.4282 | 120.7693
-33.3534 | 122.8219
-33.2786 | 122.992
-33.2039 | 121.9713
-33.1291 | 121.3419
-33.0543 | 120.8203
-32.9795 | 122.442
-32.9047 | 121.7048
-32.8299 | 122.028
-32.7552 | 124.3812
-32.6804 | 126.6095
-32.6056 | 125.3281
-32.5308 | 126.3827
-32.456 | 127.6699
-32.3812 | 129.3993
-32.3065 | 130.9982
-32.2317 | 130.9302
-32.1569 | 130.0797
-32.0821 | 130.9869
-32.0073 | 132.1947
-31.9325 | 131.7864
-31.8578 | 131.174
-31.783 | 130.505
-31.7082 | 130.3632
-31.6334 | 129.49
-31.5586 | 129.6658
-31.4838 | 130.2101
-31.4091 | 129.6091
-31.3343 | 129.7338
-31.2595 | 129.3483
-31.1847 | 131.2307
-31.1099 | 133.255
-31.0351 | 134.6101
-30.9604 | 134.82
-30.8856 | 136.1184
-30.8108 | 136.7421
-30.736 | 136.8783
-30.6612 | 135.5003
-30.5864 | 134.304
-30.5116 | 135.8576
-30.4369 | 137.6097
-30.3621 | 138.1541
-30.2873 | 139.4526
-30.2125 | 141.0458
-30.1377 | 141.97
-30.063 | 144.9469
-29.9882 | 145.2701
-29.9134 | 144.7258
-29.8386 | 144.9866
-29.7638 | 144.8675
-29.689 | 143.4273
-29.6142 | 145.1965
-29.5395 | 145.4288
-29.4647 | 143.0644
-29.3899 | 143.1551
-29.3151 | 144.1758
-29.2403 | 146.132
-29.1655 | 150.3959
-29.0908 | 151.3939
-29.016 | 151.5414
-28.9412 | 153.5145
-28.8664 | 155.7429
-28.7916 | 158.3058
-28.7169 | 158.1812
-28.6421 | 157.3136
-28.5673 | 155.6069
-28.4925 | 157.7105
-28.4177 | 160.8348
-28.3429 | 160.7724
-28.2681 | 159.3662
-28.1934 | 160.1884
-28.1186 | 159.8765
-28.0438 | 159.8539
-27.969 | 159.3208
-27.8942 | 158.6688
-27.8194 | 158.6915
-27.7447 | 158.0621
-27.6699 | 157.5914
-27.5951 | 157.7275
-27.5203 | 158.9637
-27.4455 | 159.2641
-27.3708 | 159.5704
-27.296 | 160.7894
-27.2212 | 163.2333
-27.1464 | 164.2765
-27.0716 | 166.2214
-26.9968 | 171.0581
-26.922 | 174.2278
-26.8473 | 175.2995
-26.7725 | 176.6149
-26.6977 | 177.7206
-26.6229 | 179.2005
-26.5481 | 181.7918
-26.4733 | 180.93
-26.3986 | 180.7995
-26.3238 | 184.6835
-26.249 | 188.0687
-26.1742 | 190.2063
-26.0994 | 191.9414
-26.0247 | 191.9528
-25.9499 | 192.9734
-25.8751 | 196.9538
-25.8003 | 194.8049
-25.7255 | 195.0543
-25.6507 | 196.4266
-25.5759 | 199.324
-25.5012 | 203.1741
-25.4264 | 206.1112
-25.3516 | 207.7498
-25.2768 | 213.5731
-25.202 | 217.2645
-25.1272 | 220.6269
-25.0525 | 222.345
-24.9777 | 222.7702
-24.9029 | 223.9099
-24.8281 | 224.3805
-24.7533 | 221.7212
-24.6785 | 220.7857
-24.6038 | 219.9237
-24.529 | 220.8424
-24.4542 | 223.5811
-24.3794 | 225.8831
-24.3046 | 227.0625
-24.2298 | 230.4817
-24.1551 | 234.7116
-24.0803 | 237.9266
-24.0055 | 240.1493
-23.9307 | 242.1453
-23.8559 | 242.8427
-23.7811 | 243.5401
-23.7064 | 245.5474
-23.6316 | 246.5453
-23.5568 | 248.9551
-23.482 | 251.1155
-23.4072 | 252.6067
-23.3324 | 255.1924
-23.2577 | 259.099
-23.1829 | 263.1873
-23.1081 | 266.6404
-23.0333 | 269.674
-22.9585 | 272.0725
-22.8837 | 275.8261
-22.809 | 280.9576
-22.7342 | 284.6432
-22.6594 | 287.0758
-22.5846 | 289.6613
-22.5098 | 294.8212
-22.435 | 301.2966
-22.3603 | 304.9254
-22.2855 | 307.5281
-22.2107 | 310.7374
-22.1359 | 314.7009
-22.0611 | 318.721
-21.9863 | 321.0232
-21.9116 | 323.2969
-21.8368 | 326.9485
-21.762 | 330.6114
-21.6872 | 333.696
-21.6124 | 334.3254
-21.5376 | 337.2568
-21.4628 | 339.7518
-21.3881 | 342.3828
-21.3133 | 346.1648
-21.2385 | 350.0431
-21.1637 | 354.7664
-21.0889 | 362.3134
-21.0142 | 366.4017
-20.9394 | 370.4218
-20.8646 | 375.9162
-20.7898 | 381.3879
-20.715 | 386.3437
-20.6402 | 389.5984
-20.5654 | 392.6886
-20.4907 | 399.3908
-20.4159 | 406.7279
-20.3411 | 411.0997
-20.2663 | 414.5018
-20.1915 | 419.3838
-20.1167 | 426.636
-20.042 | 434.5743
-19.9672 | 439.9156
-19.8924 | 445.3249
-19.8176 | 451.9194
-19.7428 | 457.4648
-19.6681 | 462.8855
-19.5933 | 467.8979
-19.5185 | 472.729
-19.4437 | 477.9966
-19.3689 | 483.7008
-19.2941 | 490.4936
-19.2193 | 498.8231
-19.1446 | 505.2248
-19.0698 | 510.1805
-18.995 | 517.0698
-18.9202 | 522.859
-18.8454 | 528.1606
-18.7706 | 533.3206
-18.6959 | 538.7525
-18.6211 | 545.6929
-18.5463 | 554.0733
-18.4715 | 560.5601
-18.3967 | 567.1771
-18.322 | 572.2237
-18.2472 | 579.0846
-18.1724 | 586.4047
-18.0976 | 593.7646
-18.0228 | 600.5349
-17.948 | 606.5169
-17.8732 | 611.4953
-17.7985 | 615.9067
-17.7237 | 617.7382
-17.6489 | 621.2539
-17.5741 | 627.8595
-17.4993 | 635.8546
-17.4245 | 643.7644
-17.3498 | 652.6042
-17.275 | 665.3281
-17.2002 | 677.3942
-17.1254 | 686.8124
-17.0506 | 692.8795
-16.9759 | 696.9904
-16.9011 | 704.7019
-16.8263 | 710.6271
-16.7515 | 715.6453
-16.6767 | 726.328
-16.6019 | 734.6007
-16.5271 | 742.3405
-16.4524 | 750.5226
-16.3776 | 755.4273
-16.3028 | 763.513
-16.228 | 772.1601
-16.1532 | 776.7472
-16.0785 | 784.0221
-16.0037 | 792.2948
-15.9289 | 799.2635
-15.8541 | 806.6574
-15.7793 | 815.8488
-15.7045 | 828.085
-15.6297 | 839.6012
-15.555 | 852.5236
-15.4802 | 865.0887
-15.4054 | 877.7842
-15.3306 | 893.967
-15.2558 | 905.4491
-15.181 | 913.9147
-15.1063 | 927.4607
-15.0315 | 939.4645
-14.9567 | 952.7893
-14.8819 | 967.1236
-14.8071 | 976.1392
-14.7323 | 988.9312
-14.6576 | 1001.1958
-14.5828 | 1010.4552
-14.508 | 1021.0245
-14.4332 | 1027.0802
-14.3584 | 1035.5628
-14.2836 | 1047.5042
-14.2089 | 1058.7765
-14.1341 | 1068.4159
-14.0593 | 1077.6242
-13.9845 | 1088.8172
-13.9097 | 1107.2112
-13.8349 | 1125.8145
-13.7602 | 1141.8507
-13.6854 | 1157.5118
-13.6106 | 1175.9564
-13.5358 | 1195.2639
-13.461 | 1213.3737
-13.3862 | 1229.8909
-13.3115 | 1246.2105
-13.2367 | 1262.2232
-13.1619 | 1283.5429
-13.0871 | 1304.6238
-13.0123 | 1321.3285
-12.9375 | 1339.1894
-12.8628 | 1355.9398
-12.788 | 1372.1568
-12.7132 | 1391.6785
-12.6384 | 1411.5808
-12.5636 | 1432.9865
-12.4888 | 1458.4626
-12.4141 | 1482.1808
-12.3393 | 1507.0274
-12.2645 | 1533.7056
-12.1897 | 1560.3379
-12.1149 | 1581.0907
-12.0401 | 1602.666
-11.9654 | 1625.3586
-11.8906 | 1649.5645
-11.8158 | 1675.2784
-11.741 | 1700.4487
-11.6662 | 1726.9114
-11.5914 | 1756.113
-11.5167 | 1780.415
-11.4419 | 1802.8241
-11.3671 | 1825.8849
-11.2923 | 1850.4759
-11.2175 | 1875.5949
-11.1427 | 1899.4839
-11.0679 | 1926.8652
-10.9932 | 1967.5705
-10.9184 | 2009.5023
-10.8436 | 2048.8471
-10.7688 | 2085.675
-10.694 | 2127.4763
-10.6192 | 2168.3635
-10.5445 | 2205.4292
-10.4697 | 2234.3641
-10.3949 | 2266.0614
-10.3201 | 2303.0299
-10.2453 | 2345.5969
-10.1706 | 2389.4384
-10.0958 | 2429.147
-10.021 | 2469.2005
-9.9462 | 2510.4683
-9.8714 | 2552.399
-9.7966 | 2593.7126
-9.7218 | 2632.6611
-9.6471 | 2668.8485
-9.5723 | 2715.1231
-9.4975 | 2767.2885
-9.4227 | 2819.1481
-9.3479 | 2866.3636
-9.2731 | 2916.8727
-9.1984 | 2964.202
-9.1236 | 3008.7757
-9.0488 | 3056.989
-8.974 | 3102.1241
-8.8992 | 3150.8195
-8.8245 | 3208.6837
-8.7497 | 3263.5199
-8.6749 | 3319.6319
-8.6001 | 3375.5797
-8.5253 | 3424.1055
-8.4505 | 3475.3356
-8.3757 | 3528.7656
-8.301 | 3583.392
-8.2262 | 3641.1033
-8.1514 | 3692.4974
-8.0766 | 3744.2432
-8.0018 | 3804.9769
-7.927 | 3867.7854
-7.8523 | 3926.8126
-7.7775 | 3980.747
-7.7027 | 4033.8086
-7.6279 | 4095.1997
-7.5531 | 4162.7941
-7.4783 | 4229.9688
-7.4036 | 4286.4501
-7.3288 | 4339.3354
-7.254 | 4394.9596
-7.1792 | 4459.747
-7.1044 | 4515.5308
-7.0296 | 4564.6124
-6.9549 | 4610.1939
-6.8801 | 4660.5345
-6.8053 | 4721.4322
-6.7305 | 4790.4887
-6.6557 | 4859.9838
-6.5809 | 4930.6675
-6.5062 | 5004.5846
-6.4314 | 5082.3734
-6.3566 | 5163.5708
-6.2818 | 5237.4923
-6.207 | 5300.6759
-6.1322 | 5352.8469
-6.0575 | 5413.8808
-5.9827 | 5474.4772
-5.9079 | 5530.1416
-5.8331 | 5595.2694
-5.7583 | 5656.7006
-5.6835 | 5711.4855
-5.6088 | 5761.2245
-5.534 | 5818.3867
-5.4592 | 5879.0177
-5.3844 | 5936.95
-5.3096 | 5978.8528
-5.2348 | 6031.5283
-5.1601 | 6092.6526
-5.0853 | 6142.8001
-5.0105 | 6194.8405
-4.9357 | 6244.2
-4.8609 | 6287.5081
-4.7861 | 6335.0026
-4.7114 | 6372.3238
-4.6366 | 6407.7846
-4.5618 | 6466.3173
-4.487 | 6526.734
-4.4122 | 6593.7101
-4.3374 | 6669.2991
-4.2627 | 6736.9615
-4.1879 | 6811.9835
-4.1131 | 6894.1051
-4.0383 | 6967.3134
-3.9635 | 7027.7167
-3.8887 | 7082.8141
-3.814 | 7141.5344
-3.7392 | 7210.5239
-3.6644 | 7272.1248
-3.5896 | 7321.212
-3.5148 | 7365.6205
-3.44 | 7417.4801
-3.3653 | 7470.2917
-3.2905 | 7512.0361
-3.2157 | 7544.7467
-3.1409 | 7576.8402
-3.0661 | 7616.0956
-2.9913 | 7674.0837
-2.9166 | 7721.1519
-2.8418 | 7758.02
-2.767 | 7797.4619
-2.6922 | 7842.4429
-2.6174 | 7888.1104
-2.5426 | 7928.4943
-2.4679 | 7952.9045
-2.3931 | 7978.8839
-2.3183 | 8005.8076
-2.2435 | 8020.4073
-2.1687 | 8037.4524
-2.0939 | 8051.4461
-2.0192 | 8054.2196
-1.9444 | 8062.6339
-1.8696 | 8065.5993
-1.7948 | 8064.039
-1.72 | 8078.3619
-1.6452 | 8099.4618
-1.5705 | 8134.1457
-1.4957 | 8189.3514
-1.4209 | 8224.9773
-1.3461 | 8256.2024
-1.2713 | 8290.8071
-1.1965 | 8323.2008
-1.1218 | 8351.3533
-1.047 | 8375.3048
-0.97219 | 8393.8856
-0.8974 | 8430.1634
-0.82262 | 8474.0339
-0.74783 | 8515.7772
-0.67305 | 8559.3196
-0.59827 | 8597.4388
-0.52348 | 8627.6104
-0.4487 | 8649.208
-0.37392 | 8679.0168
-0.29913 | 8710.8324
-0.22435 | 8728.4266
-0.14957 | 8718.1294
-0.074783 | 8697.2461
7.3896e-13 | 8679.8896
0.074783 | 8674.0669
0.14957 | 8635.5202
0.22435 | 8570.3756
0.29913 | 8506.6374
0.37392 | 8463.5046
0.4487 | 8423.1375
0.52348 | 8372.6061
0.59827 | 8329.5056
0.67305 | 8307.9147
0.74783 | 8307.9426
0.82262 | 8325.7924
0.8974 | 8334.2413
0.97219 | 8338.8686
1.047 | 8348.3142
1.1218 | 8350.1289
1.1965 | 8351.4325
1.2713 | 8350.6223
1.3461 | 8333.249
1.4209 | 8329.2802
1.4957 | 8330.5671
1.5705 | 8312.5186
1.6452 | 8276.9329
1.72 | 8240.9721
1.7948 | 8217.4693
1.8696 | 8197.2545
1.9444 | 8165.5706
2.0192 | 8126.9614
2.0939 | 8095.6168
2.1687 | 8070.787
2.2435 | 8042.9124
2.3183 | 8005.2116
2.3931 | 7970.0846
2.4679 | 7942.7323
2.5426 | 7926.867
2.6174 | 7923.1359
2.6922 | 7909.3621
2.767 | 7891.1953
2.8418 | 7883.0757
2.9166 | 7858.2067
2.9913 | 7818.6912
3.0661 | 7769.5359
3.1409 | 7720.5168
3.2157 | 7674.4297
3.2905 | 7623.9597
3.3653 | 7559.5752
3.44 | 7516.4357
3.5148 | 7482.6413
3.5896 | 7448.3826
3.6644 | 7410.8404
3.7392 | 7365.4899
3.814 | 7310.3869
3.8887 | 7247.8786
3.9635 | 7176.3277
4.0383 | 7108.6027
4.1131 | 7054.906
4.1879 | 6986.3876
4.2627 | 6930.2924
4.3374 | 6890.0737
4.4122 | 6844.3772
4.487 | 6804.7713
4.5618 | 6760.6686
4.6366 | 6701.6135
4.7114 | 6656.3657
4.7861 | 6605.0162
4.8609 | 6547.5437
4.9357 | 6512.1946
5.0105 | 6475.2082
5.0853 | 6432.37
5.1601 | 6383.2493
5.2348 | 6324.7222
5.3096 | 6273.0334
5.3844 | 6228.0958
5.4592 | 6159.8898
5.534 | 6096.8034
5.6088 | 6041.8757
5.6835 | 5991.3375
5.7583 | 5939.1152
5.8331 | 5876.4886
5.9079 | 5806.2803
5.9827 | 5755.192
6.0575 | 5696.4885
6.1322 | 5632.9143
6.207 | 5575.549
6.2818 | 5523.6046
6.3566 | 5474.2116
6.4314 | 5421.6834
6.5062 | 5352.4674
6.5809 | 5285.1442
6.6557 | 5217.3635
6.7305 | 5141.5702
6.8053 | 5067.0014
6.8801 | 4993.2216
6.9549 | 4923.5624
7.0296 | 4868.2898
7.1044 | 4814.7181
7.1792 | 4760.8853
7.254 | 4706.7745
7.3288 | 4645.168
7.4036 | 4584.883
7.4783 | 4526.8882
7.5531 | 4462.9457
7.6279 | 4396.2811
7.7027 | 4323.8562
7.7775 | 4245.448
7.8523 | 4179.7822
7.927 | 4117.1657
8.0018 | 4052.0502
8.0766 | 3981.9546
8.1514 | 3911.9963
8.2262 | 3851.1265
8.301 | 3803.3719
8.3757 | 3750.9911
8.4505 | 3692.3445
8.5253 | 3631.0159
8.6001 | 3572.885
8.6749 | 3518.9104
8.7497 | 3465.9113
8.8245 | 3409.748
8.8992 | 3346.6113
8.974 | 3284.8006
9.0488 | 3232.3227
9.1236 | 3193.2045
9.1984 | 3158.7516
9.2731 | 3116.1802
9.3479 | 3070.7282
9.4227 | 3037.3981
9.4975 | 3001.4608
9.5723 | 2960.1483
9.6471 | 2910.1426
9.7218 | 2855.8052
9.7966 | 2805.8854
9.8714 | 2760.8921
9.9462 | 2714.3228
10.021 | 2673.6399
10.0958 | 2631.7192
10.1706 | 2589.8453
10.2453 | 2554.2652
10.3201 | 2518.1973
10.3949 | 2480.2521
10.4697 | 2439.1551
10.5445 | 2399.3438
10.6192 | 2360.2937
10.694 | 2321.4132
10.7688 | 2279.0115
10.8436 | 2240.9703
10.9184 | 2197.8933
10.9932 | 2153.3263
11.0679 | 2112.121
11.1427 | 2072.9794
11.2175 | 2035.3188
11.2923 | 1999.4597
11.3671 | 1969.2268
11.4419 | 1941.7428
11.5167 | 1916.029
11.5914 | 1889.1633
11.6662 | 1866.7889
11.741 | 1838.9254
11.8158 | 1808.3688
11.8906 | 1774.3311
11.9654 | 1740.3727
12.0401 | 1711.1141
12.1149 | 1682.5989
12.1897 | 1650.9418
12.2645 | 1622.5795
12.3393 | 1594.0475
12.4141 | 1564.9876
12.4888 | 1542.1656
12.5636 | 1518.3447
12.6384 | 1493.5036
12.7132 | 1469.6102
12.788 | 1448.1197
12.8628 | 1427.8714
12.9375 | 1407.3396
13.0123 | 1386.156
13.0871 | 1363.4133
13.1619 | 1342.5466
13.2367 | 1322.7348
13.3115 | 1301.9139
13.3862 | 1278.6946
13.461 | 1259.1896
13.5358 | 1240.9313
13.6106 | 1223.4387
13.6854 | 1205.7083
13.7602 | 1190.6655
13.8349 | 1175.6105
13.9097 | 1160.2496
13.9845 | 1140.2513
14.0593 | 1123.2352
14.1341 | 1108.9519
14.2089 | 1094.8389
14.2836 | 1076.9494
14.3584 | 1058.9693
14.4332 | 1045.1
14.508 | 1034.3267
14.5828 | 1020.4461
14.6576 | 1006.2195
14.7323 | 992.1518
14.8071 | 979.9836
14.8819 | 969.868
14.9567 | 955.687
15.0315 | 944.664
15.1063 | 935.9092
15.181 | 924.688
15.2558 | 913.8126
15.3306 | 901.2588
15.4054 | 889.0906
15.4802 | 881.3508
15.555 | 869.6588
15.6297 | 855.4154
15.7045 | 841.9373
15.7793 | 828.516
15.8541 | 818.3323
15.9289 | 805.9713
16.0037 | 792.482
16.0785 | 780.5972
16.1532 | 771.4569
16.228 | 764.1311
16.3028 | 756.1872
16.3776 | 746.9561
16.4524 | 740.6508
16.5271 | 734.7028
16.6019 | 726.5717
16.6767 | 717.4767
16.7515 | 707.2648
16.8263 | 694.762
16.9011 | 675.2113
16.9759 | 659.8903
17.0506 | 650.2851
17.1254 | 643.9118
17.2002 | 638.5931
17.275 | 633.9266
17.3498 | 630.9157
17.4245 | 633.5807
17.4993 | 632.0384
17.5741 | 628.6024
17.6489 | 623.7316
17.7237 | 617.1712
17.7985 | 610.6448
17.8732 | 608.8246
17.948 | 608.2293
18.0228 | 605.4339
18.0976 | 597.8303
18.1724 | 590.8729
18.2472 | 583.4166
18.322 | 576.1134
18.3967 | 565.7143
18.4715 | 555.7801
18.5463 | 548.7888
18.6211 | 542.4438
18.6959 | 535.0159
18.7706 | 528.6596
18.8454 | 522.1842
18.9202 | 518.1358
18.995 | 512.4146
19.0698 | 505.8258
19.1446 | 501.8284
19.2193 | 500.3258
19.2941 | 498.103
19.3689 | 496.1014
19.4437 | 492.1946
19.5185 | 489.6431
19.5933 | 485.2544
19.6681 | 480.911
19.7428 | 474.2259
19.8176 | 467.8639
19.8924 | 461.1221
19.9672 | 454.9416
20.042 | 448.3982
20.1167 | 443.0115
20.1915 | 434.8861
20.2663 | 426.8742
20.3411 | 420.7447
20.4159 | 416.6395
20.4907 | 413.6456
20.5654 | 411.3265
20.6402 | 408.3213
20.715 | 405.2877
20.7898 | 402.5321
20.8646 | 400.145
20.9394 | 396.7088
21.0142 | 390.7324
21.0889 | 383.4915
21.1637 | 375.9729
21.2385 | 371.7543
21.3133 | 369.4749
21.3881 | 366.3733
21.4628 | 361.8825
21.5376 | 357.0232
21.6124 | 354.069
21.6872 | 352.7479
21.762 | 350.854
21.8368 | 347.7467
21.9116 | 343.0631
21.9863 | 339.0147
22.0611 | 335.2723
22.1359 | 332.2218
22.2107 | 328.0655
22.2855 | 322.0608
22.3603 | 318.0747
22.435 | 315.285
22.5098 | 312.8355
22.5846 | 310.2555
22.6594 | 307.1085
22.7342 | 305.5776
22.809 | 303.5476
22.8837 | 300.1058
22.9585 | 294.9233
23.0333 | 290.4836
23.1081 | 286.8943
23.1829 | 282.6644
23.2577 | 278.9391
23.3324 | 277.0679
23.4072 | 273.5751
23.482 | 273.6771
23.5568 | 273.0761
23.6316 | 272.0782
23.7064 | 270.7059
23.7811 | 265.9544
23.8559 | 261.1063
23.9307 | 257.6929
24.0055 | 253.3325
24.0803 | 250.2422
24.1551 | 249.0175
24.2298 | 249.1706
24.3046 | 252.2949
24.3794 | 252.2041
24.4542 | 251.1948
24.529 | 249.3577
24.6038 | 246.4716
24.6785 | 242.1339
24.7533 | 236.3786
24.8281 | 231.8935
24.9029 | 229.5858
24.9777 | 227.1759
25.0525 | 224.2955
25.1272 | 220.1223
25.202 | 216.6691
25.2768 | 216.516
25.3516 | 214.7355
25.4264 | 211.4978
25.5012 | 210.0804
25.5759 | 211.2994
25.6507 | 212.6092
25.7255 | 212.1669
25.8003 | 209.1107
25.8751 | 205.7029
25.9499 | 204.5802
26.0247 | 202.8622
26.0994 | 199.1539
26.1742 | 197.0049
26.249 | 195.9162
26.3238 | 195.0431
26.3986 | 194.8842
26.4733 | 194.6517
26.5481 | 195.3945
26.6229 | 196.3755
26.6977 | 196.2167
26.7725 | 196.3414
26.8473 | 195.627
26.922 | 193.2285
26.9968 | 191.0512
27.0716 | 188.6641
27.1464 | 185.8402
27.2212 | 183.3964
27.296 | 182.7671
27.3708 | 182.1773
27.4455 | 181.4119
27.5203 | 180.6124
27.5951 | 179.4443
27.6699 | 178.8943
27.7447 | 178.3726
27.8194 | 175.617
27.8942 | 173.3545
27.969 | 172.7081
28.0438 | 171.7555
28.1186 | 172.1128
28.1934 | 171.4041
28.2681 | 169.4081
28.3429 | 167.4008
28.4177 | 166.8679
28.4925 | 164.974
28.5673 | 162.7513
28.6421 | 160.5966
28.7169 | 161.0786
28.7916 | 163.2729
28.8664 | 165.5466
28.9412 | 168.0302
29.016 | 169.4251
29.0908 | 170.5875
29.1655 | 170.2529
29.2403 | 168.4442
29.3151 | 166.5844
29.3899 | 163.1822
29.4647 | 157.4326
29.5395 | 154.6033
29.6142 | 153.3671
29.689 | 152.1367
29.7638 | 150.3223
29.8386 | 148.8027
29.9134 | 150.7532
29.9882 | 152.1651
30.063 | 151.3939
30.1377 | 151.0424
30.2125 | 149.5057
30.2873 | 148.6212
30.3621 | 147.8954
30.4369 | 143.949
30.5116 | 142.3726
30.5864 | 143.7165
30.6612 | 142.1913
30.736 | 141.9645
30.8108 | 142.9057
30.8856 | 143.586
30.9604 | 144.8845
31.0351 | 144.3289
31.1099 | 142.0551
31.1847 | 141.3917
31.2595 | 140.4107
31.3343 | 138.2901
31.4091 | 136.4927
31.4838 | 135.4324
31.5586 | 135.4777
31.6334 | 137.5133
31.7082 | 138.6927
31.783 | 138.619
31.8578 | 139.7871
31.9325 | 140.2294
32.0073 | 138.4432
32.0821 | 137.2978
32.1569 | 133.4534
32.2317 | 130.3292
32.3065 | 129.2064
32.3812 | 126.8817
32.456 | 124.1261
32.5308 | 124.5286
32.6056 | 125.1013
32.6804 | 127.0348
32.7552 | 128.9741
32.8299 | 130.2838
32.9047 | 130.8055
32.9795 | 130.5673
33.0543 | 129.2235
33.1291 | 127.3581
33.2039 | 126.9214
33.2786 | 126.7002
33.3534 | 125.1353
33.4282 | 124.1487
33.503 | 125.6852
33.5778 | 127.1766
33.6526 | 128.5715
33.7273 | 127.5735
33.8021 | 125.7023
33.8769 | 125.5946
33.9517 | 126.2013
34.0265 | 125.5889
34.1013 | 126.1956
34.176 | 125.2657
34.2508 | 123.8936
34.3256 | 123.3379
34.4004 | 125.0956
34.4752 | 123.7915
34.55 | 123.0827
34.6247 | 123.2698
34.6995 | 123.7064
34.7743 | 125.6342
34.8491 | 128.4296
34.9239 | 128.1688
34.9987 | 129.8983
35.0734 | 131.8885
35.1482 | 130.6751
35.223 | 129.6034
35.2978 | 127.5394
35.3726 | 125.8441
35.4474 | 124.6817
35.5222 | 124.3472
35.5969 | 122.5156
35.6717 | 122.1188
35.7465 | 123.593
35.8213 | 127.8513
35.8961 | 131.0834
35.9708 | 133.7597
36.0456 | 134.769
36.1204 | 134.5081
36.1952 | 133.6803
36.27 | 133.9184
36.3448 | 131.2478
36.4196 | 127.8457
36.4943 | 124.5229
36.5691 | 123.3662
36.6439 | 123.8481
36.7187 | 124.9482
36.7935 | 123.0146
36.8683 | 123.2471
36.943 | 123.2869
37.0178 | 122.9636
37.0926 | 121.4441
37.1674 | 120.8713
37.2422 | 121.1888
37.3169 | 122.1301
37.3917 | 121.6311
37.4665 | 120.7238
37.5413 | 119.7373
37.6161 | 117.5202
37.6909 | 113.8687
37.7657 | 112.2016
37.8404 | 111.6119
37.9152 | 108.9469
37.99 | 110.7727
38.0648 | 111.164
38.1396 | 113.5681
38.2144 | 117.3105
38.2891 | 116.596
38.3639 | 116.1707
38.4387 | 119.2043
38.5135 | 117.095
38.5883 | 116.0914
38.663 | 115.4847
38.7378 | 116.5506
38.8126 | 117.078
38.8874 | 118.178
38.9622 | 118.3481
39.037 | 119.4027
39.1118 | 120.6955
39.1865 | 121.2739
39.2613 | 119.2383
39.3361 | 118.229
39.4109 | 114.2543
39.4857 | 112.1166
39.5605 | 111.0165
39.6352 | 111.1356
39.71 | 109.3495
39.7848 | 106.7752
39.8596 | 106.9624
39.9344 | 108.1191
40.0092 | 106.1062
40.0839 | 105.1762
40.1587 | 104.4164
40.2335 | 106.866
40.3083 | 109.4289
40.3831 | 109.2361
40.4579 | 108.7144
40.5326 | 109.0093
40.6074 | 108.3742
40.6822 | 105.9984
40.757 | 104.3314
40.8318 | 103.6396
40.9066 | 104.1613
40.9813 | 107.7732
41.0561 | 108.7825
41.1309 | 110.2908
41.2057 | 112.6893
41.2805 | 111.5269
41.3553 | 111.5949
41.43 | 112.2753
41.5048 | 108.5557
41.5796 | 108.4366
41.6544 | 107.7392
41.7292 | 106.0098
41.804 | 103.9401
41.8787 | 106.3613
41.9535 | 106.6618
42.0283 | 109.049
42.1031 | 109.3779
42.1779 | 109.0717
42.2527 | 111.0619
42.3274 | 119.913
42.4022 | 120.0832
42.477 | 120.3327
42.5518 | 119.1816
42.6266 | 118.7053
42.7014 | 120.1002
42.7761 | 119.1135
42.8509 | 112.8084
42.9257 | 109.8371
43.0005 | 108.6237
43.0753 | 109.2645
43.1501 | 110.8918
43.2249 | 109.9902
43.2996 | 111.4418
43.3744 | 110.1433
43.4492 | 109.9902
43.524 | 109.5536
43.5988 | 93.3539
43.6735 | 76.8537
43.7483 | 61.221
43.8231 | 44.1877
43.8979 | 30.2504
43.9727 | 15.1734
44.0475 | 0
44.1223 | 0
44.197 | 0
44.2718 | 0
44.3466 | 0
44.4214 | 0
44.4962 | 0
44.571 | 0
44.6457 | 0
44.7205 | 0
44.7953 | 0
44.8701 | 0
44.9449 | 0
45.0196 | 0
45.0944 | 0
45.1692 | 0
45.244 | 0
45.3188 | 0
45.3936 | 0
45.4684 | 0
45.5431 | 0
45.6179 | 0
45.6927 | 0
45.7675 | 0
45.8423 | 0
45.9171 | 0
45.9918 | 0
46.0666 | 0
46.1414 | 0
46.2162 | 0
46.291 | 0
46.3657 | 0
46.4405 | 0
46.5153 | 0
46.5901 | 0
46.6649 | 0
46.7397 | 0
46.8145 | 0
46.8892 | 0
46.964 | 0
47.0388 | 0
47.1136 | 0
47.1884 | 0
47.2632 | 0
47.3379 | 0
47.4127 | 0
47.4875 | 0
47.5623 | 0
47.6371 | 0
47.7118 | 0
47.7866 | 0
47.8614 | 0
47.9362 | 0
48.011 | 0
48.0858 | 0
48.1606 | 0
48.2353 | 0
48.3101 | 0
48.3849 | 0
48.4597 | 0
48.5345 | 0
48.6093 | 0
48.684 | 0
48.7588 | 0
48.8336 | 0
48.9084 | 0
48.9832 | 0
49.0579 | 0
49.1327 | 0
49.2075 | 0
49.2823 | 0
49.3571 | 0
49.4319 | 0
49.5067 | 0
49.5814 | 0
49.6562 | 0
49.731 | 0
49.8058 | 0
49.8806 | 0
49.9554 | 0
50.0301 | 0
50.1049 | 0
50.1797 | 0
50.2545 | 0
50.3293 | 0
50.4041 | 0
50.4788 | 0
50.5536 | 0
50.6284 | 0
50.7032 | 0
50.778 | 0
50.8528 | 0
50.9275 | 0
51.0023 | 0
51.0771 | 0
51.1519 | 0
51.2267 | 0
51.3015 | 0
51.3762 | 0
51.451 | 0
51.5258 | 0
51.6006 | 0
51.6754 | 0
51.7502 | 0
51.8249 | 0
51.8997 | 0
51.9745 | 0
52.0493 | 0

## XWR
Color Source Strip Standard | 2016-06-20
| Beam Angle | Field Angle
| 65.8 | 99.6
[5 empty] | Lens Efficiency | Power Consump (Watts) | Efficacy (lm/W)
Mode | Accessory Lens | Candela | Field Lumens | Beam Lumens
RGB - full | XWR | 2593.8164 | 2600.796 | 1421.846 | 104.8% | 93.2 | 27.9055
Max output | XWR | 2734.4012 | 2741.7591 | 1498.9101 | 104.8% | 104 | 26.3631
3200K | XWR | 2458.6008 | 2465.2165 | 1347.7252 | 104.8% | 78.9 | 31.2448
5600K | XWR | 2570.5499 | 2577.4669 | 1409.092 | 104.8% | 93.9 | 27.4491
Red | XWR | 595.0993 | 596.7006 | 326.2141 | 104.8% | 27.8 | 21.4641
Green | XWR | 768.5478 | 770.6159 | 421.293 | 104.8% | 30.4 | 25.3492
Blue | XWR | 240.2652 | 240.9117 | 131.7056 | 104.8% | 32.9 | 7.3225
| For Field diameter at any distance, multiply distance by |  |  |  | 2.3667
| For Beam diameter at any distance, multiply distance by |  |  |  | 1.2939
Dist for 1.0 fc
| Throw Distance (ft) | 10 | 15 | 20 | 25 | 50.9295
| Throw Distance (m) | 3.048 | 4.572 | 6.096 | 7.62 | 15.5233
| Field Diameter (ft) | 23.6668 | 35.5002 | 47.3336 | 59.167
| Field Diameter (m) | 7.2136 | 10.8205 | 14.4273 | 18.0341
| Illuminance (fc) | 25.9382 | 11.5281 | 6.4845 | 4.1501
| Illuminance (lux) | 279.1958 | 124.087 | 69.799 | 44.6713
Test Distance | Iso-Illuminance Diagram grid lines
44.5 | 12.5 | 25 | 37.5 | 50
| 0.2809 | 0.5618 | 0.8427 | 1.1236
Measurement: XWR Full ON RGB - Intensity
Degrees | (Cd)
-52.8967 | 0
-52.8208 | 0
-52.7449 | 0
-52.669 | 0
-52.5931 | 0
-52.5172 | 0
-52.4413 | 0
-52.3655 | 0
-52.2896 | 0
-52.2137 | 0
-52.1378 | 0
-52.0619 | 0
-51.986 | 0
-51.9101 | 0
-51.8342 | 0
-51.7583 | 0
-51.6824 | 0
-51.6065 | 0
-51.5307 | 0
-51.4548 | 0
-51.3789 | 0
-51.303 | 0
-51.2271 | 0
-51.1512 | 0
-51.0753 | 0
-50.9994 | 0
-50.9235 | 0
-50.8476 | 0
-50.7717 | 0
-50.6958 | 0
-50.62 | 0
-50.5441 | 0
-50.4682 | 0
-50.3923 | 0
-50.3164 | 0
-50.2405 | 0
-50.1646 | 0
-50.0887 | 0
-50.0128 | 0
-49.9369 | 0
-49.861 | 0
-49.7851 | 0
-49.7092 | 0.44787
-49.6334 | 35.7397
-49.5575 | 73.0944
-49.4816 | 110.5537
-49.4057 | 148.0685
-49.3298 | 185.3676
-49.2539 | 222.3708
-49.178 | 261.1361
-49.1021 | 264.1469
-49.0262 | 265.9172
-48.9503 | 268.588
-48.8744 | 271.8638
-48.7985 | 275.2097
-48.7227 | 280.8915
-48.6468 | 283.3416
-48.5709 | 287.6275
-48.495 | 289.7393
-48.4191 | 291.2611
-48.3432 | 292.4315
-48.2673 | 294.7068
-48.1914 | 295.9588
-48.1155 | 298.324
-48.0396 | 300.2104
-47.9637 | 304.2935
-47.8878 | 309.0027
-47.8119 | 313.6415
-47.736 | 317.2947
-47.6602 | 320.098
-47.5843 | 324.696
-47.5084 | 328.2594
-47.4325 | 332.5583
-47.3566 | 335.0837
-47.2807 | 338.4019
-47.2048 | 343.4428
-47.1289 | 348.0589
-47.053 | 349.1295
-46.9771 | 353.8223
-46.9012 | 355.6334
-46.8254 | 358.7179
-46.7495 | 361.6715
-46.6736 | 363.5562
-46.5977 | 364.8753
-46.5218 | 369.1693
-46.4459 | 372.4139
-46.37 | 377.4794
-46.2941 | 382.6119
-46.2182 | 386.8945
-46.1423 | 391.6952
-46.0664 | 398.2302
-45.9905 | 403.3152
-45.9146 | 406.792
-45.8387 | 409.3452
-45.7629 | 412.4656
-45.687 | 415.4879
-45.6111 | 419.1509
-45.5352 | 422.3857
-45.4593 | 425.73
-45.3834 | 429.8606
-45.3075 | 435.114
-45.2316 | 440.0962
-45.1557 | 445.3202
-45.0798 | 449.1778
-45.0039 | 451.9843
-44.928 | 456.0103
-44.8522 | 459.9103
-44.7763 | 464.5656
-44.7004 | 467.6958
-44.6245 | 472.0192
-44.5486 | 475.9568
-44.4727 | 480.7968
-44.3968 | 485.5975
-44.3209 | 490.3492
-44.245 | 494.4765
-44.1691 | 500.8316
-44.0932 | 505.5653
-44.0174 | 512.0579
-43.9415 | 518.3607
-43.8656 | 521.7377
-43.7897 | 526.0759
-43.7138 | 529.8844
-43.6379 | 534.7358
-43.562 | 538.2778
-43.4861 | 541.0681
-43.4102 | 545.2035
-43.3343 | 551.15
-43.2584 | 556.0226
-43.1825 | 559.7282
-43.1066 | 562.8502
-43.0307 | 568.483
-42.9549 | 573.5713
-42.879 | 579.6944
-42.8031 | 585.4955
-42.7272 | 592.2479
-42.6513 | 599.3614
-42.5754 | 604.4531
-42.4995 | 609.9501
-42.4236 | 616.2971
-42.3477 | 621.8432
-42.2718 | 627.3272
-42.1959 | 629.9735
-42.12 | 634.1678
-42.0442 | 640.3546
-41.9683 | 646.5578
-41.8924 | 651.4353
-41.8165 | 655.5037
-41.7406 | 661.1495
-41.6647 | 669.5529
-41.5888 | 676.4376
-41.5129 | 681.258
-41.437 | 687.6279
-41.3611 | 695.289
-41.2852 | 700.7909
-41.2093 | 707.733
-41.1335 | 712.7821
-41.0576 | 720.4205
-40.9817 | 728.2647
-40.9058 | 734.1263
-40.8299 | 739.0985
-40.754 | 746.0324
-40.6781 | 751.9593
-40.6022 | 760.07
-40.5263 | 766.4318
-40.4504 | 772.9651
-40.3745 | 779.675
-40.2986 | 787.7399
-40.2227 | 795.1967
-40.1469 | 801.8625
-40.071 | 806.6911
-39.9951 | 812.6898
-39.9192 | 818.1525
-39.8433 | 822.7326
-39.7674 | 825.9543
-39.6915 | 831.1964
-39.6156 | 835.8352
-39.5397 | 842.8313
-39.4638 | 848.0896
-39.3879 | 856.1104
-39.312 | 865.2999
-39.2362 | 873.775
-39.1603 | 879.6089
-39.0844 | 888.2311
-39.0085 | 893.9277
-38.9326 | 900.4037
-38.8567 | 904.6684
-38.7808 | 911.303
-38.7049 | 916.9815
-38.629 | 924.7555
-38.5531 | 930.0269
-38.4772 | 938.355
-38.4013 | 945.7155
-38.3254 | 952.731
-38.2495 | 957.3896
-38.1737 | 963.9212
-38.0978 | 970.5755
-38.0219 | 977.7087
-37.946 | 984.5167
-37.8701 | 992.4019
-37.7942 | 1000.828
-37.7183 | 1008.8505
-37.6424 | 1016.363
-37.5665 | 1023.3506
-37.4906 | 1031.2849
-37.4147 | 1036.8521
-37.3389 | 1042.2462
-37.263 | 1048.9757
-37.1871 | 1055.3506
-37.1112 | 1060.6072
-37.0353 | 1066.0257
-36.9594 | 1072.0704
-36.8835 | 1078.272
-36.8076 | 1086.8518
-36.7317 | 1093.8461
-36.6558 | 1099.9643
-36.5799 | 1108.0242
-36.504 | 1115.8946
-36.4282 | 1124.1169
-36.3523 | 1133.8058
-36.2764 | 1141.9745
-36.2005 | 1149.689
-36.1246 | 1158.5408
-36.0487 | 1167.7743
-35.9728 | 1176.875
-35.8969 | 1183.0102
-35.821 | 1189.613
-35.7451 | 1194.9212
-35.6692 | 1202.9862
-35.5933 | 1210.675
-35.5174 | 1215.6472
-35.4415 | 1221.3583
-35.3657 | 1229.1799
-35.2898 | 1236.9524
-35.2139 | 1245.2473
-35.138 | 1251.4963
-35.0621 | 1256.9462
-34.9862 | 1264.5926
-34.9103 | 1272.6475
-34.8344 | 1280.3151
-34.7585 | 1287.1122
-34.6826 | 1292.8333
-34.6067 | 1300.0735
-34.5309 | 1307.7812
-34.455 | 1315.8585
-34.3791 | 1322.2571
-34.3032 | 1327.3945
-34.2273 | 1335.5096
-34.1514 | 1343.627
-34.0755 | 1347.5758
-33.9996 | 1352.7411
-33.9237 | 1359.4466
-33.8478 | 1365.9602
-33.7719 | 1374.2718
-33.696 | 1380.9762
-33.6201 | 1390.0825
-33.5442 | 1400.1675
-33.4684 | 1410.5607
-33.3925 | 1418.062
-33.3166 | 1424.4449
-33.2407 | 1432.0489
-33.1648 | 1438.7109
-33.0889 | 1441.2434
-33.013 | 1447.2022
-32.9371 | 1451.2581
-32.8612 | 1457.4558
-32.7853 | 1465.3232
-32.7094 | 1470.5053
-32.6335 | 1474.2297
-32.5577 | 1480.2857
-32.4818 | 1486.8394
-32.4059 | 1494.8485
-32.33 | 1501.0094
-32.2541 | 1507.2942
-32.1782 | 1515.3379
-32.1023 | 1527.0904
-32.0264 | 1538.8251
-31.9505 | 1546.7494
-31.8746 | 1555.599
-31.7987 | 1565.5189
-31.7229 | 1573.2367
-31.647 | 1577.8339
-31.5711 | 1579.411
-31.4952 | 1584.3665
-31.4193 | 1593.5218
-31.3434 | 1597.7686
-31.2675 | 1599.3367
-31.1916 | 1603.9339
-31.1157 | 1612.4687
-31.0398 | 1621.2134
-30.9639 | 1627.9312
-30.888 | 1632.5128
-30.8121 | 1641.148
-30.7362 | 1652.5523
-30.6604 | 1663.5716
-30.5845 | 1674.592
-30.5086 | 1687.7463
-30.4327 | 1701.0971
-30.3568 | 1713.4713
-30.2809 | 1724.6323
-30.205 | 1734.9362
-30.1291 | 1743.8136
-30.0532 | 1751.4254
-29.9773 | 1755.6264
-29.9014 | 1761.6757
-29.8255 | 1768.6078
-29.7496 | 1774.3066
-29.6738 | 1780.6762
-29.5979 | 1786.0424
-29.522 | 1791.5526
-29.4461 | 1798.892
-29.3702 | 1802.9837
-29.2943 | 1806.3587
-29.2184 | 1811.3321
-29.1425 | 1816.9974
-29.0666 | 1826.1952
-28.9907 | 1833.9644
-28.9148 | 1841.5192
-28.839 | 1847.669
-28.7631 | 1857.3254
-28.6872 | 1867.4485
-28.6113 | 1874.9967
-28.5354 | 1880.3417
-28.4595 | 1886.5226
-28.3836 | 1892.9179
-28.3077 | 1901.1614
-28.2318 | 1904.0822
-28.1559 | 1908.2721
-28.08 | 1911.2889
-28.0041 | 1915.866
-27.9282 | 1920.9889
-27.8524 | 1924.912
-27.7765 | 1927.6118
-27.7006 | 1932.5551
-27.6247 | 1937.3163
-27.5488 | 1943.7763
-27.4729 | 1952.483
-27.397 | 1957.8515
-27.3211 | 1963.3438
-27.2452 | 1969.9065
-27.1693 | 1976.9524
-27.0934 | 1983.9894
-27.0175 | 1992.4863
-26.9416 | 1995.6125
-26.8658 | 2000.9374
-26.7899 | 2008.6876
-26.714 | 2015.0382
-26.6381 | 2019.0383
-26.5622 | 2019.6734
-26.4863 | 2018.8664
-26.4104 | 2021.4926
-26.3345 | 2021.4959
-26.2586 | 2019.7883
-26.1827 | 2018.9144
-26.1068 | 2019.1488
-26.031 | 2021.1176
-25.9551 | 2025.1623
-25.8792 | 2029.7886
-25.8033 | 2036.1392
-25.7274 | 2040.4116
-25.6515 | 2042.2029
-25.5756 | 2044.6796
-25.4997 | 2049.0089
-25.4238 | 2053.624
-25.3479 | 2056.604
-25.272 | 2059.7938
-25.1961 | 2066.535
-25.1202 | 2075.4069
-25.0444 | 2084.0098
-24.9685 | 2091.9018
-24.8926 | 2099.0102
-24.8167 | 2104.4099
-24.7408 | 2109.8576
-24.6649 | 2112.3989
-24.589 | 2117.3221
-24.5131 | 2122.8657
-24.4372 | 2126.7475
-24.3613 | 2130.04
-24.2854 | 2134.8437
-24.2095 | 2139.624
-24.1336 | 2145.8585
-24.0578 | 2150.5338
-23.9819 | 2154.5886
-23.906 | 2160.4046
-23.8301 | 2168.2296
-23.7542 | 2171.4451
-23.6783 | 2175.655
-23.6024 | 2179.2578
-23.5265 | 2182.6463
-23.4506 | 2187.6777
-23.3747 | 2187.4399
-23.2988 | 2186.4667
-23.2229 | 2189.815
-23.1471 | 2191.9646
-23.0712 | 2194.3921
-22.9953 | 2198.4179
-22.9194 | 2198.0764
-22.8435 | 2202.0173
-22.7676 | 2204.3221
-22.6917 | 2207.3311
-22.6158 | 2213.0053
-22.5399 | 2217.1572
-22.464 | 2219.991
-22.3881 | 2224.769
-22.3122 | 2229.6185
-22.2364 | 2236.4802
-22.1605 | 2244.2338
-22.0846 | 2248.6725
-22.0087 | 2252.5923
-21.9328 | 2255.2408
-21.8569 | 2257.8848
-21.781 | 2259.2286
-21.7051 | 2259.8078
-21.6292 | 2257.8915
-21.5533 | 2256.7587
-21.4774 | 2258.3268
-21.4015 | 2262.9407
-21.3256 | 2266.635
-21.2497 | 2270.9588
-21.1739 | 2273.8774
-21.098 | 2277.7681
-21.0221 | 2283.0596
-20.9462 | 2288.0217
-20.8703 | 2287.7293
-20.7944 | 2287.3253
-20.7185 | 2287.2684
-20.6426 | 2288.2829
-20.5667 | 2291.1022
-20.4908 | 2292.2652
-20.4149 | 2292.5252
-20.3391 | 2297.4517
-20.2632 | 2307.1294
-20.1873 | 2314.3394
-20.1114 | 2321.834
-20.0355 | 2326.3508
-19.9596 | 2328.0641
-19.8837 | 2330.1389
-19.8078 | 2331.7271
-19.7319 | 2329.0965
-19.656 | 2329.1165
-19.5801 | 2331.4079
-19.5042 | 2334.1948
-19.4283 | 2339.0509
-19.3525 | 2343.0868
-19.2766 | 2345.8737
-19.2007 | 2348.597
-19.1248 | 2352.2712
-19.0489 | 2352.5424
-18.973 | 2353.5759
-18.8971 | 2357.1619
-18.8212 | 2363.3663
-18.7453 | 2367.3095
-18.6694 | 2371.102
-18.5935 | 2373.678
-18.5176 | 2376.5396
-18.4417 | 2378.4281
-18.3659 | 2379.3187
-18.29 | 2378.4738
-18.2141 | 2379.7763
-18.1382 | 2381.2161
-18.0623 | 2383.5566
-17.9864 | 2387.2564
-17.9105 | 2392.6528
-17.8346 | 2395.5613
-17.7587 | 2397.1384
-17.6828 | 2398.6964
-17.6069 | 2401.7869
-17.5311 | 2405.2692
-17.4551 | 2406.5359
-17.3793 | 2405.7803
-17.3034 | 2406.0404
-17.2275 | 2406.402
-17.1516 | 2406.4511
-17.0757 | 2405.5627
-16.9998 | 2404.7279
-16.9239 | 2407.4913
-16.848 | 2408.3842
-16.7721 | 2410.9747
-16.6962 | 2414.6265
-16.6203 | 2418.0809
-16.5445 | 2421.6044
-16.4686 | 2422.8812
-16.3927 | 2420.0943
-16.3168 | 2419.2706
-16.2409 | 2417.6601
-16.165 | 2416.3163
-16.0891 | 2416.5306
-16.0132 | 2417.8108
-15.9373 | 2419.9358
-15.8614 | 2423.2618
-15.7855 | 2427.4304
-15.7096 | 2430.8937
-15.6337 | 2431.0232
-15.5579 | 2432.5801
-15.482 | 2434.5355
-15.4061 | 2436.2175
-15.3302 | 2437.6818
-15.2543 | 2437.8604
-15.1784 | 2439.3169
-15.1025 | 2444.8171
-15.0266 | 2447.1475
-14.9507 | 2447.7055
-14.8748 | 2447.6642
-14.7989 | 2446.9198
-14.723 | 2447.6006
-14.6471 | 2447.2836
-14.5713 | 2445.3026
-14.4954 | 2444.4867
-14.4195 | 2446.009
-14.3436 | 2449.5861
-14.2677 | 2453.9858
-14.1918 | 2457.3888
-14.1159 | 2461.1311
-14.04 | 2467.4292
-13.9641 | 2474.4194
-13.8882 | 2477.7844
-13.8123 | 2476.617
-13.7364 | 2474.3591
-13.6606 | 2473.2943
-13.5847 | 2473.4361
-13.5088 | 2473.4484
-13.4329 | 2473.1749
-13.357 | 2474.0254
-13.2811 | 2475.5109
-13.2052 | 2477.9429
-13.1293 | 2479.8425
-13.0534 | 2480.3927
-12.9775 | 2479.1873
-12.9016 | 2479.386
-12.8257 | 2480.5735
-12.7499 | 2482.0937
-12.674 | 2483.5446
-12.5981 | 2485.9331
-12.5222 | 2488.0827
-12.4463 | 2486.7154
-12.3704 | 2484.7891
-12.2945 | 2483.2075
-12.2186 | 2483.3582
-12.1427 | 2482.1126
-12.0668 | 2480.3805
-11.9909 | 2479.6907
-11.915 | 2482.6673
-11.8392 | 2483.9241
-11.7633 | 2485.0402
-11.6874 | 2487.3349
-11.6115 | 2491.9991
-11.5356 | 2495.5148
-11.4597 | 2498.8073
-11.3838 | 2502.2248
-11.3079 | 2505.2159
-11.232 | 2509.5341
-11.1561 | 2511.6971
-11.0802 | 2508.1334
-11.0043 | 2504.3833
-10.9284 | 2501.1064
-10.8526 | 2499.016
-10.7767 | 2499.9591
-10.7008 | 2499.2582
-10.6249 | 2498.8218
-10.549 | 2501.5998
-10.4731 | 2506.5921
-10.3972 | 2512.3355
-10.3213 | 2516.2095
-10.2454 | 2515.0901
-10.1695 | 2515.6738
-10.0936 | 2516.9629
-10.0177 | 2517.8234
-9.9418 | 2515.4483
-9.866 | 2512.2719
-9.7901 | 2509.4984
-9.7142 | 2508.3879
-9.6383 | 2503.0618
-9.5624 | 2497.545
-9.4865 | 2494.065
-9.4106 | 2492.2323
-9.3347 | 2491.172
-9.2588 | 2490.345
-9.1829 | 2489.5325
-9.107 | 2489.9622
-9.0311 | 2491.5102
-8.9553 | 2493.4745
-8.8794 | 2494.1721
-8.8035 | 2493.4879
-8.7276 | 2493.3395
-8.6517 | 2495.8809
-8.5758 | 2497.9066
-8.4999 | 2497.4825
-8.424 | 2494.9489
-8.3481 | 2494.3127
-8.2722 | 2494.5538
-8.1963 | 2493.7324
-8.1204 | 2489.8003
-8.0445 | 2487.7668
-7.9687 | 2487.9041
-7.8928 | 2489.7657
-7.8169 | 2491.5024
-7.741 | 2491.6575
-7.6651 | 2490.7044
-7.5892 | 2489.5604
-7.5133 | 2494.2949
-7.4374 | 2498.612
-7.3615 | 2498.6365
-7.2856 | 2499.5863
-7.2097 | 2502.198
-7.1338 | 2506.0407
-7.058 | 2509.6926
-6.9821 | 2506.3075
-6.9062 | 2503.0217
-6.8303 | 2504.3219
-6.7544 | 2503.236
-6.6785 | 2502.1857
-6.6026 | 2501.9513
-6.5267 | 2500.5428
-6.4508 | 2498.8508
-6.3749 | 2497.93
-6.299 | 2499.3676
-6.2231 | 2502.3241
-6.1472 | 2503.236
-6.0714 | 2501.8632
-5.9955 | 2503.6511
-5.9196 | 2506.87
-5.8437 | 2509.4225
-5.7678 | 2508.9448
-5.6919 | 2509.197
-5.616 | 2510.6167
-5.5401 | 2512.6101
-5.4642 | 2510.485
-5.3883 | 2504.8543
-5.3124 | 2496.8809
-5.2365 | 2489.5157
-5.1607 | 2482.8749
-5.0848 | 2477.2465
-5.0089 | 2472.4919
-4.933 | 2470.8668
-4.8571 | 2472.0309
-4.7812 | 2475.2687
-4.7053 | 2479.5925
-4.6294 | 2483.6261
-4.5535 | 2487.1931
-4.4776 | 2489.807
-4.4017 | 2491.1073
-4.3258 | 2492.0538
-4.25 | 2494.3072
-4.1741 | 2492.4265
-4.0982 | 2488.028
-4.0223 | 2483.1819
-3.9464 | 2480.1461
-3.8705 | 2480.4787
-3.7946 | 2483.0803
-3.7187 | 2485.6596
-3.6428 | 2489.4733
-3.5669 | 2492.4578
-3.491 | 2493.1286
-3.4151 | 2492.1229
-3.3392 | 2489.643
-3.2634 | 2486.1306
-3.1875 | 2482.9419
-3.1116 | 2481.6573
-3.0357 | 2481.6126
-2.9598 | 2480.5122
-2.8839 | 2479.5434
-2.808 | 2479.6249
-2.7321 | 2481.5167
-2.6562 | 2483.5044
-2.5803 | 2486.1485
-2.5044 | 2490.5225
-2.4285 | 2499.6455
-2.3527 | 2510.5375
-2.2768 | 2519.9574
-2.2009 | 2521.2766
-2.125 | 2520.5924
-2.0491 | 2519.4629
-1.9732 | 2518.0321
-1.8973 | 2514.609
-1.8214 | 2509.7741
-1.7455 | 2505.563
-1.6696 | 2507.4425
-1.5937 | 2508.4392
-1.5178 | 2506.793
-1.4419 | 2504.361
-1.3661 | 2502.9603
-1.2902 | 2503.0976
-1.2143 | 2505.1657
-1.1384 | 2508.7607
-1.0625 | 2514.522
-0.9866 | 2521.78
-0.9107 | 2526.2444
-0.83481 | 2529.4063
-0.75892 | 2532.0816
-0.68303 | 2532.6508
-0.60714 | 2530.4242
-0.53124 | 2526.4866
-0.45535 | 2523.2342
-0.37946 | 2525.3492
-0.30357 | 2529.1864
-0.22768 | 2531.3115
-0.15178 | 2531.3494
-0.075892 | 2530.1954
7.5318e-13 | 2527.8158
0.075892 | 2524.9274
0.15178 | 2519.7844
0.22768 | 2513.4951
0.30357 | 2506.9113
0.37946 | 2502.208
0.45535 | 2498.8162
0.53124 | 2495.2023
0.60714 | 2491.0571
0.68303 | 2485.5034
0.75892 | 2478.4027
0.83481 | 2470.8032
0.9107 | 2464.495
0.9866 | 2460.6188
1.0625 | 2457.5964
1.1384 | 2455.1912
1.2143 | 2454.7023
1.2902 | 2457.5785
1.3661 | 2463.466
1.4419 | 2468.2775
1.5178 | 2469.7697
1.5937 | 2467.8924
1.6696 | 2464.495
1.7455 | 2460.3777
1.8214 | 2453.6778
1.8973 | 2445.3974
1.9732 | 2437.7622
2.0491 | 2433.5043
2.125 | 2434.4228
2.2009 | 2437.5445
2.2768 | 2441.5804
2.3527 | 2444.7467
2.4285 | 2446.6608
2.5044 | 2446.989
2.5803 | 2445.8093
2.6562 | 2444.5682
2.7321 | 2442.3125
2.808 | 2437.1606
2.8839 | 2434.4329
2.9598 | 2434.4228
3.0357 | 2436.8403
3.1116 | 2440.0245
3.1875 | 2443.7289
3.2634 | 2447.8718
3.3392 | 2450.7034
3.4151 | 2449.6341
3.491 | 2444.8349
3.5669 | 2437.3224
3.6428 | 2428.5823
3.7187 | 2418.5887
3.7946 | 2407.8741
3.8705 | 2402.1709
3.9464 | 2400.4286
4.0223 | 2401.4967
4.0982 | 2404.0091
4.1741 | 2406.7692
4.25 | 2409.3117
4.3258 | 2411.0104
4.4017 | 2410.0874
4.4776 | 2407.8797
4.5535 | 2405.4422
4.6294 | 2402.2122
4.7053 | 2398.3382
4.7812 | 2394.5423
4.8571 | 2393.174
4.933 | 2391.444
5.0089 | 2389.7342
5.0848 | 2390.2811
5.1607 | 2391.7655
5.2365 | 2392.6829
5.3124 | 2391.6628
5.3883 | 2391.4753
5.4642 | 2393.5523
5.5401 | 2396.4944
5.616 | 2396.8538
5.6919 | 2394.76
5.7678 | 2390.8257
5.8437 | 2385.1358
5.9196 | 2381.9192
5.9955 | 2379.2339
6.0714 | 2375.5965
6.1472 | 2371.0618
6.2231 | 2367.7738
6.299 | 2366.9646
6.3749 | 2369.8218
6.4508 | 2368.9312
6.5267 | 2365.4277
6.6026 | 2359.9912
6.6785 | 2355.0078
6.7544 | 2352.0758
6.8303 | 2351.1751
6.9062 | 2349.9798
6.9821 | 2346.6382
7.058 | 2343.32
7.1338 | 2342.6615
7.2097 | 2343.291
7.2856 | 2342.3189
7.3615 | 2339.2507
7.4374 | 2337.8333
7.5133 | 2338.1246
7.5892 | 2339.1168
7.6651 | 2339.5074
7.741 | 2339.4159
7.8169 | 2340.5543
7.8928 | 2343.6604
7.9687 | 2347.1393
8.0445 | 2350.2276
8.1204 | 2352.4207
8.1963 | 2353.2846
8.2722 | 2353.587
8.3481 | 2354.1071
8.424 | 2354.9766
8.4999 | 2353.3147
8.5758 | 2350.2298
8.6517 | 2346.8547
8.7276 | 2344.6582
8.8035 | 2342.7676
8.8794 | 2339.9449
8.9553 | 2335.8176
9.0311 | 2334.0073
9.107 | 2334.9314
9.1829 | 2337.3299
9.2588 | 2338.5688
9.3347 | 2339.7574
9.4106 | 2340.5275
9.4865 | 2340.3467
9.5624 | 2338.0699
9.6383 | 2333.9548
9.7142 | 2328.7237
9.7901 | 2323.6376
9.866 | 2317.3573
9.9418 | 2310.9196
10.0177 | 2305.6182
10.0936 | 2303.3882
10.1695 | 2302.8547
10.2454 | 2303.0835
10.3213 | 2303.3313
10.3972 | 2302.9418
10.4731 | 2301.6504
10.549 | 2299.8758
10.6249 | 2298.8412
10.7008 | 2296.3992
10.7767 | 2292.6736
10.8526 | 2288.2762
10.9284 | 2284.0641
11.0043 | 2280.5093
11.0802 | 2277.4545
11.1561 | 2273.518
11.232 | 2270.5235
11.3079 | 2267.9822
11.3838 | 2265.6752
11.4597 | 2263.9039
11.5356 | 2262.7108
11.6115 | 2261.28
11.6874 | 2258.3837
11.7633 | 2255.1961
11.8392 | 2252.6592
11.915 | 2251.7976
11.9909 | 2252.9226
12.0668 | 2253.5733
12.1427 | 2252.4148
12.2186 | 2249.7663
12.2945 | 2248.6993
12.3704 | 2247.341
12.4463 | 2245.0642
12.5222 | 2241.1623
12.5981 | 2238.0305
12.674 | 2237.3441
12.7499 | 2238.3173
12.8257 | 2237.3173
12.9016 | 2236.7403
12.9775 | 2237.2671
13.0534 | 2238.3173
13.1293 | 2238.0618
13.2052 | 2236.7392
13.2811 | 2234.6454
13.357 | 2232.1643
13.4329 | 2228.6809
13.5088 | 2225.1183
13.5847 | 2221.5881
13.6606 | 2218.7979
13.7364 | 2215.7509
13.8123 | 2212.8647
13.8882 | 2210.6805
13.9641 | 2209.8144
14.04 | 2208.3824
14.1159 | 2206.4683
14.1918 | 2204.6111
14.2677 | 2203.1948
14.3436 | 2201.659
14.4195 | 2200.1032
14.4954 | 2198.727
14.5713 | 2198.3018
14.6471 | 2198.8219
14.723 | 2198.3442
14.7989 | 2196.1645
14.8748 | 2192.6186
14.9507 | 2188.1699
15.0266 | 2182.346
15.1025 | 2176.0312
15.1784 | 2171.06
15.2543 | 2169.3133
15.3302 | 2169.3178
15.4061 | 2170.5522
15.482 | 2172.463
15.5579 | 2174.8704
15.6337 | 2176.8816
15.7096 | 2177.8861
15.7855 | 2178.4408
15.8614 | 2176.7979
15.9373 | 2173.3492
16.0132 | 2168.3714
16.0891 | 2162.965
16.165 | 2157.5262
16.2409 | 2151.0629
16.3168 | 2143.0627
16.3927 | 2137.5469
16.4686 | 2135.1585
16.5445 | 2135.1439
16.6203 | 2135.8404
16.6962 | 2135.6573
16.7721 | 2133.7298
16.848 | 2131.4039
16.9239 | 2128.598
16.9998 | 2124.8714
17.0757 | 2120.6838
17.1516 | 2117.5989
17.2275 | 2115.4481
17.3034 | 2114.4838
17.3793 | 2113.0106
17.4551 | 2110.8431
17.5311 | 2108.6299
17.6069 | 2105.6354
17.6828 | 2100.5225
17.7587 | 2094.6708
17.8346 | 2089.7365
17.9105 | 2084.8636
17.9864 | 2079.3858
18.0623 | 2072.8935
18.1382 | 2066.5306
18.2141 | 2061.613
18.29 | 2057.4065
18.3659 | 2051.903
18.4417 | 2046.7845
18.5176 | 2044.7365
18.5935 | 2045.4575
18.6694 | 2047.2589
18.7453 | 2047.3783
18.8212 | 2044.7119
18.8971 | 2044.4296
18.973 | 2046.0457
19.0489 | 2045.2599
19.1248 | 2041.3056
19.2007 | 2036.801
19.2766 | 2034.1056
19.3525 | 2034.4115
19.4283 | 2032.5643
19.5042 | 2027.1066
19.5801 | 2023.7047
19.656 | 2022.8911
19.7319 | 2021.7739
19.8078 | 2019.3954
19.8837 | 2017.7113
19.9596 | 2016.6454
20.0355 | 2016.9813
20.1114 | 2015.3049
20.1873 | 2012.1397
20.2632 | 2008.4376
20.3391 | 2004.4442
20.4149 | 1998.2018
20.4908 | 1990.8646
20.5667 | 1985.2874
20.6426 | 1979.6042
20.7185 | 1972.5594
20.7944 | 1964.6016
20.8703 | 1957.0847
20.9462 | 1951.3781
21.0221 | 1947.2597
21.098 | 1941.6758
21.1739 | 1935.8029
21.2497 | 1930.2179
21.3256 | 1925.8127
21.4015 | 1923.3283
21.4774 | 1922.4276
21.5533 | 1922.1563
21.6292 | 1921.1507
21.7051 | 1918.3114
21.781 | 1915.3839
21.8569 | 1912.3302
21.9328 | 1908.1147
22.0087 | 1902.1346
22.0846 | 1894.7282
22.1605 | 1886.2313
22.2364 | 1878.4543
22.3122 | 1870.8548
22.3881 | 1863.7263
22.464 | 1857.5252
22.5399 | 1852.1836
22.6158 | 1847.7917
22.6917 | 1844.4769
22.7676 | 1842.1175
22.8435 | 1840.7101
22.9194 | 1840.017
22.9953 | 1838.6051
23.0712 | 1834.6474
23.1471 | 1827.5211
23.2229 | 1820.8424
23.2988 | 1817.5521
23.3747 | 1815.4985
23.4506 | 1812.6547
23.5265 | 1809.3756
23.6024 | 1806.5038
23.6783 | 1804.6489
23.7542 | 1802.5763
23.8301 | 1800.0494
23.906 | 1796.7871
23.9819 | 1792.8751
24.0578 | 1787.2355
24.1336 | 1781.3726
24.2095 | 1777.3513
24.2854 | 1775.0097
24.3613 | 1771.8791
24.4372 | 1771.1793
24.5131 | 1773.2228
24.589 | 1776.9361
24.6649 | 1780.9295
24.7408 | 1785.1662
24.8167 | 1788.0313
24.8926 | 1786.4531
24.9685 | 1780.8547
25.0444 | 1772.6503
25.1202 | 1764.188
25.1961 | 1756.151
25.272 | 1746.644
25.3479 | 1737.7789
25.4238 | 1734.4618
25.4997 | 1732.6359
25.5756 | 1730.4561
25.6515 | 1727.215
25.7274 | 1723.1189
25.8033 | 1719.3509
25.8792 | 1714.7783
25.9551 | 1707.1787
26.031 | 1701.0882
26.1068 | 1696.9508
26.1827 | 1693.0768
26.2586 | 1688.6738
26.3345 | 1684.2619
26.4104 | 1679.5084
26.4863 | 1673.7203
26.5622 | 1665.9757
26.6381 | 1657.4241
26.714 | 1650.7811
26.7899 | 1645.1448
26.8658 | 1637.5821
26.9416 | 1629.3107
27.0175 | 1623.2659
27.0934 | 1620.1642
27.1693 | 1618.4198
27.2452 | 1614.2724
27.3211 | 1609.6718
27.397 | 1606.9876
27.4729 | 1605.6226
27.5488 | 1603.7576
27.6247 | 1599.1871
27.7006 | 1592.9861
27.7765 | 1588.332
27.8524 | 1586.3911
27.9282 | 1586.6846
28.0041 | 1586.8174
28.08 | 1585.5227
28.1559 | 1582.3921
28.2318 | 1578.5817
28.3077 | 1575.6966
28.3836 | 1571.2824
28.4595 | 1564.5869
28.5354 | 1560.3033
28.6113 | 1557.5533
28.6872 | 1554.58
28.7631 | 1552.3667
28.839 | 1549.812
28.9148 | 1547.2215
28.9907 | 1544.9614
29.0666 | 1540.9401
29.1425 | 1537.815
29.2184 | 1537.9646
29.2943 | 1537.7816
29.3702 | 1535.9366
29.4461 | 1531.3885
29.522 | 1526.5134
29.5979 | 1521.9419
29.6738 | 1517.4071
29.7496 | 1512.1146
29.8255 | 1506.9772
29.9014 | 1502.0306
29.9773 | 1498.9245
30.0532 | 1496.3363
30.1291 | 1493.2648
30.205 | 1488.2803
30.2809 | 1481.3114
30.3568 | 1472.819
30.4327 | 1466.061
30.5086 | 1461.4091
30.5845 | 1455.5964
30.6604 | 1449.815
30.7362 | 1445.8573
30.8121 | 1444.393
30.888 | 1445.9421
30.9639 | 1448.7558
31.0398 | 1448.5058
31.1157 | 1446.3317
31.1916 | 1442.7814
31.2675 | 1438.7243
31.3434 | 1434.4352
31.4193 | 1428.8368
31.4952 | 1420.3466
31.5711 | 1412.5027
31.647 | 1406.5382
31.7229 | 1401.3216
31.7987 | 1396.1898
31.8746 | 1391.1718
31.9505 | 1385.867
32.0264 | 1380.5275
32.1023 | 1375.2495
32.1782 | 1371.9949
32.2541 | 1370.1121
32.33 | 1365.0963
32.4059 | 1358.2647
32.4818 | 1352.1741
32.5577 | 1344.7398
32.6335 | 1338.2251
32.7094 | 1335.292
32.7853 | 1330.0519
32.8612 | 1323.7102
32.9371 | 1318.2012
33.013 | 1312.2479
33.0889 | 1308.9598
33.1648 | 1305.1595
33.2407 | 1296.7575
33.3166 | 1291.5297
33.3925 | 1290.5408
33.4684 | 1289.1357
33.5442 | 1284.832
33.6201 | 1279.8073
33.696 | 1278.3329
33.7719 | 1275.8764
33.8478 | 1270.0392
33.9237 | 1263.452
33.9996 | 1255.5701
34.0755 | 1248.0621
34.1514 | 1241.0307
34.2273 | 1231.6364
34.3032 | 1223.3606
34.3791 | 1215.2822
34.455 | 1206.5856
34.5309 | 1200.9671
34.6067 | 1198.591
34.6826 | 1195.9949
34.7585 | 1191.9055
34.8344 | 1186.3708
34.9103 | 1181.499
34.9862 | 1178.7456
35.0621 | 1175.3817
35.138 | 1170.6639
35.2139 | 1165.4417
35.2898 | 1160.5721
35.3657 | 1156.1312
35.4415 | 1152.409
35.5174 | 1147.0394
35.5933 | 1138.8461
35.6692 | 1130.8024
35.7451 | 1124.0053
35.821 | 1119.051
35.8969 | 1116.1346
35.9728 | 1113.3252
36.0487 | 1109.0769
36.1246 | 1106.0203
36.2005 | 1104.2468
36.2764 | 1102.202
36.3523 | 1099.1453
36.4282 | 1094.9707
36.504 | 1089.3805
36.5799 | 1084.9916
36.6558 | 1082.584
36.7317 | 1078.764
36.8076 | 1072.8484
36.8835 | 1064.0399
36.9594 | 1056.6957
37.0353 | 1053.3106
37.1112 | 1050.2784
37.1871 | 1043.9348
37.263 | 1036.0888
37.3389 | 1030.3368
37.4147 | 1027.6185
37.4906 | 1023.6433
37.5665 | 1017.6803
37.6424 | 1011.451
37.7183 | 1006.2009
37.7942 | 1002.4055
37.8701 | 996.8543
37.946 | 990.0464
38.0219 | 984.6835
38.0978 | 980.0854
38.1737 | 976.2883
38.2495 | 971.2424
38.3254 | 965.8174
38.4013 | 962.0252
38.4772 | 958.7642
38.5531 | 954.0533
38.629 | 948.4175
38.7049 | 942.8518
38.7808 | 937.9235
38.8567 | 932.0195
38.9326 | 926.6712
39.0085 | 923.8565
39.0844 | 922.7253
39.1603 | 921.1138
39.2362 | 917.596
39.312 | 914.2551
39.3879 | 912.1056
39.4638 | 909.6717
39.5397 | 906.0332
39.6156 | 901.1279
39.6915 | 895.8777
39.7674 | 891.7521
39.8433 | 889.0795
39.9192 | 887.136
39.9951 | 884.0271
40.071 | 878.8799
40.1469 | 871.5341
40.2227 | 864.3372
40.2986 | 858.0801
40.3745 | 852.7955
40.4504 | 849.121
40.5263 | 845.9402
40.6022 | 841.6837
40.6781 | 841.7654
40.754 | 841.074
40.8299 | 835.8271
40.9058 | 829.0208
40.9817 | 819.7087
41.0576 | 809.8605
41.1335 | 803.5461
41.2093 | 794.6917
41.2852 | 787.1597
41.3611 | 784.6833
41.437 | 781.0726
41.5129 | 776.5563
41.5888 | 772.2229
41.6647 | 768.9425
41.7406 | 768.3115
41.8165 | 767.2359
41.8924 | 761.6327
41.9683 | 760.1991
42.0442 | 760.5032
42.12 | 759.3525
42.1959 | 754.9358
42.2718 | 749.1479
42.3477 | 742.9757
42.4236 | 737.0357
42.4995 | 728.3186
42.5754 | 720.6754
42.6513 | 716.2604
42.7272 | 712.7723
42.8031 | 709.3626
42.879 | 706.1344
42.9549 | 704.8544
43.0307 | 706.2831
43.1066 | 706.5675
43.1825 | 703.9849
43.2584 | 700.1584
43.3343 | 695.7565
43.4102 | 689.5664
43.4861 | 683.3567
43.562 | 676.6256
43.6379 | 668.8794
43.7138 | 662.0469
43.7897 | 655.762
43.8656 | 646.2963
43.9415 | 624.9701
44.0174 | 585.3516
44.0932 | 523.2202
44.1691 | 449.3118
44.245 | 370.8316
44.3209 | 292.0539
44.3968 | 215.2931
44.4727 | 151.6907
44.5486 | 108.3192
44.6245 | 85.6347
44.7004 | 75.3877
44.7763 | 70.5363
44.8522 | 66.7425
44.928 | 63.5959
45.0039 | 61.2552
45.0798 | 57.8766
45.1557 | 55.6536
45.2316 | 53.867
45.3075 | 52.3338
45.3834 | 52.1295
45.4593 | 52.1262
45.5352 | 51.9562
45.6111 | 51.948
45.687 | 50.8741
45.7629 | 50.1206
45.8387 | 49.8689
45.9146 | 49.0663
45.9905 | 48.3814
46.0664 | 48.1117
46.1423 | 47.6263
46.2182 | 48.0856
46.2941 | 48.303
46.37 | 47.3696
46.4459 | 46.5229
46.5218 | 44.7592
46.5977 | 43.3895
46.6736 | 43.2276
46.7495 | 42.5428
46.8254 | 42.0606
46.9012 | 42.1194
46.9771 | 42.3025
47.053 | 43.6347
47.1289 | 44.6039
47.2048 | 45.0829
47.2807 | 46.7567
47.3566 | 47.4824
47.4325 | 48.1542
47.5084 | 49.5125
47.5843 | 50.302
47.6602 | 51.0327
47.736 | 52.5152
47.8119 | 52.8421
47.8878 | 53.3865
47.9637 | 53.4404
48.0396 | 52.6231
48.1155 | 51.7846
48.1914 | 51.2599
48.2673 | 50.2317
48.3432 | 48.7329
48.4191 | 47.0803
48.495 | 45.771
48.5709 | 43.9746
48.6468 | 42.2028
48.7227 | 40.086
48.7985 | 38.1556
48.8744 | 38.1736
48.9503 | 38.8912
49.0262 | 39.053
49.1021 | 38.3926
49.178 | 38.2014
49.2539 | 39.1576
49.3298 | 38.6378
49.4057 | 35.8084
49.4816 | 33.01
49.5575 | 31.7432
49.6334 | 32.2875
49.7092 | 32.7517
49.7851 | 31.8086
49.861 | 31.8609
49.9369 | 32.6079
50.0128 | 33.5543
50.0887 | 34.5677
50.1646 | 34.6691
50.2405 | 33.9564
50.3164 | 33.9548
50.3923 | 35.0614
50.4682 | 36.8087
50.5441 | 38.0592
50.62 | 38.7833
50.6958 | 40.8919
50.7717 | 43.9403
50.8476 | 46.9087
50.9235 | 49.7594
50.9994 | 51.2746
51.0753 | 52.9353
51.1512 | 50.8839
51.2271 | 49.457
51.303 | 48.1869
51.3789 | 45.7089
51.4548 | 42.5918
51.5307 | 41.0161
51.6065 | 39.5597
51.6824 | 41.5914
51.7583 | 41.1289
51.8342 | 39.6823
51.9101 | 39.1331
51.986 | 40.3492
52.0619 | 41.1452
52.1378 | 41.701
52.2137 | 41.6013
52.2896 | 41.4166
52.3655 | 41.8677
52.4413 | 43.9975
52.5172 | 44.9685
52.5931 | 43.3404
52.669 | 43.0236
52.7449 | 43.2048
52.8208 | 44.4376
0
Degrees | #VALUE!
-52.8967 | 0
-52.8208 | 0
-52.7449 | 0
-52.669 | 0
-52.5931 | 0
-52.5172 | 0
-52.4413 | 0
-52.3655 | 0
-52.2896 | 0
-52.2137 | 0
-52.1378 | 0
-52.0619 | 0
-51.986 | 0
-51.9101 | 0
-51.8342 | 0
-51.7583 | 0
-51.6824 | 0
-51.6065 | 0
-51.5307 | 0
-51.4548 | 0
-51.3789 | 0
-51.303 | 0
-51.2271 | 0
-51.1512 | 0
-51.0753 | 0
-50.9994 | 0
-50.9235 | 0
-50.8476 | 0
-50.7717 | 0
-50.6958 | 0
-50.62 | 0
-50.5441 | 0
-50.4682 | 0
-50.3923 | 0
-50.3164 | 0
-50.2405 | 0
-50.1646 | 0
-50.0887 | 0
-50.0128 | 0
-49.9369 | 0
-49.861 | 0
-49.7851 | 0
-49.7092 | 0
-49.6334 | 0
-49.5575 | 0
-49.4816 | 0
-49.4057 | 0
-49.3298 | 0
-49.2539 | 0
-49.178 | 0
-49.1021 | 0
-49.0262 | 0
-48.9503 | 0
-48.8744 | 0
-48.7985 | 0
-48.7227 | 0
-48.6468 | 0
-48.5709 | 0
-48.495 | 0
-48.4191 | 0
-48.3432 | 0
-48.2673 | 0
-48.1914 | 0
-48.1155 | 0
-48.0396 | 0
-47.9637 | 0
-47.8878 | 0
-47.8119 | 0
-47.736 | 0
-47.6602 | 0
-47.5843 | 0
-47.5084 | 0
-47.4325 | 0
-47.3566 | 0
-47.2807 | 0
-47.2048 | 0
-47.1289 | 0
-47.053 | 0
-46.9771 | 0
-46.9012 | 0
-46.8254 | 0
-46.7495 | 0
-46.6736 | 0
-46.5977 | 0
-46.5218 | 0
-46.4459 | 0
-46.37 | 0
-46.2941 | 0
-46.2182 | 0
-46.1423 | 0
-46.0664 | 0
-45.9905 | 0
-45.9146 | 0
-45.8387 | 0
-45.7629 | 0
-45.687 | 0
-45.6111 | 0
-45.5352 | 0
-45.4593 | 0
-45.3834 | 0
-45.3075 | 0
-45.2316 | 0
-45.1557 | 0
-45.0798 | 0
-45.0039 | 0
-44.928 | 0
-44.8522 | 39.9144
-44.7763 | 94.0495
-44.7004 | 147.2104
-44.6245 | 199.9626
-44.5486 | 252.6494
-44.4727 | 308.9993
-44.3968 | 365.9982
-44.3209 | 384.1664
-44.245 | 387.9046
-44.1691 | 394.0375
-44.0932 | 399.7372
-44.0174 | 407.2121
-43.9415 | 412.6944
-43.8656 | 418.3287
-43.7897 | 422.4985
-43.7138 | 425.7757
-43.6379 | 427.3352
-43.562 | 431.3888
-43.4861 | 435.4916
-43.4102 | 437.9631
-43.3343 | 440.2792
-43.2584 | 443.2296
-43.1825 | 447.8114
-43.1066 | 451.5594
-43.0307 | 454.9217
-42.9549 | 457.4422
-42.879 | 460.3729
-42.8031 | 462.4047
-42.7272 | 465.2129
-42.6513 | 469.2715
-42.5754 | 474.0347
-42.4995 | 480.1283
-42.4236 | 485.3851
-42.3477 | 488.0771
-42.2718 | 493.7426
-42.1959 | 500.781
-42.12 | 506.2845
-42.0442 | 511.7783
-41.9683 | 512.9437
-41.8924 | 517.6039
-41.8165 | 525.0445
-41.7406 | 527.1088
-41.6647 | 529.2534
-41.5888 | 531.532
-41.5129 | 534.3892
-41.437 | 540.0498
-41.3611 | 544.0592
-41.2852 | 545.7985
-41.2093 | 552.2877
-41.1335 | 556.6405
-41.0576 | 559.8868
-40.9817 | 564.4586
-40.9058 | 569.2544
-40.8299 | 572.9567
-40.754 | 578.7905
-40.6781 | 584.4575
-40.6022 | 590.8813
-40.5263 | 598.6422
-40.4504 | 603.8826
-40.3745 | 607.768
-40.2986 | 613.6246
-40.2227 | 618.4826
-40.1469 | 622.2878
-40.071 | 624.913
-39.9951 | 628.2687
-39.9192 | 636.7488
-39.8433 | 643.9981
-39.7674 | 648.0551
-39.6915 | 653.5767
-39.6156 | 659.7356
-39.5397 | 665.2654
-39.4638 | 671.699
-39.3879 | 674.5857
-39.312 | 680.8641
-39.2362 | 687.1652
-39.1603 | 694.8624
-39.0844 | 702.473
-39.0085 | 711.0364
-38.9326 | 718.8611
-38.8567 | 724.8124
-38.7808 | 729.3697
-38.7049 | 735.6513
-38.629 | 740.8753
-38.5531 | 745.0533
-38.4772 | 751.7959
-38.4013 | 758.0039
-38.3254 | 764.8315
-38.2495 | 770.8793
-38.1737 | 776.2833
-38.0978 | 782.2575
-38.0219 | 787.6647
-37.946 | 792.2218
-37.8701 | 796.1056
-37.7942 | 803.0606
-37.7183 | 811.0177
-37.6424 | 818.012
-37.5665 | 824.6582
-37.4906 | 833.5142
-37.4147 | 841.0413
-37.3389 | 847.3312
-37.263 | 853.8105
-37.1871 | 859.337
-37.1112 | 865.6563
-37.0353 | 871.7304
-36.9594 | 877.314
-36.8835 | 883.6773
-36.8076 | 892.4206
-36.7317 | 899.9494
-36.6558 | 906.4566
-36.5799 | 911.9797
-36.504 | 915.8144
-36.4282 | 918.4754
-36.3523 | 920.2424
-36.2764 | 924.8372
-36.2005 | 927.5473
-36.1246 | 932.7518
-36.0487 | 940.6287
-35.9728 | 949.1545
-35.8969 | 957.8439
-35.821 | 967.04
-35.7451 | 975.0068
-35.6692 | 983.3415
-35.5933 | 992.1501
-35.5174 | 1000.0875
-35.4415 | 1008.1034
-35.3657 | 1014.5077
-35.2898 | 1020.6013
-35.2139 | 1024.1809
-35.138 | 1026.6393
-35.0621 | 1029.6404
-34.9862 | 1033.5961
-34.9103 | 1037.9146
-34.8344 | 1045.3143
-34.7585 | 1055.5646
-34.6826 | 1063.4383
-34.6067 | 1073.7148
-34.5309 | 1081.8566
-34.455 | 1088.7707
-34.3791 | 1097.7167
-34.3032 | 1101.6789
-34.2273 | 1106.612
-34.1514 | 1112.9198
-34.0755 | 1117.8054
-33.9996 | 1123.7531
-33.9237 | 1132.7288
-33.8478 | 1136.6139
-33.7719 | 1145.5126
-33.696 | 1150.4033
-33.6201 | 1158.0676
-33.5442 | 1165.6013
-33.4684 | 1172.4552
-33.3925 | 1178.029
-33.3166 | 1184.8093
-33.2407 | 1190.4155
-33.1648 | 1197.9548
-33.0889 | 1202.61
-33.013 | 1210.281
-32.9371 | 1216.2867
-32.8612 | 1221.942
-32.7853 | 1229.2748
-32.7094 | 1236.429
-32.6335 | 1239.9927
-32.5577 | 1245.2584
-32.4818 | 1248.1614
-32.4059 | 1255.089
-32.33 | 1261.3939
-32.2541 | 1269.7479
-32.1782 | 1277.9077
-32.1023 | 1285.5541
-32.0264 | 1292.9929
-31.9505 | 1303.6662
-31.8746 | 1314.2044
-31.7987 | 1322.1097
-31.7229 | 1324.6042
-31.647 | 1327.4224
-31.5711 | 1334.7987
-31.4952 | 1340.9997
-31.4193 | 1343.4574
-31.3434 | 1345.6516
-31.2675 | 1351.2913
-31.1916 | 1358.8785
-31.1157 | 1366.5953
-31.0398 | 1372.3186
-30.9639 | 1381.5276
-30.888 | 1389.847
-30.8121 | 1393.8225
-30.7362 | 1398.9979
-30.6604 | 1406.4356
-30.5845 | 1412.3944
-30.5086 | 1418.6513
-30.4327 | 1421.7775
-30.3568 | 1428.3692
-30.2809 | 1440.3829
-30.205 | 1449.5438
-30.1291 | 1457.7583
-30.0532 | 1465.3121
-29.9773 | 1471.5198
-29.9014 | 1477.9731
-29.8255 | 1484.2992
-29.7496 | 1486.855
-29.6738 | 1490.3473
-29.5979 | 1495.7704
-29.522 | 1500.9302
-29.4461 | 1506.2807
-29.3702 | 1512.4483
-29.2943 | 1518.2018
-29.2184 | 1526.9386
-29.1425 | 1535.2837
-29.0666 | 1542.8587
-28.9907 | 1552.879
-28.9148 | 1559.0098
-28.839 | 1565.2789
-28.7631 | 1573.1798
-28.6872 | 1580.6844
-28.6113 | 1588.1266
-28.5354 | 1594.1156
-28.4595 | 1598.5577
-28.3836 | 1606.4117
-28.3077 | 1612.4174
-28.2318 | 1616.5302
-28.1559 | 1621.1821
-28.08 | 1625.1554
-28.0041 | 1629.5998
-27.9282 | 1636.629
-27.8524 | 1645.5488
-27.7765 | 1653.7097
-27.7006 | 1658.5257
-27.6247 | 1662.845
-27.5488 | 1669.5517
-27.4729 | 1672.6678
-27.397 | 1676.1757
-27.3211 | 1681.1692
-27.2452 | 1689.3145
-27.1693 | 1700.3013
-27.0934 | 1709.9712
-27.0175 | 1718.1377
-26.9416 | 1728.5465
-26.8658 | 1734.935
-26.7899 | 1740.8236
-26.714 | 1745.8695
-26.6381 | 1751.104
-26.5622 | 1757.3106
-26.4863 | 1763.5686
-26.4104 | 1769.8143
-26.3345 | 1777.6359
-26.2586 | 1784.2097
-26.1827 | 1788.7802
-26.1068 | 1793.6888
-26.031 | 1797.882
-25.9551 | 1801.0383
-25.8792 | 1805.5596
-25.8033 | 1810.1624
-25.7274 | 1816.5856
-25.6515 | 1821.3937
-25.5756 | 1826.1941
-25.4997 | 1830.7399
-25.4238 | 1833.7065
-25.3479 | 1835.4142
-25.272 | 1840.1085
-25.1961 | 1841.0962
-25.1202 | 1844.4144
-25.0444 | 1847.0607
-24.9685 | 1851.3956
-24.8926 | 1859.7608
-24.8167 | 1867.771
-24.7408 | 1868.4574
-24.6649 | 1872.9051
-24.589 | 1879.6586
-24.5131 | 1884.8842
-24.4372 | 1886.7704
-24.3613 | 1888.3742
-24.2854 | 1890.9044
-24.2095 | 1899.8913
-24.1336 | 1907.3814
-24.0578 | 1913.126
-23.9819 | 1919.134
-23.906 | 1925.3551
-23.8301 | 1929.2402
-23.7542 | 1936.0384
-23.6783 | 1940.5966
-23.6024 | 1945.9259
-23.5265 | 1954.2029
-23.4506 | 1962.6685
-23.3747 | 1969.7759
-23.2988 | 1978.246
-23.2229 | 1983.8309
-23.1471 | 1990.2987
-23.0712 | 1996.0768
-22.9953 | 1998.2431
-22.9194 | 2000.9218
-22.8435 | 2006.7333
-22.7676 | 2011.8048
-22.6917 | 2017.1666
-22.6158 | 2021.2482
-22.5399 | 2023.2728
-22.464 | 2024.2293
-22.3881 | 2026.178
-22.3122 | 2028.7327
-22.2364 | 2031.3678
-22.1605 | 2032.4694
-22.0846 | 2037.6281
-22.0087 | 2044.5959
-21.9328 | 2052.932
-21.8569 | 2059.9925
-21.781 | 2066.5708
-21.7051 | 2074.5442
-21.6292 | 2084.5076
-21.5533 | 2088.9943
-21.4774 | 2090.5301
-21.4015 | 2094.3683
-21.3256 | 2102.0772
-21.2497 | 2105.8262
-21.1739 | 2106.1979
-21.098 | 2105.6387
-21.0221 | 2105.43
-20.9462 | 2111.2572
-20.8703 | 2114.9727
-20.7944 | 2114.5262
-20.7185 | 2116.2897
-20.6426 | 2119.1234
-20.5667 | 2123.8937
-20.4908 | 2136.1507
-20.4149 | 2145.4746
-20.3391 | 2151.7805
-20.2632 | 2155.044
-20.1873 | 2160.495
-20.1114 | 2165.9037
-20.0355 | 2169.3881
-19.9596 | 2167.1928
-19.8837 | 2165.0342
-19.8078 | 2164.8523
-19.7319 | 2169.2654
-19.656 | 2171.7732
-19.5801 | 2172.2554
-19.5042 | 2177.3392
-19.4283 | 2182.5748
-19.3525 | 2188.6107
-19.2766 | 2197.0306
-19.2007 | 2198.5507
-19.1248 | 2201.5977
-19.0489 | 2207.5018
-18.973 | 2210.9584
-18.8971 | 2216.9708
-18.8212 | 2221.8448
-18.7453 | 2226.0246
-18.6694 | 2236.641
-18.5935 | 2244.7561
-18.5176 | 2247.399
-18.4417 | 2251.8456
-18.3659 | 2254.3021
-18.29 | 2256.2575
-18.2141 | 2259.0478
-18.1382 | 2257.9116
-18.0623 | 2259.2107
-17.9864 | 2265.991
-17.9105 | 2268.9476
-17.8346 | 2272.4276
-17.7587 | 2273.6866
-17.6828 | 2272.5225
-17.6069 | 2274.4422
-17.5311 | 2274.9076
-17.4551 | 2279.074
-17.3793 | 2284.8699
-17.3034 | 2288.1947
-17.2275 | 2290.4504
-17.1516 | 2292.917
-17.0757 | 2297.1838
-16.9998 | 2301.3826
-16.9239 | 2298.7687
-16.848 | 2296.5387
-16.7721 | 2296.3646
-16.6962 | 2300.3881
-16.6203 | 2306.6372
-16.5445 | 2308.4553
-16.4686 | 2310.3806
-16.3927 | 2316.1184
-16.3168 | 2321.7068
-16.2409 | 2324.6042
-16.165 | 2327.0417
-16.0891 | 2329.3956
-16.0132 | 2335.8779
-15.9373 | 2343.2776
-15.8614 | 2348.4809
-15.7855 | 2352.356
-15.7096 | 2357.8126
-15.6337 | 2358.2378
-15.5579 | 2359.6184
-15.482 | 2362.1196
-15.4061 | 2364.7268
-15.3302 | 2366.747
-15.2543 | 2363.681
-15.1784 | 2360.1207
-15.1025 | 2362.6319
-15.0266 | 2362.9009
-14.9507 | 2360.0057
-14.8748 | 2356.3126
-14.7989 | 2354.529
-14.723 | 2355.6831
-14.6471 | 2357.6541
-14.5713 | 2358.9845
-14.4954 | 2362.4254
-14.4195 | 2367.6588
-14.3436 | 2370.8431
-14.2677 | 2373.5373
-14.1918 | 2381.0755
-14.1159 | 2390.7375
-14.04 | 2396.2589
-13.9641 | 2398.2813
-13.8882 | 2401.4633
-13.8123 | 2404.1341
-13.7364 | 2404.5593
-13.6606 | 2401.6463
-13.5847 | 2398.8036
-13.5088 | 2396.0401
-13.4329 | 2395.0836
-13.357 | 2393.7923
-13.2811 | 2395.5223
-13.2052 | 2398.6328
-13.1293 | 2402.1385
-13.0534 | 2403.7892
-12.9775 | 2407.9578
-12.9016 | 2409.0773
-12.8257 | 2407.0884
-12.7499 | 2405.1352
-12.674 | 2406.4422
-12.5981 | 2408.8708
-12.5222 | 2411.8073
-12.4463 | 2416.4034
-12.3704 | 2420.6579
-12.2945 | 2425.7418
-12.2186 | 2430.8803
-12.1427 | 2434.2532
-12.0668 | 2437.8068
-11.9909 | 2439.7265
-11.915 | 2437.645
-11.8392 | 2437.3035
-11.7633 | 2438.7042
-11.6874 | 2439.4799
-11.6115 | 2436.9218
-11.5356 | 2430.5243
-11.4597 | 2424.7685
-11.3838 | 2424.3444
-11.3079 | 2432.377
-11.232 | 2436.2912
-11.1561 | 2437.9966
-11.0802 | 2442.5447
-11.0043 | 2447.2847
-10.9284 | 2450.6375
-10.8526 | 2450.9991
-10.7767 | 2445.9119
-10.7008 | 2446.8573
-10.6249 | 2449.6486
-10.549 | 2450.0103
-10.4731 | 2453.4903
-10.3972 | 2457.083
-10.3213 | 2459.2728
-10.2454 | 2458.7337
-10.1695 | 2459.5607
-10.0936 | 2462.5932
-10.0177 | 2466.6781
-9.9418 | 2463.4135
-9.866 | 2462.7651
-9.7901 | 2466.9549
-9.7142 | 2475.4696
-9.6383 | 2472.1994
-9.5624 | 2466.8444
-9.4865 | 2464.9548
-9.4106 | 2467.5598
-9.3347 | 2469.5018
-9.2588 | 2469.4873
-9.1829 | 2467.8321
-9.107 | 2476.3592
-9.0311 | 2482.7834
-8.9553 | 2482.8593
-8.8794 | 2483.4598
-8.8035 | 2483.2064
-8.7276 | 2481.77
-8.6517 | 2478.9373
-8.5758 | 2472.8658
-8.4999 | 2469.2407
-8.424 | 2470.3378
-8.3481 | 2474.1694
-8.2722 | 2476.9083
-8.1963 | 2478.8369
-8.1204 | 2481.2187
-8.0445 | 2481.3124
-7.9687 | 2480.2086
-7.8928 | 2478.6963
-7.8169 | 2477.0634
-7.741 | 2479.5992
-7.6651 | 2483.9989
-7.5892 | 2485.6027
-7.5133 | 2485.4197
-7.4374 | 2484.9766
-7.3615 | 2485.3627
-7.2856 | 2485.0145
-7.2097 | 2480.5367
-7.1338 | 2473.435
-7.058 | 2467.8042
-6.9821 | 2468.8221
-6.9062 | 2473.8334
-6.8303 | 2480.2555
-6.7544 | 2482.4999
-6.6785 | 2486.6362
-6.6026 | 2493.6007
-6.5267 | 2498.7671
-6.4508 | 2503.1623
-6.3749 | 2505.1199
-6.299 | 2502.5574
-6.2231 | 2499.285
-6.1472 | 2497.6901
-6.0714 | 2500.247
-5.9955 | 2503.5407
-5.9196 | 2507.2048
-5.8437 | 2509.3544
-5.7678 | 2504.2103
-5.6919 | 2505.4559
-5.616 | 2504.0686
-5.5401 | 2494.0159
-5.4642 | 2491.2301
-5.3883 | 2486.2511
-5.3124 | 2478.8503
-5.2365 | 2477.7878
-5.1607 | 2476.8871
-5.0848 | 2477.6058
-5.0089 | 2479.5266
-4.933 | 2473.9093
-4.8571 | 2467.0486
-4.7812 | 2462.6423
-4.7053 | 2463.1635
-4.6294 | 2466.552
-4.5535 | 2472.2374
-4.4776 | 2475.8413
-4.4017 | 2480.7856
-4.3258 | 2488.9744
-4.25 | 2501.987
-4.1741 | 2511.9761
-4.0982 | 2516.6414
-4.0223 | 2517.7174
-3.9464 | 2522.799
-3.8705 | 2526.1908
-3.7946 | 2525.9653
-3.7187 | 2523.4418
-3.6428 | 2520.7007
-3.5669 | 2518.1482
-3.491 | 2517.2653
-3.4151 | 2515.4305
-3.3392 | 2516.0722
-3.2634 | 2519.6248
-3.1875 | 2519.8368
-3.1116 | 2520.6114
-3.0357 | 2521.2543
-2.9598 | 2518.4651
-2.8839 | 2517.1738
-2.808 | 2516.5254
-2.7321 | 2515.5856
-2.6562 | 2515.0722
-2.5803 | 2514.897
-2.5044 | 2515.9026
-2.4285 | 2517.8558
-2.3527 | 2514.9517
-2.2768 | 2506.8343
-2.2009 | 2499.2001
-2.125 | 2493.4835
-2.0491 | 2487.8159
-1.9732 | 2480.366
-1.8973 | 2470.7195
-1.8214 | 2464.6379
-1.7455 | 2464.697
-1.6696 | 2467.4571
-1.5937 | 2471.2284
-1.5178 | 2474.8256
-1.4419 | 2477.0489
-1.3661 | 2480.2097
-1.2902 | 2482.9352
-1.2143 | 2484.3471
-1.1384 | 2485.452
-1.0625 | 2486.7824
-0.9866 | 2487.9711
-0.9107 | 2494.056
-0.83481 | 2504.428
-0.75892 | 2517.9026
-0.68303 | 2532.6664
-0.60714 | 2540.9601
-0.53124 | 2544.5339
-0.45535 | 2549.476
-0.37946 | 2554.0989
-0.30357 | 2556.2128
-0.22768 | 2552.5497
-0.15178 | 2541.5818
-0.075892 | 2532.307
7.5318e-13 | 2527.8158
0.075892 | 2523.0981
0.15178 | 2515.551
0.22768 | 2506.0954
0.30357 | 2495.4132
0.37946 | 2486.0145
0.45535 | 2475.4294
0.53124 | 2463.0095
0.60714 | 2451.1554
0.68303 | 2440.76
0.75892 | 2433.1728
0.83481 | 2433.2063
0.9107 | 2436.213
0.9866 | 2439.4821
1.0625 | 2444.0458
1.1384 | 2450.7737
1.2143 | 2457.9134
1.2902 | 2460.8163
1.3661 | 2462.8052
1.4419 | 2466.2774
1.5178 | 2470.2887
1.5937 | 2471.1592
1.6696 | 2467.3734
1.7455 | 2462.6401
1.8214 | 2466.5274
1.8973 | 2464.0608
1.9732 | 2456.7593
2.0491 | 2452.6989
2.125 | 2448.6129
2.2009 | 2445.8416
2.2768 | 2445.4722
2.3527 | 2440.6763
2.4285 | 2440.01
2.5044 | 2443.2824
2.5803 | 2447.258
2.6562 | 2453.8999
2.7321 | 2459.8565
2.808 | 2460.6512
2.8839 | 2460.7661
2.9598 | 2461.967
3.0357 | 2464.6747
3.1116 | 2462.2327
3.1875 | 2459.2226
3.2634 | 2457.7069
3.3392 | 2452.459
3.4151 | 2448.5917
3.491 | 2447.3115
3.5669 | 2446.5158
3.6428 | 2444.9822
3.7187 | 2441.7913
3.7946 | 2439.5323
3.8705 | 2440.7812
3.9464 | 2438.8459
4.0223 | 2432.2978
4.0982 | 2422.5765
4.1741 | 2417.6813
4.25 | 2415.1042
4.3258 | 2408.5851
4.4017 | 2403.7524
4.4776 | 2400.5414
4.5535 | 2399.0938
4.6294 | 2398.8973
4.7053 | 2398.5692
4.7812 | 2399.1429
4.8571 | 2402.1552
4.933 | 2404.2636
5.0089 | 2404.9946
5.0848 | 2405.3573
5.1607 | 2406.5973
5.2365 | 2406.3083
5.3124 | 2402.9789
5.3883 | 2396.7187
5.4642 | 2392.5322
5.5401 | 2390.9451
5.616 | 2388.5109
5.6919 | 2385.3367
5.7678 | 2382.7139
5.8437 | 2382.167
5.9196 | 2381.7563
5.9955 | 2379.8578
6.0714 | 2377.36
6.1472 | 2380.2864
6.2231 | 2382.2217
6.299 | 2381.792
6.3749 | 2380.9694
6.4508 | 2382.7887
6.5267 | 2385.4495
6.6026 | 2386.6861
6.6785 | 2382.638
6.7544 | 2379.7585
6.8303 | 2378.0799
6.9062 | 2371.8877
6.9821 | 2364.9054
7.058 | 2359.1932
7.1338 | 2356.355
7.2097 | 2355.2232
7.2856 | 2353.8828
7.3615 | 2351.5781
7.4374 | 2348.8302
7.5133 | 2348.5914
7.5892 | 2349.1595
7.6651 | 2346.3212
7.741 | 2344.8
7.8169 | 2343.089
7.8928 | 2339.6949
7.9687 | 2333.235
8.0445 | 2325.3531
8.1204 | 2318.0549
8.1963 | 2312.9565
8.2722 | 2304.3871
8.3481 | 2296.0945
8.424 | 2291.562
8.4999 | 2292.7395
8.5758 | 2293.5676
8.6517 | 2292.4594
8.7276 | 2289.9225
8.8035 | 2288.4023
8.8794 | 2286.8844
8.9553 | 2285.0451
9.0311 | 2286.6277
9.107 | 2285.8677
9.1829 | 2283.7928
9.2588 | 2285.9469
9.3347 | 2287.6702
9.4106 | 2289.8131
9.4865 | 2292.6949
9.5624 | 2293.4292
9.6383 | 2297.7653
9.7142 | 2303.6103
9.7901 | 2304.0768
9.866 | 2307.0524
9.9418 | 2309.3381
10.0177 | 2309.4576
10.0936 | 2310.9665
10.1695 | 2309.75
10.2454 | 2306.6282
10.3213 | 2304.5556
10.3972 | 2301.1571
10.4731 | 2298.676
10.549 | 2298.0901
10.6249 | 2297.2296
10.7008 | 2299.2039
10.7767 | 2301.7007
10.8526 | 2301.8692
10.9284 | 2298.7229
11.0043 | 2295.7106
11.0802 | 2294.1067
11.1561 | 2293.9728
11.232 | 2286.7594
11.3079 | 2279.228
11.3838 | 2276.2793
11.4597 | 2276.7715
11.5356 | 2275.7145
11.6115 | 2272.8026
11.6874 | 2268.6998
11.7633 | 2268.7188
11.8392 | 2269.4387
11.915 | 2269.4331
11.9909 | 2270.7032
12.0668 | 2269.826
12.1427 | 2269.8226
12.2186 | 2270.5938
12.2945 | 2270.413
12.3704 | 2269.7144
12.4463 | 2266.5993
12.5222 | 2259.2732
12.5981 | 2255.0834
12.674 | 2249.3042
12.7499 | 2240.8241
12.8257 | 2233.834
12.9016 | 2230.0571
12.9775 | 2226.7467
13.0534 | 2223.7489
13.1293 | 2220.4196
13.2052 | 2220.8705
13.2811 | 2224.096
13.357 | 2228.6251
13.4329 | 2229.9946
13.5088 | 2229.0124
13.5847 | 2228.1954
13.6606 | 2227.5726
13.7364 | 2223.6295
13.8123 | 2214.6214
13.8882 | 2205.4538
13.9641 | 2200.3978
14.04 | 2198.1846
14.1159 | 2197.0495
14.1918 | 2196.3386
14.2677 | 2196.631
14.3436 | 2197.871
14.4195 | 2195.4758
14.4954 | 2188.7234
14.5713 | 2184.7111
14.6471 | 2185.0079
14.723 | 2183.0157
14.7989 | 2178.4051
14.8748 | 2176.6584
14.9507 | 2179.4766
15.0266 | 2183.307
15.1025 | 2183.9811
15.1784 | 2179.3024
15.2543 | 2178.664
15.3302 | 2179
15.4061 | 2177.1394
15.482 | 2172.9027
15.5579 | 2170.1125
15.6337 | 2170.5835
15.7096 | 2172.8034
15.7855 | 2170.271
15.8614 | 2165.6682
15.9373 | 2163.5174
16.0132 | 2163.2663
16.0891 | 2161.0308
16.165 | 2153.9569
16.2409 | 2145.8183
16.3168 | 2139.9744
16.3927 | 2137.1987
16.4686 | 2135.1361
16.5445 | 2131.511
16.6203 | 2128.0467
16.6962 | 2126.6984
16.7721 | 2123.7709
16.848 | 2123.9428
16.9239 | 2122.4572
16.9998 | 2115.9481
17.0757 | 2108.7393
17.1516 | 2102.5025
17.2275 | 2096.8517
17.3034 | 2090.9788
17.3793 | 2076.7686
17.4551 | 2067.8041
17.5311 | 2063.5115
17.6069 | 2061.9635
17.6828 | 2061.6767
17.7587 | 2061.2258
17.8346 | 2064.0115
17.9105 | 2072.3577
17.9864 | 2076.4058
18.0623 | 2078.4048
18.1382 | 2077.9996
18.2141 | 2074.6949
18.29 | 2072.6658
18.3659 | 2073.2874
18.4417 | 2070.3945
18.5176 | 2067.8777
18.5935 | 2066.6377
18.6694 | 2065.6667
18.7453 | 2061.6834
18.8212 | 2055.1631
18.8971 | 2042.348
18.973 | 2032.4706
19.0489 | 2025.6925
19.1248 | 2016.8106
19.2007 | 2008.5615
19.2766 | 2005.308
19.3525 | 2004.6618
19.4283 | 2007.6496
19.5042 | 2008.8918
19.5801 | 2005.9766
19.656 | 2004.3058
19.7319 | 2002.7868
19.8078 | 2000.0691
19.8837 | 1998.0824
19.9596 | 1994.0466
20.0355 | 1990.7686
20.1114 | 1988.7049
20.1873 | 1986.379
20.2632 | 1984.6178
20.3391 | 1984.8577
20.4149 | 1983.5396
20.4908 | 1981.5574
20.5667 | 1979.7025
20.6426 | 1973.1978
20.7185 | 1966.1977
20.7944 | 1958.664
20.8703 | 1948.6258
20.9462 | 1940.5084
21.0221 | 1935.5808
21.098 | 1931.564
21.1739 | 1931.0271
21.2497 | 1931.2157
21.3256 | 1934.3363
21.4015 | 1938.4146
21.4774 | 1936.6578
21.5533 | 1931.5115
21.6292 | 1927.9456
21.7051 | 1926.373
21.781 | 1922.5135
21.8569 | 1915.2075
21.9328 | 1907.9953
22.0087 | 1903.7307
22.0846 | 1899.6156
22.1605 | 1895.6959
22.2364 | 1891.7203
22.3122 | 1889.7136
22.3881 | 1886.6644
22.464 | 1882.1185
22.5399 | 1876.682
22.6158 | 1873.145
22.6917 | 1867.7465
22.7676 | 1859.3478
22.8435 | 1849.0194
22.9194 | 1840.5482
22.9953 | 1837.1977
23.0712 | 1830.4486
23.1471 | 1824.9485
23.2229 | 1821.6259
23.2988 | 1818.4472
23.3747 | 1817.5867
23.4506 | 1814.6715
23.5265 | 1806.332
23.6024 | 1803.7102
23.6783 | 1800.9535
23.7542 | 1794.5002
23.8301 | 1785.0636
23.906 | 1780.4552
23.9819 | 1776.7386
24.0578 | 1775.1615
24.1336 | 1772.1949
24.2095 | 1765.9001
24.2854 | 1762.3398
24.3613 | 1764.2405
24.4372 | 1758.4089
24.5131 | 1751.0136
24.589 | 1743.5491
24.6649 | 1739.5635
24.7408 | 1740.6584
24.8167 | 1738.5523
24.8926 | 1736.252
24.9685 | 1735.742
25.0444 | 1737.1884
25.1202 | 1737.2487
25.1961 | 1731.8825
25.272 | 1722.0843
25.3479 | 1717.5964
25.4238 | 1711.4523
25.4997 | 1705.7479
25.5756 | 1699.7545
25.6515 | 1694.9496
25.7274 | 1692.223
25.8033 | 1687.4249
25.8792 | 1681.6803
25.9551 | 1676.4927
26.031 | 1671.3318
26.1068 | 1665.123
26.1827 | 1657.4398
26.2586 | 1650.2777
26.3345 | 1647.1214
26.4104 | 1639.8846
26.4863 | 1631.871
26.5622 | 1624.4043
26.6381 | 1621.1007
26.714 | 1616.3293
26.7899 | 1611.0234
26.8658 | 1607.8325
26.9416 | 1605.1293
27.0175 | 1605.5087
27.0934 | 1604.2252
27.1693 | 1598.6101
27.2452 | 1596.6179
27.3211 | 1596.427
27.397 | 1592.9013
27.4729 | 1587.4647
27.5488 | 1577.3339
27.6247 | 1568.8515
27.7006 | 1561.6918
27.7765 | 1553.3433
27.8524 | 1541.3062
27.9282 | 1531.8104
28.0041 | 1528.5101
28.08 | 1526.9721
28.1559 | 1523.4743
28.2318 | 1520.7432
28.3077 | 1518.8771
28.3836 | 1517.9764
28.4595 | 1514.9874
28.5354 | 1509.7652
28.6113 | 1501.7003
28.6872 | 1496.7426
28.7631 | 1490.0727
28.839 | 1482.981
28.9148 | 1476.7264
28.9907 | 1471.2598
29.0666 | 1465.8255
29.1425 | 1462.283
29.2184 | 1456.7538
29.2943 | 1451.3887
29.3702 | 1446.5649
29.4461 | 1441.7043
29.522 | 1433.636
29.5979 | 1425.5131
29.6738 | 1421.2429
29.7496 | 1417.5307
29.8255 | 1413.2348
29.9014 | 1407.9066
29.9773 | 1403.2748
30.0532 | 1401.3249
30.1291 | 1398.8517
30.205 | 1393.4642
30.2809 | 1387.1371
30.3568 | 1381.2351
30.4327 | 1372.6579
30.5086 | 1361.9523
30.5845 | 1356.855
30.6604 | 1354.1373
30.7362 | 1350.4497
30.8121 | 1346.1282
30.888 | 1342.4283
30.9639 | 1341.4562
31.0398 | 1342.1627
31.1157 | 1337.1838
31.1916 | 1329.0061
31.2675 | 1323.5573
31.3434 | 1319.7269
31.4193 | 1313.9957
31.4952 | 1306.3113
31.5711 | 1297.9183
31.647 | 1288.6178
31.7229 | 1277.8999
31.7987 | 1265.807
31.8746 | 1255.5812
31.9505 | 1246.8612
32.0264 | 1240.9057
32.1023 | 1236.1499
32.1782 | 1233.1923
32.2541 | 1229.7089
32.33 | 1228.5995
32.4059 | 1225.912
32.4818 | 1224.1418
32.5577 | 1218.9341
32.6335 | 1212.8045
32.7094 | 1207.5398
32.7853 | 1206.1581
32.8612 | 1200.9002
32.9371 | 1193.1868
33.013 | 1183.9511
33.0889 | 1179.6262
33.1648 | 1176.952
33.2407 | 1171.2833
33.3166 | 1163.5633
33.3925 | 1158.446
33.4684 | 1154.822
33.5442 | 1152.236
33.6201 | 1148.4569
33.696 | 1140.7234
33.7719 | 1131.943
33.8478 | 1126.3447
33.9237 | 1121.6693
33.9996 | 1116.3935
34.0755 | 1112.3002
34.1514 | 1106.4944
34.2273 | 1099.7615
34.3032 | 1096.3305
34.3791 | 1091.3076
34.455 | 1084.7006
34.5309 | 1080.4279
34.6067 | 1072.9972
34.6826 | 1064.9028
34.7585 | 1062.3121
34.8344 | 1058.0197
34.9103 | 1050.6348
34.9862 | 1043.6748
35.0621 | 1036.9437
35.138 | 1032.926
35.2139 | 1027.8
35.2898 | 1020.2989
35.3657 | 1014.8149
35.4415 | 1011.2288
35.5174 | 1006.4461
35.5933 | 1000.4782
35.6692 | 991.7774
35.7451 | 985.5334
35.821 | 979.9008
35.8969 | 972.8394
35.9728 | 967.429
36.0487 | 961.9532
36.1246 | 956.8975
36.2005 | 955.4363
36.2764 | 952.3452
36.3523 | 948.0742
36.4282 | 942.2094
36.504 | 935.0711
36.5799 | 928.4561
36.6558 | 920.5971
36.7317 | 911.4813
36.8076 | 903.4899
36.8835 | 897.2032
36.9594 | 893.1495
37.0353 | 889.2952
37.1112 | 885.8725
37.1871 | 883.8816
37.263 | 882.9254
37.3389 | 879.9815
37.4147 | 875.5763
37.4906 | 870.0434
37.5665 | 865.282
37.6424 | 860.272
37.7183 | 853.8809
37.7942 | 845.9744
37.8701 | 841.9371
37.946 | 839.6569
38.0219 | 833.6482
38.0978 | 824.9261
38.1737 | 819.1219
38.2495 | 814.7479
38.3254 | 810.1889
38.4013 | 803.739
38.4772 | 794.7619
38.5531 | 791.2313
38.629 | 790.9208
38.7049 | 786.2132
38.7808 | 781.0382
38.8567 | 775.7503
38.9326 | 767.9338
39.0085 | 761.9106
39.0844 | 755.8675
39.1603 | 748.8373
39.2362 | 742.8418
39.312 | 736.7808
39.3879 | 730.8031
39.4638 | 726.3784
39.5397 | 722.5355
39.6156 | 717.4031
39.6915 | 712.9603
39.7674 | 708.6647
39.8433 | 701.6835
39.9192 | 699.3247
39.9951 | 696.0164
40.071 | 690.2186
40.1469 | 684.3358
40.2227 | 679.8359
40.2986 | 673.5166
40.3745 | 670.5303
40.4504 | 664.7537
40.5263 | 661.1627
40.6022 | 659.2174
40.6781 | 657.2855
40.754 | 653.1091
40.8299 | 649.9626
40.9058 | 645.7536
40.9817 | 638.6612
41.0576 | 633.5875
41.1335 | 628.5645
41.2093 | 622.7161
41.2852 | 614.929
41.3611 | 610.7822
41.437 | 607.5604
41.5129 | 606.2887
41.5888 | 600.8995
41.6647 | 595.736
41.7406 | 591.5695
41.8165 | 588.2513
41.8924 | 582.3228
41.9683 | 574.776
42.0442 | 569.1988
42.12 | 566.0883
42.1959 | 561.7616
42.2718 | 556.5882
42.3477 | 551.9248
42.4236 | 548.7587
42.4995 | 546.2692
42.5754 | 541.3901
42.6513 | 536.8394
42.7272 | 532.4849
42.8031 | 528.6257
42.879 | 524.3808
42.9549 | 520.0705
43.0307 | 516.8177
43.1066 | 512.6054
43.1825 | 507.4875
43.2584 | 502.8733
43.3343 | 500.016
43.4102 | 497.3304
43.4861 | 493.8259
43.562 | 491.0684
43.6379 | 486.4148
43.7138 | 483.3925
43.7897 | 480.5353
43.8656 | 474.6558
43.9415 | 470.9453
44.0174 | 468.2205
44.0932 | 463.2645
44.1691 | 461.3586
44.245 | 458.5619
44.3209 | 454.3414
44.3968 | 389.5964
44.4727 | 323.6892
44.5486 | 257.1756
44.6245 | 192.0366
44.7004 | 127.4664
44.7763 | 62.7688
44.8522 | 0
44.928 | 0
45.0039 | 0
45.0798 | 0
45.1557 | 0
45.2316 | 0
45.3075 | 0
45.3834 | 0
45.4593 | 0
45.5352 | 0
45.6111 | 0
45.687 | 0
45.7629 | 0
45.8387 | 0
45.9146 | 0
45.9905 | 0
46.0664 | 0
46.1423 | 0
46.2182 | 0
46.2941 | 0
46.37 | 0
46.4459 | 0
46.5218 | 0
46.5977 | 0
46.6736 | 0
46.7495 | 0
46.8254 | 0
46.9012 | 0
46.9771 | 0
47.053 | 0
47.1289 | 0
47.2048 | 0
47.2807 | 0
47.3566 | 0
47.4325 | 0
47.5084 | 0
47.5843 | 0
47.6602 | 0
47.736 | 0
47.8119 | 0
47.8878 | 0
47.9637 | 0
48.0396 | 0
48.1155 | 0
48.1914 | 0
48.2673 | 0
48.3432 | 0
48.4191 | 0
48.495 | 0
48.5709 | 0
48.6468 | 0
48.7227 | 0
48.7985 | 0
48.8744 | 0
48.9503 | 0
49.0262 | 0
49.1021 | 0
49.178 | 0
49.2539 | 0
49.3298 | 0
49.4057 | 0
49.4816 | 0
49.5575 | 0
49.6334 | 0
49.7092 | 0
49.7851 | 0
49.861 | 0
49.9369 | 0
50.0128 | 0
50.0887 | 0
50.1646 | 0
50.2405 | 0
50.3164 | 0
50.3923 | 0
50.4682 | 0
50.5441 | 0
50.62 | 0
50.6958 | 0
50.7717 | 0
50.8476 | 0
50.9235 | 0
50.9994 | 0
51.0753 | 0
51.1512 | 0
51.2271 | 0
51.303 | 0
51.3789 | 0
51.4548 | 0
51.5307 | 0
51.6065 | 0
51.6824 | 0
51.7583 | 0
51.8342 | 0
51.9101 | 0
51.986 | 0
52.0619 | 0
52.1378 | 0
52.2137 | 0
52.2896 | 0
52.3655 | 0
52.4413 | 0
52.5172 | 0
52.5931 | 0
52.669 | 0
52.7449 | 0
52.8208 | 0
53.5066 | 0
53.5836 | 0

## XWL
Color Source Strip Standard | 2016-06-20
| Beam Angle | Field Angle
Horizontal | 65.4 | 87.6
[5 empty] | Lens Efficiency | Power Consump (Watts) | Efficacy (lm/W)
Mode | Accessory Lens | Candela | Field Lumens | Beam Lumens
RGB - full | XWL | 9071.6608 | 2476.783 | 1254.57 | 99.83% | 93.2 | 26.5749
Max output | XWL | 9563.3448 | 2611.0246 | 1322.5677 | 99.83% | 104 | 25.106
3200K | XWL | 8598.7551 | 2347.6683 | 1189.1693 | 99.83% | 78.9 | 29.755
5600K | XWL | 8990.288 | 2454.5663 | 1243.3165 | 99.83% | 93.9 | 26.1402
Red | XWL | 2081.3111 | 568.2483 | 287.836 | 99.83% | 27.8 | 20.4406
Green | XWL | 2687.9331 | 733.8708 | 371.7291 | 99.83% | 30.4 | 24.1405
Blue | XWL | 840.3079 | 229.4244 | 116.2108 | 99.83% | 32.9 | 6.9734
| For Field diameter at any distance, multiply distance by |  |  |  | 1.9179
| For Beam diameter at any distance, multiply distance by |  |  |  | 1.284
Dist for 1.0 fc
| Throw Distance (ft) | 10 | 15 | 20 | 25 | 95.2453
| Throw Distance (m) | 3.048 | 4.572 | 6.096 | 7.62 | 29.0308
| Field Diameter (ft) | 19.1793 | 28.769 | 38.3586 | 47.9483
| Field Diameter (m) | 5.8459 | 8.7688 | 11.6917 | 14.6146
| Illuminance (fc) | 90.7166 | 40.3185 | 22.6792 | 14.5147
| Illuminance (lux) | 976.4645 | 433.9842 | 244.1161 | 156.2343
| Beam Angle | Field Angle
Vertical | 15 | 31.3
| For Field height at any distance, multiply distance by |  |  |  | 0.56029
| For Beam height at any distance, multiply distance by |  |  |  | 0.2633
Test Distance | Iso-Illuminance Diagram grid lines
44.5 | 12.5 | 25 | 37.5 | 50
| 0.2809 | 0.5618 | 0.8427 | 1.1236
Measurement: 80H Full ON RGB - Intensity
Degrees | (Cd)
-52.8967 | 0
-52.8208 | 0
-52.7449 | 0
-52.669 | 0
-52.5931 | 0
-52.5172 | 0
-52.4413 | 0
-52.3655 | 0
-52.2896 | 0
-52.2137 | 0
-52.1378 | 0
-52.0619 | 0
-51.986 | 0
-51.9101 | 0
-51.8342 | 0
-51.7583 | 0
-51.6824 | 0
-51.6065 | 0
-51.5307 | 0
-51.4548 | 0
-51.3789 | 0
-51.303 | 0
-51.2271 | 0
-51.1512 | 0
-51.0753 | 0
-50.9994 | 0
-50.9235 | 0
-50.8476 | 0
-50.7717 | 0
-50.6958 | 0
-50.62 | 0
-50.5441 | 0
-50.4682 | 0
-50.3923 | 0
-50.3164 | 0
-50.2405 | 0
-50.1646 | 0
-50.0887 | 0
-50.0128 | 0
-49.9369 | 0
-49.861 | 0
-49.7851 | 0
-49.7092 | 0.44628
-49.6334 | 35.6527
-49.5575 | 72.5671
-49.4816 | 107.8451
-49.4057 | 144.0268
-49.3298 | 178.5224
-49.2539 | 213.7729
-49.178 | 253.8995
-49.1021 | 259.4752
-49.0262 | 263.5799
-48.9503 | 270.3456
-48.8744 | 276.1197
-48.7985 | 282.307
-48.7227 | 288.2849
-48.6468 | 290.037
-48.5709 | 292.9075
-48.495 | 295.238
-48.4191 | 298.6595
-48.3432 | 302.1911
-48.2673 | 305.6897
-48.1914 | 307.0231
-48.1155 | 310.1526
-48.0396 | 312.7696
-47.9637 | 320.1029
-47.8878 | 323.6896
-47.8119 | 328.8026
-47.736 | 335.023
-47.6602 | 345.2488
-47.5843 | 347.9375
-47.5084 | 354.9567
-47.4325 | 357.2377
-47.3566 | 361.6344
-47.2807 | 365.0614
-47.2048 | 370.7914
-47.1289 | 375.2596
-47.053 | 387.524
-46.9771 | 396.5983
-46.9012 | 404.0198
-46.8254 | 412.5377
-46.7495 | 423.4247
-46.6736 | 431.3639
-46.5977 | 436.554
-46.5218 | 444.3061
-46.4459 | 449.0775
-46.37 | 459.3033
-46.2941 | 466.9121
-46.2182 | 476.0414
-46.1423 | 482.7907
-46.0664 | 496.1294
-45.9905 | 504.6694
-45.9146 | 514.6198
-45.8387 | 523.3249
-45.7629 | 530.3663
-45.687 | 539.1926
-45.6111 | 550.8014
-45.5352 | 560.1016
-45.4593 | 569.3578
-45.3834 | 578.5753
-45.3075 | 588.746
-45.2316 | 604.0572
-45.1557 | 615.5007
-45.0798 | 626.8781
-45.0039 | 638.2665
-44.928 | 654.9496
-44.8522 | 670.6355
-44.7763 | 686.2552
-44.7004 | 698.8501
-44.6245 | 712.3873
-44.5486 | 726.6076
-44.4727 | 740.6241
-44.3968 | 749.4394
-44.3209 | 764.4697
-44.245 | 780.4254
-44.1691 | 796.1388
-44.0932 | 812.1939
-44.0174 | 833.9513
-43.9415 | 852.2818
-43.8656 | 870.1936
-43.7897 | 882.761
-43.7138 | 894.5405
-43.6379 | 912.6065
-43.562 | 925.5707
-43.4861 | 935.3226
-43.4102 | 950.0444
-43.3343 | 967.2123
-43.2584 | 986.1709
-43.1825 | 1004.0164
-43.1066 | 1020.9035
-43.0307 | 1039.6857
-42.9549 | 1058.8702
-42.879 | 1078.253
-42.8031 | 1097.7736
-42.7272 | 1116.9583
-42.6513 | 1140.6609
-42.5754 | 1160.0107
-42.4995 | 1182.566
-42.4236 | 1201.9549
-42.3477 | 1221.6072
-42.2718 | 1238.9793
-42.1959 | 1254.1415
-42.12 | 1267.8003
-42.0442 | 1288.1144
-41.9683 | 1308.9465
-41.8924 | 1327.3811
-41.8165 | 1349.5736
-41.7406 | 1374.5318
-41.6647 | 1408.0974
-41.5888 | 1442.1798
-41.5129 | 1470.6972
-41.437 | 1492.267
-41.3611 | 1526.3002
-41.2852 | 1550.4046
-41.2093 | 1574.3327
-41.1335 | 1592.6803
-41.0576 | 1608.8124
-40.9817 | 1632.6355
-40.9058 | 1661.451
-40.8299 | 1680.437
-40.754 | 1708.1888
-40.6781 | 1735.1203
-40.6022 | 1762.0183
-40.5263 | 1789.5715
-40.4504 | 1810.1501
-40.3745 | 1833.2021
-40.2986 | 1858.5074
-40.2227 | 1880.7111
-40.1469 | 1906.3088
-40.071 | 1932.5841
-39.9951 | 1956.4909
-39.9192 | 1982.8867
-39.8433 | 2012.1709
-39.7674 | 2041.8625
-39.6915 | 2065.7024
-39.6156 | 2088.6327
-39.5397 | 2116.8098
-39.4638 | 2144.489
-39.3879 | 2172.2632
-39.312 | 2196.7973
-39.2362 | 2224.5826
-39.1603 | 2251.6849
-39.0844 | 2277.7893
-39.0085 | 2302.1527
-38.9326 | 2333.4035
-38.8567 | 2363.998
-38.7808 | 2391.2543
-38.7049 | 2416.7304
-38.629 | 2451.2045
-38.5531 | 2484.9665
-38.4772 | 2519.4462
-38.4013 | 2544.3888
-38.3254 | 2569.0211
-38.2495 | 2598.6859
-38.1737 | 2630.3765
-38.0978 | 2664.4365
-38.0219 | 2693.5991
-37.946 | 2717.3787
-37.8701 | 2751.643
-37.7942 | 2786.5077
-37.7183 | 2813.2952
-37.6424 | 2844.1498
-37.5665 | 2867.4997
-37.4906 | 2895.9011
-37.4147 | 2927.2234
-37.3389 | 2958.7387
-37.263 | 2987.6144
-37.1871 | 3018.0382
-37.1112 | 3042.358
-37.0353 | 3069.2449
-36.9594 | 3096.5893
-36.8835 | 3125.3546
-36.8076 | 3149.6855
-36.7317 | 3173.1504
-36.6558 | 3199.679
-36.5799 | 3224.7645
-36.504 | 3248.2628
-36.4282 | 3270.8962
-36.3523 | 3292.8633
-36.2764 | 3321.5136
-36.2005 | 3346.4439
-36.1246 | 3377.9157
-36.0487 | 3409.8875
-35.9728 | 3445.7445
-35.8969 | 3477.7821
-35.821 | 3510.3443
-35.7451 | 3531.1819
-35.6692 | 3561.2865
-35.5933 | 3587.7492
-35.5174 | 3604.349
-35.4415 | 3618.3493
-35.3657 | 3638.4972
-35.2898 | 3658.5367
-35.2139 | 3685.6769
-35.138 | 3713.3629
-35.0621 | 3735.8579
-34.9862 | 3764.9602
-34.9103 | 3797.3673
-34.8344 | 3829.8023
-34.7585 | 3855.0808
-34.6826 | 3877.2354
-34.6067 | 3901.3063
-34.5309 | 3925.6864
-34.455 | 3953.5041
-34.3791 | 3978.5405
-34.3032 | 3998.4908
-34.2273 | 4016.3696
-34.1514 | 4040.5398
-34.0755 | 4061.7078
-33.9996 | 4080.9248
-33.9237 | 4103.6742
-33.8478 | 4127.349
-33.7719 | 4159.2393
-33.696 | 4190.5883
-33.6201 | 4218.5823
-33.5442 | 4239.2436
-33.4684 | 4265.6181
-33.3925 | 4288.9736
-33.3166 | 4303.2876
-33.2407 | 4301.5242
-33.1648 | 4328.8463
-33.0889 | 4348.637
-33.013 | 4372.5327
-32.9371 | 4396.8079
-32.8612 | 4416.3396
-32.7853 | 4446.9007
-32.7094 | 4482.2944
-32.6335 | 4490.8404
-32.5577 | 4506.4044
-32.4818 | 4526.5087
-32.4059 | 4545.4568
-32.33 | 4570.1181
-32.2541 | 4586.7022
-32.1782 | 4608.5153
-32.1023 | 4640.2661
-32.0264 | 4672.7848
-31.9505 | 4700.8502
-31.8746 | 4729.2249
-31.7987 | 4755.8193
-31.7229 | 4782.6459
-31.647 | 4805.0259
-31.5711 | 4816.8767
-31.4952 | 4824.2597
-31.4193 | 4837.5602
-31.3434 | 4848.3429
-31.2675 | 4863.8734
-31.1916 | 4873.5544
-31.1157 | 4891.296
-31.0398 | 4912.1603
-30.9639 | 4935.488
-30.888 | 4958.8379
-30.8121 | 4980.9199
-30.7362 | 4999.6313
-30.6604 | 5027.4981
-30.5845 | 5056.6998
-30.5086 | 5091.5868
-30.4327 | 5121.707
-30.3568 | 5144.9085
-30.2809 | 5175.3323
-30.205 | 5206.8967
-30.1291 | 5237.7669
-30.0532 | 5263.8066
-29.9773 | 5279.9097
-29.9014 | 5304.3233
-29.8255 | 5331.6789
-29.7496 | 5338.1244
-29.6738 | 5352.9562
-29.5979 | 5366.6039
-29.522 | 5380.4882
-29.4461 | 5397.6404
-29.3702 | 5407.5346
-29.2943 | 5419.8932
-29.2184 | 5450.8683
-29.1425 | 5466.4379
-29.0666 | 5484.2732
-28.9907 | 5512.4112
-28.9148 | 5539.3907
-28.839 | 5560.956
-28.7631 | 5577.126
-28.6872 | 5593.391
-28.6113 | 5608.4974
-28.5354 | 5621.7098
-28.4595 | 5626.894
-28.3836 | 5633.9411
-28.3077 | 5652.388
-28.2318 | 5669.2858
-28.1559 | 5686.3599
-28.08 | 5702.4864
-28.0041 | 5722.6733
-27.9282 | 5742.0454
-27.8524 | 5765.4891
-27.7765 | 5785.4227
-27.7006 | 5803.566
-27.6247 | 5814.3598
-27.5488 | 5847.0258
-27.4729 | 5873.1693
-27.397 | 5893.8518
-27.3211 | 5906.0943
-27.2452 | 5914.9539
-27.1693 | 5928.4911
-27.0934 | 5947.3007
-27.0175 | 5951.284
-26.9416 | 5959.2452
-26.8658 | 5966.9753
-26.7899 | 5976.8104
-26.714 | 5989.3832
-26.6381 | 6003.2184
-26.5622 | 6014.529
-26.4863 | 6022.143
-26.4104 | 6029.8463
-26.3345 | 6027.0248
-26.2586 | 6029.3061
-26.1827 | 6026.7268
-26.1068 | 6020.7869
-26.031 | 6015.1406
-25.9551 | 6016.7098
-25.8792 | 6030.0718
-25.8033 | 6054.1036
-25.7274 | 6075.6031
-25.6515 | 6094.6326
-25.5756 | 6115.0461
-25.4997 | 6137.6303
-25.4238 | 6156.0984
-25.3479 | 6164.6879
-25.272 | 6175.0565
-25.1961 | 6187.3872
-25.1202 | 6207.0741
-25.0444 | 6229.4921
-24.9685 | 6255.8889
-24.8926 | 6284.1084
-24.8167 | 6304.5989
-24.7408 | 6323.4911
-24.6649 | 6341.3922
-24.589 | 6359.8659
-24.5131 | 6379.0171
-24.4372 | 6396.753
-24.3613 | 6412.3662
-24.2854 | 6428.3889
-24.2095 | 6454.9007
-24.1336 | 6485.5567
-24.0578 | 6510.5707
-23.9819 | 6525.4025
-23.906 | 6535.8102
-23.8301 | 6552.305
-23.7542 | 6570.5644
-23.6783 | 6584.4431
-23.6024 | 6591.1542
-23.5265 | 6598.0573
-23.4506 | 6616.2062
-23.3747 | 6628.134
-23.2988 | 6637.7927
-23.2229 | 6642.487
-23.1471 | 6641.5941
-23.0712 | 6648.7238
-22.9953 | 6656.1347
-22.9194 | 6659.06
-22.8435 | 6663.7431
-22.7676 | 6661.2252
-22.6917 | 6671.6496
-22.6158 | 6694.4147
-22.5399 | 6707.5612
-22.464 | 6725.8474
-22.3881 | 6741.8366
-22.3122 | 6763.4499
-22.2364 | 6791.5611
-22.1605 | 6815.9524
-22.0846 | 6827.5989
-22.0087 | 6843.9509
-21.9328 | 6853.5047
-21.8569 | 6858.7559
-21.781 | 6865.3119
-21.7051 | 6873.9505
-21.6292 | 6873.4773
-21.5533 | 6871.8467
-21.4774 | 6876.3088
-21.4015 | 6899.5047
-21.3256 | 6915.4884
-21.2497 | 6928.645
-21.1739 | 6934.1764
-21.098 | 6945.0472
-21.0221 | 6959.3232
-20.9462 | 6971.3448
-20.8703 | 6968.2755
-20.7944 | 6978.0614
-20.7185 | 6986.5672
-20.6426 | 6989.6365
-20.5667 | 6995.6802
-20.4908 | 7008.8647
-20.4149 | 7018.9252
-20.3391 | 7030.8094
-20.2632 | 7055.6192
-20.1873 | 7070.7658
-20.1114 | 7095.9607
-20.0355 | 7123.6745
-19.9596 | 7140.9853
-19.8837 | 7147.3214
-19.8078 | 7155.614
-19.7319 | 7150.8092
-19.656 | 7157.9879
-19.5801 | 7165.5584
-19.5042 | 7168.3744
-19.4283 | 7176.6871
-19.3525 | 7195.0837
-19.2766 | 7208.4401
-19.2007 | 7217.591
-19.1248 | 7222.1804
-19.0489 | 7224.0432
-18.973 | 7229.7453
-18.8971 | 7235.3046
-18.8212 | 7243.7948
-18.7453 | 7252.4446
-18.6694 | 7265.0509
-18.5935 | 7282.9409
-18.5176 | 7301.6624
-18.4417 | 7315.7386
-18.3659 | 7326.4175
-18.29 | 7332.1196
-18.2141 | 7337.3764
-18.1382 | 7339.6064
-18.0623 | 7341.9324
-17.9864 | 7345.1657
-17.9105 | 7352.7697
-17.8346 | 7360.2018
-17.7587 | 7369.8438
-17.6828 | 7378.4891
-17.6069 | 7388.0094
-17.5311 | 7401.6236
-17.4551 | 7404.1516
-17.3793 | 7402.7855
-17.3034 | 7405.8882
-17.2275 | 7413.4855
-17.1516 | 7422.863
-17.0757 | 7431.8878
-16.9998 | 7437.1324
-16.9239 | 7456.5045
-16.848 | 7467.1822
-16.7721 | 7469.314
-16.6962 | 7466.4713
-16.6203 | 7468.7247
-16.5445 | 7469.8598
-16.4686 | 7466.2726
-16.3927 | 7452.6752
-16.3168 | 7446.973
-16.2409 | 7454.3995
-16.165 | 7468.8843
-16.0891 | 7480.6089
-16.0132 | 7491.7989
-15.9373 | 7500.5704
-15.8614 | 7513.1265
-15.7855 | 7530.0142
-15.7096 | 7540.9006
-15.6337 | 7541.4073
-15.5579 | 7545.5782
-15.482 | 7553.286
-15.4061 | 7563.7985
-15.3302 | 7581.8704
-15.2543 | 7592.1776
-15.1784 | 7597.8865
-15.1025 | 7606.6579
-15.0266 | 7610.5754
-14.9507 | 7619.2084
-14.8748 | 7632.1675
-14.7989 | 7635.3841
-14.723 | 7633.413
-14.6471 | 7633.5057
-14.5713 | 7635.335
-14.4954 | 7639.584
-14.4195 | 7638.3049
-14.3436 | 7636.6687
-14.2677 | 7640.8943
-14.1918 | 7660.5532
-14.1159 | 7681.8908
-14.04 | 7699.2752
-13.9641 | 7709.1471
-13.8882 | 7712.366
-13.8123 | 7710.3101
-13.7364 | 7707.5388
-13.6606 | 7703.5008
-13.5847 | 7697.7975
-13.5088 | 7696.8778
-13.4329 | 7705.2084
-13.357 | 7725.825
-13.2811 | 7752.4306
-13.2052 | 7779.4614
-13.1293 | 7801.5937
-13.0534 | 7819.6924
-12.9775 | 7833.0208
-12.9016 | 7846.1384
-12.8257 | 7852.4253
-12.7499 | 7846.2756
-12.674 | 7840.3704
-12.5981 | 7841.8804
-12.5222 | 7848.5514
-12.4463 | 7846.9486
-12.3704 | 7837.4718
-12.2945 | 7831.5543
-12.2186 | 7837.4618
-12.1427 | 7836.5075
-12.0668 | 7830.552
-11.9909 | 7827.5821
-11.915 | 7839.2353
-11.8392 | 7853.2189
-11.7633 | 7863.5384
-11.6874 | 7872.408
-11.6115 | 7890.6841
-11.5356 | 7910.3699
-11.4597 | 7924.3747
-11.3838 | 7930.7934
-11.3079 | 7940.9533
-11.232 | 7953.1132
-11.1561 | 7962.3478
-11.0802 | 7962.3523
-11.0043 | 7964.0833
-10.9284 | 7970.2699
-10.8526 | 7981.5213
-10.7767 | 7993.372
-10.7008 | 8007.2396
-10.6249 | 8020.3526
-10.549 | 8029.5973
-10.4731 | 8026.9309
-10.3972 | 8022.3694
-10.3213 | 8018.6673
-10.2454 | 8015.3771
-10.1695 | 8013.3614
-10.0936 | 8012.6002
-10.0177 | 8014.3525
-9.9418 | 8021.1618
-9.866 | 8029.8897
-9.7901 | 8034.6889
-9.7142 | 8029.7469
-9.6383 | 8019.0245
-9.5624 | 8017.2945
-9.4865 | 8028.0381
-9.4106 | 8036.6555
-9.3347 | 8041.0407
-9.2588 | 8040.6668
-9.1829 | 8036.7437
-9.107 | 8042.2751
-9.0311 | 8044.6836
-8.9553 | 8039.9447
-8.8794 | 8036.3966
-8.8035 | 8034.6175
-8.7276 | 8039.8732
-8.6517 | 8057.1505
-8.5758 | 8064.6719
-8.4999 | 8066.1819
-8.424 | 8064.2645
-8.3481 | 8060.3246
-8.2722 | 8060.8425
-8.1963 | 8063.1618
-8.1204 | 8062.3024
-8.0445 | 8061.4765
-7.9687 | 8060.8314
-7.8928 | 8061.4932
-7.8169 | 8066.2589
-7.741 | 8063.1071
-7.6651 | 8054.3691
-7.5892 | 8046.6881
-7.5133 | 8052.7597
-7.4374 | 8061.8504
-7.3615 | 8067.1016
-7.2856 | 8074.5839
-7.2097 | 8086.9637
-7.1338 | 8102.4184
-7.058 | 8116.5616
-6.9821 | 8122.6499
-6.9062 | 8130.2249
-6.8303 | 8144.5389
-6.7544 | 8151.548
-6.6785 | 8166.9747
-6.6026 | 8189.6851
-6.5267 | 8193.5914
-6.4508 | 8189.6349
-6.3749 | 8183.6303
-6.299 | 8181.1123
-6.2231 | 8186.7051
-6.1472 | 8183.2988
-6.0714 | 8172.8923
-5.9955 | 8186.0265
-5.9196 | 8203.354
-5.8437 | 8217.1668
-5.7678 | 8223.0074
-5.6919 | 8227.9327
-5.616 | 8231.3491
-5.5401 | 8231.2386
-5.4642 | 8220.3187
-5.3883 | 8202.8919
-5.3124 | 8181.3646
-5.2365 | 8159.7625
-5.1607 | 8142.1861
-5.0848 | 8132.5062
-5.0089 | 8133.9939
-4.933 | 8135.7183
-4.8571 | 8141.5421
-4.7812 | 8154.1976
-4.7053 | 8169.8007
-4.6294 | 8181.58
-4.5535 | 8187.4864
-4.4776 | 8187.0623
-4.4017 | 8194.2087
-4.3258 | 8203.8395
-4.25 | 8210.3954
-4.1741 | 8214.3799
-4.0982 | 8217.707
-4.0223 | 8221.3377
-3.9464 | 8220.2964
-3.8705 | 8218.5106
-3.7946 | 8220.1591
-3.7187 | 8231.7118
-3.6428 | 8245.5247
-3.5669 | 8256.506
-3.491 | 8261.2818
-3.4151 | 8260.8633
-3.3392 | 8257.8498
-3.2634 | 8253.7838
-3.1875 | 8245.9823
-3.1116 | 8240.2846
-3.0357 | 8238.5491
-2.9598 | 8241.5246
-2.8839 | 8245.5414
-2.808 | 8250.0762
-2.7321 | 8259.4425
-2.6562 | 8267.0286
-2.5803 | 8274.0433
-2.5044 | 8282.3013
-2.4285 | 8297.6287
-2.3527 | 8326.3895
-2.2768 | 8359.6894
-2.2009 | 8373.9867
-2.125 | 8383.1052
-2.0491 | 8389.7003
-1.9732 | 8394.1524
-1.8973 | 8386.4714
-1.8214 | 8368.654
-1.7455 | 8347.8331
-1.6696 | 8344.7806
-1.5937 | 8345.0886
-1.5178 | 8343.6734
-1.4419 | 8342.7314
-1.3661 | 8349.0776
-1.2902 | 8360.9518
-1.2143 | 8374.7311
-1.1384 | 8383.3921
-1.0625 | 8391.3532
-0.9866 | 8399.8322
-0.9107 | 8403.2653
-0.83481 | 8403.3424
-0.75892 | 8402.4718
-0.68303 | 8402.3234
-0.60714 | 8400.0197
-0.53124 | 8396.9292
-0.45535 | 8398.7518
-0.37946 | 8416.0525
-0.30357 | 8439.0988
-0.22768 | 8455.5022
-0.15178 | 8463.8874
-0.075892 | 8472.3229
7.5318e-13 | 8483.033
0.075892 | 8490.6314
0.15178 | 8484.1022
0.22768 | 8468.1844
0.30357 | 8450.9507
0.37946 | 8435.6278
0.45535 | 8418.5381
0.53124 | 8396.3556
0.60714 | 8371.5134
0.68303 | 8348.4224
0.75892 | 8330.7858
0.83481 | 8322.3068
0.9107 | 8317.81
0.9866 | 8313.0063
1.0625 | 8299.448
1.1384 | 8286.3126
1.2143 | 8276.5221
1.2902 | 8271.8222
1.3661 | 8266.9181
1.4419 | 8259.5362
1.5178 | 8248.8752
1.5937 | 8245.8171
1.6696 | 8243.2389
1.7455 | 8238.318
1.8214 | 8226.3847
1.8973 | 8210.7917
1.9732 | 8197.0569
2.0491 | 8190.8202
2.125 | 8191.8615
2.2009 | 8196.9029
2.2768 | 8204.1207
2.3527 | 8206.0047
2.4285 | 8204.5772
2.5044 | 8201.5303
2.5803 | 8200.1642
2.6562 | 8196.2746
2.7321 | 8188.3246
2.808 | 8176.2138
2.8839 | 8174.6055
2.9598 | 8181.5141
3.0357 | 8193.5356
3.1116 | 8203.393
3.1875 | 8213.9547
3.2634 | 8224.6112
3.3392 | 8226.7485
3.4151 | 8219.5687
3.491 | 8205.2056
3.5669 | 8184.8312
3.6428 | 8161.2603
3.7187 | 8135.283
3.7946 | 8109.8337
3.8705 | 8094.5007
3.9464 | 8082.6824
4.0223 | 8072.5125
4.0982 | 8067.7289
4.1741 | 8069.6798
4.25 | 8075.3328
4.3258 | 8078.5952
4.4017 | 8077.9278
4.4776 | 8077.5862
4.5535 | 8080.8866
4.6294 | 8081.0629
4.7053 | 8075.5416
4.7812 | 8066.336
4.8571 | 8062.8984
4.933 | 8060.6997
5.0089 | 8057.6906
5.0848 | 8054.9305
5.1607 | 8052.7876
5.2365 | 8050.5789
5.3124 | 8046.6613
5.3883 | 8042.4737
5.4642 | 8045.918
5.5401 | 8056.3134
5.616 | 8065.702
5.6919 | 8068.2914
5.7678 | 8061.7745
5.8437 | 8043.4101
5.9196 | 8035.141
5.9955 | 8029.2781
6.0714 | 8020.7823
6.1472 | 8007.0644
6.2231 | 7995.8676
6.299 | 7993.554
6.3749 | 8008.4907
6.4508 | 8003.9169
6.5267 | 7986.1107
6.6026 | 7962.8434
6.6785 | 7946.1822
6.7544 | 7938.7668
6.8303 | 7936.7501
6.9062 | 7927.1136
6.9821 | 7923.5756
7.058 | 7926.3636
7.1338 | 7933.6205
7.2097 | 7936.4297
7.2856 | 7929.0579
7.3615 | 7915.1245
7.4374 | 7919.6369
7.5133 | 7921.8133
7.5892 | 7917.1469
7.6651 | 7906.8486
7.741 | 7903.5327
7.8169 | 7909.3665
7.8928 | 7919.5041
7.9687 | 7908.6567
8.0445 | 7896.7111
8.1204 | 7890.1551
8.1963 | 7891.1629
8.2722 | 7895.3506
8.3481 | 7898.8049
8.424 | 7900.238
8.4999 | 7910.9871
8.5758 | 7924.6225
8.6517 | 7934.8705
8.7276 | 7933.9174
8.8035 | 7917.9449
8.8794 | 7897.4611
8.9553 | 7880.954
9.0311 | 7865.9402
9.107 | 7853.4276
9.1829 | 7846.8493
9.2588 | 7851.9789
9.3347 | 7862.8598
9.4106 | 7873.0754
9.4865 | 7877.4338
9.5624 | 7874.9929
9.6383 | 7866.9704
9.7142 | 7856.3752
9.7901 | 7847.0368
9.866 | 7839.5656
9.9418 | 7834.734
10.0177 | 7833.6537
10.0936 | 7838.7219
10.1695 | 7848.2656
10.2454 | 7855.1799
10.3213 | 7849.6038
10.3972 | 7836.0723
10.4731 | 7819.1912
10.549 | 7802.6015
10.6249 | 7789.0532
10.7008 | 7771.3842
10.7767 | 7752.9607
10.8526 | 7739.4615
10.9284 | 7736.7126
11.0043 | 7739.082
11.0802 | 7741.2305
11.1561 | 7736.9983
11.232 | 7734.7393
11.3079 | 7734.3821
11.3838 | 7732.9435
11.4597 | 7720.9711
11.5356 | 7703.6548
11.6115 | 7684.6074
11.6874 | 7667.3849
11.7633 | 7653.5944
11.8392 | 7642.1231
11.915 | 7632.7958
11.9909 | 7627.5558
12.0668 | 7620.4987
12.1427 | 7609.572
12.2186 | 7596.7402
12.2945 | 7590.5693
12.3704 | 7581.9363
12.4463 | 7571.8144
12.5222 | 7563.3912
12.5981 | 7564.2773
12.674 | 7569.1324
12.7499 | 7572.3936
12.8257 | 7563.4135
12.9016 | 7555.776
12.9775 | 7553.6164
13.0534 | 7553.5338
13.1293 | 7545.1485
13.2052 | 7539.3247
13.2811 | 7536.7186
13.357 | 7535.0266
13.4329 | 7525.2429
13.5088 | 7515.948
13.5847 | 7508.9668
13.6606 | 7508.9389
13.7364 | 7509.2369
13.8123 | 7508.6141
13.8882 | 7507.892
13.9641 | 7511.3195
14.04 | 7508.5092
14.1159 | 7500.7634
14.1918 | 7489.2598
14.2677 | 7474.9614
14.3436 | 7457.3148
14.4195 | 7442.7028
14.4954 | 7434.918
14.5713 | 7432.3275
14.6471 | 7423.6287
14.723 | 7412.1685
14.7989 | 7399.6727
14.8748 | 7389.4961
14.9507 | 7376.0091
15.0266 | 7355.5298
15.1025 | 7331.8328
15.1784 | 7321.183
15.2543 | 7320.7577
15.3302 | 7322.1741
15.4061 | 7324.8136
15.482 | 7332.1196
15.5579 | 7342.4993
15.6337 | 7350.196
15.7096 | 7349.2216
15.7855 | 7339.6232
15.8614 | 7325.2322
15.9373 | 7306.5766
16.0132 | 7282.4342
16.0891 | 7257.9715
16.165 | 7244.3238
16.2409 | 7235.0513
16.3168 | 7226.5611
16.3927 | 7220.9795
16.4686 | 7219.129
16.5445 | 7225.3323
16.6203 | 7234.4118
16.6962 | 7232.4005
16.7721 | 7220.754
16.848 | 7204.5438
16.9239 | 7186.2911
16.9998 | 7167.4815
17.0757 | 7146.3303
17.1516 | 7133.0409
17.2275 | 7122.7102
17.3034 | 7116.3295
17.3793 | 7112.6218
17.4551 | 7111.2334
17.5311 | 7106.4129
17.6069 | 7095.6359
17.6828 | 7073.4154
17.7587 | 7049.9617
17.8346 | 7029.1286
17.9105 | 7010.7431
17.9864 | 6994.1333
18.0623 | 6981.9499
18.1382 | 6972.9263
18.2141 | 6966.7219
18.29 | 6959.7797
18.3659 | 6947.554
18.4417 | 6930.5513
18.5176 | 6914.6179
18.5935 | 6902.2983
18.6694 | 6894.0839
18.7453 | 6887.1629
18.8212 | 6882.1159
18.8971 | 6880.8715
18.973 | 6879.4384
19.0489 | 6870.2161
19.1248 | 6855.8518
19.2007 | 6850.0883
19.2766 | 6844.9375
19.3525 | 6834.9038
19.4283 | 6822.7718
19.5042 | 6814.8441
19.5801 | 6810.8161
19.656 | 6806.6285
19.7319 | 6789.8245
19.8078 | 6771.103
19.8837 | 6762.6073
19.9596 | 6755.2957
20.0355 | 6742.7675
20.1114 | 6729.7649
20.1873 | 6724.392
20.2632 | 6720.3216
20.3391 | 6715.3404
20.4149 | 6704.5422
20.4908 | 6695.7428
20.5667 | 6688.5797
20.6426 | 6679.4232
20.7185 | 6659.7374
20.7944 | 6634.6855
20.8703 | 6605.5173
20.9462 | 6574.5087
21.0221 | 6543.7869
21.098 | 6517.755
21.1739 | 6496.548
21.2497 | 6479.2752
21.3256 | 6469.2873
21.4015 | 6471.5351
21.4774 | 6478.1569
21.5533 | 6482.5209
21.6292 | 6479.9583
21.7051 | 6468.8899
21.781 | 6459.7
21.8569 | 6446.2074
21.9328 | 6421.1878
22.0087 | 6391.0118
22.0846 | 6363.6183
22.1605 | 6334.7035
22.2364 | 6306.753
22.3122 | 6275.1115
22.3881 | 6247.6465
22.464 | 6229.0512
22.5399 | 6216.8411
22.6158 | 6203.1342
22.6917 | 6190.9743
22.7676 | 6181.6359
22.8435 | 6176.0766
22.9194 | 6174.5331
22.9953 | 6167.4704
23.0712 | 6152.5559
23.1471 | 6132.3356
23.2229 | 6119.3107
23.2988 | 6120.573
23.3747 | 6121.6801
23.4506 | 6110.9522
23.5265 | 6099.9106
23.6024 | 6090.1816
23.6783 | 6081.6256
23.7542 | 6067.4221
23.8301 | 6044.782
23.906 | 6021.3829
23.9819 | 6001.609
24.0578 | 5976.3863
24.1336 | 5951.3175
24.2095 | 5936.0493
24.2854 | 5931.3003
24.3613 | 5928.6283
24.4372 | 5926.0992
24.5131 | 5924.6115
24.589 | 5927.8359
24.6649 | 5933.6474
24.7408 | 5936.8986
24.8167 | 5934.6285
24.8926 | 5926.078
24.9685 | 5914.551
25.0444 | 5900.5406
25.1202 | 5883.2298
25.1961 | 5860.4145
25.272 | 5829.9841
25.3479 | 5796.8772
25.4238 | 5770.9982
25.4997 | 5752.481
25.5756 | 5737.2462
25.6515 | 5718.431
25.7274 | 5696.58
25.8033 | 5684.8174
25.8792 | 5676.5806
25.9551 | 5657.3569
26.031 | 5631.4232
26.1068 | 5605.4236
26.1827 | 5588.5315
26.2586 | 5580.7344
26.3345 | 5566.2619
26.4104 | 5545.3138
26.4863 | 5522.1079
26.5622 | 5501.2759
26.6381 | 5481.6225
26.714 | 5460.4657
26.7899 | 5434.8132
26.8658 | 5405.1551
26.9416 | 5375.5628
27.0175 | 5353.348
27.0934 | 5336.6266
27.1693 | 5324.422
27.2452 | 5314.174
27.3211 | 5306.3345
27.397 | 5301.177
27.4729 | 5295.1835
27.5488 | 5285.8273
27.6247 | 5271.6729
27.7006 | 5254.2193
27.7765 | 5234.3684
27.8524 | 5214.9081
27.9282 | 5197.7458
28.0041 | 5185.0847
28.08 | 5174.8579
28.1559 | 5160.2247
28.2318 | 5141.5926
28.3077 | 5125.0408
28.3836 | 5110.3351
28.4595 | 5097.4318
28.5354 | 5089.647
28.6113 | 5083.5978
28.6872 | 5075.8174
28.7631 | 5062.5894
28.839 | 5043.3657
28.9148 | 5023.6855
28.9907 | 5004.4027
29.0666 | 4980.4623
29.1425 | 4958.6113
29.2184 | 4944.8933
29.2943 | 4934.7111
29.3702 | 4923.3671
29.4461 | 4905.1021
29.522 | 4890.0225
29.5979 | 4882.7556
29.6738 | 4864.7886
29.7496 | 4836.2376
29.8255 | 4810.3318
29.9014 | 4789.1092
29.9773 | 4772.8119
30.0532 | 4753.7366
30.1291 | 4729.4726
30.205 | 4712.8338
30.2809 | 4699.0701
30.3568 | 4679.016
30.4327 | 4659.6941
30.5086 | 4643.9693
30.5845 | 4628.5638
30.6604 | 4607.6168
30.7362 | 4581.9253
30.8121 | 4563.7106
30.888 | 4555.1925
30.9639 | 4547.3519
31.0398 | 4533.8649
31.1157 | 4511.0385
31.1916 | 4478.7798
31.2675 | 4448.5983
31.3434 | 4422.1411
31.4193 | 4395.4697
31.4952 | 4366.0638
31.5711 | 4341.1446
31.647 | 4323.7558
31.7229 | 4315.1718
31.7987 | 4306.3893
31.8746 | 4286.1253
31.9505 | 4258.6325
32.0264 | 4235.1609
32.1023 | 4220.1147
32.1782 | 4198.2961
32.2541 | 4167.437
32.33 | 4133.9284
32.4059 | 4100.1976
32.4818 | 4068.5952
32.5577 | 4037.6692
32.6335 | 4000.5511
32.7094 | 3972.4075
32.7853 | 3952.5789
32.8612 | 3932.0716
32.9371 | 3914.1047
33.013 | 3897.9067
33.0889 | 3880.4353
33.1648 | 3868.1883
33.2407 | 3858.3979
33.3166 | 3844.844
33.3925 | 3830.6293
33.4684 | 3811.1355
33.5442 | 3787.0925
33.6201 | 3759.6543
33.696 | 3725.2516
33.7719 | 3685.9191
33.8478 | 3653.3625
33.9237 | 3623.9968
33.9996 | 3595.9525
34.0755 | 3567.2643
34.1514 | 3541.2034
34.2273 | 3512.4381
34.3032 | 3480.2007
34.3791 | 3448.6419
34.455 | 3420.4224
34.5309 | 3393.9976
34.6067 | 3370.8575
34.6826 | 3346.4439
34.7585 | 3323.1777
34.8344 | 3301.7832
34.9103 | 3278.3016
34.9862 | 3254.3735
35.0621 | 3231.701
35.138 | 3208.2194
35.2139 | 3186.4889
35.2898 | 3166.3467
35.3657 | 3147.8395
35.4415 | 3127.1504
35.5174 | 3103.2502
35.5933 | 3080.8813
35.6692 | 3062.2692
35.7451 | 3043.3826
35.821 | 3016.8205
35.8969 | 2983.6534
35.9728 | 2950.7552
36.0487 | 2925.2021
36.1246 | 2902.0888
36.2005 | 2874.7388
36.2764 | 2842.9924
36.3523 | 2815.7808
36.4282 | 2795.2412
36.504 | 2773.9683
36.5799 | 2746.5469
36.6558 | 2720.3821
36.7317 | 2698.0177
36.8076 | 2676.3107
36.8835 | 2647.6381
36.9594 | 2616.5636
37.0353 | 2592.2505
37.1112 | 2571.3359
37.1871 | 2546.5808
37.263 | 2520.5868
37.3389 | 2498.2838
37.4147 | 2479.2041
37.4906 | 2455.9423
37.5665 | 2436.8849
37.6424 | 2418.0697
37.7183 | 2397.4196
37.7942 | 2378.2517
37.8701 | 2353.2098
37.946 | 2326.8576
38.0219 | 2307.8437
38.0978 | 2284.6266
38.1737 | 2261.0289
38.2495 | 2235.6677
38.3254 | 2207.8065
38.4013 | 2184.9633
38.4772 | 2166.9796
38.5531 | 2148.2581
38.629 | 2128.1706
38.7049 | 2102.5884
38.7808 | 2078.9193
38.8567 | 2054.3684
38.9326 | 2023.7683
39.0085 | 1994.6113
39.0844 | 1967.0414
39.1603 | 1939.9503
39.2362 | 1914.3481
39.312 | 1887.6532
39.3879 | 1863.3457
39.4638 | 1843.747
39.5397 | 1825.4228
39.6156 | 1809.8142
39.6915 | 1795.3239
39.7674 | 1783.5936
39.8433 | 1772.6179
39.9192 | 1759.4122
39.9951 | 1745.6652
40.071 | 1728.3925
40.1469 | 1701.5168
40.2227 | 1669.5773
40.2986 | 1637.8198
40.3745 | 1610.9274
40.4504 | 1585.9524
40.5263 | 1560.0466
40.6022 | 1532.9555
40.6781 | 1512.2787
40.754 | 1495.132
40.8299 | 1476.8291
40.9058 | 1452.8352
40.9817 | 1428.8189
41.0576 | 1408.9725
41.1335 | 1394.1685
41.2093 | 1376.0642
41.2852 | 1354.1519
41.3611 | 1332.0531
41.437 | 1317.6074
41.5129 | 1304.7477
41.5888 | 1288.302
41.6647 | 1268.0369
41.7406 | 1249.5688
41.8165 | 1232.699
41.8924 | 1212.7643
41.9683 | 1193.6522
42.0442 | 1174.2856
42.12 | 1154.4458
42.1959 | 1135.8114
42.2718 | 1116.6491
42.3477 | 1098.3686
42.4236 | 1084.0877
42.4995 | 1066.8702
42.5754 | 1049.4157
42.6513 | 1033.581
42.7272 | 1017.4874
42.8031 | 1004.4022
42.879 | 992.281
42.9549 | 979.2949
43.0307 | 965.5649
43.1066 | 952.5733
43.1825 | 940.3089
43.2584 | 926.4743
43.3343 | 905.5212
43.4102 | 885.4277
43.4861 | 870.491
43.562 | 856.0999
43.6379 | 839.6098
43.7138 | 823.0588
43.7897 | 809.9184
43.8656 | 802.0286
43.9415 | 795.9956
44.0174 | 785.2628
44.0932 | 768.4255
44.1691 | 746.4421
44.245 | 706.7233
44.3209 | 645.5061
44.3968 | 566.4211
44.4727 | 473.1158
44.5486 | 383.8932
44.6245 | 298.2959
44.7004 | 217.9768
44.7763 | 160.0101
44.8522 | 123.7734
44.928 | 106.2198
45.0039 | 99.0243
45.0798 | 85.0188
45.1557 | 77.5808
45.2316 | 73.7462
45.3075 | 67.5423
45.3834 | 62.5782
45.4593 | 57.1236
45.5352 | 55.7958
45.6111 | 60.1044
45.687 | 59.6581
45.7629 | 60.9032
45.8387 | 62.7985
45.9146 | 63.7572
45.9905 | 64.3743
46.0664 | 63.3991
46.1423 | 63.2283
46.2182 | 65.7682
46.2941 | 63.5919
46.37 | 57.592
46.4459 | 52.6774
46.5218 | 47.7298
46.5977 | 47.6471
46.6736 | 48.5507
46.7495 | 43.9722
46.8254 | 40.132
46.9012 | 39.2395
46.9771 | 41.0687
47.053 | 47.1568
47.1289 | 49.0025
47.2048 | 47.0245
47.2807 | 47.0962
47.3566 | 47.2725
47.4325 | 48.424
47.5084 | 49.3661
47.5843 | 49.4928
47.6602 | 49.4598
47.736 | 51.4818
47.8119 | 54.9418
47.8878 | 59.019
47.9637 | 61.3055
48.0396 | 62.0988
48.1155 | 61.2834
48.1914 | 59.7517
48.2673 | 57.3275
48.3432 | 54.9308
48.4191 | 57.1622
48.495 | 59.5038
48.5709 | 59.9831
48.6468 | 56.8482
48.7227 | 53.1016
48.7985 | 54.5672
48.8744 | 59.8895
48.9503 | 59.3055
49.0262 | 54.8702
49.1021 | 50.3413
49.178 | 49.8895
49.2539 | 50.2366
49.3298 | 45.6416
49.4057 | 35.234
49.4816 | 29.6858
49.5575 | 31.0687
49.6334 | 31.9447
49.7092 | 31.3993
49.7851 | 33.4764
49.861 | 34.2753
49.9369 | 35.5811
50.0128 | 35.3442
50.0887 | 35.2835
50.1646 | 35.818
50.2405 | 34.099
50.3164 | 30.2312
50.3923 | 32.0549
50.4682 | 34.2808
50.5441 | 34.3414
50.62 | 30.0384
50.6958 | 26.4627
50.7717 | 27.7023
50.8476 | 29.9282
50.9235 | 28.8263
50.9994 | 31.2175
51.0753 | 35.5425
51.1512 | 37.9337
51.2271 | 43.84
51.303 | 43.7959
51.3789 | 43.2339
51.4548 | 44.7601
51.5307 | 42.8758
51.6065 | 39.7794
51.6824 | 42.6058
51.7583 | 37.0191
51.8342 | 30.3965
51.9101 | 31.5425
51.986 | 32.1651
52.0619 | 33.5425
52.1378 | 32.5618
52.2137 | 25.4379
52.2896 | 26.2313
52.3655 | 38.4185
52.4413 | 42.0053
52.5172 | 42.4956
52.5931 | 38.2587
52.669 | 39.6729
52.7449 | 47.1061
52.8208 | 52.4611
0
Degrees | #VALUE!
-52.8967 | 0
-52.8208 | 0
-52.7449 | 0
-52.669 | 0
-52.5931 | 0
-52.5172 | 0
-52.4413 | 0
-52.3655 | 0
-52.2896 | 0
-52.2137 | 0
-52.1378 | 0
-52.0619 | 0
-51.986 | 0
-51.9101 | 0
-51.8342 | 0
-51.7583 | 0
-51.6824 | 0
-51.6065 | 0
-51.5307 | 0
-51.4548 | 0
-51.3789 | 0
-51.303 | 0
-51.2271 | 0
-51.1512 | 0
-51.0753 | 0
-50.9994 | 0
-50.9235 | 0
-50.8476 | 0
-50.7717 | 0
-50.6958 | 0
-50.62 | 0
-50.5441 | 0
-50.4682 | 0
-50.3923 | 0
-50.3164 | 0
-50.2405 | 0
-50.1646 | 0
-50.0887 | 0
-50.0128 | 0
-49.9369 | 0
-49.861 | 0
-49.7851 | 0
-49.7092 | 0
-49.6334 | 0
-49.5575 | 0
-49.4816 | 0
-49.4057 | 0
-49.3298 | 0
-49.2539 | 0
-49.178 | 0
-49.1021 | 0
-49.0262 | 0
-48.9503 | 0
-48.8744 | 0
-48.7985 | 0
-48.7227 | 0
-48.6468 | 0
-48.5709 | 0
-48.495 | 0
-48.4191 | 0
-48.3432 | 0
-48.2673 | 0
-48.1914 | 0
-48.1155 | 0
-48.0396 | 0
-47.9637 | 0
-47.8878 | 0
-47.8119 | 0
-47.736 | 0
-47.6602 | 0
-47.5843 | 0
-47.5084 | 0
-47.4325 | 0
-47.3566 | 0
-47.2807 | 0
-47.2048 | 0
-47.1289 | 0
-47.053 | 0
-46.9771 | 0
-46.9012 | 0
-46.8254 | 0
-46.7495 | 0
-46.6736 | 0
-46.5977 | 0
-46.5218 | 0
-46.4459 | 0
-46.37 | 0
-46.2941 | 0
-46.2182 | 0
-46.1423 | 0
-46.0664 | 0
-45.9905 | 0
-45.9146 | 0
-45.8387 | 0
-45.7629 | 0
-45.687 | 0
-45.6111 | 0
-45.5352 | 0
-45.4593 | 0
-45.3834 | 0
-45.3075 | 0
-45.2316 | 0
-45.1557 | 0
-45.0798 | 0
-45.0039 | 0
-44.928 | 0
-44.8522 | 9.7575
-44.7763 | 22.898
-44.7004 | 36.1155
-44.6245 | 48.5893
-44.5486 | 60.0768
-44.4727 | 75.0244
-44.3968 | 88.9802
-44.3209 | 93.2116
-44.245 | 96.7102
-44.1691 | 97.8727
-44.0932 | 97.14
-44.0174 | 97.7019
-43.9415 | 95.9058
-43.8656 | 94.9802
-43.7897 | 92.5229
-43.7138 | 90.1703
-43.6379 | 88.1428
-43.562 | 89.5147
-43.4861 | 92.3246
-43.4102 | 93.0573
-43.3343 | 94.2695
-43.2584 | 98.3025
-43.1825 | 98.6992
-43.1066 | 99.3108
-43.0307 | 99.2557
-42.9549 | 100.8314
-42.879 | 101.3328
-42.8031 | 101.9884
-42.7272 | 102.5284
-42.6513 | 102.4567
-42.5754 | 105.0297
-42.4995 | 106.7047
-42.4236 | 105.0462
-42.3477 | 105.6909
-42.2718 | 106.8754
-42.1959 | 108.0986
-42.12 | 108.7763
-42.0442 | 105.8011
-41.9683 | 103.8727
-41.8924 | 104.6441
-41.8165 | 105.3272
-41.7406 | 106.1372
-41.6647 | 104.0766
-41.5888 | 103.4044
-41.5129 | 104.9801
-41.437 | 107.9388
-41.3611 | 107.7184
-41.2852 | 107.9278
-41.2093 | 105.7735
-41.1335 | 105.0628
-41.0576 | 105.4374
-40.9817 | 105.5311
-40.9058 | 105.0022
-40.8299 | 105.9443
-40.754 | 102.2529
-40.6781 | 100.005
-40.6022 | 100.5724
-40.5263 | 99.8121
-40.4504 | 99.8121
-40.3745 | 99.4595
-40.2986 | 97.4154
-40.2227 | 100.1207
-40.1469 | 101.735
-40.071 | 102.1758
-39.9951 | 102.9691
-39.9192 | 107.1013
-39.8433 | 110.2749
-39.7674 | 112.5448
-39.6915 | 114.3465
-39.6156 | 115.0848
-39.5397 | 115.845
-39.4638 | 114.104
-39.3879 | 111.9608
-39.312 | 110.363
-39.2362 | 110.5228
-39.1603 | 110.9195
-39.0844 | 113.2225
-39.0085 | 112.4015
-38.9326 | 115.7129
-38.8567 | 116.2088
-38.7808 | 116.4952
-38.7049 | 114.8313
-38.629 | 114.8258
-38.5531 | 113.4098
-38.4772 | 112.936
-38.4013 | 111.52
-38.3254 | 111.8671
-38.2495 | 110.5614
-38.1737 | 110.33
-38.0978 | 109.7625
-38.0219 | 109.9663
-37.946 | 108.2473
-37.8701 | 108.06
-37.7942 | 107.7184
-37.7183 | 109.757
-37.6424 | 111.4429
-37.5665 | 111.5366
-37.4906 | 113.6963
-37.4147 | 118.2142
-37.3389 | 121.1674
-37.263 | 122.4896
-37.1871 | 122.2363
-37.1112 | 122.341
-37.0353 | 122.5337
-36.9594 | 121.2225
-36.8835 | 119.8836
-36.8076 | 118.7542
-36.7317 | 117.206
-36.6558 | 115.2776
-36.5799 | 114.0269
-36.504 | 113.9168
-36.4282 | 113.801
-36.3523 | 115.3932
-36.2764 | 116.8038
-36.2005 | 116.8258
-36.1246 | 121.6908
-36.0487 | 122.5503
-35.9728 | 123.7349
-35.8969 | 124.9635
-35.821 | 124.7982
-35.7451 | 125.52
-35.6692 | 126.7155
-35.5933 | 124.958
-35.5174 | 127.6687
-35.4415 | 128.7597
-35.3657 | 129.7018
-35.2898 | 130.2307
-35.2139 | 128.0764
-35.138 | 127.6797
-35.0621 | 126.7431
-34.9862 | 124.5392
-34.9103 | 122.2363
-34.8344 | 122.8258
-34.7585 | 123.2996
-34.6826 | 124.1591
-34.6067 | 125.239
-34.5309 | 125.4483
-34.455 | 125.2886
-34.3791 | 127.6412
-34.3032 | 127.7403
-34.2273 | 126.6881
-34.1514 | 128.3464
-34.0755 | 127.1894
-33.9996 | 127.9221
-33.9237 | 129.4539
-33.8478 | 130.0764
-33.7719 | 128.6329
-33.696 | 129.9607
-33.6201 | 130.396
-33.5442 | 131.3161
-33.4684 | 132.2472
-33.3925 | 134.0434
-33.3166 | 134.0489
-33.2407 | 134.7761
-33.1648 | 134.396
-33.0889 | 132.9689
-33.013 | 135.9717
-32.9371 | 136.4345
-32.8612 | 136.2692
-32.7853 | 136.6053
-32.7094 | 138.1811
-32.6335 | 138.5722
-32.5577 | 140.2197
-32.4818 | 140.6769
-32.4059 | 139.1783
-32.33 | 137.9387
-32.2541 | 138.8422
-32.1782 | 139.5915
-32.1023 | 141.5915
-32.0264 | 142.8311
-31.9505 | 142.7596
-31.8746 | 145.4372
-31.7987 | 146.5777
-31.7229 | 145.4978
-31.647 | 145.6355
-31.5711 | 145.7237
-31.4952 | 144.2306
-31.4193 | 141.7843
-31.3434 | 142.2526
-31.2675 | 143.9111
-31.1916 | 143.6686
-31.1157 | 143.4647
-31.0398 | 143.002
-30.9639 | 143.9882
-30.888 | 147.8835
-30.8121 | 148.4179
-30.7362 | 149.046
-30.6604 | 150.8808
-30.5845 | 151.4592
-30.5086 | 152.8642
-30.4327 | 154.4234
-30.3568 | 153.6025
-30.2809 | 153.7126
-30.205 | 153.619
-30.1291 | 153.8008
-30.0532 | 153.7182
-29.9773 | 153.8008
-29.9014 | 155.0294
-29.8255 | 157.2884
-29.7496 | 159.0294
-29.6738 | 160.8972
-29.5979 | 161.2167
-29.522 | 161.7512
-29.4461 | 162.7374
-29.3702 | 162.8971
-29.2943 | 161.6134
-29.2184 | 161.1892
-29.1425 | 162.0543
-29.0666 | 163.3049
-28.9907 | 163.2553
-28.9148 | 162.4234
-28.839 | 163.7181
-28.7631 | 161.9385
-28.6872 | 160.5777
-28.6113 | 159.4095
-28.5354 | 160.4399
-28.4595 | 163.6685
-28.3836 | 166.6603
-28.3077 | 167.3269
-28.2318 | 172.528
-28.1559 | 175.3379
-28.08 | 176.3021
-28.0041 | 178.0155
-27.9282 | 179.1891
-27.8524 | 180.9797
-27.7765 | 183.0513
-27.7006 | 183.3654
-27.6247 | 185.707
-27.5488 | 189.3709
-27.4729 | 189.9879
-27.397 | 191.8281
-27.3211 | 192.2138
-27.2452 | 190.7703
-27.1693 | 190.043
-27.0934 | 190.2468
-27.0175 | 190.7924
-26.9416 | 193.1229
-26.8658 | 193.0347
-26.7899 | 193.9603
-26.714 | 196.9521
-26.6381 | 199.4975
-26.5622 | 200.2413
-26.4863 | 199.6683
-26.4104 | 198.4672
-26.3345 | 200.9796
-26.2586 | 203.6352
-26.1827 | 206.401
-26.1068 | 208.3075
-26.031 | 211.1339
-25.9551 | 215.5636
-25.8792 | 219.547
-25.8033 | 219.1724
-25.7274 | 218.9134
-25.6515 | 217.9547
-25.5756 | 219.5911
-25.4997 | 222.131
-25.4238 | 222.963
-25.3479 | 222.7646
-25.272 | 224.7756
-25.1961 | 226.6434
-25.1202 | 227.7232
-25.0444 | 228.1696
-24.9685 | 229.3265
-24.8926 | 232.5497
-24.8167 | 237.2824
-24.7408 | 242.0537
-24.6649 | 244.9298
-24.589 | 248.8801
-24.5131 | 252.781
-24.4372 | 254.186
-24.3613 | 252.4835
-24.2854 | 251.062
-24.2095 | 250.4945
-24.1336 | 253.5413
-24.0578 | 257.5909
-23.9819 | 261.5687
-23.906 | 265.8002
-23.8301 | 269.2547
-23.7542 | 273.0288
-23.6783 | 275.7506
-23.6024 | 276.836
-23.5265 | 277.1666
-23.4506 | 277.8276
-23.3747 | 278.3897
-23.2988 | 279.8883
-23.2229 | 280.924
-23.1471 | 283.1609
-23.0712 | 287.4639
-22.9953 | 291.4529
-22.9194 | 291.2105
-22.8435 | 293.6017
-22.7676 | 297.9432
-22.6917 | 302.0479
-22.6158 | 304.7752
-22.5399 | 305.8165
-22.464 | 307.6016
-22.3881 | 312.6595
-22.3122 | 315.4033
-22.2364 | 318.1305
-22.1605 | 322.3344
-22.0846 | 328.3839
-22.0087 | 331.9155
-21.9328 | 334.3728
-21.8569 | 338.5381
-21.781 | 343.1275
-21.7051 | 346.6593
-21.6292 | 350.5931
-21.5533 | 353.2598
-21.4774 | 358.6096
-21.4015 | 365.717
-21.3256 | 369.3203
-21.2497 | 373.5847
-21.1739 | 379.7059
-21.098 | 385.6893
-21.0221 | 391.5296
-20.9462 | 394.6535
-20.8703 | 399.86
-20.7944 | 407.287
-20.7185 | 411.8048
-20.6426 | 414.995
-20.5667 | 419.2924
-20.4908 | 422.8792
-20.4149 | 428.1299
-20.3391 | 430.0913
-20.2632 | 432.8461
-20.1873 | 439.5513
-20.1114 | 444.4273
-20.0355 | 447.3309
-19.9596 | 453.4465
-19.8837 | 461.0829
-19.8078 | 469.8156
-19.7319 | 477.1103
-19.656 | 481.2094
-19.5801 | 486.4546
-19.5042 | 492.8292
-19.4283 | 497.3416
-19.3525 | 501.1101
-19.2766 | 503.7162
-19.2007 | 507.6335
-19.1248 | 516.8621
-19.0489 | 527.1266
-18.973 | 536.223
-18.8971 | 545.661
-18.8212 | 554.6691
-18.7453 | 562.052
-18.6694 | 567.8427
-18.5935 | 569.8811
-18.5176 | 573.2475
-18.4417 | 577.8591
-18.3659 | 581.3356
-18.29 | 584.8673
-18.2141 | 590.2723
-18.1382 | 598.5036
-18.0623 | 608.195
-17.9864 | 618.206
-17.9105 | 628.4814
-17.8346 | 638.1783
-17.7587 | 647.7871
-17.6828 | 657.4069
-17.6069 | 665.5445
-17.5311 | 671.8421
-17.4551 | 677.3572
-17.3793 | 682.5252
-17.3034 | 688.211
-17.2275 | 692.8061
-17.1516 | 699.4287
-17.0757 | 707.4451
-16.9998 | 716.4534
-16.9239 | 724.3046
-16.848 | 731.9629
-16.7721 | 739.8582
-16.6962 | 748.6791
-16.6203 | 754.7231
-16.5445 | 760.8609
-16.4686 | 768.2052
-16.3927 | 777.2904
-16.3168 | 786.1004
-16.2409 | 793.2849
-16.165 | 801.5934
-16.0891 | 812.6292
-16.0132 | 824.3757
-15.9373 | 834.3865
-15.8614 | 844.2212
-15.7855 | 855.0091
-15.7096 | 867.8355
-15.6337 | 877.907
-15.5579 | 887.2458
-15.482 | 896.2485
-15.4061 | 907.4991
-15.3302 | 919.9067
-15.2543 | 927.0968
-15.1784 | 932.904
-15.1025 | 943.003
-15.0266 | 954.0719
-14.9507 | 965.3281
-14.8748 | 974.6503
-14.7989 | 981.069
-14.723 | 993.4932
-14.6471 | 1009.6142
-14.5713 | 1024.9641
-14.4954 | 1038.0328
-14.4195 | 1049.9502
-14.3436 | 1063.1567
-14.2677 | 1079.691
-14.1918 | 1097.1896
-14.1159 | 1110.0544
-14.04 | 1123.9886
-13.9641 | 1140.2859
-13.8882 | 1156.0486
-13.8123 | 1169.1069
-13.7364 | 1182.5716
-13.6606 | 1196.803
-13.5847 | 1215.0456
-13.5088 | 1233.5907
-13.4329 | 1248.7753
-13.357 | 1262.1361
-13.2811 | 1279.5629
-13.2052 | 1295.9484
-13.1293 | 1311.8606
-13.0534 | 1329.1825
-12.9775 | 1344.0701
-12.9016 | 1361.0058
-12.8257 | 1381.811
-12.7499 | 1403.392
-12.674 | 1424.08
-12.5981 | 1443.3584
-12.5222 | 1462.1468
-12.4463 | 1485.4353
-12.3704 | 1509.4136
-12.2945 | 1533.7379
-12.2186 | 1558.3602
-12.1427 | 1587.0819
-12.0668 | 1614.6741
-11.9909 | 1640.542
-11.915 | 1664.0683
-11.8392 | 1686.8122
-11.7633 | 1712.0405
-11.6874 | 1739.7979
-11.6115 | 1768.3265
-11.5356 | 1793.2356
-11.4597 | 1818.2541
-11.3838 | 1846.083
-11.3079 | 1881.4444
-11.232 | 1914.6841
-11.1561 | 1945.9561
-11.0802 | 1977.218
-11.0043 | 2011.3283
-10.9284 | 2047.3281
-10.8526 | 2082.3904
-10.7767 | 2112.2862
-10.7008 | 2147.1565
-10.6249 | 2184.2747
-10.549 | 2220.7209
-10.4731 | 2262.1751
-10.3972 | 2302.588
-10.3213 | 2342.1247
-10.2454 | 2384.3724
-10.1695 | 2422.7082
-10.0936 | 2460.6367
-10.0177 | 2499.9368
-9.9418 | 2537.854
-9.866 | 2576.4264
-9.7901 | 2618.1842
-9.7142 | 2664.7122
-9.6383 | 2706.778
-9.5624 | 2747.6931
-9.4865 | 2789.1082
-9.4106 | 2831.4553
-9.3347 | 2876.7332
-9.2588 | 2922.7166
-9.1829 | 2966.673
-9.107 | 3022.6555
-9.0311 | 3079.0688
-8.9553 | 3130.2967
-8.8794 | 3178.0322
-8.8035 | 3230.7814
-8.7276 | 3286.5607
-8.6517 | 3340.7864
-8.5758 | 3383.7551
-8.4999 | 3430.1849
-8.424 | 3485.7488
-8.3481 | 3543.4847
-8.2722 | 3600.0297
-8.1963 | 3658.4921
-8.1204 | 3723.2571
-8.0445 | 3788.6517
-7.9687 | 3850.0394
-7.8928 | 3906.7272
-7.8169 | 3963.0032
-7.741 | 4022.997
-7.6651 | 4080.7652
-7.5892 | 4125.465
-7.5133 | 4182.126
-7.4374 | 4241.6019
-7.3615 | 4300.2239
-7.2856 | 4371.7771
-7.2097 | 4432.1793
-7.1338 | 4484.0802
-7.058 | 4544.4154
-6.9821 | 4602.9884
-6.9062 | 4668.0403
-6.8303 | 4743.6159
-6.7544 | 4810.6622
-6.6785 | 4880.2042
-6.6026 | 4951.4995
-6.5267 | 5015.7355
-6.4508 | 5074.0105
-6.3749 | 5128.0877
-6.299 | 5181.4373
-6.2231 | 5220.1693
-6.1472 | 5263.7508
-6.0714 | 5322.8584
-5.9955 | 5385.2539
-5.9196 | 5455.3472
-5.8437 | 5527.5902
-5.7678 | 5589.7714
-5.6919 | 5659.4406
-5.616 | 5723.7872
-5.5401 | 5778.7004
-5.4642 | 5837.0646
-5.3883 | 5883.2511
-5.3124 | 5914.6559
-5.2365 | 5940.9981
-5.1607 | 5979.5705
-5.0848 | 6025.9947
-5.0089 | 6070.1755
-4.933 | 6107.4543
-4.8571 | 6150.5726
-4.7812 | 6207.6355
-4.7053 | 6275.3102
-4.6294 | 6341.0887
-4.5535 | 6405.3749
-4.4776 | 6474.6479
-4.4017 | 6541.4242
-4.3258 | 6609.1591
-4.25 | 6689.9692
-4.1741 | 6757.5491
-4.0982 | 6817.2459
-4.0223 | 6874.3858
-3.9464 | 6933.8181
-3.8705 | 6998.5676
-3.7946 | 7056.9586
-3.7187 | 7095.8669
-3.6428 | 7140.7486
-3.5669 | 7191.6964
-3.491 | 7251.0506
-3.4151 | 7299.8599
-3.3392 | 7346.8075
-3.2634 | 7394.5654
-3.1875 | 7442.3948
-3.1116 | 7494.2398
-3.0357 | 7543.2924
-2.9598 | 7573.3021
-2.8839 | 7606.6367
-2.808 | 7644.1734
-2.7321 | 7682.4813
-2.6562 | 7716.5748
-2.5803 | 7750.4752
-2.5044 | 7789.9516
-2.4285 | 7827.043
-2.3527 | 7845.6484
-2.2768 | 7848.2924
-2.2009 | 7856.0069
-2.125 | 7869.2628
-2.0491 | 7881.4105
-1.9732 | 7888.9319
-1.8973 | 7893.1463
-1.8214 | 7908.8766
-1.7455 | 7943.7413
-1.6696 | 7988.3529
-1.5937 | 8034.1264
-1.5178 | 8073.0571
-1.4419 | 8095.6191
-1.3661 | 8123.0908
-1.2902 | 8150.7098
-1.2143 | 8171.9938
-1.1384 | 8195.1674
-1.0625 | 8214.0875
-0.9866 | 8217.9381
-0.9107 | 8246.181
-0.83481 | 8290.8573
-0.75892 | 8346.1579
-0.68303 | 8402.7475
-0.60714 | 8434.3945
-0.53124 | 8456.8024
-0.45535 | 8496.0088
-0.37946 | 8537.1761
-0.30357 | 8564.746
-0.22768 | 8555.5561
-0.15178 | 8526.4984
-0.075892 | 8499.2153
7.5318e-13 | 8483.033
0.075892 | 8471.1052
0.15178 | 8433.8208
0.22768 | 8383.5684
0.30357 | 8349.2762
0.37946 | 8314.6481
0.45535 | 8276.1583
0.53124 | 8238.7533
0.60714 | 8202.0649
0.68303 | 8174.6981
0.75892 | 8157.2724
0.83481 | 8151.6026
0.9107 | 8160.0817
0.9866 | 8172.1422
1.0625 | 8170.2795
1.1384 | 8170.131
1.2143 | 8173.7673
1.2902 | 8172.4614
1.3661 | 8157.057
1.4419 | 8140.9852
1.5178 | 8136.5063
1.5937 | 8128.5284
1.6696 | 8106.4843
1.7455 | 8076.5561
1.8214 | 8051.4595
1.8973 | 8027.6586
1.9732 | 7997.5652
2.0491 | 7961.6424
2.125 | 7923.1303
2.2009 | 7884.8659
2.2768 | 7854.1441
2.3527 | 7813.8574
2.4285 | 7779.8688
2.5044 | 7754.3983
2.5803 | 7724.7837
2.6562 | 7708.2107
2.7321 | 7697.1859
2.808 | 7681.1698
2.8839 | 7674.6083
2.9598 | 7660.7017
3.0357 | 7625.1651
3.1116 | 7580.8012
3.1875 | 7536.405
3.2634 | 7494.9117
3.3392 | 7437.8712
3.4151 | 7372.576
3.491 | 7312.9685
3.5669 | 7277.3704
3.6428 | 7242.8908
3.7187 | 7201.5638
3.7946 | 7154.6988
3.8705 | 7111.2501
3.9464 | 7064.8315
4.0223 | 7008.9584
4.0982 | 6936.6006
4.1741 | 6865.697
4.25 | 6795.8191
4.3258 | 6722.6676
4.4017 | 6665.1316
4.4776 | 6617.0098
4.5535 | 6569.4293
4.6294 | 6531.4518
4.7053 | 6496.8293
4.7812 | 6464.0528
4.8571 | 6437.0666
4.933 | 6390.7361
5.0089 | 6333.5304
5.0848 | 6284.2736
5.1607 | 6237.7947
5.2365 | 6185.6293
5.3124 | 6118.958
5.3883 | 6045.465
5.4642 | 5978.5559
5.5401 | 5918.2653
5.616 | 5860.6668
5.6919 | 5806.9154
5.7678 | 5759.5057
5.8437 | 5714.7177
5.9196 | 5665.7154
5.9955 | 5614.2553
6.0714 | 5560.956
6.1472 | 5509.6779
6.2231 | 5442.9284
6.299 | 5370.1029
6.3749 | 5315.9709
6.4508 | 5259.7675
6.5267 | 5202.6432
6.6026 | 5145.5525
6.6785 | 5080.1758
6.7544 | 5017.2066
6.8303 | 4953.571
6.9062 | 4874.3703
6.9821 | 4805.9288
7.058 | 4744.6739
7.1338 | 4681.7315
7.2097 | 4621.5949
7.2856 | 4567.3468
7.3615 | 4518.9784
7.4374 | 4467.6278
7.5133 | 4412.075
7.5892 | 4354.5434
7.6651 | 4296.1859
7.741 | 4238.8194
7.8169 | 4178.0378
7.8928 | 4111.9111
7.9687 | 4043.2285
8.0445 | 3974.4957
8.1204 | 3908.5576
8.1963 | 3847.3675
8.2722 | 3782.8602
8.3481 | 3716.9713
8.424 | 3653.0879
8.4999 | 3599.9638
8.5758 | 3544.6142
8.6517 | 3486.6149
8.7276 | 3433.0176
8.8035 | 3379.86
8.8794 | 3328.1031
8.9553 | 3277.8328
9.0311 | 3223.7946
9.107 | 3169.0465
9.1829 | 3115.5251
9.2588 | 3064.8039
9.3347 | 3020.2146
9.4106 | 2974.3752
9.4865 | 2924.595
9.5624 | 2888.0393
9.6383 | 2852.794
9.7142 | 2815.1245
9.7901 | 2774.1447
9.866 | 2729.5219
9.9418 | 2686.7953
10.0177 | 2647.7821
10.0936 | 2600.3166
10.1695 | 2554.5319
10.2454 | 2512.0029
10.3213 | 2470.0521
10.3972 | 2427.8869
10.4731 | 2389.2598
10.549 | 2353.6618
10.6249 | 2314.8684
10.7008 | 2280.6767
10.7767 | 2246.4838
10.8526 | 2207.4371
10.9284 | 2170.2085
11.0043 | 2133.2064
11.0802 | 2095.8182
11.1561 | 2060.9914
11.232 | 2024.7047
11.3079 | 1989.8846
11.3838 | 1959.6149
11.4597 | 1929.5706
11.5356 | 1895.6646
11.6115 | 1862.3256
11.6874 | 1835.1854
11.7633 | 1800.805
11.8392 | 1767.5106
11.915 | 1738.0177
11.9909 | 1711.9467
12.0668 | 1688.3044
12.1427 | 1665.181
12.2186 | 1639.3846
12.2945 | 1616.1898
12.3704 | 1591.4838
12.4463 | 1561.925
12.5222 | 1528.2233
12.5981 | 1499.7984
12.674 | 1470.7966
12.7499 | 1442.9945
12.8257 | 1423.0331
12.9016 | 1401.8986
12.9775 | 1383.3859
13.0534 | 1368.6533
13.1293 | 1351.2768
13.2052 | 1333.1826
13.2811 | 1315.0013
13.357 | 1293.8713
13.4329 | 1271.7948
13.5088 | 1252.6705
13.5847 | 1234.2024
13.6606 | 1214.6929
13.7364 | 1195.1779
13.8123 | 1173.7454
13.8882 | 1152.8588
13.9641 | 1137.6195
14.04 | 1120.5119
14.1159 | 1101.0849
14.1918 | 1082.6112
14.2677 | 1068.2035
14.3436 | 1055.3276
14.4195 | 1044.3303
14.4954 | 1033.1293
14.5713 | 1021.6527
14.6471 | 1012.6446
14.723 | 1001.989
14.7989 | 988.3086
14.8748 | 975.7357
14.9507 | 963.0415
15.0266 | 950.4521
15.1025 | 938.0884
15.1784 | 923.9785
15.2543 | 913.2622
15.3302 | 901.3724
15.4061 | 889.042
15.482 | 879.571
15.5579 | 869.885
15.6337 | 861.9127
15.7096 | 855.1027
15.7855 | 844.4802
15.8614 | 833.6208
15.9373 | 825.2131
16.0132 | 815.8689
16.0891 | 807.4391
16.165 | 791.9351
16.2409 | 777.5439
16.3168 | 766.9931
16.3927 | 760.3926
16.4686 | 754.5964
16.5445 | 745.4945
16.6203 | 734.5855
16.6962 | 729.3403
16.7721 | 723.131
16.848 | 715.671
16.9239 | 708.5249
16.9998 | 699.9575
17.0757 | 691.6712
17.1516 | 686.0955
17.2275 | 681.9743
17.3034 | 673.864
17.3793 | 655.6548
17.4551 | 644.4317
17.5311 | 635.8312
17.6069 | 628.4814
17.6828 | 618.8176
17.7587 | 610.1565
17.8346 | 606.0683
17.9105 | 611.5393
17.9864 | 608.476
18.0623 | 602.3659
18.1382 | 596.2226
18.2141 | 590.8893
18.29 | 583.3797
18.3659 | 575.1538
18.4417 | 568.6249
18.5176 | 562.1843
18.5935 | 556.3825
18.6694 | 551.5177
18.7453 | 545.3964
18.8212 | 540.0632
18.8971 | 534.9172
18.973 | 527.683
19.0489 | 519.8539
19.1248 | 512.6914
19.2007 | 504.0247
19.2766 | 497.9862
19.3525 | 493.4242
19.4283 | 489.1818
19.5042 | 483.7494
19.5801 | 482.1296
19.656 | 479.766
19.7319 | 476.1626
19.8078 | 472.3776
19.8837 | 464.9176
19.9596 | 459.1104
20.0355 | 456.4382
20.1114 | 449.8102
20.1873 | 443.4577
20.2632 | 441.5347
20.3391 | 438.7029
20.4149 | 436.196
20.4908 | 430.5045
20.5667 | 424.8407
20.6426 | 420.7084
20.7185 | 415.3641
20.7944 | 407.7057
20.8703 | 401.8104
20.9462 | 398.8078
21.0221 | 396.7857
21.098 | 394.0419
21.1739 | 391.6673
21.2497 | 390.2293
21.3256 | 392.0088
21.4015 | 390.1907
21.4774 | 385.2706
21.5533 | 381.1439
21.6292 | 378.6811
21.7051 | 375.5572
21.781 | 371.1385
21.8569 | 364.7859
21.9328 | 360.8685
22.0087 | 358.4278
22.0846 | 357.2156
22.1605 | 353.3314
22.2364 | 349.7777
22.3122 | 346.3507
22.3881 | 340.3949
22.464 | 333.6841
22.5399 | 328.472
22.6158 | 324.0754
22.6917 | 320.3013
22.7676 | 316.3674
22.8435 | 313.5905
22.9194 | 311.1168
22.9953 | 310.5106
23.0712 | 307.0672
23.1471 | 301.3317
23.2229 | 297.3261
23.2988 | 294.8634
23.3747 | 291.8662
23.4506 | 291.205
23.5265 | 288.1141
23.6024 | 286.7367
23.6783 | 286.1472
23.7542 | 284.0591
23.8301 | 278.7147
23.906 | 276.6872
23.9819 | 272.6486
24.0578 | 269.6514
24.1336 | 266.9847
24.2095 | 264.0482
24.2854 | 264.3456
24.3613 | 266.0811
24.4372 | 263.2493
24.5131 | 261.3374
24.589 | 257.6074
24.6649 | 251.8718
24.7408 | 248.6983
24.8167 | 243.1502
24.8926 | 242.4615
24.9685 | 241.5689
25.0444 | 238.9023
25.1202 | 238.6984
25.1961 | 241.7066
25.272 | 241.4312
25.3479 | 239.872
25.4238 | 236.0262
25.4997 | 233.1723
25.5756 | 231.0731
25.6515 | 228.5552
25.7274 | 225.5745
25.8033 | 224.0263
25.8792 | 223.9272
25.9551 | 222.2798
26.031 | 219.7399
26.1068 | 216.9355
26.1827 | 214.1806
26.2586 | 211.4369
26.3345 | 208.4617
26.4104 | 205.7509
26.4863 | 202.8198
26.5622 | 203.3653
26.6381 | 205.3267
26.714 | 205.6132
26.7899 | 204.7867
26.8658 | 204.021
26.9416 | 201.9659
27.0175 | 201.2882
27.0934 | 199.5471
27.1693 | 197.8006
27.2452 | 197.2661
27.3211 | 195.7014
27.397 | 193.8117
27.4729 | 192.9852
27.5488 | 191.3598
27.6247 | 191.751
27.7006 | 190.2909
27.7765 | 188.1037
27.8524 | 187.8502
27.9282 | 187.6353
28.0041 | 188.2689
28.08 | 190.0209
28.1559 | 189.2276
28.2318 | 187.9439
28.3077 | 186.3847
28.3836 | 186.7042
28.4595 | 185.6629
28.5354 | 183.1339
28.6113 | 181.1285
28.6872 | 178.6988
28.7631 | 178.8915
28.839 | 180.7152
28.9148 | 180.2469
28.9907 | 179.7896
29.0666 | 178.6657
29.1425 | 177.0017
29.2184 | 176.3848
29.2943 | 174.4729
29.3702 | 171.0845
29.4461 | 167.9165
29.522 | 166.0928
29.5979 | 167.7126
29.6738 | 166.8641
29.7496 | 164.4564
29.8255 | 163.6079
29.9014 | 164.3737
29.9773 | 164.8145
30.0532 | 165.1286
30.1291 | 162.247
30.205 | 160.0487
30.2809 | 160.5115
30.3568 | 161.0569
30.4327 | 161.382
30.5086 | 160.5556
30.5845 | 161.7457
30.6604 | 161.5914
30.7362 | 162.3297
30.8121 | 161.8614
30.888 | 160.2966
30.9639 | 157.3214
31.0398 | 155.6245
31.1157 | 152.0598
31.1916 | 151.4703
31.2675 | 150.9193
31.3434 | 149.1396
31.4193 | 147.845
31.4952 | 148.2968
31.5711 | 148.2306
31.647 | 148.6493
31.7229 | 148.9358
31.7987 | 149.4537
31.8746 | 150.6658
31.9505 | 150.2251
32.0264 | 149.6907
32.1023 | 148.8863
32.1782 | 146.8643
32.2541 | 146.5226
32.33 | 145.0516
32.4059 | 142.9909
32.4818 | 144.1645
32.5577 | 145.0625
32.6335 | 148.0708
32.7094 | 149.2939
32.7853 | 148.5887
32.8612 | 148.7154
32.9371 | 148.2801
33.013 | 146.0432
33.0889 | 145.1397
33.1648 | 141.6631
33.2407 | 142.5887
33.3166 | 141.5143
33.3925 | 139.8505
33.4684 | 140.3242
33.5442 | 144.0984
33.6201 | 143.2334
33.696 | 143.3161
33.7719 | 140.6274
33.8478 | 138.8697
33.9237 | 139.1232
33.9996 | 140.7981
34.0755 | 138.2031
34.1514 | 137.1839
34.2273 | 138.1095
34.3032 | 137.5584
34.3791 | 139.2389
34.455 | 140.5942
34.5309 | 137.2884
34.6067 | 134.7596
34.6826 | 134.7045
34.7585 | 133.7072
34.8344 | 135.3381
34.9103 | 135.2609
34.9862 | 133.4758
35.0621 | 134.2472
35.138 | 135.4649
35.2139 | 134.6825
35.2898 | 134.0929
35.3657 | 135.8505
35.4415 | 136.1866
35.5174 | 136.44
35.5933 | 139.856
35.6692 | 140.2968
35.7451 | 138.8037
35.821 | 138.3739
35.8969 | 137.3766
35.9728 | 138.5832
36.0487 | 138.6384
36.1246 | 134.8588
36.2005 | 135.5089
36.2764 | 139.2334
36.3523 | 139.3491
36.4282 | 137.7237
36.504 | 136.8642
36.5799 | 137.9055
36.6558 | 139.542
36.7317 | 138.9414
36.8076 | 136.7762
36.8835 | 137.2334
36.9594 | 136.7871
37.0353 | 134.7926
37.1112 | 132.148
37.1871 | 129.1068
37.263 | 128.6991
37.3389 | 130.7982
37.4147 | 131.5806
37.4906 | 131.8891
37.5665 | 133.7293
37.6424 | 134.1646
37.7183 | 134.5007
37.7942 | 133.0516
37.8701 | 129.8946
37.946 | 127.4869
38.0219 | 126.0489
38.0978 | 123.9553
38.1737 | 123.3878
38.2495 | 124.9469
38.3254 | 124.969
38.4013 | 124.082
38.4772 | 124.0874
38.5531 | 126.1425
38.629 | 125.9498
38.7049 | 125.9057
38.7808 | 125.3602
38.8567 | 124.093
38.9326 | 125.3602
39.0085 | 123.8561
39.0844 | 123.2885
39.1603 | 124.7431
39.2362 | 125.3106
39.312 | 123.8009
39.3879 | 122.969
39.4638 | 122.7596
39.5397 | 124.2583
39.6156 | 121.553
39.6915 | 119.779
39.7674 | 119.52
39.8433 | 120.1867
39.9192 | 122.0985
39.9951 | 122.8754
40.071 | 123.1288
40.1469 | 123.9718
40.2227 | 122.7596
40.2986 | 122.3519
40.3745 | 120.7266
40.4504 | 118.6936
40.5263 | 116.115
40.6022 | 115.7184
40.6781 | 115.5035
40.754 | 116.027
40.8299 | 112.7047
40.9058 | 112.2638
40.9817 | 111.8506
41.0576 | 112.8644
41.1335 | 112.9856
41.2093 | 114.0159
41.2852 | 114.5338
41.3611 | 115.9497
41.437 | 117.0462
41.5129 | 117.0517
41.5888 | 117.5035
41.6647 | 116.8258
41.7406 | 115.7844
41.8165 | 115.3437
41.8924 | 117.1344
41.9683 | 117.3162
42.0442 | 118.4731
42.12 | 118.3575
42.1959 | 119.2555
42.2718 | 118.2858
42.3477 | 117.6247
42.4236 | 114.677
42.4995 | 113.5475
42.5754 | 113.1785
42.6513 | 113.4925
42.7272 | 114.3189
42.8031 | 116.6109
42.879 | 116.374
42.9549 | 120.5283
43.0307 | 122.1095
43.1066 | 123.3272
43.1825 | 121.7845
43.2584 | 120.633
43.3343 | 118.7542
43.4102 | 116.9085
43.4861 | 113.6798
43.562 | 115.0022
43.6379 | 113.0738
43.7138 | 113.801
43.7897 | 112.8533
43.8656 | 113.4539
43.9415 | 114.611
44.0174 | 115.4759
44.0932 | 116.4126
44.1691 | 116.2253
44.245 | 115.8506
44.3209 | 117.6357
44.3968 | 100.7212
44.4727 | 85.5147
44.5486 | 69.3991
44.6245 | 49.8014
44.7004 | 34.6279
44.7763 | 18.4462
44.8522 | 0
44.928 | 0
45.0039 | 0
45.0798 | 0
45.1557 | 0
45.2316 | 0
45.3075 | 0
45.3834 | 0
45.4593 | 0
45.5352 | 0
45.6111 | 0
45.687 | 0
45.7629 | 0
45.8387 | 0
45.9146 | 0
45.9905 | 0
46.0664 | 0
46.1423 | 0
46.2182 | 0
46.2941 | 0
46.37 | 0
46.4459 | 0
46.5218 | 0
46.5977 | 0
46.6736 | 0
46.7495 | 0
46.8254 | 0
46.9012 | 0
46.9771 | 0
47.053 | 0
47.1289 | 0
47.2048 | 0
47.2807 | 0
47.3566 | 0
47.4325 | 0
47.5084 | 0
47.5843 | 0
47.6602 | 0
47.736 | 0
47.8119 | 0
47.8878 | 0
47.9637 | 0
48.0396 | 0
48.1155 | 0
48.1914 | 0
48.2673 | 0
48.3432 | 0
48.4191 | 0
48.495 | 0
48.5709 | 0
48.6468 | 0
48.7227 | 0
48.7985 | 0
48.8744 | 0
48.9503 | 0
49.0262 | 0
49.1021 | 0
49.178 | 0
49.2539 | 0
49.3298 | 0
49.4057 | 0
49.4816 | 0
49.5575 | 0
49.6334 | 0
49.7092 | 0
49.7851 | 0
49.861 | 0
49.9369 | 0
50.0128 | 0
50.0887 | 0
50.1646 | 0
50.2405 | 0
50.3164 | 0
50.3923 | 0
50.4682 | 0
50.5441 | 0
50.62 | 0
50.6958 | 0
50.7717 | 0
50.8476 | 0
50.9235 | 0
50.9994 | 0
51.0753 | 0
51.1512 | 0
51.2271 | 0
51.303 | 0
51.3789 | 0
51.4548 | 0
51.5307 | 0
51.6065 | 0
51.6824 | 0
51.7583 | 0
51.8342 | 0
51.9101 | 0
51.986 | 0
52.0619 | 0
52.1378 | 0
52.2137 | 0
52.2896 | 0
52.3655 | 0
52.4413 | 0
52.5172 | 0
52.5931 | 0
52.669 | 0
52.7449 | 0
52.8208 | 0

## Multipliers
Mode | Setting | Field Lumens | Candela | lumen m.f. | candela m.f. | average
RGB | full | 2481 | 35621 | 1 | 1 | 1
RGB | 3200K | 2363 | 33601 | 0.95244 | 0.94329 | 0.94787
RGB | 5600K | 2461 | 35269 | 0.99194 | 0.99012 | 0.99103
RGB | red | 568 | 8190 | 0.22894 | 0.22992 | 0.22943
RGB | green | 699 | 11073 | 0.28174 | 0.31086 | 0.2963
RGB | blue | 225 | 3369 | 0.090689 | 0.094579 | 0.092634
Direct | full | 2611 | 37616 | 1.0524 | 1.056 | 1.0542
Direct | lime | 1154 | 15384 | 0.46514 | 0.43188 | 0.44851
Direct | red | 568 | 8207 | 0.22894 | 0.2304 | 0.22967
Direct | green | 697 | 11082 | 0.28094 | 0.31111 | 0.29602
Direct | blue | 222 | 3324 | 0.08948 | 0.093316 | 0.091398
|  | candela | field lumens | beam lumens | candela m.f. | field m.f. | beam m.f. | average
deep blue |  | 31917 | 2141 | 1173
standard |  | 35621 | 2481 | 1382 | 1.1161 | 1.1588 | 1.1782

## Vivid Plots (hidden)
| X |  | Y |  |  | factor
-11.873 | 0 | -11.918 | 1800.117 | 0 | 1800.117 | 1
-11.827 | 0 | -11.873 | 1797.319 | 0 | 1797.319
-11.782 | 0 | -11.827 | 1791.486 | 0 | 1791.486
-11.737 | 196.884 | -11.782 | 1798.428 | 196.884 | 1798.428
-11.692 | 525.047 | -11.737 | 1812.132 | 525.047 | 1812.132
-11.646 | 848.874 | -11.692 | 1832.167 | 848.874 | 1832.167
-11.601 | 1176.61 | -11.646 | 1856.622 | 1176.61 | 1856.622
-11.556 | 1377.602 | -11.601 | 1884.857 | 1377.602 | 1884.857
-11.51 | 1389.593 | -11.556 | 1904.413 | 1389.593 | 1904.413
-11.465 | 1408.743 | -11.51 | 1922.055 | 1408.743 | 1922.055
-11.42 | 1428.719 | -11.465 | 1946.009 | 1428.719 | 1946.009
-11.374 | 1456.895 | -11.42 | 1969.521 | 1456.895 | 1969.521
-11.329 | 1474.518 | -11.374 | 1991.329 | 1474.518 | 1991.329
-11.283 | 1498.23 | -11.329 | 2024.699 | 1498.23 | 2024.699
-11.238 | 1510.983 | -11.283 | 2047.307 | 1510.983 | 2047.307
-11.192 | 1534.45 | -11.238 | 2062.114 | 1534.45 | 2062.114
-11.147 | 1573.028 | -11.192 | 2079.644 | 1573.028 | 2079.644
-11.102 | 1593.928 | -11.147 | 2098.211 | 1593.928 | 2098.211
-11.056 | 1606.622 | -11.102 | 2118.655 | 1606.622 | 2118.655
-11.011 | 1629.59 | -11.056 | 2150.001 | 1629.59 | 2150.001
-10.965 | 1657.365 | -11.011 | 2173.347 | 1657.365 | 2173.347
-10.919 | 1666.665 | -10.965 | 2202.338 | 1666.665 | 2202.338
-10.874 | 1684.762 | -10.919 | 2237.386 | 1684.762 | 2237.386
-10.828 | 1710.176 | -10.874 | 2276.807 | 1710.176 | 2276.807
-10.783 | 1726.985 | -10.828 | 2286.868 | 1726.985 | 2286.868
-10.737 | 1748.177 | -10.783 | 2317.862 | 1748.177 | 2317.862
-10.692 | 1771.654 | -10.737 | 2351.971 | 1771.654 | 2351.971
-10.646 | 1801.594 | -10.692 | 2380.405 | 1801.594 | 2380.405
-10.6 | 1817.299 | -10.646 | 2398.78 | 1817.299 | 2398.78
-10.555 | 1845.109 | -10.6 | 2434.282 | 1845.109 | 2434.282
-10.509 | 1877.7 | -10.555 | 2459.1 | 1877.7 | 2459.1
-10.463 | 1913.605 | -10.509 | 2506.454 | 1913.605 | 2506.454
-10.418 | 1931.539 | -10.463 | 2542.707 | 1931.539 | 2542.707
-10.372 | 1957.802 | -10.418 | 2570.795 | 1957.802 | 2570.795
-10.326 | 1984.67 | -10.372 | 2602.616 | 1984.67 | 2602.616
-10.281 | 2017.353 | -10.326 | 2624.617 | 2017.353 | 2624.617
-10.235 | 2051.676 | -10.281 | 2649.52 | 2051.676 | 2649.52
-10.189 | 2077.854 | -10.235 | 2674.406 | 2077.854 | 2674.406
-10.143 | 2114.002 | -10.189 | 2713.015 | 2114.002 | 2713.015
-10.097 | 2135.146 | -10.143 | 2747.017 | 2135.146 | 2747.017
-10.052 | 2170.622 | -10.097 | 2790.77 | 2170.622 | 2790.77
-10.006 | 2205.863 | -10.052 | 2829.917 | 2205.863 | 2829.917
-9.96 | 2245.233 | -10.006 | 2870.698 | 2245.233 | 2870.698
-9.914 | 2285.196 | -9.96 | 2923.913 | 2285.196 | 2923.913
-9.868 | 2311.431 | -9.914 | 2971.482 | 2311.431 | 2971.482
-9.823 | 2336.61 | -9.868 | 3004.071 | 2336.61 | 3004.071
-9.777 | 2364.054 | -9.823 | 3041.618 | 2364.054 | 3041.618
-9.731 | 2397.283 | -9.777 | 3077.065 | 2397.283 | 3077.065
-9.685 | 2419.714 | -9.731 | 3108.341 | 2419.714 | 3108.341
-9.639 | 2463.051 | -9.685 | 3161.977 | 2463.051 | 3161.977
-9.593 | 2509.048 | -9.639 | 3215.782 | 2509.048 | 3215.782
-9.547 | 2549.01 | -9.593 | 3260.852 | 2549.01 | 3260.852
-9.501 | 2581.083 | -9.547 | 3310.651 | 2581.083 | 3310.651
-9.455 | 2619.339 | -9.501 | 3362.898 | 2619.339 | 3362.898
-9.409 | 2659.842 | -9.455 | 3395.049 | 2659.842 | 3395.049
-9.363 | 2697.631 | -9.409 | 3435.655 | 2697.631 | 3435.655
-9.317 | 2728.166 | -9.363 | 3484.501 | 2728.166 | 3484.501
-9.271 | 2788.826 | -9.317 | 3536.825 | 2788.826 | 3536.825
-9.225 | 2830.042 | -9.271 | 3583.126 | 2830.042 | 3583.126
-9.179 | 2868.343 | -9.225 | 3634.763 | 2868.343 | 3634.763
-9.133 | 2916.311 | -9.179 | 3680.589 | 2916.311 | 3680.589
-9.087 | 2956.002 | -9.133 | 3736.492 | 2956.002 | 3736.492
-9.041 | 2984.539 | -9.087 | 3798.335 | 2984.539 | 3798.335
-8.995 | 3043.752 | -9.041 | 3843.034 | 3043.752 | 3843.034
-8.949 | 3102.926 | -8.995 | 3898.417 | 3102.926 | 3898.417
-8.903 | 3181.408 | -8.949 | 3970.032 | 3181.408 | 3970.032
-8.857 | 3255.928 | -8.903 | 4050.862 | 3255.928 | 4050.862
-8.811 | 3325.049 | -8.857 | 4103.448 | 3325.049 | 4103.448
-8.764 | 3361.228 | -8.811 | 4154.563 | 3361.228 | 4154.563
-8.718 | 3405.401 | -8.764 | 4212.843 | 3405.401 | 4212.843
-8.672 | 3455.506 | -8.718 | 4285.268 | 3455.506 | 4285.268
-8.626 | 3511.741 | -8.672 | 4357.648 | 3511.741 | 4357.648
-8.58 | 3561.166 | -8.626 | 4427.722 | 3561.166 | 4427.722
-8.534 | 3624.927 | -8.58 | 4483.793 | 3624.927 | 4483.793
-8.487 | 3700.753 | -8.534 | 4552.965 | 3700.753 | 4552.965
-8.441 | 3752.946 | -8.487 | 4621.479 | 3752.946 | 4621.479
-8.395 | 3827.044 | -8.441 | 4696.104 | 3827.044 | 4696.104
-8.349 | 3880.193 | -8.395 | 4777.45 | 3880.193 | 4777.45
-8.302 | 3951.543 | -8.349 | 4872.886 | 3951.543 | 4872.886
-8.256 | 4023.875 | -8.302 | 4934.666 | 4023.875 | 4934.666
-8.21 | 4112.744 | -8.256 | 5027.13 | 4112.744 | 5027.13
-8.164 | 4179.457 | -8.21 | 5097.837 | 4179.457 | 5097.837
-8.117 | 4253.701 | -8.164 | 5194.495 | 4253.701 | 5194.495
-8.071 | 4318.289 | -8.117 | 5284.548 | 4318.289 | 5284.548
-8.025 | 4392.04 | -8.071 | 5382.319 | 4392.04 | 5382.319
-7.978 | 4473.31 | -8.025 | 5478.602 | 4473.31 | 5478.602
-7.932 | 4555.759 | -7.978 | 5566.245 | 4555.759 | 5566.245
-7.886 | 4616.103 | -7.932 | 5639.539 | 4616.103 | 5639.539
-7.839 | 4699.69 | -7.886 | 5719.941 | 4699.69 | 5719.941
-7.793 | 4796.699 | -7.839 | 5812.14 | 4796.699 | 5812.14
-7.747 | 4903.241 | -7.793 | 5907.35 | 4903.241 | 5907.35
-7.7 | 4996.057 | -7.747 | 6018.013 | 4996.057 | 6018.013
-7.654 | 5093.307 | -7.7 | 6138.607 | 5093.307 | 6138.607
-7.607 | 5181.942 | -7.654 | 6251.182 | 5181.942 | 6251.182
-7.561 | 5262.989 | -7.607 | 6367.16 | 5262.989 | 6367.16
-7.515 | 5376.585 | -7.561 | 6498.763 | 5376.585 | 6498.763
-7.468 | 5487.674 | -7.515 | 6617.257 | 5487.674 | 6617.257
-7.422 | 5597.685 | -7.468 | 6728.764 | 5597.685 | 6728.764
-7.375 | 5702.345 | -7.422 | 6838.991 | 5702.345 | 6838.991
-7.329 | 5803.085 | -7.375 | 6945.091 | 5803.085 | 6945.091
-7.282 | 5879.572 | -7.329 | 7046.051 | 5879.572 | 7046.051
-7.236 | 5981.638 | -7.282 | 7160.18 | 5981.638 | 7160.18
-7.189 | 6090.359 | -7.236 | 7290.515 | 6090.359 | 7290.515
-7.143 | 6199.838 | -7.189 | 7408.995 | 6199.838 | 7408.995
-7.096 | 6298.699 | -7.143 | 7545.703 | 6298.699 | 7545.703
-7.05 | 6403.603 | -7.096 | 7683.762 | 6403.603 | 7683.762
-7.003 | 6519.621 | -7.05 | 7825.814 | 6519.621 | 7825.814
-6.957 | 6625.638 | -7.003 | 7975.305 | 6625.638 | 7975.305
-6.91 | 6741.342 | -6.957 | 8140.145 | 6741.342 | 8140.145
-6.864 | 6839.548 | -6.91 | 8303.887 | 6839.548 | 8303.887
-6.817 | 6984.546 | -6.864 | 8434.084 | 6984.546 | 8434.084
-6.771 | 7118.527 | -6.817 | 8568.275 | 7118.527 | 8568.275
-6.724 | 7257.51 | -6.771 | 8698.553 | 7257.51 | 8698.553
-6.677 | 7400.275 | -6.724 | 8834.243 | 7400.275 | 8834.243
-6.631 | 7556.34 | -6.677 | 8972.91 | 7556.34 | 8972.91
-6.584 | 7736.625 | -6.631 | 9118.4 | 7736.625 | 9118.4
-6.538 | 7907.918 | -6.584 | 9272.531 | 7907.918 | 9272.531
-6.491 | 8035.017 | -6.538 | 9441.369 | 8035.017 | 9441.369
-6.444 | 8153.564 | -6.491 | 9594.346 | 8153.564 | 9594.346
-6.398 | 8289.656 | -6.444 | 9748.066 | 8289.656 | 9748.066
-6.351 | 8440.045 | -6.398 | 9909.202 | 8440.045 | 9909.202
-6.304 | 8609.57 | -6.351 | 10060.968 | 8609.57 | 10060.968
-6.258 | 8767.501 | -6.304 | 10236.118 | 8767.501 | 10236.118
-6.211 | 8938.092 | -6.258 | 10417.457 | 8938.092 | 10417.457
-6.164 | 9132.845 | -6.211 | 10616.699 | 9132.845 | 10616.699
-6.118 | 9321.859 | -6.164 | 10811.613 | 9321.859 | 10811.613
-6.071 | 9490.606 | -6.118 | 11000.388 | 9490.606 | 11000.388
-6.024 | 9690.967 | -6.071 | 11176.165 | 9690.967 | 11176.165
-5.977 | 9878.936 | -6.024 | 11352.276 | 9878.936 | 11352.276
-5.931 | 10075.098 | -5.977 | 11523.677 | 10075.098 | 11523.677
-5.884 | 10256.861 | -5.931 | 11721.234 | 10256.861 | 11721.234
-5.837 | 10431.698 | -5.884 | 11940.291 | 10431.698 | 11940.291
-5.79 | 10612.312 | -5.837 | 12165.711 | 10612.312 | 12165.711
-5.744 | 10823.688 | -5.79 | 12404.344 | 10823.688 | 12404.344
-5.697 | 11035.987 | -5.744 | 12636.636 | 11035.987 | 12636.636
-5.65 | 11236.321 | -5.697 | 12872.867 | 11236.321 | 12872.867
-5.603 | 11439.801 | -5.65 | 13110.619 | 11439.801 | 13110.619
-5.557 | 11652.465 | -5.603 | 13343.246 | 11652.465 | 13343.246
-5.51 | 11875.315 | -5.557 | 13565.521 | 11875.315 | 13565.521
-5.463 | 12088.626 | -5.51 | 13814.886 | 12088.626 | 13814.886
-5.416 | 12292.204 | -5.463 | 14043.233 | 12292.204 | 14043.233
-5.369 | 12494.504 | -5.416 | 14275.927 | 12494.504 | 14275.927
-5.322 | 12663.356 | -5.369 | 14536.495 | 12663.356 | 14536.495
-5.276 | 12836.378 | -5.322 | 14787.119 | 12836.378 | 14787.119
-5.229 | 13028.439 | -5.276 | 15037.054 | 13028.439 | 15037.054
-5.182 | 13236.314 | -5.229 | 15304.793 | 13236.314 | 15304.793
-5.135 | 13459.591 | -5.182 | 15541.898 | 13459.591 | 15541.898
-5.088 | 13707.902 | -5.135 | 15788.772 | 13707.902 | 15788.772
-5.041 | 13924.604 | -5.088 | 16018.897 | 13924.604 | 16018.897
-4.994 | 14143.649 | -5.041 | 16241.523 | 14143.649 | 16241.523
-4.948 | 14377.481 | -4.994 | 16491.99 | 14377.481 | 16491.99
-4.901 | 14628.7 | -4.948 | 16782.325 | 14628.7 | 16782.325
-4.854 | 14868.005 | -4.901 | 17105.08 | 14868.005 | 17105.08
-4.807 | 15112.655 | -4.854 | 17374.764 | 15112.655 | 17374.764
-4.76 | 15354.626 | -4.807 | 17629.525 | 15354.626 | 17629.525
-4.713 | 15574.673 | -4.76 | 17884.617 | 15574.673 | 17884.617
-4.666 | 15809.896 | -4.713 | 18185.958 | 15809.896 | 18185.958
-4.619 | 16072.516 | -4.666 | 18459.146 | 16072.516 | 18459.146
-4.572 | 16327.448 | -4.619 | 18718.03 | 16327.448 | 18718.03
-4.525 | 16558.67 | -4.572 | 18945.587 | 16558.67 | 18945.587
-4.478 | 16799.249 | -4.525 | 19188.318 | 16799.249 | 19188.318
-4.431 | 17067.608 | -4.478 | 19465.447 | 17067.608 | 19465.447
-4.385 | 17349.714 | -4.431 | 19751.921 | 17349.714 | 19751.921
-4.338 | 17580.696 | -4.385 | 20003.082 | 17580.696 | 20003.082
-4.291 | 17848.457 | -4.338 | 20319.453 | 17848.457 | 20319.453
-4.244 | 18105.548 | -4.291 | 20615.93 | 18105.548 | 20615.93
-4.197 | 18375.187 | -4.244 | 20884.32 | 18375.187 | 20884.32
-4.15 | 18622.758 | -4.197 | 21123.441 | 18622.758 | 21123.441
-4.103 | 18919.682 | -4.15 | 21407.129 | 18919.682 | 21407.129
-4.056 | 19198.541 | -4.103 | 21679.357 | 19198.541 | 21679.357
-4.009 | 19449.147 | -4.056 | 21982.929 | 19449.147 | 21982.929
-3.962 | 19690.109 | -4.009 | 22247.049 | 19690.109 | 22247.049
-3.915 | 19924.433 | -3.962 | 22556.103 | 19924.433 | 22556.103
-3.868 | 20201.684 | -3.915 | 22851.304 | 20201.684 | 22851.304
-3.821 | 20524.241 | -3.868 | 23132.661 | 20524.241 | 23132.661
-3.774 | 20796.387 | -3.821 | 23381.601 | 20796.387 | 23381.601
-3.727 | 21057.3 | -3.774 | 23609.328 | 21057.3 | 23609.328
-3.679 | 21291.609 | -3.727 | 23882.971 | 21291.609 | 23882.971
-3.632 | 21518.697 | -3.679 | 24118.228 | 21518.697 | 24118.228
-3.585 | 21731.382 | -3.632 | 24408.571 | 21731.382 | 24408.571
-3.538 | 21957.419 | -3.585 | 24687.891 | 21957.419 | 24687.891
-3.491 | 22215.766 | -3.538 | 24992.327 | 22215.766 | 24992.327
-3.444 | 22450.93 | -3.491 | 25240.235 | 22450.93 | 25240.235
-3.397 | 22699.437 | -3.444 | 25554.374 | 22699.437 | 25554.374
-3.35 | 22957.095 | -3.397 | 25828.564 | 22957.095 | 25828.564
-3.303 | 23216.719 | -3.35 | 26083.173 | 23216.719 | 26083.173
-3.256 | 23467.938 | -3.303 | 26333.772 | 23467.938 | 26333.772
-3.209 | 23749.047 | -3.256 | 26643.987 | 23749.047 | 26643.987
-3.162 | 24085.957 | -3.209 | 26920.666 | 24085.957 | 26920.666
-3.115 | 24355.836 | -3.162 | 27206.893 | 24355.836 | 27206.893
-3.068 | 24557.715 | -3.115 | 27480.536 | 24557.715 | 27480.536
-3.02 | 24784.106 | -3.068 | 27758.148 | 24784.106 | 27758.148
-2.973 | 25028.225 | -3.02 | 28010.03 | 25028.225 | 28010.03
-2.926 | 25299.829 | -2.973 | 28257.718 | 25299.829 | 28257.718
-2.879 | 25546.511 | -2.926 | 28533.296 | 25546.511 | 28533.296
-2.832 | 25811.91 | -2.879 | 28812.05 | 25811.91 | 28812.05
-2.785 | 26044.827 | -2.832 | 29072.664 | 26044.827 | 29072.664
-2.738 | 26312.197 | -2.785 | 29301.402 | 26312.197 | 29301.402
-2.691 | 26555.659 | -2.738 | 29587.703 | 26555.659 | 29587.703
-2.643 | 26807.083 | -2.691 | 29832.176 | 26807.083 | 29832.176
-2.596 | 27068.26 | -2.643 | 30086.609 | 27068.26 | 30086.609
-2.549 | 27292.404 | -2.596 | 30323.921 | 27292.404 | 30323.921
-2.502 | 27478.336 | -2.549 | 30512.269 | 27478.336 | 30512.269
-2.455 | 27703.293 | -2.502 | 30696.855 | 27703.293 | 30696.855
-2.408 | 27920.696 | -2.455 | 30870.516 | 27920.696 | 30870.516
-2.361 | 28153.433 | -2.408 | 31065.695 | 28153.433 | 31065.695
-2.313 | 28423.984 | -2.361 | 31202.195 | 28423.984 | 31202.195
-2.266 | 28715.429 | -2.313 | 31384.095 | 28715.429 | 31384.095
-2.219 | 28939.038 | -2.266 | 31541.949 | 28939.038 | 31541.949
-2.172 | 29161.867 | -2.219 | 31694.265 | 29161.867 | 31694.265
-2.125 | 29408.78 | -2.172 | 31872.675 | 29408.78 | 31872.675
-2.078 | 29678.777 | -2.125 | 32068.419 | 29678.777 | 32068.419
-2.03 | 29938.047 | -2.078 | 32248.68 | 29938.047 | 32248.68
-1.983 | 30160.149 | -2.03 | 32443.49 | 30160.149 | 32443.49
-1.936 | 30358.215 | -1.983 | 32607.909 | 30358.215 | 32607.909
-1.889 | 30562.474 | -1.936 | 32770.776 | 30562.474 | 32770.776
-1.842 | 30828.188 | -1.889 | 32903.462 | 30828.188 | 32903.462
-1.794 | 31092.133 | -1.842 | 33069.193 | 31092.133 | 33069.193
-1.747 | 31403.804 | -1.794 | 33235.76 | 31403.804 | 33235.76
-1.7 | 31677.729 | -1.747 | 33410.121 | 31677.729 | 33410.121
-1.653 | 31955.057 | -1.7 | 33524.5 | 31955.057 | 33524.5
-1.606 | 32154.909 | -1.653 | 33667.549 | 32154.909 | 33667.549
-1.558 | 32364.536 | -1.606 | 33805.876 | 32364.536 | 33805.876
-1.511 | 32556.317 | -1.558 | 33924.979 | 32556.317 | 33924.979
-1.464 | 32755.491 | -1.511 | 33994.659 | 32755.491 | 33994.659
-1.417 | 32966.428 | -1.464 | 34088.638 | 32966.428 | 34088.638
-1.37 | 33172.042 | -1.417 | 34133.604 | 33172.042 | 34133.604
-1.322 | 33380.678 | -1.37 | 34167.707 | 33380.678 | 34167.707
-1.275 | 33601.873 | -1.322 | 34245.379 | 33601.873 | 34245.379
-1.228 | 33769.484 | -1.275 | 34395.812 | 33769.484 | 34395.812
-1.181 | 33925.03 | -1.228 | 34574.9 | 33925.03 | 34574.9
-1.134 | 34081.424 | -1.181 | 34715.508 | 34081.424 | 34715.508
-1.086 | 34212.054 | -1.134 | 34844.654 | 34212.054 | 34844.654
-1.039 | 34302.827 | -1.086 | 34897.201 | 34302.827 | 34897.201
-0.992 | 34406.568 | -1.039 | 35004.424 | 34406.568 | 35004.424
-0.945 | 34528.838 | -0.992 | 35041.811 | 34528.838 | 35041.811
-0.897 | 34637.467 | -0.945 | 35170.607 | 34637.467 | 35170.607
-0.85 | 34804.929 | -0.897 | 35243.867 | 34804.929 | 35243.867
-0.803 | 35009.579 | -0.85 | 35395.621 | 35009.579 | 35395.621
-0.756 | 35181.526 | -0.803 | 35454.517 | 35181.526 | 35454.517
-0.709 | 35297.746 | -0.756 | 35539.291 | 35297.746 | 35539.291
-0.661 | 35407.282 | -0.709 | 35590.184 | 35407.282 | 35590.184
-0.614 | 35490.281 | -0.661 | 35696.137 | 35490.281 | 35696.137
-0.567 | 35582.48 | -0.614 | 35716.992 | 35582.48 | 35716.992
-0.52 | 35601.299 | -0.567 | 35699.207 | 35601.299 | 35699.207
-0.472 | 35617.211 | -0.52 | 35696.782 | 35617.211 | 35696.782
-0.425 | 35677.858 | -0.472 | 35751.203 | 35677.858 | 35751.203
-0.378 | 35815.594 | -0.425 | 35751.106 | 35815.594 | 35751.106
-0.331 | 35922.433 | -0.378 | 35775.299 | 35922.433 | 35775.299
-0.283 | 35987.658 | -0.331 | 35844.225 | 35987.658 | 35844.225
-0.236 | 35988.247 | -0.283 | 35921.956 | 35988.247 | 35921.956
-0.189 | 36001.811 | -0.236 | 36047.397 | 36001.811 | 36047.397
-0.142 | 36061.497 | -0.189 | 36181.841 | 36061.497 | 36181.841
-0.094 | 36090.888 | -0.142 | 36259.191 | 36090.888 | 36259.191
-0.047 | 36163.622 | -0.094 | 36250.074 | 36163.622 | 36250.074
0 | 36166.364 | -0.047 | 36198.754 | 36166.364 | 36198.754
0.047 | 36175.134 | 0 | 36166.364 | 36175.134 | 36166.364
0.094 | 36223.08 | 0.047 | 36139.605 | 36223.08 | 36139.605
0.142 | 36306.034 | 0.094 | 36110.141 | 36306.034 | 36110.141
0.189 | 36302.125 | 0.142 | 36130.372 | 36302.125 | 36130.372
0.236 | 36338.385 | 0.189 | 36147.105 | 36338.385 | 36147.105
0.283 | 36336.014 | 0.236 | 36221.871 | 36336.014 | 36221.871
0.331 | 36350.787 | 0.283 | 36270.511 | 36350.787 | 36270.511
0.378 | 36387.47 | 0.331 | 36298.781 | 36387.47 | 36298.781
0.425 | 36482.985 | 0.378 | 36289.213 | 36482.985 | 36289.213
0.472 | 36564.087 | 0.425 | 36211.036 | 36564.087 | 36211.036
0.52 | 36651.619 | 0.472 | 36166.081 | 36651.619 | 36166.081
0.567 | 36699.526 | 0.52 | 36149.387 | 36699.526 | 36149.387
0.614 | 36709.395 | 0.567 | 36234.802 | 36709.395 | 36234.802
0.661 | 36713.78 | 0.614 | 36230.564 | 36713.78 | 36230.564
0.709 | 36707.719 | 0.661 | 36222.429 | 36707.719 | 36222.429
0.756 | 36703.518 | 0.709 | 36206.625 | 36703.518 | 36206.625
0.803 | 36678.942 | 0.756 | 36218.291 | 36678.942 | 36218.291
0.85 | 36686.406 | 0.803 | 36125.002 | 36686.406 | 36125.002
0.897 | 36701.291 | 0.85 | 36034.362 | 36701.291 | 36034.362
0.945 | 36723.004 | 0.897 | 35957.687 | 36723.004 | 35957.687
0.992 | 36767.63 | 0.945 | 35904.114 | 36767.63 | 35904.114
1.039 | 36825.242 | 0.992 | 35823.801 | 36825.242 | 35823.801
1.086 | 36843.216 | 1.039 | 35812.066 | 36843.216 | 35812.066
1.134 | 36859.479 | 1.086 | 35713.22 | 36859.479 | 35713.22
1.181 | 36921.301 | 1.134 | 35626.354 | 36921.301 | 35626.354
1.228 | 36947.65 | 1.181 | 35466.86 | 36947.65 | 35466.86
1.275 | 36876.549 | 1.228 | 35356.68 | 36876.549 | 35356.68
1.322 | 36785.253 | 1.275 | 35239.012 | 36785.253 | 35239.012
1.37 | 36713.886 | 1.322 | 35176.229 | 36713.886 | 35176.229
1.417 | 36696.426 | 1.37 | 35082.321 | 36696.426 | 35082.321
1.464 | 36688.971 | 1.417 | 35001.983 | 36688.971 | 35001.983
1.511 | 36647.216 | 1.464 | 34968.794 | 36647.216 | 34968.794
1.558 | 36549.297 | 1.511 | 34903.085 | 36549.297 | 34903.085
1.606 | 36395.2 | 1.558 | 34760.142 | 36395.2 | 34760.142
1.653 | 36257.85 | 1.606 | 34634.539 | 36257.85 | 34634.539
1.7 | 36161.495 | 1.653 | 34533.434 | 36161.495 | 34533.434
1.747 | 36137.948 | 1.7 | 34475.711 | 36137.948 | 34475.711
1.794 | 36099.959 | 1.747 | 34404.334 | 36099.959 | 34404.334
1.842 | 36027.845 | 1.794 | 34298.032 | 36027.845 | 34298.032
1.889 | 35939.49 | 1.842 | 34153.018 | 35939.49 | 34153.018
1.936 | 35820.177 | 1.889 | 34004.273 | 35820.177 | 34004.273
1.983 | 35717.818 | 1.936 | 33806.065 | 35717.818 | 33806.065
2.03 | 35625.457 | 1.983 | 33664.364 | 35625.457 | 33664.364
2.078 | 35492.58 | 2.03 | 33503.218 | 35492.58 | 33503.218
2.125 | 35351.995 | 2.078 | 33322.621 | 35351.995 | 33322.621
2.172 | 35229.159 | 2.125 | 33155.784 | 35229.159 | 33155.784
2.219 | 35070.563 | 2.172 | 33020.411 | 35070.563 | 33020.411
2.266 | 34931.106 | 2.219 | 32852.654 | 34931.106 | 32852.654
2.313 | 34777.766 | 2.266 | 32695.874 | 34777.766 | 32695.874
2.361 | 34665.457 | 2.313 | 32450.785 | 34665.457 | 32450.785
2.408 | 34601.953 | 2.361 | 32261.033 | 34601.953 | 32261.033
2.455 | 34502.68 | 2.408 | 32055.784 | 34502.68 | 32055.784
2.502 | 34456.604 | 2.455 | 31894.345 | 34456.604 | 31894.345
2.549 | 34360.419 | 2.502 | 31707.854 | 34360.419 | 31707.854
2.596 | 34221.875 | 2.549 | 31508.647 | 34221.875 | 31508.647
2.643 | 33999.339 | 2.596 | 31342.908 | 33999.339 | 31342.908
2.691 | 33865.839 | 2.643 | 31174.009 | 33865.839 | 31174.009
2.738 | 33771.412 | 2.691 | 30973.072 | 33771.412 | 30973.072
2.785 | 33665.877 | 2.738 | 30762.591 | 33665.877 | 30762.591
2.832 | 33530.9 | 2.785 | 30541.366 | 33530.9 | 30541.366
2.879 | 33382.608 | 2.832 | 30323.735 | 33382.608 | 30323.735
2.926 | 33220.398 | 2.879 | 30113.284 | 33220.398 | 30113.284
2.973 | 33002.014 | 2.926 | 29900.45 | 33002.014 | 29900.45
3.02 | 32795.201 | 2.973 | 29713.531 | 32795.201 | 29713.531
3.068 | 32622.088 | 3.02 | 29490.746 | 32622.088 | 29490.746
3.115 | 32420.485 | 3.068 | 29283.312 | 32420.485 | 29283.312
3.162 | 32214.706 | 3.115 | 29020.856 | 32214.706 | 29020.856
3.209 | 32042.239 | 3.162 | 28794.478 | 32042.239 | 28794.478
3.256 | 31834.685 | 3.209 | 28552.741 | 31834.685 | 28552.741
3.303 | 31616.763 | 3.256 | 28336.523 | 31616.763 | 28336.523
3.35 | 31380.888 | 3.303 | 28083.199 | 31380.888 | 28083.199
3.397 | 31169.35 | 3.35 | 27830.258 | 31169.35 | 27830.258
3.444 | 30943.244 | 3.397 | 27578.496 | 30943.244 | 27578.496
3.491 | 30711.943 | 3.444 | 27331.905 | 30711.943 | 27331.905
3.538 | 30481.033 | 3.491 | 27074.916 | 30481.033 | 27074.916
3.585 | 30297.233 | 3.538 | 26844.055 | 30297.233 | 26844.055
3.632 | 30140.793 | 3.585 | 26579.035 | 30140.793 | 26579.035
3.679 | 29965.591 | 3.632 | 26283.035 | 29965.591 | 26283.035
3.727 | 29765.424 | 3.679 | 26021.547 | 29765.424 | 26021.547
3.774 | 29545.074 | 3.727 | 25737.455 | 29545.074 | 25737.455
3.821 | 29304.73 | 3.774 | 25430.148 | 29304.73 | 25430.148
3.868 | 29016.6 | 3.821 | 25159.359 | 29016.6 | 25159.359
3.915 | 28703.847 | 3.868 | 24876.339 | 28703.847 | 24876.339
3.962 | 28433.428 | 3.915 | 24587.479 | 28433.428 | 24587.479
4.009 | 28175.57 | 3.962 | 24319.36 | 28175.57 | 24319.36
4.056 | 27868.282 | 4.009 | 24071.194 | 27868.282 | 24071.194
4.103 | 27573.743 | 4.056 | 23789.792 | 27573.743 | 23789.792
4.15 | 27347.974 | 4.103 | 23502.738 | 27347.974 | 23502.738
4.197 | 27080.76 | 4.15 | 23230.234 | 27080.76 | 23230.234
4.244 | 26831.113 | 4.197 | 22989.492 | 26831.113 | 22989.492
4.291 | 26589.636 | 4.244 | 22736.702 | 26589.636 | 22736.702
4.338 | 26343.116 | 4.291 | 22420.812 | 26343.116 | 22420.812
4.385 | 26026.473 | 4.338 | 22162.308 | 26026.473 | 22162.308
4.431 | 25770.045 | 4.385 | 21904.552 | 25770.045 | 21904.552
4.478 | 25515.573 | 4.431 | 21690.001 | 25515.573 | 21690.001
4.525 | 25254.04 | 4.478 | 21439.756 | 25254.04 | 21439.756
4.572 | 24963.399 | 4.525 | 21182.043 | 24963.399 | 21182.043
4.619 | 24669.886 | 4.572 | 20914.652 | 24669.886 | 20914.652
4.666 | 24372.095 | 4.619 | 20632.766 | 24372.095 | 20632.766
4.713 | 24064.808 | 4.666 | 20273.426 | 24064.808 | 20273.426
4.76 | 23764.865 | 4.713 | 19934.835 | 23764.865 | 19934.835
4.807 | 23481.294 | 4.76 | 19610.586 | 23481.294 | 19610.586
4.854 | 23236.575 | 4.807 | 19320.143 | 23236.575 | 19320.143
4.901 | 22985.779 | 4.854 | 19024.602 | 22985.779 | 19024.602
4.948 | 22737.732 | 4.901 | 18739.811 | 22737.732 | 18739.811
4.994 | 22516.728 | 4.948 | 18464.371 | 22516.728 | 18464.371
5.041 | 22266.354 | 4.994 | 18200.495 | 22266.354 | 18200.495
5.088 | 21973.335 | 5.041 | 17948.588 | 21973.335 | 17948.588
5.135 | 21676.615 | 5.088 | 17692.189 | 21676.615 | 17692.189
5.182 | 21347.454 | 5.135 | 17431.293 | 21347.454 | 17431.293
5.229 | 21020.801 | 5.182 | 17163.885 | 21020.801 | 17163.885
5.276 | 20733.444 | 5.229 | 16931.564 | 20733.444 | 16931.564
5.322 | 20481.789 | 5.276 | 16684.697 | 20481.789 | 16684.697
5.369 | 20204.114 | 5.322 | 16436.947 | 20204.114 | 16436.947
5.416 | 19901.807 | 5.369 | 16120.331 | 19901.807 | 16120.331
5.463 | 19628.574 | 5.416 | 15855.502 | 19628.574 | 15855.502
5.51 | 19327.275 | 5.463 | 15636.458 | 19327.275 | 15636.458
5.557 | 18986.213 | 5.51 | 15415.53 | 18986.213 | 15415.53
5.603 | 18672.611 | 5.557 | 15151.245 | 18672.611 | 15151.245
5.65 | 18422.74 | 5.603 | 14914.449 | 18422.74 | 14914.449
5.697 | 18145.386 | 5.65 | 14673.742 | 18145.386 | 14673.742
5.744 | 17839.317 | 5.697 | 14399.101 | 17839.317 | 14399.101
5.79 | 17560.744 | 5.744 | 14145.714 | 17560.744 | 14145.714
5.837 | 17299.002 | 5.79 | 13874.29 | 17299.002 | 13874.29
5.884 | 17050.27 | 5.837 | 13592.879 | 17050.27 | 13592.879
5.931 | 16826.859 | 5.884 | 13321.638 | 16826.859 | 13321.638
5.977 | 16608.815 | 5.931 | 13069.65 | 16608.815 | 13069.65
6.024 | 16373.941 | 5.977 | 12839.954 | 16373.941 | 12839.954
6.071 | 16135.14 | 6.024 | 12645.279 | 16135.14 | 12645.279
6.118 | 15854.854 | 6.071 | 12437.811 | 15854.854 | 12437.811
6.164 | 15577.278 | 6.118 | 12217.74 | 15577.278 | 12217.74
6.211 | 15313.727 | 6.164 | 12015.956 | 15313.727 | 12015.956
6.258 | 15072.294 | 6.211 | 11821.36 | 15072.294 | 11821.36
6.304 | 14789.524 | 6.258 | 11602.233 | 14789.524 | 11602.233
6.351 | 14521.794 | 6.304 | 11409.489 | 14521.794 | 11409.489
6.398 | 14278.619 | 6.351 | 11234.253 | 14278.619 | 11234.253
6.444 | 14042.418 | 6.398 | 11057.729 | 14042.418 | 11057.729
6.491 | 13795.389 | 6.444 | 10885.175 | 13795.389 | 10885.175
6.538 | 13575.169 | 6.491 | 10703.036 | 13575.169 | 10703.036
6.584 | 13355.256 | 6.538 | 10508.469 | 13355.256 | 10508.469
6.631 | 13121.675 | 6.584 | 10323.329 | 13121.675 | 10323.329
6.677 | 12899.33 | 6.631 | 10118.257 | 12899.33 | 10118.257
6.724 | 12680.936 | 6.677 | 9922.811 | 12680.936 | 9922.811
6.771 | 12452.102 | 6.724 | 9740.241 | 12452.102 | 9740.241
6.817 | 12225.592 | 6.771 | 9571.368 | 12225.592 | 9571.368
6.864 | 12036.088 | 6.817 | 9412.35 | 12036.088 | 9412.35
6.91 | 11846.292 | 6.864 | 9266.845 | 11846.292 | 9266.845
6.957 | 11655.595 | 6.91 | 9117.012 | 11655.595 | 9117.012
7.003 | 11482.263 | 6.957 | 8973.398 | 11482.263 | 8973.398
7.05 | 11302.555 | 7.003 | 8816.926 | 11302.555 | 8816.926
7.096 | 11122.962 | 7.05 | 8645.961 | 11122.962 | 8645.961
7.143 | 10961.973 | 7.096 | 8474.096 | 10961.973 | 8474.096
7.189 | 10795.419 | 7.143 | 8337.902 | 10795.419 | 8337.902
7.236 | 10597.27 | 7.189 | 8197.169 | 10597.27 | 8197.169
7.282 | 10399.221 | 7.236 | 8044.166 | 10399.221 | 8044.166
7.329 | 10203.714 | 7.282 | 7896.778 | 10203.714 | 7896.778
7.375 | 10032.725 | 7.329 | 7752.568 | 10032.725 | 7752.568
7.422 | 9853.912 | 7.375 | 7602.584 | 9853.912 | 7602.584
7.468 | 9690.683 | 7.422 | 7442.952 | 9690.683 | 7442.952
7.515 | 9536.737 | 7.468 | 7293.211 | 9536.737 | 7293.211
7.561 | 9353.369 | 7.515 | 7151.942 | 9353.369 | 7151.942
7.607 | 9144.219 | 7.561 | 7011.818 | 9144.219 | 7011.818
7.654 | 8977.766 | 7.607 | 6873.043 | 8977.766 | 6873.043
7.7 | 8831.412 | 7.654 | 6757.842 | 8831.412 | 6757.842
7.747 | 8693.751 | 7.7 | 6665.216 | 8693.751 | 6665.216
7.793 | 8567.851 | 7.747 | 6568.258 | 8567.851 | 6568.258
7.839 | 8421.877 | 7.793 | 6460.431 | 8421.877 | 6460.431
7.886 | 8255.193 | 7.839 | 6328.249 | 8255.193 | 6328.249
7.932 | 8088.616 | 7.886 | 6210.286 | 8088.616 | 6210.286
7.978 | 7950.553 | 7.932 | 6108.394 | 7950.553 | 6108.394
8.025 | 7818.542 | 7.978 | 5997.656 | 7818.542 | 5997.656
8.071 | 7702.612 | 8.025 | 5887.468 | 7702.612 | 5887.468
8.117 | 7590.707 | 8.071 | 5790.098 | 7590.707 | 5790.098
8.164 | 7489.789 | 8.117 | 5666.487 | 7489.789 | 5666.487
8.21 | 7377.145 | 8.164 | 5547.507 | 7377.145 | 5547.507
8.256 | 7242.524 | 8.21 | 5460.799 | 7242.524 | 5460.799
8.302 | 7087.744 | 8.256 | 5369.535 | 7087.744 | 5369.535
8.349 | 6953.157 | 8.302 | 5273.3 | 6953.157 | 5273.3
8.395 | 6828.326 | 8.349 | 5205.082 | 6828.326 | 5205.082
8.441 | 6700.547 | 8.395 | 5120.219 | 6700.547 | 5120.219
8.487 | 6581.51 | 8.441 | 5013.567 | 6581.51 | 5013.567
8.534 | 6475.738 | 8.487 | 4906.436 | 6475.738 | 4906.436
8.58 | 6365.795 | 8.534 | 4792.259 | 6365.795 | 4792.259
8.626 | 6243.255 | 8.58 | 4683.551 | 6243.255 | 4683.551
8.672 | 6138.715 | 8.626 | 4602.293 | 6138.715 | 4602.293
8.718 | 6040.276 | 8.672 | 4531.461 | 6040.276 | 4531.461
8.764 | 5935.195 | 8.718 | 4464.695 | 5935.195 | 4464.695
8.811 | 5844.649 | 8.764 | 4374.448 | 5844.649 | 4374.448
8.857 | 5756.309 | 8.811 | 4283.526 | 5756.309 | 4283.526
8.903 | 5650.211 | 8.857 | 4192.336 | 5650.211 | 4192.336
8.949 | 5540.748 | 8.903 | 4115.083 | 5540.748 | 4115.083
8.995 | 5450.574 | 8.949 | 4049.309 | 5450.574 | 4049.309
9.041 | 5356.838 | 8.995 | 3985.14 | 5356.838 | 3985.14
9.087 | 5274.172 | 9.041 | 3907.329 | 5274.172 | 3907.329
9.133 | 5205.887 | 9.087 | 3840.596 | 5205.887 | 3840.596
9.179 | 5129.718 | 9.133 | 3780.419 | 5129.718 | 3780.419
9.225 | 5057.42 | 9.179 | 3709.679 | 5057.42 | 3709.679
9.271 | 4989.617 | 9.225 | 3674.39 | 4989.617 | 3674.39
9.317 | 4909.583 | 9.271 | 3636.602 | 4909.583 | 3636.602
9.363 | 4827.427 | 9.317 | 3572.765 | 4827.427 | 3572.765
9.409 | 4741.7 | 9.363 | 3512.603 | 4741.7 | 3512.603
9.455 | 4652.811 | 9.409 | 3431.727 | 4652.811 | 3431.727
9.501 | 4554.135 | 9.455 | 3342.935 | 4554.135 | 3342.935
9.547 | 4456.008 | 9.501 | 3285.316 | 4456.008 | 3285.316
9.593 | 4384.933 | 9.547 | 3223.31 | 4384.933 | 3223.31
9.639 | 4322.922 | 9.593 | 3178.238 | 4322.922 | 3178.238
9.685 | 4262.525 | 9.639 | 3151.984 | 4262.525 | 3151.984
9.731 | 4190.684 | 9.685 | 3123.642 | 4190.684 | 3123.642
9.777 | 4128.954 | 9.731 | 3090.72 | 4128.954 | 3090.72
9.823 | 4062.614 | 9.777 | 3067.11 | 4062.614 | 3067.11
9.868 | 4001 | 9.823 | 3010.289 | 4001 | 3010.289
9.914 | 3932.905 | 9.868 | 2949.69 | 3932.905 | 2949.69
9.96 | 3871.822 | 9.914 | 2909.187 | 3871.822 | 2909.187
10.006 | 3807.576 | 9.96 | 2862.423 | 3807.576 | 2862.423
10.052 | 3747.025 | 10.006 | 2810.22 | 3747.025 | 2810.22
10.097 | 3695.581 | 10.052 | 2767.751 | 3695.581 | 2767.751
10.143 | 3652.007 | 10.097 | 2710.689 | 3652.007 | 2710.689
10.189 | 3618.602 | 10.143 | 2655.04 | 3618.602 | 2655.04
10.235 | 3574.761 | 10.189 | 2607.883 | 3574.761 | 2607.883
10.281 | 3509.427 | 10.235 | 2566.313 | 3509.427 | 2566.313
10.326 | 3430.492 | 10.281 | 2540.964 | 3430.492 | 2540.964
10.372 | 3340.233 | 10.326 | 2518.932 | 3340.233 | 2518.932
10.418 | 3260.958 | 10.372 | 2476.448 | 3260.958 | 2476.448
10.463 | 3209.588 | 10.418 | 2447.492 | 3209.588 | 2447.492
10.509 | 3164.233 | 10.463 | 2428.116 | 3164.233 | 2428.116
10.555 | 3117.799 | 10.509 | 2384.921 | 3117.799 | 2384.921
10.6 | 3078.226 | 10.555 | 2345.661 | 3078.226 | 2345.661
10.646 | 3036.741 | 10.6 | 2301.981 | 3036.741 | 2301.981
10.692 | 2992.085 | 10.646 | 2275.621 | 2992.085 | 2275.621
10.737 | 2952.417 | 10.692 | 2234.389 | 2952.417 | 2234.389
10.783 | 2900.992 | 10.737 | 2191.448 | 2900.992 | 2191.448
10.828 | 2838.423 | 10.783 | 2145.122 | 2838.423 | 2145.122
10.874 | 2783.346 | 10.828 | 2102.947 | 2783.346 | 2102.947
10.919 | 2730.739 | 10.874 | 2082.742 | 2730.739 | 2082.742
10.965 | 2691.094 | 10.919 | 2056.86 | 2691.094 | 2056.86
11.011 | 2658.551 | 10.965 | 2031.798 | 2658.551 | 2031.798
11.056 | 2622.414 | 11.011 | 2008.184 | 2622.414 | 2008.184
11.102 | 2593.809 | 11.056 | 1975.734 | 2593.809 | 1975.734
11.147 | 2576.109 | 11.102 | 1954.179 | 2576.109 | 1954.179
11.192 | 2542.839 | 11.147 | 1927.564 | 2542.839 | 1927.564
11.238 | 2497.971 | 11.192 | 1884.947 | 2497.971 | 1884.947
11.283 | 2456.853 | 11.238 | 1839.769 | 2456.853 | 1839.769
11.329 | 2413.384 | 11.283 | 1804.232 | 2413.384 | 1804.232
11.374 | 2374.301 | 11.329 | 1772.243 | 2374.301 | 1772.243
11.374 | 2374.301 | 11.329 | 1772.243 | 2374.301 | 1772.243
11.42 | 2342.982 | 11.374 | 1749.496 | 2342.982 | 1749.496
11.465 | 2317.541 | 11.42 | 1740.429 | 2317.541 | 1740.429
11.51 | 2285.539 | 11.465 | 1728.614 | 2285.539 | 1728.614
11.556 | 2255.199 | 11.51 | 1704.345 | 2255.199 | 1704.345
11.601 | 2231.378 | 11.556 | 1669.079 | 2231.378 | 1669.079
11.646 | 2208.172 | 11.601 | 1641.173 | 2208.172 | 1641.173
11.692 | 2171.63 | 11.646 | 1609.861 | 2171.63 | 1609.861
11.737 | 2136.113 | 11.692 | 1591.415 | 2136.113 | 1591.415
11.782 | 2094.639 | 11.737 | 1353.865 | 2094.639 | 1353.865
11.827 | 2056.304 | 11.782 | 971.786 | 2056.304 | 971.786
11.873 | 2026.37 | 11.827 | 691.503 | 2026.37 | 691.503

## Paletta Plots (hidden)
| X |  | Y |  |  | factor
-29.091 | 89.428 | -28.113 | 99.075 | 89.428 | 99.075 | 1
-28.983 | 89.024 | -28.003 | 98.523 | 89.024 | 98.523
-28.875 | 89.641 | -27.893 | 98.565 | 89.641 | 98.565
-28.767 | 91.827 | -27.782 | 100.487 | 91.827 | 100.487
-28.658 | 91.002 | -27.672 | 103.273 | 91.002 | 103.273
-28.55 | 90.66 | -27.561 | 104.646 | 90.66 | 104.646
-28.441 | 94.133 | -27.45 | 106.474 | 94.133 | 106.474
-28.332 | 96.516 | -27.339 | 108.869 | 96.516 | 108.869
-28.222 | 98.469 | -27.228 | 110.904 | 98.469 | 110.904
-28.113 | 99.76 | -27.116 | 108.849 | 99.76 | 108.849
-28.003 | 101.809 | -27.004 | 109.096 | 101.809 | 109.096
-27.893 | 100.501 | -26.892 | 109.913 | 100.501 | 109.913
-27.782 | 100.136 | -26.78 | 111.807 | 100.136 | 111.807
-27.672 | 103.623 | -26.667 | 112.498 | 103.623 | 112.498
-27.561 | 106.448 | -26.554 | 114.712 | 106.448 | 114.712
-27.45 | 106.59 | -26.441 | 114.938 | 106.59 | 114.938
-27.339 | 105.865 | -26.328 | 115.22 | 105.865 | 115.22
-27.228 | 106.065 | -26.328 | 115.22 | 106.065 | 115.22
-27.116 | 106.149 | -26.215 | 115.668 | 106.149 | 115.668
-27.004 | 105.03 | -26.101 | 118.071 | 105.03 | 118.071
-26.892 | 105.117 | -25.987 | 118.899 | 105.117 | 118.899
-26.78 | 108.05 | -25.873 | 120.889 | 108.05 | 120.889
-26.667 | 109.83 | -25.759 | 121.593 | 109.83 | 121.593
-26.554 | 112.392 | -25.644 | 122.238 | 112.392 | 122.238
-26.441 | 115.672 | -25.53 | 123.651 | 115.672 | 123.651
-26.328 | 117.751 | -25.415 | 125.605 | 117.751 | 125.605
-26.215 | 119.034 | -25.299 | 126.891 | 119.034 | 126.891
-26.101 | 119.301 | -25.184 | 130.63 | 119.301 | 130.63
-25.987 | 120.572 | -25.068 | 133.965 | 120.572 | 133.965
-25.873 | 125.004 | -24.953 | 135.435 | 125.004 | 135.435
-25.759 | 129.467 | -24.836 | 134.674 | 129.467 | 134.674
-25.644 | 131.692 | -24.72 | 135.809 | 131.692 | 135.809
-25.53 | 131.258 | -24.604 | 135.807 | 131.258 | 135.807
-25.415 | 132.752 | -24.487 | 138.975 | 132.752 | 138.975
-25.299 | 133.195 | -24.37 | 141.322 | 133.195 | 141.322
-25.184 | 133.308 | -24.253 | 145.848 | 133.308 | 145.848
-25.068 | 133.802 | -24.136 | 149.177 | 133.802 | 149.177
-24.953 | 139.076 | -24.018 | 150.202 | 139.076 | 150.202
-24.836 | 142.803 | -23.9 | 151.328 | 142.803 | 151.328
-24.72 | 144.564 | -23.782 | 151.761 | 144.564 | 151.761
-24.604 | 148.04 | -23.664 | 151.77 | 148.04 | 151.77
-24.487 | 151.712 | -23.546 | 153.095 | 151.712 | 153.095
-24.37 | 154.345 | -23.427 | 154.202 | 154.345 | 154.202
-24.253 | 155.895 | -23.308 | 154.364 | 155.895 | 154.364
-24.136 | 157.278 | -23.189 | 154.629 | 157.278 | 154.629
-24.018 | 160.938 | -23.07 | 156.661 | 160.938 | 156.661
-23.9 | 164.844 | -22.95 | 158.372 | 164.844 | 158.372
-23.782 | 169.892 | -22.83 | 162.507 | 169.892 | 162.507
-23.664 | 171.592 | -22.71 | 167.239 | 171.592 | 167.239
-23.546 | 172.179 | -22.59 | 171.124 | 172.179 | 171.124
-23.427 | 175.228 | -22.59 | 171.124 | 175.228 | 171.124
-23.308 | 181.293 | -22.47 | 175.759 | 181.293 | 175.759
-23.189 | 185.45 | -22.349 | 178.374 | 185.45 | 178.374
-23.07 | 187.296 | -22.229 | 180.72 | 187.296 | 180.72
-22.95 | 188.511 | -22.108 | 183.056 | 188.511 | 183.056
-22.83 | 190.962 | -21.987 | 183.958 | 190.962 | 183.958
-22.71 | 195.31 | -21.865 | 186.984 | 195.31 | 186.984
-22.59 | 199.121 | -21.744 | 192.119 | 199.121 | 192.119
-22.47 | 202.348 | -21.622 | 197.078 | 202.348 | 197.078
-22.349 | 205.099 | -21.5 | 202.012 | 205.099 | 202.012
-22.229 | 212.483 | -21.378 | 205.919 | 212.483 | 205.919
-22.108 | 217.997 | -21.255 | 208.007 | 217.997 | 208.007
-21.987 | 221.908 | -21.132 | 209.686 | 221.908 | 209.686
-21.865 | 226.966 | -21.01 | 213.648 | 226.966 | 213.648
-21.744 | 232.302 | -20.887 | 216.847 | 232.302 | 216.847
-21.622 | 236.1 | -20.763 | 223.153 | 236.1 | 223.153
-21.5 | 239.779 | -20.64 | 230.467 | 239.779 | 230.467
-21.378 | 244.244 | -20.516 | 233.309 | 244.244 | 233.309
-21.255 | 248.888 | -20.392 | 235.746 | 248.888 | 235.746
-21.132 | 255.107 | -20.268 | 240.43 | 255.107 | 240.43
-21.01 | 260.5 | -20.144 | 246.414 | 260.5 | 246.414
-20.887 | 266.415 | -20.02 | 252.03 | 266.415 | 252.03
-20.763 | 276.018 | -19.895 | 259.764 | 276.018 | 259.764
-20.64 | 286.119 | -19.77 | 267.464 | 286.119 | 267.464
-20.516 | 293.954 | -19.645 | 273.432 | 293.954 | 273.432
-20.392 | 300.081 | -19.52 | 277.681 | 300.081 | 277.681
-20.268 | 309.418 | -19.395 | 280.513 | 309.418 | 280.513
-20.144 | 315.483 | -19.269 | 284.73 | 315.483 | 284.73
-20.02 | 319.274 | -19.143 | 292.244 | 319.274 | 292.244
-19.895 | 325.826 | -19.017 | 301.453 | 325.826 | 301.453
-19.77 | 337.355 | -18.891 | 311.386 | 337.355 | 311.386
-19.645 | 347.572 | -18.765 | 319.894 | 347.572 | 319.894
-19.52 | 358.083 | -18.638 | 327.557 | 358.083 | 327.557
-19.395 | 369.802 | -18.638 | 327.557 | 369.802 | 327.557
-19.269 | 378.002 | -18.512 | 335.52 | 378.002 | 335.52
-19.143 | 389.387 | -18.385 | 344.209 | 389.387 | 344.209
-19.017 | 401.25 | -18.257 | 352.627 | 401.25 | 352.627
-18.891 | 419.757 | -18.13 | 359.547 | 419.757 | 359.547
-18.765 | 430.216 | -18.003 | 368.889 | 430.216 | 368.889
-18.638 | 443.487 | -17.875 | 380.966 | 443.487 | 380.966
-18.512 | 456.18 | -17.747 | 391.165 | 456.18 | 391.165
-18.385 | 472.707 | -17.619 | 400.997 | 472.707 | 400.997
-18.257 | 487.794 | -17.491 | 412.098 | 487.794 | 412.098
-18.13 | 502.441 | -17.362 | 424.74 | 502.441 | 424.74
-18.003 | 519.336 | -17.234 | 437.007 | 519.336 | 437.007
-17.875 | 538.981 | -17.105 | 453.077 | 538.981 | 453.077
-17.747 | 555.546 | -16.976 | 466.771 | 555.546 | 466.771
-17.619 | 573.822 | -16.847 | 478.657 | 573.822 | 478.657
-17.491 | 593.007 | -16.718 | 492.942 | 593.007 | 492.942
-17.362 | 612.907 | -16.588 | 509.107 | 612.907 | 509.107
-17.234 | 631.847 | -16.459 | 525.028 | 631.847 | 525.028
-17.105 | 654.193 | -16.329 | 544.878 | 654.193 | 544.878
-16.976 | 679.184 | -16.199 | 566.575 | 679.184 | 566.575
-16.847 | 706.896 | -16.069 | 586.504 | 706.896 | 586.504
-16.718 | 732.981 | -15.938 | 604.219 | 732.981 | 604.219
-16.588 | 759.657 | -15.808 | 623.054 | 759.657 | 623.054
-16.459 | 789.081 | -15.677 | 641.777 | 789.081 | 641.777
-16.329 | 818.44 | -15.546 | 663.424 | 818.44 | 663.424
-16.199 | 848.422 | -15.415 | 689.518 | 848.422 | 689.518
-16.069 | 879.254 | -15.284 | 716.513 | 879.254 | 716.513
-15.938 | 911.887 | -15.153 | 744.046 | 911.887 | 744.046
-15.808 | 942.947 | -15.021 | 768.697 | 942.947 | 768.697
-15.677 | 976.348 | -14.89 | 794.971 | 976.348 | 794.971
-15.546 | 1012.033 | -14.758 | 821.74 | 1012.033 | 821.74
-15.415 | 1048.993 | -14.626 | 850.97 | 1048.993 | 850.97
-15.284 | 1089.933 | -14.494 | 883.72 | 1089.933 | 883.72
-15.153 | 1134.334 | -14.361 | 922.868 | 1134.334 | 922.868
-15.021 | 1179.481 | -14.361 | 922.868 | 1179.481 | 922.868
-14.89 | 1226.046 | -14.229 | 957.974 | 1226.046 | 957.974
-14.758 | 1277.964 | -14.096 | 998.296 | 1277.964 | 998.296
-14.626 | 1328.769 | -13.964 | 1036.672 | 1328.769 | 1036.672
-14.494 | 1382.04 | -13.831 | 1077.672 | 1382.04 | 1077.672
-14.361 | 1436.295 | -13.698 | 1115.894 | 1436.295 | 1115.894
-14.229 | 1488.018 | -13.564 | 1161.981 | 1488.018 | 1161.981
-14.096 | 1539.887 | -13.431 | 1206.519 | 1539.887 | 1206.519
-13.964 | 1601.965 | -13.297 | 1252.33 | 1601.965 | 1252.33
-13.831 | 1669.865 | -13.164 | 1300.594 | 1669.865 | 1300.594
-13.698 | 1732.959 | -13.03 | 1353.01 | 1732.959 | 1353.01
-13.564 | 1803.313 | -12.896 | 1404.486 | 1803.313 | 1404.486
-13.431 | 1875.917 | -12.762 | 1456.95 | 1875.917 | 1456.95
-13.297 | 1950.237 | -12.628 | 1515.108 | 1950.237 | 1515.108
-13.164 | 2020.256 | -12.493 | 1573.364 | 2020.256 | 1573.364
-13.03 | 2095.284 | -12.359 | 1638.456 | 2095.284 | 1638.456
-12.896 | 2179.673 | -12.224 | 1704.498 | 2179.673 | 1704.498
-12.762 | 2270.064 | -12.089 | 1772.527 | 2270.064 | 1772.527
-12.628 | 2361.025 | -11.954 | 1846.344 | 2361.025 | 1846.344
-12.493 | 2457.998 | -11.819 | 1924.113 | 2457.998 | 1924.113
-12.359 | 2555.18 | -11.684 | 1994.518 | 2555.18 | 1994.518
-12.224 | 2651.619 | -11.549 | 2071.808 | 2651.619 | 2071.808
-12.089 | 2752.262 | -11.413 | 2154.623 | 2752.262 | 2154.623
-11.954 | 2853.677 | -11.278 | 2245.563 | 2853.677 | 2245.563
-11.819 | 2962.17 | -11.142 | 2332.075 | 2962.17 | 2332.075
-11.684 | 3078.621 | -11.006 | 2423.174 | 3078.621 | 2423.174
-11.549 | 3198.952 | -10.87 | 2517.007 | 3198.952 | 2517.007
-11.413 | 3326.592 | -10.734 | 2619.589 | 3326.592 | 2619.589
-11.278 | 3460.655 | -10.598 | 2727.007 | 3460.655 | 2727.007
-11.142 | 3589.114 | -10.461 | 2839.46 | 3589.114 | 2839.46
-11.006 | 3718.206 | -10.325 | 2953.147 | 3718.206 | 2953.147
-10.87 | 3843.145 | -10.188 | 3068.579 | 3843.145 | 3068.579
-10.734 | 3975.657 | -10.052 | 3182.869 | 3975.657 | 3182.869
-10.598 | 4116.1 | -10.052 | 3182.869 | 4116.1 | 3182.869
-10.461 | 4257.89 | -9.915 | 3302.892 | 4257.89 | 3302.892
-10.325 | 4408.047 | -9.778 | 3429.435 | 4408.047 | 3429.435
-10.188 | 4561.872 | -9.641 | 3565.567 | 4561.872 | 3565.567
-10.052 | 4723.431 | -9.504 | 3708.346 | 4723.431 | 3708.346
-9.915 | 4893.126 | -9.366 | 3864.628 | 4893.126 | 3864.628
-9.778 | 5068.86 | -9.229 | 4013.059 | 5068.86 | 4013.059
-9.641 | 5246.055 | -9.092 | 4168.904 | 5246.055 | 4168.904
-9.504 | 5425.811 | -8.954 | 4328.574 | 5425.811 | 4328.574
-9.366 | 5615.296 | -8.816 | 4493.741 | 5615.296 | 4493.741
-9.229 | 5792.625 | -8.679 | 4655.591 | 5792.625 | 4655.591
-9.092 | 5972.995 | -8.541 | 4824.068 | 5972.995 | 4824.068
-8.954 | 6160.9 | -8.403 | 4993.847 | 6160.9 | 4993.847
-8.816 | 6364.594 | -8.265 | 5173.205 | 6364.594 | 5173.205
-8.679 | 6565.752 | -8.126 | 5371.309 | 6565.752 | 5371.309
-8.541 | 6780.057 | -7.988 | 5568.547 | 6780.057 | 5568.547
-8.403 | 7001.451 | -7.85 | 5769.182 | 7001.451 | 5769.182
-8.265 | 7221.9 | -7.711 | 5974.005 | 7221.9 | 5974.005
-8.126 | 7446.552 | -7.573 | 6187.422 | 7446.552 | 6187.422
-7.988 | 7671.193 | -7.434 | 6400.862 | 7671.193 | 6400.862
-7.85 | 7897.918 | -7.295 | 6619.937 | 7897.918 | 6619.937
-7.711 | 8142.382 | -7.156 | 6844.27 | 8142.382 | 6844.27
-7.573 | 8393.07 | -7.018 | 7067.229 | 8393.07 | 7067.229
-7.434 | 8636.307 | -6.879 | 7294.916 | 8636.307 | 7294.916
-7.295 | 8883.583 | -6.739 | 7536.343 | 8883.583 | 7536.343
-7.156 | 9138.506 | -6.6 | 7775.994 | 9138.506 | 7775.994
-7.018 | 9393.447 | -6.461 | 8030.111 | 9393.447 | 8030.111
-6.879 | 9653.593 | -6.322 | 8290.585 | 9653.593 | 8290.585
-6.739 | 9917.04 | -6.182 | 8561.041 | 9917.04 | 8561.041
-6.6 | 10180.531 | -6.043 | 8821.495 | 10180.531 | 8821.495
-6.461 | 10450.808 | -5.903 | 9087.252 | 10450.808 | 9087.252
-6.322 | 10726.589 | -5.764 | 9348.774 | 10726.589 | 9348.774
-6.182 | 10992.708 | -5.624 | 9611.466 | 10992.708 | 9611.466
-6.043 | 11258.016 | -5.624 | 9611.466 | 11258.016 | 9611.466
-5.903 | 11533.189 | -5.484 | 9889.222 | 11533.189 | 9889.222
-5.764 | 11797.86 | -5.345 | 10173.324 | 11797.86 | 10173.324
-5.624 | 12061.151 | -5.205 | 10452.045 | 12061.151 | 10452.045
-5.484 | 12364.187 | -5.065 | 10729.345 | 12364.187 | 10729.345
-5.345 | 12637.913 | -4.925 | 11029.203 | 12637.913 | 11029.203
-5.205 | 12897.416 | -4.785 | 11306.729 | 12897.416 | 11306.729
-5.065 | 13163.476 | -4.645 | 11572.126 | 13163.476 | 11572.126
-4.925 | 13453.788 | -4.505 | 11838.554 | 13453.788 | 11838.554
-4.785 | 13742.534 | -4.364 | 12116.73 | 13742.534 | 12116.73
-4.645 | 14032.557 | -4.224 | 12390.806 | 14032.557 | 12390.806
-4.505 | 14311.931 | -4.084 | 12667.005 | 14311.931 | 12667.005
-4.364 | 14575.257 | -3.943 | 12942.078 | 14575.257 | 12942.078
-4.224 | 14823.147 | -3.803 | 13244.216 | 14823.147 | 13244.216
-4.084 | 15070.05 | -3.662 | 13548.289 | 15070.05 | 13548.289
-3.943 | 15308.189 | -3.522 | 13849.139 | 15308.189 | 13849.139
-3.803 | 15552.433 | -3.381 | 14137.789 | 15552.433 | 14137.789
-3.662 | 15824.548 | -3.241 | 14413.293 | 15824.548 | 14413.293
-3.522 | 16060.555 | -3.1 | 14687.847 | 16060.555 | 14687.847
-3.381 | 16268.742 | -2.96 | 14946.992 | 16268.742 | 14946.992
-3.241 | 16481.19 | -2.819 | 15206.857 | 16481.19 | 15206.857
-3.1 | 16678.335 | -2.678 | 15483.711 | 16678.335 | 15483.711
-2.96 | 16870.13 | -2.537 | 15731.484 | 16870.13 | 15731.484
-2.819 | 17092.449 | -2.397 | 16007.684 | 17092.449 | 16007.684
-2.678 | 17268.503 | -2.256 | 16253.511 | 17268.503 | 16253.511
-2.537 | 17445.234 | -2.115 | 16499.975 | 17445.234 | 16499.975
-2.397 | 17609.614 | -1.974 | 16732.725 | 17609.614 | 16732.725
-2.256 | 17769.174 | -1.833 | 16950.73 | 17769.174 | 16950.73
-2.115 | 17891.946 | -1.692 | 17167.356 | 17891.946 | 17167.356
-1.974 | 18015.541 | -1.551 | 17352.164 | 18015.541 | 17352.164
-1.833 | 18132.705 | -1.41 | 17546.497 | 18132.705 | 17546.497
-1.692 | 18252.372 | -1.269 | 17709.094 | 18252.372 | 17709.094
-1.551 | 18338.823 | -1.128 | 17862.8 | 18338.823 | 17862.8
-1.41 | 18443.166 | -1.128 | 17862.8 | 18443.166 | 17862.8
-1.269 | 18537.51 | -0.987 | 18003.493 | 18537.51 | 18003.493
-1.128 | 18653.882 | -0.846 | 18149.096 | 18653.882 | 18149.096
-0.987 | 18711.597 | -0.705 | 18319.914 | 18711.597 | 18319.914
-0.846 | 18748.122 | -0.564 | 18493.464 | 18748.122 | 18493.464
-0.705 | 18728.867 | -0.423 | 18623.17 | 18728.867 | 18623.17
-0.564 | 18744.187 | -0.282 | 18695.965 | 18744.187 | 18695.965
-0.423 | 18784.192 | -0.141 | 18774.32 | 18784.192 | 18774.32
-0.282 | 18816.797 | 0 | 18835.15 | 18816.797 | 18835.15
-0.141 | 18828.03 | 0.141 | 18870.115 | 18828.03 | 18870.115
0 | 18835.15 | 0.282 | 18913.972 | 18835.15 | 18913.972
0.141 | 18820.699 | 0.423 | 18942.986 | 18820.699 | 18942.986
0.282 | 18789.171 | 0.564 | 18948.445 | 18789.171 | 18948.445
0.423 | 18752.96 | 0.705 | 18983.663 | 18752.96 | 18983.663
0.564 | 18731.548 | 0.846 | 18993.908 | 18731.548 | 18993.908
0.705 | 18710.879 | 0.987 | 18992.829 | 18710.879 | 18992.829
0.846 | 18645.529 | 1.128 | 18989.339 | 18645.529 | 18989.339
0.987 | 18569.239 | 1.269 | 18950.562 | 18569.239 | 18950.562
1.128 | 18482.202 | 1.41 | 18870.034 | 18482.202 | 18870.034
1.269 | 18390.975 | 1.551 | 18806.808 | 18390.975 | 18806.808
1.41 | 18287.606 | 1.692 | 18727.107 | 18287.606 | 18727.107
1.551 | 18193.33 | 1.833 | 18621.584 | 18193.33 | 18621.584
1.692 | 18085.231 | 1.974 | 18481.533 | 18085.231 | 18481.533
1.833 | 17974.329 | 2.115 | 18316.701 | 17974.329 | 18316.701
1.974 | 17849.457 | 2.256 | 18170.907 | 17849.457 | 18170.907
2.115 | 17709.461 | 2.397 | 18035.143 | 17709.461 | 18035.143
2.256 | 17556.717 | 2.537 | 17847.987 | 17556.717 | 17847.987
2.397 | 17402.453 | 2.678 | 17650.747 | 17402.453 | 17650.747
2.537 | 17230.736 | 2.819 | 17472.023 | 17230.736 | 17472.023
2.678 | 17049.951 | 2.96 | 17264.16 | 17049.951 | 17264.16
2.819 | 16854.062 | 3.1 | 17064.707 | 16854.062 | 17064.707
2.96 | 16655.201 | 3.241 | 16854.492 | 16655.201 | 16854.492
3.1 | 16460.718 | 3.381 | 16639.028 | 16460.718 | 16639.028
3.241 | 16250.867 | 3.381 | 16639.028 | 16250.867 | 16639.028
3.381 | 16037.874 | 3.522 | 16401.024 | 16037.874 | 16401.024
3.522 | 15839.523 | 3.662 | 16162.973 | 15839.523 | 16162.973
3.662 | 15634.877 | 3.803 | 15921.356 | 15634.877 | 15921.356
3.803 | 15402.547 | 3.943 | 15690.84 | 15402.547 | 15690.84
3.943 | 15156.924 | 4.084 | 15439.797 | 15156.924 | 15439.797
4.084 | 14904.83 | 4.224 | 15192.723 | 14904.83 | 15192.723
4.224 | 14657.308 | 4.364 | 14958.275 | 14657.308 | 14958.275
4.364 | 14416.803 | 4.505 | 14702.159 | 14416.803 | 14702.159
4.505 | 14165.897 | 4.645 | 14419.005 | 14165.897 | 14419.005
4.645 | 13907.218 | 4.785 | 14150.091 | 13907.218 | 14150.091
4.785 | 13652.034 | 4.925 | 13862.663 | 13652.034 | 13862.663
4.925 | 13389.649 | 5.065 | 13582.122 | 13389.649 | 13582.122
5.065 | 13128.107 | 5.205 | 13303.132 | 13128.107 | 13303.132
5.205 | 12862.967 | 5.345 | 13024.903 | 12862.967 | 13024.903
5.345 | 12586.533 | 5.484 | 12726.888 | 12586.533 | 12726.888
5.484 | 12315.892 | 5.624 | 12441.247 | 12315.892 | 12441.247
5.624 | 12048.946 | 5.764 | 12149.774 | 12048.946 | 12149.774
5.764 | 11768.167 | 5.903 | 11847.337 | 11768.167 | 11847.337
5.903 | 11477.833 | 6.043 | 11538.219 | 11477.833 | 11538.219
6.043 | 11194.01 | 6.182 | 11236.279 | 11194.01 | 11236.279
6.182 | 10908.537 | 6.322 | 10951.048 | 10908.537 | 10951.048
6.322 | 10631.913 | 6.461 | 10660.587 | 10631.913 | 10660.587
6.461 | 10362.247 | 6.6 | 10373.337 | 10362.247 | 10373.337
6.6 | 10088.632 | 6.739 | 10077.297 | 10088.632 | 10077.297
6.739 | 9824.319 | 6.879 | 9789.443 | 9824.319 | 9789.443
6.879 | 9567.951 | 7.018 | 9508.497 | 9567.951 | 9508.497
7.018 | 9317.673 | 7.156 | 9230.77 | 9317.673 | 9230.77
7.156 | 9072.906 | 7.295 | 8963.438 | 9072.906 | 8963.438
7.295 | 8827.136 | 7.434 | 8703.691 | 8827.136 | 8703.691
7.434 | 8597.421 | 7.573 | 8429.081 | 8597.421 | 8429.081
7.573 | 8364.834 | 7.711 | 8170.312 | 8364.834 | 8170.312
7.711 | 8123.318 | 7.85 | 7924.084 | 8123.318 | 7924.084
7.85 | 7875.793 | 7.988 | 7688.585 | 7875.793 | 7688.585
7.988 | 7642.832 | 7.988 | 7688.585 | 7642.832 | 7688.585
8.126 | 7407.181 | 8.126 | 7450.643 | 7407.181 | 7450.643
8.265 | 7174.715 | 8.265 | 7217.136 | 7174.715 | 7217.136
8.403 | 6956.434 | 8.403 | 6982.499 | 6956.434 | 6982.499
8.541 | 6741.985 | 8.541 | 6758.068 | 6741.985 | 6758.068
8.679 | 6532.251 | 8.679 | 6537.408 | 6532.251 | 6537.408
8.816 | 6331.307 | 8.816 | 6325.053 | 6331.307 | 6325.053
8.954 | 6134.09 | 8.954 | 6110.515 | 6134.09 | 6110.515
9.092 | 5933.785 | 9.092 | 5909.594 | 5933.785 | 5909.594
9.229 | 5732.309 | 9.229 | 5707.669 | 5732.309 | 5707.669
9.366 | 5538.969 | 9.366 | 5516.113 | 5538.969 | 5516.113
9.504 | 5357.752 | 9.504 | 5325.116 | 5357.752 | 5325.116
9.641 | 5181.338 | 9.641 | 5144.139 | 5181.338 | 5144.139
9.778 | 5005.037 | 9.778 | 4959.667 | 5005.037 | 4959.667
9.915 | 4835.622 | 9.915 | 4781.254 | 4835.622 | 4781.254
10.052 | 4672.813 | 10.052 | 4616.891 | 4672.813 | 4616.891
10.188 | 4505.581 | 10.188 | 4451.16 | 4505.581 | 4451.16
10.325 | 4340.496 | 10.325 | 4282.176 | 4340.496 | 4282.176
10.461 | 4187.439 | 10.461 | 4137.519 | 4187.439 | 4137.519
10.598 | 4035.234 | 10.598 | 3985.674 | 4035.234 | 3985.674
10.734 | 3891.693 | 10.734 | 3841.724 | 3891.693 | 3841.724
10.87 | 3754.405 | 10.87 | 3706.721 | 3754.405 | 3706.721
11.006 | 3618.937 | 11.006 | 3572.343 | 3618.937 | 3572.343
11.142 | 3486.748 | 11.142 | 3437.902 | 3486.748 | 3437.902
11.278 | 3363.599 | 11.278 | 3313.138 | 3363.599 | 3313.138
11.413 | 3240.966 | 11.413 | 3194.433 | 3240.966 | 3194.433
11.549 | 3118.63 | 11.549 | 3076.293 | 3118.63 | 3076.293
11.684 | 3001.848 | 11.684 | 2959.665 | 3001.848 | 2959.665
11.819 | 2883.815 | 11.819 | 2851.505 | 2883.815 | 2851.505
11.954 | 2769.451 | 11.954 | 2741.765 | 2769.451 | 2741.765
12.089 | 2662.711 | 12.089 | 2636.586 | 2662.711 | 2636.586
12.224 | 2566.791 | 12.224 | 2536.982 | 2566.791 | 2536.982
12.359 | 2478.088 | 12.359 | 2446.19 | 2478.088 | 2446.19
12.493 | 2384.572 | 12.359 | 2446.19 | 2384.572 | 2446.19
12.628 | 2286.22 | 12.493 | 2355.759 | 2286.22 | 2355.759
12.762 | 2193.612 | 12.628 | 2273.273 | 2193.612 | 2273.273
12.896 | 2114.513 | 12.762 | 2194.965 | 2114.513 | 2194.965
13.03 | 2030.851 | 12.896 | 2113.682 | 2030.851 | 2113.682
13.164 | 1955.454 | 13.03 | 2036.852 | 1955.454 | 2036.852
13.297 | 1883.132 | 13.164 | 1959.579 | 1883.132 | 1959.579
13.431 | 1814.247 | 13.297 | 1881.506 | 1814.247 | 1881.506
13.564 | 1740.965 | 13.431 | 1813.102 | 1740.965 | 1813.102
13.698 | 1676.116 | 13.564 | 1745.242 | 1676.116 | 1745.242
13.831 | 1612.747 | 13.698 | 1679.163 | 1612.747 | 1679.163
13.964 | 1549.402 | 13.831 | 1612.924 | 1549.402 | 1612.924
14.096 | 1490.785 | 13.964 | 1545.768 | 1490.785 | 1545.768
14.229 | 1438.607 | 14.096 | 1483.637 | 1438.607 | 1483.637
14.361 | 1390.539 | 14.229 | 1426.866 | 1390.539 | 1426.866
14.494 | 1345.04 | 14.361 | 1370.981 | 1345.04 | 1370.981
14.626 | 1298.007 | 14.494 | 1317.011 | 1298.007 | 1317.011
14.758 | 1248.311 | 14.626 | 1261.7 | 1248.311 | 1261.7
14.89 | 1199.884 | 14.758 | 1216.91 | 1199.884 | 1216.91
15.021 | 1153.405 | 14.89 | 1175.157 | 1153.405 | 1175.157
15.153 | 1108.975 | 15.021 | 1134.973 | 1108.975 | 1134.973
15.284 | 1067.279 | 15.153 | 1091.364 | 1067.279 | 1091.364
15.415 | 1026.976 | 15.284 | 1054.87 | 1026.976 | 1054.87
15.546 | 988.342 | 15.415 | 1016.441 | 988.342 | 1016.441
15.677 | 955.744 | 15.546 | 974.708 | 955.744 | 974.708
15.808 | 926.623 | 15.677 | 934.867 | 926.623 | 934.867
15.938 | 897.763 | 15.808 | 901.068 | 897.763 | 901.068
16.069 | 867.978 | 15.938 | 869.47 | 867.978 | 869.47
16.199 | 839.229 | 16.069 | 840.086 | 839.229 | 840.086
16.329 | 809.549 | 16.199 | 810.779 | 809.549 | 810.779
16.459 | 779.116 | 16.329 | 782.463 | 779.116 | 782.463
16.588 | 747.279 | 16.459 | 756.292 | 747.279 | 756.292
16.718 | 720.025 | 16.588 | 732.279 | 720.025 | 732.279
16.847 | 696.27 | 16.588 | 732.279 | 696.27 | 732.279
16.976 | 674.878 | 16.718 | 706.285 | 674.878 | 706.285
17.105 | 652.105 | 16.847 | 682.871 | 652.105 | 682.871
17.234 | 633.939 | 16.976 | 657.424 | 633.939 | 657.424
17.362 | 616.122 | 17.105 | 629.372 | 616.122 | 629.372
17.491 | 596.181 | 17.234 | 606.603 | 596.181 | 606.603
17.619 | 576.817 | 17.362 | 584.023 | 576.817 | 584.023
17.747 | 557.796 | 17.491 | 563.595 | 557.796 | 563.595
17.875 | 539.592 | 17.619 | 546.079 | 539.592 | 546.079
18.003 | 522.679 | 17.747 | 531.587 | 522.679 | 531.587
18.13 | 506.028 | 17.875 | 514.078 | 506.028 | 514.078
18.257 | 488.882 | 18.003 | 499.276 | 488.882 | 499.276
18.385 | 472.091 | 18.13 | 482.432 | 472.091 | 482.432
18.512 | 458.128 | 18.257 | 466.606 | 458.128 | 466.606
18.638 | 446.248 | 18.385 | 451.046 | 446.248 | 451.046
18.765 | 435.417 | 18.512 | 438.604 | 435.417 | 438.604
18.891 | 423.057 | 18.638 | 427.109 | 423.057 | 427.109
19.017 | 411.747 | 18.765 | 412.894 | 411.747 | 412.894
19.143 | 401.686 | 18.891 | 401.775 | 401.686 | 401.775
19.269 | 391.63 | 19.017 | 391.232 | 391.63 | 391.232
19.395 | 382.206 | 19.143 | 378.865 | 382.206 | 378.865
19.52 | 372.354 | 19.269 | 365.242 | 372.354 | 365.242
19.645 | 363.04 | 19.395 | 356.384 | 363.04 | 356.384
19.77 | 354.269 | 19.52 | 347.44 | 354.269 | 347.44
19.895 | 344.923 | 19.645 | 336.711 | 344.923 | 336.711
20.02 | 334.51 | 19.77 | 325.885 | 334.51 | 325.885
20.144 | 322.727 | 19.895 | 316.667 | 322.727 | 316.667
20.268 | 312.461 | 20.02 | 308.677 | 312.461 | 308.677
20.392 | 304.508 | 20.144 | 301.679 | 304.508 | 301.679
20.516 | 298.342 | 20.268 | 294.502 | 298.342 | 294.502
20.64 | 293.483 | 20.392 | 286.752 | 293.483 | 286.752
20.763 | 290.089 | 20.516 | 281.924 | 290.089 | 281.924
20.887 | 283.649 | 20.64 | 276.481 | 283.649 | 276.481
21.01 | 275.138 | 20.64 | 276.481 | 275.138 | 276.481
21.132 | 265.19 | 20.763 | 269.527 | 265.19 | 269.527
21.255 | 255.593 | 20.887 | 264.378 | 255.593 | 264.378
21.378 | 248.056 | 21.01 | 260.301 | 248.056 | 260.301
21.5 | 243.098 | 21.132 | 253.859 | 243.098 | 253.859
21.622 | 242.452 | 21.255 | 248.588 | 242.452 | 248.588
21.744 | 240.591 | 21.378 | 242.94 | 240.591 | 242.94
21.865 | 236.543 | 21.5 | 236.158 | 236.543 | 236.158
21.987 | 231.611 | 21.622 | 229.243 | 231.611 | 229.243
22.108 | 225.28 | 21.744 | 220.98 | 225.28 | 220.98
22.229 | 221.726 | 21.865 | 213.588 | 221.726 | 213.588
22.349 | 219.383 | 21.987 | 207.785 | 219.383 | 207.785
22.47 | 216.618 | 22.108 | 204.754 | 216.618 | 204.754
22.59 | 212.656 | 22.229 | 201.198 | 212.656 | 201.198
22.71 | 210.223 | 22.349 | 196.037 | 210.223 | 196.037
22.83 | 207.725 | 22.47 | 190.85 | 207.725 | 190.85
22.95 | 205.267 | 22.59 | 187.181 | 205.267 | 187.181
23.07 | 203.576 | 22.71 | 184.577 | 203.576 | 184.577
23.189 | 199.322 | 22.83 | 182.839 | 199.322 | 182.839
23.308 | 194.523 | 22.95 | 178.499 | 194.523 | 178.499
23.427 | 190.328 | 23.07 | 172.525 | 190.328 | 172.525
23.546 | 184.481 | 23.189 | 166.988 | 184.481 | 166.988
23.664 | 177.865 | 23.308 | 162.887 | 177.865 | 162.887
23.782 | 174.121 | 23.427 | 160.494 | 174.121 | 160.494
23.9 | 173.59 | 23.546 | 161.717 | 173.59 | 161.717
24.018 | 173.003 | 23.664 | 162.735 | 173.003 | 162.735
24.136 | 171.295 | 23.782 | 160.853 | 171.295 | 160.853
24.253 | 166.798 | 23.9 | 158.324 | 166.798 | 158.324
24.37 | 163.992 | 24.018 | 154.135 | 163.992 | 154.135
24.487 | 162.944 | 24.136 | 147.684 | 162.944 | 147.684
24.604 | 161.351 | 24.253 | 142.428 | 161.351 | 142.428
24.72 | 162.236 | 24.37 | 140.465 | 162.236 | 140.465
24.836 | 162.367 | 24.487 | 137.793 | 162.367 | 137.793
24.953 | 157.446 | 24.604 | 136.184 | 157.446 | 136.184
25.068 | 151.351 | 24.604 | 136.184 | 151.351 | 136.184
25.184 | 146.972 | 24.72 | 134.782 | 146.972 | 134.782
25.299 | 143.061 | 24.836 | 133.59 | 143.061 | 133.59
25.415 | 140.942 | 24.953 | 131.576 | 140.942 | 131.576
25.53 | 141.181 | 25.068 | 126.989 | 141.181 | 126.989
25.644 | 142.307 | 25.184 | 123.087 | 142.307 | 123.087
25.759 | 142.94 | 25.299 | 119.601 | 142.94 | 119.601
25.873 | 142.632 | 25.415 | 118.35 | 142.632 | 118.35
25.987 | 140.927 | 25.53 | 117.421 | 140.927 | 117.421
26.101 | 137.367 | 25.644 | 115.438 | 137.367 | 115.438
26.215 | 135.077 | 25.759 | 111.336 | 135.077 | 111.336
26.328 | 134.348 | 25.873 | 109.879 | 134.348 | 109.879
26.441 | 133.333 | 25.987 | 108.916 | 133.333 | 108.916
26.554 | 130.671 | 26.101 | 106.214 | 130.671 | 106.214
26.667 | 125.779 | 26.215 | 105.01 | 125.779 | 105.01
26.78 | 121.94 | 26.328 | 104.249 | 121.94 | 104.249
26.892 | 118.706 | 26.441 | 101.678 | 118.706 | 101.678
27.004 | 117.229 | 26.554 | 100.79 | 117.229 | 100.79
27.116 | 118.556 | 26.667 | 98.648 | 118.556 | 98.648
27.228 | 119.085 | 26.78 | 97.461 | 119.085 | 97.461
27.339 | 116.324 | 26.892 | 94.954 | 116.324 | 94.954
27.45 | 115.284 | 27.004 | 93.405 | 115.284 | 93.405
27.561 | 116.564 | 27.116 | 91.962 | 116.564 | 91.962
27.672 | 116.043 | 27.228 | 90.625 | 116.043 | 90.625
27.782 | 114.584 | 27.339 | 93.672 | 114.584 | 93.672
27.893 | 112.704 | 27.45 | 92.332 | 112.704 | 92.332
28.003 | 111.401 | 27.561 | 89.414 | 111.401 | 89.414
28.113 | 110.917 | 27.672 | 87.237 | 110.917 | 87.237
28.222 | 108.476 | 27.782 | 87.327 | 108.476 | 87.327
28.332 | 106.642 | 27.893 | 84.191 | 106.642 | 84.191
28.441 | 105.866

## Lustr Plots (hidden)
| X |  | Y |  |  | factor
-32.12 | 0 | -32.221 | 122.869 | 0 | 122.869 | 1
-32.019 | 0 | -32.12 | 120.57 | 0 | 120.57
-31.917 | 0 | -32.019 | 118.22 | 0 | 118.22
-31.815 | 17.56 | -31.917 | 115.113 | 17.56 | 115.113
-31.714 | 47.637 | -31.815 | 113.676 | 47.637 | 113.676
-31.611 | 78.368 | -31.714 | 114.551 | 78.368 | 114.551
-31.509 | 106.086 | -31.611 | 117.715 | 106.086 | 117.715
-31.406 | 125.282 | -31.509 | 118.505 | 125.282 | 118.505
-31.303 | 125.846 | -31.406 | 120.722 | 125.846 | 120.722
-31.2 | 127.635 | -31.303 | 122.859 | 127.635 | 122.859
-31.097 | 131.411 | -31.2 | 126.664 | 131.411 | 126.664
-30.993 | 133.684 | -31.097 | 128.831 | 133.684 | 128.831
-30.89 | 131.07 | -30.993 | 131.048 | 131.07 | 131.048
-30.786 | 130.006 | -30.89 | 132.288 | 130.006 | 132.288
-30.681 | 130.031 | -30.786 | 132.434 | 130.031 | 132.434
-30.577 | 129.928 | -30.681 | 129.649 | 129.928 | 129.649
-30.472 | 134.317 | -30.577 | 127.579 | 134.317 | 127.579
-30.367 | 137.164 | -30.472 | 124.953 | 137.164 | 124.953
-30.262 | 137.289 | -30.367 | 125.371 | 137.289 | 125.371
-30.157 | 138.352 | -30.262 | 125.156 | 138.352 | 125.156
-30.051 | 141.345 | -30.157 | 128.201 | 141.345 | 128.201
-29.946 | 143.259 | -30.051 | 130.977 | 143.259 | 130.977
-29.84 | 146.713 | -29.946 | 134.543 | 146.713 | 134.543
-29.733 | 146.618 | -29.84 | 138.273 | 146.618 | 138.273
-29.627 | 147.263 | -29.733 | 138.452 | 147.263 | 138.452
-29.52 | 149.194 | -29.627 | 137.211 | 149.194 | 137.211
-29.413 | 148.171 | -29.52 | 135.608 | 148.171 | 135.608
-29.306 | 149.292 | -29.413 | 135.241 | 149.292 | 135.241
-29.199 | 150.833 | -29.306 | 135.854 | 150.833 | 135.854
-29.091 | 153.516 | -29.199 | 138.045 | 153.516 | 138.045
-28.983 | 153.762 | -29.091 | 140.283 | 153.762 | 140.283
-28.875 | 157.022 | -28.983 | 143.172 | 157.022 | 143.172
-28.767 | 158.216 | -28.875 | 146.405 | 158.216 | 146.405
-28.658 | 159.104 | -28.767 | 147.572 | 159.104 | 147.572
-28.55 | 159.268 | -28.658 | 150.651 | 159.268 | 150.651
-28.441 | 161.754 | -28.55 | 154.128 | 161.754 | 154.128
-28.332 | 167.908 | -28.441 | 156.333 | 167.908 | 156.333
-28.222 | 168.516 | -28.332 | 155.078 | 168.516 | 155.078
-28.113 | 170.832 | -28.222 | 157.444 | 170.832 | 157.444
-28.003 | 172.781 | -28.113 | 158.082 | 172.781 | 158.082
-27.893 | 176.888 | -28.003 | 157.598 | 176.888 | 157.598
-27.782 | 173.952 | -27.893 | 157.645 | 173.952 | 157.645
-27.672 | 174.706 | -27.782 | 161.786 | 174.706 | 161.786
-27.561 | 178.305 | -27.672 | 165.668 | 178.305 | 165.668
-27.45 | 181.65 | -27.561 | 165.922 | 181.65 | 165.922
-27.339 | 181.507 | -27.45 | 170.115 | 181.507 | 170.115
-27.228 | 181.365 | -27.339 | 174.168 | 181.365 | 174.168
-27.116 | 183.579 | -27.228 | 176.641 | 183.579 | 176.641
-27.004 | 187.325 | -27.116 | 175.479 | 187.325 | 175.479
-26.892 | 192.762 | -27.004 | 179.079 | 192.762 | 179.079
-26.78 | 196.346 | -26.892 | 181.857 | 196.346 | 181.857
-26.667 | 196.161 | -26.78 | 183.252 | 196.161 | 183.252
-26.554 | 199.26 | -26.667 | 183.788 | 199.26 | 183.788
-26.441 | 202.962 | -26.554 | 185.735 | 202.962 | 185.735
-26.328 | 205.685 | -26.441 | 187.614 | 205.685 | 187.614
-26.215 | 206.093 | -26.328 | 189.82 | 206.093 | 189.82
-26.101 | 208.4 | -26.215 | 191.452 | 208.4 | 191.452
-25.987 | 211.474 | -26.101 | 194.753 | 211.474 | 194.753
-25.873 | 213.475 | -25.987 | 198.425 | 213.475 | 198.425
-25.759 | 217.071 | -25.873 | 201.352 | 217.071 | 201.352
-25.644 | 218.989 | -25.759 | 205.095 | 218.989 | 205.095
-25.53 | 223.597 | -25.644 | 210.254 | 223.597 | 210.254
-25.415 | 224.551 | -25.53 | 213.343 | 224.551 | 213.343
-25.299 | 228.076 | -25.415 | 218.504 | 228.076 | 218.504
-25.184 | 227.481 | -25.299 | 221.937 | 227.481 | 221.937
-25.068 | 234.521 | -25.184 | 226.607 | 234.521 | 226.607
-24.953 | 239.782 | -25.068 | 227.708 | 239.782 | 227.708
-24.836 | 243.605 | -24.953 | 230.217 | 243.605 | 230.217
-24.72 | 245.408 | -24.836 | 231.682 | 245.408 | 231.682
-24.604 | 253.344 | -24.72 | 236.058 | 253.344 | 236.058
-24.487 | 257.69 | -24.604 | 240.194 | 257.69 | 240.194
-24.37 | 261.1 | -24.487 | 244.2 | 261.1 | 244.2
-24.253 | 265.829 | -24.37 | 243.897 | 265.829 | 243.897
-24.136 | 270.266 | -24.253 | 247.231 | 270.266 | 247.231
-24.018 | 271.384 | -24.136 | 249.427 | 271.384 | 249.427
-23.9 | 277.267 | -24.018 | 253.26 | 277.267 | 253.26
-23.782 | 279.999 | -23.9 | 257.284 | 279.999 | 257.284
-23.664 | 286.619 | -23.782 | 261.657 | 286.619 | 261.657
-23.546 | 293.151 | -23.664 | 265.374 | 293.151 | 265.374
-23.427 | 302.113 | -23.546 | 272.227 | 302.113 | 272.227
-23.308 | 306.112 | -23.427 | 279.725 | 306.112 | 279.725
-23.189 | 312.073 | -23.308 | 284.307 | 312.073 | 284.307
-23.07 | 315.507 | -23.189 | 287.145 | 315.507 | 287.145
-22.95 | 320.428 | -23.07 | 291.113 | 320.428 | 291.113
-22.83 | 325.789 | -22.95 | 295.113 | 325.789 | 295.113
-22.71 | 332.31 | -22.83 | 299.248 | 332.31 | 299.248
-22.59 | 340.446 | -22.71 | 304.188 | 340.446 | 304.188
-22.47 | 346.128 | -22.59 | 312.088 | 346.128 | 312.088
-22.349 | 351.064 | -22.47 | 318.409 | 351.064 | 318.409
-22.229 | 358.53 | -22.349 | 323.315 | 358.53 | 323.315
-22.108 | 366.876 | -22.229 | 330.138 | 366.876 | 330.138
-21.987 | 371.929 | -22.108 | 337.385 | 371.929 | 337.385
-21.865 | 379.897 | -21.987 | 344.851 | 379.897 | 344.851
-21.744 | 391.112 | -21.865 | 352.585 | 391.112 | 352.585
-21.622 | 400.508 | -21.744 | 358.916 | 400.508 | 358.916
-21.5 | 409.757 | -21.622 | 363.502 | 409.757 | 363.502
-21.378 | 419.664 | -21.5 | 371.487 | 419.664 | 371.487
-21.255 | 429.624 | -21.378 | 380.838 | 429.624 | 380.838
-21.132 | 438.489 | -21.255 | 390.895 | 438.489 | 390.895
-21.01 | 449.552 | -21.132 | 400.654 | 449.552 | 400.654
-20.887 | 459.67 | -21.01 | 409.969 | 459.67 | 409.969
-20.763 | 470.137 | -20.887 | 418.198 | 470.137 | 418.198
-20.64 | 480.901 | -20.763 | 427.478 | 480.901 | 427.478
-20.516 | 494.476 | -20.64 | 438.297 | 494.476 | 438.297
-20.392 | 508.431 | -20.516 | 448.277 | 508.431 | 448.277
-20.268 | 524.235 | -20.392 | 458.95 | 524.235 | 458.95
-20.144 | 539.429 | -20.268 | 470.163 | 539.429 | 470.163
-20.02 | 553.43 | -20.144 | 483.528 | 553.43 | 483.528
-19.895 | 569.513 | -20.02 | 495.172 | 569.513 | 495.172
-19.77 | 585.086 | -19.895 | 505.059 | 585.086 | 505.059
-19.645 | 603.451 | -19.77 | 517.916 | 603.451 | 517.916
-19.52 | 621.589 | -19.645 | 530.329 | 621.589 | 530.329
-19.395 | 641.096 | -19.52 | 541.284 | 641.096 | 541.284
-19.269 | 659.794 | -19.395 | 555.764 | 659.794 | 555.764
-19.143 | 681.631 | -19.269 | 572.734 | 681.631 | 572.734
-19.017 | 707.879 | -19.143 | 588.668 | 707.879 | 588.668
-18.891 | 733.822 | -19.017 | 602.905 | 733.822 | 602.905
-18.765 | 756.265 | -18.891 | 617.99 | 756.265 | 617.99
-18.638 | 775.281 | -18.765 | 634.539 | 775.281 | 634.539
-18.512 | 799.111 | -18.638 | 652.019 | 799.111 | 652.019
-18.385 | 824.975 | -18.512 | 672.656 | 824.975 | 672.656
-18.257 | 850.353 | -18.385 | 695.15 | 850.353 | 695.15
-18.13 | 879.638 | -18.257 | 717.266 | 879.638 | 717.266
-18.003 | 912.052 | -18.13 | 739.953 | 912.052 | 739.953
-17.875 | 947.105 | -18.003 | 764.43 | 947.105 | 764.43
-17.747 | 978.359 | -17.875 | 788.902 | 978.359 | 788.902
-17.619 | 1007.102 | -17.747 | 810.368 | 1007.102 | 810.368
-17.491 | 1039.186 | -17.619 | 833.856 | 1039.186 | 833.856
-17.362 | 1072.542 | -17.491 | 862.012 | 1072.542 | 862.012
-17.234 | 1106.65 | -17.362 | 893.552 | 1106.65 | 893.552
-17.105 | 1143.364 | -17.234 | 924.037 | 1143.364 | 924.037
-16.976 | 1186.789 | -17.105 | 956.863 | 1186.789 | 956.863
-16.847 | 1230.785 | -16.976 | 988.034 | 1230.785 | 988.034
-16.718 | 1271.893 | -16.847 | 1018.947 | 1271.893 | 1018.947
-16.588 | 1315.423 | -16.718 | 1053.064 | 1315.423 | 1053.064
-16.459 | 1362.694 | -16.588 | 1091.24 | 1362.694 | 1091.24
-16.329 | 1412.402 | -16.459 | 1129.548 | 1412.402 | 1129.548
-16.199 | 1461.743 | -16.329 | 1169.501 | 1461.743 | 1169.501
-16.069 | 1515.287 | -16.199 | 1206.563 | 1515.287 | 1206.563
-15.938 | 1572.372 | -16.069 | 1246.092 | 1572.372 | 1246.092
-15.808 | 1632.617 | -15.938 | 1291.266 | 1632.617 | 1291.266
-15.677 | 1697.411 | -15.808 | 1338.324 | 1697.411 | 1338.324
-15.546 | 1759.212 | -15.677 | 1388.981 | 1759.212 | 1388.981
-15.415 | 1824.232 | -15.546 | 1436.785 | 1824.232 | 1436.785
-15.284 | 1894.668 | -15.415 | 1489.216 | 1894.668 | 1489.216
-15.153 | 1963.013 | -15.284 | 1544.037 | 1963.013 | 1544.037
-15.021 | 2030.003 | -15.153 | 1602.183 | 2030.003 | 1602.183
-14.89 | 2108.256 | -15.021 | 1664.581 | 2108.256 | 1664.581
-14.758 | 2187.993 | -14.89 | 1725.063 | 2187.993 | 1725.063
-14.626 | 2267.332 | -14.758 | 1788.299 | 2267.332 | 1788.299
-14.494 | 2351.499 | -14.626 | 1849.761 | 2351.499 | 1849.761
-14.361 | 2434.636 | -14.494 | 1918.878 | 2434.636 | 1918.878
-14.229 | 2522.799 | -14.361 | 1992.315 | 2522.799 | 1992.315
-14.096 | 2620.316 | -14.229 | 2070.452 | 2620.316 | 2070.452
-13.964 | 2724.262 | -14.096 | 2145.897 | 2724.262 | 2145.897
-13.831 | 2825.67 | -13.964 | 2227.221 | 2825.67 | 2227.221
-13.698 | 2927.692 | -13.831 | 2313.689 | 2927.692 | 2313.689
-13.564 | 3041.928 | -13.698 | 2407.972 | 3041.928 | 2407.972
-13.431 | 3162.111 | -13.564 | 2495.837 | 3162.111 | 2495.837
-13.297 | 3282.637 | -13.431 | 2591.536 | 3282.637 | 2591.536
-13.164 | 3406.229 | -13.297 | 2688.487 | 3406.229 | 2688.487
-13.03 | 3543.958 | -13.164 | 2788.53 | 3543.958 | 2788.53
-12.896 | 3686.316 | -13.03 | 2887.931 | 3686.316 | 2887.931
-12.762 | 3824.03 | -12.896 | 2994.613 | 3824.03 | 2994.613
-12.628 | 3966.98 | -12.762 | 3113.522 | 3966.98 | 3113.522
-12.493 | 4113.667 | -12.628 | 3237.848 | 4113.667 | 3237.848
-12.359 | 4266.166 | -12.493 | 3355.515 | 4266.166 | 3355.515
-12.224 | 4422.851 | -12.359 | 3489.026 | 4422.851 | 3489.026
-12.089 | 4598.657 | -12.224 | 3627.639 | 4598.657 | 3627.639
-11.954 | 4762.66 | -12.089 | 3765.271 | 4762.66 | 3765.271
-11.819 | 4936.216 | -11.954 | 3910.93 | 4936.216 | 3910.93
-11.684 | 5120.411 | -11.819 | 4064.199 | 5120.411 | 4064.199
-11.549 | 5316.542 | -11.684 | 4221.038 | 5316.542 | 4221.038
-11.413 | 5509.771 | -11.549 | 4385.23 | 5509.771 | 4385.23
-11.278 | 5717.942 | -11.413 | 4559.587 | 5717.942 | 4559.587
-11.142 | 5929.122 | -11.278 | 4740.294 | 5929.122 | 4740.294
-11.006 | 6141.765 | -11.142 | 4919.743 | 6141.765 | 4919.743
-10.87 | 6353.31 | -11.006 | 5106.81 | 6353.31 | 5106.81
-10.734 | 6575.429 | -10.87 | 5297.753 | 6575.429 | 5297.753
-10.598 | 6812.356 | -10.734 | 5496.28 | 6812.356 | 5496.28
-10.461 | 7057.908 | -10.598 | 5694.095 | 7057.908 | 5694.095
-10.325 | 7305.256 | -10.461 | 5902.582 | 7305.256 | 5902.582
-10.188 | 7549.902 | -10.325 | 6120.262 | 7549.902 | 6120.262
-10.052 | 7807.44 | -10.188 | 6354.758 | 7807.44 | 6354.758
-9.915 | 8066.347 | -10.052 | 6593.964 | 8066.347 | 6593.964
-9.778 | 8344.282 | -9.915 | 6840.926 | 8344.282 | 6840.926
-9.641 | 8630.11 | -9.778 | 7085.764 | 8630.11 | 7085.764
-9.504 | 8929.728 | -9.641 | 7352.677 | 8929.728 | 7352.677
-9.366 | 9227.623 | -9.504 | 7609.088 | 9227.623 | 7609.088
-9.229 | 9518.005 | -9.366 | 7887.855 | 9518.005 | 7887.855
-9.092 | 9808.486 | -9.229 | 8170.126 | 9808.486 | 8170.126
-8.954 | 10121.857 | -9.092 | 8448.75 | 10121.857 | 8448.75
-8.816 | 10452.935 | -8.954 | 8738.672 | 10452.935 | 8738.672
-8.679 | 10784.987 | -8.816 | 9047.297 | 10784.987 | 9047.297
-8.541 | 11136.708 | -8.679 | 9350.972 | 11136.708 | 9350.972
-8.403 | 11495.541 | -8.541 | 9657.895 | 11495.541 | 9657.895
-8.265 | 11848.274 | -8.403 | 9992.253 | 11848.274 | 9992.253
-8.126 | 12212.063 | -8.265 | 10324.678 | 12212.063 | 10324.678
-7.988 | 12592.021 | -8.126 | 10662.916 | 12592.021 | 10662.916
-7.85 | 12965.034 | -7.988 | 11010.803 | 12965.034 | 11010.803
-7.711 | 13349.917 | -7.85 | 11369.118 | 13349.917 | 11369.118
-7.573 | 13753.515 | -7.711 | 11725.57 | 13753.515 | 11725.57
-7.434 | 14146.339 | -7.573 | 12090.121 | 14146.339 | 12090.121
-7.295 | 14547.367 | -7.434 | 12465.549 | 14547.367 | 12465.549
-7.156 | 14938.309 | -7.295 | 12858.981 | 14938.309 | 12858.981
-7.018 | 15339.681 | -7.156 | 13246.171 | 15339.681 | 13246.171
-6.879 | 15749.488 | -7.018 | 13631.465 | 15749.488 | 13631.465
-6.739 | 16173.147 | -6.879 | 14023.332 | 16173.147 | 14023.332
-6.6 | 16575.686 | -6.739 | 14431.162 | 16575.686 | 14431.162
-6.461 | 17015.354 | -6.6 | 14841.921 | 17015.354 | 14841.921
-6.322 | 17471.579 | -6.461 | 15264.745 | 17471.579 | 15264.745
-6.182 | 17915.738 | -6.322 | 15700.082 | 17915.738 | 15700.082
-6.043 | 18347.842 | -6.182 | 16138.154 | 18347.842 | 16138.154
-5.903 | 18776.461 | -6.043 | 16562.916 | 18776.461 | 16562.916
-5.764 | 19196.61 | -5.903 | 16989.894 | 19196.61 | 16989.894
-5.624 | 19617.618 | -5.764 | 17418.738 | 19617.618 | 17418.738
-5.484 | 20098.888 | -5.624 | 17860.111 | 20098.888 | 17860.111
-5.345 | 20554.794 | -5.484 | 18298.895 | 20554.794 | 18298.895
-5.205 | 21025.481 | -5.345 | 18739.183 | 21025.481 | 18739.183
-5.065 | 21473.158 | -5.205 | 19162.007 | 21473.158 | 19162.007
-4.925 | 21937.295 | -5.065 | 19584.968 | 21937.295 | 19584.968
-4.785 | 22372.575 | -4.925 | 20035.693 | 22372.575 | 20035.693
-4.645 | 22826.938 | -4.785 | 20487.998 | 22826.938 | 20487.998
-4.505 | 23273.103 | -4.645 | 20917.115 | 23273.103 | 20917.115
-4.364 | 23697.178 | -4.505 | 21327.811 | 23697.178 | 21327.811
-4.224 | 24098.896 | -4.364 | 21750.991 | 24098.896 | 21750.991
-4.084 | 24502.153 | -4.224 | 22147.452 | 24502.153 | 22147.452
-3.943 | 24882.126 | -4.084 | 22554.036 | 24882.126 | 22554.036
-3.803 | 25260.93 | -3.943 | 22953.697 | 25260.93 | 22953.697
-3.662 | 25628.644 | -3.803 | 23398.74 | 25628.644 | 23398.74
-3.522 | 26002.047 | -3.662 | 23860.063 | 26002.047 | 23860.063
-3.381 | 26357.984 | -3.522 | 24297.831 | 26357.984 | 24297.831
-3.241 | 26711.842 | -3.381 | 24725.047 | 26711.842 | 24725.047
-3.1 | 27038.705 | -3.241 | 25125.47 | 27038.705 | 25125.47
-2.96 | 27366.36 | -3.1 | 25517.26 | 27366.36 | 25517.26
-2.819 | 27723.89 | -2.96 | 25887.232 | 27723.89 | 25887.232
-2.678 | 28007.371 | -2.819 | 26258.24 | 28007.371 | 26258.24
-2.537 | 28286.487 | -2.678 | 26615.55 | 28286.487 | 26615.55
-2.397 | 28545.176 | -2.537 | 26976.464 | 28545.176 | 26976.464
-2.256 | 28766.259 | -2.397 | 27341.282 | 28766.259 | 27341.282
-2.115 | 28955.179 | -2.256 | 27660.489 | 28955.179 | 27660.489
-1.974 | 29159.776 | -2.115 | 27936.741 | 29159.776 | 27936.741
-1.833 | 29337.047 | -1.974 | 28222.315 | 29337.047 | 28222.315
-1.692 | 29516.548 | -1.833 | 28483.871 | 29516.548 | 28483.871
-1.551 | 29650.482 | -1.692 | 28724.729 | 29650.482 | 28724.729
-1.41 | 29802.98 | -1.551 | 28971.921 | 29802.98 | 28971.921
-1.269 | 29921.791 | -1.41 | 29218.484 | 29921.791 | 29218.484
-1.128 | 30076.164 | -1.269 | 29382.796 | 30076.164 | 29382.796
-0.987 | 30180.302 | -1.128 | 29520.716 | 30180.302 | 29520.716
-0.846 | 30239.499 | -0.987 | 29669.262 | 30239.499 | 29669.262
-0.705 | 30200.985 | -0.846 | 29813.123 | 30200.985 | 29813.123
-0.564 | 30193.248 | -0.705 | 29980.181 | 30193.248 | 29980.181
-0.423 | 30231.47 | -0.564 | 30141.11 | 30231.47 | 30141.11
-0.282 | 30253.793 | -0.423 | 30227.217 | 30253.793 | 30227.217
-0.141 | 30275.246 | -0.282 | 30276.638 | 30275.246 | 30276.638
0 | 30275.902 | -0.141 | 30256.451 | 30275.902 | 30256.451
0.141 | 30233.079 | 0 | 30275.902 | 30233.079 | 30275.902
0.282 | 30150.176 | 0.141 | 30239.844 | 30150.176 | 30239.844
0.423 | 30078.875 | 0.282 | 30243.423 | 30078.875 | 30243.423
0.564 | 30007.463 | 0.423 | 30157.745 | 30007.463 | 30157.745
0.705 | 29927.755 | 0.564 | 30101.166 | 29927.755 | 30101.166
0.846 | 29821.794 | 0.705 | 30047.07 | 29821.794 | 30047.07
0.987 | 29694.346 | 0.846 | 29989.257 | 29694.346 | 29989.257
1.128 | 29564.649 | 0.987 | 29902.19 | 29564.649 | 29902.19
1.269 | 29430.506 | 1.128 | 29798.744 | 29430.506 | 29798.744
1.41 | 29268.635 | 1.269 | 29644.166 | 29268.635 | 29644.166
1.551 | 29082.338 | 1.41 | 29457.318 | 29082.338 | 29457.318
1.692 | 28893.411 | 1.551 | 29243.645 | 28893.411 | 29243.645
1.833 | 28689.386 | 1.692 | 29050.858 | 28689.386 | 29050.858
1.974 | 28446.181 | 1.833 | 28820.744 | 28446.181 | 28820.744
2.115 | 28192.852 | 1.974 | 28530.622 | 28192.852 | 28530.622
2.256 | 27929.542 | 2.115 | 28211.482 | 27929.542 | 28211.482
2.397 | 27654.073 | 2.256 | 27902.665 | 27654.073 | 27902.665
2.537 | 27361.789 | 2.397 | 27555.387 | 27361.789 | 27555.387
2.678 | 27074.763 | 2.537 | 27220.009 | 27074.763 | 27220.009
2.819 | 26764.284 | 2.678 | 26893.76 | 26764.284 | 26893.76
2.96 | 26459.102 | 2.819 | 26533.905 | 26459.102 | 26533.905
3.1 | 26126.456 | 2.96 | 26178.454 | 26126.456 | 26178.454
3.241 | 25761.37 | 3.1 | 25829.751 | 25761.37 | 25829.751
3.381 | 25393.792 | 3.241 | 25431.413 | 25393.792 | 25431.413
3.522 | 25072.989 | 3.381 | 25057.547 | 25072.989 | 25057.547
3.662 | 24721.898 | 3.522 | 24629.867 | 24721.898 | 24629.867
3.803 | 24335.441 | 3.662 | 24211.53 | 24335.441 | 24211.53
3.943 | 23947.242 | 3.803 | 23794.737 | 23947.242 | 23794.737
4.084 | 23547.196 | 3.943 | 23382.404 | 23547.196 | 23382.404
4.224 | 23127.829 | 4.084 | 22949.659 | 23127.829 | 22949.659
4.364 | 22719.896 | 4.224 | 22540.06 | 22719.896 | 22540.06
4.505 | 22313.09 | 4.364 | 22101.648 | 22313.09 | 22101.648
4.645 | 21914.344 | 4.505 | 21659.004 | 21914.344 | 21659.004
4.785 | 21497.046 | 4.645 | 21232.548 | 21497.046 | 21232.548
4.925 | 21074.859 | 4.785 | 20770.304 | 21074.859 | 20770.304
5.065 | 20656.48 | 4.925 | 20309.082 | 20656.48 | 20309.082
5.205 | 20251.081 | 5.065 | 19885.418 | 20251.081 | 19885.418
5.345 | 19831.906 | 5.205 | 19444.774 | 19831.906 | 19444.774
5.484 | 19415.292 | 5.345 | 19003.509 | 19415.292 | 19003.509
5.624 | 18982.357 | 5.484 | 18547.512 | 18982.357 | 18547.512
5.764 | 18536.91 | 5.624 | 18102.823 | 18536.91 | 18102.823
5.903 | 18107.584 | 5.764 | 17631.071 | 18107.584 | 17631.071
6.043 | 17675.488 | 5.903 | 17177.692 | 17675.488 | 17177.692
6.182 | 17232.883 | 6.043 | 16726.762 | 17232.883 | 16726.762
6.322 | 16798.863 | 6.182 | 16282.178 | 16798.863 | 16282.178
6.461 | 16392.045 | 6.322 | 15832.959 | 16392.045 | 15832.959
6.6 | 15975.409 | 6.461 | 15369.697 | 15975.409 | 15369.697
6.739 | 15566.238 | 6.6 | 14928.241 | 15566.238 | 14928.241
6.879 | 15168.707 | 6.739 | 14491.833 | 15168.707 | 14491.833
7.018 | 14779.763 | 6.879 | 14057.356 | 14779.763 | 14057.356
7.156 | 14395.135 | 7.018 | 13640.041 | 14395.135 | 13640.041
7.295 | 14010.083 | 7.156 | 13243.269 | 14010.083 | 13243.269
7.434 | 13649.929 | 7.295 | 12844.081 | 13649.929 | 12844.081
7.573 | 13284.2 | 7.434 | 12437.548 | 13284.2 | 12437.548
7.711 | 12909.532 | 7.573 | 12054.4 | 12909.532 | 12054.4
7.85 | 12534.796 | 7.711 | 11671.708 | 12534.796 | 11671.708
7.988 | 12196.758 | 7.85 | 11294.912 | 12196.758 | 11294.912
8.126 | 11852.592 | 7.988 | 10933.435 | 11852.592 | 10933.435
8.265 | 11500.048 | 8.126 | 10580.793 | 11500.048 | 10580.793
8.403 | 11152.803 | 8.265 | 10223.662 | 11152.803 | 10223.662
8.541 | 10813.411 | 8.403 | 9886.821 | 10813.411 | 9886.821
8.679 | 10482.846 | 8.541 | 9562.234 | 10482.846 | 9562.234
8.816 | 10146.68 | 8.679 | 9246.946 | 10146.68 | 9246.946
8.954 | 9818.662 | 8.816 | 8942.61 | 9818.662 | 8942.61
9.092 | 9498.843 | 8.954 | 8639.834 | 9498.843 | 8639.834
9.229 | 9189.722 | 9.092 | 8353.417 | 9189.722 | 8353.417
9.366 | 8895.327 | 9.229 | 8061.962 | 8895.327 | 8061.962
9.504 | 8628.657 | 9.366 | 7768.894 | 8628.657 | 7768.894
9.641 | 8359.829 | 9.504 | 7478.037 | 8359.829 | 7478.037
9.778 | 8092.883 | 9.641 | 7221.299 | 8092.883 | 7221.299
9.915 | 7823.577 | 9.778 | 6970.476 | 7823.577 | 6970.476
10.052 | 7558.507 | 9.915 | 6724.605 | 7558.507 | 6724.605
10.188 | 7288.417 | 10.052 | 6481.739 | 7288.417 | 6481.739
10.325 | 7050.025 | 10.188 | 6244.853 | 7050.025 | 6244.853
10.461 | 6814.226 | 10.325 | 6010.641 | 6814.226 | 6010.641
10.598 | 6581.274 | 10.461 | 5782.636 | 6581.274 | 5782.636
10.734 | 6355.909 | 10.598 | 5559.702 | 6355.909 | 5559.702
10.87 | 6140.248 | 10.734 | 5355.3 | 6140.248 | 5355.3
11.006 | 5920.488 | 10.87 | 5152.305 | 5920.488 | 5152.305
11.142 | 5716.885 | 11.006 | 4954.524 | 5716.885 | 4954.524
11.278 | 5524.388 | 11.142 | 4770.589 | 5524.388 | 4770.589
11.413 | 5333.531 | 11.278 | 4595.44 | 5333.531 | 4595.44
11.549 | 5148.23 | 11.413 | 4425.837 | 5148.23 | 4425.837
11.684 | 4967.123 | 11.549 | 4274.242 | 4967.123 | 4274.242
11.819 | 4788.878 | 11.684 | 4123.001 | 4788.878 | 4123.001
11.954 | 4609.869 | 11.819 | 3973.879 | 4609.869 | 3973.879
12.089 | 4433.548 | 11.954 | 3830.339 | 4433.548 | 3830.339
12.224 | 4269.206 | 12.089 | 3690.666 | 4269.206 | 3690.666
12.359 | 4109.808 | 12.224 | 3553.572 | 4109.808 | 3553.572
12.493 | 3957.414 | 12.359 | 3412.976 | 3957.414 | 3412.976
12.628 | 3815.888 | 12.493 | 3284.701 | 3815.888 | 3284.701
12.762 | 3686.234 | 12.628 | 3166.618 | 3686.234 | 3166.618
12.896 | 3554.597 | 12.762 | 3055.103 | 3554.597 | 3055.103
13.03 | 3425.21 | 12.896 | 2935.969 | 3425.21 | 2935.969
13.164 | 3302.818 | 13.03 | 2825.907 | 3302.818 | 2825.907
13.297 | 3179.276 | 13.164 | 2714.602 | 3179.276 | 2714.602
13.431 | 3061.351 | 13.297 | 2612.108 | 3061.351 | 2612.108
13.564 | 2950.611 | 13.431 | 2506.711 | 2950.611 | 2506.711
13.698 | 2844.657 | 13.564 | 2413.515 | 2844.657 | 2413.515
13.831 | 2741.254 | 13.698 | 2318.445 | 2741.254 | 2318.445
13.964 | 2643.601 | 13.831 | 2230.159 | 2643.601 | 2230.159
14.096 | 2552.612 | 13.964 | 2142.97 | 2552.612 | 2142.97
14.229 | 2461.424 | 14.096 | 2071.4 | 2461.424 | 2071.4
14.361 | 2376.182 | 14.229 | 2000.138 | 2376.182 | 2000.138
14.494 | 2296.11 | 14.361 | 1932.703 | 2296.11 | 1932.703
14.626 | 2217.075 | 14.494 | 1863.132 | 2217.075 | 1863.132
14.758 | 2134.912 | 14.626 | 1797.402 | 2134.912 | 1797.402
14.89 | 2053.866 | 14.758 | 1725.453 | 2053.866 | 1725.453
15.021 | 1974.479 | 14.89 | 1655.595 | 1974.479 | 1655.595
15.153 | 1897.162 | 15.021 | 1592.873 | 1897.162 | 1592.873
15.284 | 1828.558 | 15.153 | 1535.566 | 1828.558 | 1535.566
15.415 | 1760.213 | 15.284 | 1479.146 | 1760.213 | 1479.146
15.546 | 1693.848 | 15.415 | 1421.942 | 1693.848 | 1421.942
15.677 | 1633.737 | 15.546 | 1373.505 | 1633.737 | 1373.505
15.808 | 1575.823 | 15.677 | 1320.904 | 1575.823 | 1320.904
15.938 | 1520.935 | 15.808 | 1269.48 | 1520.935 | 1269.48
16.069 | 1468.086 | 15.938 | 1221.195 | 1468.086 | 1221.195
16.199 | 1415.501 | 16.069 | 1178.486 | 1415.501 | 1178.486
16.329 | 1362.401 | 16.199 | 1135.529 | 1362.401 | 1135.529
16.459 | 1313.19 | 16.329 | 1093.972 | 1313.19 | 1093.972
16.588 | 1264.025 | 16.459 | 1057.174 | 1264.025 | 1057.174
16.718 | 1220.436 | 16.588 | 1019.733 | 1220.436 | 1019.733
16.847 | 1181.626 | 16.718 | 984.593 | 1181.626 | 984.593
16.976 | 1145.028 | 16.847 | 947.657 | 1145.028 | 947.657
17.105 | 1109.497 | 16.976 | 917.245 | 1109.497 | 917.245
17.234 | 1078.989 | 17.105 | 890.428 | 1078.989 | 890.428
17.362 | 1046.219 | 17.234 | 862.996 | 1046.219 | 862.996
17.491 | 1011.828 | 17.362 | 832.988 | 1011.828 | 832.988
17.619 | 980.434 | 17.491 | 805.802 | 980.434 | 805.802
17.747 | 952.103 | 17.619 | 784.263 | 952.103 | 784.263
17.875 | 919.994 | 17.747 | 762.92 | 919.994 | 762.92
18.003 | 888.319 | 17.875 | 738.063 | 888.319 | 738.063
18.13 | 860.195 | 18.003 | 715.741 | 860.195 | 715.741
18.257 | 835.597 | 18.13 | 694.319 | 835.597 | 694.319
18.385 | 808.717 | 18.257 | 672.242 | 808.717 | 672.242
18.512 | 784.432 | 18.385 | 649.931 | 784.432 | 649.931
18.638 | 762.998 | 18.512 | 632.277 | 762.998 | 632.277
18.765 | 740.805 | 18.638 | 613.502 | 740.805 | 613.502
18.891 | 717.131 | 18.765 | 593.694 | 717.131 | 593.694
19.017 | 696.423 | 18.891 | 577.77 | 696.423 | 577.77
19.143 | 679.421 | 19.017 | 562.593 | 679.421 | 562.593
19.269 | 662.106 | 19.143 | 545.622 | 662.106 | 545.622
19.395 | 648.384 | 19.269 | 528.77 | 648.384 | 528.77
19.52 | 632.232 | 19.395 | 514.353 | 632.232 | 514.353
19.645 | 612.712 | 19.52 | 502.196 | 612.712 | 502.196
19.77 | 592.279 | 19.645 | 491.828 | 592.279 | 491.828
19.895 | 575.164 | 19.77 | 480.832 | 575.164 | 480.832
20.02 | 558.753 | 19.895 | 471.103 | 558.753 | 471.103
20.144 | 544.177 | 20.02 | 459.377 | 544.177 | 459.377
20.268 | 530.074 | 20.144 | 449.361 | 530.074 | 449.361
20.392 | 517.481 | 20.268 | 439.741 | 517.481 | 439.741
20.516 | 505.372 | 20.392 | 432.439 | 505.372 | 432.439
20.64 | 490.885 | 20.516 | 424.513 | 490.885 | 424.513
20.763 | 477.469 | 20.64 | 415.117 | 477.469 | 415.117
20.887 | 465.779 | 20.763 | 404.291 | 465.779 | 404.291
21.01 | 454.979 | 20.887 | 393.314 | 454.979 | 393.314
21.132 | 446.575 | 21.01 | 380.593 | 446.575 | 380.593
21.255 | 437.78 | 21.132 | 370.557 | 437.78 | 370.557
21.378 | 426.888 | 21.255 | 363.574 | 426.888 | 363.574
21.5 | 417.652 | 21.378 | 357.362 | 417.652 | 357.362
21.622 | 409.885 | 21.5 | 351.371 | 409.885 | 351.371
21.744 | 399.25 | 21.622 | 345.201 | 399.25 | 345.201
21.865 | 390.995 | 21.744 | 338.546 | 390.995 | 338.546
21.987 | 383.97 | 21.865 | 329.427 | 383.97 | 329.427
22.108 | 374.72 | 21.987 | 323.616 | 374.72 | 323.616
22.229 | 368.079 | 22.108 | 317.623 | 368.079 | 317.623
22.349 | 363.454 | 22.229 | 311.652 | 363.454 | 311.652
22.47 | 355.932 | 22.349 | 305.754 | 355.932 | 305.754
22.59 | 346.879 | 22.47 | 301.264 | 346.879 | 301.264
22.71 | 340.102 | 22.59 | 295.105 | 340.102 | 295.105
22.83 | 331.273 | 22.71 | 287.314 | 331.273 | 287.314
22.95 | 322.814 | 22.83 | 281.192 | 322.814 | 281.192
23.07 | 318.836 | 22.95 | 276.646 | 318.836 | 276.646
23.189 | 313.116 | 23.07 | 273.273 | 313.116 | 273.273
23.308 | 304.282 | 23.189 | 266.284 | 304.282 | 266.284
23.427 | 295.874 | 23.308 | 263.547 | 295.874 | 263.547
23.546 | 290.417 | 23.427 | 257.598 | 290.417 | 257.598
23.664 | 287.093 | 23.546 | 251.25 | 287.093 | 251.25
23.782 | 285.708 | 23.664 | 246.291 | 285.708 | 246.291
23.9 | 284.687 | 23.782 | 243.843 | 284.687 | 243.843
24.018 | 281.801 | 23.9 | 240.322 | 281.801 | 240.322
24.136 | 278.9 | 24.018 | 236.624 | 278.9 | 236.624
24.253 | 275.823 | 24.136 | 234.771 | 275.823 | 234.771
24.37 | 269.139 | 24.253 | 229.434 | 269.139 | 229.434
24.487 | 262.472 | 24.37 | 226.266 | 262.472 | 226.266
24.604 | 256.308 | 24.487 | 223.671 | 256.308 | 223.671
24.72 | 249.731 | 24.604 | 220.686 | 249.731 | 220.686
24.836 | 245.285 | 24.72 | 217.9 | 245.285 | 217.9
24.953 | 243.532 | 24.836 | 214.232 | 243.532 | 214.232
25.068 | 242.097 | 24.953 | 208.75 | 242.097 | 208.75
25.184 | 239.014 | 25.068 | 205.09 | 239.014 | 205.09
25.299 | 236.407 | 25.184 | 200.59 | 236.407 | 200.59
25.415 | 232.192 | 25.299 | 197.106 | 232.192 | 197.106
25.53 | 228.228 | 25.415 | 194.867 | 228.228 | 194.867
25.644 | 225.789 | 25.53 | 194.931 | 225.789 | 194.931
25.759 | 223.669 | 25.644 | 193.668 | 223.669 | 193.668
25.873 | 221.204 | 25.759 | 191.677 | 221.204 | 191.677
25.987 | 216.828 | 25.873 | 191.899 | 216.828 | 191.899
26.101 | 212.203 | 25.987 | 192.848 | 212.203 | 192.848
26.215 | 208.056 | 26.101 | 184.965 | 208.056 | 184.965
26.328 | 204.616 | 26.215 | 180.009 | 204.616 | 180.009
26.441 | 200.423 | 26.328 | 175.924 | 200.423 | 175.924
26.554 | 196.544 | 26.441 | 172.21 | 196.544 | 172.21
26.667 | 192.131 | 26.554 | 170.398 | 192.131 | 170.398
26.78 | 189.742 | 26.667 | 168.122 | 189.742 | 168.122
26.892 | 187.338 | 26.78 | 163.896 | 187.338 | 163.896
27.004 | 185.435 | 26.892 | 161.244 | 185.435 | 161.244
27.116 | 183.923 | 27.004 | 160.638 | 183.923 | 160.638
27.228 | 184.706 | 27.116 | 159.511 | 184.706 | 159.511
27.339 | 182.72 | 27.228 | 161.546 | 182.72 | 161.546
27.45 | 177.245 | 27.339 | 157.872 | 177.245 | 157.872
27.561 | 171.503 | 27.45 | 156.61 | 171.503 | 156.61
27.672 | 169.516 | 27.561 | 156.155 | 169.516 | 156.155
27.782 | 168.863 | 27.672 | 154.647 | 168.863 | 154.647
27.893 | 167.032 | 27.782 | 150.906 | 167.032 | 150.906
28.003 | 165.425 | 27.893 | 150.311 | 165.425 | 150.311
28.113 | 163.277 | 28.003 | 148.241 | 163.277 | 148.241
28.222 | 161.707 | 28.113 | 143.265 | 161.707 | 143.265
28.332 | 160.662 | 28.222 | 141.516 | 160.662 | 141.516
28.441 | 159.729 | 28.332 | 141.061 | 159.729 | 141.061
28.55 | 156.818 | 28.441 | 140.008 | 156.818 | 140.008
28.658 | 153.588 | 28.55 | 139.546 | 153.588 | 139.546
28.767 | 152.203 | 28.658 | 136.803 | 152.203 | 136.803
28.875 | 152.618 | 28.767 | 136.568 | 152.618 | 136.568
28.983 | 151.22 | 28.875 | 134.762 | 151.22 | 134.762
29.091 | 150.056 | 28.983 | 135.669 | 150.056 | 135.669
29.199 | 148.884 | 29.091 | 135.002 | 148.884 | 135.002
29.306 | 149.354 | 29.199 | 137.436 | 149.354 | 137.436
29.413 | 148.845 | 29.306 | 135.182 | 148.845 | 135.182
29.52 | 147.78 | 29.413 | 132.606 | 147.78 | 132.606
29.627 | 144.611 | 29.52 | 126.879 | 144.611 | 126.879
29.733 | 143.834 | 29.627 | 123.274 | 143.834 | 123.274
29.84 | 143.61 | 29.733 | 121.563 | 143.61 | 121.563
29.946 | 143.073 | 29.84 | 120.337 | 143.073 | 120.337
30.051 | 141.47 | 29.946 | 119.538 | 141.47 | 119.538
30.157 | 140.733 | 30.051 | 119.734 | 140.733 | 119.734
30.262 | 138.609 | 30.157 | 121.184 | 138.609 | 121.184
30.367 | 136.722 | 30.262 | 122.265 | 136.722 | 122.265
30.472 | 136.658 | 30.367 | 121.335 | 136.658 | 121.335
30.577 | 136.783 | 30.472 | 120.651 | 136.783 | 120.651
30.681 | 136.08 | 30.577 | 118.947 | 136.08 | 118.947
30.786 | 135.564 | 30.681 | 112.455 | 135.564 | 112.455
30.89 | 134.659 | 30.786 | 109.946 | 134.659 | 109.946
30.993 | 133.427 | 30.89 | 110.368 | 133.427 | 110.368
30.993 | 133.427 | 30.89 | 110.368 | 133.427 | 110.368
31.097 | 131.992 | 30.993 | 111.693 | 131.992 | 111.693
31.2 | 131.971 | 31.097 | 111.413 | 131.971 | 111.413
31.303 | 131.625 | 31.2 | 112.36 | 131.625 | 112.36
31.406 | 131.341 | 31.303 | 109.807 | 131.341 | 109.807
31.509 | 130.27 | 31.406 | 109.255 | 130.27 | 109.255
31.611 | 128.077 | 31.509 | 107.589 | 128.077 | 107.589
31.714 | 124.158 | 31.611 | 106.567 | 124.158 | 106.567
31.815 | 121.334 | 31.714 | 104.748 | 121.334 | 104.748
31.917 | 119.683 | 31.815 | 89.713 | 119.683 | 89.713
32.019 | 120.147 | 31.917 | 64.379 | 120.147 | 64.379
32.12 | 120.57 | 32.019 | 45.122 | 120.57 | 45.122

## Lenses & Diffusers (hidden)
Note : All measurments are with a Vivid
Luminit Diffuser | Side Facing LEDs | Field Lumens | Field Angle Horiz | Field Angle Vert | Lens Efficiency
none |  | 1127 | 21.09 | 19.14 | 100%
20 | smooth | 1034 | 46.4 | 44.9 | 91.75%
20 | rough | 1112 | 47.29 | 45.71 | 98.67%
30x5 | rough | 1078 | 64.74 | 25.45 | 95.65%
40 | rough | 1114 | 74.31 | 76.21 | 98.85%
60x10 | rough | 1062 | 74.87 | 30.62 | 94.23%
60 | rough | 1003 | 74.87 | 76.64 | 89%
75x35 | rough | 1031 | 75* | 61.68 | 91.48% | *note - we could not capture the full field width
MicrolensLens | Lens Efficiency |  |  | Vivid Field Angle Horiz | Vivid Field Angle Vert | Paletta Field Angle Horiz | Paletta Field Angle Vert | Lustr Field Angle Horiz | Lustr Field Angle Vert
| Vivid | Paletta | Lustr
none | na | na | na | 18.6 | 18.6 | 25.7 | 25.7 | 26.4 | 26.4 | 0.7 | 0.7
H40 | 97.8% | 93.6% | 93.5% | 41.3 | 21.3 | 44.6 | 26.8 | 45.2 | 27.1 | 0.6 | 0.3
V40 | 100.4% | 94.5% | 94.6% | 23.5 | 40.7 | 28.8 | 44 | 28.9 | 44.7 | 0.1 | 0.7
H50 | 96% | 93.6% | 95.1% | 72.3 | 21.9 | 74.4 | 27.1 | 75 | 28 | 0.6 | 0.9
V50 | 97.8% | 94.5% | 94.6% | 24.8 | 72.3 | 29.5 | 76 | 31.3 | 76.6 | 1.8 | 0.6
H60 | 97.8% | 94.5% | 95.7% | 68.2 | 21.6 | 71.3 | 27.3 | 71.4 | 27.8 | 0.1 | 0.5
V60 | 99.6% | 95.4% | 96.8% | 24.9 | 67.6 | 30.6 | 70.8 | 31.3 | 71.2 | 0.7 | 0.4
H70 | 96% | 91.8% | 93.5% | 72.8 | 21.7 | 78 | 28 | 79.2 | 28 | 1.2 | 0
V70 | 97.8% | 91.8% | 94.6% | 25.1 | 72.9 | 31.3 | 78.5 | 31 | 79.4 | -0.3 | 0.9
H80 | 92.4% | 90% | 90.8% | ~78 | 22.2 | 80 | 27.5 | 82.5 | 28.2 | 2.5 | 0.7
V80 | 95.1% | 90.9% | 92.4% | 26.5 | 80.3 | 31 | 82 | 31.3 | 82.5 | 0.3 | 0.5
H40 + V40 | 90.7% | 86.4% | 86.9% | 44.7 | 42.6 | 47.6 | 45.7 | 48.1 | 46.6 | 0.5 | 0.9
H60 + V60 | 95.1% | 91.8% | 92.4% | 70.4 | 70.2 | 73.8 | 72.3 | 73.6 | 72.4 | -0.2 | 0.1
H40 + V60 | 92.4% | 89.1% | 89.7% | 45.3 | 69.8 | 48.5 | 72.1 | 48.8 | 72.4 | 0.3 | 0.3
H40 + V80 | 88.9% | 85.5% | 85.8% | 45.8 | 81.4 | 48.6 | 82 | 49.1 | 82.6 | 0.5 | 0.6
[10 empty] | 0.62143 | 0.52857

## Vivid H40 (hidden)
Selador | Lamp |  | Wattage
Vivid | Lumileds K2 |  | 122 |  | Note: Owing to the variability of LEDs, output data and color matches should be viewed as approximate
Note: All data taken with room temperature fixture
| Beam Angle | Field Angle
Horizontal | 28.9 | 41.3
| Accessory Lens | Candela | Field Lumens | Beam Lumens | Lens Efficiency | Efficacy
| H40 | 12130 | 1100 | 650 | 97.78% | 9.0164
| For Field diameter at any distance, multiply distance by |  |  |  | 0.75374
| For Beam diameter at any distance, multiply distance by |  |  |  | 0.51537
| Throw Distance (ft) | 10 | 15 | 20 | 25
| Throw Distance (m) | 3.048 | 4.572 | 6.096 | 7.62
| Field Diameter (ft) | 7.5374 | 11.3061 | 15.0749 | 18.8436
| Field Diameter (m) | 2.2974 | 3.4461 | 4.5948 | 5.7435
| Illuminance (fc) | 121.3 | 53.9111 | 30.325 | 19.408
| Illuminance (lux) | 1305.6611 | 580.2938 | 326.4153 | 208.9058
Test Distance | Iso-Illuminance Diagram grid lines
72 | 10 | 20 | 30 | 40
| 0.13889 | 0.27778 | 0.41667 | 0.55556
| Beam Angle | Field Angle
Vertical | 10 | 21.3
| For Field diameter at any distance, multiply distance by |  |  |  | 0.3761
| For Beam diameter at any distance, multiply distance by |  |  |  | 0.17498
| Throw Distance (ft) | 10 | 15 | 20 | 25
| Throw Distance (m) | 3.048 | 4.572 | 6.096 | 7.62
| Field Diameter (ft) | 3.761 | 5.6414 | 7.5219 | 9.4024
| Field Diameter (m) | 1.1463 | 1.7195 | 2.2927 | 2.8659
| Illuminance (fc) | 121.3 | 53.9111 | 30.325 | 19.408
| Illuminance (lux) | 1305.6611 | 580.2938 | 326.4153 | 208.9058
| X |  | Y
-17.18 | 0 | -17.243 | 893.935
-17.117 | 0 | -17.18 | 903.395
-17.053 | 0 | -17.117 | 909.77
-16.99 | 128.031 | -17.053 | 920.21
-16.926 | 344.851 | -16.99 | 930.746
-16.862 | 562.378 | -16.926 | 941.893
-16.799 | 780.611 | -16.862 | 953.134
-16.735 | 914.197 | -16.799 | 968.358
-16.671 | 926.352 | -16.735 | 984.753
-16.608 | 939.397 | -16.671 | 1004.599
-16.544 | 950.026 | -16.608 | 1020.816
-16.48 | 966.611 | -16.544 | 1038.883
-16.416 | 981.972 | -16.48 | 1052.193
-16.352 | 996.68 | -16.416 | 1057.919
-16.288 | 1007.05 | -16.352 | 1070.735
-16.224 | 1022.673 | -16.288 | 1083.018
-16.16 | 1036.343 | -16.224 | 1099.304
-16.096 | 1048.406 | -16.16 | 1116.297
-16.032 | 1063.668 | -16.096 | 1136.937
-15.968 | 1080.993 | -16.032 | 1153.245
-15.903 | 1096.257 | -15.968 | 1170.54
-15.839 | 1110.424 | -15.903 | 1190.005
-15.775 | 1133.011 | -15.839 | 1206.111
-15.71 | 1151.79 | -15.775 | 1221.4
-15.646 | 1169.525 | -15.71 | 1239.814
-15.582 | 1186.275 | -15.646 | 1258.758
-15.517 | 1210.008 | -15.582 | 1277.333
-15.453 | 1228.936 | -15.517 | 1297.839
-15.388 | 1245.313 | -15.453 | 1317.021
-15.323 | 1261.551 | -15.388 | 1330.125
-15.259 | 1282.289 | -15.323 | 1348.13
-15.194 | 1308.239 | -15.259 | 1363.479
-15.129 | 1326.838 | -15.194 | 1385.279
-15.065 | 1348.417 | -15.129 | 1408.995
-15 | 1372.297 | -15.065 | 1436.795
-14.935 | 1392.523 | -15 | 1461.598
-14.87 | 1406.492 | -14.935 | 1485.803
-14.805 | 1426.547 | -14.87 | 1507.69
-14.74 | 1443.519 | -14.805 | 1532.096
-14.675 | 1461.683 | -14.74 | 1555.408
-14.61 | 1485.191 | -14.675 | 1580.068
-14.545 | 1514.969 | -14.61 | 1600.923
-14.48 | 1541.989 | -14.545 | 1623.683
-14.415 | 1568.801 | -14.48 | 1644.914
-14.35 | 1588.783 | -14.415 | 1671.967
-14.285 | 1607.467 | -14.35 | 1701.184
-14.219 | 1628.436 | -14.285 | 1736.474
-14.154 | 1656.199 | -14.219 | 1765.76
-14.089 | 1680.784 | -14.154 | 1795.11
-14.023 | 1708.573 | -14.089 | 1828.648
-13.958 | 1731.708 | -14.023 | 1856.036
-13.892 | 1756.674 | -13.958 | 1882.724
-13.827 | 1779.411 | -13.892 | 1913.101
-13.761 | 1805.182 | -13.827 | 1946.228
-13.696 | 1836.768 | -13.761 | 1977.443
-13.63 | 1867.979 | -13.696 | 2009.65
-13.565 | 1898.27 | -13.63 | 2034.54
-13.499 | 1926.879 | -13.565 | 2054.37
-13.433 | 1951.52 | -13.499 | 2086.779
-13.368 | 1982.066 | -13.433 | 2122.685
-13.302 | 2011.86 | -13.368 | 2153.254
-13.236 | 2046.127 | -13.302 | 2189.986
-13.17 | 2078.768 | -13.236 | 2222.802
-13.104 | 2112.124 | -13.17 | 2253.181
-13.038 | 2142.285 | -13.104 | 2293.239
-12.972 | 2175.929 | -13.038 | 2332.426
-12.906 | 2212.452 | -12.972 | 2367.273
-12.84 | 2251.306 | -12.906 | 2409.821
-12.774 | 2293.243 | -12.84 | 2453.553
-12.708 | 2327.122 | -12.774 | 2488.408
-12.642 | 2364.197 | -12.708 | 2529.593
-12.576 | 2397.335 | -12.642 | 2572.235
-12.51 | 2427.95 | -12.576 | 2609.638
-12.444 | 2461.435 | -12.51 | 2641.329
-12.377 | 2499.669 | -12.444 | 2679.393
-12.311 | 2536.024 | -12.377 | 2721.391
-12.245 | 2581.578 | -12.311 | 2760.859
-12.178 | 2624.279 | -12.245 | 2802.856
-12.112 | 2667.891 | -12.178 | 2848.614
-12.046 | 2705.975 | -12.112 | 2892.058
-11.979 | 2750.872 | -12.046 | 2935.232
-11.913 | 2793.302 | -11.979 | 2981.246
-11.846 | 2837.767 | -11.913 | 3023.774
-11.78 | 2882.389 | -11.846 | 3071.495
-11.713 | 2924.873 | -11.78 | 3115.68
-11.646 | 2973.766 | -11.713 | 3165.477
-11.58 | 3019.718 | -11.646 | 3212.969
-11.513 | 3071.587 | -11.58 | 3265.26
-11.446 | 3116.412 | -11.513 | 3314.18
-11.38 | 3163.686 | -11.446 | 3362.137
-11.313 | 3213.939 | -11.38 | 3411.422
-11.246 | 3266.418 | -11.313 | 3467.088
-11.179 | 3308.846 | -11.246 | 3520.721
-11.112 | 3352.978 | -11.179 | 3571.74
-11.045 | 3402.156 | -11.112 | 3617.709
-10.978 | 3455.468 | -11.045 | 3664.742
-10.911 | 3512.006 | -10.978 | 3708.595
-10.844 | 3575.523 | -10.911 | 3761.516
-10.777 | 3634.522 | -10.844 | 3822.111
-10.71 | 3691.815 | -10.777 | 3879.409
-10.643 | 3747.988 | -10.71 | 3930.14
-10.576 | 3807.903 | -10.643 | 3989.273
-10.509 | 3870.709 | -10.576 | 4061.812
-10.442 | 3931.284 | -10.509 | 4133.742
-10.375 | 3984.203 | -10.442 | 4198.419
-10.307 | 4033.907 | -10.375 | 4262.764
-10.24 | 4093.303 | -10.307 | 4328.779
-10.173 | 4169.58 | -10.24 | 4390.145
-10.106 | 4237.888 | -10.173 | 4446.082
-10.038 | 4309.016 | -10.106 | 4508.537
-9.971 | 4380.806 | -10.038 | 4570.352
-9.903 | 4461.446 | -9.971 | 4631.686
-9.836 | 4524.011 | -9.903 | 4695.375
-9.769 | 4588.928 | -9.836 | 4762.57
-9.701 | 4654.987 | -9.769 | 4830.748
-9.634 | 4733.654 | -9.701 | 4894.618
-9.566 | 4811.931 | -9.634 | 4954.292
-9.498 | 4886.471 | -9.566 | 5013.442
-9.431 | 4937.37 | -9.498 | 5080.175
-9.363 | 4999.196 | -9.431 | 5146.064
-9.296 | 5073.916 | -9.363 | 5222.707
-9.228 | 5144.759 | -9.296 | 5294.008
-9.16 | 5209.543 | -9.228 | 5369.524
-9.093 | 5284.174 | -9.16 | 5451.23
-9.025 | 5371.398 | -9.093 | 5535.678
-8.957 | 5460.209 | -9.025 | 5620.78
-8.889 | 5539.524 | -8.957 | 5705.703
-8.821 | 5621.945 | -8.889 | 5791.333
-8.754 | 5708.401 | -8.821 | 5863.266
-8.686 | 5795.252 | -8.754 | 5941.483
-8.618 | 5871.96 | -8.686 | 6018.65
-8.55 | 5959.089 | -8.618 | 6098.975
-8.482 | 6041.117 | -8.55 | 6179.237
-8.414 | 6126.087 | -8.482 | 6264.829
-8.346 | 6221.767 | -8.414 | 6349.422
-8.278 | 6334.353 | -8.346 | 6436.437
-8.21 | 6438.101 | -8.278 | 6530.428
-8.142 | 6537.268 | -8.21 | 6612.548
-8.074 | 6624.676 | -8.142 | 6702.884
-8.006 | 6704.426 | -8.074 | 6801.891
-7.938 | 6789.751 | -8.006 | 6910.229
-7.869 | 6885.032 | -7.938 | 6992.301
-7.801 | 6977.305 | -7.869 | 7076.641
-7.733 | 7067.762 | -7.801 | 7154.89
-7.665 | 7167.643 | -7.733 | 7244.694
-7.597 | 7264.623 | -7.665 | 7331.036
-7.528 | 7347.121 | -7.597 | 7423.868
-7.46 | 7434.614 | -7.528 | 7519.782
-7.392 | 7531.418 | -7.46 | 7610.282
-7.323 | 7627.133 | -7.392 | 7700.059
-7.255 | 7720.633 | -7.323 | 7774.407
-7.187 | 7828.874 | -7.255 | 7867.017
-7.118 | 7930.629 | -7.187 | 7969.129
-7.05 | 8018.569 | -7.118 | 8092.133
-6.981 | 8106.771 | -7.05 | 8191.807
-6.913 | 8200.262 | -6.981 | 8299.327
-6.844 | 8288.323 | -6.913 | 8407.965
-6.776 | 8399.399 | -6.844 | 8515.262
-6.707 | 8507.546 | -6.776 | 8607.025
-6.639 | 8616.66 | -6.707 | 8698.951
-6.57 | 8720.55 | -6.639 | 8807.319
-6.502 | 8834.518 | -6.57 | 8910.925
-6.433 | 8931.656 | -6.502 | 9012.332
-6.365 | 9052.316 | -6.433 | 9115.79
-6.296 | 9160.143 | -6.365 | 9219.866
-6.227 | 9281.66 | -6.296 | 9330.998
-6.159 | 9390.459 | -6.227 | 9441.519
-6.09 | 9501.1 | -6.159 | 9542.597
-6.021 | 9593.892 | -6.09 | 9654.354
-5.953 | 9700.217 | -6.021 | 9763.666
-5.884 | 9801.915 | -5.953 | 9861.514
-5.815 | 9910.254 | -5.884 | 9952.396
-5.746 | 10042.291 | -5.815 | 10053.595
-5.678 | 10168.571 | -5.746 | 10155.425
-5.609 | 10287.88 | -5.678 | 10262.315
-5.54 | 10403.739 | -5.609 | 10382.1
-5.471 | 10525.002 | -5.54 | 10499.045
-5.402 | 10622.073 | -5.471 | 10595.91
-5.334 | 10712.412 | -5.402 | 10693.516
-5.265 | 10802.938 | -5.334 | 10803.705
-5.196 | 10886.795 | -5.265 | 10907.87
-5.127 | 10971.709 | -5.196 | 11016.228
-5.058 | 11065.091 | -5.127 | 11124.713
-4.989 | 11170.691 | -5.058 | 11234.646
-4.92 | 11289.665 | -4.989 | 11350.698
-4.851 | 11399.484 | -4.92 | 11470.884
-4.782 | 11516.889 | -4.851 | 11581.965
-4.713 | 11631.737 | -4.782 | 11694.092
-4.644 | 11741.093 | -4.713 | 11787.598
-4.575 | 11841.013 | -4.644 | 11901.064
-4.506 | 11930.037 | -4.575 | 12018.16
-4.437 | 12042.653 | -4.506 | 12128.049
-4.368 | 12165.128 | -4.437 | 12204.866
-4.299 | 12314.657 | -4.368 | 12284.071
-4.23 | 12471.544 | -4.299 | 12341.577
-4.161 | 12608.373 | -4.23 | 12406.743
-4.092 | 12709.69 | -4.161 | 12490.588
-4.022 | 12810.252 | -4.092 | 12595.122
-3.953 | 12910.513 | -4.022 | 12726.243
-3.884 | 13017.045 | -3.953 | 12868.065
-3.815 | 13140.804 | -3.884 | 12998.301
-3.746 | 13263.953 | -3.815 | 13142.369
-3.677 | 13355.598 | -3.746 | 13295.312
-3.608 | 13459.573 | -3.677 | 13438.091
-3.538 | 13564.165 | -3.608 | 13545.177
-3.469 | 13656.66 | -3.538 | 13645.762
-3.4 | 13756.537 | -3.469 | 13693.489
-3.331 | 13857.742 | -3.4 | 13719.01
-3.261 | 13947.216 | -3.331 | 13764.599
-3.192 | 14039.789 | -3.261 | 13852.883
-3.123 | 14147.605 | -3.192 | 13927.025
-3.054 | 14237.703 | -3.123 | 14005.431
-2.984 | 14319.869 | -3.054 | 14102.46
-2.915 | 14417.276 | -2.984 | 14185.861
-2.846 | 14507.761 | -2.915 | 14265.714
-2.777 | 14583.573 | -2.846 | 14335.327
-2.707 | 14673.065 | -2.777 | 14419.931
-2.638 | 14744.974 | -2.707 | 14493.695
-2.569 | 14834.536 | -2.638 | 14559.241
-2.499 | 14913.819 | -2.569 | 14608.674
-2.43 | 15006.775 | -2.499 | 14669.828
-2.361 | 15099.165 | -2.43 | 14743.554
-2.291 | 15199.188 | -2.361 | 14800.672
-2.222 | 15281.043 | -2.291 | 14844.257
-2.152 | 15329.506 | -2.222 | 14921.185
-2.083 | 15372.291 | -2.152 | 15029.783
-2.014 | 15447.706 | -2.083 | 15112.275
-1.944 | 15520.957 | -2.014 | 15204.563
-1.875 | 15604.913 | -1.944 | 15279.554
-1.806 | 15685.5 | -1.875 | 15315.042
-1.736 | 15742.773 | -1.806 | 15336.319
-1.667 | 15782.219 | -1.736 | 15383.181
-1.597 | 15829.612 | -1.667 | 15445.524
-1.528 | 15875.207 | -1.597 | 15491.696
-1.458 | 15933.97 | -1.528 | 15533.758
-1.389 | 16006.754 | -1.458 | 15584.518
-1.32 | 16034.352 | -1.389 | 15627.051
-1.25 | 16061.815 | -1.32 | 15684.459
-1.181 | 16095.67 | -1.25 | 15726.562
-1.111 | 16123.115 | -1.181 | 15796.441
-1.042 | 16123.82 | -1.111 | 15850.866
-0.972 | 16153.058 | -1.042 | 15919.459
-0.903 | 16189.189 | -0.972 | 15966.379
-0.834 | 16220.569 | -0.903 | 16023.401
-0.764 | 16221.854 | -0.834 | 16024.124
-0.695 | 16254.527 | -0.764 | 16034.654
-0.625 | 16266.693 | -0.695 | 16046.007
-0.556 | 16294.887 | -0.625 | 16058.633
-0.486 | 16286.821 | -0.556 | 16069.272
-0.417 | 16263.724 | -0.486 | 16116.16
-0.347 | 16182.595 | -0.417 | 16148.966
-0.278 | 16136.062 | -0.347 | 16171.004
-0.208 | 16113.234 | -0.278 | 16192.058
-0.139 | 16112.002 | -0.208 | 16187.443
-0.069 | 16129.306 | -0.139 | 16155.002
0 | 16145.025 | -0.069 | 16128.955
0.069 | 16145.061 | 0 | 16145.025
0.139 | 16122.389 | 0.069 | 16170.399
0.208 | 16086.239 | 0.139 | 16201.113
0.278 | 16044.139 | 0.208 | 16215.24
0.347 | 16035.325 | 0.278 | 16239.023
0.417 | 16060.402 | 0.347 | 16267.193
0.486 | 16077.321 | 0.417 | 16287.609
0.556 | 16109.517 | 0.486 | 16331.632
0.625 | 16140.984 | 0.556 | 16346.122
0.695 | 16160.58 | 0.625 | 16328.167
0.764 | 16169.308 | 0.695 | 16308.376
0.834 | 16179.513 | 0.764 | 16303.66
0.903 | 16154.807 | 0.834 | 16316.081
0.972 | 16103.113 | 0.903 | 16297.104
1.042 | 16070.107 | 0.972 | 16254.403
1.111 | 16040.632 | 1.042 | 16195.755
1.181 | 16005.901 | 1.111 | 16144.049
1.25 | 15978.315 | 1.181 | 16074.533
1.32 | 15961.189 | 1.25 | 16026.667
1.389 | 15910.535 | 1.32 | 16011.655
1.458 | 15853.563 | 1.389 | 16013.483
1.528 | 15790.322 | 1.458 | 15974.4
1.597 | 15717.493 | 1.528 | 15961.85
1.667 | 15657.579 | 1.597 | 15925.306
1.736 | 15642.689 | 1.667 | 15894.149
1.806 | 15618.367 | 1.736 | 15853.61
1.875 | 15550.487 | 1.806 | 15819.062
1.944 | 15470.747 | 1.875 | 15766.834
2.014 | 15383.263 | 1.944 | 15718.835
2.083 | 15306.785 | 2.014 | 15645.759
2.152 | 15258.158 | 2.083 | 15578.113
2.222 | 15219.642 | 2.152 | 15541.389
2.291 | 15164.384 | 2.222 | 15495.771
2.361 | 15065.463 | 2.291 | 15436.68
2.43 | 14959.082 | 2.361 | 15393.383
2.499 | 14858.369 | 2.43 | 15318.898
2.569 | 14795.232 | 2.499 | 15265.59
2.638 | 14727.659 | 2.569 | 15218.924
2.707 | 14658.516 | 2.638 | 15171.253
2.777 | 14592.687 | 2.707 | 15105.66
2.846 | 14531.179 | 2.777 | 15046.655
2.915 | 14440.749 | 2.846 | 14979.235
2.984 | 14323.949 | 2.915 | 14912.258
3.054 | 14214.625 | 2.984 | 14835.346
3.123 | 14112.326 | 3.054 | 14761.039
3.192 | 14017.458 | 3.123 | 14711.715
3.261 | 13930.276 | 3.192 | 14633.602
3.331 | 13834.292 | 3.261 | 14554.814
3.4 | 13716.336 | 3.331 | 14451.346
3.469 | 13603.888 | 3.4 | 14330.697
3.538 | 13512.946 | 3.469 | 14220.602
3.608 | 13405.819 | 3.538 | 14120.259
3.677 | 13298.146 | 3.608 | 14019.983
3.746 | 13161.898 | 3.677 | 13923.71
3.815 | 13027.865 | 3.746 | 13817.099
3.884 | 12883.92 | 3.815 | 13701.406
3.953 | 12788.726 | 3.884 | 13599.913
4.022 | 12715.729 | 3.953 | 13511.162
4.092 | 12608.52 | 4.022 | 13425.256
4.161 | 12483.963 | 4.092 | 13341.537
4.23 | 12348.518 | 4.161 | 13260.917
4.299 | 12207.436 | 4.23 | 13176.973
4.368 | 12055.802 | 4.299 | 13083.223
4.437 | 11926.918 | 4.368 | 12977.179
4.506 | 11809.356 | 4.437 | 12861.968
4.575 | 11710.622 | 4.506 | 12758.749
4.644 | 11626.372 | 4.575 | 12646.053
4.713 | 11538.017 | 4.644 | 12531.521
4.782 | 11440.582 | 4.713 | 12419.966
4.851 | 11342.021 | 4.782 | 12322.846
4.92 | 11237.106 | 4.851 | 12210.961
4.989 | 11114.563 | 4.92 | 12110.677
5.058 | 10979.197 | 4.989 | 12002.262
5.127 | 10858.365 | 5.058 | 11902.612
5.196 | 10746.288 | 5.127 | 11776.948
5.265 | 10636.723 | 5.196 | 11682.442
5.334 | 10520.014 | 5.265 | 11567.19
5.402 | 10411.864 | 5.334 | 11457.654
5.471 | 10291.475 | 5.402 | 11338.076
5.54 | 10167.637 | 5.471 | 11216.988
5.609 | 10037.749 | 5.54 | 11099.577
5.678 | 9911.17 | 5.609 | 10971.391
5.746 | 9794.17 | 5.678 | 10853.496
5.815 | 9681.508 | 5.746 | 10729.5
5.884 | 9565.847 | 5.815 | 10620.644
5.953 | 9445.907 | 5.884 | 10513.689
6.021 | 9324.895 | 5.953 | 10406.239
6.09 | 9212.2 | 6.021 | 10287.937
6.159 | 9111.913 | 6.09 | 10177.344
6.227 | 9004.895 | 6.159 | 10069.823
6.296 | 8900.436 | 6.227 | 9962.821
6.365 | 8803.495 | 6.296 | 9880.403
6.433 | 8692.911 | 6.365 | 9800.414
6.502 | 8574.855 | 6.433 | 9727.764
6.57 | 8471.732 | 6.502 | 9655.095
6.639 | 8374.344 | 6.57 | 9547.043
6.707 | 8276.344 | 6.639 | 9439.759
6.776 | 8177.886 | 6.707 | 9320.286
6.844 | 8083.016 | 6.776 | 9198.751
6.913 | 7975.071 | 6.844 | 9064.898
6.981 | 7862.652 | 6.913 | 8941.685
7.05 | 7750.166 | 6.981 | 8811.166
7.118 | 7639.666 | 7.05 | 8700.997
7.187 | 7529.2 | 7.118 | 8601.396
7.255 | 7422.159 | 7.187 | 8494.804
7.323 | 7310.474 | 7.255 | 8375.147
7.392 | 7192.799 | 7.323 | 8271.817
7.46 | 7089.815 | 7.392 | 8173.467
7.528 | 6986.969 | 7.46 | 8078.97
7.597 | 6883.744 | 7.528 | 7963.252
7.665 | 6780.088 | 7.597 | 7849.826
7.733 | 6692.189 | 7.665 | 7733.179
7.801 | 6596.7 | 7.733 | 7629.446
7.869 | 6499.645 | 7.801 | 7526.106
7.938 | 6403.192 | 7.869 | 7436.477
8.006 | 6309.872 | 7.938 | 7362.333
8.074 | 6202.369 | 8.006 | 7287.887
8.142 | 6102.281 | 8.074 | 7211.223
8.21 | 6014.587 | 8.142 | 7122.613
8.278 | 5939.822 | 8.21 | 7029.697
8.346 | 5867.333 | 8.278 | 6936.195
8.414 | 5791.681 | 8.346 | 6843.244
8.482 | 5715.868 | 8.414 | 6759.863
8.55 | 5645.237 | 8.482 | 6669.42
8.618 | 5557.628 | 8.55 | 6580.982
8.686 | 5477.166 | 8.618 | 6490.398
8.754 | 5403.862 | 8.686 | 6404.519
8.821 | 5320.618 | 8.754 | 6309.529
8.889 | 5227.729 | 8.821 | 6214.875
8.957 | 5140.692 | 8.889 | 6130.806
9.025 | 5053.42 | 8.957 | 6045.053
9.093 | 4971.124 | 9.025 | 5955.32
9.16 | 4908.62 | 9.093 | 5866.968
9.228 | 4836.881 | 9.16 | 5785.89
9.296 | 4770.349 | 9.228 | 5702.341
9.363 | 4705.534 | 9.296 | 5614.853
9.431 | 4634.024 | 9.363 | 5524.204
9.498 | 4543.724 | 9.431 | 5444.811
9.566 | 4454.276 | 9.498 | 5370.208
9.634 | 4369.817 | 9.566 | 5308.932
9.701 | 4289.883 | 9.634 | 5245.927
9.769 | 4222.711 | 9.701 | 5174.117
9.836 | 4158.358 | 9.769 | 5097.469
9.903 | 4101.761 | 9.836 | 5022.949
9.971 | 4051.045 | 9.903 | 4944.577
10.038 | 3991.819 | 9.971 | 4867.598
10.106 | 3924.909 | 10.038 | 4789.069
10.173 | 3865.927 | 10.106 | 4708.987
10.24 | 3809.57 | 10.173 | 4636.661
10.307 | 3745.304 | 10.24 | 4568.999
10.375 | 3685.451 | 10.307 | 4497.737
10.442 | 3622.738 | 10.375 | 4431.461
10.509 | 3559.006 | 10.442 | 4372.237
10.576 | 3498.531 | 10.509 | 4311.579
10.643 | 3432.387 | 10.576 | 4249.062
10.71 | 3366.168 | 10.643 | 4190.072
10.777 | 3306.646 | 10.71 | 4127.21
10.844 | 3248.964 | 10.777 | 4059.887
10.911 | 3192.328 | 10.844 | 3993.705
10.978 | 3142.309 | 10.911 | 3928.032
11.045 | 3102.581 | 10.978 | 3862.708
11.112 | 3051.923 | 11.045 | 3806.914
11.179 | 3000.727 | 11.112 | 3756.527
11.246 | 2949.577 | 11.179 | 3697.9
11.313 | 2898.792 | 11.246 | 3642.82
11.38 | 2845.177 | 11.313 | 3594.488
11.446 | 2793.467 | 11.38 | 3543.544
11.513 | 2741.214 | 11.446 | 3494.832
11.58 | 2692.258 | 11.513 | 3448.676
11.646 | 2648.849 | 11.58 | 3405.135
11.713 | 2605.867 | 11.646 | 3356.843
11.78 | 2561.815 | 11.713 | 3306.141
11.846 | 2528.144 | 11.78 | 3251.152
11.913 | 2492.612 | 11.846 | 3199.251
11.979 | 2447.227 | 11.913 | 3147.768
12.046 | 2399.423 | 11.979 | 3106.135
12.112 | 2358.856 | 12.046 | 3058.175
12.178 | 2318.29 | 12.112 | 3014.502
12.245 | 2280.466 | 12.178 | 2971.15
12.311 | 2242.539 | 12.245 | 2926.774
12.377 | 2207.253 | 12.311 | 2889.874
12.444 | 2170.143 | 12.377 | 2853.196
12.51 | 2129.478 | 12.444 | 2811.999
12.576 | 2087.192 | 12.51 | 2765.895
12.642 | 2052.085 | 12.576 | 2727.068
12.708 | 2016.443 | 12.642 | 2687.164
12.774 | 1983.078 | 12.708 | 2648.557
12.84 | 1952.211 | 12.774 | 2611.63
12.906 | 1923.306 | 12.84 | 2570.052
12.972 | 1892.029 | 12.906 | 2524.84
13.038 | 1858.919 | 12.972 | 2481.245
13.104 | 1819.841 | 13.038 | 2438.349
13.17 | 1781.522 | 13.104 | 2399.627
13.236 | 1749.075 | 13.17 | 2354.274
13.302 | 1723.931 | 13.236 | 2312.663
13.368 | 1699.35 | 13.302 | 2279.103
13.433 | 1673.425 | 13.368 | 2237.922
13.499 | 1647.572 | 13.433 | 2202.897
13.565 | 1620.589 | 13.499 | 2176.115
13.63 | 1593.729 | 13.565 | 2140.776
13.696 | 1570.004 | 13.63 | 2100.902
13.761 | 1544.271 | 13.696 | 2071.254
13.827 | 1514.938 | 13.761 | 2041.671
13.892 | 1486.712 | 13.827 | 2006.236
13.958 | 1459.815 | 13.892 | 1980.674
14.023 | 1432.052 | 13.958 | 1959.082
14.089 | 1408.865 | 14.023 | 1930.647
14.154 | 1388.559 | 14.089 | 1900.298
14.219 | 1368.056 | 14.154 | 1873.866
14.285 | 1347.798 | 14.219 | 1848.495
14.35 | 1326.625 | 14.285 | 1820.66
14.415 | 1306.303 | 14.35 | 1797.306
14.48 | 1285.396 | 14.415 | 1771.156
14.545 | 1263.018 | 14.48 | 1740.376
14.61 | 1238.112 | 14.545 | 1708.275
14.675 | 1212.555 | 14.61 | 1679.333
14.74 | 1187.622 | 14.675 | 1654.723
14.805 | 1160.981 | 14.74 | 1633.625
14.87 | 1140.576 | 14.805 | 1613.714
14.935 | 1127.034 | 14.87 | 1588.437
15 | 1115.308 | 14.935 | 1564.565
15.065 | 1097.936 | 15 | 1539.151
15.129 | 1081.037 | 15.065 | 1524.004
15.194 | 1064.612 | 15.129 | 1507.383
15.259 | 1046.93 | 15.194 | 1490.457
15.323 | 1028.772 | 15.259 | 1465.568
15.388 | 1012.933 | 15.323 | 1446.119
15.453 | 997.516 | 15.388 | 1423.167
15.517 | 978.651 | 15.453 | 1401.521
15.582 | 960.54 | 15.517 | 1378.94
15.646 | 942.79 | 15.582 | 1361.373
15.71 | 927.653 | 15.646 | 1342.934
15.775 | 912.94 | 15.71 | 1323.957
15.839 | 899.046 | 15.775 | 1301.682
15.903 | 885.974 | 15.839 | 1284.046
15.968 | 872.767 | 15.903 | 1265.646
16.032 | 859.48 | 15.968 | 1246.028
16.096 | 843.227 | 16.032 | 1227.223
16.16 | 827.852 | 16.096 | 1212.91
16.224 | 815.849 | 16.16 | 1196.195
16.288 | 806.321 | 16.224 | 1182.907
16.352 | 795.186 | 16.288 | 1164.433
16.416 | 783.292 | 16.352 | 1144.677
16.48 | 772.174 | 16.416 | 1124.259
16.48 | 772.174 | 16.416 | 1124.259
16.544 | 760.978 | 16.48 | 1105.056
16.608 | 748.279 | 16.544 | 1094.589
16.671 | 735.557 | 16.608 | 1086.727
16.735 | 726.353 | 16.671 | 1074.571
16.799 | 718.62 | 16.735 | 1060.965
16.862 | 712.017 | 16.799 | 1050.365
16.926 | 700.303 | 16.862 | 1038.315
16.99 | 685.239 | 16.926 | 1019.253
17.053 | 670.549 | 16.99 | 863.404
17.117 | 656.232 | 17.053 | 618.469
17.18 | 648.179 | 17.117 | 439.299

## Vivid V40 (hidden)
Selador | Lamp |  | Wattage
Vivid | Lumileds K2 |  | 122 |  | Note: Owing to the variability of LEDs, output data and color matches should be viewed as approximate
Note: All data taken with room temperature fixture
| Beam Angle | Field Angle
Horizontal | 11.8 | 23.5
| Accessory Lens | Candela | Field Lumens | Beam Lumens | Lens Efficiency | Efficacy
| V40 | 10660 | 1130 | 710 | 100.4% | 9.2623
| For Field diameter at any distance, multiply distance by |  |  |  | 0.416
| For Beam diameter at any distance, multiply distance by |  |  |  | 0.20668
| Throw Distance (ft) | 10 | 15 | 20 | 25
| Throw Distance (m) | 3.048 | 4.572 | 6.096 | 7.62
| Field Diameter (ft) | 4.16 | 6.24 | 8.32 | 10.4
| Field Diameter (m) | 1.268 | 1.902 | 2.5359 | 3.1699
| Illuminance (fc) | 106.6 | 47.3778 | 26.65 | 17.056
| Illuminance (lux) | 1147.4317 | 509.9697 | 286.8579 | 183.5891
Test Distance | Iso-Illuminance Diagram grid lines
72 | 10 | 20 | 30 | 40
| 0.13889 | 0.27778 | 0.41667 | 0.55556
| Beam Angle | Field Angle
Vertical | 28.9 | 40.7
| For Field diameter at any distance, multiply distance by |  |  |  | 0.74181
| For Beam diameter at any distance, multiply distance by |  |  |  | 0.51537
| Throw Distance (ft) | 10 | 15 | 20 | 25
| Throw Distance (m) | 3.048 | 4.572 | 6.096 | 7.62
| Field Diameter (ft) | 7.4181 | 11.1271 | 14.8361 | 18.5452
| Field Diameter (m) | 2.261 | 3.3915 | 4.5221 | 5.6526
| Illuminance (fc) | 106.6 | 47.3778 | 26.65 | 17.056
| Illuminance (lux) | 1147.4317 | 509.9697 | 286.8579 | 183.5891
| X |  | Y
-32.12 | 0 | -32.221 | 137.863
-32.019 | 0 | -32.12 | 137.401
-31.917 | 0 | -32.019 | 136.734
-31.815 | 8.4 | -31.917 | 136.325
-31.714 | 22.096 | -31.815 | 137.52
-31.611 | 36.648 | -31.714 | 140
-31.509 | 51.834 | -31.611 | 141.561
-31.406 | 60.637 | -31.509 | 142.467
-31.303 | 60.779 | -31.406 | 141.743
-31.2 | 61.005 | -31.303 | 141.705
-31.097 | 60.806 | -31.2 | 145.02
-30.993 | 60.861 | -31.097 | 149.539
-30.89 | 60.831 | -30.993 | 151.288
-30.786 | 63.441 | -30.89 | 151.552
-30.681 | 64.322 | -30.786 | 152.318
-30.577 | 65.571 | -30.681 | 154.205
-30.472 | 65.982 | -30.577 | 155.538
-30.367 | 67.672 | -30.472 | 157.983
-30.262 | 67.908 | -30.367 | 159.956
-30.157 | 68.636 | -30.262 | 161.545
-30.051 | 68.703 | -30.157 | 164.89
-29.946 | 68.729 | -30.051 | 168.173
-29.84 | 69.649 | -29.946 | 171.801
-29.733 | 72.147 | -29.84 | 173.9
-29.627 | 72.039 | -29.733 | 174.726
-29.52 | 72.376 | -29.627 | 177.004
-29.413 | 73.473 | -29.52 | 179.992
-29.306 | 73.763 | -29.413 | 182.478
-29.199 | 74.01 | -29.306 | 183.505
-29.091 | 75.53 | -29.199 | 186.164
-28.983 | 76.881 | -29.091 | 187.571
-28.875 | 76.641 | -28.983 | 190.635
-28.767 | 76.324 | -28.875 | 194.828
-28.658 | 75.182 | -28.767 | 197.219
-28.55 | 76.439 | -28.658 | 201.128
-28.441 | 77.14 | -28.55 | 203.601
-28.332 | 79.24 | -28.441 | 207.309
-28.222 | 81.093 | -28.332 | 210.604
-28.113 | 83.632 | -28.222 | 214.423
-28.003 | 82.141 | -28.113 | 218.101
-27.893 | 81.967 | -28.003 | 221.487
-27.782 | 82.178 | -27.893 | 224.004
-27.672 | 82.502 | -27.782 | 229
-27.561 | 82.9 | -27.672 | 235.993
-27.45 | 84.893 | -27.561 | 239.778
-27.339 | 88.238 | -27.45 | 243.729
-27.228 | 88.162 | -27.339 | 249.893
-27.116 | 88.689 | -27.228 | 253.488
-27.004 | 89.175 | -27.116 | 257.438
-26.892 | 90.557 | -27.004 | 262.755
-26.78 | 91.259 | -26.892 | 266.503
-26.667 | 92.962 | -26.78 | 269.744
-26.554 | 93.393 | -26.667 | 274.53
-26.441 | 93.932 | -26.554 | 280.772
-26.328 | 93.951 | -26.441 | 286.533
-26.215 | 94.191 | -26.328 | 294.585
-26.101 | 94.43 | -26.215 | 301.044
-25.987 | 95.106 | -26.101 | 306.366
-25.873 | 96.217 | -25.987 | 311.071
-25.759 | 97.429 | -25.873 | 316.844
-25.644 | 99.76 | -25.759 | 324.692
-25.53 | 102.438 | -25.644 | 330.501
-25.415 | 104.092 | -25.53 | 337.507
-25.299 | 104.729 | -25.415 | 344.076
-25.184 | 106.26 | -25.299 | 350.608
-25.068 | 107.996 | -25.184 | 358.143
-24.953 | 108.618 | -25.068 | 367.351
-24.836 | 110.516 | -24.953 | 379.075
-24.72 | 110.631 | -24.836 | 388.387
-24.604 | 110.357 | -24.72 | 396.655
-24.487 | 110.931 | -24.604 | 403.818
-24.37 | 112.907 | -24.487 | 413.161
-24.253 | 115.014 | -24.37 | 422.102
-24.136 | 116.724 | -24.253 | 434.781
-24.018 | 117.833 | -24.136 | 446.901
-23.9 | 117.823 | -24.018 | 457.701
-23.782 | 118.508 | -23.9 | 467.608
-23.664 | 118.981 | -23.782 | 479.161
-23.546 | 120.797 | -23.664 | 490.066
-23.427 | 123.05 | -23.546 | 502.602
-23.308 | 124.504 | -23.427 | 517.617
-23.189 | 125.505 | -23.308 | 529.809
-23.07 | 125.307 | -23.189 | 542.143
-22.95 | 127.186 | -23.07 | 554.242
-22.83 | 128.75 | -22.95 | 568.321
-22.71 | 130.273 | -22.83 | 583.006
-22.59 | 130.336 | -22.71 | 599.782
-22.47 | 133.194 | -22.59 | 619.375
-22.349 | 136.005 | -22.47 | 640.013
-22.229 | 137.763 | -22.349 | 661.454
-22.108 | 139.88 | -22.229 | 682.92
-21.987 | 142.82 | -22.108 | 706.817
-21.865 | 143.153 | -21.987 | 730.361
-21.744 | 145.375 | -21.865 | 753.955
-21.622 | 146.726 | -21.744 | 776.272
-21.5 | 148.533 | -21.622 | 797.586
-21.378 | 149.279 | -21.5 | 820.051
-21.255 | 150.646 | -21.378 | 847.835
-21.132 | 152.105 | -21.255 | 878.833
-21.01 | 153.949 | -21.132 | 909.878
-20.887 | 156.632 | -21.01 | 943.844
-20.763 | 159.953 | -20.887 | 979.863
-20.64 | 163.161 | -20.763 | 1015.548
-20.516 | 165.74 | -20.64 | 1051.811
-20.392 | 168.405 | -20.516 | 1085.769
-20.268 | 171.122 | -20.392 | 1121.215
-20.144 | 172.8 | -20.268 | 1161.293
-20.02 | 176.328 | -20.144 | 1202.438
-19.895 | 178.947 | -20.02 | 1245.798
-19.77 | 182.479 | -19.895 | 1294.488
-19.645 | 185.55 | -19.77 | 1346.146
-19.52 | 187.656 | -19.645 | 1398.556
-19.395 | 190.039 | -19.52 | 1452.636
-19.269 | 192.412 | -19.395 | 1510.179
-19.143 | 195.815 | -19.269 | 1568.193
-19.017 | 200.431 | -19.143 | 1626.867
-18.891 | 205.058 | -19.017 | 1689.089
-18.765 | 209.604 | -18.891 | 1753.018
-18.638 | 214.662 | -18.765 | 1818.174
-18.512 | 219.605 | -18.638 | 1890.983
-18.385 | 225.212 | -18.512 | 1970.712
-18.257 | 231.014 | -18.385 | 2047.553
-18.13 | 234.842 | -18.257 | 2122.273
-18.003 | 241.187 | -18.13 | 2204.452
-17.875 | 247.261 | -18.003 | 2286.447
-17.747 | 254.664 | -17.875 | 2368.876
-17.619 | 262.559 | -17.747 | 2452.047
-17.491 | 269.474 | -17.619 | 2551.178
-17.362 | 273.673 | -17.491 | 2650.309
-17.234 | 279.717 | -17.362 | 2751.215
-17.105 | 285.799 | -17.234 | 2852.759
-16.976 | 292.648 | -17.105 | 2955.214
-16.847 | 301.048 | -16.976 | 3047.707
-16.718 | 309.96 | -16.847 | 3148.455
-16.588 | 317.421 | -16.718 | 3257.017
-16.459 | 327.927 | -16.588 | 3373.44
-16.329 | 339.627 | -16.459 | 3492.168
-16.199 | 351.074 | -16.329 | 3617.308
-16.069 | 361.91 | -16.199 | 3743.788
-15.938 | 372.14 | -16.069 | 3871.034
-15.808 | 382.155 | -15.938 | 3994.653
-15.677 | 391.897 | -15.808 | 4110.854
-15.546 | 402.764 | -15.677 | 4230.876
-15.415 | 413.506 | -15.546 | 4348.196
-15.284 | 426.194 | -15.415 | 4474.753
-15.153 | 439.874 | -15.284 | 4602.332
-15.021 | 454.216 | -15.153 | 4735.362
-14.89 | 468.686 | -15.021 | 4866.682
-14.758 | 485.841 | -14.89 | 4996.424
-14.626 | 501.678 | -14.758 | 5125.336
-14.494 | 516.059 | -14.626 | 5258.561
-14.361 | 530.628 | -14.494 | 5398.041
-14.229 | 547.515 | -14.361 | 5539.57
-14.096 | 564.291 | -14.229 | 5682.5
-13.964 | 581.625 | -14.096 | 5819.726
-13.831 | 599.052 | -13.964 | 5960.787
-13.698 | 617.354 | -13.831 | 6100.331
-13.564 | 639.505 | -13.698 | 6241.123
-13.431 | 658.529 | -13.564 | 6367.488
-13.297 | 680.208 | -13.431 | 6491.284
-13.164 | 704.097 | -13.297 | 6624.289
-13.03 | 729.756 | -13.164 | 6748.968
-12.896 | 755.226 | -13.03 | 6879.244
-12.762 | 785.322 | -12.896 | 7006.662
-12.628 | 815.131 | -12.762 | 7138.03
-12.493 | 842.574 | -12.628 | 7270.302
-12.359 | 868.802 | -12.493 | 7405.48
-12.224 | 900.596 | -12.359 | 7539.964
-12.089 | 932.959 | -12.224 | 7673.452
-11.954 | 967.79 | -12.089 | 7805.584
-11.819 | 1002.644 | -11.954 | 7933.563
-11.684 | 1039.926 | -11.819 | 8046.338
-11.549 | 1076.746 | -11.684 | 8159.257
-11.413 | 1116.86 | -11.549 | 8257.75
-11.278 | 1163.213 | -11.413 | 8368.766
-11.142 | 1212.123 | -11.278 | 8485.723
-11.006 | 1262.346 | -11.142 | 8599.291
-10.87 | 1310.345 | -11.006 | 8706.202
-10.734 | 1362.181 | -10.87 | 8806.435
-10.598 | 1417.702 | -10.734 | 8888.956
-10.461 | 1474.101 | -10.598 | 8964.698
-10.325 | 1534.754 | -10.461 | 9043.888
-10.188 | 1594.853 | -10.325 | 9127.746
-10.052 | 1656.659 | -10.188 | 9221.803
-9.915 | 1721.251 | -10.052 | 9311.246
-9.778 | 1787.65 | -9.915 | 9385.37
-9.641 | 1861.343 | -9.778 | 9460.588
-9.504 | 1939.15 | -9.641 | 9527.389
-9.366 | 2016.882 | -9.504 | 9604.004
-9.229 | 2102.749 | -9.366 | 9678.81
-9.092 | 2186.792 | -9.229 | 9745.852
-8.954 | 2273.543 | -9.092 | 9799.339
-8.816 | 2368.859 | -8.954 | 9849.767
-8.679 | 2474.561 | -8.816 | 9899.932
-8.541 | 2578.036 | -8.679 | 9947.994
-8.403 | 2683.33 | -8.541 | 9991.986
-8.265 | 2786.03 | -8.403 | 10033.708
-8.126 | 2892.996 | -8.265 | 10078.762
-7.988 | 3006.872 | -8.126 | 10124.157
-7.85 | 3128.136 | -7.988 | 10161.003
-7.711 | 3255.651 | -7.85 | 10200.124
-7.573 | 3387.087 | -7.711 | 10226.199
-7.434 | 3523.939 | -7.573 | 10263.899
-7.295 | 3655.09 | -7.434 | 10310.659
-7.156 | 3790.926 | -7.295 | 10340.103
-7.018 | 3927.256 | -7.156 | 10358.43
-6.879 | 4070.222 | -7.018 | 10377.111
-6.739 | 4213.764 | -6.879 | 10375.27
-6.6 | 4366.48 | -6.739 | 10379.354
-6.461 | 4528.138 | -6.6 | 10409.435
-6.322 | 4698.156 | -6.461 | 10433.6
-6.182 | 4862.841 | -6.322 | 10449.729
-6.043 | 5020.675 | -6.182 | 10463.088
-5.903 | 5182.994 | -6.043 | 10470.362
-5.764 | 5344.644 | -5.903 | 10474.78
-5.624 | 5516.255 | -5.764 | 10486.625
-5.484 | 5696.171 | -5.624 | 10495.828
-5.345 | 5872.971 | -5.484 | 10516.404
-5.205 | 6052.563 | -5.345 | 10522.892
-5.065 | 6231.213 | -5.205 | 10512.256
-4.925 | 6411.835 | -5.065 | 10509.692
-4.785 | 6593.817 | -4.925 | 10518.301
-4.645 | 6785.081 | -4.785 | 10528.371
-4.505 | 6978.033 | -4.645 | 10517.683
-4.364 | 7167.56 | -4.505 | 10513.789
-4.224 | 7346.581 | -4.364 | 10494.404
-4.084 | 7532.98 | -4.224 | 10483.77
-3.943 | 7712.011 | -4.084 | 10482.354
-3.803 | 7894.607 | -3.943 | 10484.924
-3.662 | 8081.068 | -3.803 | 10495.378
-3.522 | 8263.595 | -3.662 | 10520.497
-3.381 | 8427.062 | -3.522 | 10529.426
-3.241 | 8589.629 | -3.381 | 10536.264
-3.1 | 8744.048 | -3.241 | 10542.937
-2.96 | 8894.578 | -3.1 | 10537.09
-2.819 | 9052.486 | -2.96 | 10529.942
-2.678 | 9201.726 | -2.819 | 10538.64
-2.537 | 9350.601 | -2.678 | 10548.667
-2.397 | 9489.958 | -2.537 | 10554.559
-2.256 | 9606.284 | -2.397 | 10558.853
-2.115 | 9714.33 | -2.256 | 10570.577
-1.974 | 9819.724 | -2.115 | 10577.213
-1.833 | 9929.206 | -1.974 | 10581.614
-1.692 | 10034.028 | -1.833 | 10570.026
-1.551 | 10110.314 | -1.692 | 10563.982
-1.41 | 10198.878 | -1.551 | 10552.253
-1.269 | 10262.39 | -1.41 | 10565.796
-1.128 | 10343.373 | -1.269 | 10556.288
-0.987 | 10402.06 | -1.128 | 10556.306
-0.846 | 10454.037 | -0.987 | 10554.92
-0.705 | 10453.789 | -0.846 | 10562.789
-0.564 | 10481.392 | -0.705 | 10565.666
-0.423 | 10525.23 | -0.564 | 10597.006
-0.282 | 10553.101 | -0.423 | 10605.924
-0.141 | 10589.105 | -0.282 | 10611.074
0 | 10612.23 | -0.141 | 10603.293
0.141 | 10606.189 | 0 | 10612.23
0.282 | 10566.943 | 0.141 | 10593.383
0.423 | 10540.243 | 0.282 | 10596.169
0.564 | 10520.267 | 0.423 | 10585.226
0.705 | 10512.093 | 0.564 | 10585.076
0.846 | 10482.899 | 0.705 | 10602.364
0.987 | 10434.567 | 0.846 | 10625.297
1.128 | 10386.597 | 0.987 | 10640.613
1.269 | 10326.519 | 1.128 | 10650.996
1.41 | 10253.738 | 1.269 | 10647.936
1.551 | 10178.509 | 1.41 | 10636.106
1.692 | 10105.643 | 1.551 | 10620.262
1.833 | 10027.207 | 1.692 | 10627.616
1.974 | 9929.885 | 1.833 | 10646.34
2.115 | 9814.004 | 1.974 | 10633.062
2.256 | 9691.819 | 2.115 | 10615.496
2.397 | 9565.982 | 2.256 | 10620.374
2.537 | 9441.598 | 2.397 | 10616.71
2.678 | 9312.665 | 2.537 | 10604.015
2.819 | 9172.291 | 2.678 | 10590.409
2.96 | 9032.486 | 2.819 | 10583.864
3.1 | 8890.228 | 2.96 | 10590.334
3.241 | 8739.553 | 3.1 | 10605.831
3.381 | 8593.929 | 3.241 | 10592.885
3.522 | 8451.698 | 3.381 | 10592.857
3.662 | 8297.405 | 3.522 | 10578.322
3.803 | 8135.894 | 3.662 | 10568.854
3.943 | 7966.502 | 3.803 | 10570.904
4.084 | 7799.515 | 3.943 | 10592.168
4.224 | 7632.438 | 4.084 | 10584.835
4.364 | 7468.368 | 4.224 | 10575.216
4.505 | 7302.583 | 4.364 | 10579.978
4.645 | 7141.993 | 4.505 | 10579.46
4.785 | 6971.241 | 4.645 | 10571.802
4.925 | 6795.969 | 4.785 | 10581.905
5.065 | 6616.696 | 4.925 | 10590.486
5.205 | 6438.972 | 5.065 | 10597.568
5.345 | 6268.874 | 5.205 | 10592.523
5.484 | 6106.948 | 5.345 | 10592.285
5.624 | 5939.535 | 5.484 | 10569.333
5.764 | 5767.424 | 5.624 | 10548.769
5.903 | 5594.212 | 5.764 | 10532.941
6.043 | 5421.131 | 5.903 | 10512.816
6.182 | 5245.576 | 6.043 | 10483.114
6.322 | 5071.212 | 6.182 | 10457.167
6.461 | 4905.372 | 6.322 | 10446.374
6.6 | 4741.752 | 6.461 | 10429.971
6.739 | 4581.652 | 6.6 | 10403.852
6.879 | 4422.357 | 6.739 | 10370.05
7.018 | 4274.65 | 6.879 | 10340.355
7.156 | 4136.812 | 7.018 | 10311.241
7.295 | 3999.933 | 7.156 | 10283.742
7.434 | 3866.136 | 7.295 | 10264.694
7.573 | 3727.239 | 7.434 | 10244.498
7.711 | 3593.649 | 7.573 | 10203.43
7.85 | 3459.609 | 7.711 | 10166.681
7.988 | 3335.589 | 7.85 | 10145.602
8.126 | 3215.587 | 7.988 | 10115.509
8.265 | 3095.087 | 8.126 | 10084.531
8.403 | 2977.923 | 8.265 | 10055.79
8.541 | 2861.325 | 8.403 | 10017.133
8.679 | 2750.184 | 8.541 | 9969.486
8.816 | 2641.457 | 8.679 | 9923.077
8.954 | 2535.561 | 8.816 | 9873.969
9.092 | 2435.037 | 8.954 | 9817.821
9.229 | 2342.966 | 9.092 | 9772.351
9.366 | 2256.635 | 9.229 | 9710.932
9.504 | 2173.956 | 9.366 | 9635.91
9.641 | 2090.722 | 9.504 | 9565.705
9.778 | 2013.674 | 9.641 | 9508.591
9.915 | 1940.691 | 9.778 | 9444.765
10.052 | 1867.581 | 9.915 | 9361.967
10.188 | 1794.398 | 10.052 | 9280.8
10.325 | 1726.409 | 10.188 | 9200.82
10.461 | 1655.978 | 10.325 | 9105.006
10.598 | 1589.778 | 10.461 | 9014.861
10.734 | 1528.522 | 10.598 | 8920.133
10.87 | 1469.114 | 10.734 | 8829.849
11.006 | 1413.328 | 10.87 | 8737.373
11.142 | 1361.824 | 11.006 | 8630.781
11.278 | 1312.759 | 11.142 | 8498.083
11.413 | 1267.325 | 11.278 | 8381.866
11.549 | 1224.885 | 11.413 | 8265.805
11.684 | 1177.219 | 11.549 | 8160.94
11.819 | 1132.971 | 11.684 | 8054.583
11.954 | 1089.204 | 11.819 | 7957.488
12.089 | 1046.826 | 11.954 | 7838.254
12.224 | 1008.745 | 12.089 | 7716.724
12.359 | 977.459 | 12.224 | 7575.435
12.493 | 946.004 | 12.359 | 7450.861
12.628 | 915.093 | 12.493 | 7323.032
12.762 | 886.129 | 12.628 | 7199.134
12.896 | 857.887 | 12.762 | 7072.19
13.03 | 827.612 | 12.896 | 6950.958
13.164 | 797.681 | 13.03 | 6829.828
13.297 | 769.882 | 13.164 | 6689.37
13.431 | 745.609 | 13.297 | 6550.671
13.564 | 722.48 | 13.431 | 6406.629
13.698 | 701.686 | 13.564 | 6271.18
13.831 | 681.758 | 13.698 | 6117.45
13.964 | 661.16 | 13.831 | 5960.282
14.096 | 640.877 | 13.964 | 5806.021
14.229 | 623.069 | 14.096 | 5668.272
14.361 | 606.462 | 14.229 | 5530.606
14.494 | 590.037 | 14.361 | 5393.105
14.626 | 572.886 | 14.494 | 5263.054
14.758 | 556.766 | 14.626 | 5128.082
14.89 | 539.211 | 14.758 | 4990.772
15.021 | 520.212 | 14.89 | 4858.17
15.153 | 501.975 | 15.021 | 4720.329
15.284 | 487.642 | 15.153 | 4584.099
15.415 | 475.988 | 15.284 | 4451.732
15.546 | 463.939 | 15.415 | 4322.476
15.677 | 451.701 | 15.546 | 4194.678
15.808 | 439.33 | 15.677 | 4064.83
15.938 | 428.201 | 15.808 | 3939.387
16.069 | 415.596 | 15.938 | 3811.676
16.199 | 401.926 | 16.069 | 3689.735
16.329 | 390.4 | 16.199 | 3565.161
16.459 | 382.537 | 16.329 | 3443.857
16.588 | 373.982 | 16.459 | 3323.701
16.718 | 365.093 | 16.588 | 3207.531
16.847 | 356.869 | 16.718 | 3098.726
16.976 | 347.856 | 16.847 | 2996.598
17.105 | 337.926 | 16.976 | 2892.562
17.234 | 329.116 | 17.105 | 2790.131
17.362 | 320.823 | 17.234 | 2691.753
17.491 | 312.743 | 17.362 | 2590.818
17.619 | 304.57 | 17.491 | 2490.339
17.747 | 295.596 | 17.619 | 2394.919
17.875 | 288.251 | 17.747 | 2302.342
18.003 | 281.432 | 17.875 | 2212.161
18.13 | 275.112 | 18.003 | 2124.42
18.257 | 270.721 | 18.13 | 2039.627
18.385 | 266.592 | 18.257 | 1957.955
18.512 | 263.165 | 18.385 | 1883.09
18.638 | 258.849 | 18.512 | 1810.09
18.765 | 253.453 | 18.638 | 1739.277
18.891 | 246.308 | 18.765 | 1668.193
19.017 | 238.976 | 18.891 | 1604.58
19.143 | 233.22 | 19.017 | 1542.767
19.269 | 227.407 | 19.143 | 1482.92
19.395 | 223.405 | 19.269 | 1426.506
19.52 | 221.259 | 19.395 | 1370
19.645 | 218.436 | 19.52 | 1314.258
19.77 | 216.111 | 19.645 | 1264.149
19.895 | 213.714 | 19.77 | 1216.077
20.02 | 208.936 | 19.895 | 1167.884
20.144 | 203.911 | 20.02 | 1122.128
20.268 | 199.573 | 20.144 | 1081.363
20.392 | 195.924 | 20.268 | 1038.672
20.516 | 193.261 | 20.392 | 1001.686
20.64 | 190.457 | 20.516 | 966.824
20.763 | 187.251 | 20.64 | 929.659
20.887 | 184.681 | 20.763 | 893.617
21.01 | 182.427 | 20.887 | 861.64
21.132 | 179.736 | 21.01 | 829.052
21.255 | 178.084 | 21.132 | 796.962
21.378 | 177.312 | 21.255 | 769.377
21.5 | 176.01 | 21.378 | 744.422
21.622 | 173.314 | 21.5 | 719.94
21.744 | 171.267 | 21.622 | 695.04
21.865 | 168.48 | 21.744 | 670.747
21.987 | 165.046 | 21.865 | 647.862
22.108 | 162.197 | 21.987 | 625.962
22.229 | 160.171 | 22.108 | 607.595
22.349 | 157.463 | 22.229 | 589.436
22.47 | 155.147 | 22.349 | 572.496
22.59 | 152.717 | 22.47 | 557.39
22.71 | 150.039 | 22.59 | 541.7
22.83 | 148.398 | 22.71 | 525.118
22.95 | 147.192 | 22.83 | 510.011
23.07 | 145.776 | 22.95 | 495.337
23.189 | 144.421 | 23.07 | 479.802
23.308 | 142.682 | 23.189 | 465.041
23.427 | 140.762 | 23.308 | 452.809
23.546 | 139.556 | 23.427 | 440.237
23.664 | 137.514 | 23.546 | 427.048
23.782 | 134.838 | 23.664 | 416.243
23.9 | 132.46 | 23.782 | 403.439
24.018 | 130.418 | 23.9 | 393.695
24.136 | 128.121 | 24.018 | 381.981
24.253 | 127.248 | 24.136 | 370.868
24.37 | 127.601 | 24.253 | 358.888
24.487 | 127.956 | 24.37 | 350.323
24.604 | 129.551 | 24.487 | 341.675
24.72 | 131.403 | 24.604 | 333.227
24.836 | 130.813 | 24.72 | 325.087
24.953 | 128.295 | 24.836 | 318.289
25.068 | 125.584 | 24.953 | 312.379
25.184 | 122.93 | 25.068 | 303.183
25.299 | 119.686 | 25.184 | 296.839
25.415 | 118.658 | 25.299 | 292.545
25.53 | 119.397 | 25.415 | 288.803
25.644 | 119.233 | 25.53 | 280.557
25.759 | 117.395 | 25.644 | 275.055
25.873 | 114.672 | 25.759 | 268.722
25.987 | 113.323 | 25.873 | 262.827
26.101 | 111.232 | 25.987 | 257.446
26.215 | 108.909 | 26.101 | 251.667
26.328 | 108.011 | 26.215 | 247.878
26.441 | 108.477 | 26.328 | 242.148
26.554 | 107.906 | 26.441 | 237.161
26.667 | 107.407 | 26.554 | 234.113
26.78 | 106.905 | 26.667 | 229.482
26.892 | 106.249 | 26.78 | 227.737
27.004 | 105.74 | 26.892 | 225.007
27.116 | 105.68 | 27.004 | 221.51
27.228 | 105.96 | 27.116 | 216.899
27.339 | 104.726 | 27.228 | 213.243
27.45 | 102.115 | 27.339 | 208.049
27.561 | 99.297 | 27.45 | 201.872
27.672 | 97.304 | 27.561 | 195.239
27.782 | 96.296 | 27.672 | 190.63
27.893 | 96.475 | 27.782 | 188.334
28.003 | 97.542 | 27.893 | 185.792
28.113 | 98.113 | 28.003 | 183.466
28.222 | 98.803 | 28.113 | 181.474
28.332 | 98.563 | 28.222 | 178.381
28.441 | 97.148 | 28.332 | 172.894
28.55 | 95.058 | 28.441 | 168.895
28.658 | 93.27 | 28.55 | 166.283
28.767 | 92.89 | 28.658 | 165.306
28.875 | 93.378 | 28.767 | 164.401
28.983 | 94.544 | 28.875 | 160.76
29.091 | 93.686 | 28.983 | 157.057
29.199 | 91.424 | 29.091 | 152.135
29.306 | 89.469 | 29.199 | 149.139
29.413 | 87.782 | 29.306 | 145.001
29.52 | 85.077 | 29.413 | 143.973
29.627 | 81.949 | 29.52 | 143.098
29.733 | 81.561 | 29.627 | 142.865
29.84 | 83.286 | 29.733 | 140.723
29.946 | 85.39 | 29.84 | 139.625
30.051 | 86.606 | 29.946 | 138.233
30.157 | 87.089 | 30.051 | 136.054
30.262 | 86.38 | 30.157 | 132.792
30.367 | 84.259 | 30.262 | 129.714
30.472 | 83.411 | 30.367 | 127.94
30.577 | 83.39 | 30.472 | 127.025
30.681 | 82.908 | 30.577 | 125.854
30.786 | 82.046 | 30.681 | 125.427
30.89 | 81.851 | 30.786 | 125.081
30.993 | 81.907 | 30.89 | 123.722
30.993 | 81.907 | 30.89 | 123.722
31.097 | 81.455 | 30.993 | 124.084
31.2 | 81.298 | 31.097 | 123.051
31.303 | 80.627 | 31.2 | 123.921
31.406 | 79.568 | 31.303 | 123.433
31.509 | 78.972 | 31.406 | 122.001
31.611 | 79.061 | 31.509 | 117.687
31.714 | 76.948 | 31.611 | 114.72
31.815 | 73.696 | 31.714 | 112.682
31.917 | 72.29 | 31.815 | 95.865
32.019 | 72.225 | 31.917 | 69.379
32.12 | 72.042 | 32.019 | 50.598

## Vivid H50 (hidden)
Selador | Lamp |  | Wattage
Vivid | Lumileds K2 |  | 122 |  | Note: Owing to the variability of LEDs, output data and color matches should be viewed as approximate
Note: All data taken with room temperature fixture
| Beam Angle | Field Angle
Horizontal | 58.7 | 72.3
| Accessory Lens | Candela | Field Lumens | Beam Lumens | Lens Efficiency | Efficacy
| H50 | 6450 | 1080 | 570 | 96% | 8.8525
| For Field diameter at any distance, multiply distance by |  |  |  | 1.4611
| For Beam diameter at any distance, multiply distance by |  |  |  | 1.1246
| Throw Distance (ft) | 10 | 15 | 20 | 25
| Throw Distance (m) | 3.048 | 4.572 | 6.096 | 7.62
| Field Diameter (ft) | 14.611 | 21.9165 | 29.222 | 36.5275
| Field Diameter (m) | 4.4534 | 6.6802 | 8.9069 | 11.1336
| Illuminance (fc) | 64.5 | 28.6667 | 16.125 | 10.32
| Illuminance (lux) | 694.2715 | 308.5651 | 173.5679 | 111.0834
Test Distance | Iso-Illuminance Diagram grid lines
61 | 10 | 20 | 30 | 40
| 0.16393 | 0.32787 | 0.4918 | 0.65574
| Beam Angle | Field Angle
Vertical | 10 | 21.9
| For Field diameter at any distance, multiply distance by |  |  |  | 0.38695
| For Beam diameter at any distance, multiply distance by |  |  |  | 0.17498
| Throw Distance (ft) | 10 | 15 | 20 | 25
| Throw Distance (m) | 3.048 | 4.572 | 6.096 | 7.62
| Field Diameter (ft) | 3.8695 | 5.8042 | 7.739 | 9.6737
| Field Diameter (m) | 1.1794 | 1.7691 | 2.3588 | 2.9486
| Illuminance (fc) | 64.5 | 28.6667 | 16.125 | 10.32
| Illuminance (lux) | 694.2715 | 308.5651 | 173.5679 | 111.0834
| X |  | Y
-36.538 | 0 | -36.646 | 38.886
-36.431 | 0 | -36.538 | 39.463
-36.323 | 0 | -36.431 | 39.47
-36.214 | 109.477 | -36.323 | 38.322
-36.106 | 299.625 | -36.214 | 37.981
-35.997 | 494.895 | -36.106 | 39.053
-35.888 | 697.62 | -35.997 | 38.639
-35.778 | 830.487 | -35.888 | 39.089
-35.669 | 861.206 | -35.778 | 39.499
-35.559 | 891.946 | -35.669 | 39.479
-35.448 | 922.881 | -35.559 | 37.722
-35.338 | 950.18 | -35.448 | 39.084
-35.227 | 982.737 | -35.338 | 39.24
-35.116 | 1015.331 | -35.227 | 39.219
-35.004 | 1046.501 | -35.116 | 38.814
-34.892 | 1078.167 | -35.004 | 40.355
-34.78 | 1116.411 | -34.892 | 40.467
-34.667 | 1156.526 | -34.78 | 40.13
-34.555 | 1195.382 | -34.667 | 40.755
-34.442 | 1235.508 | -34.555 | 41.306
-34.328 | 1278.851 | -34.442 | 41.546
-34.215 | 1319.302 | -34.328 | 41.547
-34.101 | 1360.42 | -34.215 | 42.424
-33.986 | 1404.606 | -34.101 | 42.253
-33.872 | 1449.322 | -33.986 | 42.417
-33.757 | 1494.295 | -33.872 | 41.846
-33.641 | 1542.66 | -33.757 | 41.512
-33.526 | 1587.201 | -33.641 | 41.543
-33.41 | 1630.486 | -33.526 | 41.739
-33.294 | 1677.329 | -33.41 | 42.752
-33.177 | 1729.703 | -33.294 | 43.855
-33.061 | 1778.568 | -33.177 | 45.371
-32.943 | 1829.836 | -33.061 | 46.648
-32.826 | 1878.337 | -32.943 | 47.657
-32.708 | 1925.638 | -32.826 | 47.757
-32.59 | 1972.549 | -32.708 | 46.96
-32.472 | 2026.221 | -32.59 | 46.583
-32.353 | 2075.279 | -32.472 | 46.685
-32.234 | 2128.41 | -32.353 | 45.742
-32.115 | 2173.952 | -32.234 | 46.476
-31.995 | 2226.563 | -32.115 | 49.369
-31.876 | 2282.982 | -31.995 | 50.708
-31.755 | 2338.728 | -31.876 | 51.413
-31.635 | 2393.684 | -31.755 | 53.291
-31.514 | 2450.167 | -31.635 | 53.238
-31.393 | 2499.483 | -31.514 | 52.447
-31.271 | 2545.713 | -31.393 | 53.102
-31.15 | 2593.275 | -31.271 | 53.538
-31.027 | 2638.303 | -31.15 | 53.514
-30.905 | 2687.951 | -31.027 | 53.884
-30.782 | 2742.707 | -30.905 | 55.187
-30.659 | 2799.066 | -30.782 | 55.096
-30.536 | 2856.532 | -30.659 | 55.604
-30.412 | 2911.88 | -30.536 | 55.184
-30.288 | 2958.027 | -30.412 | 54.468
-30.164 | 3006.907 | -30.288 | 54.943
-30.039 | 3053.081 | -30.164 | 56.741
-29.914 | 3103.93 | -30.039 | 58.291
-29.789 | 3149.482 | -29.914 | 60.033
-29.664 | 3199.707 | -29.789 | 60.625
-29.538 | 3246.444 | -29.664 | 61.037
-29.412 | 3288.897 | -29.538 | 60.577
-29.285 | 3334.24 | -29.412 | 60.351
-29.158 | 3377.316 | -29.285 | 61.076
-29.031 | 3427.28 | -29.158 | 60.534
-28.904 | 3477.318 | -29.031 | 59.911
-28.776 | 3523.635 | -28.904 | 59.832
-28.648 | 3567.374 | -28.776 | 60.094
-28.519 | 3613.002 | -28.648 | 61.171
-28.391 | 3653.191 | -28.519 | 63
-28.262 | 3693.218 | -28.391 | 62.77
-28.132 | 3732.891 | -28.262 | 63.212
-28.003 | 3764.178 | -28.132 | 63.233
-27.873 | 3792.5 | -28.003 | 64.251
-27.743 | 3830.266 | -27.873 | 64.241
-27.612 | 3868.442 | -27.743 | 64.698
-27.481 | 3900.385 | -27.612 | 64.795
-27.35 | 3940.396 | -27.481 | 65.219
-27.218 | 3975.726 | -27.35 | 65.45
-27.087 | 4004.561 | -27.218 | 65.055
-26.954 | 4027.778 | -27.087 | 65.798
-26.822 | 4056.383 | -26.954 | 66.32
-26.689 | 4080.376 | -26.822 | 67.215
-26.556 | 4104.2 | -26.689 | 67.06
-26.423 | 4126.982 | -26.556 | 67.306
-26.289 | 4150.534 | -26.423 | 68.054
-26.155 | 4176.535 | -26.289 | 68.718
-26.021 | 4203.727 | -26.155 | 68.877
-25.886 | 4225.734 | -26.021 | 69.901
-25.751 | 4253.988 | -25.886 | 71.364
-25.616 | 4280.053 | -25.751 | 71.669
-25.481 | 4292.441 | -25.616 | 71.737
-25.345 | 4301.316 | -25.481 | 72.272
-25.209 | 4319.769 | -25.345 | 72.545
-25.072 | 4337.362 | -25.209 | 72.713
-24.935 | 4354.541 | -25.072 | 72.675
-24.798 | 4377.758 | -24.935 | 72.868
-24.661 | 4401.799 | -24.798 | 74.206
-24.523 | 4416.399 | -24.661 | 75.231
-24.385 | 4436.116 | -24.523 | 75.515
-24.247 | 4449.05 | -24.385 | 76.252
-24.109 | 4462.793 | -24.247 | 77.764
-23.97 | 4477.687 | -24.109 | 79.116
-23.831 | 4496.289 | -23.97 | 80.285
-23.691 | 4508.306 | -23.831 | 80.873
-23.551 | 4522.964 | -23.691 | 81.557
-23.411 | 4536.684 | -23.551 | 83.401
-23.271 | 4555.773 | -23.411 | 85.282
-23.13 | 4574.47 | -23.271 | 86.094
-22.989 | 4585.591 | -23.13 | 87.049
-22.848 | 4600.078 | -22.989 | 87.461
-22.707 | 4613.745 | -22.848 | 87.285
-22.565 | 4633.287 | -22.707 | 87.475
-22.423 | 4649.185 | -22.565 | 88.561
-22.28 | 4668.431 | -22.423 | 90.244
-22.137 | 4697.595 | -22.28 | 92.254
-21.994 | 4721.706 | -22.137 | 93.317
-21.851 | 4737.355 | -21.994 | 94.781
-21.708 | 4742.432 | -21.851 | 95.544
-21.564 | 4757.895 | -21.708 | 96.019
-21.42 | 4778.193 | -21.564 | 97.178
-21.275 | 4805.688 | -21.42 | 98.119
-21.13 | 4820.11 | -21.275 | 99.314
-20.985 | 4841.818 | -21.13 | 101.749
-20.84 | 4866.662 | -20.985 | 104.216
-20.695 | 4892.101 | -20.84 | 105.876
-20.549 | 4909.142 | -20.695 | 108.692
-20.403 | 4927.193 | -20.549 | 111.934
-20.256 | 4951.004 | -20.403 | 113.282
-20.11 | 4977.973 | -20.256 | 114.647
-19.963 | 4999.989 | -20.11 | 116.189
-19.815 | 5024.883 | -19.963 | 117.816
-19.668 | 5040.666 | -19.815 | 119.045
-19.52 | 5059.623 | -19.668 | 121.616
-19.372 | 5079.025 | -19.52 | 123.195
-19.224 | 5105.554 | -19.372 | 124.902
-19.075 | 5127.542 | -19.224 | 127.44
-18.926 | 5143.427 | -19.075 | 131.185
-18.777 | 5161.103 | -18.926 | 134.619
-18.628 | 5188.311 | -18.777 | 138.44
-18.478 | 5214.159 | -18.628 | 143.004
-18.328 | 5236.9 | -18.478 | 146.227
-18.178 | 5261.116 | -18.328 | 149.458
-18.028 | 5280.657 | -18.178 | 152.317
-17.877 | 5299.098 | -18.028 | 155.385
-17.726 | 5313.693 | -17.877 | 158.329
-17.575 | 5334.178 | -17.726 | 163.113
-17.424 | 5349.182 | -17.575 | 168.162
-17.272 | 5361.989 | -17.424 | 173.889
-17.12 | 5377.009 | -17.272 | 179.919
-16.968 | 5402.029 | -17.12 | 186.162
-16.815 | 5423.651 | -16.968 | 191.897
-16.663 | 5437.651 | -16.815 | 199.086
-16.51 | 5452.502 | -16.663 | 205.874
-16.357 | 5473.964 | -16.51 | 213.108
-16.203 | 5498.804 | -16.357 | 219.555
-16.049 | 5517.699 | -16.203 | 227.397
-15.896 | 5545.91 | -16.049 | 234.689
-15.741 | 5565.454 | -15.896 | 241.115
-15.587 | 5582.516 | -15.741 | 247.922
-15.432 | 5597.925 | -15.587 | 255.448
-15.278 | 5617.428 | -15.432 | 263.626
-15.123 | 5634.324 | -15.278 | 271.728
-14.967 | 5661.555 | -15.123 | 279.417
-14.812 | 5691.459 | -14.967 | 287.564
-14.656 | 5721.05 | -14.812 | 298.296
-14.5 | 5742.832 | -14.656 | 309.093
-14.344 | 5771.809 | -14.5 | 320.206
-14.188 | 5800.257 | -14.344 | 328.823
-14.031 | 5821.834 | -14.188 | 340.277
-13.874 | 5835.001 | -14.031 | 350.582
-13.717 | 5855.451 | -13.874 | 361.56
-13.56 | 5873.408 | -13.717 | 375.307
-13.403 | 5900.263 | -13.56 | 388.445
-13.245 | 5926.247 | -13.403 | 399.839
-13.087 | 5946.829 | -13.245 | 413.78
-12.929 | 5960.022 | -13.087 | 426.952
-12.771 | 5969.757 | -12.929 | 440.761
-12.612 | 5982.478 | -12.771 | 457.012
-12.454 | 5997.822 | -12.612 | 474.689
-12.295 | 6009.029 | -12.454 | 488.642
-12.136 | 6019.471 | -12.295 | 504.966
-11.976 | 6028.298 | -12.136 | 521.832
-11.817 | 6040.727 | -11.976 | 540.582
-11.657 | 6056.902 | -11.817 | 559.806
-11.498 | 6061.223 | -11.657 | 578.485
-11.338 | 6066.678 | -11.498 | 599.666
-11.178 | 6075.647 | -11.338 | 619.491
-11.017 | 6079.969 | -11.178 | 639.584
-10.857 | 6084.88 | -11.017 | 662.972
-10.696 | 6089.918 | -10.857 | 687.665
-10.535 | 6093.899 | -10.696 | 714.985
-10.374 | 6095.687 | -10.535 | 743.398
-10.213 | 6101.876 | -10.374 | 773.76
-10.052 | 6115.563 | -10.213 | 804.765
-9.89 | 6128.838 | -10.052 | 832.696
-9.729 | 6133.14 | -9.89 | 865.008
-9.567 | 6137.936 | -9.729 | 899.594
-9.405 | 6148.211 | -9.567 | 937.817
-9.243 | 6161.107 | -9.405 | 977.004
-9.08 | 6173.031 | -9.243 | 1018.621
-8.918 | 6184.818 | -9.08 | 1063.412
-8.755 | 6189.478 | -8.918 | 1110.478
-8.593 | 6197.004 | -8.755 | 1156.712
-8.43 | 6202.025 | -8.593 | 1207.408
-8.267 | 6211.875 | -8.43 | 1262.51
-8.104 | 6223.842 | -8.267 | 1320.395
-7.94 | 6240.65 | -8.104 | 1380.759
-7.777 | 6248.441 | -7.94 | 1446.268
-7.614 | 6254.534 | -7.777 | 1513.536
-7.45 | 6265.977 | -7.614 | 1583.188
-7.286 | 6275.369 | -7.45 | 1655.317
-7.122 | 6283.595 | -7.286 | 1736.038
-6.958 | 6296.394 | -7.122 | 1818.495
-6.794 | 6305.884 | -6.958 | 1908.402
-6.63 | 6317.972 | -6.794 | 2003.424
-6.466 | 6336.655 | -6.63 | 2103.065
-6.301 | 6343.663 | -6.466 | 2200.788
-6.137 | 6351.175 | -6.301 | 2305.44
-5.972 | 6355.974 | -6.137 | 2412.45
-5.807 | 6364.207 | -5.972 | 2526.937
-5.642 | 6364.972 | -5.807 | 2646.506
-5.478 | 6372.229 | -5.642 | 2768.289
-5.313 | 6378.332 | -5.478 | 2887.901
-5.147 | 6385.583 | -5.313 | 3011.711
-4.982 | 6382.503 | -5.147 | 3139.275
-4.817 | 6385.306 | -4.982 | 3264.594
-4.652 | 6381.229 | -4.817 | 3393.792
-4.486 | 6388.265 | -4.652 | 3527.334
-4.321 | 6398.679 | -4.486 | 3674.341
-4.155 | 6412.695 | -4.321 | 3827.683
-3.989 | 6415.979 | -4.155 | 3972.305
-3.824 | 6426.192 | -3.989 | 4122.434
-3.658 | 6431.296 | -3.824 | 4264.86
-3.492 | 6436.303 | -3.658 | 4407.476
-3.326 | 6454.574 | -3.492 | 4546.763
-3.16 | 6453.638 | -3.326 | 4691.995
-2.994 | 6457.363 | -3.16 | 4827.906
-2.828 | 6462.184 | -2.994 | 4967.253
-2.662 | 6464.904 | -2.828 | 5099.496
-2.496 | 6458.24 | -2.662 | 5230.681
-2.33 | 6462.698 | -2.496 | 5361.26
-2.163 | 6463.893 | -2.33 | 5483.539
-1.997 | 6463.989 | -2.163 | 5588.593
-1.831 | 6453.495 | -1.997 | 5694.539
-1.664 | 6446.376 | -1.831 | 5792.887
-1.498 | 6438.565 | -1.664 | 5878.15
-1.332 | 6439.317 | -1.498 | 5954.355
-1.165 | 6431.893 | -1.332 | 6038.539
-0.999 | 6417.517 | -1.165 | 6113.701
-0.832 | 6391.729 | -0.999 | 6184.622
-0.666 | 6378.412 | -0.832 | 6246.54
-0.499 | 6373.059 | -0.666 | 6302.65
-0.333 | 6369.642 | -0.499 | 6332.073
-0.166 | 6363.736 | -0.333 | 6356.521
0 | 6367.527 | -0.166 | 6361.791
0.166 | 6368.046 | 0 | 6367.527
0.333 | 6369.375 | 0.166 | 6363.336
0.499 | 6365.659 | 0.333 | 6359.344
0.666 | 6366.185 | 0.499 | 6329.441
0.832 | 6368.189 | 0.666 | 6294.963
0.999 | 6354.862 | 0.832 | 6271.301
1.165 | 6346.654 | 0.999 | 6230.316
1.332 | 6346.046 | 1.165 | 6177.225
1.498 | 6349.588 | 1.332 | 6119.5
1.664 | 6343.42 | 1.498 | 6040.564
1.831 | 6344.59 | 1.664 | 5949.944
1.997 | 6346.781 | 1.831 | 5854.062
2.163 | 6348.979 | 1.997 | 5754.834
2.33 | 6340.537 | 2.163 | 5642.524
2.496 | 6331.426 | 2.33 | 5515.982
2.662 | 6321.376 | 2.496 | 5383.961
2.828 | 6311.572 | 2.662 | 5256.261
2.994 | 6300.136 | 2.828 | 5126.885
3.16 | 6295.666 | 2.994 | 4986.478
3.326 | 6284.181 | 3.16 | 4844.86
3.492 | 6277.174 | 3.326 | 4706.044
3.658 | 6268.723 | 3.492 | 4565.537
3.824 | 6258.459 | 3.658 | 4416.532
3.989 | 6250.989 | 3.824 | 4261.731
4.155 | 6259.252 | 3.989 | 4113.098
4.321 | 6255.523 | 4.155 | 3962.983
4.486 | 6243.205 | 4.321 | 3808.872
4.652 | 6233.314 | 4.486 | 3670.127
4.817 | 6223.33 | 4.652 | 3527.314
4.982 | 6211.631 | 4.817 | 3385.042
5.147 | 6202.284 | 4.982 | 3245.576
5.313 | 6191.083 | 5.147 | 3112.618
5.478 | 6182.836 | 5.313 | 2977.48
5.642 | 6170.214 | 5.478 | 2845.947
5.807 | 6156.615 | 5.642 | 2718.637
5.972 | 6144.262 | 5.807 | 2590.827
6.137 | 6137.135 | 5.972 | 2475.395
6.301 | 6130.374 | 6.137 | 2363.713
6.466 | 6124.094 | 6.301 | 2253.239
6.63 | 6115.123 | 6.466 | 2147.545
6.794 | 6098.253 | 6.63 | 2044.808
6.958 | 6076.011 | 6.794 | 1944.777
7.122 | 6055.795 | 6.958 | 1848.759
7.286 | 6035.735 | 7.122 | 1758.066
7.45 | 6016.062 | 7.286 | 1677.243
7.614 | 6010.68 | 7.45 | 1601.191
7.777 | 6002.05 | 7.614 | 1523.947
7.94 | 5986.156 | 7.777 | 1449.463
8.104 | 5960.571 | 7.94 | 1378.272
8.267 | 5940.684 | 8.104 | 1308.141
8.43 | 5924.9 | 8.267 | 1244.244
8.593 | 5905.775 | 8.43 | 1185.654
8.755 | 5896.488 | 8.593 | 1131.913
8.918 | 5890.668 | 8.755 | 1082.739
9.08 | 5881.317 | 8.918 | 1035.042
9.243 | 5864.035 | 9.08 | 985.795
9.405 | 5859.305 | 9.243 | 945.597
9.567 | 5861.249 | 9.405 | 904.792
9.729 | 5852.847 | 9.567 | 866.02
9.89 | 5843.886 | 9.729 | 831.179
10.052 | 5833.703 | 9.89 | 795.795
10.213 | 5823.191 | 10.052 | 760.143
10.374 | 5800.525 | 10.213 | 726.061
10.535 | 5780.397 | 10.374 | 696.278
10.696 | 5763.439 | 10.535 | 667.24
10.857 | 5750.51 | 10.696 | 641.36
11.017 | 5742.534 | 10.857 | 614.063
11.178 | 5742.262 | 11.017 | 590.762
11.338 | 5735.588 | 11.178 | 567.276
11.498 | 5724.932 | 11.338 | 548.7
11.657 | 5713.944 | 11.498 | 531.127
11.817 | 5708.683 | 11.657 | 512.833
11.976 | 5696.953 | 11.817 | 494.304
12.136 | 5682.638 | 11.976 | 476.269
12.295 | 5668.48 | 12.136 | 457.771
12.454 | 5656.282 | 12.295 | 441.894
12.612 | 5643.878 | 12.454 | 427.339
12.771 | 5626.124 | 12.612 | 413.662
12.929 | 5606.491 | 12.771 | 400.292
13.087 | 5592.91 | 12.929 | 388.402
13.245 | 5577.764 | 13.087 | 375.464
13.403 | 5565.517 | 13.245 | 365.5
13.56 | 5556.537 | 13.403 | 355.671
13.717 | 5551.216 | 13.56 | 345.746
13.874 | 5534.486 | 13.717 | 334.644
14.031 | 5505.794 | 13.874 | 323.316
14.188 | 5478.815 | 14.031 | 311.884
14.344 | 5463.978 | 14.188 | 301.959
14.5 | 5445.47 | 14.344 | 291.39
14.656 | 5431.332 | 14.5 | 282.778
14.812 | 5421.105 | 14.656 | 273.06
14.967 | 5411.745 | 14.812 | 264.592
15.123 | 5385.133 | 14.967 | 256.684
15.278 | 5357.915 | 15.123 | 249.233
15.432 | 5339.984 | 15.278 | 241.817
15.587 | 5324.593 | 15.432 | 234.436
15.741 | 5306.838 | 15.587 | 226.854
15.896 | 5288.074 | 15.741 | 218.579
16.049 | 5275.489 | 15.896 | 211.598
16.203 | 5251.681 | 16.049 | 205.146
16.357 | 5226.066 | 16.203 | 198.689
16.51 | 5205.207 | 16.357 | 193.004
16.663 | 5193.127 | 16.51 | 188.203
16.815 | 5181.126 | 16.663 | 183.122
16.968 | 5167.437 | 16.815 | 178.388
17.12 | 5149.62 | 16.968 | 174.876
17.272 | 5129.266 | 17.12 | 170.301
17.424 | 5107.339 | 17.272 | 165.158
17.575 | 5077.929 | 17.424 | 160.54
17.726 | 5044.066 | 17.575 | 156.166
17.877 | 5012.571 | 17.726 | 152.632
18.028 | 4990.091 | 17.877 | 147.755
18.178 | 4972.604 | 18.028 | 142.921
18.328 | 4957.871 | 18.178 | 138.197
18.478 | 4946.426 | 18.328 | 133.874
18.628 | 4932.893 | 18.478 | 130.089
18.777 | 4912.356 | 18.628 | 126.106
18.926 | 4886.852 | 18.777 | 123.407
19.075 | 4859.343 | 18.926 | 121.146
19.224 | 4834.84 | 19.075 | 119.415
19.372 | 4823.133 | 19.224 | 117.722
19.52 | 4805.147 | 19.372 | 116.317
19.668 | 4790.011 | 19.52 | 114.381
19.815 | 4778.136 | 19.668 | 112.435
19.963 | 4769.547 | 19.815 | 109.816
20.11 | 4756.671 | 19.963 | 107.297
20.256 | 4745.591 | 20.11 | 107.23
20.403 | 4731.803 | 20.256 | 106.217
20.549 | 4718.118 | 20.403 | 103.948
20.695 | 4697.569 | 20.549 | 99.972
20.84 | 4676.309 | 20.695 | 97.814
20.985 | 4659.486 | 20.84 | 95.644
21.13 | 4648.524 | 20.985 | 95.336
21.275 | 4628.082 | 21.13 | 95.075
21.42 | 4607.247 | 21.275 | 93.352
21.564 | 4587.152 | 21.42 | 92.682
21.708 | 4571.083 | 21.564 | 91.038
21.851 | 4555.95 | 21.708 | 88.695
21.994 | 4547.838 | 21.851 | 86.672
22.137 | 4542.154 | 21.994 | 86.599
22.28 | 4530.471 | 22.137 | 85.591
22.423 | 4519.831 | 22.28 | 83.614
22.565 | 4509.708 | 22.423 | 82.977
22.707 | 4496.415 | 22.565 | 81.708
22.848 | 4477.386 | 22.707 | 80.285
22.989 | 4462.1 | 22.848 | 79.707
23.13 | 4438.673 | 22.989 | 79.516
23.271 | 4413.398 | 23.13 | 79.129
23.411 | 4391.857 | 23.271 | 78.1
23.551 | 4382.626 | 23.411 | 76.991
23.691 | 4374.845 | 23.551 | 75.479
23.831 | 4362.149 | 23.691 | 73.535
23.97 | 4346.487 | 23.831 | 71.629
24.109 | 4330.616 | 23.97 | 70.786
24.247 | 4310.756 | 24.109 | 71.167
24.385 | 4290.124 | 24.247 | 71.55
24.523 | 4267.977 | 24.385 | 70.8
24.661 | 4245.289 | 24.523 | 68.602
24.798 | 4224.451 | 24.661 | 67.101
24.935 | 4204.969 | 24.798 | 65.565
25.072 | 4186.058 | 24.935 | 65.502
25.209 | 4167.288 | 25.072 | 65.849
25.345 | 4152.403 | 25.209 | 65.452
25.481 | 4135.687 | 25.345 | 65.13
25.616 | 4120.139 | 25.481 | 64.729
25.751 | 4099.219 | 25.616 | 64.09
25.886 | 4074.52 | 25.751 | 62.012
26.021 | 4052.966 | 25.886 | 61.936
26.155 | 4031.188 | 26.021 | 62.07
26.289 | 4007.409 | 26.155 | 62.1
26.423 | 3988.298 | 26.289 | 61.071
26.556 | 3970.521 | 26.423 | 59.823
26.689 | 3950.775 | 26.556 | 59.099
26.822 | 3922.678 | 26.689 | 57.888
26.954 | 3893.898 | 26.822 | 57.314
27.087 | 3870.506 | 26.954 | 57.192
27.218 | 3841.033 | 27.087 | 56.449
27.35 | 3805.713 | 27.218 | 54.778
27.481 | 3771.257 | 27.35 | 54.891
27.612 | 3736.686 | 27.481 | 54.35
27.743 | 3696.387 | 27.612 | 54.435
27.873 | 3662.942 | 27.743 | 54.107
28.003 | 3630.273 | 27.873 | 53.198
28.132 | 3591.492 | 28.003 | 52.67
28.262 | 3553.678 | 28.132 | 51.943
28.391 | 3515.046 | 28.262 | 51.435
28.519 | 3479.834 | 28.391 | 51.09
28.648 | 3438.626 | 28.519 | 50.94
28.776 | 3398.436 | 28.648 | 50.788
28.904 | 3358.989 | 28.776 | 50.323
29.031 | 3318.869 | 28.904 | 48.633
29.158 | 3266.385 | 29.031 | 48.499
29.285 | 3210.537 | 29.158 | 46.875
29.412 | 3160.203 | 29.285 | 46.417
29.538 | 3110.059 | 29.412 | 45.408
29.664 | 3060.775 | 29.538 | 45.462
29.789 | 3017.963 | 29.664 | 43.889
29.914 | 2979.442 | 29.789 | 45.425
30.039 | 2930.003 | 29.914 | 45.362
30.164 | 2879.114 | 30.039 | 44.504
30.288 | 2834.813 | 30.164 | 44.201
30.412 | 2788.167 | 30.288 | 43.658
30.536 | 2735.689 | 30.412 | 42.992
30.659 | 2680.337 | 30.536 | 43.216
30.782 | 2628.485 | 30.659 | 42.842
30.905 | 2573.049 | 30.782 | 43.096
31.027 | 2521.14 | 30.905 | 42.9
31.15 | 2468.388 | 31.027 | 42.216
31.271 | 2416.036 | 31.15 | 41.589
31.393 | 2361.944 | 31.271 | 41.261
31.514 | 2307.754 | 31.393 | 40.869
31.635 | 2250.005 | 31.514 | 40.412
31.755 | 2196.939 | 31.635 | 39.025
31.876 | 2144.998 | 31.755 | 38.092
31.995 | 2093.29 | 31.876 | 38.178
32.115 | 2042.227 | 31.995 | 38.266
32.234 | 1995.504 | 32.115 | 38.698
32.353 | 1950.833 | 32.234 | 39.292
32.472 | 1906.111 | 32.353 | 38.719
32.59 | 1860.54 | 32.472 | 36.236
32.708 | 1810.783 | 32.59 | 34.18
32.826 | 1753.063 | 32.708 | 33.931
32.943 | 1699.901 | 32.826 | 34.42
33.061 | 1654.075 | 32.943 | 35.428
33.177 | 1609.558 | 33.061 | 36.055
33.294 | 1563.365 | 33.177 | 36.948
33.41 | 1518.622 | 33.294 | 35.463
33.526 | 1475.348 | 33.41 | 34.261
33.641 | 1431.746 | 33.526 | 33.477
33.757 | 1390.598 | 33.641 | 33.777
33.872 | 1350.937 | 33.757 | 32.917
33.986 | 1313.717 | 33.872 | 32.451
34.101 | 1277.896 | 33.986 | 31.846
34.215 | 1240.523 | 34.101 | 31.841
34.328 | 1201.75 | 34.215 | 32.307
34.442 | 1162.003 | 34.328 | 32.269
34.555 | 1122.84 | 34.442 | 31.449
34.667 | 1083.723 | 34.555 | 31.509
34.78 | 1050.262 | 34.667 | 30.746
34.892 | 1022.978 | 34.78 | 31.078
35.004 | 996.673 | 34.892 | 30.687
35.116 | 966.134 | 35.004 | 30.674
35.227 | 933.583 | 35.116 | 29.476
35.338 | 899.629 | 35.227 | 29.003
35.338 | 899.629 | 35.227 | 29.003
35.448 | 868.488 | 35.338 | 29.122
35.559 | 840.693 | 35.448 | 28.466
35.669 | 814.294 | 35.559 | 29.753
35.778 | 790.631 | 35.669 | 30.552
35.888 | 767.263 | 35.778 | 31.321
35.997 | 743.368 | 35.888 | 30.626
36.106 | 717.711 | 35.997 | 28.809
36.214 | 692.484 | 36.106 | 26.035
36.323 | 669.408 | 36.214 | 21.169
36.431 | 647.523 | 36.323 | 14.913
36.538 | 633.516 | 36.431 | 10.765

## Vivid V50 (hidden)
Selador | Lamp |  | Wattage
Vivid | Lumileds K2 |  | 122 |  | Note: Owing to the variability of LEDs, output data and color matches should be viewed as approximate
Note: All data taken with room temperature fixture
| Beam Angle | Field Angle
Horizontal | 12.6 | 24.8
| Accessory Lens | Candela | Field Lumens | Beam Lumens | Lens Efficiency | Efficacy
| V50 | 5400 | 1100 | 620 | 97.78% | 9.0164
| For Field diameter at any distance, multiply distance by |  |  |  | 0.43973
| For Beam diameter at any distance, multiply distance by |  |  |  | 0.2208
| Throw Distance (ft) | 10 | 15 | 20 | 25
| Throw Distance (m) | 3.048 | 4.572 | 6.096 | 7.62
| Field Diameter (ft) | 4.3973 | 6.5959 | 8.7946 | 10.9932
| Field Diameter (m) | 1.3403 | 2.0104 | 2.6806 | 3.3507
| Illuminance (fc) | 54 | 24 | 13.5 | 8.64
| Illuminance (lux) | 581.2506 | 258.3336 | 145.3126 | 93.0001
Test Distance | Iso-Illuminance Diagram grid lines
61 | 10 | 20 | 30 | 40
| 0.16393 | 0.32787 | 0.4918 | 0.65574
| Beam Angle | Field Angle
Vertical | 59.3 | 72.3
| For Field diameter at any distance, multiply distance by |  |  |  | 1.4611
| For Beam diameter at any distance, multiply distance by |  |  |  | 1.1385
| Throw Distance (ft) | 10 | 15 | 20 | 25
| Throw Distance (m) | 3.048 | 4.572 | 6.096 | 7.62
| Field Diameter (ft) | 14.611 | 21.9165 | 29.222 | 36.5275
| Field Diameter (m) | 4.4534 | 6.6802 | 8.9069 | 11.1336
| Illuminance (fc) | 54 | 24 | 13.5 | 8.64
| Illuminance (lux) | 581.2506 | 258.3336 | 145.3126 | 93.0001
| X |  | Y
-36.538 | 0 | -36.646 | 524.188
-36.431 | 0 | -36.538 | 533.056
-36.323 | 0 | -36.431 | 543.392
-36.214 | 4.176 | -36.323 | 561.736
-36.106 | 10.74 | -36.214 | 582.172
-35.997 | 18.221 | -36.106 | 603.191
-35.888 | 25.677 | -35.997 | 623.273
-35.778 | 30.535 | -35.888 | 643.791
-35.669 | 30.729 | -35.778 | 665.49
-35.559 | 32.126 | -35.669 | 686.682
-35.448 | 33.405 | -35.559 | 707.195
-35.338 | 32.811 | -35.448 | 728.767
-35.227 | 32.746 | -35.338 | 749.697
-35.116 | 32.856 | -35.227 | 770.796
-35.004 | 32.479 | -35.116 | 793.492
-34.892 | 33.175 | -35.004 | 815.229
-34.78 | 34.451 | -34.892 | 840.237
-34.667 | 34.688 | -34.78 | 869.987
-34.555 | 35.264 | -34.667 | 900.857
-34.442 | 35.664 | -34.555 | 933.823
-34.328 | 36.637 | -34.442 | 963.757
-34.215 | 37.467 | -34.328 | 994.32
-34.101 | 37.282 | -34.215 | 1026.243
-33.986 | 37.299 | -34.101 | 1056.925
-33.872 | 37.082 | -33.986 | 1088.119
-33.757 | 35.871 | -33.872 | 1128.079
-33.641 | 36.189 | -33.757 | 1171.889
-33.526 | 36.209 | -33.641 | 1212.031
-33.41 | 36.031 | -33.526 | 1255.363
-33.294 | 36.018 | -33.41 | 1296.664
-33.177 | 37.793 | -33.294 | 1337.396
-33.061 | 37.513 | -33.177 | 1379.384
-32.943 | 38.429 | -33.061 | 1420.768
-32.826 | 38.726 | -32.943 | 1460.229
-32.708 | 38.765 | -32.826 | 1506.05
-32.59 | 39.377 | -32.708 | 1551.432
-32.472 | 41.477 | -32.59 | 1592.521
-32.353 | 41.408 | -32.472 | 1637.148
-32.234 | 41.655 | -32.353 | 1682.076
-32.115 | 40.174 | -32.234 | 1729.819
-31.995 | 39.985 | -32.115 | 1776.611
-31.876 | 39.704 | -31.995 | 1829.526
-31.755 | 40.077 | -31.876 | 1882.638
-31.635 | 40.508 | -31.755 | 1935.136
-31.514 | 42.013 | -31.635 | 1982.609
-31.393 | 42.065 | -31.514 | 2036.317
-31.271 | 42.971 | -31.393 | 2086.438
-31.15 | 44.357 | -31.271 | 2134.815
-31.027 | 43.974 | -31.15 | 2187.338
-30.905 | 44.651 | -31.027 | 2238.717
-30.782 | 46.465 | -30.905 | 2283.015
-30.659 | 46.677 | -30.782 | 2330.3
-30.536 | 46.2 | -30.659 | 2376.161
-30.412 | 47.957 | -30.536 | 2416.765
-30.288 | 48.516 | -30.412 | 2462.577
-30.164 | 47.299 | -30.288 | 2512.471
-30.039 | 47.385 | -30.164 | 2567.346
-29.914 | 48.115 | -30.039 | 2618.208
-29.789 | 47.175 | -29.914 | 2667.005
-29.664 | 47.667 | -29.789 | 2716.707
-29.538 | 49.197 | -29.664 | 2757.915
-29.412 | 51.841 | -29.538 | 2798.109
-29.285 | 52.913 | -29.412 | 2841.857
-29.158 | 53.232 | -29.285 | 2881.246
-29.031 | 53.292 | -29.158 | 2921.334
-28.904 | 54.602 | -29.031 | 2957.121
-28.776 | 53.467 | -28.904 | 2989.877
-28.648 | 54.089 | -28.776 | 3027.764
-28.519 | 55.606 | -28.648 | 3070.47
-28.391 | 55.432 | -28.519 | 3113.867
-28.262 | 55.565 | -28.391 | 3154.895
-28.132 | 56.643 | -28.262 | 3193.775
-28.003 | 57.63 | -28.132 | 3230.641
-27.873 | 57.256 | -28.003 | 3261.665
-27.743 | 57.766 | -27.873 | 3286.469
-27.612 | 57.669 | -27.743 | 3311.171
-27.481 | 57.927 | -27.612 | 3329.907
-27.35 | 57.585 | -27.481 | 3344.517
-27.218 | 58.14 | -27.35 | 3362.285
-27.087 | 59.043 | -27.218 | 3381.55
-26.954 | 60.1 | -27.087 | 3403.513
-26.822 | 61.043 | -26.954 | 3424.081
-26.689 | 61.846 | -26.822 | 3444.234
-26.556 | 63.309 | -26.689 | 3462.212
-26.423 | 63.859 | -26.556 | 3484.754
-26.289 | 64.934 | -26.423 | 3502.865
-26.155 | 66.794 | -26.289 | 3519.104
-26.021 | 67.799 | -26.155 | 3529.432
-25.886 | 67.226 | -26.021 | 3539.427
-25.751 | 67.728 | -25.886 | 3549.043
-25.616 | 68.278 | -25.751 | 3564.887
-25.481 | 68.902 | -25.616 | 3579.924
-25.345 | 68.205 | -25.481 | 3594.735
-25.209 | 70.267 | -25.345 | 3606.842
-25.072 | 71.546 | -25.209 | 3616.943
-24.935 | 71.742 | -25.072 | 3629.344
-24.798 | 72.855 | -24.935 | 3640.698
-24.661 | 74.952 | -24.798 | 3653.158
-24.523 | 76.275 | -24.661 | 3666.459
-24.385 | 77.564 | -24.523 | 3681.252
-24.247 | 79.123 | -24.385 | 3692.88
-24.109 | 79.943 | -24.247 | 3703.387
-23.97 | 80.285 | -24.109 | 3713.912
-23.831 | 81.247 | -23.97 | 3722.158
-23.691 | 82.128 | -23.831 | 3731.087
-23.551 | 83.153 | -23.691 | 3743.847
-23.411 | 84.863 | -23.551 | 3756.714
-23.271 | 86.586 | -23.411 | 3767.047
-23.13 | 87.736 | -23.271 | 3776.889
-22.989 | 87.949 | -23.13 | 3791.273
-22.848 | 90.014 | -22.989 | 3805.682
-22.707 | 89.151 | -22.848 | 3817.876
-22.565 | 89.142 | -22.707 | 3829.067
-22.423 | 90.51 | -22.565 | 3841.009
-22.28 | 92.423 | -22.423 | 3847.612
-22.137 | 92.741 | -22.28 | 3856.267
-21.994 | 94.757 | -22.137 | 3868.396
-21.851 | 96.928 | -21.994 | 3885.068
-21.708 | 99.419 | -21.851 | 3905.41
-21.564 | 101.754 | -21.708 | 3926.821
-21.42 | 103.107 | -21.564 | 3946.33
-21.275 | 103.957 | -21.42 | 3959.392
-21.13 | 104.686 | -21.275 | 3974.267
-20.985 | 106.512 | -21.13 | 3990.283
-20.84 | 107.441 | -20.985 | 4005.089
-20.695 | 110.369 | -20.84 | 4021.194
-20.549 | 114.117 | -20.695 | 4031.696
-20.403 | 117.266 | -20.549 | 4044.214
-20.256 | 118.435 | -20.403 | 4054.147
-20.11 | 119.46 | -20.256 | 4066.439
-19.963 | 120.802 | -20.11 | 4078.858
-19.815 | 123.488 | -19.963 | 4096.573
-19.668 | 127.554 | -19.815 | 4108.158
-19.52 | 130.734 | -19.668 | 4123.395
-19.372 | 133.193 | -19.52 | 4138.474
-19.224 | 135.98 | -19.372 | 4158.826
-19.075 | 139.431 | -19.224 | 4181.625
-18.926 | 143.27 | -19.075 | 4204.162
-18.777 | 146.664 | -18.926 | 4224.708
-18.628 | 150.176 | -18.777 | 4250.087
-18.478 | 153.671 | -18.628 | 4268.252
-18.328 | 157.394 | -18.478 | 4276.825
-18.178 | 161.189 | -18.328 | 4290.662
-18.028 | 166.452 | -18.178 | 4305.789
-17.877 | 171.824 | -18.028 | 4321.066
-17.726 | 177.368 | -17.877 | 4335.386
-17.575 | 183.393 | -17.726 | 4352.865
-17.424 | 189.478 | -17.575 | 4372.707
-17.272 | 194.944 | -17.424 | 4390.134
-17.12 | 200.866 | -17.272 | 4404.682
-16.968 | 206.826 | -17.12 | 4419.107
-16.815 | 212.805 | -16.968 | 4435.894
-16.663 | 218.605 | -16.815 | 4456.681
-16.51 | 225.441 | -16.663 | 4479.315
-16.357 | 232.421 | -16.51 | 4494.999
-16.203 | 238.617 | -16.357 | 4516.003
-16.049 | 245.475 | -16.203 | 4541.602
-15.896 | 254.835 | -16.049 | 4565.213
-15.741 | 263.663 | -15.896 | 4583.957
-15.587 | 273.01 | -15.741 | 4593.4
-15.432 | 282.809 | -15.587 | 4613.025
-15.278 | 292.271 | -15.432 | 4631.524
-15.123 | 302.67 | -15.278 | 4645.508
-14.967 | 313.473 | -15.123 | 4661.853
-14.812 | 324.255 | -14.967 | 4686.046
-14.656 | 335.207 | -14.812 | 4699.255
-14.5 | 346.663 | -14.656 | 4714.04
-14.344 | 359.147 | -14.5 | 4731.78
-14.188 | 372.756 | -14.344 | 4744.09
-14.031 | 387.255 | -14.188 | 4761.617
-13.874 | 401.618 | -14.031 | 4788.966
-13.717 | 414.702 | -13.874 | 4812.491
-13.56 | 431.83 | -13.717 | 4834.463
-13.403 | 451.798 | -13.56 | 4845.885
-13.245 | 472.977 | -13.403 | 4857.594
-13.087 | 491.297 | -13.245 | 4869.941
-12.929 | 511.615 | -13.087 | 4878.117
-12.771 | 532.749 | -12.929 | 4894.032
-12.612 | 555.024 | -12.771 | 4912.852
-12.454 | 578.702 | -12.612 | 4926.499
-12.295 | 605.615 | -12.454 | 4934.943
-12.136 | 634.075 | -12.295 | 4951.665
-11.976 | 660.306 | -12.136 | 4964.196
-11.817 | 688.816 | -11.976 | 4978.506
-11.657 | 720.65 | -11.817 | 4990.258
-11.498 | 752.065 | -11.657 | 5007.362
-11.338 | 786.138 | -11.498 | 5019.641
-11.178 | 823.95 | -11.338 | 5036.244
-11.017 | 863.69 | -11.178 | 5052.284
-10.857 | 902.593 | -11.017 | 5065.004
-10.696 | 939.921 | -10.857 | 5075.286
-10.535 | 987.203 | -10.696 | 5083.125
-10.374 | 1034.859 | -10.535 | 5093.069
-10.213 | 1084.83 | -10.374 | 5107.854
-10.052 | 1135.41 | -10.213 | 5117.897
-9.89 | 1186.96 | -10.052 | 5120.783
-9.729 | 1238.323 | -9.89 | 5138.049
-9.567 | 1296.047 | -9.729 | 5147.584
-9.405 | 1358.797 | -9.567 | 5161.575
-9.243 | 1422.61 | -9.405 | 5171.088
-9.08 | 1488.852 | -9.243 | 5177.928
-8.918 | 1558.151 | -9.08 | 5182.265
-8.755 | 1627.456 | -8.918 | 5196.374
-8.593 | 1698.727 | -8.755 | 5195.981
-8.43 | 1770.344 | -8.593 | 5203.12
-8.267 | 1843.964 | -8.43 | 5218.157
-8.104 | 1920.155 | -8.267 | 5228.274
-7.94 | 2000.443 | -8.104 | 5234.138
-7.777 | 2083.997 | -7.94 | 5238.141
-7.614 | 2171.377 | -7.777 | 5242.979
-7.45 | 2261.014 | -7.614 | 5243.262
-7.286 | 2351.419 | -7.45 | 5249.669
-7.122 | 2443.867 | -7.286 | 5261.398
-6.958 | 2537.322 | -7.122 | 5269.748
-6.794 | 2632.18 | -6.958 | 5277.207
-6.63 | 2732.858 | -6.794 | 5280.818
-6.466 | 2834.799 | -6.63 | 5285.751
-6.301 | 2933.461 | -6.466 | 5283.779
-6.137 | 3032.277 | -6.301 | 5292.189
-5.972 | 3133.481 | -6.137 | 5295.488
-5.807 | 3234.926 | -5.972 | 5297.666
-5.642 | 3338.998 | -5.807 | 5301.262
-5.478 | 3444.404 | -5.642 | 5302.289
-5.313 | 3546.954 | -5.478 | 5291.569
-5.147 | 3645.855 | -5.313 | 5282.172
-4.982 | 3737.417 | -5.147 | 5272.763
-4.817 | 3837.374 | -4.982 | 5263.013
-4.652 | 3931.308 | -4.817 | 5264.411
-4.486 | 4029.843 | -4.652 | 5273.561
-4.321 | 4131.901 | -4.486 | 5284.712
-4.155 | 4236.636 | -4.321 | 5301.305
-3.989 | 4325.554 | -4.155 | 5309.164
-3.824 | 4418.195 | -3.989 | 5315.357
-3.658 | 4505.407 | -3.824 | 5315.952
-3.492 | 4588.664 | -3.658 | 5320.323
-3.326 | 4679.077 | -3.492 | 5322.404
-3.16 | 4762.004 | -3.326 | 5329.099
-2.994 | 4845.277 | -3.16 | 5333.756
-2.828 | 4927.275 | -2.994 | 5336.472
-2.662 | 4999.663 | -2.828 | 5343.454
-2.496 | 5055.46 | -2.662 | 5348.113
-2.33 | 5109.621 | -2.496 | 5355.657
-2.163 | 5160.355 | -2.33 | 5357.708
-1.997 | 5207.498 | -2.163 | 5358.096
-1.831 | 5246.569 | -1.997 | 5354.568
-1.664 | 5274.523 | -1.831 | 5355.378
-1.498 | 5300.763 | -1.664 | 5354.242
-1.332 | 5331.514 | -1.498 | 5350.072
-1.165 | 5356.015 | -1.332 | 5340.275
-0.999 | 5370.32 | -1.165 | 5342.81
-0.832 | 5370.716 | -0.999 | 5345.785
-0.666 | 5373.557 | -0.832 | 5357.249
-0.499 | 5376.952 | -0.666 | 5372.851
-0.333 | 5376.402 | -0.499 | 5378.936
-0.166 | 5375.225 | -0.333 | 5372.187
0 | 5367.262 | -0.166 | 5366.052
0.166 | 5350.662 | 0 | 5367.262
0.333 | 5322.679 | 0.166 | 5361.132
0.499 | 5289.201 | 0.333 | 5358.322
0.666 | 5254.936 | 0.499 | 5348.477
0.832 | 5227.073 | 0.666 | 5342.237
0.999 | 5194.852 | 0.832 | 5347.806
1.165 | 5155.292 | 0.999 | 5359.731
1.332 | 5113.805 | 1.165 | 5359.984
1.498 | 5063.23 | 1.332 | 5363.521
1.664 | 5008.788 | 1.498 | 5364.026
1.831 | 4955.075 | 1.664 | 5363.101
1.997 | 4900.444 | 1.831 | 5356.085
2.163 | 4832.048 | 1.997 | 5354.663
2.33 | 4761.568 | 2.163 | 5349.248
2.496 | 4690.986 | 2.33 | 5340.713
2.662 | 4612.986 | 2.496 | 5327.869
2.828 | 4528.015 | 2.662 | 5323.242
2.994 | 4449.307 | 2.828 | 5322.381
3.16 | 4363.608 | 2.994 | 5324.486
3.326 | 4267.086 | 3.16 | 5318.085
3.492 | 4174.466 | 3.326 | 5322.928
3.658 | 4081.294 | 3.492 | 5321.138
3.824 | 3982.975 | 3.658 | 5317.656
3.989 | 3890.365 | 3.824 | 5302.935
4.155 | 3804.811 | 3.989 | 5304.273
4.321 | 3714.858 | 4.155 | 5293.153
4.486 | 3614.158 | 4.321 | 5284.975
4.652 | 3514.68 | 4.486 | 5284.962
4.817 | 3412.661 | 4.652 | 5294.38
4.982 | 3314.395 | 4.817 | 5296.655
5.147 | 3216.833 | 4.982 | 5297.712
5.313 | 3122.21 | 5.147 | 5300.173
5.478 | 3022.657 | 5.313 | 5300.138
5.642 | 2924.908 | 5.478 | 5297.06
5.807 | 2824.971 | 5.642 | 5296.503
5.972 | 2722.25 | 5.807 | 5295.007
6.137 | 2625.733 | 5.972 | 5301.097
6.301 | 2537.45 | 6.137 | 5298.03
6.466 | 2451.546 | 6.301 | 5297.472
6.63 | 2365.221 | 6.466 | 5292.546
6.794 | 2277.474 | 6.63 | 5291.218
6.958 | 2192.095 | 6.794 | 5279.182
7.122 | 2107.954 | 6.958 | 5272.801
7.286 | 2023.974 | 7.122 | 5263.873
7.45 | 1942.008 | 7.286 | 5250.906
7.614 | 1864.348 | 7.45 | 5249.708
7.777 | 1784.199 | 7.614 | 5246.65
7.94 | 1707.456 | 7.777 | 5243.763
8.104 | 1636.916 | 7.94 | 5233.587
8.267 | 1573.305 | 8.104 | 5222.208
8.43 | 1511.384 | 8.267 | 5211.725
8.593 | 1449.733 | 8.43 | 5202.238
8.755 | 1389.24 | 8.593 | 5194.224
8.918 | 1329.271 | 8.755 | 5191.28
9.08 | 1272.102 | 8.918 | 5179.167
9.243 | 1217.264 | 9.08 | 5166.797
9.405 | 1165.577 | 9.243 | 5163.43
9.567 | 1116.534 | 9.405 | 5156.868
9.729 | 1068.789 | 9.567 | 5150.497
9.89 | 1022.524 | 9.729 | 5145.692
10.052 | 977.9 | 9.89 | 5131.427
10.213 | 936.525 | 10.052 | 5114.71
10.374 | 896.425 | 10.213 | 5109.634
10.535 | 858.447 | 10.374 | 5106.632
10.696 | 820.569 | 10.535 | 5101.598
10.857 | 785.465 | 10.696 | 5096.632
11.017 | 750.909 | 10.857 | 5080.662
11.178 | 718.921 | 11.017 | 5060.527
11.338 | 689.229 | 11.178 | 5045.558
11.498 | 659.754 | 11.338 | 5038.692
11.657 | 631.632 | 11.498 | 5022.478
11.817 | 606.68 | 11.657 | 5010.387
11.976 | 582.507 | 11.817 | 5001.3
12.136 | 558.566 | 11.976 | 4996.678
12.295 | 535.776 | 12.136 | 4981.012
12.454 | 514.04 | 12.295 | 4975.238
12.612 | 493.547 | 12.454 | 4960.607
12.771 | 474.24 | 12.612 | 4945.029
12.929 | 455.591 | 12.771 | 4923.665
13.087 | 438.096 | 12.929 | 4902.332
13.245 | 422.134 | 13.087 | 4870.791
13.403 | 406.863 | 13.245 | 4848.252
13.56 | 392.369 | 13.403 | 4826.228
13.717 | 377.907 | 13.56 | 4812.464
13.874 | 363.311 | 13.717 | 4795.401
14.031 | 350.541 | 13.874 | 4787.523
14.188 | 339.817 | 14.031 | 4780.237
14.344 | 329.599 | 14.188 | 4771.306
14.5 | 317.663 | 14.344 | 4759.105
14.656 | 307.008 | 14.5 | 4751.408
14.812 | 296.502 | 14.656 | 4741.101
14.967 | 286.295 | 14.812 | 4716.561
15.123 | 275.835 | 14.967 | 4700.788
15.278 | 267.649 | 15.123 | 4689.324
15.432 | 259.772 | 15.278 | 4675.334
15.587 | 252.183 | 15.432 | 4654.71
15.741 | 245.505 | 15.587 | 4632.913
15.896 | 239.958 | 15.741 | 4615.707
16.049 | 233.98 | 15.896 | 4599.369
16.203 | 227.483 | 16.049 | 4577.245
16.357 | 221.347 | 16.203 | 4554.825
16.51 | 215.185 | 16.357 | 4529.43
16.663 | 210.125 | 16.51 | 4513.283
16.815 | 204.673 | 16.663 | 4498.228
16.968 | 198.392 | 16.815 | 4487.467
17.12 | 192.323 | 16.968 | 4474.622
17.272 | 187.672 | 17.12 | 4458.826
17.424 | 183.089 | 17.272 | 4441.258
17.575 | 178.551 | 17.424 | 4418.72
17.726 | 174.786 | 17.575 | 4396.457
17.877 | 172.554 | 17.726 | 4380.8
18.028 | 169.047 | 17.877 | 4370.428
18.178 | 165.525 | 18.028 | 4358.991
18.328 | 162.566 | 18.178 | 4351.64
18.478 | 158.901 | 18.328 | 4337.568
18.628 | 154.053 | 18.478 | 4325.552
18.777 | 150.282 | 18.628 | 4311.438
18.926 | 147.055 | 18.777 | 4295.612
19.075 | 144.695 | 18.926 | 4277.316
19.224 | 142.594 | 19.075 | 4262.695
19.372 | 141.234 | 19.224 | 4246.002
19.52 | 139.434 | 19.372 | 4227.058
19.668 | 136.781 | 19.52 | 4208.054
19.815 | 133.725 | 19.668 | 4190.015
19.963 | 131.366 | 19.815 | 4171.848
20.11 | 130.077 | 19.963 | 4157.593
20.256 | 127.096 | 20.11 | 4141.962
20.403 | 123.427 | 20.256 | 4121.66
20.549 | 118.74 | 20.403 | 4101.443
20.695 | 116.403 | 20.549 | 4085.002
20.84 | 114.917 | 20.695 | 4070.248
20.985 | 113.541 | 20.84 | 4059.625
21.13 | 112.699 | 20.985 | 4051.292
21.275 | 112.441 | 21.13 | 4037.28
21.42 | 112.443 | 21.275 | 4022.015
21.564 | 112.28 | 21.42 | 4007.092
21.708 | 111.189 | 21.564 | 3987.439
21.851 | 108.662 | 21.708 | 3969.314
21.994 | 106.144 | 21.851 | 3947.625
22.137 | 104.571 | 21.994 | 3933.368
22.28 | 103.687 | 22.137 | 3926.368
22.423 | 103.353 | 22.28 | 3917.112
22.565 | 102.292 | 22.423 | 3901.449
22.707 | 100.642 | 22.565 | 3885.035
22.848 | 99.371 | 22.707 | 3871.043
22.989 | 97.898 | 22.848 | 3858.399
23.13 | 97.618 | 22.989 | 3846.185
23.271 | 96.746 | 23.13 | 3833.914
23.411 | 93.993 | 23.271 | 3823.553
23.551 | 91.174 | 23.411 | 3812.255
23.691 | 89.827 | 23.551 | 3794.342
23.831 | 88.571 | 23.691 | 3782.191
23.97 | 87.533 | 23.831 | 3770.028
24.109 | 87.391 | 23.97 | 3755.176
24.247 | 86.167 | 24.109 | 3739.816
24.385 | 84.556 | 24.247 | 3724.041
24.523 | 82.682 | 24.385 | 3710.22
24.661 | 82.523 | 24.523 | 3700.473
24.798 | 82.873 | 24.661 | 3692.273
24.935 | 82.817 | 24.798 | 3686.348
25.072 | 81.477 | 24.935 | 3677.426
25.209 | 81.133 | 25.072 | 3661.961
25.345 | 79.856 | 25.209 | 3642.408
25.481 | 78.105 | 25.345 | 3629.319
25.616 | 77.174 | 25.481 | 3617.677
25.751 | 77.463 | 25.616 | 3603.1
25.886 | 77.047 | 25.751 | 3585.192
26.021 | 76.813 | 25.886 | 3569.261
26.155 | 75.944 | 26.021 | 3554.827
26.289 | 74.434 | 26.155 | 3541.693
26.423 | 72.86 | 26.289 | 3531.17
26.556 | 71.622 | 26.423 | 3521.398
26.689 | 71.632 | 26.556 | 3498.503
26.822 | 72.179 | 26.689 | 3474.806
26.954 | 71.76 | 26.822 | 3457.247
27.087 | 70.986 | 26.954 | 3442.768
27.218 | 69.855 | 27.087 | 3424.428
27.35 | 67.954 | 27.218 | 3406.851
27.481 | 66.612 | 27.35 | 3387.213
27.612 | 66.604 | 27.481 | 3359.238
27.743 | 65.853 | 27.612 | 3329.496
27.873 | 64.821 | 27.743 | 3299.04
28.003 | 65.055 | 27.873 | 3269.574
28.132 | 65.708 | 28.003 | 3236.231
28.262 | 65.361 | 28.132 | 3199.692
28.391 | 65.599 | 28.262 | 3157.271
28.519 | 65.361 | 28.391 | 3114.897
28.648 | 64.077 | 28.519 | 3077.04
28.776 | 62.133 | 28.648 | 3035.285
28.904 | 59.889 | 28.776 | 2998.396
29.031 | 58.485 | 28.904 | 2954.831
29.158 | 57.642 | 29.031 | 2912.787
29.285 | 57.454 | 29.158 | 2866.756
29.412 | 58.419 | 29.285 | 2825.373
29.538 | 59.969 | 29.412 | 2779.631
29.664 | 59.903 | 29.538 | 2735.36
29.789 | 58.466 | 29.664 | 2687.345
29.914 | 56.783 | 29.789 | 2644.266
30.039 | 55.116 | 29.914 | 2606.532
30.164 | 54.676 | 30.039 | 2559.887
30.288 | 55.476 | 30.164 | 2514.765
30.412 | 56.966 | 30.288 | 2468.813
30.536 | 57.78 | 30.412 | 2415.333
30.659 | 57.432 | 30.536 | 2358.686
30.782 | 56.359 | 30.659 | 2304.678
30.905 | 54.583 | 30.782 | 2247.235
31.027 | 52.854 | 30.905 | 2196.974
31.15 | 53.241 | 31.027 | 2146.95
31.271 | 53.08 | 31.15 | 2097.012
31.393 | 52.06 | 31.271 | 2048.384
31.514 | 51.339 | 31.393 | 2001.726
31.635 | 50.457 | 31.514 | 1949.552
31.755 | 48.824 | 31.635 | 1903.076
31.876 | 47.552 | 31.755 | 1847.6
31.995 | 48.363 | 31.876 | 1786.974
32.115 | 49.056 | 31.995 | 1732.174
32.234 | 49.438 | 32.115 | 1684.589
32.353 | 49.696 | 32.234 | 1636.237
32.472 | 50.686 | 32.353 | 1590.655
32.59 | 51.015 | 32.472 | 1548.002
32.708 | 49.617 | 32.59 | 1502.225
32.826 | 48.336 | 32.708 | 1455.272
32.943 | 47.399 | 32.826 | 1411.693
33.061 | 46.713 | 32.943 | 1368.884
33.177 | 46.705 | 33.061 | 1323.422
33.294 | 47.186 | 33.177 | 1281.161
33.41 | 45.932 | 33.294 | 1236.787
33.526 | 43.912 | 33.41 | 1194.505
33.641 | 43.064 | 33.526 | 1154.998
33.757 | 42.441 | 33.641 | 1118.038
33.872 | 41.779 | 33.757 | 1081.2
33.986 | 42.082 | 33.872 | 1045.353
34.101 | 43.059 | 33.986 | 1014.491
34.215 | 44.313 | 34.101 | 980.783
34.328 | 44.493 | 34.215 | 944.363
34.442 | 44.368 | 34.328 | 912.106
34.555 | 44.071 | 34.442 | 879.271
34.667 | 42.194 | 34.555 | 849.504
34.78 | 40.681 | 34.667 | 816.194
34.892 | 40.985 | 34.78 | 786.767
35.004 | 41.743 | 34.892 | 755.674
35.116 | 41.567 | 35.004 | 728.897
35.227 | 41.912 | 35.116 | 703.216
35.338 | 43.104 | 35.227 | 677.665
35.338 | 43.104 | 35.227 | 677.665
35.448 | 43.599 | 35.338 | 655.199
35.559 | 44.027 | 35.448 | 635.29
35.669 | 44.636 | 35.559 | 615.989
35.778 | 45.964 | 35.669 | 595.027
35.888 | 45.796 | 35.778 | 575.348
35.997 | 43.681 | 35.888 | 554.818
36.106 | 40.644 | 35.997 | 535.335
36.214 | 38.126 | 36.106 | 514.634
36.323 | 36.681 | 36.214 | 429.848
36.431 | 36.175 | 36.323 | 306.063
36.538 | 37.104 | 36.431 | 215.762

## Vivid H60 (hidden)
Selador | Lamp |  | Wattage
Vivid | Lumileds K2 |  | 122 |  | Note: Owing to the variability of LEDs, output data and color matches should be viewed as approximate
Note: All data taken with room temperature fixture
| Beam Angle | Field Angle
Horizontal | 51.4 | 68.2
| Accessory Lens | Candela | Field Lumens | Beam Lumens | Lens Efficiency | Efficacy
| H60 | 7240 | 1100 | 600 | 97.78% | 9.0164
| For Field diameter at any distance, multiply distance by |  |  |  | 1.3541
| For Beam diameter at any distance, multiply distance by |  |  |  | 0.96253
| Throw Distance (ft) | 10 | 15 | 20 | 25
| Throw Distance (m) | 3.048 | 4.572 | 6.096 | 7.62
| Field Diameter (ft) | 13.541 | 20.3115 | 27.082 | 33.8525
| Field Diameter (m) | 4.1273 | 6.191 | 8.2546 | 10.3183
| Illuminance (fc) | 72.4 | 32.1778 | 18.1 | 11.584
| Illuminance (lux) | 779.3064 | 346.3584 | 194.8266 | 124.689
Test Distance | Iso-Illuminance Diagram grid lines
61 | 10 | 20 | 30 | 40
| 0.16393 | 0.32787 | 0.4918 | 0.65574
| Beam Angle | Field Angle
Vertical | 10 | 21.6
| For Field diameter at any distance, multiply distance by |  |  |  | 0.38152
| For Beam diameter at any distance, multiply distance by |  |  |  | 0.17498
| Throw Distance (ft) | 10 | 15 | 20 | 25
| Throw Distance (m) | 3.048 | 4.572 | 6.096 | 7.62
| Field Diameter (ft) | 3.8152 | 5.7228 | 7.6304 | 9.538
| Field Diameter (m) | 1.1629 | 1.7443 | 2.3257 | 2.9072
| Illuminance (fc) | 72.4 | 32.1778 | 18.1 | 11.584
| Illuminance (lux) | 779.3064 | 346.3584 | 194.8266 | 124.689
| X |  | Y
-36.538 | 0 | -36.646 | 40.437
-36.431 | 0 | -36.538 | 41.608
-36.323 | 0 | -36.431 | 42.289
-36.214 | 53.667 | -36.323 | 42.405
-36.106 | 146.269 | -36.214 | 43.755
-35.997 | 241.38 | -36.106 | 45.164
-35.888 | 339.683 | -35.997 | 45.554
-35.778 | 404.851 | -35.888 | 43.823
-35.669 | 418.653 | -35.778 | 43.928
-35.559 | 432.868 | -35.669 | 44.138
-35.448 | 449.007 | -35.559 | 43.389
-35.338 | 463.427 | -35.448 | 43.352
-35.227 | 478.809 | -35.338 | 42.752
-35.116 | 495.662 | -35.227 | 43.242
-35.004 | 514.003 | -35.116 | 42.856
-34.892 | 531.843 | -35.004 | 43.617
-34.78 | 550.221 | -34.892 | 44.579
-34.667 | 571.356 | -34.78 | 44.226
-34.555 | 594.499 | -34.667 | 44.011
-34.442 | 616.836 | -34.555 | 44.174
-34.328 | 639.527 | -34.442 | 45.66
-34.215 | 661.118 | -34.328 | 46.525
-34.101 | 685.013 | -34.215 | 48.022
-33.986 | 708.776 | -34.101 | 47.526
-33.872 | 736.305 | -33.986 | 47.635
-33.757 | 761.615 | -33.872 | 48.176
-33.641 | 788.4 | -33.757 | 47.883
-33.526 | 816.873 | -33.641 | 46.765
-33.41 | 845.963 | -33.526 | 45.854
-33.294 | 876.119 | -33.41 | 46.359
-33.177 | 908.694 | -33.294 | 46.631
-33.061 | 939.512 | -33.177 | 47.42
-32.943 | 970.27 | -33.061 | 48.041
-32.826 | 1003.444 | -32.943 | 49.883
-32.708 | 1037.308 | -32.826 | 50.296
-32.59 | 1071.597 | -32.708 | 50.929
-32.472 | 1108.18 | -32.59 | 51.206
-32.353 | 1147.218 | -32.472 | 52.211
-32.234 | 1184.869 | -32.353 | 52.67
-32.115 | 1220.145 | -32.234 | 54.857
-31.995 | 1259.513 | -32.115 | 56.4
-31.876 | 1299.156 | -31.995 | 56.679
-31.755 | 1341.521 | -31.876 | 56.676
-31.635 | 1386.05 | -31.755 | 58.254
-31.514 | 1431.208 | -31.635 | 57.811
-31.393 | 1471.869 | -31.514 | 57.556
-31.271 | 1516.726 | -31.393 | 58.928
-31.15 | 1561.046 | -31.271 | 60.257
-31.027 | 1605.772 | -31.15 | 60.329
-30.905 | 1652.863 | -31.027 | 62.097
-30.782 | 1698.23 | -30.905 | 62.916
-30.659 | 1746.806 | -30.782 | 62.584
-30.536 | 1795.51 | -30.659 | 61.566
-30.412 | 1842.674 | -30.536 | 61.391
-30.288 | 1890.27 | -30.412 | 61.693
-30.164 | 1934.398 | -30.288 | 62.644
-30.039 | 1985.327 | -30.164 | 63.97
-29.914 | 2040.871 | -30.039 | 64.023
-29.789 | 2099.402 | -29.914 | 64.543
-29.664 | 2155.741 | -29.789 | 64.242
-29.538 | 2214.372 | -29.664 | 64.234
-29.412 | 2266.412 | -29.538 | 64.371
-29.285 | 2321.276 | -29.412 | 64.996
-29.158 | 2380.735 | -29.285 | 66.134
-29.031 | 2441.601 | -29.158 | 66.691
-28.904 | 2501.47 | -29.031 | 67.414
-28.776 | 2559.871 | -28.904 | 66.995
-28.648 | 2620.884 | -28.776 | 67.287
-28.519 | 2675.708 | -28.648 | 67.35
-28.391 | 2730.713 | -28.519 | 67.357
-28.262 | 2784.921 | -28.391 | 66.524
-28.132 | 2844.708 | -28.262 | 67.119
-28.003 | 2901.619 | -28.132 | 67.627
-27.873 | 2960.654 | -28.003 | 69.128
-27.743 | 3019.535 | -27.873 | 70.149
-27.612 | 3080.018 | -27.743 | 71.382
-27.481 | 3136.979 | -27.612 | 71.702
-27.35 | 3193.421 | -27.481 | 71.037
-27.218 | 3253.69 | -27.35 | 71.601
-27.087 | 3313.774 | -27.218 | 73.164
-26.954 | 3371.466 | -27.087 | 74.121
-26.822 | 3431.354 | -26.954 | 73.214
-26.689 | 3482.827 | -26.822 | 73.01
-26.556 | 3535.913 | -26.689 | 72.862
-26.423 | 3586.638 | -26.556 | 73.567
-26.289 | 3641.008 | -26.423 | 74.4
-26.155 | 3699.883 | -26.289 | 74.989
-26.021 | 3755.307 | -26.155 | 75.786
-25.886 | 3808.469 | -26.021 | 77.68
-25.751 | 3864.847 | -25.886 | 78.409
-25.616 | 3920.039 | -25.751 | 78.663
-25.481 | 3964.08 | -25.616 | 79.098
-25.345 | 4017.466 | -25.481 | 79.479
-25.209 | 4071.839 | -25.345 | 79.701
-25.072 | 4121.287 | -25.209 | 80.36
-24.935 | 4176.349 | -25.072 | 81.323
-24.798 | 4228.301 | -24.935 | 82.382
-24.661 | 4275.245 | -24.798 | 83.434
-24.523 | 4320.093 | -24.661 | 85.292
-24.385 | 4368.546 | -24.523 | 85.695
-24.247 | 4414.131 | -24.385 | 85.465
-24.109 | 4461.514 | -24.247 | 86.645
-23.97 | 4507.182 | -24.109 | 88.219
-23.831 | 4553.094 | -23.97 | 89.583
-23.691 | 4589.516 | -23.831 | 90.49
-23.551 | 4623.396 | -23.691 | 91.218
-23.411 | 4657.402 | -23.551 | 92.312
-23.271 | 4695.615 | -23.411 | 94.314
-23.13 | 4729.221 | -23.271 | 94.679
-22.989 | 4770.607 | -23.13 | 94.381
-22.848 | 4812.88 | -22.989 | 95.283
-22.707 | 4855.693 | -22.848 | 96.642
-22.565 | 4898.292 | -22.707 | 97.751
-22.423 | 4942.153 | -22.565 | 99.919
-22.28 | 4979.492 | -22.423 | 101.156
-22.137 | 5015.194 | -22.28 | 101.4
-21.994 | 5053.845 | -22.137 | 102.027
-21.851 | 5090.244 | -21.994 | 103.871
-21.708 | 5118.231 | -21.851 | 106.253
-21.564 | 5147.77 | -21.708 | 109.168
-21.42 | 5183.764 | -21.564 | 111.308
-21.275 | 5224.392 | -21.42 | 111.356
-21.13 | 5251.472 | -21.275 | 111.994
-20.985 | 5280.942 | -21.13 | 113.239
-20.84 | 5312.571 | -20.985 | 113.635
-20.695 | 5349.093 | -20.84 | 115.525
-20.549 | 5378.736 | -20.695 | 118.243
-20.403 | 5412.795 | -20.549 | 120.946
-20.256 | 5443.058 | -20.403 | 123.682
-20.11 | 5467.35 | -20.256 | 126.588
-19.963 | 5491.624 | -20.11 | 127.543
-19.815 | 5516.317 | -19.963 | 128.725
-19.668 | 5542.639 | -19.815 | 130.382
-19.52 | 5575.747 | -19.668 | 132.693
-19.372 | 5599.372 | -19.52 | 134.423
-19.224 | 5625.825 | -19.372 | 137.372
-19.075 | 5661.115 | -19.224 | 141.62
-18.926 | 5689.112 | -19.075 | 145.508
-18.777 | 5710.795 | -18.926 | 149.399
-18.628 | 5732.762 | -18.777 | 152.529
-18.478 | 5757.292 | -18.628 | 155.263
-18.328 | 5782.518 | -18.478 | 158.454
-18.178 | 5801.986 | -18.328 | 162.901
-18.028 | 5811.974 | -18.178 | 167.393
-17.877 | 5822.201 | -18.028 | 171.82
-17.726 | 5836.308 | -17.877 | 177.487
-17.575 | 5851.538 | -17.726 | 183.216
-17.424 | 5871.201 | -17.575 | 188.808
-17.272 | 5886.985 | -17.424 | 194.484
-17.12 | 5905.848 | -17.272 | 200.375
-16.968 | 5920.425 | -17.12 | 205.585
-16.815 | 5937.465 | -16.968 | 211.643
-16.663 | 5951.771 | -16.815 | 219.153
-16.51 | 5964.402 | -16.663 | 226.825
-16.357 | 5983.23 | -16.51 | 233.945
-16.203 | 6007.545 | -16.357 | 242.091
-16.049 | 6029.039 | -16.203 | 251.474
-15.896 | 6049.298 | -16.049 | 260.966
-15.741 | 6067.821 | -15.896 | 270.633
-15.587 | 6079.307 | -15.741 | 279.297
-15.432 | 6096.284 | -15.587 | 287.478
-15.278 | 6116.485 | -15.432 | 296.435
-15.123 | 6140.654 | -15.278 | 304.507
-14.967 | 6170.101 | -15.123 | 311.679
-14.812 | 6207.726 | -14.967 | 320.876
-14.656 | 6235.096 | -14.812 | 331.6
-14.5 | 6264.971 | -14.656 | 343.062
-14.344 | 6293.731 | -14.5 | 354.733
-14.188 | 6319.294 | -14.344 | 366.319
-14.031 | 6331.199 | -14.188 | 376.795
-13.874 | 6347.871 | -14.031 | 388.988
-13.717 | 6368.576 | -13.874 | 400.513
-13.56 | 6384.991 | -13.717 | 415.679
-13.403 | 6401.181 | -13.56 | 428.488
-13.245 | 6425.133 | -13.403 | 443.49
-13.087 | 6446.339 | -13.245 | 457.946
-12.929 | 6465.726 | -13.087 | 473.385
-12.771 | 6483.634 | -12.929 | 488.134
-12.612 | 6504.178 | -12.771 | 506.743
-12.454 | 6522.656 | -12.612 | 524.881
-12.295 | 6538.201 | -12.454 | 542.285
-12.136 | 6550.568 | -12.295 | 558.715
-11.976 | 6564.725 | -12.136 | 577.076
-11.817 | 6578.122 | -11.976 | 598.438
-11.657 | 6590.889 | -11.817 | 618.739
-11.498 | 6596.382 | -11.657 | 639.813
-11.338 | 6603.968 | -11.498 | 661.051
-11.178 | 6619.837 | -11.338 | 684.859
-11.017 | 6639.919 | -11.178 | 710.014
-10.857 | 6646.136 | -11.017 | 736.734
-10.696 | 6649.311 | -10.857 | 766.723
-10.535 | 6658.19 | -10.696 | 795.686
-10.374 | 6663.409 | -10.535 | 826.459
-10.213 | 6668.088 | -10.374 | 857.434
-10.052 | 6684.097 | -10.213 | 891.091
-9.89 | 6697.266 | -10.052 | 924.804
-9.729 | 6703.943 | -9.89 | 959.394
-9.567 | 6718.896 | -9.729 | 996.152
-9.405 | 6743.045 | -9.567 | 1038.254
-9.243 | 6765.188 | -9.405 | 1084.726
-9.08 | 6784.721 | -9.243 | 1130.437
-8.918 | 6807.354 | -9.08 | 1180.403
-8.755 | 6818.361 | -8.918 | 1232.177
-8.593 | 6833.158 | -8.755 | 1286.25
-8.43 | 6842.412 | -8.593 | 1344.648
-8.267 | 6852.66 | -8.43 | 1406.866
-8.104 | 6871.014 | -8.267 | 1472.499
-7.94 | 6889.379 | -8.104 | 1544.409
-7.777 | 6898.444 | -7.94 | 1612.352
-7.614 | 6914.262 | -7.777 | 1688.05
-7.45 | 6938.925 | -7.614 | 1767.586
-7.286 | 6952.417 | -7.45 | 1851.693
-7.122 | 6964.067 | -7.286 | 1941.771
-6.958 | 6987.941 | -7.122 | 2039.19
-6.794 | 7001.428 | -6.958 | 2134.771
-6.63 | 7017.832 | -6.794 | 2240.038
-6.466 | 7047.003 | -6.63 | 2348.312
-6.301 | 7059.385 | -6.466 | 2456.561
-6.137 | 7056.603 | -6.301 | 2577.299
-5.972 | 7065.758 | -6.137 | 2700.934
-5.807 | 7081.048 | -5.972 | 2829.947
-5.642 | 7091.023 | -5.807 | 2970.996
-5.478 | 7104.417 | -5.642 | 3107.727
-5.313 | 7121.553 | -5.478 | 3238.132
-5.147 | 7129.065 | -5.313 | 3371.509
-4.982 | 7131.24 | -5.147 | 3508.091
-4.817 | 7141.563 | -4.982 | 3646.648
-4.652 | 7146.036 | -4.817 | 3791.137
-4.486 | 7154.89 | -4.652 | 3949.72
-4.321 | 7167.062 | -4.486 | 4104.269
-4.155 | 7176.683 | -4.321 | 4270.748
-3.989 | 7179.879 | -4.155 | 4443.13
-3.824 | 7190.024 | -3.989 | 4614.905
-3.658 | 7194.943 | -3.824 | 4773.608
-3.492 | 7205.424 | -3.658 | 4948.725
-3.326 | 7224.811 | -3.492 | 5112.208
-3.16 | 7231.638 | -3.326 | 5278.787
-2.994 | 7240.266 | -3.16 | 5441.669
-2.828 | 7248.185 | -2.994 | 5595.646
-2.662 | 7256.336 | -2.828 | 5745.106
-2.496 | 7251.332 | -2.662 | 5888.859
-2.33 | 7249.095 | -2.496 | 6031.745
-2.163 | 7250.48 | -2.33 | 6156.283
-1.997 | 7252.601 | -2.163 | 6278.249
-1.831 | 7241.667 | -1.997 | 6384.245
-1.664 | 7232.754 | -1.831 | 6500.326
-1.498 | 7222.52 | -1.664 | 6610.701
-1.332 | 7226.558 | -1.498 | 6698.91
-1.165 | 7224.633 | -1.332 | 6785.911
-0.999 | 7211.1 | -1.165 | 6878.143
-0.832 | 7177.666 | -0.999 | 6954.547
-0.666 | 7162.008 | -0.832 | 7024.675
-0.499 | 7159.352 | -0.666 | 7094.83
-0.333 | 7165.478 | -0.499 | 7139.707
-0.166 | 7168.257 | -0.333 | 7153.883
0 | 7161.225 | -0.166 | 7154.374
0.166 | 7151.303 | 0 | 7161.225
0.333 | 7138.988 | 0.166 | 7150.598
0.499 | 7127.234 | 0.333 | 7141.124
0.666 | 7123.479 | 0.499 | 7112.377
0.832 | 7128.984 | 0.666 | 7086.037
0.999 | 7127.611 | 0.832 | 7043.713
1.165 | 7128.345 | 0.999 | 6996.501
1.332 | 7132.638 | 1.165 | 6939.243
1.498 | 7137.858 | 1.332 | 6882.045
1.664 | 7132.242 | 1.498 | 6783.42
1.831 | 7129.076 | 1.664 | 6684.539
1.997 | 7129.26 | 1.831 | 6563.258
2.163 | 7131.247 | 1.997 | 6456.595
2.33 | 7124.219 | 2.163 | 6332.2
2.496 | 7110.92 | 2.33 | 6205.415
2.662 | 7095.149 | 2.496 | 6055.268
2.828 | 7084.921 | 2.662 | 5923.833
2.994 | 7072.908 | 2.828 | 5775.634
3.16 | 7059.931 | 2.994 | 5621.65
3.326 | 7037.456 | 3.16 | 5457.762
3.492 | 7026.505 | 3.326 | 5294.024
3.658 | 7011.073 | 3.492 | 5123.925
3.824 | 6995.087 | 3.658 | 4959.144
3.989 | 6984.212 | 3.824 | 4786.585
4.155 | 6986.085 | 3.989 | 4616.499
4.321 | 6979.323 | 4.155 | 4448.935
4.486 | 6962.772 | 4.321 | 4281.654
4.652 | 6943.654 | 4.486 | 4113.988
4.817 | 6924.523 | 4.652 | 3953.861
4.982 | 6911.608 | 4.817 | 3791.734
5.147 | 6897.683 | 4.982 | 3631.546
5.313 | 6886.221 | 5.147 | 3482.399
5.478 | 6872.316 | 5.313 | 3332.776
5.642 | 6856.269 | 5.478 | 3186.356
5.807 | 6840.939 | 5.642 | 3044.317
5.972 | 6827.8 | 5.807 | 2911.327
6.137 | 6817.903 | 5.972 | 2782.263
6.301 | 6804.615 | 6.137 | 2654.583
6.466 | 6795.525 | 6.301 | 2533.022
6.63 | 6782.684 | 6.466 | 2409.034
6.794 | 6759.419 | 6.63 | 2293.305
6.958 | 6732.598 | 6.794 | 2183.397
7.122 | 6707.946 | 6.958 | 2078.345
7.286 | 6682.243 | 7.122 | 1975.99
7.45 | 6659.355 | 7.286 | 1876.235
7.614 | 6648.122 | 7.45 | 1784.852
7.777 | 6625.35 | 7.614 | 1698.005
7.94 | 6602.909 | 7.777 | 1614.076
8.104 | 6574.196 | 7.94 | 1533.403
8.267 | 6551.856 | 8.104 | 1459.843
8.43 | 6531.42 | 8.267 | 1388.97
8.593 | 6521.847 | 8.43 | 1320.65
8.755 | 6508.127 | 8.593 | 1262.012
8.918 | 6483.774 | 8.755 | 1206.232
9.08 | 6459.219 | 8.918 | 1151.005
9.243 | 6436.027 | 9.08 | 1099.101
9.405 | 6421.15 | 9.243 | 1050.214
9.567 | 6416.354 | 9.405 | 1001.234
9.729 | 6406.94 | 9.567 | 958.223
9.89 | 6391.789 | 9.729 | 918.017
10.052 | 6376.628 | 9.89 | 878.472
10.213 | 6368.377 | 10.052 | 841.825
10.374 | 6359.19 | 10.213 | 809.286
10.535 | 6343.263 | 10.374 | 777.106
10.696 | 6324.4 | 10.535 | 744.702
10.857 | 6304.257 | 10.696 | 715.629
11.017 | 6287.503 | 10.857 | 689.738
11.178 | 6280.595 | 11.017 | 660.27
11.338 | 6276.58 | 11.178 | 632.131
11.498 | 6271.643 | 11.338 | 609.213
11.657 | 6257.025 | 11.498 | 584.547
11.817 | 6243.923 | 11.657 | 562.204
11.976 | 6225.435 | 11.817 | 540.588
12.136 | 6209.428 | 11.976 | 521.881
12.295 | 6189.536 | 12.136 | 501.546
12.454 | 6172.145 | 12.295 | 486.565
12.612 | 6161.556 | 12.454 | 470.843
12.771 | 6148.553 | 12.612 | 456.734
12.929 | 6126.86 | 12.771 | 442.21
13.087 | 6111.055 | 12.929 | 429.885
13.245 | 6097.967 | 13.087 | 416.51
13.403 | 6084.645 | 13.245 | 403.856
13.56 | 6065.587 | 13.403 | 391.076
13.717 | 6048.18 | 13.56 | 379.229
13.874 | 6031.87 | 13.717 | 367.736
14.031 | 6009.144 | 13.874 | 357.975
14.188 | 5988.142 | 14.031 | 346.907
14.344 | 5976.589 | 14.188 | 334.25
14.5 | 5964.309 | 14.344 | 321.42
14.656 | 5943.777 | 14.5 | 310.223
14.812 | 5922.029 | 14.656 | 300.543
14.967 | 5905.274 | 14.812 | 292.281
15.123 | 5883.536 | 14.967 | 287.395
15.278 | 5859.202 | 15.123 | 279.693
15.432 | 5836.554 | 15.278 | 272.727
15.587 | 5810.48 | 15.432 | 263.54
15.741 | 5785.251 | 15.587 | 253.869
15.896 | 5767.647 | 15.741 | 244.714
16.049 | 5755.439 | 15.896 | 237.514
16.203 | 5736.754 | 16.049 | 230.306
16.357 | 5716.53 | 16.203 | 221.733
16.51 | 5700.966 | 16.357 | 213.101
16.663 | 5677.533 | 16.51 | 207.093
16.815 | 5660.458 | 16.663 | 201.688
16.968 | 5643.9 | 16.815 | 196.542
17.12 | 5623.841 | 16.968 | 193.031
17.272 | 5597.625 | 17.12 | 189.57
17.424 | 5575.018 | 17.272 | 184.869
17.575 | 5543.983 | 17.424 | 180.564
17.726 | 5506.772 | 17.575 | 176.063
17.877 | 5474.351 | 17.726 | 170.704
18.028 | 5446.111 | 17.877 | 165.297
18.178 | 5415.435 | 18.028 | 160.176
18.328 | 5385.242 | 18.178 | 154.541
18.478 | 5357.66 | 18.328 | 150.126
18.628 | 5337.456 | 18.478 | 145.378
18.777 | 5311.272 | 18.628 | 141.749
18.926 | 5283.588 | 18.777 | 138.35
19.075 | 5253.802 | 18.926 | 134.979
19.224 | 5223.956 | 19.075 | 132.157
19.372 | 5193.366 | 19.224 | 130.475
19.52 | 5157.103 | 19.372 | 128.582
19.668 | 5123.685 | 19.52 | 126.338
19.815 | 5097.208 | 19.668 | 123.991
19.963 | 5081.679 | 19.815 | 122.091
20.11 | 5063.117 | 19.963 | 119.86
20.256 | 5037.221 | 20.11 | 118.285
20.403 | 5005.085 | 20.256 | 116.91
20.549 | 4977.292 | 20.403 | 114.973
20.695 | 4939.459 | 20.549 | 112.097
20.84 | 4901.261 | 20.695 | 109.997
20.985 | 4868.927 | 20.84 | 108.026
21.13 | 4844.313 | 20.985 | 105.927
21.275 | 4808.658 | 21.13 | 104.498
21.42 | 4774.364 | 21.275 | 103.721
21.564 | 4738.407 | 21.42 | 103.059
21.708 | 4694.185 | 21.564 | 101.493
21.851 | 4657.123 | 21.708 | 99.68
21.994 | 4626.926 | 21.851 | 97.619
22.137 | 4593.648 | 21.994 | 96.216
22.28 | 4554.804 | 22.137 | 95.692
22.423 | 4523.862 | 22.28 | 94.517
22.565 | 4489.415 | 22.423 | 93.407
22.707 | 4445.548 | 22.565 | 91.273
22.848 | 4397.777 | 22.707 | 89.321
22.989 | 4348.753 | 22.848 | 86.724
23.13 | 4302.974 | 22.989 | 85.163
23.271 | 4261.576 | 23.13 | 84.278
23.411 | 4215.963 | 23.271 | 83.881
23.551 | 4171.241 | 23.411 | 83.579
23.691 | 4129.702 | 23.551 | 82.188
23.831 | 4087.59 | 23.691 | 80.961
23.97 | 4046.72 | 23.831 | 79.627
24.109 | 4007.456 | 23.97 | 78.735
24.247 | 3967.85 | 24.109 | 78.238
24.385 | 3925.119 | 24.247 | 78.317
24.523 | 3875.84 | 24.385 | 78.044
24.661 | 3821.063 | 24.523 | 76.908
24.798 | 3764.48 | 24.661 | 74.926
24.935 | 3704.077 | 24.798 | 73.467
25.072 | 3652.312 | 24.935 | 73.2
25.209 | 3606.901 | 25.072 | 73.881
25.345 | 3563.207 | 25.209 | 72.739
25.481 | 3522.463 | 25.345 | 71.822
25.616 | 3485.141 | 25.481 | 71.209
25.751 | 3442.089 | 25.616 | 71.009
25.886 | 3396.389 | 25.751 | 70.051
26.021 | 3354.688 | 25.886 | 70.212
26.155 | 3314.363 | 26.021 | 69.901
26.289 | 3272.068 | 26.155 | 69.114
26.423 | 3228.816 | 26.289 | 67.686
26.556 | 3181.426 | 26.423 | 66.541
26.689 | 3132.128 | 26.556 | 65.68
26.822 | 3086.319 | 26.689 | 64.172
26.954 | 3039.541 | 26.822 | 62.385
27.087 | 2996.888 | 26.954 | 61.42
27.218 | 2953.253 | 27.087 | 59.935
27.35 | 2909.55 | 27.218 | 59.659
27.481 | 2865.996 | 27.35 | 60.47
27.612 | 2820.371 | 27.481 | 61.232
27.743 | 2770.564 | 27.612 | 61.835
27.873 | 2719.951 | 27.743 | 60.847
28.003 | 2667.25 | 27.873 | 59.575
28.132 | 2615.496 | 28.003 | 58.627
28.262 | 2567.433 | 28.132 | 57.783
28.391 | 2521.703 | 28.262 | 56.793
28.519 | 2477.234 | 28.391 | 55.992
28.648 | 2434.097 | 28.519 | 55.494
28.776 | 2392.815 | 28.648 | 55.415
28.904 | 2350.795 | 28.776 | 56.271
29.031 | 2305.489 | 28.904 | 55.54
29.158 | 2253.74 | 29.031 | 54.091
29.285 | 2200.792 | 29.158 | 52.402
29.412 | 2150.758 | 29.285 | 51.476
29.538 | 2106.074 | 29.412 | 51.812
29.664 | 2065.493 | 29.538 | 51.717
29.789 | 2026.349 | 29.664 | 51.765
29.914 | 1989.594 | 29.789 | 50.939
30.039 | 1947.907 | 29.914 | 49.696
30.164 | 1901.115 | 30.039 | 48.59
30.288 | 1853.365 | 30.164 | 49.63
30.412 | 1811.455 | 30.288 | 48.516
30.536 | 1769.485 | 30.412 | 48.284
30.659 | 1726.643 | 30.536 | 48.946
30.782 | 1682.892 | 30.659 | 47.905
30.905 | 1644.048 | 30.782 | 46.705
31.027 | 1606.591 | 30.905 | 45.707
31.15 | 1569.443 | 31.027 | 45.58
31.271 | 1532.852 | 31.15 | 45.239
31.393 | 1494.281 | 31.271 | 46.178
31.514 | 1455.647 | 31.393 | 45.315
31.635 | 1419.791 | 31.514 | 44.568
31.755 | 1388.298 | 31.635 | 44.957
31.876 | 1355.551 | 31.755 | 44.358
31.995 | 1320.069 | 31.876 | 43.784
32.115 | 1283.795 | 31.995 | 43.455
32.234 | 1246.186 | 32.115 | 42.967
32.353 | 1210.263 | 32.234 | 41.119
32.472 | 1177.349 | 32.353 | 40.934
32.59 | 1146.302 | 32.472 | 38.618
32.708 | 1115.734 | 32.59 | 38.038
32.826 | 1083.147 | 32.708 | 38.413
32.943 | 1053.452 | 32.826 | 40.558
33.061 | 1025.487 | 32.943 | 41.3
33.177 | 999.176 | 33.061 | 40.526
33.294 | 971.274 | 33.177 | 40.493
33.41 | 941.008 | 33.294 | 39.414
33.526 | 910.457 | 33.41 | 38.818
33.641 | 881.171 | 33.526 | 36.505
33.757 | 852.536 | 33.641 | 36.95
33.872 | 825.395 | 33.757 | 36.8
33.986 | 802.742 | 33.872 | 37.115
34.101 | 782.483 | 33.986 | 36.697
34.215 | 761.075 | 34.101 | 35.972
34.328 | 736.843 | 34.215 | 35.275
34.442 | 712.338 | 34.328 | 33.421
34.555 | 689.537 | 34.442 | 31.313
34.667 | 666.543 | 34.555 | 31.167
34.78 | 645.624 | 34.667 | 29.375
34.892 | 627.672 | 34.78 | 30.149
35.004 | 607.692 | 34.892 | 30.238
35.116 | 587.053 | 35.004 | 30.813
35.227 | 569.246 | 35.116 | 31.462
35.338 | 551.426 | 35.227 | 32.676
35.338 | 551.426 | 35.227 | 32.676
35.448 | 535.887 | 35.338 | 33.478
35.559 | 524.57 | 35.448 | 32.876
35.669 | 513.864 | 35.559 | 33.436
35.778 | 499.921 | 35.669 | 33.61
35.888 | 484.098 | 35.778 | 33.285
35.997 | 466.95 | 35.888 | 31.379
36.106 | 448.858 | 35.997 | 30.429
36.214 | 432.244 | 36.106 | 30.158
36.323 | 420.226 | 36.214 | 26.071
36.431 | 409.933 | 36.323 | 19.361
36.538 | 404.972 | 36.431 | 15.164

## Vivid V60 (hidden)
Selador | Lamp |  | Wattage
Vivid | Lumileds K2 |  | 122 |  | Note: Owing to the variability of LEDs, output data and color matches should be viewed as approximate
Note: All data taken with room temperature fixture
| Beam Angle | Field Angle
Horizontal | 12.6 | 24.9
| Accessory Lens | Candela | Field Lumens | Beam Lumens | Lens Efficiency | Efficacy
| V60 | 6020 | 1120 | 650 | 99.56% | 9.1803
| For Field diameter at any distance, multiply distance by |  |  |  | 0.44156
| For Beam diameter at any distance, multiply distance by |  |  |  | 0.2208
| Throw Distance (ft) | 10 | 15 | 20 | 25
| Throw Distance (m) | 3.048 | 4.572 | 6.096 | 7.62
| Field Diameter (ft) | 4.4156 | 6.6234 | 8.8312 | 11.039
| Field Diameter (m) | 1.3459 | 2.0188 | 2.6917 | 3.3647
| Illuminance (fc) | 60.2 | 26.7556 | 15.05 | 9.632
| Illuminance (lux) | 647.9868 | 287.9941 | 161.9967 | 103.6779
Test Distance | Iso-Illuminance Diagram grid lines
61 | 10 | 20 | 30 | 40
| 0.16393 | 0.32787 | 0.4918 | 0.65574
| Beam Angle | Field Angle
Vertical | 52 | 67.6
| For Field diameter at any distance, multiply distance by |  |  |  | 1.3389
| For Beam diameter at any distance, multiply distance by |  |  |  | 0.97547
| Throw Distance (ft) | 10 | 15 | 20 | 25
| Throw Distance (m) | 3.048 | 4.572 | 6.096 | 7.62
| Field Diameter (ft) | 13.3888 | 20.0832 | 26.7777 | 33.4721
| Field Diameter (m) | 4.0809 | 6.1214 | 8.1618 | 10.2023
| Illuminance (fc) | 60.2 | 26.7556 | 15.05 | 9.632
| Illuminance (lux) | 647.9868 | 287.9941 | 161.9967 | 103.6779
| X |  | Y
-36.538 | 0 | -36.646 | 305.364
-36.431 | 0 | -36.538 | 308.587
-36.323 | 0 | -36.431 | 312.612
-36.214 | 4.611 | -36.323 | 318.643
-36.106 | 12.765 | -36.214 | 325.89
-35.997 | 22.327 | -36.106 | 334.592
-35.888 | 31.02 | -35.997 | 343.218
-35.778 | 35.714 | -35.888 | 353.526
-35.669 | 34.82 | -35.778 | 362.53
-35.559 | 35.03 | -35.669 | 370.354
-35.448 | 34.78 | -35.559 | 379.596
-35.338 | 35.902 | -35.448 | 389.675
-35.227 | 37.084 | -35.338 | 397.981
-35.116 | 38.187 | -35.227 | 406.669
-35.004 | 37.857 | -35.116 | 415.944
-34.892 | 38.221 | -35.004 | 425.554
-34.78 | 38.547 | -34.892 | 439.229
-34.667 | 39.35 | -34.78 | 454.164
-34.555 | 39.463 | -34.667 | 469.247
-34.442 | 40.39 | -34.555 | 484.85
-34.328 | 41.005 | -34.442 | 501.649
-34.215 | 41.75 | -34.328 | 519.457
-34.101 | 41.749 | -34.215 | 538.431
-33.986 | 42.986 | -34.101 | 556.273
-33.872 | 42.779 | -33.986 | 574.634
-33.757 | 41.545 | -33.872 | 594.475
-33.641 | 41.312 | -33.757 | 613.719
-33.526 | 41.739 | -33.641 | 633.1
-33.41 | 42.719 | -33.526 | 651.365
-33.294 | 42.81 | -33.41 | 674.888
-33.177 | 43.843 | -33.294 | 697.989
-33.061 | 44.057 | -33.177 | 718.297
-32.943 | 44.108 | -33.061 | 741.483
-32.826 | 43.997 | -32.943 | 767.317
-32.708 | 44.079 | -32.826 | 791.526
-32.59 | 44.861 | -32.708 | 818.034
-32.472 | 46.367 | -32.59 | 847.674
-32.353 | 45.9 | -32.472 | 873.993
-32.234 | 46.255 | -32.353 | 902.691
-32.115 | 46.639 | -32.234 | 932.04
-31.995 | 47.394 | -32.115 | 965.483
-31.876 | 45.87 | -31.995 | 993.905
-31.755 | 45.784 | -31.876 | 1028.419
-31.635 | 46.317 | -31.755 | 1061.231
-31.514 | 47.584 | -31.635 | 1092.08
-31.393 | 47.767 | -31.514 | 1125.207
-31.271 | 46.941 | -31.393 | 1167.605
-31.15 | 48.312 | -31.271 | 1205.911
-31.027 | 48.247 | -31.15 | 1245.74
-30.905 | 49.723 | -31.027 | 1284.406
-30.782 | 50.886 | -30.905 | 1321.771
-30.659 | 51.53 | -30.782 | 1359.925
-30.536 | 51.423 | -30.659 | 1398.499
-30.412 | 53.428 | -30.536 | 1440.562
-30.288 | 53.284 | -30.412 | 1487.203
-30.164 | 52.61 | -30.288 | 1532.386
-30.039 | 52.088 | -30.164 | 1575.745
-29.914 | 53.356 | -30.039 | 1619.738
-29.789 | 53.273 | -29.914 | 1660.523
-29.664 | 53.771 | -29.789 | 1698.222
-29.538 | 55.018 | -29.664 | 1746.241
-29.412 | 55.534 | -29.538 | 1795.022
-29.285 | 56.218 | -29.412 | 1841.355
-29.158 | 56.468 | -29.285 | 1884.578
-29.031 | 57.857 | -29.158 | 1933.401
-28.904 | 58.724 | -29.031 | 1981.428
-28.776 | 59.924 | -28.904 | 2026.422
-28.648 | 59.507 | -28.776 | 2075.242
-28.519 | 59.851 | -28.648 | 2126.378
-28.391 | 58.961 | -28.519 | 2176.516
-28.262 | 60.03 | -28.391 | 2225.218
-28.132 | 62.399 | -28.262 | 2278.166
-28.003 | 63.503 | -28.132 | 2329.195
-27.873 | 63.633 | -28.003 | 2379.656
-27.743 | 63.57 | -27.873 | 2429.805
-27.612 | 63.836 | -27.743 | 2482.202
-27.481 | 64.482 | -27.612 | 2531.863
-27.35 | 65.341 | -27.481 | 2583.242
-27.218 | 66.086 | -27.35 | 2636.755
-27.087 | 66.42 | -27.218 | 2689.534
-26.954 | 67.398 | -27.087 | 2736.046
-26.822 | 68.744 | -26.954 | 2782.66
-26.689 | 69.814 | -26.822 | 2828.006
-26.556 | 70.716 | -26.689 | 2874.664
-26.423 | 71.187 | -26.556 | 2924.168
-26.289 | 72.449 | -26.423 | 2976.275
-26.155 | 73.755 | -26.289 | 3027.757
-26.021 | 74.159 | -26.155 | 3080.915
-25.886 | 73.983 | -26.021 | 3126.746
-25.751 | 73.626 | -25.886 | 3165.326
-25.616 | 74.573 | -25.751 | 3208.761
-25.481 | 76.186 | -25.616 | 3259.161
-25.345 | 77.867 | -25.481 | 3312.335
-25.209 | 79.073 | -25.345 | 3366.937
-25.072 | 79.886 | -25.209 | 3413.763
-24.935 | 80.771 | -25.072 | 3452.635
-24.798 | 81.191 | -24.935 | 3490.257
-24.661 | 82.396 | -24.798 | 3531.945
-24.523 | 83.644 | -24.661 | 3576.695
-24.385 | 85.01 | -24.523 | 3622.299
-24.247 | 85.714 | -24.385 | 3665.469
-24.109 | 87.04 | -24.247 | 3705.575
-23.97 | 88.758 | -24.109 | 3750.047
-23.831 | 90.34 | -23.97 | 3793.619
-23.691 | 91.689 | -23.831 | 3830.346
-23.551 | 93.699 | -23.691 | 3864.319
-23.411 | 93.672 | -23.551 | 3901.235
-23.271 | 93.572 | -23.411 | 3940.351
-23.13 | 93.4 | -23.271 | 3981.573
-22.989 | 94.794 | -23.13 | 4024
-22.848 | 96.179 | -22.989 | 4060.315
-22.707 | 97.484 | -22.848 | 4096.569
-22.565 | 98.441 | -22.707 | 4130.117
-22.423 | 100.408 | -22.565 | 4159.605
-22.28 | 101.184 | -22.423 | 4187.487
-22.137 | 103.515 | -22.28 | 4215.368
-21.994 | 105.498 | -22.137 | 4240.056
-21.851 | 106.181 | -21.994 | 4268.018
-21.708 | 108.502 | -21.851 | 4298.654
-21.564 | 110.668 | -21.708 | 4330.394
-21.42 | 113.271 | -21.564 | 4363.587
-21.275 | 115.222 | -21.42 | 4389.191
-21.13 | 117.093 | -21.275 | 4412.273
-20.985 | 118.907 | -21.13 | 4438.048
-20.84 | 121.015 | -20.985 | 4461.55
-20.695 | 123.694 | -20.84 | 4484.672
-20.549 | 125.36 | -20.695 | 4509.023
-20.403 | 127.55 | -20.549 | 4531.995
-20.256 | 129.659 | -20.403 | 4548.828
-20.11 | 131.482 | -20.256 | 4562.812
-19.963 | 133.341 | -20.11 | 4573.187
-19.815 | 136.68 | -19.963 | 4582.649
-19.668 | 140.184 | -19.815 | 4591.736
-19.52 | 143.26 | -19.668 | 4604.355
-19.372 | 147.434 | -19.52 | 4622.986
-19.224 | 152.04 | -19.372 | 4648.351
-19.075 | 155.854 | -19.224 | 4671.632
-18.926 | 158.997 | -19.075 | 4697.05
-18.777 | 163.247 | -18.926 | 4715.644
-18.628 | 167.432 | -18.777 | 4729.807
-18.478 | 171.418 | -18.628 | 4741.975
-18.328 | 175.095 | -18.478 | 4758.646
-18.178 | 178.622 | -18.328 | 4779.386
-18.028 | 183.22 | -18.178 | 4791.936
-17.877 | 187.862 | -18.028 | 4805.94
-17.726 | 193.278 | -17.877 | 4819.134
-17.575 | 199.549 | -17.726 | 4831.635
-17.424 | 206.45 | -17.575 | 4844.418
-17.272 | 213.691 | -17.424 | 4847.911
-17.12 | 220.616 | -17.272 | 4850.111
-16.968 | 227.291 | -17.12 | 4856.864
-16.815 | 233.568 | -16.968 | 4867.636
-16.663 | 241.466 | -16.815 | 4887.161
-16.51 | 249.221 | -16.663 | 4910.344
-16.357 | 257.763 | -16.51 | 4934.002
-16.203 | 266.786 | -16.357 | 4953.753
-16.049 | 276.135 | -16.203 | 4972.921
-15.896 | 284.524 | -16.049 | 4993.145
-15.741 | 293.969 | -15.896 | 5002.093
-15.587 | 303.93 | -15.741 | 5008.378
-15.432 | 314.682 | -15.587 | 5017.014
-15.278 | 327.557 | -15.432 | 5026.942
-15.123 | 340.295 | -15.278 | 5032.122
-14.967 | 353.977 | -15.123 | 5047.531
-14.812 | 365.663 | -14.967 | 5065.023
-14.656 | 381.58 | -14.812 | 5085.284
-14.5 | 394.431 | -14.656 | 5102.97
-14.344 | 411.029 | -14.5 | 5123.94
-14.188 | 424.928 | -14.344 | 5144.466
-14.031 | 442.932 | -14.188 | 5159.904
-13.874 | 457.536 | -14.031 | 5179.27
-13.717 | 475.124 | -13.874 | 5197.373
-13.56 | 494.789 | -13.717 | 5213.681
-13.403 | 516.953 | -13.56 | 5227.833
-13.245 | 539.287 | -13.403 | 5237.814
-13.087 | 561.606 | -13.245 | 5253.224
-12.929 | 582.841 | -13.087 | 5270.358
-12.771 | 603.902 | -12.929 | 5288.613
-12.612 | 627.727 | -12.771 | 5307.079
-12.454 | 654.097 | -12.612 | 5332.405
-12.295 | 682.856 | -12.454 | 5350.423
-12.136 | 712.36 | -12.295 | 5366.592
-11.976 | 742.241 | -12.136 | 5381.906
-11.817 | 772.966 | -11.976 | 5398.651
-11.657 | 803.862 | -11.817 | 5409.766
-11.498 | 837.363 | -11.657 | 5421.25
-11.338 | 875.238 | -11.498 | 5431.746
-11.178 | 915.891 | -11.338 | 5452.346
-11.017 | 960.762 | -11.178 | 5466.38
-10.857 | 1004.5 | -11.017 | 5480.677
-10.696 | 1050.208 | -10.857 | 5498.358
-10.535 | 1098.46 | -10.696 | 5513.64
-10.374 | 1149.61 | -10.535 | 5531.414
-10.213 | 1204.426 | -10.374 | 5553.672
-10.052 | 1262.617 | -10.213 | 5571.355
-9.89 | 1321.278 | -10.052 | 5580.449
-9.729 | 1382.164 | -9.89 | 5592.943
-9.567 | 1446.403 | -9.729 | 5612.149
-9.405 | 1511.86 | -9.567 | 5633.646
-9.243 | 1579.089 | -9.405 | 5652.063
-9.08 | 1651.138 | -9.243 | 5670.529
-8.918 | 1726.666 | -9.08 | 5682.074
-8.755 | 1806.869 | -8.918 | 5700.357
-8.593 | 1884.93 | -8.755 | 5709.944
-8.43 | 1969.785 | -8.593 | 5725.845
-8.267 | 2053.486 | -8.43 | 5746.047
-8.104 | 2143.943 | -8.267 | 5764.79
-7.94 | 2234.954 | -8.104 | 5771.706
-7.777 | 2329.368 | -7.94 | 5778.379
-7.614 | 2425.473 | -7.777 | 5780.089
-7.45 | 2525.796 | -7.614 | 5795.223
-7.286 | 2629.683 | -7.45 | 5808.634
-7.122 | 2736.312 | -7.286 | 5822.381
-6.958 | 2842.365 | -7.122 | 5837.696
-6.794 | 2947.405 | -6.958 | 5853.035
-6.63 | 3061.463 | -6.794 | 5863.548
-6.466 | 3180.146 | -6.63 | 5868.183
-6.301 | 3291.391 | -6.466 | 5870.516
-6.137 | 3404.033 | -6.301 | 5875.642
-5.972 | 3517.73 | -6.137 | 5874.591
-5.807 | 3629.911 | -5.972 | 5878.333
-5.642 | 3741.982 | -5.807 | 5883.272
-5.478 | 3853.467 | -5.642 | 5882.692
-5.313 | 3968.994 | -5.478 | 5875.545
-5.147 | 4081.594 | -5.313 | 5879.426
-4.982 | 4187.115 | -5.147 | 5880.258
-4.817 | 4301 | -4.982 | 5882.965
-4.652 | 4414.94 | -4.817 | 5889.839
-4.486 | 4527.46 | -4.652 | 5893.918
-4.321 | 4642.996 | -4.486 | 5905.006
-4.155 | 4756.821 | -4.321 | 5921.666
-3.989 | 4863.936 | -4.155 | 5929.569
-3.824 | 4967.469 | -3.989 | 5934.303
-3.658 | 5063.445 | -3.824 | 5937.776
-3.492 | 5158.481 | -3.658 | 5943.175
-3.326 | 5260.156 | -3.492 | 5953.97
-3.16 | 5341.572 | -3.326 | 5963.271
-2.994 | 5426.949 | -3.16 | 5976.428
-2.828 | 5505.684 | -2.994 | 5982.502
-2.662 | 5583.494 | -2.828 | 5983.073
-2.496 | 5650.843 | -2.662 | 5983.41
-2.33 | 5723.138 | -2.496 | 5996.403
-2.163 | 5781.919 | -2.33 | 6001.546
-1.997 | 5839.756 | -2.163 | 5998.599
-1.831 | 5885.805 | -1.997 | 5995.289
-1.664 | 5923.766 | -1.831 | 5996.161
-1.498 | 5954.031 | -1.664 | 6000.621
-1.332 | 5991.188 | -1.498 | 5998.357
-1.165 | 6018.005 | -1.332 | 5994.738
-0.999 | 6027.813 | -1.165 | 6003.789
-0.832 | 6025.486 | -0.999 | 6006.56
-0.666 | 6030.197 | -0.832 | 6016.959
-0.499 | 6031.417 | -0.666 | 6029.244
-0.333 | 6031.207 | -0.499 | 6030.101
-0.166 | 6031.512 | -0.333 | 6023.331
0 | 6017.133 | -0.166 | 6013.738
0.166 | 5990.739 | 0 | 6017.133
0.333 | 5955.457 | 0.166 | 6015.607
0.499 | 5927.798 | 0.333 | 6015.759
0.666 | 5901.524 | 0.499 | 6005.841
0.832 | 5867.364 | 0.666 | 6003.856
0.999 | 5823.957 | 0.832 | 6008.661
1.165 | 5777.02 | 0.999 | 6009.879
1.332 | 5726.605 | 1.165 | 6011.174
1.498 | 5667.686 | 1.332 | 6013.728
1.664 | 5614.515 | 1.498 | 6007.749
1.831 | 5558.671 | 1.664 | 6005.891
1.997 | 5493.861 | 1.831 | 6000.535
2.163 | 5427.029 | 1.997 | 6010.496
2.33 | 5344.096 | 2.163 | 6012.244
2.496 | 5260.685 | 2.33 | 6010.856
2.662 | 5170.358 | 2.496 | 5993.592
2.828 | 5082.844 | 2.662 | 5982.644
2.994 | 4987.473 | 2.828 | 5968.622
3.16 | 4890.167 | 2.994 | 5965.785
3.326 | 4783.555 | 3.16 | 5959.972
3.492 | 4683.224 | 3.326 | 5956.621
3.658 | 4585.724 | 3.492 | 5955.734
3.824 | 4480.722 | 3.658 | 5953.901
3.989 | 4374.384 | 3.824 | 5937.66
4.155 | 4267.563 | 3.989 | 5926.331
4.321 | 4158.751 | 4.155 | 5913.73
4.486 | 4047.646 | 4.321 | 5908.337
4.652 | 3938.742 | 4.486 | 5899.425
4.817 | 3829.51 | 4.652 | 5894.496
4.982 | 3720.502 | 4.817 | 5886.775
5.147 | 3607.713 | 4.982 | 5873.514
5.313 | 3498.215 | 5.147 | 5873.116
5.478 | 3387.93 | 5.313 | 5870.868
5.642 | 3275.801 | 5.478 | 5866.188
5.807 | 3167.065 | 5.642 | 5866.303
5.972 | 3061.916 | 5.807 | 5863.537
6.137 | 2954.185 | 5.972 | 5869.823
6.301 | 2845.683 | 6.137 | 5858.333
6.466 | 2743.437 | 6.301 | 5846.493
6.63 | 2642.652 | 6.466 | 5828.334
6.794 | 2540.733 | 6.63 | 5814.129
6.958 | 2442.427 | 6.794 | 5800.85
7.122 | 2346.899 | 6.958 | 5793.137
7.286 | 2251.943 | 7.122 | 5782.713
7.45 | 2162.933 | 7.286 | 5766.244
7.614 | 2080.177 | 7.45 | 5754.194
7.777 | 1997.631 | 7.614 | 5736.1
7.94 | 1913.269 | 7.777 | 5719.447
8.104 | 1830.006 | 7.94 | 5693.247
8.267 | 1751.56 | 8.104 | 5683.739
8.43 | 1678.218 | 8.267 | 5683.111
8.593 | 1606.306 | 8.43 | 5674.274
8.755 | 1537.799 | 8.593 | 5659.563
8.918 | 1471.777 | 8.755 | 5643.022
9.08 | 1406.917 | 8.918 | 5628.619
9.243 | 1346.969 | 9.08 | 5610.913
9.405 | 1290.16 | 9.243 | 5610.892
9.567 | 1237.714 | 9.405 | 5603.187
9.729 | 1186.957 | 9.567 | 5601.944
9.89 | 1137.374 | 9.729 | 5584.046
10.052 | 1086.829 | 9.89 | 5564.061
10.213 | 1038.616 | 10.052 | 5541.516
10.374 | 990.458 | 10.213 | 5525.701
10.535 | 944.198 | 10.374 | 5511.695
10.696 | 901.892 | 10.535 | 5499.726
10.857 | 863.335 | 10.696 | 5492.013
11.017 | 827.253 | 10.857 | 5481.487
11.178 | 791.856 | 11.017 | 5474.022
11.338 | 757.288 | 11.178 | 5466.703
11.498 | 723.429 | 11.338 | 5459.974
11.657 | 691.661 | 11.498 | 5448.344
11.817 | 661.79 | 11.657 | 5429.432
11.976 | 634.312 | 11.817 | 5405.557
12.136 | 607.708 | 11.976 | 5387.121
12.295 | 583.555 | 12.136 | 5366.722
12.454 | 560.391 | 12.295 | 5355.205
12.612 | 537.562 | 12.454 | 5341.779
12.771 | 515.131 | 12.612 | 5330.496
12.929 | 496.353 | 12.771 | 5309.196
13.087 | 476.501 | 12.929 | 5290.24
13.245 | 457.222 | 13.087 | 5265.674
13.403 | 440.424 | 13.245 | 5240.135
13.56 | 425.353 | 13.403 | 5218.464
13.717 | 408.545 | 13.56 | 5201.968
13.874 | 393.76 | 13.717 | 5189.969
14.031 | 379.904 | 13.874 | 5186.202
14.188 | 367.148 | 14.031 | 5180.92
14.344 | 354.051 | 14.188 | 5179.346
14.5 | 342.292 | 14.344 | 5164.661
14.656 | 331.69 | 14.5 | 5148.36
14.812 | 321.237 | 14.656 | 5134.601
14.967 | 311.697 | 14.812 | 5116.984
15.123 | 302.713 | 14.967 | 5100.641
15.278 | 294.013 | 15.123 | 5087.847
15.432 | 286.109 | 15.278 | 5078.008
15.587 | 277.982 | 15.432 | 5056.664
15.741 | 269.266 | 15.587 | 5044.669
15.896 | 261.158 | 15.741 | 5034.77
16.049 | 253.36 | 15.896 | 5013.797
16.203 | 246.585 | 16.049 | 4986.377
16.357 | 240.429 | 16.203 | 4959.332
16.51 | 232.3 | 16.357 | 4930.893
16.663 | 224.288 | 16.51 | 4915.502
16.815 | 219.371 | 16.663 | 4902.514
16.968 | 213.648 | 16.815 | 4885.943
17.12 | 207.769 | 16.968 | 4871.058
17.272 | 203.573 | 17.12 | 4852.473
17.424 | 198.414 | 17.272 | 4828.736
17.575 | 192.373 | 17.424 | 4805.338
17.726 | 186.945 | 17.575 | 4788.907
17.877 | 182.597 | 17.726 | 4775.917
18.028 | 178.163 | 17.877 | 4762.589
18.178 | 174.753 | 18.028 | 4749.584
18.328 | 171.149 | 18.178 | 4737.546
18.478 | 167.529 | 18.328 | 4718.658
18.628 | 163.645 | 18.478 | 4694.607
18.777 | 159.54 | 18.628 | 4667.907
18.926 | 155.234 | 18.777 | 4641.094
19.075 | 151.833 | 18.926 | 4618.786
19.224 | 149.707 | 19.075 | 4595.504
19.372 | 147.253 | 19.224 | 4575.747
19.52 | 144.673 | 19.372 | 4552.068
19.668 | 143.153 | 19.52 | 4535.913
19.815 | 141.306 | 19.668 | 4515.216
19.963 | 138.371 | 19.815 | 4496.234
20.11 | 135.719 | 19.963 | 4479.233
20.256 | 133.539 | 20.11 | 4452.898
20.403 | 132.182 | 20.256 | 4426.801
20.549 | 130.772 | 20.403 | 4400.596
20.695 | 129.68 | 20.549 | 4374.836
20.84 | 128.21 | 20.695 | 4347.965
20.985 | 125.983 | 20.84 | 4323.287
21.13 | 122.921 | 20.985 | 4304.242
21.275 | 121.044 | 21.13 | 4278.61
21.42 | 120.315 | 21.275 | 4250.174
21.564 | 119.321 | 21.42 | 4224.344
21.708 | 117.11 | 21.564 | 4194.669
21.851 | 114.601 | 21.708 | 4159.829
21.994 | 112.34 | 21.851 | 4126.526
22.137 | 110.473 | 21.994 | 4095.083
22.28 | 108.861 | 22.137 | 4066.643
22.423 | 107.385 | 22.28 | 4034.205
22.565 | 105.852 | 22.423 | 4001.833
22.707 | 105.038 | 22.565 | 3965.144
22.848 | 105.025 | 22.707 | 3932.138
22.989 | 104.914 | 22.848 | 3900.044
23.13 | 104.998 | 22.989 | 3867.109
23.271 | 104.592 | 23.13 | 3830.947
23.411 | 102.877 | 23.271 | 3796.076
23.551 | 99.838 | 23.411 | 3760.927
23.691 | 98.022 | 23.551 | 3719.061
23.831 | 96.544 | 23.691 | 3679.426
23.97 | 95.082 | 23.831 | 3641.494
24.109 | 94.162 | 23.97 | 3601.981
24.247 | 92.809 | 24.109 | 3562.601
24.385 | 90.109 | 24.247 | 3526.399
24.523 | 87.113 | 24.385 | 3486.79
24.661 | 88.087 | 24.523 | 3445.818
24.798 | 89.705 | 24.661 | 3399.936
24.935 | 91.206 | 24.798 | 3350.725
25.072 | 91.486 | 24.935 | 3303.266
25.209 | 92.591 | 25.072 | 3257.987
25.345 | 91.198 | 25.209 | 3212.978
25.481 | 89.07 | 25.345 | 3171.959
25.616 | 86.772 | 25.481 | 3128.31
25.751 | 85.528 | 25.616 | 3081.43
25.886 | 84.092 | 25.751 | 3032.825
26.021 | 82.857 | 25.886 | 2991.092
26.155 | 81.666 | 26.021 | 2953.806
26.289 | 79.646 | 26.155 | 2916.423
26.423 | 76.737 | 26.289 | 2873.782
26.556 | 73.86 | 26.423 | 2826.173
26.689 | 73.049 | 26.556 | 2782.549
26.822 | 73.547 | 26.689 | 2733.914
26.954 | 74.695 | 26.822 | 2687.834
27.087 | 76.04 | 26.954 | 2645.926
27.218 | 75.794 | 27.087 | 2605.747
27.35 | 74.485 | 27.218 | 2566.04
27.481 | 74.178 | 27.35 | 2526.919
27.612 | 74.717 | 27.481 | 2481.944
27.743 | 74.05 | 27.612 | 2441.879
27.873 | 73.103 | 27.743 | 2400.615
28.003 | 71.898 | 27.873 | 2352.81
28.132 | 70.435 | 28.003 | 2302.826
28.262 | 69.798 | 28.132 | 2253.922
28.391 | 70.025 | 28.262 | 2210.014
28.519 | 70.084 | 28.391 | 2166.342
28.648 | 69.382 | 28.519 | 2128.135
28.776 | 68.844 | 28.648 | 2088.231
28.904 | 68.899 | 28.776 | 2041.995
29.031 | 68.555 | 28.904 | 1994.616
29.158 | 66.633 | 29.031 | 1949.218
29.285 | 64.582 | 29.158 | 1906.083
29.412 | 63.121 | 29.285 | 1862.447
29.538 | 63.502 | 29.412 | 1825.2
29.664 | 64.031 | 29.538 | 1785.785
29.789 | 63.601 | 29.664 | 1746.27
29.914 | 62.2 | 29.789 | 1702.978
30.039 | 61.436 | 29.914 | 1664.389
30.164 | 60.961 | 30.039 | 1624.236
30.288 | 60.422 | 30.164 | 1584.538
30.412 | 60.593 | 30.288 | 1544.737
30.536 | 61.481 | 30.412 | 1502.039
30.659 | 62.106 | 30.536 | 1461.394
30.782 | 61.141 | 30.659 | 1422.946
30.905 | 60.349 | 30.782 | 1387.955
31.027 | 59.461 | 30.905 | 1349.063
31.15 | 58.717 | 31.027 | 1314.227
31.271 | 57.845 | 31.15 | 1279.418
31.393 | 56.904 | 31.271 | 1245.003
31.514 | 56.079 | 31.393 | 1215.158
31.635 | 54.876 | 31.514 | 1179.747
31.755 | 53.632 | 31.635 | 1142.847
31.876 | 52.659 | 31.755 | 1108.07
31.995 | 52.553 | 31.876 | 1075.161
32.115 | 52.853 | 31.995 | 1040.33
32.234 | 53.439 | 32.115 | 1010.49
32.353 | 54.378 | 32.234 | 982.959
32.472 | 55.069 | 32.353 | 952.672
32.59 | 54.618 | 32.472 | 916.168
32.708 | 53.554 | 32.59 | 882.205
32.826 | 52.771 | 32.708 | 854.655
32.943 | 52.077 | 32.826 | 828.003
33.061 | 51.572 | 32.943 | 799.809
33.177 | 51.909 | 33.061 | 774.461
33.294 | 51.888 | 33.177 | 750.756
33.41 | 50.719 | 33.294 | 728.292
33.526 | 49.178 | 33.41 | 704.231
33.641 | 48.649 | 33.526 | 681.814
33.757 | 47.916 | 33.641 | 661.225
33.872 | 45.944 | 33.757 | 639.369
33.986 | 45.695 | 33.872 | 615.298
34.101 | 47.19 | 33.986 | 593.1
34.215 | 47.753 | 34.101 | 571.824
34.328 | 46.863 | 34.215 | 550.369
34.442 | 45.898 | 34.328 | 531.444
34.555 | 44.686 | 34.442 | 514.024
34.667 | 43.531 | 34.555 | 497.242
34.78 | 43.847 | 34.667 | 479.598
34.892 | 45.513 | 34.78 | 466.347
35.004 | 46.254 | 34.892 | 451.531
35.116 | 46.897 | 35.004 | 437.283
35.227 | 47.93 | 35.116 | 423.086
35.338 | 47.776 | 35.227 | 408.349
35.338 | 47.776 | 35.227 | 408.349
35.448 | 47.197 | 35.338 | 395.487
35.559 | 47.604 | 35.448 | 384.878
35.669 | 48.655 | 35.559 | 371.697
35.778 | 48.892 | 35.669 | 360.324
35.888 | 47.768 | 35.778 | 350.245
35.997 | 46.886 | 35.888 | 338.715
36.106 | 45.49 | 35.997 | 324.6
36.214 | 43.791 | 36.106 | 313.583
36.323 | 43.572 | 36.214 | 262.745
36.431 | 43.754 | 36.323 | 186.139
36.538 | 43.067 | 36.431 | 131.738

## Vivid H70 (hidden)
Selador | Lamp |  | Wattage
Vivid | Lumileds K2 |  | 122 |  | Note: Owing to the variability of LEDs, output data and color matches should be viewed as approximate
Note: All data taken with room temperature fixture
| Beam Angle | Field Angle
Horizontal | 61.3 | 72.8
| Accessory Lens | Candela | Field Lumens | Beam Lumens | Lens Efficiency | Efficacy
| H70 | 6250 | 1080 | 560 | 96% | 8.8525
| For Field diameter at any distance, multiply distance by |  |  |  | 1.4745
| For Beam diameter at any distance, multiply distance by |  |  |  | 1.1852
| Throw Distance (ft) | 10 | 15 | 20 | 25
| Throw Distance (m) | 3.048 | 4.572 | 6.096 | 7.62
| Field Diameter (ft) | 14.7453 | 22.1179 | 29.4905 | 36.8632
| Field Diameter (m) | 4.4944 | 6.7415 | 8.9887 | 11.2359
| Illuminance (fc) | 62.5 | 27.7778 | 15.625 | 10
| Illuminance (lux) | 672.7437 | 298.9972 | 168.1859 | 107.639
Test Distance | Iso-Illuminance Diagram grid lines
61 | 10 | 20 | 30 | 40
| 0.16393 | 0.32787 | 0.4918 | 0.65574
| Beam Angle | Field Angle
Vertical | 10 | 21.7
| For Field diameter at any distance, multiply distance by |  |  |  | 0.38333
| For Beam diameter at any distance, multiply distance by |  |  |  | 0.17498
| Throw Distance (ft) | 10 | 15 | 20 | 25
| Throw Distance (m) | 3.048 | 4.572 | 6.096 | 7.62
| Field Diameter (ft) | 3.8333 | 5.7499 | 7.6666 | 9.5832
| Field Diameter (m) | 1.1684 | 1.7526 | 2.3368 | 2.921
| Illuminance (fc) | 62.5 | 27.7778 | 15.625 | 10
| Illuminance (lux) | 672.7437 | 298.9972 | 168.1859 | 107.639
| X |  | Y
-36.106 | 681.795 | -33.061 | 43.486
-35.997 | 810.63 | -32.943 | 44.156
-35.888 | 973.433 | -32.826 | 44.961
-35.778 | 1158.303 | -32.708 | 45.711
-35.669 | 1195.424 | -32.708 | 45.711
-35.559 | 1229.888 | -32.59 | 45.945
-35.448 | 1268.217 | -32.472 | 46.367
-35.338 | 1306.357 | -32.353 | 45.584
-35.227 | 1347.844 | -32.234 | 46.917
-35.116 | 1385.84 | -32.115 | 48.177
-35.004 | 1423.06 | -31.995 | 48.145
-34.892 | 1463.071 | -31.876 | 48.766
-34.78 | 1509.21 | -31.876 | 48.766
-34.667 | 1552.25 | -31.755 | 50.096
-34.555 | 1601.922 | -31.635 | 48.573
-34.442 | 1654.064 | -31.514 | 48.415
-34.328 | 1702.144 | -31.393 | 50.036
-34.215 | 1744.017 | -31.271 | 51.217
-34.101 | 1794.2 | -31.15 | 51.02
-33.986 | 1840.884 | -31.027 | 52.824
-33.872 | 1884.175 | -31.027 | 52.824
-33.757 | 1930.286 | -30.905 | 53.164
-33.641 | 1984.766 | -30.782 | 53.923
-33.526 | 2035.599 | -30.659 | 55.155
-33.41 | 2084.105 | -30.536 | 54.975
-33.294 | 2134.23 | -30.412 | 54.766
-33.177 | 2187.318 | -30.288 | 54.439
-33.061 | 2241.618 | -30.288 | 54.439
-32.943 | 2290.175 | -30.164 | 54.705
-32.826 | 2338.039 | -30.039 | 54.411
-32.708 | 2387.457 | -29.914 | 55.172
-32.59 | 2439.717 | -29.789 | 55.052
-32.472 | 2489.45 | -29.664 | 56.387
-32.353 | 2537.253 | -29.538 | 57.189
-32.234 | 2583.496 | -29.412 | 57.265
-32.115 | 2631.554 | -29.412 | 57.265
-31.995 | 2684.062 | -29.285 | 57.77
-31.876 | 2738.289 | -29.158 | 57.356
-31.755 | 2789.344 | -29.031 | 57.286
-31.635 | 2837.913 | -28.904 | 57.132
-31.514 | 2887.286 | -28.776 | 57.771
-31.393 | 2927.765 | -28.648 | 58.406
-31.271 | 2968.706 | -28.648 | 58.406
-31.15 | 3008.187 | -28.519 | 59.767
-31.027 | 3050.558 | -28.391 | 59.353
-30.905 | 3093.703 | -28.262 | 60.561
-30.782 | 3142.423 | -28.132 | 60.425
-30.659 | 3188.117 | -28.003 | 60.234
-30.536 | 3230.968 | -27.873 | 59.548
-30.412 | 3272.465 | -27.743 | 60.792
-30.288 | 3303.796 | -27.743 | 60.792
-30.164 | 3336.113 | -27.612 | 60.519
-30.039 | 3375.636 | -27.481 | 60.085
-29.914 | 3417.48 | -27.35 | 60.987
-29.789 | 3455.523 | -27.218 | 61.557
-29.664 | 3496.143 | -27.087 | 62.826
-29.538 | 3533.376 | -26.954 | 63.305
-29.412 | 3564.402 | -26.822 | 64.558
-29.285 | 3596.305 | -26.822 | 64.558
-29.158 | 3628.044 | -26.689 | 64.947
-29.031 | 3663.186 | -26.556 | 64.881
-28.904 | 3703.259 | -26.423 | 65.638
-28.776 | 3742.091 | -26.289 | 66.257
-28.648 | 3778.059 | -26.155 | 66.609
-28.519 | 3811.251 | -26.021 | 66.958
-28.391 | 3843.406 | -26.021 | 66.958
-28.262 | 3869.067 | -25.886 | 66.834
-28.132 | 3899.927 | -25.751 | 66.71
-28.003 | 3925.513 | -25.616 | 67.862
-27.873 | 3948.036 | -25.481 | 69.809
-27.743 | 3973.939 | -25.345 | 70.452
-27.612 | 3995.675 | -25.209 | 71.065
-27.481 | 4011.924 | -25.072 | 71.597
-27.35 | 4031.427 | -25.072 | 71.597
-27.218 | 4053.12 | -24.935 | 71.563
-27.087 | 4074.332 | -24.798 | 72.192
-26.954 | 4092.698 | -24.661 | 72.69
-26.822 | 4114.233 | -24.523 | 72.983
-26.689 | 4126.74 | -24.385 | 73.046
-26.556 | 4143.501 | -24.247 | 73.99
-26.423 | 4159.881 | -24.109 | 74.276
-26.289 | 4179.085 | -24.109 | 74.276
-26.155 | 4194.968 | -23.97 | 75.585
-26.021 | 4210.323 | -23.831 | 77.36
-25.886 | 4226.388 | -23.691 | 78.85
-25.751 | 4243.366 | -23.551 | 80.578
-25.616 | 4261.403 | -23.411 | 81.926
-25.481 | 4270.407 | -23.271 | 82.257
-25.345 | 4284.291 | -23.271 | 82.257
-25.209 | 4301.385 | -23.13 | 82.66
-25.072 | 4313.317 | -22.989 | 83.672
-24.935 | 4322.109 | -22.848 | 83.362
-24.798 | 4339.98 | -22.707 | 83.127
-24.661 | 4357.056 | -22.565 | 84.589
-24.523 | 4373.399 | -22.423 | 85.391
-24.385 | 4393.03 | -22.28 | 86.165
-24.247 | 4406.885 | -22.28 | 86.165
-24.109 | 4417.58 | -22.137 | 87.534
-23.97 | 4429.222 | -21.994 | 89.47
-23.831 | 4438.013 | -21.851 | 92.062
-23.691 | 4444.183 | -21.708 | 94.092
-23.551 | 4454.615 | -21.564 | 95.945
-23.411 | 4468.749 | -21.42 | 96.11
-23.271 | 4486.972 | -21.275 | 96.793
-23.13 | 4496.959 | -21.275 | 96.793
-22.989 | 4506.026 | -21.13 | 97.401
-22.848 | 4522.662 | -20.985 | 98.57
-22.707 | 4538.635 | -20.84 | 101.694
-22.565 | 4567.974 | -20.695 | 104.802
-22.423 | 4587.502 | -20.549 | 106.685
-22.28 | 4612.352 | -20.403 | 107.77
-22.137 | 4628.417 | -20.403 | 107.77
-21.994 | 4656.47 | -20.256 | 108.919
-21.851 | 4666.973 | -20.11 | 109.326
-21.708 | 4673.402 | -19.963 | 109.847
-21.564 | 4685.349 | -19.815 | 111.098
-21.42 | 4700.733 | -19.668 | 113.326
-21.275 | 4726.595 | -19.52 | 115.132
-21.13 | 4739.627 | -19.372 | 118.429
-20.985 | 4758.572 | -19.372 | 118.429
-20.84 | 4780.55 | -19.224 | 121.437
-20.695 | 4811.945 | -19.075 | 125.018
-20.549 | 4834.837 | -18.926 | 129.527
-20.403 | 4855.022 | -18.777 | 133.721
-20.256 | 4876.844 | -18.628 | 136.819
-20.11 | 4893.197 | -18.478 | 140.013
-19.963 | 4908.745 | -18.478 | 140.013
-19.815 | 4928.992 | -18.328 | 143.527
-19.668 | 4945.703 | -18.178 | 146.291
-19.52 | 4965.376 | -18.028 | 149.086
-19.372 | 4984.286 | -17.877 | 154.281
-19.224 | 5005.274 | -17.726 | 158.413
-19.075 | 5028.887 | -17.575 | 162.505
-18.926 | 5045.195 | -17.424 | 166.798
-18.777 | 5056.908 | -17.424 | 166.798
-18.628 | 5075.046 | -17.272 | 170.984
-18.478 | 5094.598 | -17.12 | 174.954
-18.328 | 5112.567 | -16.968 | 181.24
-18.178 | 5129.346 | -16.815 | 188.498
-18.028 | 5146.696 | -16.663 | 195.723
-17.877 | 5165.48 | -16.51 | 202.852
-17.726 | 5184.407 | -16.357 | 209.561
-17.575 | 5202.62 | -16.357 | 209.561
-17.424 | 5214.769 | -16.203 | 216.844
-17.272 | 5226.201 | -16.049 | 223.903
-17.12 | 5238.387 | -15.896 | 231.726
-16.968 | 5258.972 | -15.741 | 239.752
-16.815 | 5279.549 | -15.587 | 246.955
-16.663 | 5295.088 | -15.432 | 255.088
-16.51 | 5311.426 | -15.432 | 255.088
-16.357 | 5334.969 | -15.278 | 263.039
-16.203 | 5349.884 | -15.123 | 270.218
-16.049 | 5366.976 | -14.967 | 277.708
-15.896 | 5387.753 | -14.812 | 287.617
-15.741 | 5404.45 | -14.656 | 297.068
-15.587 | 5418.1 | -14.5 | 306.546
-15.432 | 5434.963 | -14.344 | 317.037
-15.278 | 5451.111 | -14.344 | 317.037
-15.123 | 5476.619 | -14.188 | 327.825
-14.967 | 5503.243 | -14.031 | 338.637
-14.812 | 5530.935 | -13.874 | 350.66
-14.656 | 5552.699 | -13.717 | 363.826
-14.5 | 5579.861 | -13.56 | 376.157
-14.344 | 5605.552 | -13.403 | 388.984
-14.188 | 5631.688 | -13.245 | 403.504
-14.031 | 5649.456 | -13.245 | 403.504
-13.874 | 5675.292 | -13.087 | 415.643
-13.717 | 5696.168 | -12.929 | 426.981
-13.56 | 5718.74 | -12.771 | 438.325
-13.403 | 5741.052 | -12.612 | 450.906
-13.245 | 5763.398 | -12.454 | 466.665
-13.087 | 5775.338 | -12.295 | 486.218
-12.929 | 5792.319 | -12.295 | 486.218
-12.771 | 5808.024 | -12.136 | 504.689
-12.612 | 5825.459 | -11.976 | 522.635
-12.454 | 5844.288 | -11.817 | 539.856
-12.295 | 5862.481 | -11.657 | 556.398
-12.136 | 5877.636 | -11.498 | 572.813
-11.976 | 5888.039 | -11.338 | 593.109
-11.817 | 5895.895 | -11.178 | 613.792
-11.657 | 5904.364 | -11.178 | 613.792
-11.498 | 5908.256 | -11.017 | 636.596
-11.338 | 5912.453 | -10.857 | 661.614
-11.178 | 5918.73 | -10.696 | 688.615
-11.017 | 5929.984 | -10.535 | 715.363
-10.857 | 5934.938 | -10.374 | 743.504
-10.696 | 5939.351 | -10.213 | 772.535
-10.535 | 5943.429 | -10.213 | 772.535
-10.374 | 5944.209 | -10.052 | 801.873
-10.213 | 5942.788 | -9.89 | 831.638
-10.052 | 5947.106 | -9.729 | 864.122
-9.89 | 5954.289 | -9.567 | 900.248
-9.729 | 5952.731 | -9.405 | 938.158
-9.567 | 5950.627 | -9.243 | 977.25
-9.405 | 5958.685 | -9.08 | 1020.256
-9.243 | 5973.075 | -9.08 | 1020.256
-9.08 | 5988.662 | -8.918 | 1065.798
-8.918 | 6005.147 | -8.755 | 1111.795
-8.755 | 6011.349 | -8.593 | 1160.635
-8.593 | 6023.998 | -8.43 | 1215.66
-8.43 | 6024.394 | -8.267 | 1268.742
-8.267 | 6028.444 | -8.104 | 1323.687
-8.104 | 6039.536 | -7.94 | 1383.199
-7.94 | 6054.466 | -7.94 | 1383.199
-7.777 | 6054.418 | -7.777 | 1447.973
-7.614 | 6061.264 | -7.614 | 1514.038
-7.45 | 6073.572 | -7.45 | 1587.107
-7.286 | 6083.88 | -7.286 | 1667.512
-7.122 | 6094.11 | -7.122 | 1750.649
-6.958 | 6108.065 | -6.958 | 1838.776
-6.794 | 6114.789 | -6.958 | 1838.776
-6.63 | 6120.202 | -6.794 | 1930.286
-6.466 | 6138.439 | -6.63 | 2025.428
-6.301 | 6150.648 | -6.466 | 2123.188
-6.137 | 6158.671 | -6.301 | 2224.245
-5.972 | 6165.41 | -6.137 | 2328.013
-5.807 | 6171.624 | -5.972 | 2432.091
-5.642 | 6170.543 | -5.807 | 2545.489
-5.478 | 6176.011 | -5.807 | 2545.489
-5.313 | 6184.998 | -5.642 | 2663.47
-5.147 | 6190.896 | -5.478 | 2774.451
-4.982 | 6193.713 | -5.313 | 2893.852
-4.817 | 6197.022 | -5.147 | 3016.259
-4.652 | 6188.497 | -4.982 | 3143.195
-4.486 | 6193.607 | -4.817 | 3270.268
-4.321 | 6203.939 | -4.652 | 3403.532
-4.155 | 6215.812 | -4.652 | 3403.532
-3.989 | 6217.526 | -4.486 | 3542.792
-3.824 | 6229.605 | -4.321 | 3693.413
-3.658 | 6237.678 | -4.155 | 3832.644
-3.492 | 6240.566 | -3.989 | 3972.389
-3.326 | 6249.585 | -3.824 | 4109.375
-3.16 | 6245.129 | -3.658 | 4248.971
-2.994 | 6245.62 | -3.658 | 4248.971
-2.828 | 6258.209 | -3.492 | 4380.328
-2.662 | 6261.034 | -3.326 | 4517.098
-2.496 | 6257.127 | -3.16 | 4655.508
-2.33 | 6258.619 | -2.994 | 4803.783
-2.163 | 6257.801 | -2.828 | 4943.582
-1.997 | 6253.224 | -2.662 | 5074.603
-1.831 | 6244.815 | -2.496 | 5199.697
-1.664 | 6238.611 | -2.496 | 5199.697
-1.498 | 6225.734 | -2.33 | 5315.745
-1.332 | 6223.326 | -2.163 | 5408.663
-1.165 | 6220.179 | -1.997 | 5510.979
-0.999 | 6212.096 | -1.831 | 5608.081
-0.832 | 6184.695 | -1.664 | 5705.614
-0.666 | 6176.838 | -1.498 | 5779.685
-0.499 | 6174.631 | -1.498 | 5779.685
-0.333 | 6171.265 | -1.332 | 5859.059
-0.166 | 6174.845 | -1.165 | 5930.515
0 | 6181.879 | -0.999 | 5998.47
0.166 | 6183.102 | -0.832 | 6059.136
0.333 | 6182.631 | -0.666 | 6122.973
0.499 | 6179.933 | -0.499 | 6151.668
0.666 | 6176.628 | -0.333 | 6172.791
0.832 | 6168.862 | -0.333 | 6172.791
0.999 | 6156.233 | -0.166 | 6175.665
1.165 | 6151.732 | 0 | 6181.879
1.332 | 6150.476 | 0.166 | 6172.27
1.498 | 6148.593 | 0.333 | 6161.253
1.664 | 6146.864 | 0.499 | 6125.138
1.831 | 6147.886 | 0.666 | 6090.681
1.997 | 6152.713 | 0.832 | 6062.303
2.163 | 6154.659 | 0.832 | 6062.303
2.33 | 6151.179 | 0.999 | 6023.864
2.496 | 6143.375 | 1.165 | 5976.292
2.662 | 6132.601 | 1.332 | 5913.013
2.828 | 6122.603 | 1.498 | 5841.421
2.994 | 6110.758 | 1.664 | 5753.178
3.16 | 6097.694 | 1.831 | 5661.712
3.326 | 6090.827 | 1.831 | 5661.712
3.492 | 6089.588 | 1.997 | 5577.121
3.658 | 6082.339 | 2.163 | 5482.145
3.824 | 6070.108 | 2.33 | 5362.43
3.989 | 6063.428 | 2.496 | 5235.498
4.155 | 6067.289 | 2.662 | 5104.965
4.321 | 6061.417 | 2.828 | 4965.057
4.486 | 6049.316 | 2.994 | 4832.103
4.652 | 6034.938 | 2.994 | 4832.103
4.817 | 6019.762 | 3.16 | 4700.509
4.982 | 6011.731 | 3.326 | 4558.632
5.147 | 6003.467 | 3.492 | 4416.188
5.313 | 5992.205 | 3.658 | 4277.464
5.478 | 5989.363 | 3.824 | 4129.13
5.642 | 5976.404 | 3.989 | 3988.928
5.807 | 5958.628 | 4.155 | 3843.6
5.972 | 5943.463 | 4.155 | 3843.6
6.137 | 5935.94 | 4.321 | 3698.548
6.301 | 5926.115 | 4.486 | 3551.222
6.466 | 5921.834 | 4.652 | 3411.679
6.63 | 5914.376 | 4.817 | 3272.349
6.794 | 5896.485 | 4.982 | 3134.284
6.958 | 5875.808 | 5.147 | 3004.098
7.122 | 5850.93 | 5.147 | 3004.098
7.286 | 5834.125 | 5.313 | 2871.289
7.45 | 5818.512 | 5.478 | 2741.39
7.614 | 5802.527 | 5.642 | 2620.513
7.777 | 5785.167 | 5.807 | 2502.785
7.94 | 5761.812 | 5.972 | 2395.397
8.104 | 5738.806 | 6.137 | 2288.938
8.267 | 5718.549 | 6.301 | 2185.269
8.43 | 5706.88 | 6.301 | 2185.269
8.593 | 5691.145 | 6.466 | 2077.644
8.755 | 5680.414 | 6.63 | 1976.336
8.918 | 5669.344 | 6.794 | 1876.08
9.08 | 5661.14 | 6.958 | 1787.204
9.243 | 5648.277 | 7.122 | 1702.985
9.405 | 5639.849 | 7.286 | 1621.926
9.567 | 5635.655 | 7.45 | 1543.974
9.729 | 5623.203 | 7.45 | 1543.974
9.89 | 5606.267 | 7.614 | 1471.483
10.052 | 5596.03 | 7.777 | 1398.624
10.213 | 5588.04 | 7.94 | 1331.221
10.374 | 5565.073 | 8.104 | 1265.711
10.535 | 5553.528 | 8.267 | 1208.333
10.696 | 5539.549 | 8.43 | 1151.018
10.857 | 5522.878 | 8.43 | 1151.018
11.017 | 5508.786 | 8.593 | 1099.067
11.178 | 5507.947 | 8.755 | 1046.355
11.338 | 5505.495 | 8.918 | 996.038
11.498 | 5503.142 | 9.08 | 949.927
11.657 | 5492.404 | 9.243 | 908.728
11.817 | 5478.705 | 9.405 | 868.428
11.976 | 5459.766 | 9.567 | 831.355
12.136 | 5441.028 | 9.567 | 831.355
12.295 | 5427.824 | 9.729 | 795.507
12.454 | 5419.304 | 9.89 | 758.136
12.612 | 5414.977 | 10.052 | 726.324
12.771 | 5405.389 | 10.213 | 698.272
12.929 | 5386.553 | 10.374 | 669.308
13.087 | 5369.6 | 10.535 | 641.493
13.245 | 5356.193 | 10.535 | 641.493
13.403 | 5344.528 | 10.696 | 621.341
13.56 | 5330.565 | 10.857 | 596.971
13.717 | 5321.547 | 11.017 | 572.574
13.874 | 5310.647 | 11.178 | 549.946
14.031 | 5288.703 | 11.338 | 531.18
14.188 | 5266.089 | 11.498 | 508.53
14.344 | 5248.062 | 11.657 | 489.386
14.5 | 5226.872 | 11.657 | 489.386
14.656 | 5213.975 | 11.817 | 471.467
14.812 | 5201.741 | 11.976 | 456.631
14.967 | 5190.869 | 12.136 | 440.996
15.123 | 5171.469 | 12.295 | 426.192
15.278 | 5156.164 | 12.454 | 411.465
15.432 | 5137.548 | 12.612 | 399.442
15.587 | 5118.395 | 12.771 | 387.546
15.741 | 5105.177 | 12.771 | 387.546
15.896 | 5099.778 | 12.929 | 375.921
16.049 | 5094.837 | 13.087 | 363.453
16.203 | 5082.905 | 13.245 | 350.055
16.357 | 5068.809 | 13.403 | 339.263
16.51 | 5050.066 | 13.56 | 329.16
16.663 | 5032.584 | 13.717 | 318.982
16.815 | 5021.74 | 13.717 | 318.982
16.968 | 5012.938 | 13.874 | 308.664
17.12 | 5004.946 | 14.031 | 297.349
17.272 | 4993.105 | 14.188 | 287.687
17.424 | 4974.024 | 14.344 | 277.025
17.575 | 4947.098 | 14.5 | 268.362
17.726 | 4921.069 | 14.656 | 258.592
17.877 | 4901.207 | 14.812 | 251.38
18.028 | 4882.479 | 14.812 | 251.38
18.178 | 4866.16 | 14.967 | 244.395
18.328 | 4854.539 | 15.123 | 237.66
18.478 | 4843.428 | 15.278 | 231.896
18.628 | 4833.053 | 15.432 | 224.429
18.777 | 4815.666 | 15.587 | 217.251
18.926 | 4793.846 | 15.741 | 208.976
19.075 | 4776.073 | 15.896 | 202.487
19.224 | 4763.169 | 15.896 | 202.487
19.372 | 4747.247 | 16.049 | 196.38
19.52 | 4726.867 | 16.203 | 190.334
19.668 | 4707.541 | 16.357 | 184.78
19.815 | 4693.719 | 16.51 | 180.652
19.963 | 4689.258 | 16.663 | 177.331
20.11 | 4683.319 | 16.815 | 172.648
20.256 | 4673.717 | 16.815 | 172.648
20.403 | 4665.238 | 16.968 | 168.534
20.549 | 4659.236 | 17.12 | 164.642
20.695 | 4650.677 | 17.272 | 160.712
20.84 | 4643.089 | 17.424 | 156.083
20.985 | 4628.02 | 17.575 | 151.125
21.13 | 4612.477 | 17.726 | 146.211
21.275 | 4591.175 | 17.877 | 141.162
21.42 | 4571.247 | 17.877 | 141.162
21.564 | 4555.407 | 18.028 | 136.666
21.708 | 4535.914 | 18.178 | 132.393
21.851 | 4522.631 | 18.328 | 129.259
21.994 | 4514.347 | 18.478 | 126.021
22.137 | 4503.762 | 18.628 | 122.79
22.28 | 4489.988 | 18.777 | 119.363
22.423 | 4483.834 | 18.777 | 119.363
22.565 | 4470.743 | 18.926 | 117.428
22.707 | 4456.601 | 19.075 | 114.649
22.848 | 4445.66 | 19.224 | 112.535
22.989 | 4435.676 | 19.372 | 110.638
23.13 | 4416.163 | 19.52 | 109.917
23.271 | 4398.565 | 19.668 | 108.941
23.411 | 4381.839 | 19.815 | 107.709
23.551 | 4366.882 | 19.815 | 107.709
23.691 | 4358.504 | 19.963 | 105.231
23.831 | 4352.93 | 20.11 | 103.753
23.97 | 4346.313 | 20.256 | 101.644
24.109 | 4337.211 | 20.403 | 98.737
24.247 | 4325.976 | 20.549 | 96.534
24.385 | 4309.307 | 20.695 | 95.507
24.523 | 4289.173 | 20.84 | 93.705
24.661 | 4271.688 | 20.84 | 93.705
24.798 | 4254.761 | 20.985 | 91.892
24.935 | 4234.279 | 21.13 | 90.305
25.072 | 4211.361 | 21.275 | 88.944
25.209 | 4197.001 | 21.42 | 89.61
25.345 | 4186.918 | 21.564 | 88.857
25.481 | 4173.716 | 21.708 | 87.815
25.616 | 4161.418 | 21.708 | 87.815
25.751 | 4148.625 | 21.851 | 86.505
25.886 | 4136.744 | 21.994 | 85.235
26.021 | 4131.855 | 22.137 | 84.103
26.155 | 4125.062 | 22.28 | 82.675
26.289 | 4114.177 | 22.423 | 81.674
26.423 | 4100.722 | 22.565 | 80.933
26.556 | 4082.351 | 22.707 | 79.872
26.689 | 4063.798 | 22.707 | 79.872
26.822 | 4046.268 | 22.848 | 77.416
26.954 | 4020.669 | 22.989 | 74.75
27.087 | 3995.941 | 23.13 | 73.514
27.218 | 3975.455 | 23.271 | 72.959
27.35 | 3957.595 | 23.411 | 72.919
27.481 | 3944.055 | 23.551 | 72.063
27.612 | 3927.864 | 23.691 | 71.424
27.743 | 3905.252 | 23.691 | 71.424
27.873 | 3879.047 | 23.831 | 70.558
28.003 | 3850.318 | 23.97 | 69.312
28.132 | 3821.4 | 24.109 | 68.082
28.262 | 3793.911 | 24.247 | 68.506
28.391 | 3769.04 | 24.385 | 68.427
28.519 | 3747.183 | 24.523 | 67.614
28.648 | 3726.142 | 24.523 | 67.614
28.776 | 3701.679 | 24.661 | 66.669
28.904 | 3667.729 | 24.798 | 65.565
29.031 | 3626.812 | 24.935 | 65.067
29.158 | 3582.715 | 25.072 | 65.49
29.285 | 3539.886 | 25.209 | 64.062
29.412 | 3503.762 | 25.345 | 62.288
29.538 | 3466.225 | 25.481 | 60.866
29.664 | 3430.049 | 25.481 | 60.866
29.789 | 3396.999 | 25.616 | 60.761
29.914 | 3357.886 | 25.751 | 59.246
30.039 | 3313.935 | 25.886 | 59.684
30.164 | 3274.562 | 26.021 | 60.021
30.288 | 3232.652 | 26.155 | 59.779
30.412 | 3190.138 | 26.289 | 58.663
30.536 | 3148.984 | 26.423 | 58.124
30.659 | 3101.625 | 26.423 | 58.124
30.782 | 3054.065 | 26.556 | 56.594
30.905 | 3009.171 | 26.689 | 54.653
31.027 | 2962.67 | 26.822 | 53.53
31.15 | 2921.238 | 26.954 | 53.396
31.271 | 2877.908 | 27.087 | 52.72
31.393 | 2826.067 | 27.218 | 51.985
31.514 | 2774.421 | 27.218 | 51.985
31.635 | 2725.597 | 27.35 | 51.135
31.755 | 2676.434 | 27.481 | 50.936
31.876 | 2630.916 | 27.612 | 51.392
31.995 | 2586.366 | 27.743 | 51.824
32.115 | 2533.788 | 27.873 | 51.928
32.234 | 2477.689 | 28.003 | 52.227
32.353 | 2421.475 | 28.132 | 52.333
32.472 | 2371.467 | 28.132 | 52.333
32.59 | 2325.922 | 28.262 | 50.932
32.708 | 2277.948 | 28.391 | 49.578
32.826 | 2228.48 | 28.519 | 48.663
32.943 | 2181.019 | 28.648 | 48.333
33.061 | 2133.387 | 28.776 | 48.454
33.177 | 2085.192 | 28.904 | 48.15
33.294 | 2035.744 | 28.904 | 48.15
33.41 | 1982.765 | 29.031 | 47.387
33.526 | 1928.355 | 29.158 | 46.646
33.641 | 1874.479 | 29.285 | 46.101
33.757 | 1823.967 | 29.412 | 46.014
33.872 | 1778.56 | 29.538 | 44.97
33.986 | 1735.611 | 29.664 | 44.063
34.101 | 1693.27 | 29.789 | 43.879
34.215 | 1649.254 | 29.789 | 43.879
34.328 | 1606.826 | 29.914 | 42.843
34.442 | 1561.962 | 30.039 | 41.653
34.555 | 1514.291 | 30.164 | 42.195
34.667 | 1471.665 | 30.288 | 42.503
34.78 | 1435.317 | 30.412 | 42.308
34.892 | 1398.275 | 30.536 | 42.708
35.004 | 1354.633 | 30.659 | 42.183
35.116 | 1313.543 | 30.659 | 42.183
35.227 | 1273.99 | 30.782 | 41.412
35.338 | 1234.131 | 30.905 | 40.847
35.448 | 1195.799 | 31.027 | 40.641
35.559 | 1165.353 | 31.15 | 39.581
35.669 | 1138.589 | 31.271 | 39.001
35.778 | 1108.233 | 31.393 | 38.508
35.778 | 1108.233 | 31.393 | 38.508
35.888 | 1075.424 | 31.514 | 37.242
35.997 | 1041.789 | 31.635 | 36.986
36.106 | 1007.355 | 31.755 | 36.541
36.214 | 971.823 | 31.876 | 35.967
36.323 | 935.582 | 31.995 | 36.265
36.431 | 902.687 | 32.115 | 36.909
36.538 | 883.508 | 32.234 | 37.462
36.214 | 432.244 | 36.106 | 30.158
36.323 | 420.226 | 36.214 | 26.071
36.431 | 409.933 | 36.323 | 19.361
36.538 | 404.972 | 36.431 | 15.164

## Vivid V70 (hidden)
Selador | Lamp |  | Wattage
Vivid | Lumileds K2 |  | 122 |  | Note: Owing to the variability of LEDs, output data and color matches should be viewed as approximate
Note: All data taken with room temperature fixture
| Beam Angle | Field Angle
Horizontal | 12.6 | 25.1
| Accessory Lens | Candela | Field Lumens | Beam Lumens | Lens Efficiency | Efficacy
| V70 | 5200 | 1100 | 600 | 97.78% | 9.0164
| For Field diameter at any distance, multiply distance by |  |  |  | 0.44522
| For Beam diameter at any distance, multiply distance by |  |  |  | 0.2208
| Throw Distance (ft) | 10 | 15 | 20 | 25
| Throw Distance (m) | 3.048 | 4.572 | 6.096 | 7.62
| Field Diameter (ft) | 4.4522 | 6.6783 | 8.9044 | 11.1305
| Field Diameter (m) | 1.357 | 2.0355 | 2.7141 | 3.3926
| Illuminance (fc) | 52 | 23.1111 | 13 | 8.32
| Illuminance (lux) | 559.7228 | 248.7657 | 139.9307 | 89.5556
Test Distance | Iso-Illuminance Diagram grid lines
61 | 10 | 20 | 30 | 40
| 0.16393 | 0.32787 | 0.4918 | 0.65574
| Beam Angle | Field Angle
Vertical | 62.3 | 72.9
| For Field diameter at any distance, multiply distance by |  |  |  | 1.4772
| For Beam diameter at any distance, multiply distance by |  |  |  | 1.2089
| Throw Distance (ft) | 10 | 15 | 20 | 25
| Throw Distance (m) | 3.048 | 4.572 | 6.096 | 7.62
| Field Diameter (ft) | 14.7722 | 22.1583 | 29.5445 | 36.9306
| Field Diameter (m) | 4.5026 | 6.7539 | 9.0052 | 11.2564
| Illuminance (fc) | 52 | 23.1111 | 13 | 8.32
| Illuminance (lux) | 559.7228 | 248.7657 | 139.9307 | 89.5556
| X |  | Y
-36.538 | 0 | -36.646 | 736.214
-36.431 | 0 | -36.538 | 746.802
-36.323 | 0 | -36.431 | 764.249
-36.214 | 4.611 | -36.323 | 789.077
-36.106 | 12.186 | -36.214 | 816.34
-35.997 | 19.41 | -36.106 | 848.069
-35.888 | 27.363 | -35.997 | 875.059
-35.778 | 33.214 | -35.888 | 901.853
-35.669 | 33.148 | -35.778 | 931.45
-35.559 | 32.303 | -35.669 | 963.602
-35.448 | 32.593 | -35.559 | 993.955
-35.338 | 32.284 | -35.448 | 1025.318
-35.227 | 31.312 | -35.338 | 1055.358
-35.116 | 31.88 | -35.227 | 1087.378
-35.004 | 31.993 | -35.116 | 1117.836
-34.892 | 32.657 | -35.004 | 1152.647
-34.78 | 33.075 | -34.892 | 1192.103
-34.667 | 34.345 | -34.78 | 1230.847
-34.555 | 34.547 | -34.667 | 1275.021
-34.442 | 34.781 | -34.555 | 1319.368
-34.328 | 35.249 | -34.442 | 1361.676
-34.215 | 34.87 | -34.328 | 1400.987
-34.101 | 35.334 | -34.215 | 1443.202
-33.986 | 36.028 | -34.101 | 1481.2
-33.872 | 36.316 | -33.986 | 1520.416
-33.757 | 36.07 | -33.872 | 1562.599
-33.641 | 35.099 | -33.757 | 1606.088
-33.526 | 33.938 | -33.641 | 1647.593
-33.41 | 36.064 | -33.526 | 1695.202
-33.294 | 36.279 | -33.41 | 1738.317
-33.177 | 36.687 | -33.294 | 1782.868
-33.061 | 37.384 | -33.177 | 1833.195
-32.943 | 37.461 | -33.061 | 1880.384
-32.826 | 36.766 | -32.943 | 1925.892
-32.708 | 37.357 | -32.826 | 1976.004
-32.59 | 38.452 | -32.708 | 2023.751
-32.472 | 39.222 | -32.59 | 2067.915
-32.353 | 39.637 | -32.472 | 2119.845
-32.234 | 41.498 | -32.353 | 2170.749
-32.115 | 41.335 | -32.234 | 2221.393
-31.995 | 40.266 | -32.115 | 2277.462
-31.876 | 40.171 | -31.995 | 2333.95
-31.755 | 40.914 | -31.876 | 2386.026
-31.635 | 40.972 | -31.755 | 2436.469
-31.514 | 41.151 | -31.635 | 2485.947
-31.393 | 42.003 | -31.514 | 2528.191
-31.271 | 42.055 | -31.393 | 2574.813
-31.15 | 42.897 | -31.271 | 2619.5
-31.027 | 42.732 | -31.15 | 2668.056
-30.905 | 44.107 | -31.027 | 2712.857
-30.782 | 44.42 | -30.905 | 2759.381
-30.659 | 44.49 | -30.782 | 2798.856
-30.536 | 44.469 | -30.659 | 2837.414
-30.412 | 45.46 | -30.536 | 2873.245
-30.288 | 45.169 | -30.412 | 2910.037
-30.164 | 44.231 | -30.288 | 2946.92
-30.039 | 44.416 | -30.164 | 2984.983
-29.914 | 45.743 | -30.039 | 3021.129
-29.789 | 45.541 | -29.914 | 3056.431
-29.664 | 45.836 | -29.789 | 3088.741
-29.538 | 47.778 | -29.664 | 3115.534
-29.412 | 49.735 | -29.538 | 3143.214
-29.285 | 50.096 | -29.412 | 3165.021
-29.158 | 49.939 | -29.285 | 3188.205
-29.031 | 49.441 | -29.158 | 3218.135
-28.904 | 49.742 | -29.031 | 3248.232
-28.776 | 50.012 | -28.904 | 3270.989
-28.648 | 52.283 | -28.776 | 3293.286
-28.519 | 53.161 | -28.648 | 3316.34
-28.391 | 53.219 | -28.519 | 3336.77
-28.262 | 54.393 | -28.391 | 3359.059
-28.132 | 55.03 | -28.262 | 3377.801
-28.003 | 54.914 | -28.132 | 3397.344
-27.873 | 54.717 | -28.003 | 3413.525
-27.743 | 55.758 | -27.873 | 3428.064
-27.612 | 55.257 | -27.743 | 3437.816
-27.481 | 56.179 | -27.612 | 3447.629
-27.35 | 56.633 | -27.481 | 3453.763
-27.218 | 57.706 | -27.35 | 3464.039
-27.087 | 58.935 | -27.218 | 3473.642
-26.954 | 61.043 | -27.087 | 3478.742
-26.822 | 61.151 | -26.954 | 3483.077
-26.689 | 61.578 | -26.822 | 3492.022
-26.556 | 61.87 | -26.689 | 3500.528
-26.423 | 61.443 | -26.556 | 3508.815
-26.289 | 61.812 | -26.423 | 3521
-26.155 | 62.627 | -26.289 | 3534.848
-26.021 | 63.831 | -26.155 | 3546.888
-25.886 | 65.053 | -26.021 | 3556.876
-25.751 | 65.04 | -25.886 | 3561.666
-25.616 | 65.547 | -25.751 | 3567.784
-25.481 | 65.377 | -25.616 | 3572.381
-25.345 | 65.492 | -25.481 | 3578.404
-25.209 | 66.74 | -25.345 | 3587.853
-25.072 | 68.261 | -25.209 | 3594.954
-24.935 | 69.492 | -25.072 | 3600.474
-24.798 | 71.683 | -24.935 | 3597.039
-24.661 | 73.681 | -24.798 | 3600.696
-24.523 | 73.97 | -24.661 | 3613.154
-24.385 | 74.662 | -24.523 | 3621.337
-24.247 | 75.776 | -24.385 | 3621.878
-24.109 | 76.859 | -24.247 | 3627.233
-23.97 | 77.835 | -24.109 | 3638.131
-23.831 | 77.684 | -23.97 | 3648.572
-23.691 | 77.559 | -23.831 | 3661.998
-23.551 | 77.855 | -23.691 | 3677.637
-23.411 | 77.978 | -23.551 | 3693.711
-23.271 | 79.354 | -23.411 | 3708.712
-23.13 | 81.507 | -23.271 | 3720.461
-22.989 | 83.892 | -23.13 | 3733.82
-22.848 | 85.238 | -22.989 | 3743.936
-22.707 | 86.188 | -22.848 | 3754.934
-22.565 | 86.842 | -22.707 | 3768.045
-22.423 | 89.496 | -22.565 | 3780.927
-22.28 | 89.847 | -22.423 | 3787.884
-22.137 | 90.222 | -22.28 | 3793.111
-21.994 | 91.12 | -22.137 | 3799.146
-21.851 | 93.946 | -21.994 | 3806.579
-21.708 | 95.091 | -21.851 | 3819.478
-21.564 | 96.562 | -21.708 | 3838.412
-21.42 | 97.717 | -21.564 | 3851.451
-21.275 | 99.526 | -21.42 | 3863.116
-21.13 | 100.597 | -21.275 | 3878.676
-20.985 | 102.412 | -21.13 | 3888.911
-20.84 | 104.077 | -20.985 | 3894.593
-20.695 | 106.945 | -20.84 | 3904.759
-20.549 | 108.264 | -20.695 | 3918.904
-20.403 | 109.507 | -20.549 | 3932.396
-20.256 | 110.12 | -20.403 | 3947.165
-20.11 | 111.008 | -20.256 | 3962.254
-19.963 | 112.327 | -20.11 | 3970.176
-19.815 | 115.289 | -19.963 | 3978.963
-19.668 | 118.944 | -19.815 | 3984.876
-19.52 | 122.124 | -19.668 | 3995.064
-19.372 | 125.198 | -19.52 | 4008.788
-19.224 | 129.864 | -19.372 | 4022.749
-19.075 | 134.032 | -19.224 | 4036.946
-18.926 | 136.984 | -19.075 | 4053.481
-18.777 | 140.237 | -18.926 | 4065.689
-18.628 | 143.52 | -18.777 | 4079.74
-18.478 | 146.764 | -18.628 | 4094.321
-18.328 | 150.684 | -18.478 | 4109.765
-18.178 | 154.896 | -18.328 | 4124.105
-18.028 | 159.377 | -18.178 | 4140.486
-17.877 | 163.86 | -18.028 | 4150.089
-17.726 | 168.387 | -17.877 | 4167.412
-17.575 | 173.4 | -17.726 | 4181.719
-17.424 | 178.698 | -17.575 | 4196.534
-17.272 | 184.65 | -17.424 | 4205.838
-17.12 | 190.947 | -17.272 | 4215.543
-16.968 | 197.106 | -17.12 | 4234.518
-16.815 | 203.108 | -16.968 | 4256.398
-16.663 | 208.845 | -16.815 | 4274.466
-16.51 | 215.315 | -16.663 | 4293.156
-16.357 | 221.951 | -16.51 | 4306.666
-16.203 | 228.237 | -16.357 | 4319.243
-16.049 | 235.355 | -16.203 | 4330.788
-15.896 | 243.238 | -16.049 | 4351.794
-15.741 | 251.216 | -15.896 | 4366.464
-15.587 | 259.204 | -15.741 | 4379.569
-15.432 | 268.672 | -15.587 | 4397.972
-15.278 | 279.333 | -15.432 | 4411.439
-15.123 | 289.02 | -15.278 | 4418.243
-14.967 | 297.716 | -15.123 | 4430.531
-14.812 | 308.448 | -14.967 | 4451.423
-14.656 | 320.339 | -14.812 | 4471.575
-14.5 | 329.494 | -14.656 | 4492.808
-14.344 | 341.385 | -14.5 | 4517.195
-14.188 | 355.156 | -14.344 | 4535.828
-14.031 | 369.044 | -14.188 | 4544.455
-13.874 | 384.736 | -14.031 | 4552.098
-13.717 | 400.35 | -13.874 | 4566.435
-13.56 | 414.061 | -13.717 | 4587.177
-13.403 | 429.817 | -13.56 | 4599.673
-13.245 | 448.91 | -13.403 | 4616.136
-13.087 | 467.916 | -13.245 | 4638.984
-12.929 | 489.288 | -13.087 | 4653.384
-12.771 | 510.341 | -12.929 | 4668.203
-12.612 | 532.268 | -12.771 | 4685.929
-12.454 | 555.721 | -12.612 | 4700.348
-12.295 | 579.221 | -12.454 | 4716.091
-12.136 | 603.463 | -12.295 | 4734.235
-11.976 | 629.851 | -12.136 | 4743.361
-11.817 | 658.923 | -11.976 | 4759.389
-11.657 | 687.581 | -11.817 | 4772.481
-11.498 | 717.613 | -11.657 | 4782.878
-11.338 | 749.195 | -11.498 | 4796.514
-11.178 | 784.605 | -11.338 | 4811.876
-11.017 | 820.094 | -11.178 | 4830.411
-10.857 | 857.719 | -11.017 | 4844.625
-10.696 | 896.948 | -10.857 | 4860.439
-10.535 | 941.529 | -10.696 | 4868.883
-10.374 | 984.206 | -10.535 | 4875.833
-10.213 | 1030.553 | -10.374 | 4887.109
-10.052 | 1079.957 | -10.213 | 4898.19
-9.89 | 1131.968 | -10.052 | 4902.986
-9.729 | 1187.156 | -9.89 | 4910.822
-9.567 | 1244.158 | -9.729 | 4932.798
-9.405 | 1302.017 | -9.567 | 4955.452
-9.243 | 1363.886 | -9.405 | 4968.911
-9.08 | 1428.683 | -9.243 | 4981.664
-8.918 | 1492.822 | -9.08 | 4992.786
-8.755 | 1558.638 | -8.918 | 5007.052
-8.593 | 1630.846 | -8.755 | 5017.201
-8.43 | 1702.983 | -8.593 | 5026.939
-8.267 | 1775.055 | -8.43 | 5038.615
-8.104 | 1850.721 | -8.267 | 5041.479
-7.94 | 1928.718 | -8.104 | 5043.111
-7.777 | 2008.885 | -7.94 | 5043.909
-7.614 | 2093.024 | -7.777 | 5054.368
-7.45 | 2180.186 | -7.614 | 5065.307
-7.286 | 2265.113 | -7.45 | 5076.16
-7.122 | 2353.125 | -7.286 | 5081.888
-6.958 | 2441.608 | -7.122 | 5087.914
-6.794 | 2534.324 | -6.958 | 5092.271
-6.63 | 2628.311 | -6.794 | 5103.631
-6.466 | 2726.992 | -6.63 | 5105.318
-6.301 | 2823.875 | -6.466 | 5105.313
-6.137 | 2919.533 | -6.301 | 5113.234
-5.972 | 3012.99 | -6.137 | 5113.946
-5.807 | 3113.613 | -5.972 | 5111.638
-5.642 | 3212.333 | -5.807 | 5119.06
-5.478 | 3312.47 | -5.642 | 5119.567
-5.313 | 3415.612 | -5.478 | 5107.802
-5.147 | 3510.755 | -5.313 | 5096.971
-4.982 | 3601.611 | -5.147 | 5098.479
-4.817 | 3696.118 | -4.982 | 5091.698
-4.652 | 3792.753 | -4.817 | 5085.166
-4.486 | 3889.69 | -4.652 | 5085.161
-4.321 | 3995.227 | -4.486 | 5098.984
-4.155 | 4097.032 | -4.321 | 5105.737
-3.989 | 4191.952 | -4.155 | 5111.339
-3.824 | 4280.775 | -3.989 | 5118.864
-3.658 | 4361.561 | -3.824 | 5125.2
-3.492 | 4438.51 | -3.658 | 5130.159
-3.326 | 4525.282 | -3.492 | 5131.404
-3.16 | 4601.734 | -3.326 | 5135.4
-2.994 | 4674.78 | -3.16 | 5140.745
-2.828 | 4748.125 | -2.994 | 5146.98
-2.662 | 4813.643 | -2.828 | 5153.069
-2.496 | 4871.674 | -2.662 | 5157.31
-2.33 | 4927.355 | -2.496 | 5161.735
-2.163 | 4973.698 | -2.33 | 5158.963
-1.997 | 5017.767 | -2.163 | 5146.672
-1.831 | 5055.729 | -1.997 | 5140.459
-1.664 | 5089.595 | -1.831 | 5139.25
-1.498 | 5112.711 | -1.664 | 5142.238
-1.332 | 5141.346 | -1.498 | 5139.398
-1.165 | 5160.654 | -1.332 | 5141.918
-0.999 | 5171.729 | -1.165 | 5143.499
-0.832 | 5170.15 | -0.999 | 5146.697
-0.666 | 5170.953 | -0.832 | 5152.047
-0.499 | 5175.129 | -0.666 | 5162.732
-0.333 | 5175.908 | -0.499 | 5168.034
-0.166 | 5169.399 | -0.333 | 5159.316
0 | 5158.33 | -0.166 | 5158.376
0.166 | 5146.381 | 0 | 5158.33
0.333 | 5125.922 | 0.166 | 5149.07
0.499 | 5097.066 | 0.333 | 5147.969
0.666 | 5066.313 | 0.499 | 5150.412
0.832 | 5040.489 | 0.666 | 5143.181
0.999 | 5002.824 | 0.832 | 5146.4
1.165 | 4960.007 | 0.999 | 5159.232
1.332 | 4917.243 | 1.165 | 5167.313
1.498 | 4876.056 | 1.332 | 5167.035
1.664 | 4829.779 | 1.498 | 5168.013
1.831 | 4778.865 | 1.664 | 5167.557
1.997 | 4720.362 | 1.831 | 5161.978
2.163 | 4662.209 | 1.997 | 5162.086
2.33 | 4593.105 | 2.163 | 5165.63
2.496 | 4524.182 | 2.33 | 5161.429
2.662 | 4450.135 | 2.496 | 5156.303
2.828 | 4368.656 | 2.662 | 5150.518
2.994 | 4280.648 | 2.828 | 5143.977
3.16 | 4197.245 | 2.994 | 5145.965
3.326 | 4106.698 | 3.16 | 5146.588
3.492 | 4017.485 | 3.326 | 5148.127
3.658 | 3926.531 | 3.492 | 5148.394
3.824 | 3834.421 | 3.658 | 5148.291
3.989 | 3741.127 | 3.824 | 5136.373
4.155 | 3655.251 | 3.989 | 5129.045
4.321 | 3569.452 | 4.155 | 5124.64
4.486 | 3474.275 | 4.321 | 5124.798
4.652 | 3381.113 | 4.486 | 5124.485
4.817 | 3283.933 | 4.652 | 5130.171
4.982 | 3191.435 | 4.817 | 5128.57
5.147 | 3096.114 | 4.982 | 5123.542
5.313 | 3007.809 | 5.147 | 5127.974
5.478 | 2918.41 | 5.313 | 5125.523
5.642 | 2820.825 | 5.478 | 5122.07
5.807 | 2724.167 | 5.642 | 5125.178
5.972 | 2628.451 | 5.807 | 5125.528
6.137 | 2536.66 | 5.972 | 5126.835
6.301 | 2443.263 | 6.137 | 5125.413
6.466 | 2356.161 | 6.301 | 5127.353
6.63 | 2267.27 | 6.466 | 5122.03
6.794 | 2182.969 | 6.63 | 5118.938
6.958 | 2102.483 | 6.794 | 5108.831
7.122 | 2021.8 | 6.958 | 5096.092
7.286 | 1942.201 | 7.122 | 5084.284
7.45 | 1869.846 | 7.286 | 5072.177
7.614 | 1795.786 | 7.45 | 5068.101
7.777 | 1721.753 | 7.614 | 5062.409
7.94 | 1652.945 | 7.777 | 5059.465
8.104 | 1587.233 | 7.94 | 5049.523
8.267 | 1522.479 | 8.104 | 5042.816
8.43 | 1462.878 | 8.267 | 5033.47
8.593 | 1411.522 | 8.43 | 5022.617
8.755 | 1359.374 | 8.593 | 5011.513
8.918 | 1305.042 | 8.755 | 5001.971
9.08 | 1251.643 | 8.918 | 4992.238
9.243 | 1200.426 | 9.08 | 4978.13
9.405 | 1148.398 | 9.243 | 4974.207
9.567 | 1100.286 | 9.405 | 4967.858
9.729 | 1055.405 | 9.567 | 4960.364
9.89 | 1011.992 | 9.729 | 4943.374
10.052 | 970.29 | 9.89 | 4928.614
10.213 | 930.743 | 10.052 | 4912.894
10.374 | 892.257 | 10.213 | 4901.571
10.535 | 853.952 | 10.374 | 4892.318
10.696 | 817.132 | 10.535 | 4880.83
10.857 | 781.942 | 10.696 | 4875.114
11.017 | 750.163 | 10.857 | 4867.123
11.178 | 719.245 | 11.017 | 4858.256
11.338 | 690.321 | 11.178 | 4850.084
11.498 | 663.483 | 11.338 | 4843.902
11.657 | 637.56 | 11.498 | 4828.047
11.817 | 611.764 | 11.657 | 4809.249
11.976 | 586.968 | 11.817 | 4796.721
12.136 | 563.994 | 11.976 | 4789.824
12.295 | 539.885 | 12.136 | 4778.157
12.454 | 517.645 | 12.295 | 4769.809
12.612 | 496.973 | 12.454 | 4755.028
12.771 | 479.38 | 12.612 | 4741.901
12.929 | 458.66 | 12.771 | 4721.453
13.087 | 439.582 | 12.929 | 4699.49
13.245 | 421.41 | 13.087 | 4681.615
13.403 | 403.734 | 13.245 | 4661.066
13.56 | 386.577 | 13.403 | 4638.946
13.717 | 372.895 | 13.56 | 4618.958
13.874 | 359.309 | 13.717 | 4606.001
14.031 | 346.05 | 13.874 | 4599.949
14.188 | 335.066 | 14.031 | 4593.345
14.344 | 325.614 | 14.188 | 4589.511
14.5 | 315.393 | 14.344 | 4580.643
14.656 | 306.903 | 14.5 | 4564.101
14.812 | 299.774 | 14.656 | 4549.964
14.967 | 292.217 | 14.812 | 4537.591
15.123 | 283.381 | 14.967 | 4525.534
15.278 | 275.743 | 15.123 | 4518.329
15.432 | 267.713 | 15.278 | 4518.407
15.587 | 259.503 | 15.432 | 4505.183
15.741 | 252.028 | 15.587 | 4486.635
15.896 | 245.596 | 15.741 | 4465.503
16.049 | 238.943 | 15.896 | 4445.735
16.203 | 232.027 | 16.049 | 4418.959
16.357 | 224.952 | 16.203 | 4391.799
16.51 | 218.517 | 16.357 | 4368.956
16.663 | 211.882 | 16.51 | 4362.101
16.815 | 206.456 | 16.663 | 4352.78
16.968 | 201.77 | 16.815 | 4343.539
17.12 | 196.627 | 16.968 | 4336.099
17.272 | 188.986 | 17.12 | 4323.175
17.424 | 183.572 | 17.272 | 4303.104
17.575 | 179.563 | 17.424 | 4286.195
17.726 | 175.382 | 17.575 | 4265.339
17.877 | 170.983 | 17.726 | 4242.114
18.028 | 169.18 | 17.877 | 4230.195
18.178 | 165.014 | 18.028 | 4225.896
18.328 | 159.624 | 18.178 | 4214.265
18.478 | 154.207 | 18.328 | 4203.672
18.628 | 150.377 | 18.478 | 4192.222
18.777 | 146.934 | 18.628 | 4176.524
18.926 | 143.834 | 18.777 | 4158.745
19.075 | 140.944 | 18.926 | 4147.181
19.224 | 138.087 | 19.075 | 4130.222
19.372 | 135.987 | 19.224 | 4116.478
19.52 | 133.74 | 19.372 | 4098.385
19.668 | 131.277 | 19.52 | 4084.381
19.815 | 129.374 | 19.668 | 4068.467
19.963 | 126.658 | 19.815 | 4055.529
20.11 | 124.941 | 19.963 | 4043.911
20.256 | 122.777 | 20.11 | 4035.745
20.403 | 119.652 | 20.256 | 4023.25
20.549 | 116.231 | 20.403 | 4004.837
20.695 | 114.609 | 20.549 | 3984.89
20.84 | 113.329 | 20.695 | 3971.992
20.985 | 111.784 | 20.84 | 3960.71
21.13 | 111.007 | 20.985 | 3948.224
21.275 | 109.354 | 21.13 | 3938.093
21.42 | 108 | 21.275 | 3927.603
21.564 | 107.847 | 21.42 | 3915.922
21.708 | 107.099 | 21.564 | 3896.306
21.851 | 104.607 | 21.708 | 3878.812
21.994 | 101.957 | 21.851 | 3864.269
22.137 | 99.148 | 21.994 | 3853.156
22.28 | 96.466 | 22.137 | 3842.529
22.423 | 95 | 22.28 | 3831.717
22.565 | 94.882 | 22.423 | 3812.485
22.707 | 94.836 | 22.565 | 3794.27
22.848 | 94.644 | 22.707 | 3783.349
22.989 | 93.278 | 22.848 | 3769.384
23.13 | 92.468 | 22.989 | 3757.405
23.271 | 91.678 | 23.13 | 3745.345
23.411 | 90.76 | 23.271 | 3734.088
23.551 | 89.812 | 23.411 | 3722.161
23.691 | 88.809 | 23.551 | 3713.937
23.831 | 87.326 | 23.691 | 3707.29
23.97 | 86.108 | 23.831 | 3697.452
24.109 | 85.912 | 23.97 | 3682.39
24.247 | 85.186 | 24.109 | 3669.427
24.385 | 84.531 | 24.247 | 3662.957
24.523 | 82.758 | 24.385 | 3655.07
24.661 | 81.786 | 24.523 | 3649.573
24.798 | 80.834 | 24.661 | 3644.126
24.935 | 79.492 | 24.798 | 3636.818
25.072 | 79.553 | 24.935 | 3623.946
25.209 | 79.743 | 25.072 | 3614.537
25.345 | 78.151 | 25.209 | 3601.494
25.481 | 76.783 | 25.345 | 3594.958
25.616 | 75.249 | 25.481 | 3586.647
25.751 | 73.157 | 25.616 | 3577.219
25.886 | 72.228 | 25.751 | 3568.802
26.021 | 72.634 | 25.886 | 3563.473
26.155 | 73.122 | 26.021 | 3561.423
26.289 | 73.164 | 26.155 | 3561.681
26.423 | 71.772 | 26.289 | 3552.286
26.556 | 69.251 | 26.423 | 3539.481
26.689 | 67.381 | 26.556 | 3519.979
26.822 | 67.59 | 26.689 | 3501.972
26.954 | 68.502 | 26.822 | 3490.653
27.087 | 69.176 | 26.954 | 3487.628
27.218 | 68.77 | 27.087 | 3486.822
27.35 | 66.756 | 27.218 | 3486.36
27.481 | 64.646 | 27.35 | 3478.762
27.612 | 64.631 | 27.481 | 3461.301
27.743 | 64.643 | 27.612 | 3445.765
27.873 | 64.765 | 27.743 | 3433.662
28.003 | 65.526 | 27.873 | 3416.496
28.132 | 66.375 | 28.003 | 3393.936
28.262 | 65.835 | 28.132 | 3370.51
28.391 | 65.319 | 28.262 | 3351.037
28.519 | 64.152 | 28.391 | 3334.691
28.648 | 62.723 | 28.519 | 3311.975
28.776 | 61.51 | 28.648 | 3290.861
28.904 | 60.486 | 28.776 | 3270.517
29.031 | 59.369 | 28.904 | 3240.746
29.158 | 58.845 | 29.031 | 3210.687
29.285 | 58.345 | 29.158 | 3178.561
29.412 | 58.563 | 29.285 | 3147.191
29.538 | 59.448 | 29.412 | 3111.593
29.664 | 60.02 | 29.538 | 3086.72
29.789 | 59.866 | 29.664 | 3053.363
29.914 | 58.481 | 29.789 | 3023.856
30.039 | 56.703 | 29.914 | 2998.565
30.164 | 55.443 | 30.039 | 2969.305
30.288 | 54.025 | 30.164 | 2931.488
30.412 | 54.349 | 30.288 | 2888.896
30.536 | 55.93 | 30.412 | 2846.025
30.659 | 56.533 | 30.536 | 2799.379
30.782 | 56.118 | 30.659 | 2753.168
30.905 | 55.912 | 30.782 | 2706.077
31.027 | 55.369 | 30.905 | 2659.392
31.15 | 55.005 | 31.027 | 2612.695
31.271 | 54.729 | 31.15 | 2571.857
31.393 | 53.838 | 31.271 | 2526.747
31.514 | 52.909 | 31.393 | 2479.554
31.635 | 51.693 | 31.514 | 2432.47
31.755 | 50.716 | 31.635 | 2382.808
31.876 | 49.918 | 31.755 | 2328.336
31.995 | 49.051 | 31.876 | 2278.778
32.115 | 47.675 | 31.995 | 2224.218
32.234 | 47.201 | 32.115 | 2172.509
32.353 | 47.608 | 32.234 | 2123.242
32.472 | 47.987 | 32.353 | 2072.59
32.59 | 48.018 | 32.472 | 2026.888
32.708 | 48.048 | 32.59 | 1976.822
32.826 | 47.307 | 32.708 | 1922.437
32.943 | 46.366 | 32.826 | 1871.427
33.061 | 45.515 | 32.943 | 1824.899
33.177 | 45.794 | 33.061 | 1775.296
33.294 | 44.508 | 33.177 | 1735.004
33.41 | 43.211 | 33.294 | 1688.203
33.526 | 42.661 | 33.41 | 1639.108
33.641 | 43.493 | 33.526 | 1588.32
33.757 | 43.038 | 33.641 | 1541.504
33.872 | 41.946 | 33.757 | 1497.978
33.986 | 41.514 | 33.872 | 1456.718
34.101 | 42.152 | 33.986 | 1408.921
34.215 | 43.402 | 34.101 | 1366.264
34.328 | 43.782 | 34.215 | 1326.283
34.442 | 43.144 | 34.328 | 1288.027
34.555 | 42.057 | 34.442 | 1244.687
34.667 | 40.481 | 34.555 | 1205.213
34.78 | 39.442 | 34.667 | 1165.473
34.892 | 40.122 | 34.78 | 1126.461
35.004 | 41.882 | 34.892 | 1088.361
35.116 | 43.274 | 35.004 | 1050.943
35.227 | 43.452 | 35.116 | 1018.188
35.338 | 42.226 | 35.227 | 986.236
35.338 | 42.226 | 35.227 | 986.236
35.448 | 40.707 | 35.338 | 954.255
35.559 | 39.706 | 35.448 | 921.435
35.669 | 39.763 | 35.559 | 890.883
35.778 | 40.678 | 35.669 | 859.819
35.888 | 41.277 | 35.778 | 828.38
35.997 | 40.584 | 35.888 | 797.997
36.106 | 38.655 | 35.997 | 768.54
36.214 | 37.182 | 36.106 | 744.035
36.323 | 37.41 | 36.214 | 624.982
36.431 | 37.456 | 36.323 | 442.905
36.538 | 37.962 | 36.431 | 312.216

## Vivid H80 (hidden)
Selador | Lamp |  | Wattage
Vivid | Lumileds K2 |  | 122 |  | Note: Owing to the variability of LEDs, output data and color matches should be viewed as approximate
Note: All data taken with room temperature fixture
| Beam Angle | Field Angle
Horizontal | 64.2 | 78
| Accessory Lens | Candela | Field Lumens | Beam Lumens | Lens Efficiency | Efficacy
| H80 | 5720 | 1040 | 530 | 92.44% | 8.5246
| For Field diameter at any distance, multiply distance by |  |  |  | 1.6196
| For Beam diameter at any distance, multiply distance by |  |  |  | 1.2546
| Throw Distance (ft) | 10 | 15 | 20 | 25
| Throw Distance (m) | 3.048 | 4.572 | 6.096 | 7.62
| Field Diameter (ft) | 16.1957 | 24.2935 | 32.3914 | 40.4892
| Field Diameter (m) | 4.9364 | 7.4047 | 9.8729 | 12.3411
| Illuminance (fc) | 57.2 | 25.4222 | 14.3 | 9.152
| Illuminance (lux) | 615.6951 | 273.6423 | 153.9238 | 98.5112
Test Distance | Iso-Illuminance Diagram grid lines
52 | 10 | 20 | 30 | 40
| 0.19231 | 0.38462 | 0.57692 | 0.76923
| Beam Angle | Field Angle
Vertical | 10.1 | 22.2
| For Field diameter at any distance, multiply distance by |  |  |  | 0.39238
| For Beam diameter at any distance, multiply distance by |  |  |  | 0.17674
| Throw Distance (ft) | 10 | 15 | 20 | 25
| Throw Distance (m) | 3.048 | 4.572 | 6.096 | 7.62
| Field Diameter (ft) | 3.9238 | 5.8858 | 7.8477 | 9.8096
| Field Diameter (m) | 1.196 | 1.794 | 2.392 | 2.99
| Illuminance (fc) | 57.2 | 25.4222 | 14.3 | 9.152
| Illuminance (lux) | 615.6951 | 273.6423 | 153.9238 | 98.5112
| X |  | Y
-40.999 | 0 | -37.61 | 33.908
-40.887 | 0 | -37.487 | 34.077
-40.775 | 0 | -37.364 | 34.309
-40.663 | 73.469 | -37.241 | 34.937
-40.551 | 196.583 | -37.241 | 34.937
-40.438 | 323.389 | -37.117 | 35.558
-40.324 | 455.669 | -36.992 | 35.465
-40.211 | 546.255 | -36.867 | 34.885
-40.096 | 567.842 | -36.742 | 34.768
-39.982 | 590.802 | -36.617 | 35.67
-39.867 | 613.489 | -36.491 | 35.843
-39.752 | 636.484 | -36.364 | 36.385
-39.636 | 657.506 | -36.364 | 36.385
-39.52 | 678.817 | -36.237 | 36.287
-39.404 | 702.244 | -36.11 | 37.898
-39.287 | 728.112 | -35.982 | 39.022
-39.17 | 754.956 | -35.854 | 38.052
-39.052 | 784.476 | -35.726 | 38.67
-38.934 | 813.009 | -35.597 | 40.468
-38.816 | 839.571 | -35.597 | 40.468
-38.697 | 865.706 | -35.467 | 40.914
-38.578 | 895.626 | -35.338 | 40.309
-38.458 | 926.384 | -35.208 | 41.03
-38.338 | 960.439 | -35.077 | 40.554
-38.218 | 993.679 | -34.946 | 39.479
-38.097 | 1026.828 | -34.814 | 39.541
-37.976 | 1060.845 | -34.683 | 39.476
-37.855 | 1098.532 | -34.683 | 39.476
-37.733 | 1135.491 | -34.55 | 39.462
-37.61 | 1169.555 | -34.418 | 40.261
-37.487 | 1207.755 | -34.285 | 41.741
-37.364 | 1241.832 | -34.151 | 42.814
-37.241 | 1277.501 | -34.017 | 42.246
-37.117 | 1312.66 | -33.883 | 42.265
-36.992 | 1346.962 | -33.748 | 42.113
-36.867 | 1381.58 | -33.748 | 42.113
-36.742 | 1422.434 | -33.613 | 42.779
-36.617 | 1466.134 | -33.477 | 43.294
-36.491 | 1503.569 | -33.341 | 44.945
-36.364 | 1538.73 | -33.204 | 45.066
-36.237 | 1579.623 | -33.067 | 45.538
-36.11 | 1621.38 | -32.93 | 45.842
-35.982 | 1665.086 | -32.93 | 45.842
-35.854 | 1705.869 | -32.792 | 45.769
-35.726 | 1746.101 | -32.654 | 46.415
-35.597 | 1784.163 | -32.515 | 47.056
-35.467 | 1825.806 | -32.376 | 46.286
-35.338 | 1863.625 | -32.237 | 46.531
-35.208 | 1903.237 | -32.097 | 47.046
-35.077 | 1943.956 | -31.956 | 47.579
-34.946 | 1988.786 | -31.956 | 47.579
-34.814 | 2029.075 | -31.815 | 47.678
-34.683 | 2069.05 | -31.674 | 48.472
-34.55 | 2109.532 | -31.533 | 48.094
-34.418 | 2147.945 | -31.39 | 47.898
-34.285 | 2183.015 | -31.248 | 48.413
-34.151 | 2221.757 | -31.105 | 49.563
-34.017 | 2262.657 | -31.105 | 49.563
-33.883 | 2298.2 | -30.962 | 50.131
-33.748 | 2329.568 | -30.818 | 49.73
-33.613 | 2366.25 | -30.673 | 49.507
-33.477 | 2402.032 | -30.529 | 50.067
-33.341 | 2434.976 | -30.384 | 49.951
-33.204 | 2470.752 | -30.238 | 50.761
-33.067 | 2515.395 | -30.092 | 51.627
-32.93 | 2559.147 | -30.092 | 51.627
-32.792 | 2597.215 | -29.946 | 52.57
-32.654 | 2634.156 | -29.799 | 52.529
-32.515 | 2667.791 | -29.651 | 53.312
-32.376 | 2697.314 | -29.504 | 53.499
-32.237 | 2728.093 | -29.356 | 53.558
-32.097 | 2760.384 | -29.207 | 54.117
-31.956 | 2790.219 | -29.207 | 54.117
-31.815 | 2816.568 | -29.058 | 54.899
-31.674 | 2845.729 | -28.909 | 54.951
-31.533 | 2873.524 | -28.759 | 55.475
-31.39 | 2899.792 | -28.608 | 56.486
-31.248 | 2927.925 | -28.458 | 57.264
-31.105 | 2956.22 | -28.306 | 57.425
-30.962 | 2981.73 | -28.155 | 57.626
-30.818 | 3010.268 | -28.155 | 57.626
-30.673 | 3041.075 | -28.003 | 58.328
-30.529 | 3064.644 | -27.85 | 59.405
-30.384 | 3087.008 | -27.697 | 60.353
-30.238 | 3107.798 | -27.544 | 61.253
-30.092 | 3129.559 | -27.39 | 61.551
-29.946 | 3153.003 | -27.236 | 61.867
-29.799 | 3173.314 | -27.082 | 62.259
-29.651 | 3193.66 | -27.082 | 62.259
-29.504 | 3217.804 | -26.926 | 62.334
-29.356 | 3243.79 | -26.771 | 62.37
-29.207 | 3265.553 | -26.615 | 63.258
-29.058 | 3288.044 | -26.459 | 63.927
-28.909 | 3309.355 | -26.302 | 64.456
-28.759 | 3326.476 | -26.145 | 65.134
-28.608 | 3340.242 | -26.145 | 65.134
-28.458 | 3363.114 | -25.987 | 66.246
-28.306 | 3384.785 | -25.829 | 67.082
-28.155 | 3404.723 | -25.671 | 67.477
-28.003 | 3427.683 | -25.512 | 67.68
-27.85 | 3448.354 | -25.353 | 68.726
-27.697 | 3466.587 | -25.193 | 70.008
-27.544 | 3486.032 | -25.033 | 71.168
-27.39 | 3509.564 | -25.033 | 71.168
-27.236 | 3523.747 | -24.872 | 71.688
-27.082 | 3534.784 | -24.711 | 72.334
-26.926 | 3550.536 | -24.55 | 73.417
-26.771 | 3569.914 | -24.388 | 74.693
-26.615 | 3583.16 | -24.226 | 75.102
-26.459 | 3603.597 | -24.063 | 76.072
-26.302 | 3628.159 | -24.063 | 76.072
-26.145 | 3646.355 | -23.9 | 77.053
-25.987 | 3668.185 | -23.737 | 78.189
-25.829 | 3691.897 | -23.573 | 79.264
-25.671 | 3716.844 | -23.409 | 79.865
-25.512 | 3745.426 | -23.244 | 79.461
-25.353 | 3771.499 | -23.079 | 79.381
-25.193 | 3794.607 | -22.913 | 79.445
-25.033 | 3812.811 | -22.913 | 79.445
-24.872 | 3829.53 | -22.747 | 80.303
-24.711 | 3849.644 | -22.581 | 82.283
-24.55 | 3877 | -22.414 | 84.669
-24.388 | 3888.863 | -22.247 | 87.249
-24.226 | 3909.587 | -22.08 | 89.167
-24.063 | 3929.861 | -21.912 | 90.986
-23.9 | 3956.565 | -21.744 | 92.913
-23.737 | 3979.096 | -21.744 | 92.913
-23.573 | 4008.481 | -21.575 | 94.897
-23.409 | 4033.581 | -21.406 | 95.511
-23.244 | 4058.609 | -21.236 | 96.961
-23.079 | 4077.872 | -21.066 | 99.135
-22.913 | 4102.749 | -20.896 | 100.547
-22.747 | 4128.163 | -20.725 | 102.188
-22.581 | 4152.138 | -20.725 | 102.188
-22.414 | 4170.376 | -20.554 | 104.443
-22.247 | 4190.405 | -20.383 | 106.483
-22.08 | 4213.739 | -20.211 | 108.578
-21.912 | 4236.771 | -20.039 | 110.71
-21.744 | 4255.511 | -19.866 | 112.663
-21.575 | 4275.194 | -19.693 | 115.235
-21.406 | 4299.556 | -19.52 | 118.67
-21.236 | 4323.09 | -19.52 | 118.67
-21.066 | 4339.14 | -19.346 | 123.025
-20.896 | 4356.214 | -19.172 | 126.252
-20.725 | 4378.488 | -18.998 | 128.968
-20.554 | 4399.902 | -18.823 | 132.814
-20.383 | 4418.885 | -18.648 | 137.842
-20.211 | 4440.763 | -18.472 | 142.453
-20.039 | 4462.736 | -18.472 | 142.453
-19.866 | 4481.571 | -18.297 | 146.713
-19.693 | 4495.328 | -18.12 | 151.434
-19.52 | 4509.42 | -17.944 | 155.968
-19.346 | 4525.182 | -17.767 | 159.723
-19.172 | 4541.927 | -17.59 | 164.963
-18.998 | 4564.105 | -17.412 | 169.808
-18.823 | 4586.898 | -17.234 | 175.438
-18.648 | 4608.281 | -17.234 | 175.438
-18.472 | 4630.366 | -17.056 | 181.595
-18.297 | 4653.441 | -16.877 | 187.909
-18.12 | 4674.027 | -16.698 | 194.917
-17.944 | 4695.82 | -16.519 | 202.69
-17.767 | 4720.177 | -16.339 | 210.974
-17.59 | 4747.796 | -16.159 | 219.825
-17.412 | 4770.501 | -16.159 | 219.825
-17.234 | 4791.917 | -15.978 | 229.397
-17.056 | 4812.327 | -15.798 | 238.3
-16.877 | 4834.193 | -15.617 | 245.81
-16.698 | 4856.688 | -15.435 | 254.555
-16.519 | 4882.276 | -15.254 | 264.817
-16.339 | 4901.542 | -15.072 | 275.479
-16.159 | 4923.55 | -14.89 | 285.416
-15.978 | 4945.363 | -14.89 | 285.416
-15.798 | 4961.603 | -14.707 | 297.009
-15.617 | 4984.932 | -14.524 | 309.039
-15.435 | 5014.181 | -14.341 | 320.468
-15.254 | 5034.708 | -14.158 | 332.897
-15.072 | 5050.695 | -13.974 | 345.486
-14.89 | 5064.145 | -13.79 | 356.934
-14.707 | 5079.98 | -13.605 | 369.106
-14.524 | 5097.329 | -13.605 | 369.106
-14.341 | 5112.436 | -13.421 | 382.268
-14.158 | 5127.462 | -13.236 | 397.994
-13.974 | 5143.08 | -13.051 | 413.657
-13.79 | 5155.958 | -12.865 | 430.068
-13.605 | 5173.983 | -12.679 | 447.656
-13.421 | 5188.298 | -12.493 | 465.341
-13.236 | 5202.115 | -12.493 | 465.341
-13.051 | 5216.536 | -12.307 | 482.22
-12.865 | 5235.477 | -12.12 | 498.994
-12.679 | 5249.45 | -11.934 | 517.665
-12.493 | 5256.153 | -11.746 | 537.985
-12.307 | 5264.551 | -11.559 | 556.895
-12.12 | 5280.002 | -11.372 | 578.892
-11.934 | 5291.367 | -11.184 | 605.852
-11.746 | 5299.324 | -11.184 | 605.852
-11.559 | 5306.947 | -10.996 | 632.782
-11.372 | 5314.122 | -10.807 | 659.657
-11.184 | 5326.857 | -10.619 | 689.192
-10.996 | 5342.911 | -10.43 | 718.798
-10.807 | 5350.979 | -10.241 | 750.526
-10.619 | 5365.966 | -10.052 | 785.661
-10.43 | 5386.451 | -10.052 | 785.661
-10.241 | 5397.169 | -9.862 | 820.913
-10.052 | 5408.292 | -9.673 | 858.396
-9.862 | 5424.197 | -9.483 | 900.08
-9.673 | 5431.119 | -9.293 | 946.238
-9.483 | 5438.955 | -9.102 | 995.138
-9.293 | 5459.05 | -8.912 | 1046.427
-9.102 | 5470.473 | -8.721 | 1100.7
-8.912 | 5479.996 | -8.721 | 1100.7
-8.721 | 5493.413 | -8.53 | 1159.684
-8.53 | 5504.476 | -8.339 | 1220.228
-8.339 | 5514.356 | -8.148 | 1283.319
-8.148 | 5531.432 | -7.956 | 1351.118
-7.956 | 5542.138 | -7.764 | 1422.872
-7.764 | 5552.231 | -7.573 | 1500.037
-7.573 | 5562.681 | -7.573 | 1500.037
-7.381 | 5570.464 | -7.381 | 1582.825
-7.188 | 5580.176 | -7.188 | 1669.62
-6.996 | 5591.612 | -6.996 | 1765.785
-6.804 | 5600.579 | -6.804 | 1863.439
-6.611 | 5609.039 | -6.611 | 1963.746
-6.418 | 5620.441 | -6.418 | 2067.821
-6.225 | 5632.21 | -6.225 | 2176.24
-6.032 | 5636.174 | -6.225 | 2176.24
-5.839 | 5639.75 | -6.032 | 2288.817
-5.646 | 5648.467 | -5.839 | 2408.872
-5.452 | 5648.249 | -5.646 | 2534.564
-5.259 | 5652.974 | -5.452 | 2663.249
-5.065 | 5661.412 | -5.259 | 2797.401
-4.871 | 5668.593 | -5.065 | 2938.378
-4.677 | 5671.22 | -4.871 | 3077.84
-4.483 | 5679.571 | -4.871 | 3077.84
-4.289 | 5685.695 | -4.677 | 3222.133
-4.095 | 5692.057 | -4.483 | 3363.301
-3.9 | 5705.064 | -4.289 | 3509.276
-3.706 | 5710.464 | -4.095 | 3653.806
-3.511 | 5719.618 | -3.9 | 3797.678
-3.317 | 5730.307 | -3.706 | 3947.46
-3.122 | 5734.316 | -3.706 | 3947.46
-2.927 | 5730.309 | -3.511 | 4091.675
-2.732 | 5728.296 | -3.317 | 4235.097
-2.537 | 5725.232 | -3.122 | 4377.798
-2.342 | 5724.368 | -2.927 | 4511.878
-2.147 | 5718.924 | -2.732 | 4641.593
-1.952 | 5716.32 | -2.537 | 4761.724
-1.757 | 5716.567 | -2.342 | 4880.979
-1.562 | 5723.213 | -2.342 | 4880.979
-1.367 | 5722.147 | -2.147 | 4991.123
-1.172 | 5713.308 | -1.952 | 5103.576
-0.976 | 5690.059 | -1.757 | 5202.931
-0.781 | 5676.815 | -1.562 | 5291.124
-0.586 | 5674.085 | -1.367 | 5372.489
-0.391 | 5671.207 | -1.172 | 5448.843
-0.195 | 5670.911 | -1.172 | 5448.843
0 | 5673.306 | -0.976 | 5516.329
0.195 | 5671.091 | -0.781 | 5582
0.391 | 5660.342 | -0.586 | 5622.706
0.586 | 5650.69 | -0.391 | 5649.754
0.781 | 5647.83 | -0.195 | 5659.561
0.976 | 5647.538 | 0 | 5673.306
1.172 | 5644.516 | 0.195 | 5661.986
1.367 | 5646.751 | 0.195 | 5661.986
1.562 | 5649.448 | 0.391 | 5652.567
1.757 | 5648.414 | 0.586 | 5615.679
1.952 | 5645.577 | 0.781 | 5579.505
2.147 | 5647.058 | 0.976 | 5533.243
2.342 | 5647.013 | 1.172 | 5483.496
2.537 | 5646.453 | 1.367 | 5418.01
2.732 | 5644.809 | 1.367 | 5418.01
2.927 | 5644.358 | 1.562 | 5341.887
3.122 | 5637.504 | 1.757 | 5242.954
3.317 | 5627.881 | 1.952 | 5134.784
3.511 | 5622.733 | 2.147 | 5022.411
3.706 | 5616.584 | 2.342 | 4913.529
3.9 | 5601.213 | 2.537 | 4794.692
4.095 | 5588.23 | 2.732 | 4661.116
4.289 | 5576.871 | 2.732 | 4661.116
4.483 | 5562.718 | 2.927 | 4520.657
4.677 | 5554.832 | 3.122 | 4380.693
4.871 | 5556.043 | 3.317 | 4234.275
5.065 | 5557.19 | 3.511 | 4086.783
5.259 | 5551.365 | 3.706 | 3939.79
5.452 | 5544.098 | 3.9 | 3791.747
5.646 | 5534.638 | 4.095 | 3640.079
5.839 | 5525.834 | 4.095 | 3640.079
6.032 | 5515.388 | 4.289 | 3494.574
6.225 | 5503.605 | 4.483 | 3342.56
6.418 | 5492.271 | 4.677 | 3193.858
6.611 | 5479.407 | 4.871 | 3042.593
6.804 | 5467.537 | 5.065 | 2894.14
6.996 | 5454.624 | 5.259 | 2750.512
7.188 | 5448.933 | 5.259 | 2750.512
7.381 | 5442.931 | 5.452 | 2616.582
7.573 | 5441.396 | 5.646 | 2482.944
7.764 | 5432.548 | 5.839 | 2362.632
7.956 | 5412.346 | 6.032 | 2248.377
8.148 | 5392.027 | 6.225 | 2130.381
8.339 | 5371.672 | 6.418 | 2015.57
8.53 | 5345.433 | 6.611 | 1905.567
8.721 | 5322.764 | 6.611 | 1905.567
8.912 | 5310.562 | 6.804 | 1800.124
9.102 | 5290.45 | 6.996 | 1704.136
9.293 | 5267.633 | 7.188 | 1614.761
9.483 | 5243.151 | 7.381 | 1526.106
9.673 | 5227.348 | 7.573 | 1441.308
9.862 | 5216.904 | 7.764 | 1363.209
10.052 | 5199.259 | 7.764 | 1363.209
10.241 | 5186.398 | 7.956 | 1288.59
10.43 | 5173.172 | 8.148 | 1216.273
10.619 | 5158.891 | 8.339 | 1150.468
10.807 | 5140.929 | 8.53 | 1088.745
10.996 | 5135.524 | 8.721 | 1029.883
11.184 | 5133.66 | 8.912 | 976.822
11.372 | 5126.59 | 9.102 | 928.36
11.559 | 5112.292 | 9.102 | 928.36
11.746 | 5096.611 | 9.293 | 880.577
11.934 | 5081.016 | 9.483 | 836.333
12.12 | 5057.735 | 9.673 | 795.149
12.307 | 5039.035 | 9.862 | 756.761
12.493 | 5027.667 | 10.052 | 718.698
12.679 | 5021.093 | 10.241 | 683.779
12.865 | 5019.284 | 10.43 | 650.429
13.051 | 5021.459 | 10.43 | 650.429
13.236 | 5015.4 | 10.619 | 620.581
13.421 | 5007.479 | 10.807 | 591.809
13.605 | 4998.298 | 10.996 | 567.077
13.79 | 4985.653 | 11.184 | 541.003
13.974 | 4967.759 | 11.372 | 517.989
14.158 | 4949.62 | 11.559 | 496.298
14.341 | 4934.784 | 11.559 | 496.298
14.524 | 4922.11 | 11.746 | 476.674
14.707 | 4912.225 | 11.934 | 456.717
14.89 | 4898.469 | 12.12 | 437
15.072 | 4885.226 | 12.307 | 419.277
15.254 | 4872.454 | 12.493 | 401.906
15.435 | 4857.273 | 12.679 | 384.231
15.617 | 4837.569 | 12.865 | 367.999
15.798 | 4812.635 | 12.865 | 367.999
15.978 | 4790.003 | 13.051 | 353.098
16.159 | 4770.754 | 13.236 | 339.07
16.339 | 4749.958 | 13.421 | 326.462
16.519 | 4733.4 | 13.605 | 314.996
16.698 | 4721.918 | 13.79 | 303.635
16.877 | 4709.685 | 13.974 | 293.35
17.056 | 4690.396 | 13.974 | 293.35
17.234 | 4671.925 | 14.158 | 281.608
17.412 | 4659.668 | 14.341 | 272.741
17.59 | 4652.028 | 14.524 | 264.28
17.767 | 4637.379 | 14.707 | 256.487
17.944 | 4622.737 | 14.89 | 247.54
18.12 | 4608.795 | 15.072 | 238.46
18.297 | 4594.309 | 15.254 | 229.323
18.472 | 4579.044 | 15.254 | 229.323
18.648 | 4564.962 | 15.435 | 221.583
18.823 | 4546.5 | 15.617 | 213.853
18.998 | 4525.269 | 15.798 | 207.253
19.172 | 4504.612 | 15.978 | 202.212
19.346 | 4482.37 | 16.159 | 197.242
19.52 | 4470.294 | 16.339 | 190.932
19.693 | 4457.105 | 16.339 | 190.932
19.866 | 4439.791 | 16.519 | 183.945
20.039 | 4418.813 | 16.698 | 177.049
20.211 | 4402.078 | 16.877 | 170.624
20.383 | 4378.422 | 17.056 | 164.276
20.554 | 4355.184 | 17.234 | 158.467
20.725 | 4338.802 | 17.412 | 154.925
20.896 | 4318.721 | 17.59 | 150.708
21.066 | 4297.937 | 17.59 | 150.708
21.236 | 4282.413 | 17.767 | 147.191
21.406 | 4267.839 | 17.944 | 143.125
21.575 | 4246.038 | 18.12 | 139.569
21.744 | 4225.872 | 18.297 | 135.346
21.912 | 4208.05 | 18.472 | 131.571
22.08 | 4190.681 | 18.648 | 127.383
22.247 | 4174.307 | 18.823 | 123.482
22.414 | 4152.555 | 18.823 | 123.482
22.581 | 4125.326 | 18.998 | 118.935
22.747 | 4102.915 | 19.172 | 118.095
22.913 | 4086.204 | 19.346 | 116.541
23.079 | 4073.957 | 19.52 | 114.433
23.244 | 4062.932 | 19.693 | 112.313
23.409 | 4048.607 | 19.866 | 110.614
23.573 | 4032.598 | 19.866 | 110.614
23.737 | 4016.42 | 20.039 | 106.465
23.9 | 3996.461 | 20.211 | 104.738
24.063 | 3980.63 | 20.383 | 103.253
24.226 | 3966.507 | 20.554 | 101.337
24.388 | 3955.064 | 20.725 | 98.851
24.55 | 3930.953 | 20.896 | 97.437
24.711 | 3908.262 | 21.066 | 94.274
24.872 | 3888.116 | 21.066 | 94.274
25.033 | 3865.311 | 21.236 | 90.937
25.193 | 3845.387 | 21.406 | 89.02
25.353 | 3829.972 | 21.575 | 88.021
25.512 | 3809.166 | 21.744 | 86.878
25.671 | 3786.592 | 21.912 | 86.109
25.829 | 3775.569 | 22.08 | 84.761
25.987 | 3761.334 | 22.08 | 84.761
26.145 | 3745.8 | 22.247 | 83.736
26.302 | 3727.546 | 22.414 | 81.074
26.459 | 3710.401 | 22.581 | 79.607
26.615 | 3686.561 | 22.747 | 78.165
26.771 | 3664.121 | 22.913 | 77.086
26.926 | 3644.663 | 23.079 | 75.003
27.082 | 3627.73 | 23.244 | 73.816
27.236 | 3607.005 | 23.244 | 73.816
27.39 | 3587.191 | 23.409 | 72.782
27.544 | 3571.023 | 23.573 | 71.453
27.697 | 3556.867 | 23.737 | 69.897
27.85 | 3540.88 | 23.9 | 69.001
28.003 | 3525.01 | 24.063 | 67.48
28.155 | 3505.801 | 24.226 | 66.623
28.306 | 3483.715 | 24.226 | 66.623
28.458 | 3461.531 | 24.388 | 66.035
28.608 | 3438.754 | 24.55 | 65.701
28.759 | 3415.376 | 24.711 | 65.346
28.909 | 3399.507 | 24.872 | 65.044
29.058 | 3383.754 | 25.033 | 64.2
29.207 | 3363.743 | 25.193 | 62.714
29.356 | 3343.163 | 25.353 | 61.891
29.504 | 3325.621 | 25.353 | 61.891
29.651 | 3306.133 | 25.512 | 60.667
29.799 | 3291.352 | 25.671 | 58.846
29.946 | 3280.658 | 25.829 | 58.17
30.092 | 3266.275 | 25.987 | 57.507
30.238 | 3251.441 | 26.145 | 56.418
30.384 | 3236.02 | 26.302 | 55.243
30.529 | 3221.717 | 26.459 | 55.198
30.673 | 3204.952 | 26.459 | 55.198
30.818 | 3185.516 | 26.615 | 54.978
30.962 | 3163.44 | 26.771 | 53.997
31.105 | 3142.793 | 26.926 | 53.262
31.248 | 3123.617 | 27.082 | 52.403
31.39 | 3100.986 | 27.236 | 51.832
31.533 | 3075.278 | 27.39 | 50.663
31.674 | 3051.891 | 27.39 | 50.663
31.815 | 3027.989 | 27.544 | 49.841
31.956 | 3003.315 | 27.697 | 49.312
32.097 | 2981.73 | 27.85 | 49.22
32.237 | 2956.22 | 28.003 | 49.348
32.376 | 2927.925 | 28.155 | 49.255
32.515 | 2899.792 | 28.306 | 49.039
32.654 | 2873.524 | 28.458 | 48.291
32.792 | 2845.729 | 28.458 | 48.291
32.93 | 2816.568 | 28.608 | 47.413
33.067 | 2790.219 | 28.759 | 47.042
33.204 | 2760.384 | 28.909 | 46.254
33.341 | 2728.093 | 29.058 | 45.708
33.477 | 2697.314 | 29.207 | 45.094
33.613 | 2667.791 | 29.356 | 44.329
33.748 | 2634.156 | 29.356 | 44.329
33.883 | 2597.215 | 29.504 | 42.568
34.017 | 2559.147 | 29.651 | 42.481
34.151 | 2515.395 | 29.799 | 42.393
34.285 | 2470.752 | 29.946 | 42.197
34.418 | 2434.976 | 30.092 | 41.25
34.55 | 2402.032 | 30.238 | 41.455
34.683 | 2366.25 | 30.384 | 40.971
34.814 | 2329.568 | 30.384 | 40.971
34.946 | 2298.2 | 30.529 | 39.919
35.077 | 2262.657 | 30.673 | 39.27
35.208 | 2221.757 | 30.818 | 39.316
35.338 | 2183.015 | 30.962 | 38.966
35.467 | 2147.945 | 31.105 | 38.546
35.597 | 2109.532 | 31.248 | 39.209
35.726 | 2069.05 | 31.248 | 39.209
35.854 | 2029.075 | 31.39 | 38.541
35.982 | 1988.786 | 31.533 | 38.807
36.11 | 1943.956 | 31.674 | 38.422
36.237 | 1903.237 | 31.815 | 37.717
36.364 | 1863.625 | 31.956 | 37.029
36.491 | 1825.806 | 32.097 | 35.991
36.617 | 1784.163 | 32.237 | 34.394
36.742 | 1746.101 | 32.237 | 34.394
36.867 | 1705.869 | 32.376 | 33.219
36.992 | 1665.086 | 32.515 | 33.535
37.117 | 1621.38 | 32.654 | 33.134
37.241 | 1579.623 | 32.792 | 33.615
37.364 | 1538.73 | 32.93 | 32.389
37.487 | 1503.569 | 33.067 | 32.447
37.61 | 1466.134 | 33.204 | 31.889
37.733 | 1422.434 | 33.204 | 31.889
37.855 | 1381.58 | 33.341 | 31.374
37.976 | 1346.962 | 33.477 | 31.211
38.097 | 1312.66 | 33.613 | 31.742
38.218 | 1277.501 | 33.748 | 31.29
38.338 | 1241.832 | 33.883 | 30.784
38.458 | 1207.755 | 34.017 | 30.565
38.578 | 1169.555 | 34.017 | 30.565
38.697 | 1135.491 | 34.151 | 30.148
38.816 | 1098.532 | 34.285 | 30.194
38.934 | 1060.845 | 34.418 | 29.326
39.052 | 1026.828 | 34.55 | 29.268
39.17 | 993.679 | 34.683 | 29.009
39.287 | 960.439 | 34.814 | 28.322
39.404 | 926.384 | 34.946 | 27.779
39.52 | 895.626 | 34.946 | 27.779
39.636 | 865.706 | 35.077 | 28.064
39.752 | 839.571 | 35.208 | 28.352
39.752 | 813.009 | 35.338 | 28.157
39.867 | 784.476 | 35.467 | 28.037
39.982 | 754.956 | 35.597 | 28.096
40.096 | 728.112 | 35.726 | 27.533
40.211 | 702.244 | 35.726 | 27.533
40.324 | 678.817 | 35.854 | 27.927
40.438 | 657.506 | 35.982 | 28.011
40.551 | 636.484 | 36.11 | 28.831
40.663 | 613.489 | 36.237 | 27.889
40.775 | 590.802 | 36.364 | 27.388
40.887 | 567.842 | 36.491 | 27.66
40.999 | 546.255 | 36.617 | 28.616
455.669
323.389
196.583
73.469
0
0
0

## Vivid V80 (hidden)
Selador | Lamp |  | Wattage
Vivid | Lumileds K2 |  | 122 |  | Note: Owing to the variability of LEDs, output data and color matches should be viewed as approximate
Note: All data taken with room temperature fixture
| Beam Angle | Field Angle
Horizontal | 13.6 | 26.5
| Accessory Lens | Candela | Field Lumens | Beam Lumens | Lens Efficiency | Efficacy
| V80 | 4500 | 1070 | 580 | 95.11% | 8.7705
| For Field diameter at any distance, multiply distance by |  |  |  | 0.47094
| For Beam diameter at any distance, multiply distance by |  |  |  | 0.23849
| Throw Distance (ft) | 10 | 15 | 20 | 25
| Throw Distance (m) | 3.048 | 4.572 | 6.096 | 7.62
| Field Diameter (ft) | 4.7094 | 7.0641 | 9.4187 | 11.7734
| Field Diameter (m) | 1.4354 | 2.1531 | 2.8708 | 3.5885
| Illuminance (fc) | 45 | 20 | 11.25 | 7.2
| Illuminance (lux) | 484.3755 | 215.278 | 121.0939 | 77.5001
Test Distance | Iso-Illuminance Diagram grid lines
52 | 10 | 20 | 30 | 40
| 0.19231 | 0.38462 | 0.57692 | 0.76923
| Beam Angle | Field Angle
Vertical | 65.4 | 80.3
| For Field diameter at any distance, multiply distance by |  |  |  | 1.6871
| For Beam diameter at any distance, multiply distance by |  |  |  | 1.284
| Throw Distance (ft) | 10 | 15 | 20 | 25
| Throw Distance (m) | 3.048 | 4.572 | 6.096 | 7.62
| Field Diameter (ft) | 16.8714 | 25.3071 | 33.7428 | 42.1785
| Field Diameter (m) | 5.1424 | 7.7136 | 10.2848 | 12.856
| Illuminance (fc) | 45 | 20 | 11.25 | 7.2
| Illuminance (lux) | 484.3755 | 215.278 | 121.0939 | 77.5001
| X |  | Y
-40.999 | 0 | -41.11 | 386.141
-40.887 | 0 | -40.999 | 392.814
-40.775 | 0 | -40.887 | 401.131
-40.663 | 3.969 | -40.775 | 413.818
-40.551 | 9.098 | -40.663 | 429.098
-40.438 | 14.049 | -40.551 | 444.72
-40.324 | 20.108 | -40.438 | 458.823
-40.211 | 23.554 | -40.324 | 474.871
-40.096 | 23.838 | -40.211 | 490.124
-39.982 | 24.92 | -40.096 | 504.253
-39.867 | 25.867 | -39.982 | 520.233
-39.752 | 24.609 | -39.867 | 537.788
-39.636 | 24.334 | -39.752 | 552.685
-39.52 | 24.574 | -39.636 | 567.937
-39.404 | 25.353 | -39.52 | 583.176
-39.287 | 24.897 | -39.404 | 601.795
-39.17 | 24.475 | -39.287 | 623.652
-39.052 | 24.412 | -39.17 | 647.985
-38.934 | 25.056 | -39.052 | 672.535
-38.816 | 26.367 | -38.934 | 701.184
-38.697 | 27.197 | -38.816 | 725.755
-38.578 | 26.627 | -38.697 | 748.551
-38.458 | 27.476 | -38.578 | 772.585
-38.338 | 28.488 | -38.458 | 798.212
-38.218 | 28.175 | -38.338 | 822.765
-38.097 | 28.434 | -38.218 | 849.717
-37.976 | 28.434 | -38.097 | 876.811
-37.855 | 27.421 | -37.976 | 904.583
-37.733 | 27.398 | -37.855 | 934.794
-37.61 | 27.095 | -37.733 | 965.922
-37.487 | 27.184 | -37.61 | 1001.157
-37.364 | 27.464 | -37.487 | 1035.861
-37.241 | 28.043 | -37.364 | 1069.983
-37.117 | 28.752 | -37.241 | 1103.256
-36.992 | 28.856 | -37.117 | 1136.647
-36.867 | 29.202 | -36.992 | 1167.216
-36.742 | 30.163 | -36.867 | 1199.143
-36.617 | 30.579 | -36.742 | 1234.615
-36.491 | 30.589 | -36.617 | 1268.245
-36.364 | 30.254 | -36.491 | 1305.099
-36.237 | 29.341 | -36.364 | 1345.181
-36.11 | 29.041 | -36.237 | 1384.745
-35.982 | 29.423 | -36.11 | 1420.117
-35.854 | 30.296 | -35.982 | 1459.988
-35.726 | 31.081 | -35.854 | 1499.838
-35.597 | 31.498 | -35.726 | 1537.337
-35.467 | 30.423 | -35.597 | 1576.202
-35.338 | 30.583 | -35.467 | 1615.283
-35.208 | 30.791 | -35.338 | 1649.291
-35.077 | 33.146 | -35.208 | 1683.862
-34.946 | 34.522 | -35.077 | 1720.654
-34.814 | 34.107 | -34.946 | 1755.131
-34.683 | 32.648 | -34.814 | 1792.957
-34.55 | 32.839 | -34.683 | 1826.31
-34.418 | 32.535 | -34.55 | 1860.682
-34.285 | 31.889 | -34.418 | 1893.615
-34.151 | 32.545 | -34.285 | 1933.014
-34.017 | 34.289 | -34.151 | 1969.616
-33.883 | 34.756 | -34.017 | 2004.166
-33.748 | 35.171 | -33.883 | 2037.855
-33.613 | 35.917 | -33.748 | 2070.789
-33.477 | 36.226 | -33.613 | 2097.004
-33.341 | 36.008 | -33.477 | 2125.431
-33.204 | 35.651 | -33.341 | 2150.189
-33.067 | 36.096 | -33.204 | 2174.949
-32.93 | 36.772 | -33.067 | 2202.372
-32.792 | 36.508 | -32.93 | 2226.771
-32.654 | 37.104 | -32.792 | 2251.618
-32.515 | 37.256 | -32.654 | 2277.648
-32.376 | 37.038 | -32.515 | 2297.24
-32.237 | 37.554 | -32.376 | 2316.121
-32.097 | 39.638 | -32.237 | 2338.124
-31.956 | 41.158 | -32.097 | 2357.939
-31.815 | 41.196 | -31.956 | 2380.113
-31.674 | 42.042 | -31.815 | 2401.495
-31.533 | 42.074 | -31.674 | 2414.835
-31.39 | 42.284 | -31.533 | 2428.143
-31.248 | 41.205 | -31.39 | 2440.706
-31.105 | 41.24 | -31.248 | 2459.919
-30.962 | 42.065 | -31.105 | 2478.386
-30.818 | 43.495 | -30.962 | 2496.291
-30.673 | 44.28 | -30.818 | 2510.712
-30.529 | 44.646 | -30.673 | 2523.894
-30.384 | 44.965 | -30.529 | 2529.848
-30.238 | 45.066 | -30.384 | 2540.005
-30.092 | 45.101 | -30.238 | 2553.878
-29.946 | 44.838 | -30.092 | 2566.883
-29.799 | 45.043 | -29.946 | 2579.182
-29.651 | 46.176 | -29.799 | 2592.945
-29.504 | 47.802 | -29.651 | 2603.3
-29.356 | 48.828 | -29.504 | 2618.698
-29.207 | 49.053 | -29.356 | 2634.262
-29.058 | 48.924 | -29.207 | 2649.822
-28.909 | 49.476 | -29.058 | 2667.724
-28.759 | 48.996 | -28.909 | 2683.123
-28.608 | 48.806 | -28.759 | 2695.869
-28.458 | 49.698 | -28.608 | 2706.138
-28.306 | 51.191 | -28.458 | 2717.064
-28.155 | 52.51 | -28.306 | 2727.256
-28.003 | 53.637 | -28.155 | 2739.315
-27.85 | 54.734 | -28.003 | 2752.229
-27.697 | 55.821 | -27.85 | 2764.165
-27.544 | 56.422 | -27.697 | 2778.528
-27.39 | 56.978 | -27.544 | 2793.959
-27.236 | 56.899 | -27.39 | 2809.888
-27.082 | 57.625 | -27.236 | 2826.233
-26.926 | 57.602 | -27.082 | 2841.673
-26.771 | 58.203 | -26.926 | 2858.644
-26.615 | 58.856 | -26.771 | 2875.902
-26.459 | 60.045 | -26.615 | 2894.22
-26.302 | 60.379 | -26.459 | 2913.103
-26.145 | 62.088 | -26.302 | 2931.16
-25.987 | 62.43 | -26.145 | 2944.954
-25.829 | 63.072 | -25.987 | 2962.798
-25.671 | 64.202 | -25.829 | 2981.548
-25.512 | 65.361 | -25.671 | 2996.366
-25.353 | 65.703 | -25.512 | 3008.885
-25.193 | 67.427 | -25.353 | 3025.799
-25.033 | 69.454 | -25.193 | 3041.577
-24.872 | 70.074 | -25.033 | 3057.444
-24.711 | 71.021 | -24.872 | 3073.122
-24.55 | 71.225 | -24.711 | 3091.11
-24.388 | 71.153 | -24.55 | 3108.491
-24.226 | 71.74 | -24.388 | 3131.07
-24.063 | 73.086 | -24.226 | 3148.099
-23.9 | 74.169 | -24.063 | 3163.61
-23.737 | 75.985 | -23.9 | 3176.263
-23.573 | 77.302 | -23.737 | 3190.463
-23.409 | 77.516 | -23.573 | 3205.888
-23.244 | 78.568 | -23.409 | 3222.113
-23.079 | 79.969 | -23.244 | 3237.576
-22.913 | 81.75 | -23.079 | 3252.235
-22.747 | 83.625 | -22.913 | 3261.7
-22.581 | 85.539 | -22.747 | 3271.42
-22.414 | 86.125 | -22.581 | 3285.495
-22.247 | 87.337 | -22.414 | 3302.633
-22.08 | 87.983 | -22.247 | 3319.64
-21.912 | 89.424 | -22.08 | 3342.283
-21.744 | 91.08 | -21.912 | 3356.795
-21.575 | 93.139 | -21.744 | 3374.088
-21.406 | 94.842 | -21.575 | 3389.775
-21.236 | 96.927 | -21.406 | 3406.331
-21.066 | 98.964 | -21.236 | 3419.366
-20.896 | 101.125 | -21.066 | 3432.927
-20.725 | 103.289 | -20.896 | 3445.582
-20.554 | 104.68 | -20.725 | 3460.696
-20.383 | 106.096 | -20.554 | 3474.042
-20.211 | 107.789 | -20.383 | 3487.643
-20.039 | 110.375 | -20.211 | 3502.15
-19.866 | 113.646 | -20.039 | 3511.14
-19.693 | 116.663 | -19.866 | 3520.581
-19.52 | 120.127 | -19.693 | 3536.217
-19.346 | 123.602 | -19.52 | 3553.024
-19.172 | 126.893 | -19.346 | 3569.705
-18.998 | 130.444 | -19.172 | 3580.623
-18.823 | 134.284 | -18.998 | 3596.704
-18.648 | 138.494 | -18.823 | 3610.791
-18.472 | 142.729 | -18.648 | 3634.049
-18.297 | 146.81 | -18.472 | 3651.145
-18.12 | 151.498 | -18.297 | 3669.359
-17.944 | 156.692 | -18.12 | 3677.318
-17.767 | 161.183 | -17.944 | 3692
-17.59 | 165.571 | -17.767 | 3707.762
-17.412 | 169.409 | -17.59 | 3723.766
-17.234 | 175.9 | -17.412 | 3739.038
-17.056 | 183.181 | -17.234 | 3757.053
-16.877 | 190.36 | -17.056 | 3770.48
-16.698 | 197.771 | -16.877 | 3785.574
-16.519 | 204.404 | -16.698 | 3799.518
-16.339 | 212.04 | -16.519 | 3816.929
-16.159 | 219.028 | -16.339 | 3833.752
-15.978 | 226.387 | -16.159 | 3850.463
-15.798 | 233.991 | -15.978 | 3869.326
-15.617 | 243.08 | -15.798 | 3889.346
-15.435 | 251.522 | -15.617 | 3906.965
-15.254 | 260.435 | -15.435 | 3922.823
-15.072 | 270.584 | -15.254 | 3934.806
-14.89 | 281.885 | -15.072 | 3950.335
-14.707 | 294.635 | -14.89 | 3966.883
-14.524 | 307.771 | -14.707 | 3980.155
-14.341 | 321.672 | -14.524 | 3994.061
-14.158 | 336.166 | -14.341 | 4012.497
-13.974 | 351.188 | -14.158 | 4025.704
-13.79 | 367.675 | -13.974 | 4037.529
-13.605 | 383.444 | -13.79 | 4048.303
-13.421 | 401.166 | -13.605 | 4061.143
-13.236 | 421.956 | -13.421 | 4073.658
-13.051 | 441.598 | -13.236 | 4090.495
-12.865 | 461.596 | -13.051 | 4106.096
-12.679 | 483.875 | -12.865 | 4122.416
-12.493 | 507.2 | -12.679 | 4139.825
-12.307 | 533.766 | -12.493 | 4158.29
-12.12 | 561.671 | -12.307 | 4171.135
-11.934 | 590.983 | -12.12 | 4181.808
-11.746 | 621.444 | -11.934 | 4194.202
-11.559 | 654.584 | -11.746 | 4209.829
-11.372 | 690.24 | -11.559 | 4221.392
-11.184 | 728.74 | -11.372 | 4236.714
-10.996 | 771.285 | -11.184 | 4248.669
-10.807 | 814.902 | -10.996 | 4254.408
-10.619 | 857.823 | -10.807 | 4261.353
-10.43 | 901.221 | -10.619 | 4266.376
-10.241 | 946.916 | -10.43 | 4278.04
-10.052 | 997.395 | -10.241 | 4294.625
-9.862 | 1052.609 | -10.052 | 4310.431
-9.673 | 1110.845 | -9.862 | 4325.145
-9.483 | 1168.007 | -9.673 | 4332.44
-9.293 | 1226.081 | -9.483 | 4338.074
-9.102 | 1287.284 | -9.293 | 4338.438
-8.912 | 1354.236 | -9.102 | 4344.831
-8.721 | 1424.45 | -8.912 | 4346.201
-8.53 | 1495.867 | -8.721 | 4354.499
-8.339 | 1568.403 | -8.53 | 4358.389
-8.148 | 1643.86 | -8.339 | 4369.239
-7.956 | 1717.469 | -8.148 | 4380.233
-7.764 | 1796.237 | -7.956 | 4393.198
-7.573 | 1880.31 | -7.764 | 4402.402
-7.381 | 1964.032 | -7.573 | 4407.037
-7.188 | 2047.527 | -7.381 | 4417.268
-6.996 | 2138.06 | -7.188 | 4417.748
-6.804 | 2228.735 | -6.996 | 4422.137
-6.611 | 2317.779 | -6.804 | 4428.325
-6.418 | 2409.951 | -6.611 | 4427.868
-6.225 | 2505.067 | -6.418 | 4420.536
-6.032 | 2597.644 | -6.225 | 4416.578
-5.839 | 2684.718 | -6.032 | 4403.868
-5.646 | 2778.252 | -5.839 | 4402.32
-5.452 | 2869.147 | -5.646 | 4410.37
-5.259 | 2963.386 | -5.452 | 4410.793
-5.065 | 3058.669 | -5.259 | 4419.038
-4.871 | 3155.913 | -5.065 | 4435.042
-4.677 | 3247.23 | -4.871 | 4436.861
-4.483 | 3338.504 | -4.677 | 4442.897
-4.289 | 3426.306 | -4.483 | 4446.373
-4.095 | 3511.535 | -4.289 | 4448.022
-3.9 | 3603.819 | -4.095 | 4448.045
-3.706 | 3691.369 | -3.9 | 4453.661
-3.511 | 3776.672 | -3.706 | 4451.275
-3.317 | 3855.716 | -3.511 | 4460.709
-3.122 | 3929.16 | -3.317 | 4467.357
-2.927 | 3997.19 | -3.122 | 4467.748
-2.732 | 4064.799 | -2.927 | 4473.688
-2.537 | 4126.7 | -2.732 | 4471.002
-2.342 | 4187.576 | -2.537 | 4463.788
-2.147 | 4244.088 | -2.342 | 4463.737
-1.952 | 4296.593 | -2.147 | 4468.102
-1.757 | 4341.149 | -1.952 | 4471.522
-1.562 | 4384.203 | -1.757 | 4472.999
-1.367 | 4415.153 | -1.562 | 4475.643
-1.172 | 4433.691 | -1.367 | 4478.857
-0.976 | 4441.7 | -1.172 | 4483.985
-0.781 | 4452.468 | -0.976 | 4491.639
-0.586 | 4466.699 | -0.781 | 4505.281
-0.391 | 4482.581 | -0.586 | 4507.531
-0.195 | 4493.197 | -0.391 | 4507.832
0 | 4496.126 | -0.195 | 4498.283
0.195 | 4494.86 | 0 | 4496.126
0.391 | 4486.031 | 0.195 | 4490.536
0.586 | 4468.473 | 0.391 | 4487.805
0.781 | 4454.27 | 0.586 | 4484.662
0.976 | 4444.03 | 0.781 | 4482.562
1.172 | 4422.653 | 0.976 | 4485.802
1.367 | 4396.914 | 1.172 | 4493.609
1.562 | 4371.703 | 1.367 | 4501.7
1.757 | 4340.705 | 1.562 | 4502.627
1.952 | 4306.158 | 1.757 | 4499.117
2.147 | 4272.043 | 1.952 | 4501.341
2.342 | 4231.866 | 2.147 | 4497.974
2.537 | 4190.524 | 2.342 | 4501.317
2.732 | 4138.178 | 2.537 | 4505.943
2.927 | 4077.589 | 2.732 | 4500.162
3.122 | 4008.476 | 2.927 | 4491.274
3.317 | 3940.885 | 3.122 | 4486.024
3.511 | 3867.788 | 3.317 | 4479.433
3.706 | 3798.832 | 3.511 | 4475.69
3.9 | 3719.28 | 3.706 | 4473.002
4.095 | 3638.361 | 3.9 | 4467.322
4.289 | 3557.895 | 4.095 | 4466.157
4.483 | 3476.475 | 4.289 | 4470.466
4.677 | 3391.515 | 4.483 | 4462.947
4.871 | 3312.565 | 4.677 | 4461.15
5.065 | 3229.214 | 4.871 | 4451.206
5.259 | 3138.157 | 5.065 | 4447.115
5.452 | 3047.259 | 5.259 | 4446.153
5.646 | 2953.741 | 5.452 | 4446.222
5.839 | 2861.272 | 5.646 | 4442.529
6.032 | 2768.002 | 5.839 | 4438.918
6.225 | 2677.203 | 6.032 | 4434.36
6.418 | 2586.135 | 6.225 | 4428.681
6.611 | 2495.439 | 6.418 | 4423.275
6.804 | 2408.984 | 6.611 | 4417.844
6.996 | 2322.823 | 6.804 | 4414.326
7.188 | 2235.899 | 6.996 | 4416.482
7.381 | 2146.778 | 7.188 | 4416.613
7.573 | 2062.486 | 7.381 | 4409.68
7.764 | 1978.219 | 7.573 | 4400.578
7.956 | 1894.438 | 7.764 | 4396.219
8.148 | 1814.538 | 7.956 | 4385.252
8.339 | 1735.909 | 8.148 | 4376.418
8.53 | 1657.475 | 8.339 | 4371.557
8.721 | 1581.611 | 8.53 | 4361.656
8.912 | 1510.448 | 8.721 | 4356.164
9.102 | 1440.734 | 8.912 | 4348.817
9.293 | 1374.79 | 9.102 | 4337.518
9.483 | 1312.586 | 9.293 | 4325.923
9.673 | 1253.771 | 9.483 | 4315.992
9.862 | 1195.185 | 9.673 | 4303.507
10.052 | 1139.523 | 9.862 | 4289.352
10.241 | 1088.453 | 10.052 | 4277.668
10.43 | 1038.454 | 10.241 | 4266.647
10.619 | 989.864 | 10.43 | 4260.267
10.807 | 943.973 | 10.619 | 4246.279
10.996 | 899.869 | 10.807 | 4240.779
11.184 | 856.412 | 10.996 | 4231.1
11.372 | 814.678 | 11.184 | 4221.161
11.559 | 776.779 | 11.372 | 4210.255
11.746 | 741.613 | 11.559 | 4202.426
11.934 | 707.566 | 11.746 | 4186.099
12.12 | 674.301 | 11.934 | 4175.129
12.307 | 642.207 | 12.12 | 4165.423
12.493 | 611.66 | 12.307 | 4149.99
12.679 | 583.592 | 12.493 | 4138.053
12.865 | 558.453 | 12.679 | 4121.454
13.051 | 534.16 | 12.865 | 4104.348
13.236 | 511.603 | 13.051 | 4090.821
13.421 | 488.399 | 13.236 | 4086.483
13.605 | 466.004 | 13.421 | 4079.771
13.79 | 444.046 | 13.605 | 4069.112
13.974 | 422.858 | 13.79 | 4056.533
14.158 | 402.338 | 13.974 | 4039.728
14.341 | 384.303 | 14.158 | 4021.949
14.524 | 367.486 | 14.341 | 4007.361
14.707 | 351.528 | 14.524 | 3993.755
14.89 | 337.325 | 14.707 | 3976.22
15.072 | 324.642 | 14.89 | 3957.932
15.254 | 311.5 | 15.072 | 3937.929
15.435 | 299.007 | 15.254 | 3918.046
15.617 | 287.247 | 15.435 | 3897.711
15.798 | 275.523 | 15.617 | 3881.089
15.978 | 264.942 | 15.798 | 3863.027
16.159 | 254.513 | 15.978 | 3847.443
16.339 | 244.644 | 16.159 | 3841.204
16.519 | 236.344 | 16.339 | 3837.39
16.698 | 229.768 | 16.519 | 3832.513
16.877 | 222.116 | 16.698 | 3823.109
17.056 | 215.836 | 16.877 | 3815.622
17.234 | 210.001 | 17.056 | 3804.927
17.412 | 204.567 | 17.234 | 3794.59
17.59 | 198.912 | 17.412 | 3782.985
17.767 | 193.757 | 17.59 | 3770.85
17.944 | 187.271 | 17.767 | 3758.195
18.12 | 180.377 | 17.944 | 3742.503
18.297 | 174.32 | 18.12 | 3730.007
18.472 | 169.77 | 18.297 | 3718.484
18.648 | 165.131 | 18.472 | 3703.117
18.823 | 160.922 | 18.648 | 3682.109
18.998 | 156.969 | 18.823 | 3663.07
19.172 | 152.795 | 18.998 | 3645.507
19.346 | 149.488 | 19.172 | 3639.218
19.52 | 147.005 | 19.346 | 3632.1
19.693 | 143.629 | 19.52 | 3617.357
19.866 | 139.683 | 19.693 | 3600.078
20.039 | 136.265 | 19.866 | 3584.101
20.211 | 133.161 | 20.039 | 3570.69
20.383 | 129.617 | 20.211 | 3559.08
20.554 | 126.828 | 20.383 | 3546.243
20.725 | 123.97 | 20.554 | 3536.148
20.896 | 120.942 | 20.725 | 3524.417
21.066 | 117.894 | 20.896 | 3517.525
21.236 | 114.604 | 21.066 | 3506.651
21.406 | 111.378 | 21.236 | 3494.559
21.575 | 108.993 | 21.406 | 3485.219
21.744 | 107.508 | 21.575 | 3475.522
21.912 | 105.98 | 21.744 | 3464.667
22.08 | 104.72 | 21.912 | 3449.673
22.247 | 103.382 | 22.08 | 3430.162
22.414 | 101.105 | 22.247 | 3411.906
22.581 | 98.672 | 22.414 | 3394.862
22.747 | 97.3 | 22.581 | 3377.776
22.913 | 96.557 | 22.747 | 3359.373
23.079 | 95.578 | 22.913 | 3345.596
23.244 | 94.932 | 23.079 | 3331.83
23.409 | 93.098 | 23.244 | 3321.486
23.573 | 90.621 | 23.409 | 3302.372
23.737 | 89.734 | 23.573 | 3287.708
23.9 | 89.62 | 23.737 | 3272.97
24.063 | 88.759 | 23.9 | 3260.914
24.226 | 87.838 | 24.063 | 3247.254
24.388 | 86.947 | 24.226 | 3233.689
24.55 | 85.367 | 24.388 | 3215.815
24.711 | 84.793 | 24.55 | 3196.786
24.872 | 84.14 | 24.711 | 3180.154
25.033 | 83.11 | 24.872 | 3161.103
25.193 | 81.492 | 25.033 | 3143.237
25.353 | 79.993 | 25.193 | 3124.565
25.512 | 79.331 | 25.353 | 3109.942
25.671 | 78.587 | 25.512 | 3094.117
25.829 | 77.819 | 25.671 | 3076.487
25.987 | 77.427 | 25.829 | 3055.072
26.145 | 77.088 | 25.987 | 3036.809
26.302 | 76.728 | 26.145 | 3016.793
26.459 | 75.863 | 26.302 | 2994.155
26.615 | 75.456 | 26.459 | 2973.748
26.771 | 74.696 | 26.615 | 2958.235
26.926 | 73.303 | 26.771 | 2945.827
27.082 | 72.174 | 26.926 | 2933.766
27.236 | 70.995 | 27.082 | 2917.518
27.39 | 69.391 | 27.236 | 2903.458
27.544 | 67.893 | 27.39 | 2888.387
27.697 | 67.5 | 27.544 | 2870.639
27.85 | 66.603 | 27.697 | 2854.314
28.003 | 65.415 | 27.85 | 2843.639
28.155 | 63.651 | 28.003 | 2831.919
28.306 | 63.7 | 28.155 | 2822.337
28.458 | 64.177 | 28.306 | 2813.151
28.608 | 64.494 | 28.458 | 2797.677
28.759 | 64.793 | 28.608 | 2779.787
28.909 | 65.548 | 28.759 | 2762.78
29.058 | 64.609 | 28.909 | 2741.978
29.207 | 63.265 | 29.058 | 2721.398
29.356 | 61.951 | 29.207 | 2705.794
29.504 | 61.109 | 29.356 | 2691.504
29.651 | 60.364 | 29.504 | 2681.237
29.799 | 59.401 | 29.651 | 2674.854
29.946 | 58.343 | 29.799 | 2668.272
30.092 | 57.553 | 29.946 | 2659.997
30.238 | 56.563 | 30.092 | 2645.083
30.384 | 54.744 | 30.238 | 2630.449
30.529 | 54.056 | 30.384 | 2611.737
30.673 | 54.19 | 30.529 | 2588.22
30.818 | 54.062 | 30.673 | 2567.651
30.962 | 53.757 | 30.818 | 2553.178
31.105 | 54.044 | 30.962 | 2540.005
31.248 | 54.179 | 31.105 | 2526.094
31.39 | 54.18 | 31.248 | 2515.008
31.533 | 53.801 | 31.39 | 2494.174
31.674 | 53.665 | 31.533 | 2475.23
31.815 | 53.098 | 31.674 | 2455.551
31.956 | 51.346 | 31.815 | 2435.396
32.097 | 50.032 | 31.956 | 2408.383
32.237 | 49.439 | 32.097 | 2385.405
32.376 | 49.07 | 32.237 | 2361.32
32.515 | 49.968 | 32.376 | 2336.665
32.654 | 51.315 | 32.515 | 2310.784
32.792 | 50.714 | 32.654 | 2284.358
32.93 | 49.381 | 32.792 | 2255.187
33.067 | 48.67 | 32.93 | 2221.357
33.204 | 47.81 | 33.067 | 2188.809
33.341 | 47.227 | 33.204 | 2153.161
33.477 | 47.378 | 33.341 | 2124.401
33.613 | 48.345 | 33.477 | 2091.306
33.748 | 49.008 | 33.613 | 2058.376
33.883 | 48.756 | 33.748 | 2019.877
34.017 | 47.843 | 33.883 | 1982.511
34.151 | 46.702 | 34.017 | 1947.684
34.285 | 45.966 | 34.151 | 1908.684
34.418 | 45.519 | 34.285 | 1870.268
34.55 | 45.787 | 34.418 | 1829.31
34.683 | 46.106 | 34.55 | 1788.406
34.814 | 45.401 | 34.683 | 1748.429
34.946 | 43.329 | 34.814 | 1714.702
35.077 | 39.745 | 34.946 | 1678.386
35.208 | 34.805 | 35.077 | 1638.686
35.338 | 30.353 | 35.208 | 1599.694
35.467 | 26.78 | 35.338 | 1560.581
35.597 | 24.023 | 35.467 | 1523.322
35.726 | 22.12 | 35.597 | 1484.517
35.854 | 21.603 | 35.726 | 1441.736
35.982 | 20.662 | 35.854 | 1400.779
36.11 | 19.606 | 35.982 | 1364.84
36.237 | 19.543 | 36.11 | 1325.662
36.364 | 20.488 | 36.237 | 1289.485
36.491 | 21.335 | 36.364 | 1254.71
36.617 | 22.297 | 36.491 | 1215.651
36.742 | 22.757 | 36.617 | 1175.813
36.867 | 22.138 | 36.742 | 1138.982
36.992 | 21.921 | 36.867 | 1103.933
37.117 | 24.325 | 36.992 | 1070.15
37.241 | 32.74 | 37.117 | 1039.403
37.364 | 49.518 | 37.241 | 1011.025
37.487 | 59.332 | 37.364 | 978.262
37.61 | 61.382 | 37.487 | 944.796
37.733 | 57.317 | 37.61 | 910.701
37.855 | 47.325 | 37.733 | 878.462
37.976 | 31.716 | 37.855 | 846.788
38.097 | 23.714 | 37.976 | 819.789
38.218 | 19.66 | 38.097 | 792.932
38.338 | 17.69 | 38.218 | 769.334
38.458 | 17.548 | 38.338 | 745.572
38.578 | 17.49 | 38.458 | 716.68
38.697 | 16.936 | 38.578 | 688.383
38.816 | 15.908 | 38.697 | 663.17
38.934 | 14.692 | 38.816 | 637.398
39.052 | 13.582 | 38.934 | 614.857
39.17 | 13.858 | 39.052 | 592.048
39.287 | 15.124 | 39.17 | 573.161
39.404 | 15.951 | 39.287 | 553.892
39.52 | 15.819 | 39.404 | 535.95
39.636 | 15.535 | 39.52 | 515.974
39.752 | 14.759 | 39.636 | 497.332
39.752 | 14.759 | 39.636 | 497.332
39.867 | 13.945 | 39.752 | 480.87
39.982 | 13.769 | 39.867 | 464.538
40.096 | 13.622 | 39.982 | 448.8
40.211 | 14.157 | 40.096 | 433.389
40.324 | 15.167 | 40.211 | 419.555
40.438 | 15.275 | 40.324 | 403.413
40.551 | 14.279 | 40.438 | 389.236
40.663 | 13.557 | 40.551 | 377.75
40.775 | 12.956 | 40.663 | 316.767
40.887 | 12.284 | 40.775 | 226.055
40.999 | 12.711 | 40.887 | 160.972

## Vivid V40H40 (hidden)
Selador | Lamp |  | Wattage
Vivid | Lumileds K2 |  | 122 |  | Note: Owing to the variability of LEDs, output data and color matches should be viewed as approximate
Note: All data taken with room temperature fixture
| Beam Angle | Field Angle
Horizontal | 29.2 | 44.7
| Accessory Lens | Candela | Field Lumens | Beam Lumens | Lens Efficiency | Efficacy
| H40+V40 | 4100 | 1020 | 690 | 90.67% | 8.3607
| For Field diameter at any distance, multiply distance by |  |  |  | 0.8223
| For Beam diameter at any distance, multiply distance by |  |  |  | 0.52096
| Throw Distance (ft) | 10 | 15 | 20 | 25
| Throw Distance (m) | 3.048 | 4.572 | 6.096 | 7.62
| Field Diameter (ft) | 8.223 | 12.3345 | 16.446 | 20.5575
| Field Diameter (m) | 2.5064 | 3.7596 | 5.0127 | 6.2659
| Illuminance (fc) | 41 | 18.2222 | 10.25 | 6.56
| Illuminance (lux) | 441.3199 | 196.1422 | 110.33 | 70.6112
Test Distance | Iso-Illuminance Diagram grid lines
52 | 10 | 20 | 30 | 40
| 0.19231 | 0.38462 | 0.57692 | 0.76923
| Beam Angle | Field Angle
Vertical | 28.9 | 42.6
| For Field diameter at any distance, multiply distance by |  |  |  | 0.77977
| For Beam diameter at any distance, multiply distance by |  |  |  | 0.51537
| Throw Distance (ft) | 10 | 15 | 20 | 25
| Throw Distance (m) | 3.048 | 4.572 | 6.096 | 7.62
| Field Diameter (ft) | 7.7977 | 11.6965 | 15.5953 | 19.4942
| Field Diameter (m) | 2.3767 | 3.5651 | 4.7535 | 5.9418
| Illuminance (fc) | 41 | 18.2222 | 10.25 | 6.56
| Illuminance (lux) | 441.3199 | 196.1422 | 110.33 | 70.6112
| X |  | Y
-40.551 | 29.699 | -37.364 | 63.716
-40.438 | 35.789 | -37.241 | 64.568
-40.324 | 43.312 | -37.117 | 65.103
-40.211 | 50.531 | -36.992 | 65.98
-40.096 | 50.37 | -36.992 | 65.98
-39.982 | 51.318 | -36.867 | 65.603
-39.867 | 52.286 | -36.742 | 65.524
-39.752 | 52.298 | -36.617 | 66.061
-39.636 | 52.946 | -36.491 | 67.419
-39.52 | 53.979 | -36.364 | 67.011
-39.404 | 53.709 | -36.237 | 67.187
-39.287 | 53.381 | -36.11 | 67.754
-39.17 | 53.62 | -36.11 | 67.754
-39.052 | 54.151 | -35.982 | 70.04
-38.934 | 54.352 | -35.854 | 70.976
-38.816 | 54.257 | -35.726 | 71.772
-38.697 | 54.365 | -35.597 | 72.817
-38.578 | 54.414 | -35.467 | 74.21
-38.458 | 57.001 | -35.338 | 74.261
-38.338 | 58.297 | -35.208 | 75.25
-38.218 | 58.408 | -35.208 | 75.25
-38.097 | 57.749 | -35.077 | 76.507
-37.976 | 57.039 | -34.946 | 76.015
-37.855 | 56.278 | -34.814 | 76.402
-37.733 | 57.597 | -34.683 | 76.012
-37.61 | 58.037 | -34.55 | 76.418
-37.487 | 59.083 | -34.418 | 77.659
-37.364 | 60.393 | -34.285 | 79.526
-37.241 | 61.854 | -34.285 | 79.526
-37.117 | 62.069 | -34.151 | 79.882
-36.992 | 61.901 | -34.017 | 80.136
-36.867 | 62.68 | -33.883 | 79.661
-36.742 | 62.319 | -33.748 | 79.767
-36.617 | 62.336 | -33.613 | 80.471
-36.491 | 62.085 | -33.477 | 81.311
-36.364 | 61.809 | -33.341 | 83.14
-36.237 | 61.35 | -33.341 | 83.14
-36.11 | 62.629 | -33.204 | 85.022
-35.982 | 62.795 | -33.067 | 87.427
-35.854 | 63.558 | -32.93 | 87.84
-35.726 | 65.245 | -32.792 | 88.481
-35.597 | 66.889 | -32.654 | 89.371
-35.467 | 66.515 | -32.515 | 90.459
-35.338 | 67.317 | -32.376 | 90.111
-35.208 | 67.146 | -32.376 | 90.111
-35.077 | 68.846 | -32.237 | 90.13
-34.946 | 70.454 | -32.097 | 90.445
-34.814 | 70.693 | -31.956 | 91.301
-34.683 | 71.152 | -31.815 | 91.877
-34.55 | 71.334 | -31.674 | 93.031
-34.418 | 71.587 | -31.533 | 93.346
-34.285 | 71.541 | -31.39 | 94.214
-34.151 | 71.96 | -31.39 | 94.214
-34.017 | 72.86 | -31.248 | 95.872
-33.883 | 73.8 | -31.105 | 98
-33.748 | 74.44 | -30.962 | 99.998
-33.613 | 75.121 | -30.818 | 101.977
-33.477 | 76.678 | -30.673 | 103.806
-33.341 | 76.461 | -30.529 | 104.773
-33.204 | 76.293 | -30.529 | 104.773
-33.067 | 77.255 | -30.384 | 104.824
-32.93 | 79.239 | -30.238 | 105.691
-32.792 | 80.27 | -30.092 | 106.977
-32.654 | 81.709 | -29.946 | 108.762
-32.515 | 83.133 | -29.799 | 110.954
-32.376 | 83.554 | -29.651 | 113.36
-32.237 | 84.474 | -29.504 | 115.386
-32.097 | 85.454 | -29.504 | 115.386
-31.956 | 86.468 | -29.356 | 118.021
-31.815 | 86.818 | -29.207 | 120.32
-31.674 | 87.636 | -29.058 | 123.139
-31.533 | 88.176 | -28.909 | 125.684
-31.39 | 90.227 | -28.759 | 127.24
-31.248 | 90.838 | -28.608 | 129.192
-31.105 | 92.017 | -28.458 | 132.167
-30.962 | 93.053 | -28.458 | 132.167
-30.818 | 94.516 | -28.306 | 135.197
-30.673 | 94.55 | -28.155 | 138.322
-30.529 | 96.057 | -28.003 | 141.36
-30.384 | 98.154 | -27.85 | 144.412
-30.238 | 99.802 | -27.697 | 147.478
-30.092 | 101.649 | -27.544 | 151.512
-29.946 | 104.097 | -27.39 | 155.195
-29.799 | 106.819 | -27.39 | 155.195
-29.651 | 108.651 | -27.236 | 157.98
-29.504 | 109.394 | -27.082 | 161.193
-29.356 | 110.319 | -26.926 | 164.145
-29.207 | 112.444 | -26.771 | 167.014
-29.058 | 115.234 | -26.615 | 170.363
-28.909 | 118.289 | -26.459 | 174.902
-28.759 | 120.412 | -26.302 | 179.943
-28.608 | 122.946 | -26.302 | 179.943
-28.458 | 125.315 | -26.145 | 184.273
-28.306 | 127.643 | -25.987 | 188.224
-28.155 | 129.709 | -25.829 | 192.163
-28.003 | 131.877 | -25.671 | 197.15
-27.85 | 134.388 | -25.512 | 202.775
-27.697 | 138.454 | -25.353 | 207.606
-27.544 | 142.765 | -25.193 | 212.568
-27.39 | 146.702 | -25.193 | 212.568
-27.236 | 150.745 | -25.033 | 217.938
-27.082 | 154.145 | -24.872 | 223.248
-26.926 | 156.715 | -24.711 | 228.333
-26.771 | 160.841 | -24.55 | 234.079
-26.615 | 164.197 | -24.388 | 240.424
-26.459 | 167.757 | -24.226 | 247.69
-26.302 | 172.115 | -24.226 | 247.69
-26.145 | 175.441 | -24.063 | 256.212
-25.987 | 179.962 | -23.9 | 265.251
-25.829 | 184.695 | -23.737 | 274.241
-25.671 | 192.702 | -23.573 | 282.391
-25.512 | 199.194 | -23.409 | 289.317
-25.353 | 206.217 | -23.244 | 296.246
-25.193 | 212.324 | -23.079 | 304.711
-25.033 | 219.745 | -23.079 | 304.711
-24.872 | 227.813 | -22.913 | 313.895
-24.711 | 234.637 | -22.747 | 324.163
-24.55 | 242.089 | -22.581 | 334.412
-24.388 | 249.761 | -22.414 | 346.027
-24.226 | 259.165 | -22.247 | 358.261
-24.063 | 267.516 | -22.08 | 370.585
-23.9 | 277.582 | -21.912 | 384.109
-23.737 | 289.453 | -21.912 | 384.109
-23.573 | 301.451 | -21.744 | 398.716
-23.409 | 311.515 | -21.575 | 415.69
-23.244 | 323.204 | -21.406 | 431.827
-23.079 | 335.858 | -21.236 | 447.618
-22.913 | 348.954 | -21.066 | 464.447
-22.747 | 361.444 | -20.896 | 482.016
-22.581 | 375.659 | -20.725 | 499.573
-22.414 | 391.212 | -20.725 | 499.573
-22.247 | 407.654 | -20.554 | 519.296
-22.08 | 425.218 | -20.383 | 542.644
-21.912 | 442.678 | -20.211 | 564.922
-21.744 | 460.693 | -20.039 | 588.012
-21.575 | 479.655 | -19.866 | 613.09
-21.406 | 499.056 | -19.693 | 639.457
-21.236 | 519.919 | -19.52 | 665.828
-21.066 | 542.367 | -19.52 | 665.828
-20.896 | 565.075 | -19.346 | 694.431
-20.725 | 588.38 | -19.172 | 724.916
-20.554 | 612.733 | -18.998 | 757.826
-20.383 | 637.737 | -18.823 | 790.557
-20.211 | 664.847 | -18.648 | 826.256
-20.039 | 693.156 | -18.472 | 861.748
-19.866 | 721.821 | -18.297 | 899.594
-19.693 | 752.169 | -18.297 | 899.594
-19.52 | 783.273 | -18.12 | 937.369
-19.346 | 814.502 | -17.944 | 979.003
-19.172 | 847.073 | -17.767 | 1019.603
-18.998 | 883.204 | -17.59 | 1061.659
-18.823 | 920.086 | -17.412 | 1109.739
-18.648 | 957.664 | -17.234 | 1158.72
-18.472 | 998.11 | -17.056 | 1211.658
-18.297 | 1037.644 | -17.056 | 1211.658
-18.12 | 1073.209 | -16.877 | 1265.611
-17.944 | 1113.791 | -16.698 | 1317.706
-17.767 | 1155.835 | -16.519 | 1369.076
-17.59 | 1199.088 | -16.339 | 1424.311
-17.412 | 1242.73 | -16.159 | 1479.911
-17.234 | 1293.918 | -15.978 | 1539.76
-17.056 | 1341.867 | -15.978 | 1539.76
-16.877 | 1390.752 | -15.798 | 1600.11
-16.698 | 1441.957 | -15.617 | 1661.846
-16.519 | 1492.319 | -15.435 | 1725.439
-16.339 | 1542.932 | -15.254 | 1790.002
-16.159 | 1596.189 | -15.072 | 1855.222
-15.978 | 1648.111 | -14.89 | 1919.964
-15.798 | 1698.137 | -14.707 | 1981.509
-15.617 | 1753.065 | -14.707 | 1981.509
-15.435 | 1809.471 | -14.524 | 2048.702
-15.254 | 1863.768 | -14.341 | 2116.233
-15.072 | 1915.268 | -14.158 | 2184.135
-14.89 | 1964.15 | -13.974 | 2252.744
-14.707 | 2014.88 | -13.79 | 2320.018
-14.524 | 2067.63 | -13.605 | 2387.346
-14.341 | 2121.658 | -13.421 | 2453.482
-14.158 | 2174.512 | -13.421 | 2453.482
-13.974 | 2226.797 | -13.236 | 2524.256
-13.79 | 2282.014 | -13.051 | 2587.485
-13.605 | 2338.277 | -12.865 | 2651.959
-13.421 | 2393.054 | -12.679 | 2714.303
-13.236 | 2451.226 | -12.493 | 2778.631
-13.051 | 2504.936 | -12.307 | 2839.915
-12.865 | 2558.093 | -12.12 | 2904.719
-12.679 | 2607.929 | -12.12 | 2904.719
-12.493 | 2651.403 | -11.934 | 2966.988
-12.307 | 2694.564 | -11.746 | 3024.485
-12.12 | 2738.619 | -11.559 | 3075.227
-11.934 | 2785.343 | -11.372 | 3125.611
-11.746 | 2833.452 | -11.184 | 3181.254
-11.559 | 2885.022 | -10.996 | 3234.423
-11.372 | 2932.491 | -10.807 | 3286.585
-11.184 | 2979.617 | -10.807 | 3286.585
-10.996 | 3023.74 | -10.619 | 3334.512
-10.807 | 3067.821 | -10.43 | 3383.215
-10.619 | 3118.024 | -10.241 | 3427.981
-10.43 | 3165.215 | -10.052 | 3473.426
-10.241 | 3206.362 | -9.862 | 3514.593
-10.052 | 3250.05 | -9.673 | 3550.165
-9.862 | 3291.722 | -9.483 | 3581.489
-9.673 | 3327.733 | -9.483 | 3581.489
-9.483 | 3364.267 | -9.293 | 3612.279
-9.293 | 3404.21 | -9.102 | 3644.66
-9.102 | 3442.598 | -8.912 | 3677.979
-8.912 | 3480.031 | -8.721 | 3705.837
-8.721 | 3520.063 | -8.53 | 3731.357
-8.53 | 3554.003 | -8.339 | 3759.117
-8.339 | 3582.226 | -8.148 | 3780.268
-8.148 | 3615.262 | -8.148 | 3780.268
-7.956 | 3646.673 | -7.956 | 3805.996
-7.764 | 3678.636 | -7.764 | 3827.381
-7.573 | 3715.378 | -7.573 | 3849.04
-7.381 | 3744.664 | -7.381 | 3866.216
-7.188 | 3770.09 | -7.188 | 3883.056
-6.996 | 3788.781 | -6.996 | 3891.459
-6.804 | 3811.27 | -6.996 | 3891.459
-6.611 | 3830.588 | -6.804 | 3903.432
-6.418 | 3852.71 | -6.611 | 3912.194
-6.225 | 3876.161 | -6.418 | 3915.962
-6.032 | 3892.697 | -6.225 | 3927.31
-5.839 | 3906.861 | -6.032 | 3931.489
-5.646 | 3924.246 | -5.839 | 3934.647
-5.452 | 3938.858 | -5.646 | 3938.673
-5.259 | 3952.197 | -5.646 | 3938.673
-5.065 | 3971.572 | -5.452 | 3943.957
-4.871 | 3989.21 | -5.259 | 3952.955
-4.677 | 4001.393 | -5.065 | 3971.222
-4.483 | 4015.214 | -4.871 | 3980.86
-4.289 | 4023.069 | -4.677 | 3993.568
-4.095 | 4029.595 | -4.483 | 4002.599
-3.9 | 4044.662 | -4.289 | 4005.628
-3.706 | 4050.139 | -4.289 | 4005.628
-3.511 | 4061.057 | -4.095 | 4012.795
-3.317 | 4075.887 | -3.9 | 4023.116
-3.122 | 4086.274 | -3.706 | 4032.638
-2.927 | 4085.631 | -3.511 | 4040.515
-2.732 | 4091.066 | -3.317 | 4045.316
-2.537 | 4096.137 | -3.122 | 4052.045
-2.342 | 4097.704 | -2.927 | 4055.956
-2.147 | 4093.133 | -2.927 | 4055.956
-1.952 | 4093.734 | -2.732 | 4058.764
-1.757 | 4089.16 | -2.537 | 4053.69
-1.562 | 4095.261 | -2.342 | 4056.664
-1.367 | 4098.782 | -2.147 | 4055.86
-1.172 | 4094.11 | -1.952 | 4053.031
-0.976 | 4075.773 | -1.757 | 4051.996
-0.781 | 4072.833 | -1.562 | 4058.649
-0.586 | 4072.655 | -1.562 | 4058.649
-0.391 | 4071.829 | -1.367 | 4057.963
-0.195 | 4074.485 | -1.172 | 4063.756
0 | 4078.225 | -0.976 | 4074.664
0.195 | 4075.081 | -0.781 | 4090.59
0.391 | 4067.824 | -0.586 | 4092.378
0.586 | 4061.248 | -0.391 | 4091.897
0.781 | 4062.229 | -0.195 | 4080.222
0.976 | 4061.147 | -0.195 | 4080.222
1.172 | 4056.184 | 0 | 4078.225
1.367 | 4053.428 | 0.195 | 4068.027
1.562 | 4053.21 | 0.391 | 4065.371
1.757 | 4051.149 | 0.586 | 4058.421
1.952 | 4053.573 | 0.781 | 4058.431
2.147 | 4059.582 | 0.976 | 4061.715
2.342 | 4059.776 | 1.172 | 4067.028
2.537 | 4058.387 | 1.172 | 4067.028
2.732 | 4059.306 | 1.367 | 4071.167
2.927 | 4056.512 | 1.562 | 4077.822
3.122 | 4047.354 | 1.757 | 4072.438
3.317 | 4035.817 | 1.952 | 4069.801
3.511 | 4024.056 | 2.147 | 4065.776
3.706 | 4011.302 | 2.342 | 4072.599
3.9 | 3993.378 | 2.342 | 4072.599
4.095 | 3981.57 | 2.537 | 4070.604
4.289 | 3966.386 | 2.732 | 4060.196
4.483 | 3956.557 | 2.927 | 4048.916
4.677 | 3949.435 | 3.122 | 4044.556
4.871 | 3953.458 | 3.317 | 4035.371
5.065 | 3950.021 | 3.511 | 4027.624
5.259 | 3936.155 | 3.706 | 4026.014
5.452 | 3918.938 | 3.706 | 4026.014
5.646 | 3894.308 | 3.9 | 4020.395
5.839 | 3872.08 | 4.095 | 4020.923
6.032 | 3851.101 | 4.289 | 4018.946
6.225 | 3838.611 | 4.483 | 4006.165
6.418 | 3828.618 | 4.677 | 3994.506
6.611 | 3809.48 | 4.871 | 3984.027
6.804 | 3788.778 | 5.065 | 3968.123
6.996 | 3769.096 | 5.065 | 3968.123
7.188 | 3751.799 | 5.259 | 3962.554
7.381 | 3730.726 | 5.452 | 3961.77
7.573 | 3709.36 | 5.646 | 3955.364
7.764 | 3688.936 | 5.839 | 3950.286
7.956 | 3659.869 | 6.032 | 3939.944
8.148 | 3625.962 | 6.225 | 3934.814
8.339 | 3590.295 | 6.418 | 3922.19
8.53 | 3557.585 | 6.418 | 3922.19
8.721 | 3527.266 | 6.611 | 3906.241
8.912 | 3500.482 | 6.804 | 3883.573
9.102 | 3466.062 | 6.996 | 3872.114
9.293 | 3428.303 | 7.188 | 3858.238
9.483 | 3387.086 | 7.381 | 3840.754
9.673 | 3345.483 | 7.573 | 3820.729
9.862 | 3309.445 | 7.764 | 3800.342
10.052 | 3272.405 | 7.764 | 3800.342
10.241 | 3237.569 | 7.956 | 3773.697
10.43 | 3197.688 | 8.148 | 3750.267
10.619 | 3154.045 | 8.339 | 3724.409
10.807 | 3107.301 | 8.53 | 3698.173
10.996 | 3068.745 | 8.721 | 3666.834
11.184 | 3028.951 | 8.912 | 3634.043
11.372 | 2984.466 | 9.102 | 3603.577
11.559 | 2938.339 | 9.102 | 3603.577
11.746 | 2893.478 | 9.293 | 3572.312
11.934 | 2849.975 | 9.483 | 3535.679
12.12 | 2803.164 | 9.673 | 3501.921
12.307 | 2751.593 | 9.862 | 3464.455
12.493 | 2700.305 | 10.052 | 3424.172
12.679 | 2649.923 | 10.241 | 3380.56
12.865 | 2601.062 | 10.43 | 3338.563
13.051 | 2554.297 | 10.43 | 3338.563
13.236 | 2504.38 | 10.619 | 3288.874
13.421 | 2454.371 | 10.807 | 3241.841
13.605 | 2402.575 | 10.996 | 3191.806
13.79 | 2347.083 | 11.184 | 3140.712
13.974 | 2286.122 | 11.372 | 3083.931
14.158 | 2227.748 | 11.559 | 3024.665
14.341 | 2174.064 | 11.559 | 3024.665
14.524 | 2124.182 | 11.746 | 2963.352
14.707 | 2078.159 | 11.934 | 2906.587
14.89 | 2029.416 | 12.12 | 2844.815
15.072 | 1978.331 | 12.307 | 2784.283
15.254 | 1922.441 | 12.493 | 2723.788
15.435 | 1867.802 | 12.679 | 2658.713
15.617 | 1815.739 | 12.865 | 2590.967
15.798 | 1766.034 | 12.865 | 2590.967
15.978 | 1716.924 | 13.051 | 2525.382
16.159 | 1667.895 | 13.236 | 2464.297
16.339 | 1616.043 | 13.421 | 2400.282
16.519 | 1562.834 | 13.605 | 2329.946
16.698 | 1514.136 | 13.79 | 2263.633
16.877 | 1467.216 | 13.974 | 2194.753
17.056 | 1420.88 | 14.158 | 2125.944
17.234 | 1375.609 | 14.158 | 2125.944
17.412 | 1331.694 | 14.341 | 2061.633
17.59 | 1285.833 | 14.524 | 1995.358
17.767 | 1236.29 | 14.707 | 1927.296
17.944 | 1189.611 | 14.89 | 1862.466
18.12 | 1146.545 | 15.072 | 1794.252
18.297 | 1108.337 | 15.254 | 1726.359
18.472 | 1070.709 | 15.435 | 1665.468
18.648 | 1034.136 | 15.435 | 1665.468
18.823 | 995.473 | 15.617 | 1605.547
18.998 | 956.533 | 15.798 | 1543.335
19.172 | 919.713 | 15.978 | 1483.939
19.346 | 885.905 | 16.159 | 1426.91
19.52 | 853.449 | 16.339 | 1368.357
19.693 | 821.526 | 16.519 | 1313.517
19.866 | 789.605 | 16.698 | 1258.663
20.039 | 757.402 | 16.698 | 1258.663
20.211 | 727.495 | 16.877 | 1205.532
20.383 | 697.868 | 17.056 | 1155.149
20.554 | 669.082 | 17.234 | 1107.488
20.725 | 642.734 | 17.412 | 1061.692
20.896 | 619.172 | 17.59 | 1017.311
21.066 | 594.467 | 17.767 | 973.855
21.236 | 570.898 | 17.944 | 933.956
21.406 | 548.478 | 17.944 | 933.956
21.575 | 526.854 | 18.12 | 893.978
21.744 | 505.222 | 18.297 | 851.213
21.912 | 483.841 | 18.472 | 812.147
22.08 | 464.281 | 18.648 | 774.808
22.247 | 446.769 | 18.823 | 737.249
22.414 | 432.1 | 18.998 | 703.482
22.581 | 418.191 | 18.998 | 703.482
22.747 | 404.042 | 19.172 | 675.909
22.913 | 389.687 | 19.346 | 649.82
23.079 | 374.16 | 19.52 | 623.342
23.244 | 359.129 | 19.693 | 598.062
23.409 | 346.248 | 19.866 | 572.326
23.573 | 334.19 | 20.039 | 546.128
23.737 | 321.827 | 20.211 | 523.721
23.9 | 311.62 | 20.211 | 523.721
24.063 | 303.067 | 20.383 | 501.66
24.226 | 294.542 | 20.554 | 481.043
24.388 | 286.447 | 20.725 | 461.462
24.55 | 278.402 | 20.896 | 444.099
24.711 | 270.129 | 21.066 | 425.752
24.872 | 262.46 | 21.236 | 407.454
25.033 | 254.174 | 21.406 | 391.902
25.193 | 245.262 | 21.406 | 391.902
25.353 | 237.406 | 21.575 | 377.107
25.512 | 230.677 | 21.744 | 362.558
25.671 | 224.859 | 21.912 | 348.429
25.829 | 218.73 | 22.08 | 335.406
25.987 | 213.085 | 22.247 | 321.96
26.145 | 208.277 | 22.414 | 310.086
26.302 | 204.025 | 22.581 | 299.009
26.459 | 198.581 | 22.581 | 299.009
26.615 | 194.507 | 22.747 | 288.331
26.771 | 190.887 | 22.913 | 279.244
26.926 | 186.396 | 23.079 | 269.861
27.082 | 181.279 | 23.244 | 261.589
27.236 | 176.946 | 23.409 | 253.293
27.39 | 171.39 | 23.573 | 244.397
27.544 | 165.369 | 23.737 | 236.375
27.697 | 159.956 | 23.737 | 236.375
27.85 | 156.001 | 23.9 | 230.07
28.003 | 153.904 | 24.063 | 223.773
28.155 | 152.132 | 24.226 | 218.91
28.306 | 150.467 | 24.388 | 214.854
28.458 | 148.155 | 24.55 | 208.649
28.608 | 145.249 | 24.711 | 202.601
28.759 | 143.14 | 24.872 | 195.653
28.909 | 140.352 | 24.872 | 195.653
29.058 | 136.729 | 25.033 | 188.558
29.207 | 133.303 | 25.193 | 182.305
29.356 | 130.286 | 25.353 | 178.05
29.504 | 127.956 | 25.512 | 174.459
29.651 | 126.45 | 25.671 | 171.2
29.799 | 125.184 | 25.829 | 167.611
29.946 | 123.204 | 25.987 | 162.638
30.092 | 120.926 | 25.987 | 162.638
30.238 | 117.339 | 26.145 | 157.817
30.384 | 113.696 | 26.302 | 153.476
30.529 | 111.951 | 26.459 | 149.756
30.673 | 112.344 | 26.615 | 146.297
30.818 | 112.807 | 26.771 | 143.024
30.962 | 111.624 | 26.926 | 139.821
31.105 | 109.612 | 26.926 | 139.821
31.248 | 108.025 | 27.082 | 137.201
31.39 | 107.225 | 27.236 | 134.972
31.533 | 106.64 | 27.39 | 131.695
31.674 | 105.959 | 27.544 | 127.735
31.815 | 104.841 | 27.697 | 125.178
31.956 | 102.736 | 27.85 | 123.461
32.097 | 101.386 | 28.003 | 121.126
32.237 | 100.229 | 28.003 | 121.126
32.376 | 98.945 | 28.155 | 118.608
32.515 | 98.063 | 28.306 | 116.231
32.654 | 97.103 | 28.458 | 113.834
32.792 | 95.41 | 28.608 | 112.808
32.93 | 94.168 | 28.759 | 111.978
33.067 | 94.02 | 28.909 | 109.344
33.204 | 93.515 | 29.058 | 107.723
33.341 | 92.956 | 29.058 | 107.723
33.477 | 92.869 | 29.207 | 105.9
33.613 | 92.875 | 29.356 | 104.25
33.748 | 91.652 | 29.504 | 101.427
33.883 | 89.252 | 29.651 | 100.691
34.017 | 86.172 | 29.799 | 99.079
34.151 | 84.283 | 29.946 | 98.069
34.285 | 83.211 | 30.092 | 96.108
34.418 | 83.065 | 30.092 | 96.108
34.55 | 82.867 | 30.238 | 93.763
34.683 | 82.467 | 30.384 | 91.7
34.814 | 81.961 | 30.529 | 89.66
34.946 | 79.613 | 30.673 | 87.928
35.077 | 74.788 | 30.818 | 86.333
35.208 | 67.603 | 30.962 | 85.053
35.338 | 58.97 | 31.105 | 83.142
35.467 | 51.432 | 31.105 | 83.142
35.597 | 46.397 | 31.248 | 81.9
35.726 | 43.618 | 31.39 | 80.825
35.854 | 41.8 | 31.533 | 80.142
35.982 | 40.905 | 31.674 | 79.407
36.11 | 40.868 | 31.815 | 78.574
36.237 | 41.358 | 31.956 | 79.004
36.364 | 41.879 | 32.097 | 77.225
36.491 | 43.284 | 32.097 | 77.225
36.617 | 43.844 | 32.237 | 76.254
36.742 | 43.44 | 32.376 | 74.559
36.867 | 42.111 | 32.515 | 73.334
36.992 | 39.708 | 32.654 | 71.794
37.117 | 39.493 | 32.792 | 71.172
37.241 | 45.703 | 32.93 | 69.864
37.364 | 58.157 | 33.067 | 69.414
37.487 | 66.267 | 33.067 | 69.414
37.61 | 68.714 | 33.204 | 68.037
37.733 | 65.665 | 33.341 | 67.762
37.855 | 57.629 | 33.477 | 67.771
37.976 | 45.184 | 33.613 | 67.179
38.097 | 38.073 | 33.748 | 65.304
38.218 | 33.176 | 33.883 | 65.08
38.338 | 29.838 | 33.883 | 65.08
38.458 | 27.736 | 34.017 | 63.54
38.578 | 26.192 | 34.151 | 62.644
38.697 | 24.719 | 34.285 | 62.771
38.816 | 23.759 | 34.418 | 63.021
38.934 | 23.731 | 34.55 | 62.851
39.052 | 22.785 | 34.683 | 62.853
39.17 | 22.245 | 34.814 | 61.828
39.287 | 23.193 | 34.814 | 61.828
39.404 | 23.941 | 34.946 | 61.194
39.52 | 23.639 | 35.077 | 61.034
39.636 | 23.758 | 35.208 | 61.278
39.752 | 23.572 | 35.338 | 60.246
39.867 | 22.465 | 35.467 | 59.666
39.982 | 21.47 | 35.597 | 58.305
40.096 | 20.866 | 35.726 | 57.112
40.211 | 20.754 | 35.726 | 57.112
40.211 | 20.754 | 35.854 | 56.973
40.324 | 20.452 | 35.982 | 57.225
40.438 | 19.958 | 36.11 | 56.111
40.551 | 19.017 | 36.237 | 55.883
40.663 | 18.351 | 36.364 | 56.183
40.775 | 18.412 | 36.491 | 56.223
40.887 | 19.046 | 36.617 | 55.37
40.551 | 636.484 | 36.11 | 28.831
40.663 | 613.489 | 36.237 | 27.889
40.775 | 590.802 | 36.364 | 27.388
40.887 | 567.842 | 36.491 | 27.66
40.999 | 546.255 | 36.617 | 28.616
455.669
323.389
196.583
73.469
0
0
0

## Vivid V60H60 (hidden)
Selador | Lamp |  | Wattage
Vivid | Lumileds K2 |  | 122 |  | Note: Owing to the variability of LEDs, output data and color matches should be viewed as approximate
Note: All data taken with room temperature fixture
| Beam Angle | Field Angle
Horizontal | 52.9 | 70.4
| Accessory Lens | Candela | Field Lumens | Beam Lumens | Lens Efficiency | Efficacy
| H60+V60 | 1540 | 1070 | 630 | 95.11% | 8.7705
| For Field diameter at any distance, multiply distance by |  |  |  | 1.4108
| For Beam diameter at any distance, multiply distance by |  |  |  | 0.99498
| Throw Distance (ft) | 10 | 15 | 20 | 25
| Throw Distance (m) | 3.048 | 4.572 | 6.096 | 7.62
| Field Diameter (ft) | 14.1084 | 21.1627 | 28.2169 | 35.2711
| Field Diameter (m) | 4.3003 | 6.4504 | 8.6005 | 10.7506
| Illuminance (fc) | 15.4 | 6.8444 | 3.85 | 2.464
| Illuminance (lux) | 165.7641 | 73.6729 | 41.441 | 26.5222
Test Distance | Iso-Illuminance Diagram grid lines
52 | 10 | 20 | 30 | 40
| 0.19231 | 0.38462 | 0.57692 | 0.76923
| Beam Angle | Field Angle
Vertical | 51.7 | 70.2
| For Field diameter at any distance, multiply distance by |  |  |  | 1.4056
| For Beam diameter at any distance, multiply distance by |  |  |  | 0.96899
| Throw Distance (ft) | 10 | 15 | 20 | 25
| Throw Distance (m) | 3.048 | 4.572 | 6.096 | 7.62
| Field Diameter (ft) | 14.0562 | 21.0844 | 28.1125 | 35.1406
| Field Diameter (m) | 4.2843 | 6.4265 | 8.5687 | 10.7109
| Illuminance (fc) | 15.4 | 6.8444 | 3.85 | 2.464
| Illuminance (lux) | 165.7641 | 73.6729 | 41.441 | 26.5222
| X |  | Y
#NAME? | 0 | -41.11 | 71.597
-40.887 | 0 | -40.999 | 72.696
-40.775 | 0 | -40.887 | 73.703
-40.663 | 10.033 | -40.775 | 73.905
-40.551 | 26.599 | -40.663 | 76.168
-40.438 | 44.16 | -40.551 | 78.69
-40.324 | 61.137 | -40.438 | 79.111
-40.211 | 72.156 | -40.324 | 79.088
-40.096 | 73.434 | -40.211 | 79.25
-39.982 | 74.667 | -40.096 | 79.749
-39.867 | 75.027 | -39.982 | 80.119
-39.752 | 74.041 | -39.867 | 81.555
-39.636 | 73.184 | -39.752 | 81.695
-39.52 | 74.69 | -39.636 | 81.073
-39.404 | 76.088 | -39.52 | 81.09
-39.287 | 77.889 | -39.404 | 83.357
-39.17 | 80.266 | -39.287 | 84.495
-39.052 | 82.321 | -39.17 | 85.143
-38.934 | 84.531 | -39.052 | 86.996
-38.816 | 87.01 | -38.934 | 89.389
-38.697 | 89.142 | -38.816 | 90.935
-38.578 | 88.147 | -38.697 | 92.436
-38.458 | 88.719 | -38.578 | 93.165
-38.338 | 89.456 | -38.458 | 93.25
-38.218 | 90.012 | -38.338 | 94.568
-38.097 | 89.964 | -38.218 | 97.07
-37.976 | 91.358 | -38.097 | 98.466
-37.855 | 92.961 | -37.976 | 99.223
-37.733 | 95.528 | -37.855 | 99.887
-37.61 | 97.704 | -37.733 | 101.439
-37.487 | 101.162 | -37.61 | 103.335
-37.364 | 104.059 | -37.487 | 105.628
-37.241 | 106.651 | -37.364 | 107.757
-37.117 | 109.215 | -37.241 | 110.111
-36.992 | 112.106 | -37.117 | 112.659
-36.867 | 114.696 | -36.992 | 114.608
-36.742 | 117.959 | -36.867 | 117.349
-36.617 | 120.224 | -36.742 | 119.037
-36.491 | 123.477 | -36.617 | 120.465
-36.364 | 126.405 | -36.491 | 123.744
-36.237 | 129.25 | -36.364 | 126.697
-36.11 | 131.985 | -36.237 | 128.035
-35.982 | 134.902 | -36.11 | 130.96
-35.854 | 137.605 | -35.982 | 135.451
-35.726 | 142.482 | -35.854 | 138.152
-35.597 | 147.825 | -35.726 | 141.109
-35.467 | 150.19 | -35.597 | 145.815
-35.338 | 153.168 | -35.467 | 148.831
-35.208 | 156.471 | -35.338 | 151.279
-35.077 | 160.245 | -35.208 | 155.277
-34.946 | 163.579 | -35.077 | 159.057
-34.814 | 168.305 | -34.946 | 163.151
-34.683 | 173.881 | -34.814 | 168.13
-34.55 | 179.401 | -34.683 | 173.108
-34.418 | 184.866 | -34.55 | 179.352
-34.285 | 191.039 | -34.418 | 185.311
-34.151 | 196.27 | -34.285 | 191.063
-34.017 | 202.836 | -34.151 | 195.585
-33.883 | 208.998 | -34.017 | 200.767
-33.748 | 215.75 | -33.883 | 203.718
-33.613 | 223.108 | -33.748 | 207.771
-33.477 | 230.011 | -33.613 | 212.431
-33.341 | 236.99 | -33.477 | 218.62
-33.204 | 242.907 | -33.341 | 226.057
-33.067 | 250.932 | -33.204 | 233.657
-32.93 | 258.973 | -33.067 | 241.749
-32.792 | 267.263 | -32.93 | 249.716
-32.654 | 275.938 | -32.792 | 256.253
-32.515 | 286.077 | -32.654 | 264.885
-32.376 | 294.993 | -32.515 | 272.557
-32.237 | 304.442 | -32.376 | 279.948
-32.097 | 313.39 | -32.237 | 288.046
-31.956 | 320.62 | -32.097 | 296.181
-31.815 | 327.645 | -31.956 | 303.921
-31.674 | 337.862 | -31.815 | 312.671
-31.533 | 348.879 | -31.674 | 322.799
-31.39 | 359.859 | -31.533 | 332.184
-31.248 | 369.45 | -31.39 | 342.215
-31.105 | 378.621 | -31.248 | 351.553
-30.962 | 389.529 | -31.105 | 361.997
-30.818 | 401.124 | -30.962 | 374.145
-30.673 | 411.109 | -30.818 | 385.174
-30.529 | 422.324 | -30.673 | 396.603
-30.384 | 435.746 | -30.529 | 407.797
-30.238 | 447.155 | -30.384 | 418.348
-30.092 | 458.823 | -30.238 | 428.394
-29.946 | 470.96 | -30.092 | 439.588
-29.799 | 483.241 | -29.946 | 450.192
-29.651 | 495.919 | -29.799 | 460.592
-29.504 | 508.525 | -29.651 | 470.772
-29.356 | 521.143 | -29.504 | 483.131
-29.207 | 533.003 | -29.356 | 498.225
-29.058 | 544.114 | -29.207 | 511.977
-28.909 | 554.878 | -29.058 | 525.98
-28.759 | 567.502 | -28.909 | 538.352
-28.608 | 580.526 | -28.759 | 549.73
-28.458 | 595.068 | -28.608 | 559.615
-28.306 | 609.342 | -28.458 | 571.004
-28.155 | 622.623 | -28.306 | 582.477
-28.003 | 636.112 | -28.155 | 596.054
-27.85 | 650.527 | -28.003 | 611.246
-27.697 | 665.858 | -27.85 | 625.005
-27.544 | 680.005 | -27.697 | 639.705
-27.39 | 692.449 | -27.544 | 654.24
-27.236 | 702.778 | -27.39 | 665.386
-27.082 | 713.098 | -27.236 | 676.615
-26.926 | 723.059 | -27.082 | 691.246
-26.771 | 734.534 | -26.926 | 706.029
-26.615 | 747.544 | -26.771 | 720.183
-26.459 | 762.089 | -26.615 | 735.055
-26.302 | 774.419 | -26.459 | 750.115
-26.145 | 787.934 | -26.302 | 761.436
-25.987 | 801.092 | -26.145 | 771.708
-25.829 | 816.104 | -25.987 | 784.054
-25.671 | 829.065 | -25.829 | 796.017
-25.512 | 841.115 | -25.671 | 807.052
-25.353 | 850.723 | -25.512 | 819.057
-25.193 | 864.036 | -25.353 | 831.025
-25.033 | 877.415 | -25.193 | 841.723
-24.872 | 890.376 | -25.033 | 853.139
-24.711 | 901.797 | -24.872 | 865.657
-24.55 | 913.225 | -24.711 | 876.805
-24.388 | 919.397 | -24.55 | 890.816
-24.226 | 929.453 | -24.388 | 904.465
-24.063 | 940.657 | -24.226 | 917.192
-23.9 | 953.249 | -24.063 | 929.407
-23.737 | 965.245 | -23.9 | 939.775
-23.573 | 980.108 | -23.737 | 946.872
-23.409 | 991.926 | -23.573 | 952.499
-23.244 | 1001.214 | -23.409 | 961.497
-23.079 | 1008.98 | -23.244 | 970.398
-22.913 | 1020.438 | -23.079 | 981.802
-22.747 | 1030.424 | -22.913 | 991.569
-22.581 | 1039.623 | -22.747 | 1000.052
-22.414 | 1048.922 | -22.581 | 1008.235
-22.247 | 1060.871 | -22.414 | 1016.734
-22.08 | 1071.699 | -22.247 | 1025.915
-21.912 | 1080.065 | -22.08 | 1037.809
-21.744 | 1086.964 | -21.912 | 1047.11
-21.575 | 1095.668 | -21.744 | 1055.162
-21.406 | 1103.979 | -21.575 | 1062.668
-21.236 | 1110.6 | -21.406 | 1067.368
-21.066 | 1116.267 | -21.236 | 1074.099
-20.896 | 1123.045 | -21.066 | 1080.129
-20.725 | 1130.789 | -20.896 | 1085.824
-20.554 | 1138.747 | -20.725 | 1091.069
-20.383 | 1148.482 | -20.554 | 1098.486
-20.211 | 1155.5 | -20.383 | 1105.798
-20.039 | 1161.182 | -20.211 | 1110.073
-19.866 | 1163.81 | -20.039 | 1112.746
-19.693 | 1168.976 | -19.866 | 1118.281
-19.52 | 1175.696 | -19.693 | 1124.774
-19.346 | 1182.324 | -19.52 | 1132.084
-19.172 | 1186.886 | -19.346 | 1140.254
-18.998 | 1194.83 | -19.172 | 1147.236
-18.823 | 1201.696 | -18.998 | 1151.994
-18.648 | 1210.133 | -18.823 | 1155.888
-18.472 | 1218.813 | -18.648 | 1163.197
-18.297 | 1224.609 | -18.472 | 1167.572
-18.12 | 1226.515 | -18.297 | 1172.763
-17.944 | 1233.773 | -18.12 | 1178.459
-17.767 | 1240.35 | -17.944 | 1184.702
-17.59 | 1245.66 | -17.767 | 1188.488
-17.412 | 1252.684 | -17.59 | 1194.544
-17.234 | 1263.029 | -17.412 | 1200.872
-17.056 | 1270.609 | -17.234 | 1207.694
-16.877 | 1271.747 | -17.056 | 1214.291
-16.698 | 1279.258 | -16.877 | 1221.394
-16.519 | 1286.704 | -16.698 | 1225.436
-16.339 | 1288.675 | -16.519 | 1229.431
-16.159 | 1289.206 | -16.339 | 1234.572
-15.978 | 1296.03 | -16.159 | 1239.036
-15.798 | 1300.866 | -15.978 | 1245.168
-15.617 | 1307.953 | -15.798 | 1249.971
-15.435 | 1313.962 | -15.617 | 1254.882
-15.254 | 1318.408 | -15.435 | 1260.705
-15.072 | 1320.319 | -15.254 | 1265.938
-14.89 | 1324.428 | -15.072 | 1270.339
-14.707 | 1328.393 | -14.89 | 1276.557
-14.524 | 1331.236 | -14.707 | 1283.858
-14.341 | 1334.751 | -14.524 | 1289.761
-14.158 | 1340.376 | -14.341 | 1294.292
-13.974 | 1345.353 | -14.158 | 1301.688
-13.79 | 1349.913 | -13.974 | 1306.334
-13.605 | 1355.812 | -13.79 | 1309.746
-13.421 | 1359.186 | -13.605 | 1315.815
-13.236 | 1361.615 | -13.421 | 1320.577
-13.051 | 1361.818 | -13.236 | 1326.655
-12.865 | 1363.714 | -13.051 | 1332.543
-12.679 | 1365.501 | -12.865 | 1338.049
-12.493 | 1367.716 | -12.679 | 1340.862
-12.307 | 1371.681 | -12.493 | 1343.117
-12.12 | 1375.041 | -12.307 | 1347.134
-11.934 | 1379.399 | -12.12 | 1350.293
-11.746 | 1384.749 | -11.934 | 1356.552
-11.559 | 1389.879 | -11.746 | 1361.271
-11.372 | 1392.349 | -11.559 | 1366.831
-11.184 | 1395.052 | -11.372 | 1374.965
-10.996 | 1396.991 | -11.184 | 1384.733
-10.807 | 1399.999 | -10.996 | 1391.19
-10.619 | 1406.202 | -10.807 | 1396.753
-10.43 | 1413.776 | -10.619 | 1399.474
-10.241 | 1418.12 | -10.43 | 1401.859
-10.052 | 1421.254 | -10.241 | 1405.919
-9.862 | 1425.142 | -10.052 | 1412.268
-9.673 | 1425.5 | -9.862 | 1420.621
-9.483 | 1427.876 | -9.673 | 1425.977
-9.293 | 1432.304 | -9.483 | 1428.078
-9.102 | 1439.482 | -9.293 | 1428.815
-8.912 | 1445.486 | -9.102 | 1430.902
-8.721 | 1452.719 | -8.912 | 1433.269
-8.53 | 1457.51 | -8.721 | 1434.395
-8.339 | 1461.945 | -8.53 | 1441.764
-8.148 | 1465.911 | -8.339 | 1446.05
-7.956 | 1467.186 | -8.148 | 1452.282
-7.764 | 1467.876 | -7.956 | 1455.845
-7.573 | 1470.075 | -7.764 | 1460.624
-7.381 | 1473.152 | -7.573 | 1460.713
-7.188 | 1473.997 | -7.381 | 1463.689
-6.996 | 1475.538 | -7.188 | 1466.008
-6.804 | 1482.629 | -6.996 | 1468.934
-6.611 | 1490.273 | -6.804 | 1474.957
-6.418 | 1494.106 | -6.611 | 1477.478
-6.225 | 1496.864 | -6.418 | 1478.007
-6.032 | 1497.34 | -6.225 | 1478.414
-5.839 | 1496.99 | -6.032 | 1478.402
-5.646 | 1498.392 | -5.839 | 1479.325
-5.452 | 1500.135 | -5.646 | 1482.952
-5.259 | 1502.373 | -5.452 | 1484.078
-5.065 | 1510.56 | -5.259 | 1485.11
-4.871 | 1516.092 | -5.065 | 1489.275
-4.677 | 1517.9 | -4.871 | 1496.871
-4.483 | 1521.826 | -4.677 | 1498.066
-4.289 | 1524.022 | -4.483 | 1497.728
-4.095 | 1523.766 | -4.289 | 1502.165
-3.9 | 1526.715 | -4.095 | 1507.218
-3.706 | 1525.111 | -3.9 | 1509.83
-3.511 | 1528.187 | -3.706 | 1515.489
-3.317 | 1531.59 | -3.511 | 1518.766
-3.122 | 1536.363 | -3.317 | 1519.779
-2.927 | 1537.052 | -3.122 | 1521.553
-2.732 | 1539.448 | -2.927 | 1523.571
-2.537 | 1539.184 | -2.732 | 1520.634
-2.342 | 1539.792 | -2.537 | 1521.699
-2.147 | 1538.426 | -2.342 | 1522.288
-1.952 | 1537.295 | -2.147 | 1523.456
-1.757 | 1535.773 | -1.952 | 1526.023
-1.562 | 1535.777 | -1.757 | 1526.781
-1.367 | 1532.865 | -1.562 | 1523.984
-1.172 | 1532.06 | -1.367 | 1523.947
-0.976 | 1528.065 | -1.172 | 1523.324
-0.781 | 1524.609 | -0.976 | 1524.363
-0.586 | 1527.112 | -0.781 | 1530.113
-0.391 | 1530.347 | -0.586 | 1530.619
-0.195 | 1532.553 | -0.391 | 1530.68
0 | 1530.365 | -0.195 | 1530.253
0.195 | 1528.687 | 0 | 1530.365
0.391 | 1526.827 | 0.195 | 1528.701
0.586 | 1526.516 | 0.391 | 1528.739
0.781 | 1524.096 | 0.586 | 1524.784
0.976 | 1522.117 | 0.781 | 1522.059
1.172 | 1521.965 | 0.976 | 1522.381
1.367 | 1522.698 | 1.172 | 1525.363
1.562 | 1524.719 | 1.367 | 1525.223
1.757 | 1522.784 | 1.562 | 1523.193
1.952 | 1521.858 | 1.757 | 1522.562
2.147 | 1522.137 | 1.952 | 1520.553
2.342 | 1523.857 | 2.147 | 1521.553
2.537 | 1524.27 | 2.342 | 1523.885
2.732 | 1520.898 | 2.537 | 1523.881
2.927 | 1516.935 | 2.732 | 1520.676
3.122 | 1513.298 | 2.927 | 1519.703
3.317 | 1511.074 | 3.122 | 1519.451
3.511 | 1508.481 | 3.317 | 1517.787
3.706 | 1507.916 | 3.511 | 1514.097
3.9 | 1507.151 | 3.706 | 1510.873
4.095 | 1506.645 | 3.9 | 1509.091
4.289 | 1504.778 | 4.095 | 1507.678
4.483 | 1502.218 | 4.289 | 1505.016
4.677 | 1499.298 | 4.483 | 1496.204
4.871 | 1499.729 | 4.677 | 1491.277
5.065 | 1500.983 | 4.871 | 1486.953
5.259 | 1499.973 | 5.065 | 1487.704
5.452 | 1495.977 | 5.259 | 1487.145
5.646 | 1490.391 | 5.452 | 1487.126
5.839 | 1488.911 | 5.646 | 1486.144
6.032 | 1487.462 | 5.839 | 1484.069
6.225 | 1485.438 | 6.032 | 1481.572
6.418 | 1482.766 | 6.225 | 1481.531
6.611 | 1478.129 | 6.418 | 1479.716
6.804 | 1475.155 | 6.611 | 1475.244
6.996 | 1470.536 | 6.804 | 1469.692
7.188 | 1468.974 | 6.996 | 1468.58
7.381 | 1467.667 | 7.188 | 1466.803
7.573 | 1467.457 | 7.381 | 1462.212
7.764 | 1463.345 | 7.573 | 1457.512
7.956 | 1460.98 | 7.764 | 1450.353
8.148 | 1457.496 | 7.956 | 1445.901
8.339 | 1452.002 | 8.148 | 1443.882
8.53 | 1444.758 | 8.339 | 1439.04
8.721 | 1439.288 | 8.53 | 1434.442
8.912 | 1435.425 | 8.721 | 1431.525
9.102 | 1431.751 | 8.912 | 1426.327
9.293 | 1425.86 | 9.102 | 1417.241
9.483 | 1420.828 | 9.293 | 1415.132
9.673 | 1419.352 | 9.483 | 1412.668
9.862 | 1417.65 | 9.673 | 1411.149
10.052 | 1415.578 | 9.862 | 1406.478
10.241 | 1412.608 | 10.052 | 1404.633
10.43 | 1409.537 | 10.241 | 1396.932
10.619 | 1402.991 | 10.43 | 1388.529
10.807 | 1398.596 | 10.619 | 1379.975
10.996 | 1395.248 | 10.807 | 1375.2
11.184 | 1395.213 | 10.996 | 1372.935
11.372 | 1394.04 | 11.184 | 1372.139
11.559 | 1390.159 | 11.372 | 1370.817
11.746 | 1383.731 | 11.559 | 1367.833
11.934 | 1378.881 | 11.746 | 1361.596
12.12 | 1371.23 | 11.934 | 1354.88
12.307 | 1363.954 | 12.12 | 1348.573
12.493 | 1357.323 | 12.307 | 1343.374
12.679 | 1352.876 | 12.493 | 1340.362
12.865 | 1349.221 | 12.679 | 1335.774
13.051 | 1348.552 | 12.865 | 1330.332
13.236 | 1344.894 | 13.051 | 1324.464
13.421 | 1340.182 | 13.236 | 1319.774
13.605 | 1336.538 | 13.421 | 1313.981
13.79 | 1333.589 | 13.605 | 1308.102
13.974 | 1330.946 | 13.79 | 1301.259
14.158 | 1327.196 | 13.974 | 1294.505
14.341 | 1321.905 | 14.158 | 1288.296
14.524 | 1316.938 | 14.341 | 1283.686
14.707 | 1312.512 | 14.524 | 1279.312
14.89 | 1306.88 | 14.707 | 1278.238
15.072 | 1303.802 | 14.89 | 1275.175
15.254 | 1299.981 | 15.072 | 1268.508
15.435 | 1294.698 | 15.254 | 1260.321
15.617 | 1288.096 | 15.435 | 1252.737
15.798 | 1281.329 | 15.617 | 1242.89
15.978 | 1274.256 | 15.798 | 1233.809
16.159 | 1266.123 | 15.978 | 1229.759
16.339 | 1256.809 | 16.159 | 1225.257
16.519 | 1249.528 | 16.339 | 1220.599
16.698 | 1246.883 | 16.519 | 1217.51
16.877 | 1243.661 | 16.698 | 1211.542
17.056 | 1241.776 | 16.877 | 1204.187
17.234 | 1238.28 | 17.056 | 1198.558
17.412 | 1233.733 | 17.234 | 1192.488
17.59 | 1226.83 | 17.412 | 1185
17.767 | 1218.639 | 17.59 | 1181.521
17.944 | 1211.322 | 17.767 | 1178.107
18.12 | 1204.513 | 17.944 | 1172.696
18.297 | 1199.965 | 18.12 | 1165.286
18.472 | 1195.296 | 18.297 | 1157.203
18.648 | 1191.528 | 18.472 | 1148.927
18.823 | 1183.54 | 18.648 | 1140.846
18.998 | 1174.043 | 18.823 | 1132.715
19.172 | 1166.214 | 18.998 | 1125.666
19.346 | 1161.668 | 19.172 | 1122.535
19.52 | 1158.45 | 19.346 | 1116.728
19.693 | 1155.061 | 19.52 | 1108.284
19.866 | 1150.083 | 19.693 | 1100.997
20.039 | 1142.279 | 19.866 | 1094.743
20.211 | 1130.967 | 20.039 | 1085.27
20.383 | 1119.948 | 20.211 | 1075.379
20.554 | 1111.113 | 20.383 | 1067.371
20.725 | 1104.45 | 20.554 | 1059.727
20.896 | 1096.447 | 20.725 | 1053.06
21.066 | 1084.921 | 20.896 | 1047.38
21.236 | 1075.724 | 21.066 | 1042.576
21.406 | 1068.947 | 21.236 | 1034.517
21.575 | 1061.428 | 21.406 | 1025.605
21.744 | 1051.773 | 21.575 | 1016.71
21.912 | 1044.212 | 21.744 | 1007.608
22.08 | 1035.98 | 21.912 | 999.769
22.247 | 1029.009 | 22.08 | 990.003
22.414 | 1020.453 | 22.247 | 983.042
22.581 | 1008.728 | 22.414 | 973.549
22.747 | 998.056 | 22.581 | 965.227
22.913 | 988.98 | 22.747 | 956.34
23.079 | 980.396 | 22.913 | 948.14
23.244 | 974.238 | 23.079 | 938.213
23.409 | 967.539 | 23.244 | 930.113
23.573 | 958.295 | 23.409 | 919.789
23.737 | 947.974 | 23.573 | 907.846
23.9 | 939.558 | 23.737 | 895.511
24.063 | 931.464 | 23.9 | 885.644
24.226 | 923.496 | 24.063 | 873.341
24.388 | 915.251 | 24.226 | 861.405
24.55 | 905.289 | 24.388 | 849.271
24.711 | 895.456 | 24.55 | 839.643
24.872 | 886.571 | 24.711 | 831.46
25.033 | 876.055 | 24.872 | 820.692
25.193 | 864.653 | 25.033 | 809.004
25.353 | 854.479 | 25.193 | 796.404
25.512 | 842.811 | 25.353 | 783.987
25.671 | 829.595 | 25.512 | 772.191
25.829 | 818.935 | 25.671 | 760.169
25.987 | 809.03 | 25.829 | 749.325
26.145 | 799.371 | 25.987 | 737.365
26.302 | 791.077 | 26.145 | 724.256
26.459 | 784.048 | 26.302 | 713.329
26.615 | 773.976 | 26.459 | 704.554
26.771 | 763.236 | 26.615 | 694.292
26.926 | 752.466 | 26.771 | 682.426
27.082 | 740.507 | 26.926 | 670.208
27.236 | 728.368 | 27.082 | 657.24
27.39 | 715.989 | 27.236 | 645.8
27.544 | 702.451 | 27.39 | 635.135
27.697 | 687.739 | 27.544 | 623.007
27.85 | 676.09 | 27.697 | 611.135
28.003 | 666.131 | 27.85 | 600.064
28.155 | 657.36 | 28.003 | 589.32
28.306 | 648.472 | 28.155 | 579.677
28.458 | 638.24 | 28.306 | 570.862
28.608 | 627.386 | 28.458 | 561.012
28.759 | 617.875 | 28.608 | 548.904
28.909 | 607.04 | 28.759 | 535.763
29.058 | 593.618 | 28.909 | 521.205
29.207 | 581.202 | 29.058 | 507.701
29.356 | 572.127 | 29.207 | 495.952
29.504 | 561.918 | 29.356 | 486.191
29.651 | 550.625 | 29.504 | 476.152
29.799 | 539.758 | 29.651 | 468.45
29.946 | 528.536 | 29.799 | 459.129
30.092 | 518.28 | 29.946 | 448.232
30.238 | 509.413 | 30.092 | 436.508
30.384 | 500.377 | 30.238 | 424.719
30.529 | 491.776 | 30.384 | 411.483
30.673 | 483.943 | 30.529 | 401.075
30.818 | 475.468 | 30.673 | 390.004
30.962 | 467.044 | 30.818 | 380.974
31.105 | 457.48 | 30.962 | 373.42
31.248 | 446.716 | 31.105 | 365.683
31.39 | 436.318 | 31.248 | 355.612
31.533 | 425.866 | 31.39 | 346.024
31.674 | 413.627 | 31.533 | 336.19
31.815 | 402.222 | 31.674 | 326.374
31.956 | 391.388 | 31.815 | 315.133
32.097 | 381.293 | 31.956 | 306.076
32.237 | 373.345 | 32.097 | 295.156
32.376 | 366.93 | 32.237 | 285.642
32.515 | 361.214 | 32.376 | 277.164
32.654 | 354.744 | 32.515 | 272.002
32.792 | 347.277 | 32.654 | 263.887
32.93 | 339.243 | 32.792 | 258.026
33.067 | 330.848 | 32.93 | 251.075
33.204 | 322.748 | 33.067 | 242.738
33.341 | 314.473 | 33.204 | 235.053
33.477 | 306.451 | 33.341 | 227.316
33.613 | 299.764 | 33.477 | 218.955
33.748 | 292.48 | 33.613 | 211.087
33.883 | 283.863 | 33.748 | 203.335
34.017 | 275.696 | 33.883 | 197.348
34.151 | 268.694 | 34.017 | 192.225
34.285 | 261.106 | 34.151 | 187.198
34.418 | 254.083 | 34.285 | 181.654
34.55 | 247.659 | 34.418 | 176.696
34.683 | 240.597 | 34.55 | 171.34
34.814 | 233.313 | 34.683 | 168.348
34.946 | 218.91 | 34.814 | 164.198
35.077 | 194.15 | 34.946 | 159.15
35.208 | 160.739 | 35.077 | 152.534
35.338 | 123.964 | 35.208 | 148.164
35.467 | 90.781 | 35.338 | 142.983
35.597 | 68.126 | 35.467 | 139.955
35.726 | 56.62 | 35.597 | 135.556
35.854 | 51.898 | 35.726 | 132.692
35.982 | 49.352 | 35.854 | 128.912
36.11 | 48.91 | 35.982 | 125.199
36.237 | 50.337 | 36.11 | 121.525
36.364 | 51.724 | 36.237 | 120.323
36.491 | 53.285 | 36.364 | 119.054
36.617 | 53.787 | 36.491 | 115.557
36.742 | 52.785 | 36.617 | 113.149
36.867 | 50.609 | 36.742 | 107.995
36.992 | 48.22 | 36.867 | 102.842
37.117 | 47.502 | 36.992 | 98.073
37.241 | 52.982 | 37.117 | 97.354
37.364 | 66.796 | 37.241 | 96.214
37.487 | 78.527 | 37.364 | 95.281
37.61 | 85.606 | 37.487 | 93.284
37.733 | 87.432 | 37.61 | 91.098
37.855 | 81.503 | 37.733 | 88.58
37.976 | 67.224 | 37.855 | 85.473
38.097 | 55.133 | 37.976 | 83.577
38.218 | 44.435 | 38.097 | 82.998
38.338 | 36.73 | 38.218 | 83.326
38.458 | 32.729 | 38.338 | 83.196
38.578 | 30.253 | 38.458 | 83.235
38.697 | 28.801 | 38.578 | 81.969
38.816 | 27.919 | 38.697 | 79.522
38.934 | 27.235 | 38.816 | 76.405
39.052 | 25.596 | 38.934 | 73.578
39.17 | 25.367 | 39.052 | 71.313
39.287 | 26.75 | 39.17 | 70.184
39.404 | 27.726 | 39.287 | 69.67
39.52 | 27.02 | 39.404 | 71.011
39.636 | 25.851 | 39.52 | 71.248
39.752 | 23.877 | 39.636 | 71.212
39.752 | 23.877 | 39.636 | 71.212
39.867 | 22.189 | 39.752 | 70.656
39.982 | 21.839 | 39.867 | 70.062
40.096 | 21.857 | 39.982 | 68.198
40.211 | 22.123 | 40.096 | 67.056
40.324 | 22.266 | 40.211 | 65.622
40.438 | 22.63 | 40.324 | 63.452
40.551 | 22.839 | 40.438 | 61.887
40.663 | 23.4 | 40.551 | 61.474
40.775 | 24.348 | 40.663 | 52.419
40.887 | 25.915 | 40.775 | 37.91
40.999 | 27.491 | 40.887 | 26.903
455.669
323.389
196.583
73.469
0
0
0

## Vivid H40V60 (hidden)
Selador | Lamp |  | Wattage
Vivid | Lumileds K2 |  | 122 |  | Note: Owing to the variability of LEDs, output data and color matches should be viewed as approximate
Note: All data taken with room temperature fixture
| Beam Angle | Field Angle
Horizontal | 29.6 | 45.3
| Accessory Lens | Candela | Field Lumens | Beam Lumens | Lens Efficiency | Efficacy
| H40+V60 | 2490 | 1040 | 650 | 92.44% | 8.5246
| For Field diameter at any distance, multiply distance by |  |  |  | 0.83457
| For Beam diameter at any distance, multiply distance by |  |  |  | 0.52842
| Throw Distance (ft) | 10 | 15 | 20 | 25
| Throw Distance (m) | 3.048 | 4.572 | 6.096 | 7.62
| Field Diameter (ft) | 8.3457 | 12.5185 | 16.6914 | 20.8642
| Field Diameter (m) | 2.5438 | 3.8156 | 5.0875 | 6.3594
| Illuminance (fc) | 24.9 | 11.0667 | 6.225 | 3.984
| Illuminance (lux) | 268.0211 | 119.1205 | 67.0053 | 42.8834
Test Distance | Iso-Illuminance Diagram grid lines
52 | 10 | 20 | 30 | 40
| 0.19231 | 0.38462 | 0.57692 | 0.76923
| Beam Angle | Field Angle
Vertical | 51.7 | 69.8
| For Field diameter at any distance, multiply distance by |  |  |  | 1.3952
| For Beam diameter at any distance, multiply distance by |  |  |  | 0.96899
| Throw Distance (ft) | 10 | 15 | 20 | 25
| Throw Distance (m) | 3.048 | 4.572 | 6.096 | 7.62
| Field Diameter (ft) | 13.9522 | 20.9283 | 27.9044 | 34.8805
| Field Diameter (m) | 4.2526 | 6.3789 | 8.5053 | 10.6316
| Illuminance (fc) | 24.9 | 11.0667 | 6.225 | 3.984
| Illuminance (lux) | 268.0211 | 119.1205 | 67.0053 | 42.8834
| X |  | Y
-40.663 | 9.181 | -37.61 | 151.796
-40.551 | 17.137 | -37.487 | 153.846
-40.438 | 24.013 | -37.364 | 156.226
-40.324 | 34.243 | -37.241 | 159.001
-40.211 | 41.134 | -37.241 | 159.001
-40.096 | 41.113 | -37.117 | 163.194
-39.982 | 40.598 | -36.992 | 168.078
-39.867 | 41.712 | -36.867 | 170.529
-39.752 | 41.717 | -36.742 | 173.115
-39.636 | 41.325 | -36.617 | 177.816
-39.52 | 41.481 | -36.491 | 182.229
-39.404 | 41.664 | -36.364 | 188.586
-39.287 | 42.173 | -36.364 | 188.586
-39.17 | 43.865 | -36.237 | 191.524
-39.052 | 45.214 | -36.11 | 196.822
-38.934 | 45.99 | -35.982 | 201.96
-38.816 | 46.581 | -35.854 | 206.655
-38.697 | 48.39 | -35.726 | 212.027
-38.578 | 47.83 | -35.597 | 221.416
-38.458 | 47.765 | -35.467 | 228.941
-38.338 | 48.361 | -35.467 | 228.941
-38.218 | 48.778 | -35.338 | 235.777
-38.097 | 47.683 | -35.208 | 240.639
-37.976 | 47.815 | -35.077 | 245.02
-37.855 | 47.917 | -34.946 | 248.425
-37.733 | 49.024 | -34.814 | 254.974
-37.61 | 49.563 | -34.683 | 261.781
-37.487 | 50.539 | -34.55 | 269.238
-37.364 | 51.091 | -34.55 | 269.238
-37.241 | 50.428 | -34.418 | 277.114
-37.117 | 50.207 | -34.285 | 286.46
-36.992 | 50.342 | -34.151 | 294.881
-36.867 | 50.285 | -34.017 | 304.485
-36.742 | 50.308 | -33.883 | 316.028
-36.617 | 50.357 | -33.748 | 325.168
-36.491 | 51.204 | -33.613 | 334.145
-36.364 | 51.114 | -33.613 | 334.145
-36.237 | 50.231 | -33.477 | 343.25
-36.11 | 50.171 | -33.341 | 351.028
-35.982 | 50.791 | -33.204 | 359.061
-35.854 | 51.768 | -33.067 | 370.406
-35.726 | 52.787 | -32.93 | 383.585
-35.597 | 54.104 | -32.792 | 396.964
-35.467 | 54.074 | -32.654 | 410.865
-35.338 | 54.911 | -32.654 | 410.865
-35.208 | 54.723 | -32.515 | 424.933
-35.077 | 55.927 | -32.376 | 439.856
-34.946 | 56.464 | -32.237 | 454.178
-34.814 | 55.968 | -32.097 | 468.023
-34.683 | 56.797 | -31.956 | 482.099
-34.55 | 58.089 | -31.815 | 495.273
-34.418 | 58.281 | -31.674 | 508.885
-34.285 | 57.857 | -31.674 | 508.885
-34.151 | 57.851 | -31.533 | 522.793
-34.017 | 56.458 | -31.39 | 538.263
-33.883 | 55.392 | -31.248 | 557.291
-33.748 | 56.215 | -31.105 | 575.349
-33.613 | 58.23 | -30.962 | 592.689
-33.477 | 59.509 | -30.818 | 610.372
-33.341 | 60.275 | -30.673 | 627.979
-33.204 | 61.578 | -30.673 | 627.979
-33.067 | 62.138 | -30.529 | 643.602
-32.93 | 61.943 | -30.384 | 662.103
-32.792 | 61.631 | -30.238 | 682.305
-32.654 | 62.367 | -30.092 | 701.788
-32.515 | 62.772 | -29.946 | 718.943
-32.376 | 62.689 | -29.799 | 736.643
-32.237 | 62.468 | -29.799 | 736.643
-32.097 | 63.047 | -29.651 | 755.829
-31.956 | 64.846 | -29.504 | 776.083
-31.815 | 65.904 | -29.356 | 795.402
-31.674 | 66.637 | -29.207 | 816.737
-31.533 | 66.714 | -29.058 | 837.697
-31.39 | 68.639 | -28.909 | 857.396
-31.248 | 69.437 | -28.759 | 877.807
-31.105 | 70.713 | -28.759 | 877.807
-30.962 | 71.976 | -28.608 | 900.148
-30.818 | 73.316 | -28.458 | 924.619
-30.673 | 73.248 | -28.306 | 947.599
-30.529 | 73.94 | -28.155 | 968.884
-30.384 | 74.733 | -28.003 | 989.925
-30.238 | 75.389 | -27.85 | 1011.368
-30.092 | 77.601 | -27.697 | 1031.669
-29.946 | 79.452 | -27.697 | 1031.669
-29.799 | 80.353 | -27.544 | 1054.382
-29.651 | 81.288 | -27.39 | 1077.042
-29.504 | 81.226 | -27.236 | 1097.698
-29.356 | 82.085 | -27.082 | 1117.181
-29.207 | 82.957 | -26.926 | 1138.3
-29.058 | 85.087 | -26.771 | 1159.653
-28.909 | 87.301 | -26.615 | 1182.615
-28.759 | 89.908 | -26.615 | 1182.615
-28.608 | 91.221 | -26.459 | 1204.869
-28.458 | 93.033 | -26.302 | 1226.345
-28.306 | 93.895 | -26.145 | 1249.545
-28.155 | 95.012 | -25.987 | 1271.643
-28.003 | 95.978 | -25.829 | 1290.164
-27.85 | 97.518 | -25.671 | 1308.898
-27.697 | 99.923 | -25.512 | 1327.561
-27.544 | 102.029 | -25.512 | 1327.561
-27.39 | 104.097 | -25.353 | 1345.759
-27.236 | 106.109 | -25.193 | 1362.621
-27.082 | 109.399 | -25.033 | 1382.781
-26.926 | 111.392 | -24.872 | 1402.083
-26.771 | 114.01 | -24.711 | 1420.389
-26.615 | 115.599 | -24.55 | 1439.388
-26.459 | 118.546 | -24.388 | 1458.814
-26.302 | 121.7 | -24.388 | 1458.814
-26.145 | 124.751 | -24.226 | 1476.198
-25.987 | 127.264 | -24.063 | 1493.037
-25.829 | 130.649 | -23.9 | 1508.25
-25.671 | 135.086 | -23.737 | 1523.555
-25.512 | 137.226 | -23.573 | 1540.121
-25.353 | 140.382 | -23.409 | 1556.645
-25.193 | 144.841 | -23.244 | 1573.002
-25.033 | 150.179 | -23.244 | 1573.002
-24.872 | 153.713 | -23.079 | 1588.838
-24.711 | 158.125 | -22.913 | 1602.495
-24.55 | 163.167 | -22.747 | 1617.211
-24.388 | 167.895 | -22.581 | 1630.97
-24.226 | 172.771 | -22.414 | 1648.203
-24.063 | 178.192 | -22.247 | 1663.753
-23.9 | 184.263 | -22.247 | 1663.753
-23.737 | 190.849 | -22.08 | 1679.066
-23.573 | 196.918 | -21.912 | 1691.717
-23.409 | 203.607 | -21.744 | 1707.596
-23.244 | 211.605 | -21.575 | 1720.021
-23.079 | 219.741 | -21.406 | 1732.015
-22.913 | 228.191 | -21.236 | 1745.654
-22.747 | 237.552 | -21.066 | 1757.256
-22.581 | 247.798 | -21.066 | 1757.256
-22.414 | 257.815 | -20.896 | 1766.98
-22.247 | 267.796 | -20.725 | 1777.182
-22.08 | 277.83 | -20.554 | 1787.47
-21.912 | 287.465 | -20.383 | 1795.658
-21.744 | 297.814 | -20.211 | 1802.069
-21.575 | 309.213 | -20.039 | 1809.061
-21.406 | 320.913 | -19.866 | 1817.297
-21.236 | 332.86 | -19.866 | 1817.297
-21.066 | 345.974 | -19.693 | 1828.591
-20.896 | 360.038 | -19.52 | 1842.716
-20.725 | 373.486 | -19.346 | 1853.674
-20.554 | 387.927 | -19.172 | 1863.699
-20.383 | 405.07 | -18.998 | 1874.803
-20.211 | 422.673 | -18.823 | 1884.737
-20.039 | 439.814 | -18.648 | 1894.474
-19.866 | 457.981 | -18.648 | 1894.474
-19.693 | 476.102 | -18.472 | 1903.206
-19.52 | 494.939 | -18.297 | 1911.655
-19.346 | 513.63 | -18.12 | 1918.904
-19.172 | 533.475 | -17.944 | 1927.203
-18.998 | 555.562 | -17.767 | 1932.981
-18.823 | 579.431 | -17.59 | 1938.245
-18.648 | 602.493 | -17.412 | 1947.037
-18.472 | 624.933 | -17.412 | 1947.037
-18.297 | 647.538 | -17.234 | 1957.784
-18.12 | 671.823 | -17.056 | 1970.534
-17.944 | 697.26 | -16.877 | 1982.345
-17.767 | 724.065 | -16.698 | 1992.66
-17.59 | 751.764 | -16.519 | 1998.283
-17.412 | 779.839 | -16.339 | 2008.758
-17.234 | 808.75 | -16.159 | 2017.073
-17.056 | 836.637 | -16.159 | 2017.073
-16.877 | 864.948 | -15.978 | 2024.914
-16.698 | 894.834 | -15.798 | 2031.104
-16.519 | 926.708 | -15.617 | 2038.077
-16.339 | 956.493 | -15.435 | 2044.453
-16.159 | 987.775 | -15.254 | 2048.754
-15.978 | 1020.606 | -15.072 | 2055.139
-15.798 | 1052.767 | -14.89 | 2066.786
-15.617 | 1082.202 | -14.89 | 2066.786
-15.435 | 1116.841 | -14.707 | 2078.526
-15.254 | 1150.566 | -14.524 | 2087.504
-15.072 | 1181.956 | -14.341 | 2097.292
-14.89 | 1213.594 | -14.158 | 2105.498
-14.707 | 1246.614 | -13.974 | 2111.437
-14.524 | 1277.678 | -13.79 | 2114.569
-14.341 | 1309.638 | -13.605 | 2121.372
-14.158 | 1343.781 | -13.605 | 2121.372
-13.974 | 1376.896 | -13.421 | 2132.245
-13.79 | 1409.218 | -13.236 | 2143.45
-13.605 | 1438.101 | -13.051 | 2149.439
-13.421 | 1465.648 | -12.865 | 2157.025
-13.236 | 1495.507 | -12.679 | 2167.884
-13.051 | 1527.965 | -12.493 | 2177.738
-12.865 | 1561.645 | -12.493 | 2177.738
-12.679 | 1592.186 | -12.307 | 2187.411
-12.493 | 1621.964 | -12.12 | 2194.801
-12.307 | 1656.855 | -11.934 | 2203.564
-12.12 | 1688.408 | -11.746 | 2206.19
-11.934 | 1715.448 | -11.559 | 2209.218
-11.746 | 1741.624 | -11.372 | 2220.69
-11.559 | 1768.83 | -11.184 | 2232.47
-11.372 | 1795.107 | -11.184 | 2232.47
-11.184 | 1822.649 | -10.996 | 2242.933
-10.996 | 1852.302 | -10.807 | 2254.411
-10.807 | 1880.43 | -10.619 | 2261.807
-10.619 | 1904.097 | -10.43 | 2268.029
-10.43 | 1931.532 | -10.241 | 2275.238
-10.241 | 1960.463 | -10.052 | 2284.112
-10.052 | 1983.975 | -9.862 | 2293.093
-9.862 | 2006.896 | -9.862 | 2293.093
-9.673 | 2029.55 | -9.673 | 2299.432
-9.483 | 2053.559 | -9.483 | 2305.094
-9.293 | 2076.697 | -9.293 | 2310.69
-9.102 | 2100.498 | -9.102 | 2315.314
-8.912 | 2124.745 | -8.912 | 2321.63
-8.721 | 2147.086 | -8.721 | 2329.316
-8.53 | 2165.769 | -8.53 | 2334.943
-8.339 | 2184.004 | -8.53 | 2334.943
-8.148 | 2204.353 | -8.339 | 2343.441
-7.956 | 2222.456 | -8.148 | 2346.129
-7.764 | 2240.449 | -7.956 | 2352.362
-7.573 | 2260.37 | -7.764 | 2357.497
-7.381 | 2278.119 | -7.573 | 2366.474
-7.188 | 2295.028 | -7.381 | 2375.929
-6.996 | 2306.199 | -7.188 | 2385.461
-6.804 | 2319.228 | -7.188 | 2385.461
-6.611 | 2332.454 | -6.996 | 2386.442
-6.418 | 2343.79 | -6.804 | 2389.507
-6.225 | 2357.038 | -6.611 | 2392.287
-6.032 | 2369.078 | -6.418 | 2388.768
-5.839 | 2376.891 | -6.225 | 2386.04
-5.646 | 2386.313 | -6.032 | 2389.397
-5.452 | 2394.248 | -5.839 | 2393.909
-5.259 | 2400.254 | -5.839 | 2393.909
-5.065 | 2409.862 | -5.646 | 2400.627
-4.871 | 2421.074 | -5.452 | 2407.706
-4.677 | 2429.911 | -5.259 | 2414.513
-4.483 | 2438.899 | -5.065 | 2423.056
-4.289 | 2446.906 | -4.871 | 2423.89
-4.095 | 2454.076 | -4.677 | 2423.416
-3.9 | 2462.435 | -4.483 | 2421.892
-3.706 | 2463.363 | -4.483 | 2421.892
-3.511 | 2470.212 | -4.289 | 2424.211
-3.317 | 2473.906 | -4.095 | 2428.13
-3.122 | 2476.553 | -3.9 | 2438.921
-2.927 | 2477.166 | -3.706 | 2445.108
-2.732 | 2483.788 | -3.511 | 2448.639
-2.537 | 2485.471 | -3.317 | 2450.41
-2.342 | 2488.114 | -3.317 | 2450.41
-2.147 | 2489.895 | -3.122 | 2455.269
-1.952 | 2489.957 | -2.927 | 2459.887
-1.757 | 2486.372 | -2.732 | 2460.232
-1.562 | 2487.134 | -2.537 | 2461.565
-1.367 | 2482.67 | -2.342 | 2459.272
-1.172 | 2478.794 | -2.147 | 2459.427
-0.976 | 2473.453 | -1.952 | 2463.428
-0.781 | 2473.328 | -1.952 | 2463.428
-0.586 | 2476.852 | -1.757 | 2462.933
-0.391 | 2477.329 | -1.562 | 2465.214
-0.195 | 2476.908 | -1.367 | 2468.301
0 | 2471.308 | -1.172 | 2471.805
0.195 | 2469.952 | -0.976 | 2471.11
0.391 | 2470.303 | -0.781 | 2476.253
0.586 | 2474.468 | -0.586 | 2474.08
0.781 | 2473.813 | -0.586 | 2474.08
0.976 | 2470.028 | -0.391 | 2473.171
1.172 | 2464.83 | -0.195 | 2468.649
1.367 | 2460.645 | 0 | 2471.308
1.562 | 2461.122 | 0.195 | 2469.245
1.757 | 2461.281 | 0.391 | 2469.291
1.952 | 2460.902 | 0.586 | 2468.425
2.147 | 2461.343 | 0.781 | 2466.674
2.342 | 2460.745 | 0.781 | 2466.674
2.537 | 2457.924 | 0.976 | 2472.039
2.732 | 2456.172 | 1.172 | 2472.693
2.927 | 2454.809 | 1.367 | 2472.393
3.122 | 2450.592 | 1.562 | 2469.307
3.317 | 2445.591 | 1.757 | 2470.427
3.511 | 2442.73 | 1.952 | 2466.358
3.706 | 2437.341 | 2.147 | 2466.204
3.9 | 2426.083 | 2.147 | 2466.204
4.095 | 2416.511 | 2.342 | 2468.539
4.289 | 2408.195 | 2.537 | 2467.208
4.483 | 2400.27 | 2.732 | 2457.438
4.677 | 2394.582 | 2.927 | 2447.617
4.871 | 2394.554 | 3.122 | 2443.563
5.065 | 2394.508 | 3.317 | 2446.204
5.259 | 2385.729 | 3.511 | 2442.521
5.452 | 2376.787 | 3.511 | 2442.521
5.646 | 2364.095 | 3.706 | 2437.522
5.839 | 2354.06 | 3.9 | 2431.037
6.032 | 2341.77 | 4.095 | 2424.024
6.225 | 2335.752 | 4.289 | 2420.619
6.418 | 2326.477 | 4.483 | 2418.438
6.611 | 2317.623 | 4.677 | 2414.612
6.804 | 2307.295 | 4.871 | 2408.956
6.996 | 2295.372 | 4.871 | 2408.956
7.188 | 2281.704 | 5.065 | 2407.605
7.381 | 2271.285 | 5.259 | 2405.503
7.573 | 2260.924 | 5.452 | 2401.707
7.764 | 2249.068 | 5.646 | 2398.307
7.956 | 2233.427 | 5.839 | 2397.358
8.148 | 2215.582 | 6.032 | 2397.203
8.339 | 2197.167 | 6.225 | 2396.21
8.53 | 2179.854 | 6.225 | 2396.21
8.721 | 2161.809 | 6.418 | 2394.953
8.912 | 2142.639 | 6.611 | 2385.246
9.102 | 2122.335 | 6.804 | 2380.179
9.293 | 2100.343 | 6.996 | 2375.345
9.483 | 2076.507 | 7.188 | 2370.292
9.673 | 2054.577 | 7.381 | 2360.953
9.862 | 2036.24 | 7.381 | 2360.953
10.052 | 2013.138 | 7.573 | 2353.172
10.241 | 1990.885 | 7.764 | 2345.758
10.43 | 1965.957 | 7.956 | 2340.165
10.619 | 1939.651 | 8.148 | 2332.5
10.807 | 1911.941 | 8.339 | 2325.157
10.996 | 1887.667 | 8.53 | 2316.087
11.184 | 1863.983 | 8.721 | 2310.762
11.372 | 1839.346 | 8.721 | 2310.762
11.559 | 1811.831 | 8.912 | 2304.225
11.746 | 1784.269 | 9.102 | 2296.687
11.934 | 1757.929 | 9.293 | 2287.491
12.12 | 1729.406 | 9.483 | 2279.373
12.307 | 1700.184 | 9.673 | 2274.188
12.493 | 1666.801 | 9.862 | 2268.472
12.679 | 1633.524 | 10.052 | 2261.743
12.865 | 1603.837 | 10.052 | 2261.743
13.051 | 1575.977 | 10.241 | 2254.24
13.236 | 1543.447 | 10.43 | 2244.589
13.421 | 1510.521 | 10.619 | 2235.886
13.605 | 1479.501 | 10.807 | 2228.397
13.79 | 1450.701 | 10.996 | 2221.236
13.974 | 1421.481 | 11.184 | 2212.845
14.158 | 1387.714 | 11.372 | 2206.865
14.341 | 1355.46 | 11.372 | 2206.865
14.524 | 1321.505 | 11.559 | 2199.241
14.707 | 1287.519 | 11.746 | 2193.491
14.89 | 1253.865 | 11.934 | 2187.553
15.072 | 1223.1 | 12.12 | 2184.422
15.254 | 1192.666 | 12.307 | 2180.858
15.435 | 1162.594 | 12.493 | 2173.702
15.617 | 1132.434 | 12.679 | 2163.87
15.798 | 1097.907 | 12.679 | 2163.87
15.978 | 1067.942 | 12.865 | 2152.508
16.159 | 1038.493 | 13.051 | 2142.919
16.339 | 1006.912 | 13.236 | 2137.23
16.519 | 975.159 | 13.421 | 2130.89
16.698 | 944.857 | 13.605 | 2122.202
16.877 | 913.167 | 13.79 | 2111.15
17.056 | 884.914 | 13.974 | 2102.156
17.234 | 856.244 | 13.974 | 2102.156
17.412 | 827.886 | 14.158 | 2089.718
17.59 | 799.568 | 14.341 | 2083.775
17.767 | 773.6 | 14.524 | 2077.773
17.944 | 747.876 | 14.707 | 2071.849
18.12 | 721.736 | 14.89 | 2065.819
18.297 | 697.295 | 15.072 | 2054.508
18.472 | 671.871 | 15.254 | 2041.053
18.648 | 649.054 | 15.254 | 2041.053
18.823 | 626.742 | 15.435 | 2027.943
18.998 | 604.677 | 15.617 | 2014.838
19.172 | 582.449 | 15.798 | 2002.529
19.346 | 562.563 | 15.978 | 1991.926
19.52 | 543.202 | 16.159 | 1985.372
19.693 | 524.139 | 16.339 | 1978.696
19.866 | 504.825 | 16.339 | 1978.696
20.039 | 482.834 | 16.519 | 1972.052
20.211 | 462.716 | 16.698 | 1964.731
20.383 | 445.533 | 16.877 | 1958.386
20.554 | 429.32 | 17.056 | 1949.298
20.725 | 414.222 | 17.234 | 1940.956
20.896 | 400.981 | 17.412 | 1937.737
21.066 | 387.483 | 17.59 | 1928.982
21.236 | 373.828 | 17.59 | 1928.982
21.406 | 358.846 | 17.767 | 1917.207
21.575 | 343.022 | 17.944 | 1902.482
21.744 | 327.834 | 18.12 | 1891.155
21.912 | 313.809 | 18.297 | 1878.526
22.08 | 301.985 | 18.472 | 1869.684
22.247 | 293.209 | 18.648 | 1857.753
22.414 | 284.547 | 18.823 | 1841.496
22.581 | 274.592 | 18.823 | 1841.496
22.747 | 265.575 | 18.998 | 1824.18
22.913 | 256.936 | 19.172 | 1813.409
23.079 | 247.506 | 19.346 | 1800.682
23.244 | 239.723 | 19.52 | 1788.213
23.409 | 232.762 | 19.693 | 1777.449
23.573 | 225.697 | 19.866 | 1766.888
23.737 | 218.417 | 20.039 | 1756.147
23.9 | 212.099 | 20.039 | 1756.147
24.063 | 205.77 | 20.211 | 1744.401
24.226 | 199.321 | 20.383 | 1734.114
24.388 | 193.52 | 20.554 | 1724.453
24.55 | 187.344 | 20.725 | 1716.374
24.711 | 181.343 | 20.896 | 1704.232
24.872 | 176.91 | 21.066 | 1689.996
25.033 | 172.852 | 21.236 | 1675.851
25.193 | 168.838 | 21.236 | 1675.851
25.353 | 165.056 | 21.406 | 1663.91
25.512 | 160.527 | 21.575 | 1648.318
25.671 | 156.323 | 21.744 | 1634.535
25.829 | 152.351 | 21.912 | 1623.082
25.987 | 148.328 | 22.08 | 1610.414
26.145 | 145.863 | 22.247 | 1595.903
26.302 | 144.108 | 22.414 | 1580.706
26.459 | 141.606 | 22.414 | 1580.706
26.615 | 138.172 | 22.581 | 1562.7
26.771 | 134.008 | 22.747 | 1546.82
26.926 | 129.634 | 22.913 | 1532.165
27.082 | 126.304 | 23.079 | 1519.299
27.236 | 123.931 | 23.244 | 1506.099
27.39 | 122.093 | 23.409 | 1490.139
27.544 | 119.961 | 23.573 | 1472.088
27.697 | 119.388 | 23.573 | 1472.088
27.85 | 116.885 | 23.737 | 1451.4
28.003 | 113.676 | 23.9 | 1434.806
28.155 | 110.763 | 24.063 | 1418.185
28.306 | 109.754 | 24.226 | 1401.425
28.458 | 108.45 | 24.388 | 1383.075
28.608 | 106.848 | 24.55 | 1364.977
28.759 | 104.964 | 24.711 | 1346.096
28.909 | 103.745 | 24.711 | 1346.096
29.058 | 102.37 | 24.872 | 1327.222
29.207 | 100.253 | 25.033 | 1308.968
29.356 | 98.243 | 25.193 | 1292.669
29.504 | 96.887 | 25.353 | 1273.597
29.651 | 96.279 | 25.512 | 1253.452
29.799 | 96.279 | 25.671 | 1231.92
29.946 | 95.555 | 25.671 | 1231.92
30.092 | 93.134 | 25.829 | 1210.026
30.238 | 90.389 | 25.987 | 1187.901
30.384 | 88.138 | 26.145 | 1168.568
30.529 | 87.037 | 26.302 | 1150.752
30.673 | 87.122 | 26.459 | 1131.709
30.818 | 86.486 | 26.615 | 1114.625
30.962 | 85.251 | 26.771 | 1098.627
31.105 | 82.965 | 26.771 | 1098.627
31.248 | 80.792 | 26.926 | 1080.13
31.39 | 79.422 | 27.082 | 1061.283
31.533 | 79.336 | 27.236 | 1042.357
31.674 | 78.126 | 27.39 | 1022.697
31.815 | 76.767 | 27.544 | 1003.686
31.956 | 76.485 | 27.697 | 985.631
32.097 | 76.336 | 27.85 | 968.644
32.237 | 75.704 | 27.85 | 968.644
32.376 | 75.594 | 28.003 | 951.933
32.515 | 75.991 | 28.155 | 934.632
32.654 | 75.811 | 28.306 | 916.572
32.792 | 75.838 | 28.458 | 898.027
32.93 | 76.215 | 28.608 | 878.848
33.067 | 75.23 | 28.759 | 861.167
33.204 | 72.839 | 28.909 | 841.345
33.341 | 71.137 | 28.909 | 841.345
33.477 | 70.685 | 29.058 | 820.911
33.613 | 70.658 | 29.207 | 801.88
33.748 | 70.631 | 29.356 | 784.017
33.883 | 70.506 | 29.504 | 763.554
34.017 | 70.402 | 29.651 | 746.729
34.151 | 69.417 | 29.799 | 731.85
34.285 | 67.954 | 29.946 | 715.791
34.418 | 66.6 | 29.946 | 715.791
34.55 | 66.844 | 30.092 | 697.638
34.683 | 67.713 | 30.238 | 679.146
34.814 | 68.814 | 30.384 | 659.405
34.946 | 66.378 | 30.529 | 639.005
35.077 | 60.756 | 30.673 | 621.553
35.208 | 53.707 | 30.818 | 608.534
35.338 | 46.538 | 30.962 | 595.436
35.467 | 40.504 | 30.962 | 595.436
35.597 | 37.478 | 31.105 | 581.508
35.726 | 36.21 | 31.248 | 565.297
35.854 | 34.85 | 31.39 | 546.84
35.982 | 32.692 | 31.533 | 529.551
36.11 | 31.065 | 31.674 | 513.921
36.237 | 30.926 | 31.815 | 499.271
36.364 | 31.422 | 31.956 | 484.912
36.491 | 32.803 | 31.956 | 484.912
36.617 | 33.687 | 32.097 | 471.374
36.742 | 34.068 | 32.237 | 456.789
36.867 | 32.91 | 32.376 | 442.202
36.992 | 31.141 | 32.515 | 427.729
37.117 | 31.677 | 32.654 | 414.905
37.241 | 38.37 | 32.792 | 403.473
37.364 | 52.195 | 32.792 | 403.473
37.487 | 61.163 | 32.93 | 391.389
37.61 | 64.393 | 33.067 | 378.482
37.733 | 62.107 | 33.204 | 365.259
37.855 | 53.716 | 33.341 | 353.999
37.976 | 39.752 | 33.477 | 341.769
38.097 | 31.505 | 33.613 | 331.194
38.218 | 26.318 | 33.748 | 321.479
38.338 | 23.118 | 33.748 | 321.479
38.458 | 21.819 | 33.883 | 313
38.578 | 21.145 | 34.017 | 304.046
38.697 | 20.143 | 34.151 | 295.052
38.816 | 18.837 | 34.285 | 286.656
38.934 | 17.96 | 34.418 | 276.497
39.052 | 17.399 | 34.55 | 267.403
39.17 | 17.843 | 34.683 | 259.314
39.287 | 19.368 | 34.683 | 259.314
39.404 | 20.336 | 34.814 | 249.765
39.52 | 19.925 | 34.946 | 242.336
39.636 | 18.782 | 35.077 | 236.753
39.752 | 17.138 | 35.208 | 230.172
39.867 | 16.121 | 35.338 | 223.651
39.982 | 16.48 | 35.467 | 217.475
40.096 | 16.687 | 35.597 | 212.549
40.096 | 16.687 | 35.597 | 212.549
40.211 | 17.331 | 35.726 | 206.821
40.324 | 18.044 | 35.854 | 199.966
40.438 | 18.073 | 35.982 | 193.016
40.551 | 16.869 | 36.11 | 186.283
40.663 | 16.51 | 36.237 | 178.715
40.775 | 16.689 | 36.364 | 176.391
40.887 | 17.474 | 36.491 | 174.649
40.663 | 23.4 | 40.551 | 61.474
40.775 | 24.348 | 40.663 | 52.419
40.887 | 25.915 | 40.775 | 37.91
40.999 | 27.491 | 40.887 | 26.903
455.669
323.389
196.583
73.469
0
0
0

## Vivid H40V80 (hidden)
Selador | Lamp |  | Wattage
Vivid | Lumileds K2 |  | 122 |  | Note: Owing to the variability of LEDs, output data and color matches should be viewed as approximate
Note: All data taken with room temperature fixture
| Beam Angle | Field Angle
Horizontal | 29.4 | 45.8
| Accessory Lens | Candela | Field Lumens | Beam Lumens | Lens Efficiency | Efficacy
| H40+V80 | 2080 | 1000 | 590 | 88.89% | 8.1967
| For Field diameter at any distance, multiply distance by |  |  |  | 0.84483
| For Beam diameter at any distance, multiply distance by |  |  |  | 0.52469
| Throw Distance (ft) | 10 | 15 | 20 | 25
| Throw Distance (m) | 3.048 | 4.572 | 6.096 | 7.62
| Field Diameter (ft) | 8.4483 | 12.6725 | 16.8967 | 21.1208
| Field Diameter (m) | 2.5751 | 3.8626 | 5.1501 | 6.4376
| Illuminance (fc) | 20.8 | 9.2444 | 5.2 | 3.328
| Illuminance (lux) | 223.8891 | 99.5063 | 55.9723 | 35.8223
Test Distance | Iso-Illuminance Diagram grid lines
52 | 10 | 20 | 30 | 40
| 0.19231 | 0.38462 | 0.57692 | 0.76923
| Beam Angle | Field Angle
Vertical | 63.8 | 81.4
| For Field diameter at any distance, multiply distance by |  |  |  | 1.7203
| For Beam diameter at any distance, multiply distance by |  |  |  | 1.2449
| Throw Distance (ft) | 10 | 15 | 20 | 25
| Throw Distance (m) | 3.048 | 4.572 | 6.096 | 7.62
| Field Diameter (ft) | 17.2027 | 25.8041 | 34.4054 | 43.0068
| Field Diameter (m) | 5.2434 | 7.8651 | 10.4868 | 13.1085
| Illuminance (fc) | 20.8 | 9.2444 | 5.2 | 3.328
| Illuminance (lux) | 223.8891 | 99.5063 | 55.9723 | 35.8223
| X |  | Y
-40.999 | 0 | -41.11 | 210.551
-40.887 | 0 | -40.999 | 213.048
-40.775 | 0 | -40.887 | 216.105
-40.663 | 4.508 | -40.775 | 219.545
-40.551 | 12.162 | -40.663 | 224.502
-40.438 | 19.676 | -40.551 | 231.395
-40.324 | 27.707 | -40.438 | 237.238
-40.211 | 32.515 | -40.324 | 244.237
-40.096 | 32.476 | -40.211 | 252.529
-39.982 | 32.713 | -40.096 | 258.845
-39.867 | 33.683 | -39.982 | 264.29
-39.752 | 33.178 | -39.867 | 270.258
-39.636 | 32.982 | -39.752 | 274.177
-39.52 | 33.42 | -39.636 | 279.69
-39.404 | 33.583 | -39.52 | 286.018
-39.287 | 33.654 | -39.404 | 295.791
-39.17 | 33.665 | -39.287 | 304.414
-39.052 | 34.118 | -39.17 | 314.104
-38.934 | 34.919 | -39.052 | 322.863
-38.816 | 36.093 | -38.934 | 332.794
-38.697 | 36.176 | -38.816 | 341.916
-38.578 | 35.328 | -38.697 | 353.564
-38.458 | 37.317 | -38.578 | 362.479
-38.338 | 38.999 | -38.458 | 371.125
-38.218 | 38.434 | -38.338 | 379.104
-38.097 | 37.817 | -38.218 | 390.939
-37.976 | 37.828 | -38.097 | 404.186
-37.855 | 37.387 | -37.976 | 417.067
-37.733 | 37.847 | -37.855 | 430.742
-37.61 | 38.19 | -37.733 | 446.655
-37.487 | 39.167 | -37.61 | 459.81
-37.364 | 39.277 | -37.487 | 472.134
-37.241 | 39.331 | -37.364 | 482.921
-37.117 | 39.821 | -37.241 | 494.883
-36.992 | 40.524 | -37.117 | 506.501
-36.867 | 41.353 | -36.992 | 518.594
-36.742 | 41.932 | -36.867 | 529.72
-36.617 | 41.808 | -36.742 | 543.718
-36.491 | 42.697 | -36.617 | 558.346
-36.364 | 42.807 | -36.491 | 572.743
-36.237 | 42.071 | -36.364 | 587.281
-36.11 | 41.656 | -36.237 | 604.362
-35.982 | 41.977 | -36.11 | 621.293
-35.854 | 42.008 | -35.982 | 638.547
-35.726 | 42.815 | -35.854 | 654.556
-35.597 | 43.974 | -35.726 | 673.534
-35.467 | 43.351 | -35.597 | 689.688
-35.338 | 43.755 | -35.467 | 704.676
-35.208 | 44.358 | -35.338 | 718.717
-35.077 | 45.257 | -35.208 | 734.035
-34.946 | 46.122 | -35.077 | 750.813
-34.814 | 46.377 | -34.946 | 766.185
-34.683 | 46.28 | -34.814 | 783.053
-34.55 | 46.804 | -34.683 | 796.034
-34.418 | 46.951 | -34.55 | 806.028
-34.285 | 46.089 | -34.418 | 818.532
-34.151 | 46.164 | -34.285 | 832.134
-34.017 | 47.186 | -34.151 | 845.253
-33.883 | 47.69 | -34.017 | 857.969
-33.748 | 48.767 | -33.883 | 874.598
-33.613 | 49.353 | -33.748 | 888.094
-33.477 | 49.718 | -33.613 | 902.435
-33.341 | 49.461 | -33.477 | 917.418
-33.204 | 48.922 | -33.341 | 931.322
-33.067 | 50.059 | -33.204 | 941.442
-32.93 | 50.834 | -33.067 | 953.551
-32.792 | 52.09 | -32.93 | 965.279
-32.654 | 52.267 | -32.792 | 974.53
-32.515 | 52.672 | -32.654 | 985.495
-32.376 | 52.405 | -32.515 | 999.376
-32.237 | 52.599 | -32.376 | 1012.611
-32.097 | 53.611 | -32.237 | 1024.936
-31.956 | 54.681 | -32.097 | 1036.68
-31.815 | 55.515 | -31.956 | 1048.397
-31.674 | 56.992 | -31.815 | 1055.23
-31.533 | 57.807 | -31.674 | 1060.665
-31.39 | 58.413 | -31.533 | 1063.847
-31.248 | 58.082 | -31.39 | 1068.951
-31.105 | 58.637 | -31.248 | 1076.837
-30.962 | 59.251 | -31.105 | 1086.299
-30.818 | 61.238 | -30.962 | 1095.512
-30.673 | 62.336 | -30.818 | 1102.096
-30.529 | 62.686 | -30.673 | 1107.61
-30.384 | 64.026 | -30.529 | 1112.025
-30.238 | 65.202 | -30.384 | 1116.889
-30.092 | 66.283 | -30.238 | 1122.97
-29.946 | 66.139 | -30.092 | 1129.203
-29.799 | 67.077 | -29.946 | 1135.693
-29.651 | 67.078 | -29.799 | 1143.136
-29.504 | 66.974 | -29.651 | 1149.958
-29.356 | 66.577 | -29.504 | 1156.062
-29.207 | 68.266 | -29.356 | 1164.304
-29.058 | 69.837 | -29.207 | 1173.552
-28.909 | 71.064 | -29.058 | 1180.722
-28.759 | 71.416 | -28.909 | 1186.192
-28.608 | 73.505 | -28.759 | 1191.239
-28.458 | 75.495 | -28.608 | 1195.562
-28.306 | 76.594 | -28.458 | 1202.964
-28.155 | 78.29 | -28.306 | 1212.288
-28.003 | 80.757 | -28.155 | 1222.701
-27.85 | 83.103 | -28.003 | 1230.969
-27.697 | 85.189 | -27.85 | 1238.763
-27.544 | 87.158 | -27.697 | 1245.17
-27.39 | 89.348 | -27.544 | 1251.163
-27.236 | 91.085 | -27.39 | 1258.054
-27.082 | 92.671 | -27.236 | 1265.063
-26.926 | 93.912 | -27.082 | 1271.895
-26.771 | 95.706 | -26.926 | 1278.688
-26.615 | 97.448 | -26.771 | 1286.126
-26.459 | 99.541 | -26.615 | 1293.696
-26.302 | 102.465 | -26.459 | 1303.792
-26.145 | 104.656 | -26.302 | 1313.999
-25.987 | 106.638 | -26.145 | 1321.748
-25.829 | 110.239 | -25.987 | 1330.429
-25.671 | 114.19 | -25.829 | 1339.307
-25.512 | 117.224 | -25.671 | 1346.11
-25.353 | 119.989 | -25.512 | 1350.448
-25.193 | 122.902 | -25.353 | 1356.031
-25.033 | 125.811 | -25.193 | 1365.389
-24.872 | 129.068 | -25.033 | 1373.578
-24.711 | 132.523 | -24.872 | 1382.171
-24.55 | 136.687 | -24.711 | 1390.905
-24.388 | 141.389 | -24.55 | 1397.993
-24.226 | 145.562 | -24.388 | 1403.234
-24.063 | 150.305 | -24.226 | 1406.377
-23.9 | 155.429 | -24.063 | 1410.885
-23.737 | 161.004 | -23.9 | 1417.506
-23.573 | 166.699 | -23.737 | 1425.33
-23.409 | 172.138 | -23.573 | 1433.968
-23.244 | 178.216 | -23.409 | 1444.433
-23.079 | 183.645 | -23.244 | 1451.541
-22.913 | 189.763 | -23.079 | 1457.307
-22.747 | 197.268 | -22.913 | 1463.466
-22.581 | 205.513 | -22.747 | 1471.976
-22.414 | 213.331 | -22.581 | 1480.013
-22.247 | 221.846 | -22.414 | 1488.231
-22.08 | 231.156 | -22.247 | 1497.066
-21.912 | 240.662 | -22.08 | 1506.565
-21.744 | 249.412 | -21.912 | 1513.406
-21.575 | 258.981 | -21.744 | 1522.219
-21.406 | 269.74 | -21.575 | 1528.521
-21.236 | 279.348 | -21.406 | 1532.646
-21.066 | 289.542 | -21.236 | 1539.377
-20.896 | 300.332 | -21.066 | 1543.707
-20.725 | 312.288 | -20.896 | 1551.202
-20.554 | 325.45 | -20.725 | 1560.442
-20.383 | 339.874 | -20.554 | 1568.286
-20.211 | 354.374 | -20.383 | 1574.515
-20.039 | 369.851 | -20.211 | 1581.376
-19.866 | 384.982 | -20.039 | 1587.341
-19.693 | 398.974 | -19.866 | 1594.637
-19.52 | 413.641 | -19.693 | 1604.413
-19.346 | 429.408 | -19.52 | 1613.121
-19.172 | 445.376 | -19.346 | 1621.35
-18.998 | 463.102 | -19.172 | 1625.273
-18.823 | 480.479 | -18.998 | 1631.49
-18.648 | 499.595 | -18.823 | 1637.806
-18.472 | 518.975 | -18.648 | 1644.318
-18.297 | 539.458 | -18.472 | 1650.589
-18.12 | 559.47 | -18.297 | 1657.397
-17.944 | 580.321 | -18.12 | 1663.286
-17.767 | 599.884 | -17.944 | 1671.596
-17.59 | 621.246 | -17.767 | 1682.099
-17.412 | 644.392 | -17.59 | 1689.449
-17.234 | 668.781 | -17.412 | 1700.676
-17.056 | 694.501 | -17.234 | 1710.023
-16.877 | 719.296 | -17.056 | 1717.554
-16.698 | 745.351 | -16.877 | 1723.666
-16.519 | 768.773 | -16.698 | 1734.237
-16.339 | 793.445 | -16.519 | 1738.759
-16.159 | 817.667 | -16.339 | 1748.84
-15.978 | 842.881 | -16.159 | 1755.209
-15.798 | 868.224 | -15.978 | 1764.728
-15.617 | 896.987 | -15.798 | 1768.491
-15.435 | 927.55 | -15.617 | 1774.582
-15.254 | 956.182 | -15.435 | 1780.553
-15.072 | 981.9 | -15.254 | 1788.798
-14.89 | 1006.034 | -15.072 | 1795.638
-14.707 | 1031.813 | -14.89 | 1807.87
-14.524 | 1057.669 | -14.707 | 1819.176
-14.341 | 1084.06 | -14.524 | 1827.731
-14.158 | 1110.53 | -14.341 | 1835.721
-13.974 | 1135.683 | -14.158 | 1840.292
-13.79 | 1162.074 | -13.974 | 1845.066
-13.605 | 1188.986 | -13.79 | 1850.526
-13.421 | 1214.401 | -13.605 | 1856.486
-13.236 | 1239.037 | -13.421 | 1859.661
-13.051 | 1264.67 | -13.236 | 1868.651
-12.865 | 1292.058 | -13.051 | 1876.011
-12.679 | 1322.149 | -12.865 | 1886.436
-12.493 | 1345.037 | -12.679 | 1895.205
-12.307 | 1371.458 | -12.493 | 1901.898
-12.12 | 1394.865 | -12.307 | 1909.072
-11.934 | 1418.802 | -12.12 | 1916.116
-11.746 | 1442.028 | -11.934 | 1922.721
-11.559 | 1466.657 | -11.746 | 1927.046
-11.372 | 1487.843 | -11.559 | 1930.903
-11.184 | 1509.118 | -11.372 | 1936.031
-10.996 | 1532.871 | -11.184 | 1941.838
-10.807 | 1555.142 | -10.996 | 1951.073
-10.619 | 1577.431 | -10.807 | 1958.747
-10.43 | 1601.226 | -10.619 | 1962.419
-10.241 | 1624.194 | -10.43 | 1967.588
-10.052 | 1646.008 | -10.241 | 1971.253
-9.862 | 1665.055 | -10.052 | 1975.352
-9.673 | 1685.805 | -9.862 | 1980.682
-9.483 | 1706.042 | -9.673 | 1985.067
-9.293 | 1728.253 | -9.483 | 1988.108
-9.102 | 1747.26 | -9.293 | 1992.235
-8.912 | 1768.889 | -9.102 | 1998.697
-8.721 | 1790.891 | -8.912 | 2001.432
-8.53 | 1809.297 | -8.721 | 2007.418
-8.339 | 1824.126 | -8.53 | 2010.265
-8.148 | 1841.853 | -8.339 | 2016.183
-7.956 | 1859.087 | -8.148 | 2016.303
-7.764 | 1872.839 | -7.956 | 2014.943
-7.573 | 1885.801 | -7.764 | 2016.798
-7.381 | 1898.532 | -7.573 | 2017.515
-7.188 | 1906.848 | -7.381 | 2023.891
-6.996 | 1916.521 | -7.188 | 2026.327
-6.804 | 1929.429 | -6.996 | 2035.17
-6.611 | 1941.747 | -6.804 | 2036.186
-6.418 | 1953.533 | -6.611 | 2039.484
-6.225 | 1965.637 | -6.418 | 2031.429
-6.032 | 1975.298 | -6.225 | 2029.721
-5.839 | 1980.738 | -6.032 | 2025.757
-5.646 | 1989.367 | -5.839 | 2025.415
-5.452 | 1994.083 | -5.646 | 2020.134
-5.259 | 2003.066 | -5.452 | 2022.586
-5.065 | 2014.089 | -5.259 | 2025.086
-4.871 | 2023.842 | -5.065 | 2029.877
-4.677 | 2027.557 | -4.871 | 2033.284
-4.483 | 2033.908 | -4.677 | 2040.645
-4.289 | 2039.072 | -4.483 | 2043.698
-4.095 | 2045.541 | -4.289 | 2043.712
-3.9 | 2054.092 | -4.095 | 2045.164
-3.706 | 2061.32 | -3.9 | 2049.012
-3.511 | 2066.784 | -3.706 | 2053.232
-3.317 | 2071.029 | -3.511 | 2058.297
-3.122 | 2072.32 | -3.317 | 2066.099
-2.927 | 2073.68 | -3.122 | 2071.554
-2.732 | 2075.165 | -2.927 | 2070.132
-2.537 | 2078.514 | -2.732 | 2069.742
-2.342 | 2081.014 | -2.537 | 2066.269
-2.147 | 2079.528 | -2.342 | 2064.189
-1.952 | 2079.24 | -2.147 | 2063.405
-1.757 | 2078.205 | -1.952 | 2063.942
-1.562 | 2078.825 | -1.757 | 2061.427
-1.367 | 2075.688 | -1.562 | 2061.053
-1.172 | 2073.998 | -1.367 | 2058.295
-0.976 | 2069.718 | -1.172 | 2060.145
-0.781 | 2068.382 | -0.976 | 2063.993
-0.586 | 2067.603 | -0.781 | 2071.986
-0.391 | 2068.24 | -0.586 | 2074.686
-0.195 | 2072.151 | -0.391 | 2075.586
0 | 2075.205 | -0.195 | 2072.595
0.195 | 2073.759 | 0 | 2075.205
0.391 | 2070.389 | 0.195 | 2070.655
0.586 | 2067.839 | 0.391 | 2070.666
0.781 | 2064.93 | 0.586 | 2066.744
0.976 | 2065.587 | 0.781 | 2065.194
1.172 | 2062.669 | 0.976 | 2064.228
1.367 | 2061.541 | 1.172 | 2070.864
1.562 | 2062.135 | 1.367 | 2071.916
1.757 | 2063.44 | 1.562 | 2074.358
1.952 | 2062.179 | 1.757 | 2074.708
2.147 | 2065.433 | 1.952 | 2075.256
2.342 | 2065.565 | 2.147 | 2073.432
2.537 | 2064.323 | 2.342 | 2072.553
2.732 | 2061.524 | 2.537 | 2070.049
2.927 | 2056.902 | 2.732 | 2068.282
3.122 | 2050.271 | 2.927 | 2062.926
3.317 | 2044.692 | 3.122 | 2057.245
3.511 | 2039.413 | 3.317 | 2057.965
3.706 | 2033.569 | 3.511 | 2057.405
3.9 | 2025.82 | 3.706 | 2053.692
4.095 | 2020.656 | 3.9 | 2051.441
4.289 | 2012.729 | 4.095 | 2056.307
4.483 | 2004.579 | 4.289 | 2055.395
4.677 | 2000.039 | 4.483 | 2052.747
4.871 | 2001.063 | 4.677 | 2048.301
5.065 | 1997.431 | 4.871 | 2044.142
5.259 | 1991.08 | 5.065 | 2039.061
5.452 | 1985.064 | 5.259 | 2038.264
5.646 | 1976.191 | 5.452 | 2037.757
5.839 | 1964.185 | 5.646 | 2033.802
6.032 | 1953.345 | 5.839 | 2033.987
6.225 | 1946.904 | 6.032 | 2031.858
6.418 | 1941.529 | 6.225 | 2029.297
6.611 | 1931.525 | 6.418 | 2028.392
6.804 | 1923.612 | 6.611 | 2025.953
6.996 | 1914.466 | 6.804 | 2026.334
7.188 | 1909.601 | 6.996 | 2024.683
7.381 | 1901.487 | 7.188 | 2023.518
7.573 | 1892.872 | 7.381 | 2024.616
7.764 | 1880.632 | 7.573 | 2021.797
7.956 | 1866.049 | 7.764 | 2016.641
8.148 | 1849.054 | 7.956 | 2013.217
8.339 | 1832.668 | 8.148 | 2008.417
8.53 | 1815.014 | 8.339 | 2000.274
8.721 | 1797.707 | 8.53 | 1995.621
8.912 | 1783.391 | 8.721 | 1993.742
9.102 | 1766.765 | 8.912 | 1987.447
9.293 | 1749.433 | 9.102 | 1979.58
9.483 | 1730.377 | 9.293 | 1970.594
9.673 | 1711.178 | 9.483 | 1964.264
9.862 | 1694.486 | 9.673 | 1958.478
10.052 | 1673.342 | 9.862 | 1954.613
10.241 | 1652.842 | 10.052 | 1952.649
10.43 | 1634.5 | 10.241 | 1946.881
10.619 | 1617.202 | 10.43 | 1938.364
10.807 | 1595.544 | 10.619 | 1931.711
10.996 | 1577.319 | 10.807 | 1928.377
11.184 | 1558.834 | 10.996 | 1923.692
11.372 | 1538.259 | 11.184 | 1923.401
11.559 | 1514.786 | 11.372 | 1921.456
11.746 | 1490.078 | 11.559 | 1915.857
11.934 | 1466.004 | 11.746 | 1907.923
12.12 | 1441.706 | 11.934 | 1900.452
12.307 | 1415.99 | 12.12 | 1894.794
12.493 | 1390.976 | 12.307 | 1890.602
12.679 | 1366.948 | 12.493 | 1887.067
12.865 | 1343.912 | 12.679 | 1878.655
13.051 | 1320.087 | 12.865 | 1869.192
13.236 | 1296.232 | 13.051 | 1858.668
13.421 | 1272.179 | 13.236 | 1850.202
13.605 | 1246.899 | 13.421 | 1841.215
13.79 | 1220.32 | 13.605 | 1836.578
13.974 | 1192.824 | 13.79 | 1832.295
14.158 | 1166.578 | 13.974 | 1829.932
14.341 | 1140.26 | 14.158 | 1820.363
14.524 | 1112.022 | 14.341 | 1817.739
14.707 | 1083.285 | 14.524 | 1812.546
14.89 | 1054.442 | 14.707 | 1805.469
15.072 | 1026.138 | 14.89 | 1794.482
15.254 | 998.821 | 15.072 | 1787.172
15.435 | 973.952 | 15.254 | 1777.532
15.617 | 951.02 | 15.435 | 1767.339
15.798 | 925.824 | 15.617 | 1760.449
15.978 | 898.156 | 15.798 | 1755.207
16.159 | 871.106 | 15.978 | 1748.757
16.339 | 843.252 | 16.159 | 1746.31
16.519 | 817.068 | 16.339 | 1741.438
16.698 | 793.37 | 16.519 | 1736.039
16.877 | 770.535 | 16.698 | 1727.22
17.056 | 749.36 | 16.877 | 1720.756
17.234 | 727.87 | 17.056 | 1715.223
17.412 | 706.747 | 17.234 | 1709.625
17.59 | 684.265 | 17.412 | 1703.181
17.767 | 661.726 | 17.59 | 1698.312
17.944 | 639.386 | 17.767 | 1695.578
18.12 | 618.956 | 17.944 | 1689.3
18.297 | 600.242 | 18.12 | 1681.511
18.472 | 580.822 | 18.297 | 1674.09
18.648 | 560.9 | 18.472 | 1665.904
18.823 | 541.632 | 18.648 | 1655.25
18.998 | 523.791 | 18.823 | 1643.46
19.172 | 505.78 | 18.998 | 1632.883
19.346 | 489.031 | 19.172 | 1627.592
19.52 | 472.016 | 19.346 | 1623.973
19.693 | 455.097 | 19.52 | 1617.739
19.866 | 438.907 | 19.693 | 1613.662
20.039 | 423.435 | 19.866 | 1606.348
20.211 | 407.095 | 20.039 | 1599.308
20.383 | 391.778 | 20.211 | 1592.309
20.554 | 377.596 | 20.383 | 1586.175
20.725 | 363.645 | 20.554 | 1581.133
20.896 | 351.642 | 20.725 | 1576.296
21.066 | 338.674 | 20.896 | 1570.118
21.236 | 325.895 | 21.066 | 1563.353
21.406 | 314.009 | 21.236 | 1555.326
21.575 | 302.733 | 21.406 | 1549.595
21.744 | 290.707 | 21.575 | 1543.909
21.912 | 279.726 | 21.744 | 1537.523
22.08 | 268.791 | 21.912 | 1525.832
22.247 | 258.375 | 22.08 | 1514.21
22.414 | 250.272 | 22.247 | 1506.469
22.581 | 243.08 | 22.414 | 1499.861
22.747 | 236.793 | 22.581 | 1496.156
22.913 | 231.258 | 22.747 | 1492.507
23.079 | 224.119 | 22.913 | 1489.215
23.244 | 215.767 | 23.079 | 1482.706
23.409 | 208.574 | 23.244 | 1475.605
23.573 | 202.425 | 23.409 | 1464.982
23.737 | 196.413 | 23.573 | 1453.478
23.9 | 190.646 | 23.737 | 1443.649
24.063 | 185.656 | 23.9 | 1436.275
24.226 | 179.915 | 24.063 | 1431.291
24.388 | 173.141 | 24.226 | 1426.879
24.55 | 166.905 | 24.388 | 1418.331
24.711 | 162.173 | 24.55 | 1407.163
24.872 | 158.315 | 24.711 | 1398.336
25.033 | 154.893 | 24.872 | 1388.258
25.193 | 151.163 | 25.033 | 1377.546
25.353 | 146.297 | 25.193 | 1371.486
25.512 | 141.562 | 25.353 | 1367.016
25.671 | 137.622 | 25.512 | 1361.043
25.829 | 135.476 | 25.671 | 1352.999
25.987 | 133.388 | 25.829 | 1342.423
26.145 | 131.112 | 25.987 | 1331.325
26.302 | 128.567 | 26.145 | 1322.381
26.459 | 125.151 | 26.302 | 1313.884
26.615 | 121.805 | 26.459 | 1305.318
26.771 | 118.742 | 26.615 | 1298.195
26.926 | 115.537 | 26.771 | 1290.896
27.082 | 112.344 | 26.926 | 1285.668
27.236 | 110.091 | 27.082 | 1279.257
27.39 | 107.859 | 27.236 | 1272.949
27.544 | 105.389 | 27.39 | 1264.924
27.697 | 103.676 | 27.544 | 1257.565
27.85 | 101.748 | 27.697 | 1248.963
28.003 | 99.502 | 27.85 | 1240.968
28.155 | 96.731 | 28.003 | 1234.392
28.306 | 95.032 | 28.155 | 1231.335
28.458 | 93.869 | 28.306 | 1228.208
28.608 | 92.819 | 28.458 | 1222.969
28.759 | 92.108 | 28.608 | 1216.063
28.909 | 91.35 | 28.759 | 1209.031
29.058 | 89.631 | 28.909 | 1200.735
29.207 | 88.146 | 29.058 | 1192.05
29.356 | 87.464 | 29.207 | 1181.387
29.504 | 86.944 | 29.356 | 1172.09
29.651 | 85.701 | 29.504 | 1164.093
29.799 | 83.81 | 29.651 | 1157.58
29.946 | 81.859 | 29.799 | 1151.534
30.092 | 80.382 | 29.946 | 1146.833
30.238 | 78.398 | 30.092 | 1140.628
30.384 | 76.093 | 30.238 | 1131.437
30.529 | 75.154 | 30.384 | 1120.213
30.673 | 75.165 | 30.529 | 1110.073
30.818 | 74.628 | 30.673 | 1102.622
30.962 | 73.229 | 30.818 | 1096.692
31.105 | 72.545 | 30.962 | 1090.369
31.248 | 71.011 | 31.105 | 1083.12
31.39 | 68.884 | 31.248 | 1076.039
31.533 | 67.677 | 31.39 | 1068.862
31.674 | 67.537 | 31.533 | 1061.184
31.815 | 67.485 | 31.674 | 1051.83
31.956 | 67.114 | 31.815 | 1038.179
32.097 | 67.857 | 31.956 | 1026.048
32.237 | 67.918 | 32.097 | 1015.345
32.376 | 67.336 | 32.237 | 1005.7
32.515 | 66.03 | 32.376 | 997.359
32.654 | 65.896 | 32.515 | 985.763
32.792 | 65.317 | 32.654 | 972.794
32.93 | 64.286 | 32.792 | 958.411
33.067 | 63.269 | 32.93 | 945.03
33.204 | 61.886 | 33.067 | 929.628
33.341 | 60.323 | 33.204 | 912.581
33.477 | 60.01 | 33.341 | 897.405
33.613 | 61.325 | 33.477 | 886.255
33.748 | 61.977 | 33.613 | 873.62
33.883 | 61.423 | 33.748 | 861.119
34.017 | 60.376 | 33.883 | 849.36
34.151 | 59.074 | 34.017 | 834.996
34.285 | 57.538 | 34.151 | 820.459
34.418 | 56.084 | 34.285 | 806.288
34.55 | 56.973 | 34.418 | 791.526
34.683 | 58.293 | 34.55 | 775.743
34.814 | 58.297 | 34.683 | 759.075
34.946 | 55.558 | 34.814 | 741.333
35.077 | 51.451 | 34.946 | 724.165
35.208 | 45.704 | 35.077 | 706.744
35.338 | 39.415 | 35.208 | 689.423
35.467 | 34.604 | 35.338 | 674.145
35.597 | 31.524 | 35.467 | 658.426
35.726 | 29.735 | 35.597 | 643.73
35.854 | 28.396 | 35.726 | 629.087
35.982 | 27.383 | 35.854 | 613.823
36.11 | 26.912 | 35.982 | 599.368
36.237 | 27.308 | 36.11 | 585.077
36.364 | 27.601 | 36.237 | 570.293
36.491 | 28.376 | 36.364 | 555.753
36.617 | 28.944 | 36.491 | 539.966
36.742 | 29.247 | 36.617 | 523.828
36.867 | 28.769 | 36.742 | 506.525
36.992 | 27.578 | 36.867 | 492.588
37.117 | 27.987 | 36.992 | 480.11
37.241 | 33.371 | 37.117 | 469.03
37.364 | 46.012 | 37.241 | 455.36
37.487 | 54.228 | 37.364 | 441.104
37.61 | 57.508 | 37.487 | 426.255
37.733 | 55.608 | 37.61 | 413.676
37.855 | 47.635 | 37.733 | 401.833
37.976 | 33.669 | 37.855 | 389.3
38.097 | 25.278 | 37.976 | 377.202
38.218 | 20.831 | 38.097 | 366.653
38.338 | 18.523 | 38.218 | 354.677
38.458 | 17.605 | 38.338 | 344.441
38.578 | 17.316 | 38.458 | 334.933
38.697 | 17.694 | 38.578 | 327.905
38.816 | 17.578 | 38.697 | 318.147
38.934 | 16.782 | 38.816 | 308.46
39.052 | 15.92 | 38.934 | 299.641
39.17 | 15.94 | 39.052 | 289.396
39.287 | 16.409 | 39.17 | 280.172
39.404 | 16.792 | 39.287 | 271.058
39.52 | 16.816 | 39.404 | 263.319
39.636 | 15.687 | 39.52 | 256.1
39.752 | 14.15 | 39.636 | 248.833
39.752 | 14.15 | 39.636 | 248.833
39.867 | 12.995 | 39.752 | 241.457
39.982 | 12.66 | 39.867 | 234.276
40.096 | 13.467 | 39.982 | 227.542
40.211 | 14.437 | 40.096 | 220.704
40.324 | 14.385 | 40.211 | 213.822
40.438 | 14.207 | 40.324 | 208.149
40.551 | 13.204 | 40.438 | 202.633
40.663 | 11.779 | 40.551 | 196.867
40.775 | 11.584 | 40.663 | 166.337
40.887 | 13.15 | 40.775 | 119.059
40.999 | 14.517 | 40.887 | 84.789
455.669
323.389
196.583
73.469
0
0
0

## Lustr H40 (hidden)
Selador | Lamp |  | Wattage
Lustr | Lumileds Rebel |  | 104 |  | Note: Owing to the variability of LEDs, output data and color matches should be viewed as approximate
Note: All data taken with room temperature fixture
| Beam Angle | Field Angle
Horizontal | 29.5 | 45.2
| Accessory Lens | Candela | Field Lumens | Beam Lumens | Lens Efficiency | Efficacy
| H40 | 13930 | 1710 | 970 | 93.49% | 16.4423
| For Field diameter at any distance, multiply distance by |  |  |  | 0.83252
| For Beam diameter at any distance, multiply distance by |  |  |  | 0.52656
| Throw Distance (ft) | 10 | 15 | 20 | 25
| Throw Distance (m) | 3.048 | 4.572 | 6.096 | 7.62
| Field Diameter (ft) | 8.3252 | 12.4878 | 16.6504 | 20.813
| Field Diameter (m) | 2.5375 | 3.8063 | 5.075 | 6.3438
| Illuminance (fc) | 139.3 | 61.9111 | 34.825 | 22.288
| Illuminance (lux) | 1499.4113 | 666.405 | 374.8528 | 239.9058
Test Distance | Iso-Illuminance Diagram grid lines
72 | 10 | 20 | 30 | 40
| 0.13889 | 0.27778 | 0.41667 | 0.55556
| Beam Angle | Field Angle
Vertical | 13.5 | 27.1
| For Field diameter at any distance, multiply distance by |  |  |  | 0.482
| For Beam diameter at any distance, multiply distance by |  |  |  | 0.23672
| Throw Distance (ft) | 10 | 15 | 20 | 25
| Throw Distance (m) | 3.048 | 4.572 | 6.096 | 7.62
| Field Diameter (ft) | 4.82 | 7.2301 | 9.6401 | 12.0501
| Field Diameter (m) | 1.4691 | 2.2037 | 2.9383 | 3.6729
| Illuminance (fc) | 139.3 | 61.9111 | 34.825 | 22.288
| Illuminance (lux) | 1499.4113 | 666.405 | 374.8528 | 239.9058
| X |  | Y
-32.12 | 0 | -32.221 | 99.729
-32.019 | 0 | -32.12 | 100.359
-31.917 | 0 | -32.019 | 100.6
-31.815 | 31.089 | -31.917 | 100.397
-31.714 | 86.098 | -31.815 | 101.797
-31.611 | 142.12 | -31.714 | 102.411
-31.509 | 196.102 | -31.611 | 102.16
-31.406 | 230.883 | -31.509 | 103.367
-31.303 | 235.025 | -31.406 | 104.823
-31.2 | 239.223 | -31.303 | 106.055
-31.097 | 242.462 | -31.2 | 107.109
-30.993 | 246.986 | -31.097 | 108.664
-30.89 | 249.715 | -30.993 | 110.292
-30.786 | 254.729 | -30.89 | 111.279
-30.681 | 258.164 | -30.786 | 111.881
-30.577 | 261.243 | -30.681 | 111.393
-30.472 | 264.591 | -30.577 | 111.2
-30.367 | 268.289 | -30.472 | 111.962
-30.262 | 271.056 | -30.367 | 113.38
-30.157 | 275.776 | -30.262 | 115.819
-30.051 | 282.145 | -30.157 | 117.503
-29.946 | 287.411 | -30.051 | 117.373
-29.84 | 294.596 | -29.946 | 116.998
-29.733 | 299.624 | -29.84 | 115.567
-29.627 | 305.428 | -29.733 | 116.336
-29.52 | 310.51 | -29.627 | 120.254
-29.413 | 317.367 | -29.52 | 121.204
-29.306 | 323.659 | -29.413 | 120.66
-29.199 | 330.949 | -29.306 | 120.841
-29.091 | 335.206 | -29.199 | 122.778
-28.983 | 341.063 | -29.091 | 121.756
-28.875 | 345.894 | -28.983 | 123.161
-28.767 | 354.283 | -28.875 | 125.585
-28.658 | 359.592 | -28.767 | 127.285
-28.55 | 366.905 | -28.658 | 127.597
-28.441 | 375.97 | -28.55 | 129.867
-28.332 | 386.731 | -28.441 | 129.7
-28.222 | 395.523 | -28.332 | 129.495
-28.113 | 401.898 | -28.222 | 131.582
-28.003 | 408.233 | -28.113 | 135.089
-27.893 | 417.377 | -28.003 | 136.721
-27.782 | 426.043 | -27.893 | 139.498
-27.672 | 435.267 | -27.782 | 141.682
-27.561 | 443.901 | -27.672 | 143.585
-27.45 | 454.422 | -27.561 | 144.866
-27.339 | 466.432 | -27.45 | 143.858
-27.228 | 476.632 | -27.339 | 143.652
-27.116 | 488.278 | -27.228 | 143.825
-27.004 | 500.417 | -27.116 | 145.428
-26.892 | 512.446 | -27.004 | 147.022
-26.78 | 523.059 | -26.892 | 148.045
-26.667 | 536.737 | -26.78 | 148.053
-26.554 | 551.818 | -26.667 | 148.955
-26.441 | 565.108 | -26.554 | 148.515
-26.328 | 579.28 | -26.441 | 149.558
-26.215 | 593.442 | -26.328 | 152.293
-26.101 | 610.274 | -26.215 | 155.784
-25.987 | 626.093 | -26.101 | 159.328
-25.873 | 642.258 | -25.987 | 162.998
-25.759 | 657.385 | -25.873 | 163.51
-25.644 | 678.155 | -25.759 | 165.219
-25.53 | 699.565 | -25.644 | 167.209
-25.415 | 719.556 | -25.53 | 169.513
-25.299 | 739.182 | -25.415 | 169.784
-25.184 | 762.246 | -25.299 | 171.817
-25.068 | 784.751 | -25.184 | 173.909
-24.953 | 806.631 | -25.068 | 175.632
-24.836 | 829.74 | -24.953 | 178.309
-24.72 | 855.06 | -24.836 | 181.29
-24.604 | 879.569 | -24.72 | 185.354
-24.487 | 904.189 | -24.604 | 187.31
-24.37 | 930.081 | -24.487 | 190.242
-24.253 | 954.639 | -24.37 | 190.066
-24.136 | 980.847 | -24.253 | 192.449
-24.018 | 1010.505 | -24.136 | 192.548
-23.9 | 1043.792 | -24.018 | 194.982
-23.782 | 1075.027 | -23.9 | 197.716
-23.664 | 1107.48 | -23.782 | 201.303
-23.546 | 1142.415 | -23.664 | 204.975
-23.427 | 1178.093 | -23.546 | 207.317
-23.308 | 1209.125 | -23.427 | 210.059
-23.189 | 1246.323 | -23.308 | 212.514
-23.07 | 1285.033 | -23.189 | 215.024
-22.95 | 1321.772 | -23.07 | 217.692
-22.83 | 1357.338 | -22.95 | 222.014
-22.71 | 1397.325 | -22.83 | 225.295
-22.59 | 1439.909 | -22.71 | 227.715
-22.47 | 1486.653 | -22.59 | 231.034
-22.349 | 1533.362 | -22.47 | 234.538
-22.229 | 1575.816 | -22.349 | 237.824
-22.108 | 1622.569 | -22.229 | 242.869
-21.987 | 1661.89 | -22.108 | 247.555
-21.865 | 1710.093 | -21.987 | 251.451
-21.744 | 1765.185 | -21.865 | 256.492
-21.622 | 1820.371 | -21.744 | 261.012
-21.5 | 1871.692 | -21.622 | 263.79
-21.378 | 1929.082 | -21.5 | 268.237
-21.255 | 1983.701 | -21.378 | 273.125
-21.132 | 2040.089 | -21.255 | 277.366
-21.01 | 2106.169 | -21.132 | 281.783
-20.887 | 2169.361 | -21.01 | 286.507
-20.763 | 2231.509 | -20.887 | 292.773
-20.64 | 2300.66 | -20.763 | 299.53
-20.516 | 2371.17 | -20.64 | 306.093
-20.392 | 2438.547 | -20.516 | 312.303
-20.268 | 2509.317 | -20.392 | 318.098
-20.144 | 2583.199 | -20.268 | 323.449
-20.02 | 2652.838 | -20.144 | 328.294
-19.895 | 2728.076 | -20.02 | 335.552
-19.77 | 2804.827 | -19.895 | 345.399
-19.645 | 2883.781 | -19.77 | 354.469
-19.52 | 2962.768 | -19.645 | 361.653
-19.395 | 3053.376 | -19.52 | 368.839
-19.269 | 3146.873 | -19.395 | 375.835
-19.143 | 3233.251 | -19.269 | 383.339
-19.017 | 3322.906 | -19.143 | 392.355
-18.891 | 3421.528 | -19.017 | 401.742
-18.765 | 3518.291 | -18.891 | 409.897
-18.638 | 3602.967 | -18.765 | 420.71
-18.512 | 3697.266 | -18.638 | 433.477
-18.385 | 3800.005 | -18.512 | 446.003
-18.257 | 3902.602 | -18.385 | 455.523
-18.13 | 3993.885 | -18.257 | 465.657
-18.003 | 4095.862 | -18.13 | 477.762
-17.875 | 4205.66 | -18.003 | 491.085
-17.747 | 4320.22 | -17.875 | 503.059
-17.619 | 4434.941 | -17.747 | 515.141
-17.491 | 4557.206 | -17.619 | 528.31
-17.362 | 4673.313 | -17.491 | 543.756
-17.234 | 4787.785 | -17.362 | 560.333
-17.105 | 4898.112 | -17.234 | 578.523
-16.976 | 5014.314 | -17.105 | 594.025
-16.847 | 5126.691 | -16.976 | 610.228
-16.718 | 5238.93 | -16.847 | 624.733
-16.588 | 5353.934 | -16.718 | 642.845
-16.459 | 5482.653 | -16.588 | 660.557
-16.329 | 5612.715 | -16.459 | 681.156
-16.199 | 5734.097 | -16.329 | 704.565
-16.069 | 5854.518 | -16.199 | 728.369
-15.938 | 5979.817 | -16.069 | 750.499
-15.808 | 6102.842 | -15.938 | 775.329
-15.677 | 6230.427 | -15.808 | 800.637
-15.546 | 6357.976 | -15.677 | 827.046
-15.415 | 6479.889 | -15.546 | 853.958
-15.284 | 6606.206 | -15.415 | 880.657
-15.153 | 6732.655 | -15.284 | 906.466
-15.021 | 6857.882 | -15.153 | 934.079
-14.89 | 6981.135 | -15.021 | 962.602
-14.758 | 7106.866 | -14.89 | 990.501
-14.626 | 7231.635 | -14.758 | 1020.454
-14.494 | 7357.122 | -14.626 | 1055.149
-14.361 | 7489.522 | -14.494 | 1090.317
-14.229 | 7617.633 | -14.361 | 1129.083
-14.096 | 7740.318 | -14.229 | 1168.513
-13.964 | 7872.058 | -14.096 | 1208.08
-13.831 | 8002.248 | -13.964 | 1249.006
-13.698 | 8136.291 | -13.831 | 1292.998
-13.564 | 8275.938 | -13.698 | 1339.811
-13.431 | 8413.832 | -13.564 | 1389.142
-13.297 | 8536.124 | -13.431 | 1438.555
-13.164 | 8662.351 | -13.297 | 1487.015
-13.03 | 8796.118 | -13.164 | 1539.132
-12.896 | 8931.057 | -13.03 | 1592.362
-12.762 | 9067.197 | -12.896 | 1644.121
-12.628 | 9205.538 | -12.762 | 1700.49
-12.493 | 9324.838 | -12.628 | 1763.477
-12.359 | 9436.991 | -12.493 | 1827.946
-12.224 | 9564.948 | -12.359 | 1895.032
-12.089 | 9694.718 | -12.224 | 1968.567
-11.954 | 9821.673 | -12.089 | 2041.563
-11.819 | 9963.031 | -11.954 | 2113.998
-11.684 | 10097.318 | -11.819 | 2189.729
-11.549 | 10211.916 | -11.684 | 2270.218
-11.413 | 10330.444 | -11.549 | 2346.209
-11.278 | 10448.326 | -11.413 | 2426.413
-11.142 | 10549.23 | -11.278 | 2509.267
-11.006 | 10655.086 | -11.142 | 2599.01
-10.87 | 10768.404 | -11.006 | 2687.36
-10.734 | 10879.802 | -10.87 | 2784.62
-10.598 | 10981.518 | -10.734 | 2882.215
-10.461 | 11078.932 | -10.598 | 2977.238
-10.325 | 11169.108 | -10.461 | 3076.606
-10.188 | 11245.756 | -10.325 | 3184.406
-10.052 | 11325.408 | -10.188 | 3293.505
-9.915 | 11411.78 | -10.052 | 3412.642
-9.778 | 11490.169 | -9.915 | 3527.581
-9.641 | 11578.851 | -9.778 | 3650.642
-9.504 | 11671.315 | -9.641 | 3773.564
-9.366 | 11756.626 | -9.504 | 3901.838
-9.229 | 11836.777 | -9.366 | 4028.868
-9.092 | 11900.228 | -9.229 | 4159.803
-8.954 | 11962.725 | -9.092 | 4294.553
-8.816 | 12023.395 | -8.954 | 4435.233
-8.679 | 12096.163 | -8.816 | 4579.93
-8.541 | 12167.175 | -8.679 | 4729.712
-8.403 | 12243.522 | -8.541 | 4882.095
-8.265 | 12306.496 | -8.403 | 5034.088
-8.126 | 12374.244 | -8.265 | 5188.55
-7.988 | 12444.731 | -8.126 | 5347.509
-7.85 | 12508.498 | -7.988 | 5515.499
-7.711 | 12578.864 | -7.85 | 5687.007
-7.573 | 12642.969 | -7.711 | 5853.188
-7.434 | 12698.219 | -7.573 | 6017.773
-7.295 | 12761.167 | -7.434 | 6181.322
-7.156 | 12822.305 | -7.295 | 6360.86
-7.018 | 12855.498 | -7.156 | 6545.038
-6.879 | 12889.768 | -7.018 | 6727.792
-6.739 | 12942.665 | -6.879 | 6907.914
-6.6 | 12997.07 | -6.739 | 7083.82
-6.461 | 13058.398 | -6.6 | 7261.791
-6.322 | 13124.335 | -6.461 | 7457.999
-6.182 | 13173.516 | -6.322 | 7647.082
-6.043 | 13222.87 | -6.182 | 7849.263
-5.903 | 13274.963 | -6.043 | 8050.906
-5.764 | 13305.246 | -5.903 | 8244.275
-5.624 | 13345.119 | -5.764 | 8438.437
-5.484 | 13399.358 | -5.624 | 8637.875
-5.345 | 13431.598 | -5.484 | 8823.787
-5.205 | 13457.92 | -5.345 | 9018.552
-5.065 | 13483.095 | -5.205 | 9217.161
-4.925 | 13514.461 | -5.065 | 9399.158
-4.785 | 13543.741 | -4.925 | 9590.082
-4.645 | 13576.199 | -4.785 | 9771.911
-4.505 | 13615.747 | -4.645 | 9937.346
-4.364 | 13646.295 | -4.505 | 10093.774
-4.224 | 13654.682 | -4.364 | 10279.143
-4.084 | 13670.395 | -4.224 | 10456.101
-3.943 | 13686.734 | -4.084 | 10636.263
-3.803 | 13718.648 | -3.943 | 10815.273
-3.662 | 13760.104 | -3.803 | 11012.452
-3.522 | 13799.788 | -3.662 | 11205.383
-3.381 | 13817.353 | -3.522 | 11390.903
-3.241 | 13829.89 | -3.381 | 11571.97
-3.1 | 13837.406 | -3.241 | 11728.713
-2.96 | 13853.993 | -3.1 | 11892.313
-2.819 | 13885.293 | -2.96 | 12055.647
-2.678 | 13900.054 | -2.819 | 12217.073
-2.537 | 13914.68 | -2.678 | 12358.183
-2.397 | 13928.322 | -2.537 | 12505.333
-2.256 | 13920.396 | -2.397 | 12642.462
-2.115 | 13887.7 | -2.256 | 12774.434
-1.974 | 13872.519 | -2.115 | 12892.078
-1.833 | 13872.285 | -1.974 | 13002.943
-1.692 | 13880.92 | -1.833 | 13080.54
-1.551 | 13876.105 | -1.692 | 13158.895
-1.41 | 13877.925 | -1.551 | 13243.517
-1.269 | 13861.332 | -1.41 | 13336.084
-1.128 | 13856.346 | -1.269 | 13405.249
-0.987 | 13845.633 | -1.128 | 13470.461
-0.846 | 13830.31 | -0.987 | 13544.218
-0.705 | 13787.737 | -0.846 | 13607.571
-0.564 | 13778.665 | -0.705 | 13661.325
-0.423 | 13792.747 | -0.564 | 13730.756
-0.282 | 13787.444 | -0.423 | 13775.715
-0.141 | 13782.418 | -0.282 | 13788.878
0 | 13781.177 | -0.141 | 13771.047
0.141 | 13763.077 | 0 | 13781.177
0.282 | 13732.18 | 0.141 | 13767.54
0.423 | 13725.684 | 0.282 | 13738.876
0.564 | 13732.908 | 0.423 | 13693.268
0.705 | 13744.688 | 0.564 | 13656.594
0.846 | 13744.148 | 0.705 | 13626.46
0.987 | 13734.582 | 0.846 | 13589.977
1.128 | 13731.005 | 0.987 | 13546.637
1.269 | 13736.849 | 1.128 | 13499.916
1.41 | 13740.657 | 1.269 | 13423.967
1.551 | 13742.162 | 1.41 | 13338.371
1.692 | 13732.211 | 1.551 | 13242.134
1.833 | 13707.736 | 1.692 | 13159.799
1.974 | 13681.395 | 1.833 | 13053.771
2.115 | 13659.893 | 1.974 | 12913.063
2.256 | 13646.109 | 2.115 | 12772.943
2.397 | 13622.067 | 2.256 | 12645.546
2.537 | 13606.223 | 2.397 | 12500.962
2.678 | 13602.475 | 2.537 | 12362.056
2.819 | 13578.01 | 2.678 | 12223.281
2.96 | 13546.435 | 2.819 | 12071.271
3.1 | 13514.064 | 2.96 | 11914.112
3.241 | 13489.384 | 3.1 | 11759.315
3.381 | 13476.275 | 3.241 | 11580.071
3.522 | 13481.857 | 3.381 | 11413.783
3.662 | 13473.035 | 3.522 | 11221.958
3.803 | 13450.323 | 3.662 | 11033.553
3.943 | 13423.038 | 3.803 | 10870.573
4.084 | 13393.552 | 3.943 | 10708.617
4.224 | 13368.746 | 4.084 | 10526.072
4.364 | 13347.229 | 4.224 | 10340.092
4.505 | 13317.61 | 4.364 | 10158.568
4.645 | 13287.708 | 4.505 | 9959.911
4.785 | 13258.995 | 4.645 | 9770.481
4.925 | 13221.236 | 4.785 | 9587.816
5.065 | 13180.247 | 4.925 | 9398.727
5.205 | 13153.554 | 5.065 | 9215.933
5.345 | 13129.476 | 5.205 | 9032.201
5.484 | 13101.525 | 5.345 | 8838.932
5.624 | 13078.126 | 5.484 | 8640.297
5.764 | 13025.704 | 5.624 | 8437.543
5.903 | 12960.739 | 5.764 | 8245
6.043 | 12890.359 | 5.903 | 8036.655
6.182 | 12818.683 | 6.043 | 7847.26
6.322 | 12736.802 | 6.182 | 7649.081
6.461 | 12691.427 | 6.322 | 7462.461
6.6 | 12636.054 | 6.461 | 7260.446
6.739 | 12567.616 | 6.6 | 7071.147
6.879 | 12494.057 | 6.739 | 6879.45
7.018 | 12442.914 | 6.879 | 6690.632
7.156 | 12386.146 | 7.018 | 6520.046
7.295 | 12318.318 | 7.156 | 6348.69
7.434 | 12275.282 | 7.295 | 6173.697
7.573 | 12226.692 | 7.434 | 6003.111
7.711 | 12174.932 | 7.573 | 5830.691
7.85 | 12108.564 | 7.711 | 5660.326
7.988 | 12056.431 | 7.85 | 5501.525
8.126 | 12006.249 | 7.988 | 5343.48
8.265 | 11935.869 | 8.126 | 5188.24
8.403 | 11850.961 | 8.265 | 5041.204
8.541 | 11764.548 | 8.403 | 4892.047
8.679 | 11688.283 | 8.541 | 4737.566
8.816 | 11598.019 | 8.679 | 4604.798
8.954 | 11527.995 | 8.816 | 4466.222
9.092 | 11454.486 | 8.954 | 4331.429
9.229 | 11372.864 | 9.092 | 4205.2
9.366 | 11289.041 | 9.229 | 4076.977
9.504 | 11227.347 | 9.366 | 3937.785
9.641 | 11154.28 | 9.504 | 3813.693
9.778 | 11072.877 | 9.641 | 3694.545
9.915 | 10991.828 | 9.778 | 3575.384
10.052 | 10912.718 | 9.915 | 3460.123
10.188 | 10814.036 | 10.052 | 3353.615
10.325 | 10702.343 | 10.188 | 3246.162
10.461 | 10599.038 | 10.325 | 3137.503
10.598 | 10497.798 | 10.461 | 3036.123
10.734 | 10400.446 | 10.598 | 2938.381
10.87 | 10293.81 | 10.734 | 2842.549
11.006 | 10193.462 | 10.87 | 2746.864
11.142 | 10090.507 | 11.006 | 2653.034
11.278 | 9984.76 | 11.142 | 2563.399
11.413 | 9880.292 | 11.278 | 2475.042
11.549 | 9781.624 | 11.413 | 2394.707
11.684 | 9678.931 | 11.549 | 2317.225
11.819 | 9568.733 | 11.684 | 2245.181
11.954 | 9443.898 | 11.819 | 2177.518
12.089 | 9314.498 | 11.954 | 2108.777
12.224 | 9195.022 | 12.089 | 2035.652
12.359 | 9078.012 | 12.224 | 1966.262
12.493 | 8951.797 | 12.359 | 1897.112
12.628 | 8828.338 | 12.493 | 1828.774
12.762 | 8712.195 | 12.628 | 1765.679
12.896 | 8594.218 | 12.762 | 1710.398
13.03 | 8466.205 | 12.896 | 1660.443
13.164 | 8337.914 | 13.03 | 1612.014
13.297 | 8214.555 | 13.164 | 1556.657
13.431 | 8094.644 | 13.297 | 1503.099
13.564 | 7972.729 | 13.431 | 1450.595
13.698 | 7854.673 | 13.564 | 1398.657
13.831 | 7725.401 | 13.698 | 1349.69
13.964 | 7590.257 | 13.831 | 1303.794
14.096 | 7461.026 | 13.964 | 1261.535
14.229 | 7333.185 | 14.096 | 1223.659
14.361 | 7207.668 | 14.229 | 1186.89
14.494 | 7089.812 | 14.361 | 1146.471
14.626 | 6971.646 | 14.494 | 1107.882
14.758 | 6845.112 | 14.626 | 1072.775
14.89 | 6721.994 | 14.758 | 1037.143
15.021 | 6591.215 | 14.89 | 1003.982
15.153 | 6455.832 | 15.021 | 971.626
15.284 | 6327.059 | 15.153 | 942.233
15.415 | 6196.656 | 15.284 | 910.048
15.546 | 6068.441 | 15.415 | 882.763
15.677 | 5948.881 | 15.546 | 851.729
15.808 | 5827.135 | 15.677 | 822.73
15.938 | 5703.813 | 15.808 | 792.494
16.069 | 5585.129 | 15.938 | 767.529
16.199 | 5468.406 | 16.069 | 744.151
16.329 | 5351.908 | 16.199 | 722.399
16.459 | 5239.366 | 16.329 | 699.395
16.588 | 5121.233 | 16.459 | 680.252
16.718 | 4999.224 | 16.588 | 660.527
16.847 | 4884.616 | 16.718 | 638.732
16.976 | 4777.754 | 16.847 | 617.248
17.105 | 4672.047 | 16.976 | 599.66
17.234 | 4572.501 | 17.105 | 583.953
17.362 | 4470.502 | 17.234 | 569.527
17.491 | 4361.317 | 17.362 | 554.497
17.619 | 4254.777 | 17.491 | 537.815
17.747 | 4149.48 | 17.619 | 519.135
17.875 | 4045.124 | 17.747 | 505.607
18.003 | 3945.726 | 17.875 | 492.92
18.13 | 3851.253 | 18.003 | 480.367
18.257 | 3750.474 | 18.13 | 468.6
18.385 | 3653.698 | 18.257 | 456.537
18.512 | 3562.692 | 18.385 | 444.984
18.638 | 3473.184 | 18.512 | 432.885
18.765 | 3379.921 | 18.638 | 423.515
18.891 | 3288.335 | 18.765 | 415.452
19.017 | 3198.089 | 18.891 | 406.635
19.143 | 3112.182 | 19.017 | 394.102
19.269 | 3028.747 | 19.143 | 380.822
19.395 | 2943.462 | 19.269 | 369.158
19.52 | 2861.674 | 19.395 | 359.057
19.645 | 2782.769 | 19.52 | 352.371
19.77 | 2708.614 | 19.645 | 346.928
19.895 | 2636.621 | 19.77 | 340.569
20.02 | 2566.035 | 19.895 | 333.065
20.144 | 2495.354 | 20.02 | 325.975
20.268 | 2422.195 | 20.144 | 320.107
20.392 | 2351.764 | 20.268 | 313.826
20.516 | 2282.754 | 20.392 | 307
20.64 | 2215.173 | 20.516 | 298.785
20.763 | 2149.972 | 20.64 | 292.024
20.887 | 2088.309 | 20.763 | 286.661
21.01 | 2026.647 | 20.887 | 281.794
21.132 | 1962.203 | 21.01 | 275.991
21.255 | 1900.567 | 21.132 | 271.012
21.378 | 1845.082 | 21.255 | 266.535
21.5 | 1791.175 | 21.378 | 260.392
21.622 | 1741.469 | 21.5 | 253.46
21.744 | 1697.388 | 21.622 | 248.777
21.865 | 1654.42 | 21.744 | 244.866
21.987 | 1611.207 | 21.865 | 241.735
22.108 | 1566.777 | 21.987 | 238.855
22.229 | 1516.397 | 22.108 | 234.793
22.349 | 1466.837 | 22.229 | 229.035
22.47 | 1423.726 | 22.349 | 224.358
22.59 | 1385.999 | 22.47 | 223.158
22.71 | 1346.658 | 22.59 | 219.624
22.83 | 1308.777 | 22.71 | 216.309
22.95 | 1271.755 | 22.83 | 211.416
23.07 | 1233.928 | 22.95 | 205.477
23.189 | 1196.587 | 23.07 | 199.474
23.308 | 1159.735 | 23.189 | 197.612
23.427 | 1122.346 | 23.308 | 195.604
23.546 | 1088.31 | 23.427 | 192.382
23.664 | 1057.308 | 23.546 | 191.04
23.782 | 1029.504 | 23.664 | 189.657
23.9 | 1005.27 | 23.782 | 186.082
24.018 | 981.674 | 23.9 | 181.029
24.136 | 956.097 | 24.018 | 177.935
24.253 | 927.858 | 24.136 | 173.671
24.37 | 901.573 | 24.253 | 171.557
24.487 | 872.394 | 24.37 | 169.889
24.604 | 844.362 | 24.487 | 167.542
24.72 | 821.314 | 24.604 | 163.91
24.836 | 801.231 | 24.72 | 162.916
24.953 | 779.396 | 24.836 | 159.358
25.068 | 757.153 | 24.953 | 157.312
25.184 | 735.25 | 25.068 | 154.648
25.299 | 712.792 | 25.184 | 153.331
25.415 | 692.587 | 25.299 | 147.333
25.53 | 673.314 | 25.415 | 145.014
25.644 | 654.657 | 25.53 | 140.26
25.759 | 637.965 | 25.644 | 138.742
25.873 | 623.438 | 25.759 | 138.452
25.987 | 610.108 | 25.873 | 138.635
26.101 | 596.736 | 25.987 | 136.258
26.215 | 583.692 | 26.101 | 135.739
26.328 | 570.866 | 26.215 | 132.604
26.441 | 557.077 | 26.328 | 131.111
26.554 | 544.023 | 26.441 | 128.98
26.667 | 530.817 | 26.554 | 127.357
26.78 | 516.711 | 26.667 | 124.681
26.892 | 502.521 | 26.78 | 124.753
27.004 | 488.509 | 26.892 | 124.151
27.116 | 474.677 | 27.004 | 123.959
27.228 | 464.653 | 27.116 | 123.313
27.339 | 456.54 | 27.228 | 124.099
27.45 | 447.275 | 27.339 | 121.858
27.561 | 436.465 | 27.45 | 121.161
27.672 | 427.235 | 27.561 | 117.22
27.782 | 416.682 | 27.672 | 115.204
27.893 | 406.602 | 27.782 | 112.409
28.003 | 398.815 | 27.893 | 111.29
28.113 | 391.444 | 28.003 | 108.62
28.222 | 387.755 | 28.113 | 110.115
28.332 | 384.862 | 28.222 | 108.746
28.441 | 378.784 | 28.332 | 104.679
28.55 | 371.413 | 28.441 | 102.541
28.658 | 362.423 | 28.55 | 100.86
28.767 | 351.601 | 28.658 | 100.977
28.875 | 341.107 | 28.767 | 100.7
28.983 | 334.713 | 28.875 | 100.223
29.091 | 330.07 | 28.983 | 98.711
29.199 | 325.677 | 29.091 | 97.229
29.306 | 320.534 | 29.199 | 94.699
29.413 | 317.246 | 29.306 | 93.756
29.52 | 312.364 | 29.413 | 92.605
29.627 | 305.145 | 29.52 | 91.891
29.733 | 298.853 | 29.627 | 91.899
29.84 | 295.654 | 29.733 | 91.462
29.946 | 292.188 | 29.84 | 90.98
30.051 | 288.495 | 29.946 | 91.761
30.157 | 286.914 | 30.051 | 90.498
30.262 | 285.487 | 30.157 | 89.227
30.367 | 282.395 | 30.262 | 87.741
30.472 | 277.912 | 30.367 | 87.155
30.577 | 272.15 | 30.472 | 84.78
30.681 | 267.52 | 30.577 | 84.638
30.786 | 262.606 | 30.681 | 85.08
30.89 | 258.417 | 30.786 | 84.602
30.993 | 254.831 | 30.89 | 84.373
30.993 | 254.831 | 30.89 | 84.373
31.097 | 255.283 | 30.993 | 84.353
31.2 | 256.459 | 31.097 | 84.417
31.303 | 254.617 | 31.2 | 84.227
31.406 | 250.241 | 31.303 | 84.248
31.509 | 245.449 | 31.406 | 83.072
31.611 | 239.376 | 31.509 | 83.26
31.714 | 232.183 | 31.611 | 82.846
31.815 | 227.583 | 31.714 | 80.401
31.917 | 225.08 | 31.815 | 67.504
32.019 | 224.084 | 31.917 | 48.179
32.12 | 224.75 | 32.019 | 34.529

## Lustr V40 (hidden)
Selador | Lamp |  | Wattage
Lustr | Lumileds Rebel |  | 104 |  | Note: Owing to the variability of LEDs, output data and color matches should be viewed as approximate
Note: All data taken with room temperature fixture
| Beam Angle | Field Angle
Horizontal | 14.6 | 28.9
| Accessory Lens | Candela | Field Lumens | Beam Lumens | Lens Efficiency | Efficacy
| V40 | 13000 | 1730 | 1020 | 94.59% | 16.6346
| For Field diameter at any distance, multiply distance by |  |  |  | 0.51537
| For Beam diameter at any distance, multiply distance by |  |  |  | 0.25621
| Throw Distance (ft) | 10 | 15 | 20 | 25
| Throw Distance (m) | 3.048 | 4.572 | 6.096 | 7.62
| Field Diameter (ft) | 5.1537 | 7.7306 | 10.3075 | 12.8843
| Field Diameter (m) | 1.5709 | 2.3563 | 3.1417 | 3.9271
| Illuminance (fc) | 130 | 57.7778 | 32.5 | 20.8
| Illuminance (lux) | 1399.307 | 621.9142 | 349.8268 | 223.8891
Test Distance | Iso-Illuminance Diagram grid lines
72 | 10 | 20 | 30 | 40
| 0.13889 | 0.27778 | 0.41667 | 0.55556
| Beam Angle | Field Angle
Vertical | 29.4 | 44.7
| For Field diameter at any distance, multiply distance by |  |  |  | 0.8223
| For Beam diameter at any distance, multiply distance by |  |  |  | 0.52469
| Throw Distance (ft) | 10 | 15 | 20 | 25
| Throw Distance (m) | 3.048 | 4.572 | 6.096 | 7.62
| Field Diameter (ft) | 8.223 | 12.3345 | 16.446 | 20.5575
| Field Diameter (m) | 2.5064 | 3.7596 | 5.0127 | 6.2659
| Illuminance (fc) | 130 | 57.7778 | 32.5 | 20.8
| Illuminance (lux) | 1399.307 | 621.9142 | 349.8268 | 223.8891
| X |  | Y
-32.12 | 0 | -32.221 | 215.477
-32.019 | 0 | -32.12 | 215.311
-31.917 | 0 | -32.019 | 214.931
-31.815 | 13.12 | -31.917 | 215.956
-31.714 | 36.381 | -31.815 | 218.663
-31.611 | 57.037 | -31.714 | 222.473
-31.509 | 79.187 | -31.611 | 227.203
-31.406 | 92.302 | -31.509 | 231.943
-31.303 | 93.405 | -31.406 | 234.344
-31.2 | 93.439 | -31.303 | 236.643
-31.097 | 95.885 | -31.2 | 239.35
-30.993 | 99.284 | -31.097 | 244.324
-30.89 | 100.685 | -30.993 | 247.408
-30.786 | 101.866 | -30.89 | 250.766
-30.681 | 103.249 | -30.786 | 251.963
-30.577 | 103.415 | -30.681 | 252.442
-30.472 | 102.625 | -30.577 | 254.956
-30.367 | 103.452 | -30.472 | 259.404
-30.262 | 104.316 | -30.367 | 263.119
-30.157 | 104.968 | -30.262 | 270.314
-30.051 | 106.516 | -30.157 | 275.858
-29.946 | 107.156 | -30.051 | 280.834
-29.84 | 107.67 | -29.946 | 283.735
-29.733 | 108.342 | -29.84 | 289.1
-29.627 | 110.061 | -29.733 | 292.644
-29.52 | 111.688 | -29.627 | 299.563
-29.413 | 113.627 | -29.52 | 302.808
-29.306 | 113.99 | -29.413 | 306.153
-29.199 | 115.708 | -29.306 | 309.555
-29.091 | 117.854 | -29.199 | 315.971
-28.983 | 120.025 | -29.091 | 320.236
-28.875 | 119.769 | -28.983 | 327.211
-28.767 | 119.948 | -28.875 | 333.233
-28.658 | 120.047 | -28.767 | 340.044
-28.55 | 120.734 | -28.658 | 344.846
-28.441 | 121.689 | -28.55 | 352.754
-28.332 | 125.171 | -28.441 | 359.127
-28.222 | 126.494 | -28.332 | 364.837
-28.113 | 127.655 | -28.222 | 371.172
-28.003 | 127.187 | -28.113 | 380.99
-27.893 | 130.108 | -28.003 | 388.2
-27.782 | 130.633 | -27.893 | 396.25
-27.672 | 131.498 | -27.782 | 403.676
-27.561 | 130.909 | -27.672 | 411.515
-27.45 | 132.377 | -27.561 | 419.001
-27.339 | 133.949 | -27.45 | 428.988
-27.228 | 136.721 | -27.339 | 440.128
-27.116 | 139.363 | -27.228 | 450.293
-27.004 | 142.289 | -27.116 | 463.713
-26.892 | 143.813 | -27.004 | 474.01
-26.78 | 144.805 | -26.892 | 484.657
-26.667 | 145.902 | -26.78 | 493.187
-26.554 | 148.775 | -26.667 | 506.097
-26.441 | 148.041 | -26.554 | 516.146
-26.328 | 149.894 | -26.441 | 529.467
-26.215 | 152.104 | -26.328 | 542.932
-26.101 | 153.972 | -26.215 | 555.251
-25.987 | 154.475 | -26.101 | 569.258
-25.873 | 156.726 | -25.987 | 584.1
-25.759 | 159.182 | -25.873 | 595.937
-25.644 | 162.93 | -25.759 | 611.598
-25.53 | 166.041 | -25.644 | 626.879
-25.415 | 168.414 | -25.53 | 643.375
-25.299 | 170.918 | -25.415 | 658.622
-25.184 | 173.515 | -25.299 | 679.429
-25.068 | 174.882 | -25.184 | 694.847
-24.953 | 177.204 | -25.068 | 712.36
-24.836 | 179.193 | -24.953 | 731.843
-24.72 | 183.44 | -24.836 | 752.709
-24.604 | 185.861 | -24.72 | 774.524
-24.487 | 188.48 | -24.604 | 797.349
-24.37 | 191.507 | -24.487 | 823.503
-24.253 | 196.235 | -24.37 | 840.69
-24.136 | 197.267 | -24.253 | 863.673
-24.018 | 199.375 | -24.136 | 885.028
-23.9 | 204.218 | -24.018 | 909.614
-23.782 | 208.827 | -23.9 | 931.983
-23.664 | 212.824 | -23.782 | 958.323
-23.546 | 216.972 | -23.664 | 987.323
-23.427 | 220.686 | -23.546 | 1018.169
-23.308 | 221.363 | -23.427 | 1048.852
-23.189 | 224.636 | -23.308 | 1082.804
-23.07 | 228.438 | -23.189 | 1115.722
-22.95 | 231.677 | -23.07 | 1149.969
-22.83 | 235.408 | -22.95 | 1184.515
-22.71 | 240.915 | -22.83 | 1218.815
-22.59 | 246.528 | -22.71 | 1253.175
-22.47 | 250.867 | -22.59 | 1288.812
-22.349 | 254.212 | -22.47 | 1325.042
-22.229 | 257.506 | -22.349 | 1362.567
-22.108 | 260.851 | -22.229 | 1406.234
-21.987 | 262.881 | -22.108 | 1451.819
-21.865 | 267.461 | -21.987 | 1493.912
-21.744 | 273.709 | -21.865 | 1537.624
-21.622 | 280.82 | -21.744 | 1580.558
-21.5 | 287.138 | -21.622 | 1625.827
-21.378 | 294.183 | -21.5 | 1674.703
-21.255 | 300.865 | -21.378 | 1726.468
-21.132 | 306.37 | -21.255 | 1779.689
-21.01 | 311.948 | -21.132 | 1836.158
-20.887 | 319.161 | -21.01 | 1890.464
-20.763 | 326.015 | -20.887 | 1946.76
-20.64 | 331.153 | -20.763 | 2006.886
-20.516 | 337.205 | -20.64 | 2064.071
-20.392 | 346.166 | -20.516 | 2121.088
-20.268 | 353.251 | -20.392 | 2182.004
-20.144 | 361.268 | -20.268 | 2249.979
-20.02 | 372.26 | -20.144 | 2318.702
-19.895 | 381.956 | -20.02 | 2385.831
-19.77 | 391.385 | -19.895 | 2459.911
-19.645 | 401.569 | -19.77 | 2534.392
-19.52 | 410.819 | -19.645 | 2605.552
-19.395 | 419.617 | -19.52 | 2679.126
-19.269 | 429.041 | -19.395 | 2758.647
-19.143 | 439.781 | -19.269 | 2836.999
-19.017 | 451.48 | -19.143 | 2917.596
-18.891 | 464.416 | -19.017 | 2998.004
-18.765 | 478.33 | -18.891 | 3077.537
-18.638 | 489.687 | -18.765 | 3163.807
-18.512 | 501.247 | -18.638 | 3248.748
-18.385 | 514.531 | -18.512 | 3334.301
-18.257 | 530.305 | -18.385 | 3423.294
-18.13 | 544.899 | -18.257 | 3521.26
-18.003 | 563.975 | -18.13 | 3618.64
-17.875 | 582.449 | -18.003 | 3717.449
-17.747 | 599.034 | -17.875 | 3821.193
-17.619 | 612.301 | -17.747 | 3920.802
-17.491 | 629.957 | -17.619 | 4020.449
-17.362 | 647.055 | -17.491 | 4117.81
-17.234 | 667.015 | -17.362 | 4219.228
-17.105 | 686.867 | -17.234 | 4318.734
-16.976 | 711.047 | -17.105 | 4427.481
-16.847 | 735.649 | -16.976 | 4535.272
-16.718 | 758.585 | -16.847 | 4648.391
-16.588 | 782.672 | -16.718 | 4759.428
-16.459 | 808.146 | -16.588 | 4876.097
-16.329 | 833.406 | -16.459 | 4995.536
-16.199 | 860.134 | -16.329 | 5114.127
-16.069 | 887.663 | -16.199 | 5230.497
-15.938 | 915.572 | -16.069 | 5354.006
-15.808 | 946.156 | -15.938 | 5478.431
-15.677 | 979.221 | -15.808 | 5600.282
-15.546 | 1013.388 | -15.677 | 5729.342
-15.415 | 1047.643 | -15.546 | 5856.036
-15.284 | 1078.613 | -15.415 | 5977.774
-15.153 | 1111.222 | -15.284 | 6099.68
-15.021 | 1148.795 | -15.153 | 6223.087
-14.89 | 1188.625 | -15.021 | 6348.169
-14.758 | 1227.824 | -14.89 | 6473.537
-14.626 | 1271.382 | -14.758 | 6600.106
-14.494 | 1320.038 | -14.626 | 6721.159
-14.361 | 1366.694 | -14.494 | 6849.23
-14.229 | 1411.305 | -14.361 | 6976.925
-14.096 | 1457.174 | -14.229 | 7109.879
-13.964 | 1506.301 | -14.096 | 7233.569
-13.831 | 1556.613 | -13.964 | 7378.717
-13.698 | 1612.738 | -13.831 | 7523.192
-13.564 | 1671.268 | -13.698 | 7660.399
-13.431 | 1726.359 | -13.564 | 7781.617
-13.297 | 1780.451 | -13.431 | 7909.974
-13.164 | 1838.993 | -13.297 | 8020.996
-13.03 | 1901.474 | -13.164 | 8126.889
-12.896 | 1967.392 | -13.03 | 8245.526
-12.762 | 2036.475 | -12.896 | 8363.339
-12.628 | 2108.338 | -12.762 | 8483.203
-12.493 | 2181.431 | -12.628 | 8616.778
-12.359 | 2254.325 | -12.493 | 8748.962
-12.224 | 2331.15 | -12.359 | 8882.645
-12.089 | 2413.428 | -12.224 | 9010.372
-11.954 | 2495.916 | -12.089 | 9138.455
-11.819 | 2582.497 | -11.954 | 9257.28
-11.684 | 2669.367 | -11.819 | 9389.08
-11.549 | 2762.009 | -11.684 | 9508.34
-11.413 | 2855.465 | -11.549 | 9623.514
-11.278 | 2955.792 | -11.413 | 9723.283
-11.142 | 3052.08 | -11.278 | 9839.777
-11.006 | 3148.507 | -11.142 | 9943.225
-10.87 | 3240.925 | -11.006 | 10054.138
-10.734 | 3339.357 | -10.87 | 10150.357
-10.598 | 3439.529 | -10.734 | 10253.995
-10.461 | 3540.044 | -10.598 | 10346.396
-10.325 | 3649.469 | -10.461 | 10439.287
-10.188 | 3760.447 | -10.325 | 10535.52
-10.052 | 3879.127 | -10.188 | 10639.905
-9.915 | 4004.985 | -10.052 | 10724.894
-9.778 | 4118.735 | -9.915 | 10801.489
-9.641 | 4236.98 | -9.778 | 10886.494
-9.504 | 4356.69 | -9.641 | 10982.433
-9.366 | 4488.073 | -9.504 | 11067.726
-9.229 | 4616.119 | -9.366 | 11157.022
-9.092 | 4746.835 | -9.229 | 11257.797
-8.954 | 4875.393 | -9.092 | 11337.263
-8.816 | 5003.792 | -8.954 | 11402.829
-8.679 | 5142.184 | -8.816 | 11465.891
-8.541 | 5288.897 | -8.679 | 11540.378
-8.403 | 5435.074 | -8.541 | 11613.92
-8.265 | 5576.31 | -8.403 | 11683.865
-8.126 | 5731.825 | -8.265 | 11759.931
-7.988 | 5894.77 | -8.126 | 11830.083
-7.85 | 6049.472 | -7.988 | 11882.033
-7.711 | 6216.659 | -7.85 | 11931.636
-7.573 | 6379.718 | -7.711 | 11980.487
-7.434 | 6539.896 | -7.573 | 12041.547
-7.295 | 6693.262 | -7.434 | 12109.797
-7.156 | 6856.626 | -7.295 | 12177.408
-7.018 | 7014.506 | -7.156 | 12231.25
-6.879 | 7181.858 | -7.018 | 12268.673
-6.739 | 7351.748 | -6.879 | 12309.192
-6.6 | 7520.167 | -6.739 | 12350.252
-6.461 | 7697.203 | -6.6 | 12393.615
-6.322 | 7876.971 | -6.461 | 12431.181
-6.182 | 8055.095 | -6.322 | 12469.896
-6.043 | 8227.157 | -6.182 | 12504.865
-5.903 | 8397.122 | -6.043 | 12529.211
-5.764 | 8555.105 | -5.903 | 12549.305
-5.624 | 8717.34 | -5.764 | 12570.905
-5.484 | 8910.144 | -5.624 | 12588.104
-5.345 | 9092.226 | -5.484 | 12613.333
-5.205 | 9271.74 | -5.345 | 12642.215
-5.065 | 9438.191 | -5.205 | 12653.254
-4.925 | 9602.198 | -5.065 | 12659.146
-4.785 | 9754.863 | -4.925 | 12683.492
-4.645 | 9914.539 | -4.785 | 12680.347
-4.505 | 10077.765 | -4.645 | 12674.072
-4.364 | 10234.976 | -4.505 | 12670.628
-4.224 | 10392.27 | -4.364 | 12673.038
-4.084 | 10556.511 | -4.224 | 12681.024
-3.943 | 10710.624 | -4.084 | 12686.574
-3.803 | 10876.618 | -3.943 | 12685.171
-3.662 | 11041.706 | -3.803 | 12713.172
-3.522 | 11188.853 | -3.662 | 12753.025
-3.381 | 11327.412 | -3.522 | 12775.378
-3.241 | 11465.225 | -3.381 | 12793.532
-3.1 | 11597.15 | -3.241 | 12807.225
-2.96 | 11732.138 | -3.1 | 12809.341
-2.819 | 11874.966 | -2.96 | 12817.259
-2.678 | 11984.53 | -2.819 | 12835.293
-2.537 | 12098.551 | -2.678 | 12851.224
-2.397 | 12213.646 | -2.537 | 12872.358
-2.256 | 12315.656 | -2.397 | 12902.18
-2.115 | 12390.087 | -2.256 | 12909.474
-1.974 | 12471.808 | -2.115 | 12911.086
-1.833 | 12545.011 | -1.974 | 12909.683
-1.692 | 12617.422 | -1.833 | 12897.737
-1.551 | 12671.81 | -1.692 | 12897.602
-1.41 | 12723.029 | -1.551 | 12904.536
-1.269 | 12768.239 | -1.41 | 12907.26
-1.128 | 12836.074 | -1.269 | 12893.732
-0.987 | 12882.009 | -1.128 | 12891.554
-0.846 | 12899.489 | -0.987 | 12907.366
-0.705 | 12891.37 | -0.846 | 12908.472
-0.564 | 12906.285 | -0.705 | 12933.383
-0.423 | 12927.596 | -0.564 | 12953.264
-0.282 | 12945.926 | -0.423 | 12952.386
-0.141 | 12951.311 | -0.282 | 12946.192
0 | 12938.521 | -0.141 | 12938.293
0.141 | 12910.104 | 0 | 12938.521
0.282 | 12881.709 | 0.141 | 12926.576
0.423 | 12861.888 | 0.282 | 12925.229
0.564 | 12839.722 | 0.423 | 12903.843
0.705 | 12822.357 | 0.564 | 12896.267
0.846 | 12783.375 | 0.705 | 12919.485
0.987 | 12741.8 | 0.846 | 12949.639
1.128 | 12695.634 | 0.987 | 12970.918
1.269 | 12646.468 | 1.128 | 12984.303
1.41 | 12589.191 | 1.269 | 12983.465
1.551 | 12536.51 | 1.41 | 12972.41
1.692 | 12461.078 | 1.551 | 12972.598
1.833 | 12380.196 | 1.692 | 12988.025
1.974 | 12283.318 | 1.833 | 12995.418
2.115 | 12194.04 | 1.974 | 12984.392
2.256 | 12094.761 | 2.115 | 12956.211
2.397 | 11987.891 | 2.256 | 12943.56
2.537 | 11861.399 | 2.397 | 12918.643
2.678 | 11741.914 | 2.537 | 12908.357
2.819 | 11603.866 | 2.678 | 12893.606
2.96 | 11459.711 | 2.819 | 12890.329
3.1 | 11321.201 | 2.96 | 12891.681
3.241 | 11184.332 | 3.1 | 12897.108
3.381 | 11050.004 | 3.241 | 12888.06
3.522 | 10927.674 | 3.381 | 12875.443
3.662 | 10801.417 | 3.522 | 12851.821
3.803 | 10644.611 | 3.662 | 12840.864
3.943 | 10486.128 | 3.803 | 12836.837
4.084 | 10326.25 | 3.943 | 12826.451
4.224 | 10177.744 | 4.084 | 12799.389
4.364 | 10015.775 | 4.224 | 12794.943
4.505 | 9862.033 | 4.364 | 12786.859
4.645 | 9708.742 | 4.505 | 12777.113
4.785 | 9545.37 | 4.645 | 12769.753
4.925 | 9376.188 | 4.785 | 12762.581
5.065 | 9203.541 | 4.925 | 12752.318
5.205 | 9035.214 | 5.065 | 12743.85
5.345 | 8865.688 | 5.205 | 12733.629
5.484 | 8701.2 | 5.345 | 12717.477
5.624 | 8536.2 | 5.484 | 12692.606
5.764 | 8358.457 | 5.624 | 12657.137
5.903 | 8178.596 | 5.764 | 12623.398
6.043 | 7996.091 | 5.903 | 12572.926
6.182 | 7812.628 | 6.043 | 12524.051
6.322 | 7632.47 | 6.182 | 12476.477
6.461 | 7462.061 | 6.322 | 12440.998
6.6 | 7284.612 | 6.461 | 12406.836
6.739 | 7104.355 | 6.6 | 12358.841
6.879 | 6925.263 | 6.739 | 12301.614
7.018 | 6756.705 | 6.879 | 12233.634
7.156 | 6600.36 | 7.018 | 12184.08
7.295 | 6439.755 | 7.156 | 12133.634
7.434 | 6285.632 | 7.295 | 12100.474
7.573 | 6129.52 | 7.434 | 12059.576
7.711 | 5977.384 | 7.573 | 12001.234
7.85 | 5822.395 | 7.711 | 11942.182
7.988 | 5681.881 | 7.85 | 11897.038
8.126 | 5537.394 | 7.988 | 11844.773
8.265 | 5385.761 | 8.126 | 11793.196
8.403 | 5236.392 | 8.265 | 11732.765
8.541 | 5088.93 | 8.403 | 11669.705
8.679 | 4937.626 | 8.541 | 11591.311
8.816 | 4793.609 | 8.679 | 11518.184
8.954 | 4652.295 | 8.816 | 11437.45
9.092 | 4506.924 | 8.954 | 11360.767
9.229 | 4365.79 | 9.092 | 11287.95
9.366 | 4239.413 | 9.229 | 11207.516
9.504 | 4121.58 | 9.366 | 11114.592
9.641 | 4007.49 | 9.504 | 11012.895
9.778 | 3892.795 | 9.641 | 10936.629
9.915 | 3776.79 | 9.778 | 10851.877
10.052 | 3659.215 | 9.915 | 10768.525
10.188 | 3538.749 | 10.052 | 10678.808
10.325 | 3417.942 | 10.188 | 10603.791
10.461 | 3308.325 | 10.325 | 10504.744
10.598 | 3204.705 | 10.461 | 10413.864
10.734 | 3108.951 | 10.598 | 10294.725
10.87 | 3015.788 | 10.734 | 10188.529
11.006 | 2923.621 | 10.87 | 10067.13
11.142 | 2827.219 | 11.006 | 9940.403
11.278 | 2731.966 | 11.142 | 9805.872
11.413 | 2642.575 | 11.278 | 9687.076
11.549 | 2559.095 | 11.413 | 9564.836
11.684 | 2475.946 | 11.549 | 9447.069
11.819 | 2397.574 | 11.684 | 9329.517
11.954 | 2319.314 | 11.819 | 9211.806
12.089 | 2245.711 | 11.954 | 9110.302
12.224 | 2171.033 | 12.089 | 8994.807
12.359 | 2101.657 | 12.224 | 8874.787
12.493 | 2032.98 | 12.359 | 8766.948
12.628 | 1967.889 | 12.493 | 8663.545
12.762 | 1906.657 | 12.628 | 8538.719
12.896 | 1847.005 | 12.762 | 8414.327
13.03 | 1784.168 | 12.896 | 8283.196
13.164 | 1724.631 | 13.03 | 8155.111
13.297 | 1668.409 | 13.164 | 8021.851
13.431 | 1615.372 | 13.297 | 7896.184
13.564 | 1561.512 | 13.431 | 7763.618
13.698 | 1516.094 | 13.564 | 7627.959
13.831 | 1473.82 | 13.698 | 7491.185
13.964 | 1430.459 | 13.831 | 7350.642
14.096 | 1386.179 | 13.964 | 7207.322
14.229 | 1343.861 | 14.096 | 7079.843
14.361 | 1302.228 | 14.229 | 6958.013
14.494 | 1259.438 | 14.361 | 6828.443
14.626 | 1216.422 | 14.494 | 6702.036
14.758 | 1177.113 | 14.626 | 6568.919
14.89 | 1140.765 | 14.758 | 6441.508
15.021 | 1104.738 | 14.89 | 6304.376
15.153 | 1071.132 | 15.021 | 6168.7
15.284 | 1039.039 | 15.153 | 6040.597
15.415 | 1005.919 | 15.284 | 5919.956
15.546 | 976.397 | 15.415 | 5801.062
15.677 | 949.393 | 15.546 | 5682.642
15.808 | 924.234 | 15.677 | 5561.837
15.938 | 899.375 | 15.808 | 5441.371
16.069 | 873.082 | 15.938 | 5315.267
16.199 | 845.853 | 16.069 | 5199.535
16.329 | 818.736 | 16.199 | 5080.971
16.459 | 793.869 | 16.329 | 4955.766
16.588 | 770.177 | 16.459 | 4836.949
16.718 | 750.298 | 16.588 | 4727.905
16.847 | 731.073 | 16.718 | 4620.854
16.976 | 710.196 | 16.847 | 4512.14
17.105 | 688.723 | 16.976 | 4404.208
17.234 | 671.924 | 17.105 | 4289.42
17.362 | 652.281 | 17.234 | 4178.067
17.491 | 631.672 | 17.362 | 4066.043
17.619 | 615.892 | 17.491 | 3955.728
17.747 | 603.955 | 17.619 | 3851.517
17.875 | 587.904 | 17.747 | 3755.629
18.003 | 573.056 | 17.875 | 3657.913
18.13 | 562.419 | 18.003 | 3563.112
18.257 | 549.662 | 18.13 | 3468.641
18.385 | 535.516 | 18.257 | 3372.421
18.512 | 522.839 | 18.385 | 3279.505
18.638 | 510.579 | 18.512 | 3187.607
18.765 | 495.513 | 18.638 | 3100.82
18.891 | 482.265 | 18.765 | 3018.052
19.017 | 470.061 | 18.891 | 2938.447
19.143 | 461.051 | 19.017 | 2858.693
19.269 | 450.55 | 19.143 | 2775.666
19.395 | 438.358 | 19.269 | 2692.564
19.52 | 427.446 | 19.395 | 2616.284
19.645 | 417.407 | 19.52 | 2541.954
19.77 | 409.11 | 19.645 | 2469.809
19.895 | 399.211 | 19.77 | 2398.649
20.02 | 388.563 | 19.895 | 2328.002
20.144 | 378.06 | 20.02 | 2260.751
20.268 | 370.662 | 20.144 | 2195.347
20.392 | 361.296 | 20.268 | 2127.551
20.516 | 352.243 | 20.392 | 2065.831
20.64 | 344.866 | 20.516 | 2007.673
20.763 | 337.877 | 20.64 | 1948.889
20.887 | 329.357 | 20.763 | 1890.999
21.01 | 321.418 | 20.887 | 1834.954
21.132 | 314.686 | 21.01 | 1779.786
21.255 | 308.644 | 21.132 | 1731.198
21.378 | 304.58 | 21.255 | 1682.278
21.5 | 300.959 | 21.378 | 1635.262
21.622 | 296.859 | 21.5 | 1587.655
21.744 | 291.313 | 21.622 | 1538.36
21.865 | 284.91 | 21.744 | 1489.719
21.987 | 279.342 | 21.865 | 1446.288
22.108 | 275.417 | 21.987 | 1401.409
22.229 | 272.109 | 22.108 | 1361.016
22.349 | 267.476 | 22.229 | 1325.981
22.47 | 262.584 | 22.349 | 1289.662
22.59 | 257.6 | 22.47 | 1251.947
22.71 | 253.031 | 22.59 | 1217.855
22.83 | 248.745 | 22.71 | 1183.758
22.95 | 244.947 | 22.83 | 1151.691
23.07 | 239.56 | 22.95 | 1116.329
23.189 | 235.171 | 23.07 | 1080.339
23.308 | 232.887 | 23.189 | 1047.377
23.427 | 230.419 | 23.308 | 1017.911
23.546 | 225.766 | 23.427 | 989.047
23.664 | 222.298 | 23.546 | 961.03
23.782 | 218.882 | 23.664 | 938.12
23.9 | 215.899 | 23.782 | 910.961
24.018 | 212.901 | 23.9 | 885.361
24.136 | 209.258 | 24.018 | 860.285
24.253 | 206.436 | 24.136 | 834.898
24.37 | 204.689 | 24.253 | 808.532
24.487 | 202.968 | 24.37 | 784.693
24.604 | 200.283 | 24.487 | 765.024
24.72 | 196.449 | 24.604 | 744.079
24.836 | 192.452 | 24.72 | 725.146
24.953 | 188.219 | 24.836 | 702.41
25.068 | 186.214 | 24.953 | 682.613
25.184 | 186.206 | 25.068 | 662.634
25.299 | 185.658 | 25.184 | 643.259
25.415 | 183.053 | 25.299 | 625.68
25.53 | 178.95 | 25.415 | 610.38
25.644 | 176.093 | 25.53 | 597.778
25.759 | 174.42 | 25.644 | 583.581
25.873 | 173.358 | 25.759 | 568.975
25.987 | 171.813 | 25.873 | 554.941
26.101 | 170.003 | 25.987 | 544.594
26.215 | 166.748 | 26.101 | 531.582
26.328 | 164.249 | 26.215 | 516.176
26.441 | 161.364 | 26.328 | 502.968
26.554 | 159.131 | 26.441 | 488.201
26.667 | 158.3 | 26.554 | 474.572
26.78 | 156.791 | 26.667 | 464.139
26.892 | 154.449 | 26.78 | 451.18
27.004 | 152.431 | 26.892 | 437.468
27.116 | 150.477 | 27.004 | 427.807
27.228 | 149.04 | 27.116 | 420.612
27.339 | 149.072 | 27.228 | 410.199
27.45 | 150.131 | 27.339 | 402.869
27.561 | 149.899 | 27.45 | 398.422
27.672 | 148.289 | 27.561 | 386.397
27.782 | 146.516 | 27.672 | 376.556
27.893 | 145.078 | 27.782 | 368.764
28.003 | 142.434 | 27.893 | 360
28.113 | 140.238 | 28.003 | 350.295
28.222 | 138.961 | 28.113 | 344.169
28.332 | 137.131 | 28.222 | 337.732
28.441 | 133.686 | 28.332 | 329.464
28.55 | 131.396 | 28.441 | 321.183
28.658 | 130.507 | 28.55 | 313.555
28.767 | 129.494 | 28.658 | 307.767
28.875 | 129.067 | 28.767 | 303.204
28.983 | 128.757 | 28.875 | 298.097
29.091 | 127.37 | 28.983 | 291.49
29.199 | 126.612 | 29.091 | 285.556
29.306 | 125.689 | 29.199 | 277.948
29.413 | 124.841 | 29.306 | 271.532
29.52 | 123.664 | 29.413 | 268.492
29.627 | 122.681 | 29.52 | 264.907
29.733 | 122.26 | 29.627 | 258.184
29.84 | 122.568 | 29.733 | 254.867
29.946 | 123.695 | 29.84 | 250.306
30.051 | 122.617 | 29.946 | 245.839
30.157 | 120.421 | 30.051 | 242.12
30.262 | 119.406 | 30.157 | 240.349
30.367 | 119.584 | 30.262 | 235.143
30.472 | 118.601 | 30.367 | 230.276
30.577 | 117.861 | 30.472 | 225.708
30.681 | 116.197 | 30.577 | 220.027
30.786 | 116.49 | 30.681 | 215.645
30.89 | 118.846 | 30.786 | 213.203
30.993 | 118.263 | 30.89 | 210.786
30.993 | 118.263 | 30.89 | 210.786
31.097 | 116.153 | 30.993 | 207.593
31.2 | 115.345 | 31.097 | 205.352
31.303 | 114.786 | 31.2 | 201.695
31.406 | 113.155 | 31.303 | 198.523
31.509 | 113.528 | 31.406 | 195.885
31.611 | 113.386 | 31.509 | 193.529
31.714 | 110.999 | 31.611 | 191.845
31.815 | 108.249 | 31.714 | 187.387
31.917 | 107.435 | 31.815 | 158.26
32.019 | 107.792 | 31.917 | 113.821
32.12 | 108.319 | 32.019 | 82.889

## Lustr H50 (hidden)
Selador | Lamp |  | Wattage
Lustr | Lumileds Rebel |  | 104 |  | Note: Owing to the variability of LEDs, output data and color matches should be viewed as approximate
Note: All data taken with room temperature fixture
| Beam Angle | Field Angle
Horizontal | 58.5 | 75
| Accessory Lens | Candela | Field Lumens | Beam Lumens | Lens Efficiency | Efficacy
| H50 | 7680 | 1740 | 930 | 95.13% | 16.7308
| For Field diameter at any distance, multiply distance by |  |  |  | 1.5347
| For Beam diameter at any distance, multiply distance by |  |  |  | 1.1201
| Throw Distance (ft) | 10 | 15 | 20 | 25
| Throw Distance (m) | 3.048 | 4.572 | 6.096 | 7.62
| Field Diameter (ft) | 15.3465 | 23.0198 | 30.6931 | 38.3663
| Field Diameter (m) | 4.6776 | 7.0164 | 9.3553 | 11.6941
| Illuminance (fc) | 76.8 | 34.1333 | 19.2 | 12.288
| Illuminance (lux) | 826.6675 | 367.4078 | 206.6669 | 132.2668
Test Distance | Iso-Illuminance Diagram grid lines
60.6 | 10 | 20 | 30 | 40
| 0.16502 | 0.33003 | 0.49505 | 0.66007
| Beam Angle | Field Angle
Vertical | 13.7 | 28
| For Field diameter at any distance, multiply distance by |  |  |  | 0.49866
| For Beam diameter at any distance, multiply distance by |  |  |  | 0.24026
| Throw Distance (ft) | 10 | 15 | 20 | 25
| Throw Distance (m) | 3.048 | 4.572 | 6.096 | 7.62
| Field Diameter (ft) | 4.9866 | 7.4798 | 9.9731 | 12.4664
| Field Diameter (m) | 1.5199 | 2.2799 | 3.0398 | 3.7998
| Illuminance (fc) | 76.8 | 34.1333 | 19.2 | 12.288
| Illuminance (lux) | 826.6675 | 367.4078 | 206.6669 | 132.2668
| X |  | Y
-36.719 | 0 | -36.826 | 57.56
-36.611 | 0 | -36.719 | 58.194
-36.503 | 0 | -36.611 | 58.223
-36.394 | 192.694 | -36.503 | 58.051
-36.286 | 518.817 | -36.394 | 58.927
-36.176 | 851.197 | -36.286 | 58.501
-36.067 | 1192.666 | -36.176 | 58.364
-35.957 | 1414.848 | -36.067 | 58.762
-35.848 | 1450.38 | -35.957 | 60.327
-35.737 | 1486.55 | -35.848 | 61.772
-35.627 | 1518.758 | -35.737 | 62.044
-35.516 | 1552.601 | -35.627 | 62.557
-35.405 | 1588.44 | -35.516 | 61.67
-35.293 | 1624.658 | -35.405 | 61.38
-35.181 | 1661.317 | -35.293 | 60.261
-35.069 | 1704.864 | -35.181 | 59.495
-34.957 | 1744.41 | -35.069 | 59.662
-34.844 | 1788.89 | -34.957 | 60.442
-34.731 | 1831.223 | -34.844 | 61.215
-34.618 | 1872.683 | -34.731 | 62.388
-34.504 | 1915.971 | -34.618 | 63.719
-34.39 | 1958.181 | -34.504 | 63.862
-34.276 | 1998.36 | -34.39 | 63.601
-34.161 | 2039.753 | -34.276 | 63.976
-34.046 | 2088.034 | -34.161 | 64.944
-33.931 | 2136.563 | -34.046 | 65.541
-33.815 | 2182.577 | -33.931 | 65.044
-33.7 | 2224.276 | -33.815 | 65.732
-33.583 | 2264.446 | -33.7 | 66.479
-33.467 | 2313.089 | -33.583 | 67.708
-33.35 | 2361.772 | -33.467 | 66.722
-33.233 | 2410.718 | -33.35 | 68.1
-33.116 | 2461.171 | -33.233 | 68.984
-32.998 | 2512.731 | -33.116 | 69.829
-32.88 | 2554.42 | -32.998 | 69.932
-32.762 | 2599.901 | -32.88 | 71.114
-32.643 | 2653.068 | -32.762 | 70.514
-32.524 | 2706.169 | -32.643 | 70.485
-32.405 | 2751.07 | -32.524 | 71.241
-32.285 | 2796.311 | -32.405 | 72.773
-32.165 | 2852.436 | -32.285 | 73.606
-32.045 | 2911.62 | -32.165 | 74.184
-31.924 | 2961.666 | -32.045 | 73.922
-31.803 | 3014.242 | -31.924 | 75.14
-31.682 | 3063.606 | -31.803 | 75.887
-31.561 | 3110.25 | -31.682 | 74.765
-31.439 | 3162.206 | -31.561 | 74.321
-31.317 | 3222.129 | -31.439 | 75.637
-31.194 | 3276.633 | -31.317 | 76.49
-31.071 | 3329.677 | -31.194 | 76.553
-30.948 | 3376.949 | -31.071 | 77.035
-30.825 | 3416.911 | -30.948 | 76.558
-30.701 | 3465.073 | -30.825 | 76.501
-30.577 | 3509.365 | -30.701 | 76.236
-30.453 | 3555.707 | -30.577 | 76.946
-30.328 | 3601.998 | -30.453 | 78.091
-30.203 | 3655.527 | -30.328 | 80.104
-30.078 | 3702.966 | -30.203 | 81.694
-29.952 | 3754.687 | -30.078 | 82.487
-29.826 | 3813.867 | -29.952 | 82.724
-29.7 | 3873.474 | -29.826 | 82.757
-29.573 | 3921.573 | -29.7 | 83.536
-29.446 | 3967.699 | -29.573 | 83.85
-29.319 | 4018.715 | -29.446 | 84.533
-29.191 | 4068.063 | -29.319 | 85.665
-29.063 | 4113.223 | -29.191 | 87.693
-28.935 | 4166.008 | -29.063 | 88.578
-28.807 | 4219.955 | -28.935 | 90.411
-28.678 | 4270.341 | -28.807 | 90.524
-28.549 | 4314.151 | -28.678 | 91.276
-28.419 | 4361.306 | -28.549 | 90.607
-28.289 | 4405.377 | -28.419 | 90.855
-28.159 | 4441.562 | -28.289 | 90.027
-28.029 | 4479.718 | -28.159 | 90.934
-27.898 | 4520.723 | -28.029 | 93.339
-27.767 | 4566.069 | -27.898 | 93.301
-27.636 | 4608.373 | -27.767 | 92.8
-27.504 | 4648.1 | -27.636 | 92.276
-27.372 | 4679.958 | -27.504 | 93.239
-27.24 | 4718.6 | -27.372 | 93.228
-27.107 | 4751.785 | -27.24 | 95.385
-26.974 | 4789.384 | -27.107 | 97.634
-26.841 | 4822.343 | -26.974 | 98.564
-26.707 | 4853.695 | -26.841 | 100.044
-26.573 | 4882.853 | -26.707 | 101.592
-26.439 | 4915.949 | -26.573 | 103.261
-26.305 | 4947.117 | -26.439 | 103.11
-26.17 | 4984.604 | -26.305 | 103.482
-26.035 | 5020.668 | -26.17 | 103.955
-25.899 | 5059.9 | -26.035 | 104.815
-25.763 | 5088.251 | -25.899 | 107.685
-25.627 | 5112.382 | -25.763 | 110.459
-25.491 | 5144.545 | -25.627 | 113.624
-25.354 | 5170.427 | -25.491 | 115.77
-25.217 | 5190.297 | -25.354 | 117.698
-25.08 | 5214.299 | -25.217 | 118.622
-24.942 | 5244.387 | -25.08 | 119.235
-24.804 | 5273.078 | -24.942 | 119.895
-24.666 | 5299.359 | -24.804 | 120.073
-24.527 | 5327.555 | -24.666 | 121.078
-24.389 | 5349.277 | -24.527 | 122.576
-24.249 | 5367.844 | -24.389 | 124.239
-24.11 | 5391.603 | -24.249 | 126.363
-23.97 | 5426.18 | -24.11 | 128.103
-23.83 | 5453.003 | -23.97 | 128.943
-23.69 | 5474.479 | -23.83 | 130.295
-23.549 | 5492.028 | -23.69 | 132.031
-23.408 | 5507.394 | -23.549 | 133.976
-23.267 | 5516.642 | -23.408 | 136.104
-23.125 | 5536.336 | -23.267 | 138.656
-22.983 | 5557.283 | -23.125 | 141.725
-22.841 | 5583.994 | -22.983 | 145.137
-22.699 | 5612.99 | -22.841 | 148.456
-22.556 | 5642.194 | -22.699 | 150.988
-22.413 | 5672.083 | -22.556 | 153.816
-22.269 | 5702.748 | -22.413 | 155.365
-22.126 | 5738.185 | -22.269 | 157.499
-21.982 | 5761.523 | -22.126 | 159.857
-21.837 | 5780.215 | -21.982 | 163.052
-21.693 | 5800.217 | -21.837 | 166.628
-21.548 | 5825.964 | -21.693 | 170.958
-21.403 | 5852.836 | -21.548 | 174.515
-21.258 | 5864.872 | -21.403 | 177.422
-21.112 | 5884.834 | -21.258 | 180.895
-20.966 | 5911.613 | -21.112 | 184.904
-20.82 | 5939.412 | -20.966 | 187.806
-20.673 | 5962.985 | -20.82 | 191.129
-20.526 | 5994.492 | -20.673 | 194.159
-20.379 | 6026.007 | -20.526 | 196.44
-20.232 | 6056.734 | -20.379 | 199.67
-20.084 | 6083.116 | -20.232 | 204.523
-19.936 | 6109.428 | -20.084 | 208.532
-19.788 | 6132.804 | -19.936 | 214.106
-19.639 | 6153.18 | -19.788 | 220.036
-19.49 | 6172.921 | -19.639 | 226.7
-19.341 | 6200.366 | -19.49 | 232.004
-19.192 | 6227.39 | -19.341 | 238.67
-19.042 | 6254.288 | -19.192 | 243.962
-18.892 | 6273.819 | -19.042 | 249.785
-18.742 | 6295.552 | -18.892 | 256.69
-18.592 | 6318.986 | -18.742 | 264.358
-18.441 | 6343.138 | -18.592 | 271.812
-18.29 | 6363.543 | -18.441 | 280.971
-18.139 | 6381.525 | -18.29 | 288.81
-17.988 | 6405.025 | -18.139 | 296.809
-17.836 | 6423.724 | -17.988 | 305.032
-17.684 | 6445.933 | -17.836 | 314.723
-17.532 | 6471.389 | -17.684 | 324.259
-17.379 | 6493.701 | -17.532 | 334.119
-17.226 | 6506.159 | -17.379 | 343.783
-17.073 | 6521.033 | -17.226 | 353.856
-16.92 | 6539.337 | -17.073 | 365.156
-16.766 | 6559.184 | -16.92 | 376.856
-16.613 | 6582.961 | -16.766 | 388.547
-16.459 | 6618.685 | -16.613 | 401.107
-16.304 | 6649.714 | -16.459 | 414.636
-16.15 | 6670.752 | -16.304 | 425.701
-15.995 | 6696.747 | -16.15 | 438.441
-15.84 | 6726.799 | -15.995 | 452.44
-15.685 | 6748.756 | -15.84 | 467.565
-15.529 | 6769.852 | -15.685 | 484.336
-15.374 | 6792.867 | -15.529 | 501.501
-15.218 | 6819.256 | -15.374 | 520.611
-15.062 | 6852.449 | -15.218 | 541.99
-14.905 | 6876.908 | -15.062 | 563.429
-14.749 | 6890.756 | -14.905 | 585.826
-14.592 | 6907.024 | -14.749 | 607.53
-14.435 | 6927.148 | -14.592 | 631.187
-14.277 | 6961.073 | -14.435 | 655.685
-14.12 | 6985.646 | -14.277 | 679.139
-13.962 | 7015.857 | -14.12 | 705.498
-13.804 | 7036.324 | -13.962 | 733.964
-13.646 | 7049.507 | -13.804 | 763.763
-13.488 | 7068.695 | -13.646 | 793.886
-13.329 | 7094.796 | -13.488 | 824.618
-13.17 | 7107.73 | -13.329 | 857.674
-13.011 | 7122.248 | -13.17 | 891.858
-12.852 | 7134.848 | -13.011 | 925.702
-12.693 | 7143.923 | -12.852 | 962.195
-12.533 | 7154.614 | -12.693 | 1002.236
-12.373 | 7169.902 | -12.533 | 1041.355
-12.213 | 7182.347 | -12.373 | 1086.509
-12.053 | 7183.714 | -12.213 | 1134.28
-11.893 | 7193.631 | -12.053 | 1185.078
-11.732 | 7207.742 | -11.893 | 1232.182
-11.572 | 7207.972 | -11.732 | 1282.111
-11.411 | 7217.436 | -11.572 | 1331.03
-11.249 | 7238.84 | -11.411 | 1382.765
-11.088 | 7248.706 | -11.249 | 1438.041
-10.927 | 7251.527 | -11.088 | 1494.734
-10.765 | 7252.005 | -10.927 | 1556.519
-10.603 | 7257.722 | -10.765 | 1621.608
-10.441 | 7261.632 | -10.603 | 1689.592
-10.279 | 7266.095 | -10.441 | 1757.04
-10.117 | 7279.632 | -10.279 | 1825.024
-9.954 | 7293.024 | -10.117 | 1892.048
-9.791 | 7300.69 | -9.954 | 1965.744
-9.629 | 7316.776 | -9.791 | 2042.173
-9.466 | 7332.992 | -9.629 | 2120.816
-9.303 | 7346.481 | -9.466 | 2200.2
-9.139 | 7364.785 | -9.303 | 2286.122
-8.976 | 7379.644 | -9.139 | 2371.228
-8.812 | 7385.577 | -8.976 | 2465.076
-8.649 | 7401.123 | -8.812 | 2556.697
-8.485 | 7407.591 | -8.649 | 2653.06
-8.321 | 7409.683 | -8.485 | 2748.335
-8.156 | 7418.338 | -8.321 | 2847.391
-7.992 | 7433.187 | -8.156 | 2948.223
-7.828 | 7439.612 | -7.992 | 3049.473
-7.663 | 7458.141 | -7.828 | 3155.523
-7.499 | 7484.272 | -7.663 | 3263.541
-7.334 | 7501.411 | -7.499 | 3367.482
-7.169 | 7511.364 | -7.334 | 3478.19
-7.004 | 7524.607 | -7.169 | 3596.827
-6.839 | 7528.288 | -7.004 | 3715.982
-6.673 | 7527.355 | -6.839 | 3839.336
-6.508 | 7539.611 | -6.673 | 3965.329
-6.342 | 7556.7 | -6.508 | 4086.747
-6.177 | 7572.94 | -6.342 | 4208.617
-6.011 | 7580.165 | -6.177 | 4329.969
-5.845 | 7584.251 | -6.011 | 4450.202
-5.679 | 7585.226 | -5.845 | 4565.294
-5.513 | 7592.834 | -5.679 | 4686.766
-5.347 | 7599.526 | -5.513 | 4805.146
-5.181 | 7604.335 | -5.347 | 4924.397
-5.015 | 7609.492 | -5.181 | 5042.45
-4.849 | 7622.172 | -5.015 | 5170.168
-4.682 | 7630.932 | -4.849 | 5287.469
-4.516 | 7644.561 | -4.682 | 5400.201
-4.349 | 7656.309 | -4.516 | 5521.873
-4.182 | 7656.753 | -4.349 | 5652.91
-4.016 | 7653.026 | -4.182 | 5773.555
-3.849 | 7658.097 | -4.016 | 5896.352
-3.682 | 7660.398 | -3.849 | 6017.685
-3.515 | 7661.81 | -3.682 | 6137.378
-3.348 | 7673.533 | -3.515 | 6248.044
-3.181 | 7681.959 | -3.348 | 6360.166
-3.014 | 7686.203 | -3.181 | 6468.608
-2.847 | 7696.154 | -3.014 | 6573.611
-2.68 | 7692.488 | -2.847 | 6679.42
-2.512 | 7685.112 | -2.68 | 6769.558
-2.345 | 7678.766 | -2.512 | 6863.135
-2.178 | 7672.13 | -2.345 | 6952.775
-2.01 | 7666.316 | -2.178 | 7027.269
-1.843 | 7656.12 | -2.01 | 7099.667
-1.675 | 7650.987 | -1.843 | 7168.62
-1.508 | 7647.56 | -1.675 | 7241.806
-1.34 | 7653.37 | -1.508 | 7289.611
-1.173 | 7649.619 | -1.34 | 7337.976
-1.005 | 7631.171 | -1.173 | 7383.325
-0.838 | 7597.448 | -1.005 | 7430.881
-0.67 | 7582.283 | -0.838 | 7468.786
-0.503 | 7574.054 | -0.67 | 7516.265
-0.335 | 7573.53 | -0.503 | 7545.217
-0.168 | 7573.465 | -0.335 | 7568.392
0 | 7572.088 | -0.168 | 7569.155
0.168 | 7565.089 | 0 | 7572.088
0.335 | 7558.586 | 0.168 | 7556.432
0.503 | 7553.593 | 0.335 | 7551.434
0.67 | 7557.453 | 0.503 | 7530.291
0.838 | 7558.74 | 0.67 | 7514.458
1.005 | 7550.336 | 0.838 | 7502.486
1.173 | 7534.382 | 1.005 | 7484.056
1.34 | 7537.282 | 1.173 | 7451.707
1.508 | 7532.03 | 1.34 | 7410.834
1.675 | 7534.488 | 1.508 | 7352.124
1.843 | 7535.16 | 1.675 | 7285.527
2.01 | 7537.25 | 1.843 | 7208.695
2.178 | 7535.893 | 2.01 | 7143.582
2.345 | 7536.349 | 2.178 | 7067.275
2.512 | 7536.696 | 2.345 | 6975.21
2.68 | 7528.831 | 2.512 | 6876.536
2.847 | 7514.709 | 2.68 | 6781.473
3.014 | 7502.504 | 2.847 | 6674.792
3.181 | 7494.466 | 3.014 | 6579.13
3.348 | 7477.037 | 3.181 | 6467.568
3.515 | 7455.387 | 3.348 | 6364.876
3.682 | 7440 | 3.515 | 6257.223
3.849 | 7427.187 | 3.682 | 6149.025
4.016 | 7427.23 | 3.849 | 6022.915
4.182 | 7434.838 | 4.016 | 5908.657
4.349 | 7433.831 | 4.182 | 5784.351
4.516 | 7420.679 | 4.349 | 5656.897
4.682 | 7418.262 | 4.516 | 5539.274
4.849 | 7410.964 | 4.682 | 5412.615
5.015 | 7402.371 | 4.849 | 5283.892
5.181 | 7389.907 | 5.015 | 5154.042
5.347 | 7383.135 | 5.181 | 5030.942
5.513 | 7370.157 | 5.347 | 4908.78
5.679 | 7352.026 | 5.513 | 4788.905
5.845 | 7336.316 | 5.679 | 4669.213
6.011 | 7322.439 | 5.845 | 4553.651
6.177 | 7313.501 | 6.011 | 4439.295
6.342 | 7305.718 | 6.177 | 4317.846
6.508 | 7304.676 | 6.342 | 4200.776
6.673 | 7299.291 | 6.508 | 4077.306
6.839 | 7277.704 | 6.673 | 3958.222
7.004 | 7247.082 | 6.839 | 3836.721
7.169 | 7208.991 | 7.004 | 3721.91
7.334 | 7173.205 | 7.169 | 3606.48
7.499 | 7156.141 | 7.334 | 3490.71
7.663 | 7151.868 | 7.499 | 3375.091
7.828 | 7137.993 | 7.663 | 3262.207
7.992 | 7116.652 | 7.828 | 3149.987
8.156 | 7091.832 | 7.992 | 3039.648
8.321 | 7064.876 | 8.156 | 2937.279
8.485 | 7054.975 | 8.321 | 2841.232
8.649 | 7047.31 | 8.485 | 2740.962
8.812 | 7035.491 | 8.649 | 2641.938
8.976 | 7025.281 | 8.812 | 2553.46
9.139 | 7014.122 | 8.976 | 2460.663
9.303 | 6995.41 | 9.139 | 2371.893
9.466 | 6989.564 | 9.303 | 2291.311
9.629 | 6989.135 | 9.466 | 2212.829
9.791 | 6982.857 | 9.629 | 2137.529
9.954 | 6969.658 | 9.791 | 2059.972
10.117 | 6957.238 | 9.954 | 1986.446
10.279 | 6941.133 | 10.117 | 1912.229
10.441 | 6927.459 | 10.279 | 1840.138
10.603 | 6914.54 | 10.441 | 1770.614
10.765 | 6901.941 | 10.603 | 1708.301
10.927 | 6889.304 | 10.765 | 1645.984
11.088 | 6878.477 | 10.927 | 1582.148
11.249 | 6874.337 | 11.088 | 1518.991
11.411 | 6871.98 | 11.249 | 1459.526
11.572 | 6862.284 | 11.411 | 1403.686
11.732 | 6848.56 | 11.572 | 1350.226
11.893 | 6837.432 | 11.732 | 1301.401
12.053 | 6816.316 | 11.893 | 1249.075
12.213 | 6793.3 | 12.053 | 1201.337
12.373 | 6776.954 | 12.213 | 1157.341
12.533 | 6763.833 | 12.373 | 1117.348
12.693 | 6756.992 | 12.533 | 1073.87
12.852 | 6746.148 | 12.693 | 1035.683
13.011 | 6729.751 | 12.852 | 994.771
13.17 | 6713.718 | 13.011 | 957.812
13.329 | 6696.07 | 13.17 | 919.912
13.488 | 6676.404 | 13.329 | 887.13
13.646 | 6657.598 | 13.488 | 854.154
13.804 | 6641.896 | 13.646 | 824.465
13.962 | 6625.07 | 13.804 | 795.494
14.12 | 6600.861 | 13.962 | 769.218
14.277 | 6578.689 | 14.12 | 740.537
14.435 | 6561.281 | 14.277 | 712.348
14.592 | 6537.947 | 14.435 | 684.157
14.749 | 6511.604 | 14.592 | 658.764
14.905 | 6488.797 | 14.749 | 634.439
15.062 | 6472.538 | 14.905 | 611.145
15.218 | 6450.507 | 15.062 | 589.18
15.374 | 6429.046 | 15.218 | 569.684
15.529 | 6409.124 | 15.374 | 551.936
15.685 | 6386.975 | 15.529 | 532.517
15.84 | 6367.484 | 15.685 | 513.82
15.995 | 6357.173 | 15.84 | 494.475
16.15 | 6345.952 | 15.995 | 475.916
16.304 | 6331.62 | 16.15 | 457.044
16.459 | 6315.987 | 16.304 | 440.964
16.613 | 6300.883 | 16.459 | 426.03
16.766 | 6278.119 | 16.613 | 412.721
16.92 | 6259.908 | 16.766 | 398.967
17.073 | 6240.745 | 16.92 | 388.333
17.226 | 6218.634 | 17.073 | 376.554
17.379 | 6194.805 | 17.226 | 366.427
17.532 | 6169.722 | 17.379 | 355.952
17.684 | 6136.19 | 17.532 | 345.559
17.836 | 6100.82 | 17.684 | 334.334
17.988 | 6073.59 | 17.836 | 326.243
18.139 | 6058.838 | 17.988 | 316.123
18.29 | 6048.127 | 18.139 | 304.704
18.441 | 6031.127 | 18.29 | 293.384
18.592 | 6013.377 | 18.441 | 283.462
18.742 | 5994.116 | 18.592 | 273.978
18.892 | 5961.263 | 18.742 | 265.4
19.042 | 5931.596 | 18.892 | 257.867
19.192 | 5902.346 | 19.042 | 250.208
19.341 | 5876.314 | 19.192 | 243.091
19.49 | 5842.382 | 19.341 | 236.721
19.639 | 5814.719 | 19.49 | 231.51
19.788 | 5795.951 | 19.639 | 225.416
19.936 | 5783.862 | 19.788 | 219.765
20.084 | 5771.897 | 19.936 | 214.446
20.232 | 5757.184 | 20.084 | 210.031
20.379 | 5741.616 | 20.232 | 205.274
20.526 | 5721.794 | 20.379 | 200.446
20.673 | 5699.954 | 20.526 | 194.241
20.82 | 5677.644 | 20.673 | 188.506
20.966 | 5652.823 | 20.82 | 184.238
21.112 | 5629.061 | 20.966 | 180.964
21.258 | 5612.387 | 21.112 | 177.486
21.403 | 5594.771 | 21.258 | 174.454
21.548 | 5567.197 | 21.403 | 171.242
21.693 | 5540.249 | 21.548 | 166.75
21.837 | 5516.118 | 21.693 | 161.48
21.982 | 5494.475 | 21.837 | 157.145
22.126 | 5471.173 | 21.982 | 153.351
22.269 | 5450.138 | 22.126 | 151.121
22.413 | 5433.509 | 22.269 | 148.902
22.556 | 5417.383 | 22.413 | 145.646
22.699 | 5402.243 | 22.556 | 141.94
22.841 | 5388.938 | 22.699 | 138.572
22.983 | 5369.837 | 22.841 | 136.193
23.125 | 5346.409 | 22.983 | 134.572
23.267 | 5320.528 | 23.125 | 132.119
23.408 | 5288.589 | 23.267 | 129.019
23.549 | 5253.929 | 23.408 | 127.045
23.69 | 5224.975 | 23.549 | 125.743
23.83 | 5195.339 | 23.69 | 124.433
23.97 | 5165.974 | 23.83 | 123.484
24.11 | 5136.635 | 23.97 | 121.691
24.249 | 5113.379 | 24.11 | 118.698
24.389 | 5094.347 | 24.249 | 115.587
24.527 | 5070.88 | 24.389 | 113.801
24.666 | 5039.573 | 24.527 | 111.428
24.804 | 4999.315 | 24.666 | 108.84
24.942 | 4962.46 | 24.804 | 106.083
25.08 | 4925.85 | 24.942 | 103.46
25.217 | 4890.503 | 25.08 | 101.63
25.354 | 4860.383 | 25.217 | 100.194
25.491 | 4831.908 | 25.354 | 99.693
25.627 | 4799.986 | 25.491 | 98.625
25.763 | 4770.066 | 25.627 | 96.96
25.899 | 4742.764 | 25.763 | 95.721
26.035 | 4708.584 | 25.899 | 94.655
26.17 | 4677.294 | 26.035 | 93.529
26.305 | 4649.943 | 26.17 | 93.516
26.439 | 4619.125 | 26.305 | 92.901
26.573 | 4586.644 | 26.439 | 91.496
26.707 | 4551.136 | 26.573 | 89.265
26.841 | 4521.841 | 26.707 | 88.365
26.974 | 4489.252 | 26.841 | 86.002
27.107 | 4451.651 | 26.974 | 85.376
27.24 | 4415.145 | 27.107 | 84.212
27.372 | 4377.781 | 27.24 | 82.719
27.504 | 4337.312 | 27.372 | 80.946
27.636 | 4298.602 | 27.504 | 80.401
27.767 | 4254.036 | 27.636 | 78.174
27.898 | 4208.893 | 27.767 | 76.636
28.029 | 4165.494 | 27.898 | 75.333
28.159 | 4117.402 | 28.029 | 74.376
28.289 | 4064.428 | 28.159 | 73.988
28.419 | 4020.211 | 28.289 | 74.094
28.549 | 3978.852 | 28.419 | 71.821
28.678 | 3933.747 | 28.549 | 70.586
28.807 | 3886.841 | 28.678 | 69.231
28.935 | 3841.034 | 28.807 | 67.277
29.063 | 3790.251 | 28.935 | 66.236
29.191 | 3738.904 | 29.063 | 67.187
29.319 | 3686.165 | 29.191 | 68.033
29.446 | 3630.963 | 29.319 | 67.095
29.573 | 3576.33 | 29.446 | 66.065
29.7 | 3525.491 | 29.573 | 66.542
29.826 | 3476.499 | 29.7 | 66.047
29.952 | 3428.276 | 29.826 | 65
30.078 | 3385.363 | 29.952 | 65.363
30.203 | 3340.151 | 30.078 | 64.566
30.328 | 3288.839 | 30.203 | 63.851
30.453 | 3237.322 | 30.328 | 62.544
30.577 | 3188.634 | 30.453 | 62.96
30.701 | 3136.001 | 30.577 | 60.754
30.825 | 3081.069 | 30.701 | 59.893
30.948 | 3024.172 | 30.825 | 58.936
31.071 | 2969.001 | 30.948 | 58.418
31.194 | 2916.449 | 31.071 | 56.938
31.317 | 2864.041 | 31.194 | 57.31
31.439 | 2811.022 | 31.317 | 57.744
31.561 | 2761.462 | 31.439 | 57.697
31.682 | 2715.404 | 31.561 | 57.802
31.803 | 2669.116 | 31.682 | 58.303
31.924 | 2622.414 | 31.803 | 57.521
32.045 | 2570.996 | 31.924 | 56.301
32.165 | 2522.719 | 32.045 | 56.214
32.285 | 2474.382 | 32.165 | 57.026
32.405 | 2425.454 | 32.285 | 55.695
32.524 | 2374.703 | 32.405 | 54.884
32.643 | 2328.949 | 32.524 | 54.883
32.762 | 2281.955 | 32.643 | 52.139
32.88 | 2232.437 | 32.762 | 51.145
32.998 | 2178.29 | 32.88 | 52.08
33.116 | 2128.236 | 32.998 | 52.226
33.233 | 2078.854 | 33.116 | 50.834
33.35 | 2032.799 | 33.233 | 51.939
33.467 | 1988.59 | 33.35 | 50.986
33.583 | 1946.869 | 33.467 | 50.058
33.7 | 1907.83 | 33.583 | 48.926
33.815 | 1871.015 | 33.7 | 48.732
33.931 | 1831.18 | 33.815 | 47.584
34.046 | 1785.641 | 33.931 | 46.789
34.161 | 1745.892 | 34.046 | 46.848
34.276 | 1713.404 | 34.161 | 47.936
34.39 | 1678.489 | 34.276 | 48.832
34.504 | 1639.806 | 34.39 | 48.597
34.618 | 1602.509 | 34.504 | 48.494
34.731 | 1561.734 | 34.618 | 48.22
34.844 | 1521.696 | 34.731 | 46.655
34.957 | 1486.574 | 34.844 | 45.724
35.069 | 1451.524 | 34.957 | 44.409
35.181 | 1419.027 | 35.069 | 44.798
35.293 | 1389.152 | 35.181 | 44.639
35.405 | 1358.943 | 35.293 | 44.927
35.516 | 1325.641 | 35.405 | 45.6
35.516 | 1325.641 | 35.405 | 45.6
35.627 | 1293.341 | 35.516 | 46.628
35.737 | 1261.039 | 35.627 | 47.137
35.848 | 1229.759 | 35.737 | 45.75
35.957 | 1197.99 | 35.848 | 44.739
36.067 | 1171.285 | 35.957 | 43.152
36.176 | 1144.449 | 36.067 | 43.118
36.286 | 1117.445 | 36.176 | 41.903
36.394 | 1089.478 | 36.286 | 40.749
36.503 | 1060.574 | 36.394 | 34.209
36.611 | 1033.741 | 36.503 | 24.097
36.719 | 1019.307 | 36.611 | 17.364

## Lustre V50 (hidden)
Selador | Lamp |  | Wattage
Lustr | Lumileds Rebel |  | 104 |  | Note: Owing to the variability of LEDs, output data and color matches should be viewed as approximate
Note: All data taken with room temperature fixture
| Beam Angle | Field Angle
Horizontal | 16.2 | 31.3
| Accessory Lens | Candela | Field Lumens | Beam Lumens | Lens Efficiency | Efficacy
| V50 | 6520 | 1730 | 960 | 94.59% | 16.6346
| For Field diameter at any distance, multiply distance by |  |  |  | 0.56029
| For Beam diameter at any distance, multiply distance by |  |  |  | 0.28464
| Throw Distance (ft) | 10 | 15 | 20 | 25
| Throw Distance (m) | 3.048 | 4.572 | 6.096 | 7.62
| Field Diameter (ft) | 5.6029 | 8.4044 | 11.2058 | 14.0073
| Field Diameter (m) | 1.7078 | 2.5617 | 3.4155 | 4.2694
| Illuminance (fc) | 65.2 | 28.9778 | 16.3 | 10.432
| Illuminance (lux) | 701.8063 | 311.9139 | 175.4516 | 112.289
Test Distance | Iso-Illuminance Diagram grid lines
51.2 | 10 | 20 | 30 | 40
| 0.19531 | 0.39062 | 0.58594 | 0.78125
| Beam Angle | Field Angle
Vertical | 59.5 | 76.6
| For Field diameter at any distance, multiply distance by |  |  |  | 1.5795
| For Beam diameter at any distance, multiply distance by |  |  |  | 1.1431
| Throw Distance (ft) | 10 | 15 | 20 | 25
| Throw Distance (m) | 3.048 | 4.572 | 6.096 | 7.62
| Field Diameter (ft) | 15.795 | 23.6926 | 31.5901 | 39.4876
| Field Diameter (m) | 4.8143 | 7.2215 | 9.6287 | 12.0358
| Illuminance (fc) | 65.2 | 28.9778 | 16.3 | 10.432
| Illuminance (lux) | 701.8063 | 311.9139 | 175.4516 | 112.289
| X |  | Y
-41.439 | 0 | -41.55 | 347.589
-41.327 | 0 | -41.439 | 351.981
-41.215 | 0 | -41.327 | 357.855
-41.103 | 5.935 | -41.215 | 364.192
-40.99 | 15.932 | -41.103 | 372.433
-40.877 | 26.696 | -40.99 | 379.863
-40.763 | 36.33 | -40.877 | 388.419
-40.649 | 42.604 | -40.763 | 398.673
-40.535 | 42.202 | -40.649 | 410.012
-40.42 | 42.443 | -40.535 | 419.39
-40.305 | 42.529 | -40.42 | 428.814
-40.189 | 43.608 | -40.305 | 439.556
-40.073 | 44.194 | -40.189 | 449.787
-39.957 | 45.102 | -40.073 | 459.124
-39.84 | 46.594 | -39.957 | 467.342
-39.723 | 47.036 | -39.84 | 477.157
-39.605 | 46.884 | -39.723 | 491.527
-39.487 | 46.763 | -39.605 | 504.623
-39.369 | 45.536 | -39.487 | 518.774
-39.25 | 45.884 | -39.369 | 535.94
-39.131 | 47.061 | -39.25 | 554.858
-39.012 | 47.482 | -39.131 | 568.392
-38.892 | 47.611 | -39.012 | 583.009
-38.771 | 47.484 | -38.892 | 596.211
-38.651 | 48.175 | -38.771 | 609.948
-38.529 | 49.138 | -38.651 | 625.367
-38.408 | 50.23 | -38.529 | 641.46
-38.286 | 50.616 | -38.408 | 659.778
-38.163 | 50.969 | -38.286 | 676.176
-38.04 | 51.318 | -38.163 | 695.934
-37.917 | 51.06 | -38.04 | 714.517
-37.794 | 50.994 | -37.917 | 740.971
-37.67 | 51.009 | -37.794 | 764.641
-37.545 | 51.913 | -37.67 | 785.973
-37.42 | 51.787 | -37.545 | 805.567
-37.295 | 52.863 | -37.42 | 829.482
-37.169 | 54.166 | -37.295 | 850.288
-37.043 | 54.609 | -37.169 | 871.932
-36.916 | 53.706 | -37.043 | 897.096
-36.789 | 54.041 | -36.916 | 922.414
-36.662 | 55.178 | -36.789 | 949.687
-36.534 | 56.199 | -36.662 | 978.755
-36.406 | 55.947 | -36.534 | 1010.677
-36.277 | 55.901 | -36.406 | 1042.78
-36.148 | 55.42 | -36.277 | 1076.369
-36.018 | 55.452 | -36.148 | 1109.71
-35.888 | 55.28 | -36.018 | 1142.45
-35.758 | 56.542 | -35.888 | 1177.476
-35.627 | 57.365 | -35.758 | 1210.328
-35.496 | 57.93 | -35.627 | 1244.514
-35.364 | 57.845 | -35.496 | 1275.432
-35.232 | 57.883 | -35.364 | 1309.669
-35.099 | 57.87 | -35.232 | 1343.575
-34.966 | 57.954 | -35.099 | 1378.381
-34.833 | 58.11 | -34.966 | 1414.414
-34.699 | 59.375 | -34.833 | 1455.517
-34.565 | 59.905 | -34.699 | 1497.723
-34.43 | 60.286 | -34.565 | 1537.982
-34.295 | 60.281 | -34.43 | 1582.45
-34.159 | 60.512 | -34.295 | 1626.991
-34.023 | 60.622 | -34.159 | 1674.044
-33.887 | 61.905 | -34.023 | 1720.88
-33.75 | 62.777 | -33.887 | 1771.26
-33.613 | 62.942 | -33.75 | 1816.178
-33.475 | 62.827 | -33.613 | 1864.482
-33.337 | 62.896 | -33.475 | 1908.411
-33.198 | 62.964 | -33.337 | 1953.694
-33.059 | 63.259 | -33.198 | 2001.55
-32.919 | 64.822 | -33.059 | 2057.827
-32.779 | 66.324 | -32.919 | 2109.458
-32.639 | 67.812 | -32.779 | 2158.453
-32.498 | 68.12 | -32.639 | 2209.008
-32.357 | 68.87 | -32.498 | 2258.84
-32.215 | 69.657 | -32.357 | 2309.271
-32.073 | 70.326 | -32.215 | 2361.601
-31.93 | 71.361 | -32.073 | 2415.471
-31.787 | 72.364 | -31.93 | 2471.21
-31.643 | 73.073 | -31.787 | 2527.741
-31.499 | 72.346 | -31.643 | 2586.096
-31.355 | 71.926 | -31.499 | 2633.636
-31.21 | 72.239 | -31.355 | 2679.786
-31.065 | 72.742 | -31.21 | 2729.459
-30.919 | 73.835 | -31.065 | 2783.12
-30.773 | 74.641 | -30.919 | 2835.735
-30.626 | 75.082 | -30.773 | 2892.484
-30.479 | 75.56 | -30.626 | 2949.643
-30.331 | 78.29 | -30.479 | 3003.26
-30.183 | 79.58 | -30.331 | 3054.571
-30.035 | 80.195 | -30.183 | 3105.898
-29.886 | 80.969 | -30.035 | 3155.809
-29.737 | 82.988 | -29.886 | 3211.641
-29.587 | 82.761 | -29.737 | 3268.76
-29.437 | 83.553 | -29.587 | 3322.245
-29.286 | 84.235 | -29.437 | 3375.886
-29.135 | 85.597 | -29.286 | 3427.635
-28.983 | 86.144 | -29.135 | 3477.338
-28.831 | 87.485 | -28.983 | 3518.778
-28.679 | 88.992 | -28.831 | 3559.479
-28.526 | 90.823 | -28.679 | 3603.826
-28.373 | 91.573 | -28.526 | 3650.427
-28.219 | 92.493 | -28.373 | 3694.026
-28.065 | 93.717 | -28.219 | 3735.978
-27.91 | 95.514 | -28.065 | 3781.603
-27.755 | 97.742 | -27.91 | 3825.599
-27.599 | 99.951 | -27.755 | 3865.874
-27.443 | 101.371 | -27.599 | 3906.607
-27.287 | 102.397 | -27.443 | 3947.621
-27.13 | 104.558 | -27.287 | 3985.658
-26.973 | 106.643 | -27.13 | 4021.692
-26.815 | 107.293 | -26.973 | 4061.177
-26.657 | 109.406 | -26.815 | 4100.555
-26.498 | 111.239 | -26.657 | 4139.679
-26.339 | 113.075 | -26.498 | 4174.991
-26.179 | 115.027 | -26.339 | 4207.081
-26.019 | 117.647 | -26.179 | 4237.367
-25.859 | 119.638 | -26.019 | 4264.779
-25.698 | 121.87 | -25.859 | 4291.198
-25.537 | 123.06 | -25.698 | 4318.124
-25.375 | 125.225 | -25.537 | 4344.841
-25.213 | 129.132 | -25.375 | 4372.753
-25.05 | 131.996 | -25.213 | 4398.258
-24.887 | 134.424 | -25.05 | 4423.463
-24.724 | 136.224 | -24.887 | 4452.998
-24.56 | 139.242 | -24.724 | 4479.878
-24.396 | 141.561 | -24.56 | 4502.045
-24.231 | 144.536 | -24.396 | 4523.327
-24.066 | 149.166 | -24.231 | 4540.194
-23.9 | 154.762 | -24.066 | 4556.634
-23.734 | 158.513 | -23.9 | 4575.8
-23.568 | 161.451 | -23.734 | 4592.533
-23.401 | 165.688 | -23.568 | 4609.007
-23.234 | 170.189 | -23.401 | 4632.093
-23.066 | 175.106 | -23.234 | 4649.493
-22.898 | 180.228 | -23.066 | 4666.984
-22.729 | 185.861 | -22.898 | 4685.684
-22.56 | 190.755 | -22.729 | 4708.423
-22.391 | 195.24 | -22.56 | 4737.138
-22.221 | 200.406 | -22.391 | 4764.286
-22.051 | 206.143 | -22.221 | 4786.011
-21.88 | 211.353 | -22.051 | 4805.881
-21.709 | 217.165 | -21.88 | 4828.729
-21.538 | 224.507 | -21.709 | 4848.628
-21.366 | 231.665 | -21.538 | 4871.738
-21.194 | 238.71 | -21.366 | 4888.895
-21.021 | 246.286 | -21.194 | 4906.53
-20.848 | 254.735 | -21.021 | 4930.834
-20.675 | 261.93 | -20.848 | 4946.399
-20.501 | 268.851 | -20.675 | 4965.408
-20.327 | 277.325 | -20.501 | 4983.936
-20.152 | 286.946 | -20.327 | 5001.667
-19.977 | 297.704 | -20.152 | 5016.92
-19.802 | 309.444 | -19.977 | 5039.257
-19.626 | 322.412 | -19.802 | 5060.69
-19.45 | 336.005 | -19.626 | 5081.245
-19.273 | 350.473 | -19.45 | 5105.774
-19.096 | 364.979 | -19.273 | 5132.932
-18.919 | 379.51 | -19.096 | 5158.158
-18.741 | 394.666 | -18.919 | 5184.76
-18.563 | 411.956 | -18.741 | 5208.63
-18.385 | 428.72 | -18.563 | 5231.058
-18.206 | 445.606 | -18.385 | 5245.914
-18.027 | 463.6 | -18.206 | 5264.933
-17.847 | 483.329 | -18.027 | 5288.375
-17.667 | 503.631 | -17.847 | 5312.074
-17.487 | 522.845 | -17.667 | 5340.288
-17.306 | 545.798 | -17.487 | 5369.48
-17.125 | 571.798 | -17.306 | 5397.452
-16.944 | 597.518 | -17.125 | 5429.006
-16.762 | 625.381 | -16.944 | 5451.59
-16.58 | 654.699 | -16.762 | 5474.958
-16.398 | 685.157 | -16.58 | 5502.448
-16.215 | 715.124 | -16.398 | 5526.223
-16.032 | 746.452 | -16.215 | 5548.122
-15.849 | 777.579 | -16.032 | 5572.403
-15.665 | 813.127 | -15.849 | 5590.552
-15.481 | 849.221 | -15.665 | 5611.067
-15.296 | 888.51 | -15.481 | 5634.097
-15.112 | 929.656 | -15.296 | 5660.433
-14.927 | 971.457 | -15.112 | 5685.469
-14.741 | 1014.253 | -14.927 | 5715.177
-14.556 | 1058.602 | -14.741 | 5739.274
-14.37 | 1104.998 | -14.556 | 5760.163
-14.183 | 1151.675 | -14.37 | 5779.66
-13.997 | 1200.752 | -14.183 | 5802.616
-13.81 | 1252.554 | -13.997 | 5817.301
-13.623 | 1304.635 | -13.81 | 5836.146
-13.435 | 1362.239 | -13.623 | 5851.808
-13.247 | 1423.277 | -13.435 | 5868.955
-13.059 | 1485.828 | -13.247 | 5887.187
-12.871 | 1549.538 | -13.059 | 5910.54
-12.682 | 1615.475 | -12.871 | 5933.385
-12.493 | 1684.741 | -12.682 | 5950.767
-12.304 | 1752.769 | -12.493 | 5971.575
-12.115 | 1821.469 | -12.304 | 5993.429
-11.925 | 1895.204 | -12.115 | 6010.761
-11.735 | 1974.192 | -11.925 | 6025.512
-11.544 | 2053.094 | -11.735 | 6039.807
-11.354 | 2134.284 | -11.544 | 6053.107
-11.163 | 2217.868 | -11.354 | 6071.765
-10.972 | 2304.011 | -11.163 | 6091.23
-10.781 | 2392.692 | -10.972 | 6109.88
-10.589 | 2483.833 | -10.781 | 6122.579
-10.397 | 2575.481 | -10.589 | 6141.219
-10.205 | 2670.334 | -10.397 | 6155.475
-10.013 | 2761.968 | -10.205 | 6170.211
-9.821 | 2856.321 | -10.013 | 6182.823
-9.628 | 2955.028 | -9.821 | 6195.265
-9.435 | 3059.309 | -9.628 | 6205.52
-9.242 | 3162.103 | -9.435 | 6214.639
-9.049 | 3271.379 | -9.242 | 6222.295
-8.855 | 3382.464 | -9.049 | 6238.847
-8.661 | 3491.399 | -8.855 | 6249.312
-8.467 | 3602.369 | -8.661 | 6261.341
-8.273 | 3714.031 | -8.467 | 6275.958
-8.079 | 3823.502 | -8.273 | 6285.833
-7.884 | 3930.911 | -8.079 | 6294.424
-7.69 | 4044.81 | -7.884 | 6305.636
-7.495 | 4153.702 | -7.69 | 6312.077
-7.3 | 4262.008 | -7.495 | 6315.862
-7.104 | 4364.712 | -7.3 | 6309.392
-6.909 | 4472.239 | -7.104 | 6306.609
-6.713 | 4582.281 | -6.909 | 6313.404
-6.518 | 4691.757 | -6.713 | 6313.806
-6.322 | 4801.474 | -6.518 | 6311.183
-6.126 | 4906.565 | -6.322 | 6310.978
-5.93 | 5008.27 | -6.126 | 6312.009
-5.733 | 5113.283 | -5.93 | 6307.775
-5.537 | 5214.096 | -5.733 | 6309.817
-5.34 | 5317.512 | -5.537 | 6305.31
-5.144 | 5425.344 | -5.34 | 6315.917
-4.947 | 5524.004 | -5.144 | 6332.362
-4.75 | 5610.447 | -4.947 | 6349.713
-4.553 | 5701.86 | -4.75 | 6364.13
-4.356 | 5787.695 | -4.553 | 6371.878
-4.158 | 5865.038 | -4.356 | 6375.578
-3.961 | 5945.96 | -4.158 | 6382.256
-3.763 | 6019.982 | -3.961 | 6386.63
-3.566 | 6101.412 | -3.763 | 6390.814
-3.368 | 6171.662 | -3.566 | 6395.784
-3.171 | 6234.228 | -3.368 | 6399.541
-2.973 | 6283.508 | -3.171 | 6409.403
-2.775 | 6327.307 | -2.973 | 6418.535
-2.577 | 6364.198 | -2.775 | 6423.692
-2.379 | 6405.08 | -2.577 | 6423.896
-2.181 | 6432.165 | -2.379 | 6421.055
-1.983 | 6455.837 | -2.181 | 6408.778
-1.785 | 6476.911 | -1.983 | 6410.157
-1.586 | 6501.255 | -1.785 | 6407.755
-1.388 | 6513.502 | -1.586 | 6402.422
-1.19 | 6504.882 | -1.388 | 6407.098
-0.992 | 6484.725 | -1.19 | 6412.337
-0.793 | 6480.518 | -0.992 | 6418.26
-0.595 | 6478.547 | -0.793 | 6426.145
-0.397 | 6470.911 | -0.595 | 6430.537
-0.198 | 6459.156 | -0.397 | 6432.525
0 | 6436.321 | -0.198 | 6431.614
0.198 | 6396.266 | 0 | 6436.321
0.397 | 6352.689 | 0.198 | 6424.856
0.595 | 6312.398 | 0.397 | 6416.281
0.793 | 6269.718 | 0.595 | 6403.233
0.992 | 6224.63 | 0.793 | 6400.921
1.19 | 6173.001 | 0.992 | 6407.037
1.388 | 6122.646 | 1.19 | 6419.314
1.586 | 6072.93 | 1.388 | 6434.556
1.785 | 6011.979 | 1.586 | 6449.189
1.983 | 5941.877 | 1.785 | 6446.181
2.181 | 5868.086 | 1.983 | 6442.553
2.379 | 5790.432 | 2.181 | 6439.301
2.577 | 5707.137 | 2.379 | 6436.707
2.775 | 5618.209 | 2.577 | 6433.181
2.973 | 5526.37 | 2.775 | 6419.701
3.171 | 5433.264 | 2.973 | 6408.081
3.368 | 5336.462 | 3.171 | 6399.887
3.566 | 5240.595 | 3.368 | 6398.838
3.763 | 5141.61 | 3.566 | 6391.19
3.961 | 5031.738 | 3.763 | 6384.026
4.158 | 4921.776 | 3.961 | 6376.17
4.356 | 4812.7 | 4.158 | 6370.665
4.553 | 4700 | 4.356 | 6368.938
4.75 | 4588.443 | 4.553 | 6366.005
4.947 | 4485.128 | 4.75 | 6360.288
5.144 | 4385.223 | 4.947 | 6351.602
5.34 | 4274.285 | 5.144 | 6344.968
5.537 | 4163.947 | 5.34 | 6341.588
5.733 | 4050.297 | 5.537 | 6342.26
5.93 | 3939.594 | 5.733 | 6340.449
6.126 | 3823.936 | 5.93 | 6341.019
6.322 | 3714.089 | 6.126 | 6341.053
6.518 | 3606.308 | 6.322 | 6334.143
6.713 | 3499.286 | 6.518 | 6325.854
6.909 | 3392.862 | 6.713 | 6323.736
7.104 | 3285.502 | 6.909 | 6327.919
7.3 | 3183.786 | 7.104 | 6327.906
7.495 | 3083.932 | 7.3 | 6323.682
7.69 | 2986.671 | 7.495 | 6315.793
7.884 | 2891.726 | 7.69 | 6302.717
8.079 | 2795.027 | 7.884 | 6295.31
8.273 | 2700.618 | 8.079 | 6280.581
8.467 | 2603.517 | 8.273 | 6265.218
8.661 | 2506.828 | 8.467 | 6254.063
8.855 | 2411.45 | 8.661 | 6243.459
9.049 | 2325.345 | 8.855 | 6232.223
9.242 | 2239.773 | 9.049 | 6224.605
9.435 | 2154.281 | 9.242 | 6208.169
9.628 | 2071.259 | 9.435 | 6186.565
9.821 | 1993.786 | 9.628 | 6166.982
10.013 | 1917.368 | 9.821 | 6153.922
10.205 | 1845.582 | 10.013 | 6148.062
10.397 | 1776.33 | 10.205 | 6138.868
10.589 | 1707.184 | 10.397 | 6132.899
10.781 | 1639.246 | 10.589 | 6118.727
10.972 | 1574.502 | 10.781 | 6097.834
11.163 | 1511.828 | 10.972 | 6079.195
11.354 | 1452.811 | 11.163 | 6063.245
11.544 | 1394.956 | 11.354 | 6043.725
11.735 | 1337.432 | 11.544 | 6022.195
11.925 | 1280.294 | 11.735 | 6008.717
12.115 | 1225.625 | 11.925 | 5996.639
12.304 | 1173.405 | 12.115 | 5983.307
12.493 | 1123.3 | 12.304 | 5971.36
12.682 | 1075.421 | 12.493 | 5955.046
12.871 | 1028.806 | 12.682 | 5939.496
13.059 | 986.584 | 12.871 | 5921.393
13.247 | 946.89 | 13.059 | 5894.553
13.435 | 907.692 | 13.247 | 5872.562
13.623 | 869.283 | 13.435 | 5853.157
13.81 | 831.696 | 13.623 | 5840.626
13.997 | 797.727 | 13.81 | 5823.045
14.183 | 764.245 | 13.997 | 5804.315
14.37 | 730.35 | 14.183 | 5784.807
14.556 | 698.968 | 14.37 | 5762.694
14.741 | 669.628 | 14.556 | 5747.243
14.927 | 642.863 | 14.741 | 5722.771
15.112 | 617.944 | 14.927 | 5698.587
15.296 | 593.508 | 15.112 | 5668.149
15.481 | 569.96 | 15.296 | 5638.921
15.665 | 546.63 | 15.481 | 5598.808
15.849 | 523.592 | 15.665 | 5564.215
16.032 | 501.65 | 15.849 | 5541.083
16.215 | 483.816 | 16.032 | 5522.435
16.398 | 466.439 | 16.215 | 5497.332
16.58 | 449.569 | 16.398 | 5484.786
16.762 | 433.683 | 16.58 | 5472.294
16.944 | 418.129 | 16.762 | 5455.201
17.125 | 403.446 | 16.944 | 5439.465
17.306 | 390.707 | 17.125 | 5427.359
17.487 | 378.287 | 17.306 | 5409
17.667 | 367.276 | 17.487 | 5384.035
17.847 | 356.064 | 17.667 | 5365.758
18.027 | 344.837 | 17.847 | 5343.836
18.206 | 334.722 | 18.027 | 5326.968
18.385 | 325.918 | 18.206 | 5306.701
18.563 | 318.926 | 18.385 | 5287.089
18.741 | 310.866 | 18.563 | 5262.205
18.919 | 301.046 | 18.741 | 5240.112
19.096 | 291.232 | 18.919 | 5216.517
19.273 | 281.423 | 19.096 | 5187.661
19.45 | 271.97 | 19.273 | 5153.936
19.626 | 264.052 | 19.45 | 5131.077
19.802 | 257.633 | 19.626 | 5108.255
19.977 | 250.917 | 19.802 | 5078.078
20.152 | 243.574 | 19.977 | 5051.557
20.327 | 236.51 | 20.152 | 5030.934
20.501 | 229.206 | 20.327 | 5013.675
20.675 | 222.232 | 20.501 | 4989.903
20.848 | 215.87 | 20.675 | 4966.343
21.021 | 209.963 | 20.848 | 4950.564
21.194 | 203.304 | 21.021 | 4936.764
21.366 | 197.632 | 21.194 | 4926.835
21.538 | 191.371 | 21.366 | 4912.932
21.709 | 185.402 | 21.538 | 4893.756
21.88 | 180.233 | 21.709 | 4871.01
22.051 | 176.294 | 21.88 | 4849.813
22.221 | 172.48 | 22.051 | 4826.788
22.391 | 168.793 | 22.221 | 4808.669
22.56 | 165.132 | 22.391 | 4784.342
22.729 | 162.01 | 22.56 | 4763.443
22.898 | 158.075 | 22.729 | 4741.828
23.066 | 153.492 | 22.898 | 4727.635
23.234 | 150 | 23.066 | 4708.35
23.401 | 147.491 | 23.234 | 4691.171
23.568 | 144.318 | 23.401 | 4671.112
23.734 | 141.07 | 23.568 | 4653.391
23.9 | 137.006 | 23.734 | 4629.031
24.066 | 133.67 | 23.9 | 4602.734
24.231 | 131.443 | 24.066 | 4574.106
24.396 | 129.431 | 24.231 | 4547.139
24.56 | 127.493 | 24.396 | 4523.665
24.724 | 126.615 | 24.56 | 4499.241
24.887 | 125.515 | 24.724 | 4476.059
25.05 | 123.774 | 24.887 | 4457.138
25.213 | 122.71 | 25.05 | 4438.605
25.375 | 121.873 | 25.213 | 4407.111
25.537 | 120.189 | 25.375 | 4377.125
25.698 | 118.804 | 25.537 | 4348.937
25.859 | 117.831 | 25.698 | 4322.091
26.019 | 116.759 | 25.859 | 4297.596
26.179 | 113.577 | 26.019 | 4270.462
26.339 | 110.201 | 26.179 | 4237.572
26.498 | 108.315 | 26.339 | 4205.215
26.657 | 107.693 | 26.498 | 4172.611
26.815 | 106.651 | 26.657 | 4136.987
26.973 | 105.96 | 26.815 | 4098.023
27.13 | 105.034 | 26.973 | 4059.792
27.287 | 103.986 | 27.13 | 4025.333
27.443 | 101.91 | 27.287 | 3988.204
27.599 | 99.951 | 27.443 | 3946.218
27.755 | 98.731 | 27.599 | 3905.468
27.91 | 98.337 | 27.755 | 3864.633
28.065 | 98.214 | 27.91 | 3820.537
28.219 | 97.893 | 28.065 | 3777.008
28.373 | 96.977 | 28.219 | 3735.271
28.526 | 95.221 | 28.373 | 3689.943
28.679 | 92.991 | 28.526 | 3644.623
28.831 | 91.062 | 28.679 | 3596.982
28.983 | 89.737 | 28.831 | 3543.392
29.135 | 89.408 | 28.983 | 3487.688
29.286 | 89.642 | 29.135 | 3436.716
29.437 | 89.858 | 29.286 | 3384.222
29.587 | 89.952 | 29.437 | 3331.608
29.737 | 90.047 | 29.587 | 3279.363
29.886 | 89.194 | 29.737 | 3231.083
30.035 | 87.401 | 29.886 | 3179.402
30.183 | 85.82 | 30.035 | 3127.317
30.331 | 84.704 | 30.183 | 3074.428
30.479 | 83.368 | 30.331 | 3020.974
30.626 | 82.419 | 30.479 | 2966.466
30.773 | 81.737 | 30.626 | 2908.781
30.919 | 80.792 | 30.773 | 2850.61
31.065 | 80.309 | 30.919 | 2793.625
31.21 | 80.206 | 31.065 | 2740.689
31.355 | 79.757 | 31.21 | 2684.041
31.499 | 78.458 | 31.355 | 2631.224
31.643 | 78.386 | 31.499 | 2578.109
31.787 | 78.62 | 31.643 | 2521.319
31.93 | 78.745 | 31.787 | 2459.884
32.073 | 78.451 | 31.93 | 2403.52
32.215 | 77.91 | 32.073 | 2352.366
32.357 | 77.028 | 32.215 | 2298.133
32.498 | 75.599 | 32.357 | 2237.815
32.639 | 74.831 | 32.498 | 2184.674
32.779 | 74.213 | 32.639 | 2131.86
32.919 | 74.157 | 32.779 | 2079.538
33.059 | 73.87 | 32.919 | 2031.259
33.198 | 72.984 | 33.059 | 1983.317
33.337 | 71.559 | 33.198 | 1930.331
33.475 | 69.748 | 33.337 | 1877.228
33.613 | 68.85 | 33.475 | 1827.69
33.75 | 68.526 | 33.613 | 1775.302
33.887 | 65.075 | 33.75 | 1728.207
34.023 | 59.136 | 33.887 | 1683.1
34.159 | 52.142 | 34.023 | 1639.917
34.295 | 44.127 | 34.159 | 1596.981
34.43 | 38.499 | 34.295 | 1557.06
34.565 | 36.93 | 34.43 | 1515.58
34.699 | 35.949 | 34.565 | 1475.261
34.833 | 35.566 | 34.699 | 1431.337
34.966 | 34.885 | 34.833 | 1390.241
35.099 | 34.859 | 34.966 | 1347.842
35.232 | 36.337 | 35.099 | 1305.964
35.364 | 38.547 | 35.232 | 1269.57
35.496 | 39.458 | 35.364 | 1236.836
35.627 | 38.602 | 35.496 | 1203.536
35.758 | 37.837 | 35.627 | 1168.936
35.888 | 48.105 | 35.758 | 1137.319
36.018 | 67.918 | 35.888 | 1106.986
36.148 | 83.411 | 36.018 | 1075.979
36.277 | 88.954 | 36.148 | 1044.543
36.406 | 86.716 | 36.277 | 1013.366
36.534 | 72.385 | 36.406 | 983.329
36.662 | 55.386 | 36.534 | 952.121
36.789 | 43.866 | 36.662 | 923.837
36.916 | 36.382 | 36.789 | 897.818
37.043 | 32.258 | 36.916 | 873.309
37.169 | 28.862 | 37.043 | 846.979
37.295 | 26.178 | 37.169 | 820.608
37.42 | 24.7 | 37.295 | 794.73
37.545 | 24.609 | 37.42 | 771.312
37.67 | 24.191 | 37.545 | 750.042
37.794 | 23.659 | 37.67 | 728.462
37.917 | 23.396 | 37.794 | 708.202
38.04 | 23.761 | 37.917 | 688.406
38.163 | 24.379 | 38.04 | 667.599
38.286 | 24.752 | 38.163 | 648.641
38.408 | 24.71 | 38.286 | 631.172
38.529 | 24.218 | 38.408 | 616.165
38.651 | 23.636 | 38.529 | 600.207
38.771 | 22.48 | 38.651 | 584.103
38.892 | 22.082 | 38.771 | 565.611
39.012 | 22.681 | 38.892 | 548.771
39.131 | 22.653 | 39.012 | 531.776
39.25 | 21.235 | 39.131 | 516.61
39.369 | 20.093 | 39.25 | 502.523
39.487 | 20.342 | 39.369 | 487.496
39.605 | 20.475 | 39.487 | 474.291
39.723 | 20.521 | 39.605 | 462.145
39.84 | 20.507 | 39.723 | 451.282
39.957 | 21.09 | 39.84 | 439.555
40.073 | 21.617 | 39.957 | 427.877
40.189 | 21.668 | 40.073 | 416.819
40.189 | 21.668 | 40.073 | 416.819
40.305 | 21.749 | 40.189 | 407.204
40.42 | 21.83 | 40.305 | 397.542
40.535 | 22.708 | 40.42 | 387.528
40.649 | 23.44 | 40.535 | 375.841
40.763 | 23.468 | 40.649 | 364.424
40.877 | 22.314 | 40.763 | 355.324
40.99 | 20.961 | 40.877 | 349.664
41.103 | 19.939 | 40.99 | 340.346
41.215 | 19.695 | 41.103 | 287.842
41.327 | 20.177 | 41.215 | 204.962
41.439 | 20.945 | 41.327 | 145.791

## Lustr H60 (hidden)
Selador | Lamp |  | Wattage
Lustr | Lumileds Rebel |  | 104 |  | Note: Owing to the variability of LEDs, output data and color matches should be viewed as approximate
Note: All data taken with room temperature fixture
| Beam Angle | Field Angle
Horizontal | 52.3 | 71.4
| Accessory Lens | Candela | Field Lumens | Beam Lumens | Lens Efficiency | Efficacy
| H60 | 8430 | 1750 | 950 | 95.68% | 16.8269
| For Field diameter at any distance, multiply distance by |  |  |  | 1.4371
| For Beam diameter at any distance, multiply distance by |  |  |  | 0.98196
| Throw Distance (ft) | 10 | 15 | 20 | 25
| Throw Distance (m) | 3.048 | 4.572 | 6.096 | 7.62
| Field Diameter (ft) | 14.3715 | 21.5572 | 28.7429 | 35.9286
| Field Diameter (m) | 4.3804 | 6.5706 | 8.7608 | 10.9511
| Illuminance (fc) | 84.3 | 37.4667 | 21.075 | 13.488
| Illuminance (lux) | 907.3968 | 403.2875 | 226.8492 | 145.1835
Test Distance | Iso-Illuminance Diagram grid lines
60.6 | 10 | 20 | 30 | 40
| 0.16502 | 0.33003 | 0.49505 | 0.66007
| Beam Angle | Field Angle
Vertical | 13.7 | 27.8
| For Field diameter at any distance, multiply distance by |  |  |  | 0.49495
| For Beam diameter at any distance, multiply distance by |  |  |  | 0.24026
| Throw Distance (ft) | 10 | 15 | 20 | 25
| Throw Distance (m) | 3.048 | 4.572 | 6.096 | 7.62
| Field Diameter (ft) | 4.9495 | 7.4242 | 9.899 | 12.3737
| Field Diameter (m) | 1.5086 | 2.2629 | 3.0172 | 3.7715
| Illuminance (fc) | 84.3 | 37.4667 | 21.075 | 13.488
| Illuminance (lux) | 907.3968 | 403.2875 | 226.8492 | 145.1835
| X |  | Y
-36.719 | 0 | -36.826 | 60.464
-36.611 | 0 | -36.719 | 61.817
-36.503 | 0 | -36.611 | 63.317
-36.394 | 110.709 | -36.503 | 64.248
-36.286 | 299.511 | -36.394 | 65.639
-36.176 | 493.606 | -36.286 | 65.005
-36.067 | 690.605 | -36.176 | 64.161
-35.957 | 821.974 | -36.067 | 64.713
-35.848 | 847.074 | -35.957 | 66.076
-35.737 | 870.97 | -35.848 | 66.72
-35.627 | 896.234 | -35.737 | 67.393
-35.516 | 921.942 | -35.627 | 68.165
-35.405 | 947.044 | -35.516 | 67.882
-35.293 | 971.79 | -35.405 | 67.845
-35.181 | 996.011 | -35.293 | 66.076
-35.069 | 1019.369 | -35.181 | 64.562
-34.957 | 1046.728 | -35.069 | 63.919
-34.844 | 1077.154 | -34.957 | 64.168
-34.731 | 1102.843 | -34.844 | 65.641
-34.618 | 1132.295 | -34.731 | 68.423
-34.504 | 1162.503 | -34.618 | 71.081
-34.39 | 1193.49 | -34.504 | 72.606
-34.276 | 1224.78 | -34.39 | 72.51
-34.161 | 1257.264 | -34.276 | 71.447
-34.046 | 1291.192 | -34.161 | 71.522
-33.931 | 1323.877 | -34.046 | 72.952
-33.815 | 1360.419 | -33.931 | 72.589
-33.7 | 1397.665 | -33.815 | 73.05
-33.583 | 1428.837 | -33.7 | 72.166
-33.467 | 1463.99 | -33.583 | 72.558
-33.35 | 1507.792 | -33.467 | 72.233
-33.233 | 1546.212 | -33.35 | 73.945
-33.116 | 1586.456 | -33.233 | 75.32
-32.998 | 1627.544 | -33.116 | 76.267
-32.88 | 1667.718 | -32.998 | 76.376
-32.762 | 1701.228 | -32.88 | 76.707
-32.643 | 1744.419 | -32.762 | 75.166
-32.524 | 1790.078 | -32.643 | 75.245
-32.405 | 1834.672 | -32.524 | 76.893
-32.285 | 1874.165 | -32.405 | 79.496
-32.165 | 1925.059 | -32.285 | 80.334
-32.045 | 1973.189 | -32.165 | 82.406
-31.924 | 2019.941 | -32.045 | 83.163
-31.803 | 2067.752 | -31.924 | 84.098
-31.682 | 2118.167 | -31.803 | 85.147
-31.561 | 2169.36 | -31.682 | 84.844
-31.439 | 2223.684 | -31.561 | 84.147
-31.317 | 2276.695 | -31.439 | 84.213
-31.194 | 2325.672 | -31.317 | 84.519
-31.071 | 2373.685 | -31.194 | 84.04
-30.948 | 2424.983 | -31.071 | 84.583
-30.825 | 2478.782 | -30.948 | 83.898
-30.701 | 2535.795 | -30.825 | 84.466
-30.577 | 2590.085 | -30.701 | 84.466
-30.453 | 2643.827 | -30.577 | 84.791
-30.328 | 2693.077 | -30.453 | 86.64
-30.203 | 2747.243 | -30.328 | 87.919
-30.078 | 2805.63 | -30.203 | 88.983
-29.952 | 2859.25 | -30.078 | 89.748
-29.826 | 2913.431 | -29.952 | 90.883
-29.7 | 2969.631 | -29.826 | 90.078
-29.573 | 3033.749 | -29.7 | 90.944
-29.446 | 3099.225 | -29.573 | 90.516
-29.319 | 3160.337 | -29.446 | 91.373
-29.191 | 3219.848 | -29.319 | 92.593
-29.063 | 3278.539 | -29.191 | 94.255
-28.935 | 3338.916 | -29.063 | 94.863
-28.807 | 3398.332 | -28.935 | 97.15
-28.678 | 3461.284 | -28.807 | 98.133
-28.549 | 3515.626 | -28.678 | 100.167
-28.419 | 3574.317 | -28.549 | 101.103
-28.289 | 3635.657 | -28.419 | 103.775
-28.159 | 3695.195 | -28.289 | 103.478
-28.029 | 3750.981 | -28.159 | 103.21
-27.898 | 3815.024 | -28.029 | 102.041
-27.767 | 3876.695 | -27.898 | 102.162
-27.636 | 3937.942 | -27.767 | 102.363
-27.504 | 3995.344 | -27.636 | 103.104
-27.372 | 4056.281 | -27.504 | 105.457
-27.24 | 4109.762 | -27.372 | 106.154
-27.107 | 4161.071 | -27.24 | 106.739
-26.974 | 4222.461 | -27.107 | 107.4
-26.841 | 4277.375 | -26.974 | 109.013
-26.707 | 4333.642 | -26.841 | 110.112
-26.573 | 4388.619 | -26.707 | 110.859
-26.439 | 4445.073 | -26.573 | 111.338
-26.305 | 4504.843 | -26.439 | 112.522
-26.17 | 4566.101 | -26.305 | 113.749
-26.035 | 4624.602 | -26.17 | 115.28
-25.899 | 4684.668 | -26.035 | 116.464
-25.763 | 4744.248 | -25.899 | 118.312
-25.627 | 4791.024 | -25.763 | 120.559
-25.491 | 4844.524 | -25.627 | 121.559
-25.354 | 4897.975 | -25.491 | 121.554
-25.217 | 4950.665 | -25.354 | 122.901
-25.08 | 5000.628 | -25.217 | 124.696
-24.942 | 5059.507 | -25.08 | 126.227
-24.804 | 5116.218 | -24.942 | 128.252
-24.666 | 5162.256 | -24.804 | 130.062
-24.527 | 5212.852 | -24.666 | 131.535
-24.389 | 5258.695 | -24.527 | 133.924
-24.249 | 5300.28 | -24.389 | 135.873
-24.11 | 5340.545 | -24.249 | 136.569
-23.97 | 5386.167 | -24.11 | 137.235
-23.83 | 5433.677 | -23.97 | 138.54
-23.69 | 5487.714 | -23.83 | 139.885
-23.549 | 5533.144 | -23.69 | 142.08
-23.408 | 5578.648 | -23.549 | 145.41
-23.267 | 5619.178 | -23.408 | 148.524
-23.125 | 5656.719 | -23.267 | 150.624
-22.983 | 5690.697 | -23.125 | 152.929
-22.841 | 5728.628 | -22.983 | 156.088
-22.699 | 5774.477 | -22.841 | 158.94
-22.556 | 5820.336 | -22.699 | 161.727
-22.413 | 5866.968 | -22.556 | 165.023
-22.269 | 5916.768 | -22.413 | 168.395
-22.126 | 5963.387 | -22.269 | 171.296
-21.982 | 6006.124 | -22.126 | 173.873
-21.837 | 6044.617 | -21.982 | 177.662
-21.693 | 6084.843 | -21.837 | 181.571
-21.548 | 6122.975 | -21.693 | 185.973
-21.403 | 6168.782 | -21.548 | 190.491
-21.258 | 6205.201 | -21.403 | 194.283
-21.112 | 6241.916 | -21.258 | 198.217
-20.966 | 6283.642 | -21.112 | 203.149
-20.82 | 6333.448 | -20.966 | 206.713
-20.673 | 6366.54 | -20.82 | 209.014
-20.526 | 6402.817 | -20.673 | 211.44
-20.379 | 6433.228 | -20.526 | 215.642
-20.232 | 6466.28 | -20.379 | 219.936
-20.084 | 6491.592 | -20.232 | 225.802
-19.936 | 6530.777 | -20.084 | 232.023
-19.788 | 6562.461 | -19.936 | 238.55
-19.639 | 6589.391 | -19.788 | 243.011
-19.49 | 6615.833 | -19.639 | 247.448
-19.341 | 6650.06 | -19.49 | 253.571
-19.192 | 6681.42 | -19.341 | 259.327
-19.042 | 6713.46 | -19.192 | 265.568
-18.892 | 6749.132 | -19.042 | 272.936
-18.742 | 6782.359 | -18.892 | 280.668
-18.592 | 6808.566 | -18.742 | 286.499
-18.441 | 6830.919 | -18.592 | 294.336
-18.29 | 6853.63 | -18.441 | 303.171
-18.139 | 6870.337 | -18.29 | 311.568
-17.988 | 6891.676 | -18.139 | 320.582
-17.836 | 6919.361 | -17.988 | 328.153
-17.684 | 6946.989 | -17.836 | 337.042
-17.532 | 6972.198 | -17.684 | 348.067
-17.379 | 6992.411 | -17.532 | 359.3
-17.226 | 7009.719 | -17.379 | 370.091
-17.073 | 7023.801 | -17.226 | 381.46
-16.92 | 7045.537 | -17.073 | 396.311
-16.766 | 7062.267 | -16.92 | 411.374
-16.613 | 7081.986 | -16.766 | 424.953
-16.459 | 7111.247 | -16.613 | 438.088
-16.304 | 7143.556 | -16.459 | 454.068
-16.15 | 7162.583 | -16.304 | 468.19
-15.995 | 7189.126 | -16.15 | 482.847
-15.84 | 7219.963 | -15.995 | 498.714
-15.685 | 7236.003 | -15.84 | 515.656
-15.529 | 7246.418 | -15.685 | 533.266
-15.374 | 7270.019 | -15.529 | 549.519
-15.218 | 7304.1 | -15.374 | 568.102
-15.062 | 7330.536 | -15.218 | 590.674
-14.905 | 7366.733 | -15.062 | 614.952
-14.749 | 7400.018 | -14.905 | 637.298
-14.592 | 7423.353 | -14.749 | 662.346
-14.435 | 7434.049 | -14.592 | 686.778
-14.277 | 7454.769 | -14.435 | 711.074
-14.12 | 7473.69 | -14.277 | 739.706
-13.962 | 7492.186 | -14.12 | 769.88
-13.804 | 7510.837 | -13.962 | 801.508
-13.646 | 7538.792 | -13.804 | 833.677
-13.488 | 7566.029 | -13.646 | 866.324
-13.329 | 7599.788 | -13.488 | 901.251
-13.17 | 7623.966 | -13.329 | 936.708
-13.011 | 7644.912 | -13.17 | 970.84
-12.852 | 7654.015 | -13.011 | 1006.668
-12.693 | 7668.92 | -12.852 | 1046.905
-12.533 | 7685.267 | -12.693 | 1088.671
-12.373 | 7698.485 | -12.533 | 1134.245
-12.213 | 7715.992 | -12.373 | 1182.701
-12.053 | 7725.977 | -12.213 | 1234.872
-11.893 | 7740.111 | -12.053 | 1286.174
-11.732 | 7756.571 | -11.893 | 1338.803
-11.572 | 7765.878 | -11.732 | 1392.113
-11.411 | 7771.149 | -11.572 | 1450.77
-11.249 | 7786.691 | -11.411 | 1510.253
-11.088 | 7800.264 | -11.249 | 1575.188
-10.927 | 7812.24 | -11.088 | 1634.76
-10.765 | 7823.183 | -10.927 | 1702.08
-10.603 | 7839.919 | -10.765 | 1767.866
-10.441 | 7849.521 | -10.603 | 1837.42
-10.279 | 7861.469 | -10.441 | 1906.179
-10.117 | 7879.028 | -10.279 | 1980.412
-9.954 | 7893.035 | -10.117 | 2055.05
-9.791 | 7892.909 | -9.954 | 2140.142
-9.629 | 7903.948 | -9.791 | 2230.178
-9.466 | 7923.637 | -9.629 | 2317.837
-9.303 | 7939.798 | -9.466 | 2411.724
-9.139 | 7956.359 | -9.303 | 2505.123
-8.976 | 7976.779 | -9.139 | 2597.454
-8.812 | 7992.522 | -8.976 | 2689.685
-8.649 | 8003.315 | -8.812 | 2791.557
-8.485 | 8011.185 | -8.649 | 2897.193
-8.321 | 8024.342 | -8.485 | 3006.976
-8.156 | 8040.383 | -8.321 | 3109.571
-7.992 | 8059.589 | -8.156 | 3219.545
-7.828 | 8079.881 | -7.992 | 3332.616
-7.663 | 8103.827 | -7.828 | 3445.006
-7.499 | 8127.673 | -7.663 | 3563.628
-7.334 | 8144.88 | -7.499 | 3687.27
-7.169 | 8162.566 | -7.334 | 3816.351
-7.004 | 8191.568 | -7.169 | 3946.408
-6.839 | 8205.759 | -7.004 | 4075.255
-6.673 | 8220.171 | -6.839 | 4203.424
-6.508 | 8242.807 | -6.673 | 4329.486
-6.342 | 8255.721 | -6.508 | 4458.485
-6.177 | 8258.119 | -6.342 | 4588.216
-6.011 | 8266.585 | -6.177 | 4717.5
-5.845 | 8277.259 | -6.011 | 4855.992
-5.679 | 8274.152 | -5.845 | 4990.123
-5.513 | 8285.944 | -5.679 | 5122.836
-5.347 | 8307.261 | -5.513 | 5247.104
-5.181 | 8315.275 | -5.347 | 5378.976
-5.015 | 8320.09 | -5.181 | 5505.391
-4.849 | 8332.502 | -5.015 | 5644.896
-4.682 | 8340.614 | -4.849 | 5773.502
-4.516 | 8354.067 | -4.682 | 5908.979
-4.349 | 8383.371 | -4.516 | 6048.152
-4.182 | 8402.788 | -4.349 | 6205.222
-4.016 | 8408.587 | -4.182 | 6337.593
-3.849 | 8419.912 | -4.016 | 6481.271
-3.682 | 8415.659 | -3.849 | 6607.957
-3.515 | 8412.359 | -3.682 | 6732.481
-3.348 | 8427.832 | -3.515 | 6854.933
-3.181 | 8422.91 | -3.348 | 6983.366
-3.014 | 8428.221 | -3.181 | 7101.197
-2.847 | 8438.954 | -3.014 | 7225.083
-2.68 | 8441.035 | -2.847 | 7343.201
-2.512 | 8428.058 | -2.68 | 7452.375
-2.345 | 8429.739 | -2.512 | 7552.664
-2.178 | 8425.899 | -2.345 | 7650.106
-2.01 | 8430.402 | -2.178 | 7734.751
-1.843 | 8428.256 | -2.01 | 7813.805
-1.675 | 8416.979 | -1.843 | 7880.907
-1.508 | 8402.381 | -1.675 | 7953.431
-1.34 | 8398.798 | -1.508 | 8009.766
-1.173 | 8394.865 | -1.34 | 8066.205
-1.005 | 8377.969 | -1.173 | 8123.166
-0.838 | 8342.823 | -1.005 | 8184.006
-0.67 | 8326.009 | -0.838 | 8232.798
-0.503 | 8322.343 | -0.67 | 8286.59
-0.335 | 8328.134 | -0.503 | 8308.772
-0.168 | 8328.961 | -0.335 | 8321.489
0 | 8328.666 | -0.168 | 8322.919
0.168 | 8312.907 | 0 | 8328.666
0.335 | 8303.966 | 0.168 | 8318.026
0.503 | 8299.549 | 0.335 | 8308.86
0.67 | 8302.064 | 0.503 | 8278.241
0.838 | 8296.358 | 0.67 | 8249.054
1.005 | 8291.974 | 0.838 | 8226.416
1.173 | 8283.941 | 1.005 | 8203.137
1.34 | 8279.677 | 1.173 | 8166.331
1.508 | 8281.332 | 1.34 | 8129.345
1.675 | 8289.079 | 1.508 | 8069.34
1.843 | 8289.388 | 1.675 | 8008.778
2.01 | 8294.868 | 1.843 | 7941.812
2.178 | 8302.506 | 2.01 | 7868.335
2.345 | 8297.454 | 2.178 | 7775.002
2.512 | 8281.832 | 2.345 | 7666.785
2.68 | 8261.083 | 2.512 | 7552.23
2.847 | 8239.355 | 2.68 | 7439.932
3.014 | 8219.575 | 2.847 | 7333.472
3.181 | 8203.236 | 3.014 | 7232
3.348 | 8192.347 | 3.181 | 7114.64
3.515 | 8180.422 | 3.348 | 6996.665
3.682 | 8160.282 | 3.515 | 6865.646
3.849 | 8143.639 | 3.682 | 6745.889
4.016 | 8132.414 | 3.849 | 6612.713
4.182 | 8127.031 | 4.016 | 6488.912
4.349 | 8127.215 | 4.182 | 6346.908
4.516 | 8119.756 | 4.349 | 6212.075
4.682 | 8100.359 | 4.516 | 6077.445
4.849 | 8081.019 | 4.682 | 5949.624
5.015 | 8067.162 | 4.849 | 5807.803
5.181 | 8055.158 | 5.015 | 5678.023
5.347 | 8043.541 | 5.181 | 5551.691
5.513 | 8038.838 | 5.347 | 5411.679
5.679 | 8021.85 | 5.513 | 5271.361
5.845 | 8004.109 | 5.679 | 5131.164
6.011 | 7983.544 | 5.845 | 4992.703
6.177 | 7965.546 | 6.011 | 4862
6.342 | 7943.603 | 6.177 | 4733.55
6.508 | 7934.241 | 6.342 | 4596.21
6.673 | 7918.288 | 6.508 | 4470.132
6.839 | 7888.876 | 6.673 | 4340.723
7.004 | 7868.116 | 6.839 | 4204.463
7.169 | 7846.089 | 7.004 | 4076.93
7.334 | 7815.864 | 7.169 | 3949.356
7.499 | 7784.478 | 7.334 | 3815.02
7.663 | 7761.534 | 7.499 | 3692.929
7.828 | 7735.637 | 7.663 | 3570.356
7.992 | 7703.442 | 7.828 | 3454.375
8.156 | 7672.197 | 7.992 | 3338.178
8.321 | 7644.702 | 8.156 | 3225.366
8.485 | 7629.856 | 8.321 | 3117.322
8.649 | 7617.384 | 8.485 | 3012.228
8.812 | 7605.302 | 8.649 | 2908.393
8.976 | 7591.559 | 8.812 | 2806.145
9.139 | 7575.014 | 8.976 | 2710.055
9.303 | 7556.865 | 9.139 | 2611.593
9.466 | 7549.537 | 9.303 | 2519.693
9.629 | 7544.826 | 9.466 | 2428.629
9.791 | 7528.837 | 9.629 | 2337.358
9.954 | 7509.278 | 9.791 | 2250.2
10.117 | 7493.37 | 9.954 | 2169.747
10.279 | 7471.389 | 10.117 | 2090.243
10.441 | 7445.914 | 10.279 | 2013.189
10.603 | 7426.123 | 10.441 | 1942.152
10.765 | 7403.246 | 10.603 | 1870.954
10.927 | 7385.258 | 10.765 | 1801.235
11.088 | 7383.075 | 10.927 | 1730.612
11.249 | 7389.592 | 11.088 | 1661.685
11.411 | 7388.685 | 11.249 | 1597.212
11.572 | 7376.713 | 11.411 | 1539.327
11.732 | 7354.358 | 11.572 | 1480.515
11.893 | 7326.243 | 11.732 | 1421.81
12.053 | 7292.899 | 11.893 | 1368.471
12.213 | 7264.353 | 12.053 | 1318.611
12.373 | 7243.172 | 12.213 | 1268.679
12.533 | 7227.069 | 12.373 | 1220.649
12.693 | 7220.426 | 12.533 | 1175.824
12.852 | 7217.71 | 12.693 | 1132.537
13.011 | 7205.065 | 12.852 | 1086.732
13.17 | 7190.667 | 13.011 | 1043.132
13.329 | 7169.398 | 13.17 | 1004.296
13.488 | 7147.027 | 13.329 | 966.573
13.646 | 7117.453 | 13.488 | 929.927
13.804 | 7094.4 | 13.646 | 896.698
13.962 | 7071.54 | 13.804 | 866.373
14.12 | 7039.999 | 13.962 | 835.918
14.277 | 7006.235 | 14.12 | 806.219
14.435 | 6984.485 | 14.277 | 775.934
14.592 | 6963.071 | 14.435 | 747.359
14.749 | 6940.681 | 14.592 | 719.131
14.905 | 6923.5 | 14.749 | 690.586
15.062 | 6906.397 | 14.905 | 667.06
15.218 | 6880.509 | 15.062 | 645.322
15.374 | 6855.957 | 15.218 | 624.735
15.529 | 6834.831 | 15.374 | 605.347
15.685 | 6811.478 | 15.529 | 585.439
15.84 | 6788.059 | 15.685 | 564.838
15.995 | 6762.089 | 15.84 | 543.094
16.15 | 6742.279 | 15.995 | 522.232
16.304 | 6710.553 | 16.15 | 504.212
16.459 | 6677.364 | 16.304 | 484.965
16.613 | 6652.133 | 16.459 | 466.935
16.766 | 6624.342 | 16.613 | 451.606
16.92 | 6596.723 | 16.766 | 438.268
17.073 | 6574.013 | 16.92 | 425.409
17.226 | 6551.625 | 17.073 | 414.129
17.379 | 6520.833 | 17.226 | 402.173
17.532 | 6485.65 | 17.379 | 390.207
17.684 | 6442.887 | 17.532 | 376.6
17.836 | 6406.75 | 17.684 | 364.954
17.988 | 6381.597 | 17.836 | 355.478
18.139 | 6354.529 | 17.988 | 344.384
18.29 | 6327.593 | 18.139 | 332.731
18.441 | 6298.496 | 18.29 | 322.496
18.592 | 6269.141 | 18.441 | 311.681
18.742 | 6241.829 | 18.592 | 299.84
18.892 | 6206.752 | 18.742 | 290.51
19.042 | 6166.385 | 18.892 | 282.89
19.192 | 6128.367 | 19.042 | 274.696
19.341 | 6095.426 | 19.192 | 265.657
19.49 | 6054.616 | 19.341 | 257.086
19.639 | 6005.058 | 19.49 | 249.572
19.788 | 5966.264 | 19.639 | 243.168
19.936 | 5942.647 | 19.788 | 237.792
20.084 | 5925.041 | 19.936 | 233.159
20.232 | 5901.331 | 20.084 | 229.069
20.379 | 5867.966 | 20.232 | 224.48
20.526 | 5826.556 | 20.379 | 218.634
20.673 | 5786.52 | 20.526 | 212.159
20.82 | 5750.38 | 20.673 | 207.327
20.966 | 5711.256 | 20.82 | 202.123
21.112 | 5672.227 | 20.966 | 197.722
21.258 | 5639.08 | 21.112 | 193.783
21.403 | 5599.529 | 21.258 | 190.009
21.548 | 5555.643 | 21.403 | 185.981
21.693 | 5511.815 | 21.548 | 182.468
21.837 | 5466.349 | 21.693 | 178.278
21.982 | 5421.824 | 21.837 | 174.111
22.126 | 5379.667 | 21.982 | 170.558
22.269 | 5336.502 | 22.126 | 166.415
22.413 | 5290.103 | 22.269 | 161.702
22.556 | 5256.255 | 22.413 | 157.175
22.699 | 5220.956 | 22.556 | 153.816
22.841 | 5178.517 | 22.699 | 151.564
22.983 | 5132.943 | 22.841 | 149.394
23.125 | 5083.115 | 22.983 | 147.405
23.267 | 5025.859 | 23.125 | 144.919
23.408 | 4975.858 | 23.267 | 142.225
23.549 | 4929.884 | 23.408 | 140.001
23.69 | 4883.61 | 23.549 | 138.423
23.83 | 4836.492 | 23.69 | 136.59
23.97 | 4784.547 | 23.83 | 134.23
24.11 | 4730.424 | 23.97 | 131.386
24.249 | 4679.488 | 24.11 | 129.241
24.389 | 4636.603 | 24.249 | 128.424
24.527 | 4589.525 | 24.389 | 127.403
24.666 | 4533.695 | 24.527 | 125.1
24.804 | 4479.115 | 24.666 | 123.109
24.942 | 4424.434 | 24.804 | 121.105
25.08 | 4367.849 | 24.942 | 118.734
25.217 | 4309.214 | 25.08 | 116.93
25.354 | 4264.114 | 25.217 | 115.622
25.491 | 4215.029 | 25.354 | 113.822
25.627 | 4163.663 | 25.491 | 111.599
25.763 | 4121.303 | 25.627 | 109.542
25.899 | 4078.682 | 25.763 | 107.599
26.035 | 4028.22 | 25.899 | 106.367
26.17 | 3980.196 | 26.035 | 105.308
26.305 | 3938.058 | 26.17 | 105.335
26.439 | 3891.72 | 26.305 | 104.475
26.573 | 3847.056 | 26.439 | 101.851
26.707 | 3800.732 | 26.573 | 98.342
26.841 | 3751.933 | 26.707 | 96.523
26.974 | 3701.404 | 26.841 | 94.612
27.107 | 3644.429 | 26.974 | 93.964
27.24 | 3584.661 | 27.107 | 93.285
27.372 | 3527.686 | 27.24 | 93.698
27.504 | 3477.741 | 27.372 | 93.792
27.636 | 3431.086 | 27.504 | 93.077
27.767 | 3381.778 | 27.636 | 92.574
27.898 | 3330.961 | 27.767 | 90.029
28.029 | 3280.753 | 27.898 | 88.339
28.159 | 3231.435 | 28.029 | 86.498
28.289 | 3177.393 | 28.159 | 85.057
28.419 | 3123.444 | 28.289 | 83.769
28.549 | 3074.614 | 28.419 | 82.666
28.678 | 3035.086 | 28.549 | 80.638
28.807 | 2991.703 | 28.678 | 78.623
28.935 | 2948.1 | 28.807 | 77.32
29.063 | 2900.441 | 28.935 | 77.832
29.191 | 2842.289 | 29.063 | 78.348
29.319 | 2778.097 | 29.191 | 77.594
29.446 | 2719.253 | 29.319 | 75.84
29.573 | 2665.419 | 29.446 | 75.384
29.7 | 2613.808 | 29.573 | 75.411
29.826 | 2571.768 | 29.7 | 75.351
29.952 | 2530.439 | 29.826 | 74.628
30.078 | 2484.745 | 29.952 | 74.593
30.203 | 2439.127 | 30.078 | 73.222
30.328 | 2392.913 | 30.203 | 71.927
30.453 | 2347.976 | 30.328 | 69.217
30.577 | 2300.646 | 30.453 | 67.837
30.701 | 2252.494 | 30.577 | 66.918
30.825 | 2203.986 | 30.701 | 67.532
30.948 | 2155.477 | 30.825 | 66.574
31.071 | 2109.603 | 30.948 | 66.325
31.194 | 2069.252 | 31.071 | 65.893
31.317 | 2031.47 | 31.194 | 66.18
31.439 | 1993.015 | 31.317 | 66.981
31.561 | 1953.181 | 31.439 | 66.667
31.682 | 1909.172 | 31.561 | 65.833
31.803 | 1865.478 | 31.682 | 64.778
31.924 | 1821.918 | 31.803 | 62.917
32.045 | 1777.999 | 31.924 | 62.088
32.165 | 1739.336 | 32.045 | 60.077
32.285 | 1704.027 | 32.165 | 59.384
32.405 | 1667.673 | 32.285 | 58.81
32.524 | 1630.923 | 32.405 | 60.138
32.643 | 1598.688 | 32.524 | 60.064
32.762 | 1565.074 | 32.643 | 60.02
32.88 | 1529.112 | 32.762 | 59.057
32.998 | 1489.18 | 32.88 | 59.484
33.116 | 1452.98 | 32.998 | 59.244
33.233 | 1420.143 | 33.116 | 60.347
33.35 | 1386.445 | 33.233 | 61.427
33.467 | 1351.263 | 33.35 | 61.222
33.583 | 1319.039 | 33.467 | 59.849
33.7 | 1288.86 | 33.583 | 57.454
33.815 | 1257.407 | 33.7 | 55.399
33.931 | 1227.959 | 33.815 | 55.231
34.046 | 1197.662 | 33.931 | 53.874
34.161 | 1167.172 | 34.046 | 52.638
34.276 | 1135.987 | 34.161 | 52.088
34.39 | 1106.31 | 34.276 | 52.702
34.504 | 1076.512 | 34.39 | 51.41
34.618 | 1048.788 | 34.504 | 51.117
34.731 | 1021.536 | 34.618 | 50.82
34.844 | 996.669 | 34.731 | 50.351
34.957 | 973.364 | 34.844 | 51.274
35.069 | 951.846 | 34.957 | 51.212
35.181 | 933.482 | 35.069 | 51.458
35.293 | 914.091 | 35.181 | 51.912
35.405 | 890.183 | 35.293 | 52.3
35.516 | 864.076 | 35.405 | 52.204
35.516 | 864.076 | 35.405 | 52.204
35.627 | 842.263 | 35.516 | 52.177
35.737 | 824.727 | 35.627 | 52.955
35.848 | 808.272 | 35.737 | 52.894
35.957 | 791.669 | 35.848 | 52.796
36.067 | 774.561 | 35.957 | 51.136
36.176 | 753.328 | 36.067 | 49.818
36.286 | 732.662 | 36.176 | 49.561
36.394 | 715.746 | 36.286 | 48.188
36.503 | 699.258 | 36.394 | 41.498
36.611 | 682.696 | 36.503 | 29.895
36.719 | 673.129 | 36.611 | 22.246

## Lustr V60 (hidden)
Selador | Lamp |  | Wattage
Lustr | Lumileds Rebel |  | 104 |  | Note: Owing to the variability of LEDs, output data and color matches should be viewed as approximate
Note: All data taken with room temperature fixture
| Beam Angle | Field Angle
Horizontal | 16.2 | 31.3
| Accessory Lens | Candela | Field Lumens | Beam Lumens | Lens Efficiency | Efficacy
| V60 | 7340 | 1770 | 1000 | 96.77% | 17.0192
| For Field diameter at any distance, multiply distance by |  |  |  | 0.56029
| For Beam diameter at any distance, multiply distance by |  |  |  | 0.28464
| Throw Distance (ft) | 10 | 15 | 20 | 25
| Throw Distance (m) | 3.048 | 4.572 | 6.096 | 7.62
| Field Diameter (ft) | 5.6029 | 8.4044 | 11.2058 | 14.0073
| Field Diameter (m) | 1.7078 | 2.5617 | 3.4155 | 4.2694
| Illuminance (fc) | 73.4 | 32.6222 | 18.35 | 11.744
| Illuminance (lux) | 790.0703 | 351.1423 | 197.5176 | 126.4112
Test Distance | Iso-Illuminance Diagram grid lines
51.2 | 10 | 20 | 30 | 40
| 0.19531 | 0.39062 | 0.58594 | 0.78125
| Beam Angle | Field Angle
Vertical | 53 | 71.2
| For Field diameter at any distance, multiply distance by |  |  |  | 1.4319
| For Beam diameter at any distance, multiply distance by |  |  |  | 0.99716
| Throw Distance (ft) | 10 | 15 | 20 | 25
| Throw Distance (m) | 3.048 | 4.572 | 6.096 | 7.62
| Field Diameter (ft) | 14.3186 | 21.4779 | 28.6372 | 35.7965
| Field Diameter (m) | 4.3643 | 6.5465 | 8.7286 | 10.9108
| Illuminance (fc) | 73.4 | 32.6222 | 18.35 | 11.744
| Illuminance (lux) | 790.0703 | 351.1423 | 197.5176 | 126.4112
| X |  | Y
-41.439 | 0 | -41.55 | 228.499
-41.327 | 0 | -41.439 | 229.991
-41.215 | 0 | -41.327 | 232.638
-41.103 | 6.939 | -41.215 | 236.43
-40.99 | 18.837 | -41.103 | 241.778
-40.877 | 31.327 | -40.99 | 247.66
-40.763 | 42.885 | -40.877 | 253.787
-40.649 | 49.894 | -40.763 | 259.969
-40.535 | 49.363 | -40.649 | 263.006
-40.42 | 48.806 | -40.535 | 267.321
-40.305 | 48.92 | -40.42 | 270.338
-40.189 | 50.388 | -40.305 | 273.924
-40.073 | 50.911 | -40.189 | 277.648
-39.957 | 52.112 | -40.073 | 282.107
-39.84 | 52.707 | -39.957 | 286.604
-39.723 | 52.321 | -39.84 | 292.681
-39.605 | 51.937 | -39.723 | 299.9
-39.487 | 51.497 | -39.605 | 306.599
-39.369 | 51.381 | -39.487 | 314.363
-39.25 | 50.976 | -39.369 | 322.768
-39.131 | 51.983 | -39.25 | 331.486
-39.012 | 52.321 | -39.131 | 339.619
-38.892 | 53.424 | -39.012 | 346.919
-38.771 | 53.437 | -38.892 | 353.994
-38.651 | 54.944 | -38.771 | 361.841
-38.529 | 56.294 | -38.651 | 369.574
-38.408 | 57.35 | -38.529 | 378.174
-38.286 | 57.478 | -38.408 | 386.513
-38.163 | 58.405 | -38.286 | 396.483
-38.04 | 57.781 | -38.163 | 406.731
-37.917 | 58.311 | -38.04 | 416.813
-37.794 | 58.726 | -37.917 | 428.154
-37.67 | 59.19 | -37.794 | 441.061
-37.545 | 59.541 | -37.67 | 452.881
-37.42 | 58.868 | -37.545 | 464.898
-37.295 | 59.027 | -37.42 | 479.415
-37.169 | 59.768 | -37.295 | 492.337
-37.043 | 60.606 | -37.169 | 505.571
-36.916 | 60.935 | -37.043 | 518.031
-36.789 | 61.182 | -36.916 | 534.984
-36.662 | 61.659 | -36.789 | 553.25
-36.534 | 61.664 | -36.662 | 572.105
-36.406 | 61.796 | -36.534 | 589.909
-36.277 | 61.901 | -36.406 | 609.485
-36.148 | 62.412 | -36.277 | 626.42
-36.018 | 62.866 | -36.148 | 643.867
-35.888 | 63.087 | -36.018 | 662.426
-35.758 | 64.059 | -35.888 | 683.191
-35.627 | 65.621 | -35.758 | 703.716
-35.496 | 66.021 | -35.627 | 726.054
-35.364 | 64.955 | -35.496 | 747.763
-35.232 | 64.391 | -35.364 | 768.208
-35.099 | 65.352 | -35.232 | 790.585
-34.966 | 64.57 | -35.099 | 814.081
-34.833 | 64.499 | -34.966 | 839.045
-34.699 | 65.516 | -34.833 | 865.891
-34.565 | 66.521 | -34.699 | 891.207
-34.43 | 66.296 | -34.565 | 916.096
-34.295 | 66.309 | -34.43 | 942.455
-34.159 | 67.128 | -34.295 | 971.286
-34.023 | 68.103 | -34.159 | 1001.367
-33.887 | 70.171 | -34.023 | 1033.411
-33.75 | 71.401 | -33.887 | 1068.937
-33.613 | 71.548 | -33.75 | 1101.211
-33.475 | 71.392 | -33.613 | 1133.999
-33.337 | 71.72 | -33.475 | 1169.168
-33.198 | 71.792 | -33.337 | 1203.849
-33.059 | 72.98 | -33.198 | 1241.029
-32.919 | 74.111 | -33.059 | 1280.009
-32.779 | 74.055 | -32.919 | 1320.671
-32.639 | 74.066 | -32.779 | 1359.533
-32.498 | 74.569 | -32.639 | 1399.701
-32.357 | 75.49 | -32.498 | 1439.386
-32.215 | 75.824 | -32.357 | 1484.009
-32.073 | 76.751 | -32.215 | 1528.399
-31.93 | 77.624 | -32.073 | 1574.058
-31.787 | 79.517 | -31.93 | 1619.848
-31.643 | 80.259 | -31.787 | 1669.155
-31.499 | 81.037 | -31.643 | 1717.14
-31.355 | 81.72 | -31.499 | 1765.489
-31.21 | 81.43 | -31.355 | 1817.927
-31.065 | 81.933 | -31.21 | 1871.242
-30.919 | 83.473 | -31.065 | 1921.55
-30.773 | 84.702 | -30.919 | 1968.211
-30.626 | 85.034 | -30.773 | 2020.086
-30.479 | 86.201 | -30.626 | 2070.608
-30.331 | 87.734 | -30.479 | 2125.567
-30.183 | 89.002 | -30.331 | 2181.58
-30.035 | 89.72 | -30.183 | 2237.384
-29.886 | 90.286 | -30.035 | 2291.222
-29.737 | 91.894 | -29.886 | 2352.56
-29.587 | 93.221 | -29.737 | 2413.724
-29.437 | 94.231 | -29.587 | 2473.164
-29.286 | 94.481 | -29.437 | 2535.621
-29.135 | 95.617 | -29.286 | 2594.798
-28.983 | 95.778 | -29.135 | 2652.551
-28.831 | 96.877 | -28.983 | 2707.997
-28.679 | 98.085 | -28.831 | 2764.962
-28.526 | 100.074 | -28.679 | 2825.794
-28.373 | 102.145 | -28.526 | 2889.947
-28.219 | 103.961 | -28.373 | 2955.643
-28.065 | 105.449 | -28.219 | 3020.681
-27.91 | 107.449 | -28.065 | 3087.77
-27.755 | 109.47 | -27.91 | 3155.11
-27.599 | 111.146 | -27.755 | 3220.47
-27.443 | 112.865 | -27.599 | 3282.755
-27.287 | 114.991 | -27.443 | 3346.178
-27.13 | 117.098 | -27.287 | 3407.373
-26.973 | 118.353 | -27.13 | 3467.743
-26.815 | 119.861 | -26.973 | 3529.424
-26.657 | 120.868 | -26.815 | 3591.872
-26.498 | 122.091 | -26.657 | 3655.831
-26.339 | 123.864 | -26.498 | 3719.746
-26.179 | 125.883 | -26.339 | 3782.704
-26.019 | 129.681 | -26.179 | 3842.58
-25.859 | 133.356 | -26.019 | 3900.433
-25.698 | 136.982 | -25.859 | 3950.96
-25.537 | 138.843 | -25.698 | 4001.559
-25.375 | 141.089 | -25.537 | 4059.73
-25.213 | 143.101 | -25.375 | 4124.308
-25.05 | 145.765 | -25.213 | 4187.381
-24.887 | 149.812 | -25.05 | 4245.318
-24.724 | 152.752 | -24.887 | 4304.77
-24.56 | 155.08 | -24.724 | 4365.291
-24.396 | 159.027 | -24.56 | 4423.21
-24.231 | 163.653 | -24.396 | 4477.278
-24.066 | 167.609 | -24.231 | 4529.121
-23.9 | 172.167 | -24.066 | 4577.477
-23.734 | 176.709 | -23.9 | 4624.798
-23.568 | 181.445 | -23.734 | 4666.194
-23.401 | 185.38 | -23.568 | 4708.749
-23.234 | 189.72 | -23.401 | 4754
-23.066 | 194.668 | -23.234 | 4796.965
-22.898 | 200.215 | -23.066 | 4841.262
-22.729 | 205.106 | -22.898 | 4884.404
-22.56 | 211.226 | -22.729 | 4933.1
-22.391 | 218.237 | -22.56 | 4980.042
-22.221 | 225.435 | -22.391 | 5029.587
-22.051 | 231.605 | -22.221 | 5075.324
-21.88 | 237.85 | -22.051 | 5124.823
-21.709 | 244.656 | -21.88 | 5172.5
-21.538 | 252.835 | -21.709 | 5210.654
-21.366 | 261.308 | -21.538 | 5251.141
-21.194 | 269.459 | -21.366 | 5288.334
-21.021 | 277.407 | -21.194 | 5321.492
-20.848 | 286.241 | -21.021 | 5348.166
-20.675 | 295.986 | -20.848 | 5375.357
-20.501 | 305.929 | -20.675 | 5409.543
-20.327 | 316.738 | -20.501 | 5434.893
-20.152 | 327.623 | -20.327 | 5460.903
-19.977 | 340.187 | -20.152 | 5493.286
-19.802 | 354.173 | -19.977 | 5525.149
-19.626 | 368.827 | -19.802 | 5556.406
-19.45 | 382.444 | -19.626 | 5593.352
-19.273 | 397.847 | -19.45 | 5622.377
-19.096 | 414.303 | -19.273 | 5656.708
-18.919 | 432.565 | -19.096 | 5690.359
-18.741 | 451.982 | -18.919 | 5725.307
-18.563 | 472.94 | -18.741 | 5755.454
-18.385 | 493.209 | -18.563 | 5782.409
-18.206 | 517.09 | -18.385 | 5803.407
-18.027 | 540.708 | -18.206 | 5821.157
-17.847 | 565.53 | -18.027 | 5845.16
-17.667 | 591.377 | -17.847 | 5870.813
-17.487 | 618.009 | -17.667 | 5900.931
-17.306 | 645.112 | -17.487 | 5927.768
-17.125 | 674.699 | -17.306 | 5957.531
-16.944 | 705.522 | -17.125 | 5982.071
-16.762 | 737.145 | -16.944 | 6006.287
-16.58 | 768.556 | -16.762 | 6036.751
-16.398 | 803.623 | -16.58 | 6066.363
-16.215 | 839.86 | -16.398 | 6093.613
-16.032 | 877.351 | -16.215 | 6120.452
-15.849 | 916.162 | -16.032 | 6142.06
-15.665 | 958.769 | -15.849 | 6159.268
-15.481 | 1001.663 | -15.665 | 6177.202
-15.296 | 1045.367 | -15.481 | 6196.522
-15.112 | 1090.551 | -15.296 | 6226.216
-14.927 | 1138.13 | -15.112 | 6247.721
-14.741 | 1185.904 | -14.927 | 6274.882
-14.556 | 1232.973 | -14.741 | 6302.102
-14.37 | 1281.636 | -14.556 | 6328.482
-14.183 | 1333.655 | -14.37 | 6342.165
-13.997 | 1388.213 | -14.183 | 6360.29
-13.81 | 1449.024 | -13.997 | 6371.256
-13.623 | 1512.622 | -13.81 | 6393.779
-13.435 | 1580.759 | -13.623 | 6414.489
-13.247 | 1648.426 | -13.435 | 6446.823
-13.059 | 1714.224 | -13.247 | 6475.887
-12.871 | 1781.171 | -13.059 | 6502.639
-12.682 | 1848.268 | -12.871 | 6521.661
-12.493 | 1919.893 | -12.682 | 6540.447
-12.304 | 1994.511 | -12.493 | 6553.848
-12.115 | 2072.05 | -12.304 | 6574.362
-11.925 | 2153.977 | -12.115 | 6595.709
-11.735 | 2237.365 | -11.925 | 6612.882
-11.544 | 2322.226 | -11.735 | 6634.857
-11.354 | 2412.566 | -11.544 | 6659.464
-11.163 | 2507.577 | -11.354 | 6685.224
-10.972 | 2604.613 | -11.163 | 6699.856
-10.781 | 2704.478 | -10.972 | 6723.976
-10.589 | 2801.947 | -10.781 | 6736.926
-10.397 | 2897.522 | -10.589 | 6757.756
-10.205 | 2997.185 | -10.397 | 6776.713
-10.013 | 3102.075 | -10.205 | 6800.307
-9.821 | 3209.072 | -10.013 | 6814.434
-9.628 | 3321.386 | -9.821 | 6829.738
-9.435 | 3438.089 | -9.628 | 6842.528
-9.242 | 3555.651 | -9.435 | 6856.095
-9.049 | 3674.497 | -9.242 | 6868.12
-8.855 | 3799.075 | -9.049 | 6881.095
-8.661 | 3921.264 | -8.855 | 6899.686
-8.467 | 4040.366 | -8.661 | 6921.337
-8.273 | 4164.543 | -8.467 | 6940.957
-8.079 | 4292.03 | -8.273 | 6958.586
-7.884 | 4418.911 | -8.079 | 6976.258
-7.69 | 4548.46 | -7.884 | 6982.17
-7.495 | 4670.025 | -7.69 | 6987.502
-7.3 | 4795.048 | -7.495 | 6997.014
-7.104 | 4916.642 | -7.3 | 7004.056
-6.909 | 5039.721 | -7.104 | 7013.657
-6.713 | 5159.74 | -6.909 | 7032.115
-6.518 | 5281.968 | -6.713 | 7038.935
-6.322 | 5403.155 | -6.518 | 7036.121
-6.126 | 5520.721 | -6.322 | 7033.575
-5.93 | 5635.946 | -6.126 | 7035.63
-5.733 | 5751.211 | -5.93 | 7032.931
-5.537 | 5853.761 | -5.733 | 7038.345
-5.34 | 5969.958 | -5.537 | 7048.74
-5.144 | 6092.172 | -5.34 | 7063.696
-4.947 | 6207.168 | -5.144 | 7089.96
-4.75 | 6307.634 | -4.947 | 7109.326
-4.553 | 6416.282 | -4.75 | 7123.92
-4.356 | 6512.764 | -4.553 | 7134.069
-4.158 | 6604.54 | -4.356 | 7143.322
-3.961 | 6706.652 | -4.158 | 7141.827
-3.763 | 6788.19 | -3.961 | 7153.235
-3.566 | 6864.165 | -3.763 | 7166.499
-3.368 | 6940.77 | -3.566 | 7178.496
-3.171 | 7010.993 | -3.368 | 7190.918
-2.973 | 7063.834 | -3.171 | 7198.746
-2.775 | 7115.735 | -2.973 | 7200.035
-2.577 | 7164.979 | -2.775 | 7203.153
-2.379 | 7210.337 | -2.577 | 7201.741
-2.181 | 7237.964 | -2.379 | 7196.517
-1.983 | 7270.647 | -2.181 | 7193.573
-1.785 | 7293.326 | -1.983 | 7199.139
-1.586 | 7322.613 | -1.785 | 7198.297
-1.388 | 7331.599 | -1.586 | 7198.668
-1.19 | 7330.236 | -1.388 | 7204.904
-0.992 | 7303.196 | -1.19 | 7215.28
-0.793 | 7289.301 | -0.992 | 7224.741
-0.595 | 7282.391 | -0.793 | 7240.774
-0.397 | 7273.89 | -0.595 | 7248.18
-0.198 | 7258.598 | -0.397 | 7242.934
0 | 7242.655 | -0.198 | 7236.9
0.198 | 7210.568 | 0 | 7242.655
0.397 | 7167.156 | 0.198 | 7233.246
0.595 | 7116.484 | 0.397 | 7229.485
0.793 | 7065.627 | 0.595 | 7220.675
0.992 | 7013.705 | 0.793 | 7217.135
1.19 | 6950.536 | 0.992 | 7219.069
1.388 | 6885.626 | 1.19 | 7233.51
1.586 | 6818.064 | 1.388 | 7242.057
1.785 | 6749.686 | 1.586 | 7242.812
1.983 | 6671.518 | 1.785 | 7235.109
2.181 | 6596.777 | 1.983 | 7234.28
2.379 | 6515.262 | 2.181 | 7226.103
2.577 | 6426.079 | 2.379 | 7223.928
2.775 | 6330.03 | 2.577 | 7224.784
2.973 | 6227.649 | 2.775 | 7212.955
3.171 | 6117.643 | 2.973 | 7195.273
3.368 | 6004.581 | 3.171 | 7188.043
3.566 | 5895.039 | 3.368 | 7178.521
3.763 | 5781.303 | 3.566 | 7168.834
3.961 | 5659.306 | 3.763 | 7146.053
4.158 | 5536.507 | 3.961 | 7131.869
4.356 | 5404.134 | 4.158 | 7123.587
4.553 | 5270.778 | 4.356 | 7124.783
4.75 | 5144.946 | 4.553 | 7116.423
4.947 | 5028.695 | 4.75 | 7109.857
5.144 | 4912.273 | 4.947 | 7092.276
5.34 | 4792.618 | 5.144 | 7082.073
5.537 | 4666.752 | 5.34 | 7071.509
5.733 | 4535.242 | 5.537 | 7067.038
5.93 | 4404.665 | 5.733 | 7055.775
6.126 | 4281.584 | 5.93 | 7047.963
6.322 | 4164.546 | 6.126 | 7041.206
6.518 | 4049.175 | 6.322 | 7035.929
6.713 | 3927.95 | 6.518 | 7034.039
6.909 | 3803.719 | 6.713 | 7028.895
7.104 | 3680.762 | 6.909 | 7020.978
7.3 | 3559.938 | 7.104 | 7015.582
7.495 | 3437.963 | 7.3 | 7008.021
7.69 | 3324.839 | 7.495 | 6986.772
7.884 | 3214.732 | 7.69 | 6966.796
8.079 | 3097.592 | 7.884 | 6956.197
8.273 | 2983.982 | 8.079 | 6933.386
8.467 | 2874.198 | 8.273 | 6912.81
8.661 | 2764.853 | 8.467 | 6891.738
8.855 | 2658.709 | 8.661 | 6868.928
9.049 | 2562.383 | 8.855 | 6854.117
9.242 | 2468.605 | 9.049 | 6840.88
9.435 | 2374.692 | 9.242 | 6829.962
9.628 | 2282.679 | 9.435 | 6813.956
9.821 | 2192.062 | 9.628 | 6800.919
10.013 | 2106.006 | 9.821 | 6784.827
10.205 | 2021.847 | 10.013 | 6763.677
10.397 | 1942.186 | 10.205 | 6744.258
10.589 | 1864.792 | 10.397 | 6725.249
10.781 | 1790.703 | 10.589 | 6700.298
10.972 | 1716.752 | 10.781 | 6676.694
11.163 | 1647.043 | 10.972 | 6661.257
11.354 | 1580.17 | 11.163 | 6642.791
11.544 | 1514.959 | 11.354 | 6632.408
11.735 | 1453.03 | 11.544 | 6615.154
11.925 | 1391.199 | 11.735 | 6598.099
12.115 | 1328.672 | 11.925 | 6572.706
12.304 | 1267.872 | 12.115 | 6550.949
12.493 | 1212.343 | 12.304 | 6530.816
12.682 | 1160.088 | 12.493 | 6512.502
12.871 | 1110.096 | 12.682 | 6497.939
13.059 | 1062.842 | 12.871 | 6479.16
13.247 | 1018.385 | 13.059 | 6453.501
13.435 | 975.31 | 13.247 | 6429.957
13.623 | 932.377 | 13.435 | 6417.372
13.81 | 890.922 | 13.623 | 6399.415
13.997 | 851.772 | 13.81 | 6376.614
14.183 | 811.937 | 13.997 | 6350.565
14.37 | 776.785 | 14.183 | 6329.125
14.556 | 743.239 | 14.37 | 6303.03
14.741 | 710.699 | 14.556 | 6283.708
14.927 | 680.153 | 14.741 | 6256.085
15.112 | 653.569 | 14.927 | 6227.212
15.296 | 625.274 | 15.112 | 6196.822
15.481 | 598.794 | 15.296 | 6167.383
15.665 | 573.149 | 15.481 | 6123.843
15.849 | 548.915 | 15.665 | 6091.445
16.032 | 526.604 | 15.849 | 6061.672
16.215 | 506.547 | 16.032 | 6040.277
16.398 | 486.724 | 16.215 | 6020.936
16.58 | 466.432 | 16.398 | 6011.121
16.762 | 447.181 | 16.58 | 5991.008
16.944 | 430.991 | 16.762 | 5967.332
17.125 | 415.237 | 16.944 | 5944.94
17.306 | 399.615 | 17.125 | 5917.205
17.487 | 385.038 | 17.306 | 5887.272
17.667 | 372.074 | 17.487 | 5853.817
17.847 | 358.977 | 17.667 | 5823.622
18.027 | 345.758 | 17.847 | 5797.398
18.206 | 332.747 | 18.027 | 5773.911
18.385 | 320.762 | 18.206 | 5748.812
18.563 | 309.511 | 18.385 | 5724.675
18.741 | 300.282 | 18.563 | 5689.568
18.919 | 292.635 | 18.741 | 5651.262
19.096 | 284.418 | 18.919 | 5610.818
19.273 | 276.152 | 19.096 | 5571.554
19.45 | 268.253 | 19.273 | 5531.578
19.626 | 262.444 | 19.45 | 5501.888
19.802 | 256.778 | 19.626 | 5471.712
19.977 | 250.577 | 19.802 | 5435.8
20.152 | 243.963 | 19.977 | 5399.626
20.327 | 237.651 | 20.152 | 5364.013
20.501 | 230.743 | 20.327 | 5323.145
20.675 | 223.839 | 20.501 | 5285.582
20.848 | 217.615 | 20.675 | 5250.682
21.021 | 212.028 | 20.848 | 5220.591
21.194 | 205.127 | 21.021 | 5184.306
21.366 | 198.73 | 21.194 | 5151.655
21.538 | 193.257 | 21.366 | 5115.903
21.709 | 188.417 | 21.538 | 5074.71
21.88 | 184.251 | 21.709 | 5035.169
22.051 | 180.985 | 21.88 | 4995.092
22.221 | 177.357 | 22.051 | 4954.216
22.391 | 174.657 | 22.221 | 4911.412
22.56 | 172.229 | 22.391 | 4865.773
22.729 | 169.527 | 22.56 | 4818.339
22.898 | 166.084 | 22.729 | 4770.645
23.066 | 162.272 | 22.898 | 4725.847
23.234 | 159.038 | 23.066 | 4677.007
23.401 | 156.807 | 23.234 | 4631.503
23.568 | 155.641 | 23.401 | 4583.845
23.734 | 153.189 | 23.568 | 4535.592
23.9 | 149.312 | 23.734 | 4481.901
24.066 | 146.148 | 23.9 | 4433.257
24.231 | 144.944 | 24.066 | 4380.748
24.396 | 143.162 | 24.231 | 4331.982
24.56 | 140.903 | 24.396 | 4281.789
24.724 | 138.859 | 24.56 | 4233.06
24.887 | 136.818 | 24.724 | 4180.325
25.05 | 135.447 | 24.887 | 4126.612
25.213 | 134.81 | 25.05 | 4075.774
25.375 | 133.785 | 25.213 | 4023.852
25.537 | 131.509 | 25.375 | 3971.124
25.698 | 129.307 | 25.537 | 3917.613
25.859 | 127.253 | 25.698 | 3863.658
26.019 | 125.312 | 25.859 | 3809.012
26.179 | 123.02 | 26.019 | 3754.406
26.339 | 120.859 | 26.179 | 3696.25
26.498 | 119.392 | 26.339 | 3635.004
26.657 | 118.384 | 26.498 | 3575.182
26.815 | 116.8 | 26.657 | 3516.876
26.973 | 115.354 | 26.815 | 3459.065
27.13 | 114.125 | 26.973 | 3402.873
27.287 | 113.249 | 27.13 | 3348.415
27.443 | 111.443 | 27.287 | 3295.502
27.599 | 110.085 | 27.443 | 3237.387
27.755 | 108.714 | 27.599 | 3177.458
27.91 | 106.904 | 27.755 | 3117.61
28.065 | 105.801 | 27.91 | 3062.126
28.219 | 105.866 | 28.065 | 3009.656
28.373 | 105.576 | 28.219 | 2954.739
28.526 | 103.976 | 28.373 | 2899.748
28.679 | 102.78 | 28.526 | 2846.071
28.831 | 101.373 | 28.679 | 2790.161
28.983 | 99.29 | 28.831 | 2726.795
29.135 | 98.016 | 28.983 | 2663.861
29.286 | 98.47 | 29.135 | 2605.68
29.437 | 99.6 | 29.286 | 2549.116
29.587 | 100.412 | 29.437 | 2494.13
29.737 | 99.877 | 29.587 | 2439.23
29.886 | 98.223 | 29.737 | 2384.994
30.035 | 96.139 | 29.886 | 2331.369
30.183 | 94.264 | 30.035 | 2277.659
30.331 | 93.208 | 30.183 | 2227.026
30.479 | 92.414 | 30.331 | 2182.374
30.626 | 91.633 | 30.479 | 2135.956
30.773 | 90.591 | 30.626 | 2083.047
30.919 | 89.048 | 30.773 | 2028.537
31.065 | 86.807 | 30.919 | 1974.573
31.21 | 85.596 | 31.065 | 1922.661
31.355 | 85.819 | 31.21 | 1871.435
31.499 | 86.737 | 31.355 | 1826.363
31.643 | 87.27 | 31.499 | 1783.044
31.787 | 86.736 | 31.643 | 1739.088
31.93 | 86.02 | 31.787 | 1692.693
32.073 | 85.031 | 31.93 | 1649.342
32.215 | 83.7 | 32.073 | 1608.746
32.357 | 82.421 | 32.215 | 1562.939
32.498 | 81.936 | 32.357 | 1519.291
32.639 | 80.816 | 32.498 | 1475.327
32.779 | 80.068 | 32.639 | 1431.379
32.919 | 80.153 | 32.779 | 1388.287
33.059 | 80.671 | 32.919 | 1352.469
33.198 | 80.322 | 33.059 | 1313.646
33.337 | 79.369 | 33.198 | 1277.509
33.475 | 78.082 | 33.337 | 1241.863
33.613 | 77.177 | 33.475 | 1205.998
33.75 | 76.239 | 33.613 | 1168.005
33.887 | 71.205 | 33.75 | 1132.833
34.023 | 64.02 | 33.887 | 1099.795
34.159 | 56.363 | 34.023 | 1064.088
34.295 | 48.082 | 34.159 | 1033.473
34.43 | 43 | 34.295 | 1005.12
34.565 | 42.271 | 34.43 | 979.134
34.699 | 41.485 | 34.565 | 949.056
34.833 | 39.914 | 34.699 | 920.532
34.966 | 39.499 | 34.833 | 892.152
35.099 | 39.496 | 34.966 | 863.384
35.232 | 40.947 | 35.099 | 836.871
35.364 | 42.213 | 35.232 | 816.814
35.496 | 43.118 | 35.364 | 792.262
35.627 | 42.88 | 35.496 | 767.081
35.758 | 42.991 | 35.627 | 743.366
35.888 | 55.305 | 35.758 | 724.281
36.018 | 77.033 | 35.888 | 702.367
36.148 | 91.576 | 36.018 | 681.976
36.277 | 96.903 | 36.148 | 660.478
36.406 | 94.344 | 36.277 | 643.037
36.534 | 78.472 | 36.406 | 623.4
36.662 | 59.342 | 36.534 | 603.143
36.789 | 48.6 | 36.662 | 581.917
36.916 | 41.298 | 36.789 | 563.059
37.043 | 36.089 | 36.916 | 547.182
37.169 | 32.101 | 37.043 | 531.029
37.295 | 28.926 | 37.169 | 515.741
37.42 | 27.087 | 37.295 | 501.329
37.545 | 25.606 | 37.42 | 487.139
37.67 | 24.38 | 37.545 | 473.47
37.794 | 23.387 | 37.67 | 463.988
37.917 | 22.93 | 37.794 | 451.978
38.04 | 23.211 | 37.917 | 437.922
38.163 | 24.351 | 38.04 | 425.943
38.286 | 24.919 | 38.163 | 412.839
38.408 | 25.548 | 38.286 | 401.039
38.529 | 26.126 | 38.408 | 390.171
38.651 | 25.836 | 38.529 | 383.394
38.771 | 24.493 | 38.651 | 373.833
38.892 | 24.19 | 38.771 | 363.571
39.012 | 24.657 | 38.892 | 354.108
39.131 | 24.178 | 39.012 | 344.284
39.25 | 23.434 | 39.131 | 334.035
39.369 | 23.263 | 39.25 | 325.382
39.487 | 24.404 | 39.369 | 316.749
39.605 | 24.558 | 39.487 | 307.29
39.723 | 24.123 | 39.605 | 298.285
39.84 | 24.158 | 39.723 | 291.16
39.957 | 24.55 | 39.84 | 284.401
40.073 | 24.706 | 39.957 | 278.878
40.189 | 24.049 | 40.073 | 273.981
40.189 | 24.049 | 40.073 | 273.981
40.305 | 24.566 | 40.189 | 268.456
40.42 | 24.997 | 40.305 | 262.534
40.535 | 26.074 | 40.42 | 256.424
40.649 | 26.301 | 40.535 | 249.602
40.763 | 26.22 | 40.649 | 242.365
40.877 | 25.857 | 40.763 | 237.769
40.99 | 25.46 | 40.877 | 232.467
41.103 | 24.46 | 40.99 | 227.386
41.215 | 23.924 | 41.103 | 192.167
41.327 | 23.413 | 41.215 | 137.168
41.439 | 23.029 | 41.327 | 97.342

## Lustr H70 (hidden)
Selador | Lamp |  | Wattage
Lustr | Lumileds Rebel |  | 104 |  | Note: Owing to the variability of LEDs, output data and color matches should be viewed as approximate
Note: All data taken with room temperature fixture
| Beam Angle | Field Angle
Horizontal | 61.4 | 79.2
| Accessory Lens | Candela | Field Lumens | Beam Lumens | Lens Efficiency | Efficacy
| H70 | 7110 | 1710 | 920 | 93.49% | 16.4423
| For Field diameter at any distance, multiply distance by |  |  |  | 1.6545
| For Beam diameter at any distance, multiply distance by |  |  |  | 1.1875
| Throw Distance (ft) | 10 | 15 | 20 | 25
| Throw Distance (m) | 3.048 | 4.572 | 6.096 | 7.62
| Field Diameter (ft) | 16.5454 | 24.8182 | 33.0909 | 41.3636
| Field Diameter (m) | 5.043 | 7.5646 | 10.0861 | 12.6076
| Illuminance (fc) | 71.1 | 31.6 | 17.775 | 11.376
| Illuminance (lux) | 765.3133 | 340.1392 | 191.3283 | 122.4501
Test Distance | Iso-Illuminance Diagram grid lines
51.2 | 10 | 20 | 30 | 40
| 0.19531 | 0.39062 | 0.58594 | 0.78125
| Beam Angle | Field Angle
Vertical | 13.8 | 28
| For Field diameter at any distance, multiply distance by |  |  |  | 0.49866
| For Beam diameter at any distance, multiply distance by |  |  |  | 0.24203
| Throw Distance (ft) | 10 | 15 | 20 | 25
| Throw Distance (m) | 3.048 | 4.572 | 6.096 | 7.62
| Field Diameter (ft) | 4.9866 | 7.4798 | 9.9731 | 12.4664
| Field Diameter (m) | 1.5199 | 2.2799 | 3.0398 | 3.7998
| Illuminance (fc) | 71.1 | 31.6 | 17.775 | 11.376
| Illuminance (lux) | 765.3133 | 340.1392 | 191.3283 | 122.4501
| X |  | Y
-41.55 | 500.284 | -41.439 | 0
-41.439 | 504.738 | -41.327 | 0
-41.327 | 512.926 | -41.215 | 0
-41.215 | 524.778 | -41.103 | 4.71
-41.103 | 539.417 | -40.99 | 12.933
-40.99 | 555.518 | -40.877 | 20.574
-40.877 | 570.291 | -40.763 | 28.94
-40.763 | 585.332 | -40.649 | 34.575
-40.649 | 602.452 | -40.535 | 35.531
-40.535 | 619.261 | -40.42 | 35.349
-40.42 | 634.879 | -40.305 | 35.41
-40.305 | 651.443 | -40.189 | 37.128
-40.189 | 668.216 | -40.073 | 38.138
-40.073 | 683.814 | -39.957 | 38.45
-39.957 | 699.536 | -39.84 | 38.403
-39.84 | 718.258 | -39.723 | 37.882
-39.723 | 736.714 | -39.605 | 37.366
-39.605 | 756.817 | -39.487 | 38.053
-39.487 | 778.454 | -39.369 | 38.703
-39.369 | 801.918 | -39.25 | 40.011
-39.25 | 821.743 | -39.131 | 40.355
-39.131 | 841.521 | -39.012 | 39.749
-39.012 | 861.197 | -38.892 | 39.121
-38.892 | 883.361 | -38.771 | 38.554
-38.771 | 907.155 | -38.651 | 38.162
-38.651 | 934.666 | -38.529 | 39.232
-38.529 | 961.376 | -38.408 | 40.43
-38.408 | 985.06 | -38.286 | 40.698
-38.286 | 1013.959 | -38.163 | 42.235
-38.163 | 1041.303 | -38.04 | 43.232
-38.04 | 1067.691 | -37.917 | 43.343
-37.917 | 1098.473 | -37.794 | 43.943
-37.794 | 1133.117 | -37.67 | 43.939
-37.67 | 1158.344 | -37.545 | 43.126
-37.545 | 1184.968 | -37.42 | 42.937
-37.42 | 1219.403 | -37.295 | 44.43
-37.295 | 1249.067 | -37.169 | 45.934
-37.169 | 1281.28 | -37.043 | 46.207
-37.043 | 1313.598 | -36.916 | 45.583
-36.916 | 1352.01 | -36.789 | 45.461
-36.789 | 1398.361 | -36.662 | 46.355
-36.662 | 1445.606 | -36.534 | 47.135
-36.534 | 1488.472 | -36.406 | 46.283
-36.406 | 1529.935 | -36.277 | 45.721
-36.277 | 1569.5 | -36.148 | 45.929
-36.148 | 1603.978 | -36.018 | 45.931
-36.018 | 1642.456 | -35.888 | 46.917
-35.888 | 1680.098 | -35.758 | 48.522
-35.758 | 1723.074 | -35.627 | 49.81
-35.627 | 1765.65 | -35.496 | 50.113
-35.496 | 1809.249 | -35.364 | 50.289
-35.364 | 1852.071 | -35.232 | 50.635
-35.232 | 1897.749 | -35.099 | 50.682
-35.099 | 1941.872 | -34.966 | 50.216
-34.966 | 1988.27 | -34.833 | 50.36
-34.833 | 2034.916 | -34.699 | 51.204
-34.699 | 2084.922 | -34.565 | 51.268
-34.565 | 2137.806 | -34.43 | 51.212
-34.43 | 2187.083 | -34.295 | 51.513
-34.295 | 2237.211 | -34.159 | 52.521
-34.159 | 2290.95 | -34.023 | 53.283
-34.023 | 2338.359 | -33.887 | 54.249
-33.887 | 2382.252 | -33.75 | 54.41
-33.75 | 2427.632 | -33.613 | 54.243
-33.613 | 2480.315 | -33.475 | 54.516
-33.475 | 2526.769 | -33.337 | 54.879
-33.337 | 2580.927 | -33.198 | 55.764
-33.198 | 2635.019 | -33.059 | 56.207
-33.059 | 2690.825 | -32.919 | 57.236
-32.919 | 2739.643 | -32.779 | 56.694
-32.779 | 2795.631 | -32.639 | 57.687
-32.639 | 2851.734 | -32.498 | 58.088
-32.498 | 2906.852 | -32.357 | 58.529
-32.357 | 2958.657 | -32.215 | 58.831
-32.215 | 3012.918 | -32.073 | 59.617
-32.073 | 3063.196 | -31.93 | 60.504
-31.93 | 3116.16 | -31.787 | 62.257
-31.787 | 3169.936 | -31.643 | 62.84
-31.643 | 3229.801 | -31.499 | 63.373
-31.499 | 3285.809 | -31.355 | 63.383
-31.355 | 3335.79 | -31.21 | 64.122
-31.21 | 3386.913 | -31.065 | 64.32
-31.065 | 3434.417 | -30.919 | 64.728
-30.919 | 3484.01 | -30.773 | 65.385
-30.773 | 3530.855 | -30.626 | 65.763
-30.626 | 3579.649 | -30.479 | 65.905
-30.479 | 3627.847 | -30.331 | 66.568
-30.331 | 3676.752 | -30.183 | 66.663
-30.183 | 3724.169 | -30.035 | 67.73
-30.035 | 3767.883 | -29.886 | 68.498
-29.886 | 3814.582 | -29.737 | 70.1
-29.737 | 3865.968 | -29.587 | 70.85
-29.587 | 3918.467 | -29.437 | 72.183
-29.437 | 3966.652 | -29.286 | 73.058
-29.286 | 4007.828 | -29.135 | 74.227
-29.135 | 4046.502 | -28.983 | 74.583
-28.983 | 4081.604 | -28.831 | 76.474
-28.831 | 4120.516 | -28.679 | 77.194
-28.679 | 4165.555 | -28.526 | 77.928
-28.526 | 4207.966 | -28.373 | 78.773
-28.373 | 4244.944 | -28.219 | 80.907
-28.219 | 4285.357 | -28.065 | 83.002
-28.065 | 4326.952 | -27.91 | 84.378
-27.91 | 4368.041 | -27.755 | 84.986
-27.755 | 4412.063 | -27.599 | 85.531
-27.599 | 4453.498 | -27.443 | 86.706
-27.443 | 4489.402 | -27.287 | 87.928
-27.287 | 4522.908 | -27.13 | 90.149
-27.13 | 4553.323 | -26.973 | 91.744
-26.973 | 4584.181 | -26.815 | 92.589
-26.815 | 4616.968 | -26.657 | 94.481
-26.657 | 4657.612 | -26.498 | 96.188
-26.498 | 4694.431 | -26.339 | 97.452
-26.339 | 4727.736 | -26.179 | 97.702
-26.179 | 4757.553 | -26.019 | 99.912
-26.019 | 4778.522 | -25.859 | 101.92
-25.859 | 4796.725 | -25.698 | 105.234
-25.698 | 4823.38 | -25.537 | 107.223
-25.537 | 4848.476 | -25.375 | 108.813
-25.375 | 4876.639 | -25.213 | 111.081
-25.213 | 4901.868 | -25.05 | 113.095
-25.05 | 4929.601 | -24.887 | 115.724
-24.887 | 4959.414 | -24.724 | 117.885
-24.724 | 4991.196 | -24.56 | 120.225
-24.56 | 5014.229 | -24.396 | 122.619
-24.396 | 5038.099 | -24.231 | 124.835
-24.231 | 5058.686 | -24.066 | 125.676
-24.066 | 5083.956 | -23.9 | 127.758
-23.9 | 5107.949 | -23.734 | 130.106
-23.734 | 5126.741 | -23.568 | 133.414
-23.568 | 5137.116 | -23.401 | 136.645
-23.401 | 5153.421 | -23.234 | 140.182
-23.234 | 5169.532 | -23.066 | 143.4
-23.066 | 5189.594 | -22.898 | 146.028
-22.898 | 5214.183 | -22.729 | 148.774
-22.729 | 5238.765 | -22.56 | 152.594
-22.56 | 5264.076 | -22.391 | 156.573
-22.391 | 5289.822 | -22.221 | 160.203
-22.221 | 5310.107 | -22.051 | 164.398
-22.051 | 5337.699 | -21.88 | 168.43
-21.88 | 5367.545 | -21.709 | 172.603
-21.709 | 5394.816 | -21.538 | 176.497
-21.538 | 5422.463 | -21.366 | 180.881
-21.366 | 5440.022 | -21.194 | 184.242
-21.194 | 5448.596 | -21.021 | 187.498
-21.021 | 5461.713 | -20.848 | 192.611
-20.848 | 5481.745 | -20.675 | 199.019
-20.675 | 5504.049 | -20.501 | 205.729
-20.501 | 5529.273 | -20.327 | 212.022
-20.327 | 5548.56 | -20.152 | 218.567
-20.152 | 5562.168 | -19.977 | 224.763
-19.977 | 5581.016 | -19.802 | 230.905
-19.802 | 5607.604 | -19.626 | 236.737
-19.626 | 5631.197 | -19.45 | 243.879
-19.45 | 5655.484 | -19.273 | 251.729
-19.273 | 5685.267 | -19.096 | 259.039
-19.096 | 5714.989 | -18.919 | 266.48
-18.919 | 5738.908 | -18.741 | 275.919
-18.741 | 5766.037 | -18.563 | 285.634
-18.563 | 5789.852 | -18.385 | 295.152
-18.385 | 5814.554 | -18.206 | 304.944
-18.206 | 5836.689 | -18.027 | 316.509
-18.027 | 5858.488 | -17.847 | 329.769
-17.847 | 5875.86 | -17.667 | 341.759
-17.667 | 5900.124 | -17.487 | 354.102
-17.487 | 5928.078 | -17.306 | 367.967
-17.306 | 5956.188 | -17.125 | 381.804
-17.125 | 5982.625 | -16.944 | 396.887
-16.944 | 6010.093 | -16.762 | 413.696
-16.762 | 6039.123 | -16.58 | 430.311
-16.58 | 6064.135 | -16.398 | 447.037
-16.398 | 6089.748 | -16.215 | 465.166
-16.215 | 6117.448 | -16.032 | 484.565
-16.032 | 6135.189 | -15.849 | 507.158
-15.849 | 6153.699 | -15.665 | 529.894
-15.665 | 6175.231 | -15.481 | 550.342
-15.481 | 6195.066 | -15.296 | 572.055
-15.296 | 6215.692 | -15.112 | 597.593
-15.112 | 6245.541 | -14.927 | 624.039
-14.927 | 6266.78 | -14.741 | 651.506
-14.741 | 6287.248 | -14.556 | 681.871
-14.556 | 6307.71 | -14.37 | 714.536
-14.37 | 6328.568 | -14.183 | 747.394
-14.183 | 6353.671 | -13.997 | 780.021
-13.997 | 6375.359 | -13.81 | 815.514
-13.81 | 6399.383 | -13.623 | 851.955
-13.623 | 6419.524 | -13.435 | 891.674
-13.435 | 6440.486 | -13.247 | 934.348
-13.247 | 6465.049 | -13.059 | 978.14
-13.059 | 6488.178 | -12.871 | 1023.15
-12.871 | 6506.233 | -12.682 | 1069.677
-12.682 | 6525.776 | -12.493 | 1118.58
-12.493 | 6546.933 | -12.304 | 1169.646
-12.304 | 6566.166 | -12.115 | 1224.072
-12.115 | 6581.953 | -11.925 | 1281.471
-11.925 | 6603.674 | -11.735 | 1342.728
-11.735 | 6619.527 | -11.544 | 1405.683
-11.544 | 6642.594 | -11.354 | 1470.417
-11.354 | 6664.625 | -11.163 | 1536.54
-11.163 | 6688.688 | -10.972 | 1604.676
-10.972 | 6709.251 | -10.781 | 1678.871
-10.781 | 6729.089 | -10.589 | 1753.496
-10.589 | 6745.195 | -10.397 | 1831.408
-10.397 | 6764.698 | -10.205 | 1914.949
-10.205 | 6782.676 | -10.013 | 2000.763
-10.013 | 6798.157 | -9.821 | 2088.522
-9.821 | 6809.234 | -9.628 | 2182.794
-9.628 | 6816.382 | -9.435 | 2280.42
-9.435 | 6822.689 | -9.242 | 2382.035
-9.242 | 6831.346 | -9.049 | 2489.987
-9.049 | 6850.714 | -8.855 | 2600.857
-8.855 | 6865.203 | -8.661 | 2712.277
-8.661 | 6880.942 | -8.467 | 2823.494
-8.467 | 6890.933 | -8.273 | 2938.414
-8.273 | 6906.419 | -8.079 | 3052.865
-8.079 | 6919.197 | -7.884 | 3169.89
-7.884 | 6927.527 | -7.69 | 3297.314
-7.69 | 6932.535 | -7.495 | 3426.562
-7.495 | 6944.768 | -7.3 | 3553.592
-7.3 | 6951.342 | -7.104 | 3683.457
-7.104 | 6952.433 | -6.909 | 3819.799
-6.909 | 6964.801 | -6.713 | 3950.991
-6.713 | 6967.095 | -6.518 | 4083.792
-6.518 | 6958.559 | -6.322 | 4225.64
-6.322 | 6949.603 | -6.126 | 4361.936
-6.126 | 6950.302 | -5.93 | 4494.432
-5.93 | 6941.84 | -5.733 | 4633.371
-5.733 | 6941.58 | -5.537 | 4769.414
-5.537 | 6942.059 | -5.34 | 4908.355
-5.34 | 6964.238 | -5.144 | 5054.69
-5.144 | 6984.463 | -4.947 | 5198.209
-4.947 | 6999.455 | -4.75 | 5334.13
-4.75 | 7017.946 | -4.553 | 5475.726
-4.553 | 7027.75 | -4.356 | 5610.95
-4.356 | 7029.161 | -4.158 | 5740.401
-4.158 | 7034.646 | -3.961 | 5879.641
-3.961 | 7045.686 | -3.763 | 6004.324
-3.763 | 7049.478 | -3.566 | 6123.844
-3.566 | 7053.89 | -3.368 | 6240.495
-3.368 | 7056.708 | -3.171 | 6352.311
-3.171 | 7056.841 | -2.973 | 6448.522
-2.973 | 7064.306 | -2.775 | 6544.358
-2.775 | 7068.938 | -2.577 | 6636.906
-2.577 | 7067.63 | -2.379 | 6726.587
-2.379 | 7060.46 | -2.181 | 6795.265
-2.181 | 7060.508 | -1.983 | 6855.907
-1.983 | 7069.542 | -1.785 | 6913.13
-1.785 | 7058.896 | -1.586 | 6967.161
-1.586 | 7050.742 | -1.388 | 7005.651
-1.388 | 7058.012 | -1.19 | 7033.859
-1.19 | 7067.71 | -0.992 | 7041.461
-0.992 | 7076.555 | -0.793 | 7049.648
-0.793 | 7087.277 | -0.595 | 7060.801
-0.595 | 7088.965 | -0.397 | 7067.986
-0.397 | 7082.04 | -0.198 | 7069.808
-0.198 | 7062.499 | 0 | 7064.509
0 | 7064.509 | 0.198 | 7047.882
0.198 | 7062.943 | 0.397 | 7019.603
0.397 | 7064.412 | 0.595 | 6983.484
0.595 | 7056.891 | 0.793 | 6943.509
0.793 | 7053.653 | 0.992 | 6898.987
0.992 | 7058.02 | 1.19 | 6840.716
1.19 | 7071.488 | 1.388 | 6772.216
1.388 | 7082.754 | 1.586 | 6702.593
1.586 | 7089.922 | 1.785 | 6631.65
1.785 | 7088.805 | 1.983 | 6553.132
1.983 | 7081.574 | 2.181 | 6464.775
2.181 | 7078.159 | 2.379 | 6369.453
2.379 | 7088.463 | 2.577 | 6264.909
2.577 | 7088.235 | 2.775 | 6153.764
2.775 | 7076.96 | 2.973 | 6037.774
2.973 | 7062.363 | 3.171 | 5914.868
3.171 | 7050.444 | 3.368 | 5788.033
3.368 | 7040.124 | 3.566 | 5661.355
3.566 | 7034.364 | 3.763 | 5533.144
3.763 | 7030.845 | 3.961 | 5396.631
3.961 | 7027.432 | 4.158 | 5256.725
4.158 | 7026.63 | 4.356 | 5113.757
4.356 | 7025.814 | 4.553 | 4971.134
4.553 | 7018.418 | 4.75 | 4835.006
4.75 | 7012.462 | 4.947 | 4705.916
4.947 | 6999.197 | 5.144 | 4572.869
5.144 | 6992.214 | 5.34 | 4431.537
5.34 | 6989.882 | 5.537 | 4293.49
5.537 | 6988.288 | 5.733 | 4157.4
5.733 | 6980.163 | 5.93 | 4023.887
5.93 | 6971.63 | 6.126 | 3891.974
6.126 | 6965.391 | 6.322 | 3762.541
6.322 | 6957.977 | 6.518 | 3630.596
6.518 | 6950.162 | 6.713 | 3502.783
6.713 | 6947.634 | 6.909 | 3376.865
6.909 | 6948.79 | 7.104 | 3249.48
7.104 | 6951.484 | 7.3 | 3128.043
7.3 | 6945.436 | 7.495 | 3009.796
7.495 | 6941.584 | 7.69 | 2895.883
7.69 | 6929.871 | 7.884 | 2783.725
7.884 | 6924.859 | 8.079 | 2670.302
8.079 | 6910.725 | 8.273 | 2560.323
8.273 | 6900.873 | 8.467 | 2452.487
8.467 | 6892.057 | 8.661 | 2350.826
8.661 | 6884.446 | 8.855 | 2253.936
8.855 | 6876.08 | 9.049 | 2160.591
9.049 | 6860.827 | 9.242 | 2070.167
9.242 | 6846.617 | 9.435 | 1984.226
9.435 | 6822.703 | 9.628 | 1900.228
9.628 | 6805.223 | 9.821 | 1819.734
9.821 | 6790.346 | 10.013 | 1744.81
10.013 | 6780.502 | 10.205 | 1668.543
10.205 | 6765.214 | 10.397 | 1595.493
10.397 | 6753.699 | 10.589 | 1526.068
10.589 | 6734.516 | 10.781 | 1459.614
10.781 | 6718.913 | 10.972 | 1394.084
10.972 | 6714.022 | 11.163 | 1334.898
11.163 | 6704.665 | 11.354 | 1277.996
11.354 | 6693.379 | 11.544 | 1220.658
11.544 | 6682.605 | 11.735 | 1162.89
11.735 | 6662.11 | 11.925 | 1109.462
11.925 | 6631.586 | 12.115 | 1058.829
12.115 | 6605.929 | 12.304 | 1008.066
12.304 | 6584.561 | 12.493 | 961.08
12.493 | 6566.162 | 12.682 | 916.907
12.682 | 6550.763 | 12.871 | 875.969
12.871 | 6531.101 | 13.059 | 837.15
13.059 | 6510.53 | 13.247 | 802.137
13.247 | 6487.73 | 13.435 | 766.952
13.435 | 6471.732 | 13.623 | 732.382
13.623 | 6457.181 | 13.81 | 699.601
13.81 | 6435.693 | 13.997 | 667.724
13.997 | 6409.449 | 14.183 | 636.266
14.183 | 6392.488 | 14.37 | 608.097
14.37 | 6369.905 | 14.556 | 582.276
14.556 | 6351.017 | 14.741 | 557.154
14.741 | 6330.651 | 14.927 | 532.78
14.927 | 6318.411 | 15.112 | 509.188
15.112 | 6292.156 | 15.296 | 486.216
15.296 | 6258.656 | 15.481 | 466.016
15.481 | 6225.326 | 15.665 | 448.08
15.665 | 6196.933 | 15.849 | 431.234
15.849 | 6169.364 | 16.032 | 413.547
16.032 | 6145.116 | 16.215 | 397.365
16.215 | 6127.159 | 16.398 | 382.486
16.398 | 6111.585 | 16.58 | 367.911
16.58 | 6098.944 | 16.762 | 353.843
16.762 | 6091.707 | 16.944 | 342.493
16.944 | 6081.339 | 17.125 | 332.177
17.125 | 6063.114 | 17.306 | 322.394
17.306 | 6046.655 | 17.487 | 312.543
17.487 | 6027.748 | 17.667 | 302.188
17.667 | 6003.509 | 17.847 | 291.652
17.847 | 5984.137 | 18.027 | 281.166
18.027 | 5970.532 | 18.206 | 271.561
18.206 | 5946.68 | 18.385 | 263.049
18.385 | 5922.591 | 18.563 | 255.166
18.563 | 5900.372 | 18.741 | 248.994
18.741 | 5873.899 | 18.919 | 243.564
18.919 | 5843.828 | 19.096 | 236.877
19.096 | 5805.263 | 19.273 | 230.422
19.273 | 5770.002 | 19.45 | 225.547
19.45 | 5746.007 | 19.626 | 219.454
19.626 | 5718.111 | 19.802 | 213.743
19.802 | 5691.449 | 19.977 | 208.515
19.977 | 5672.1 | 20.152 | 202.735
20.152 | 5647.614 | 20.327 | 198.026
20.327 | 5618.376 | 20.501 | 194.956
20.501 | 5595.73 | 20.675 | 190.85
20.675 | 5571.52 | 20.848 | 186.487
20.848 | 5549.548 | 21.021 | 181.948
21.021 | 5531.073 | 21.194 | 178.291
21.194 | 5519.956 | 21.366 | 174.76
21.366 | 5510.185 | 21.538 | 170.688
21.538 | 5495.362 | 21.709 | 166.857
21.709 | 5473.436 | 21.88 | 164.261
21.88 | 5448.953 | 22.051 | 161.057
22.051 | 5424.901 | 22.221 | 158.086
22.221 | 5401.487 | 22.391 | 155.944
22.391 | 5374.414 | 22.56 | 153.89
22.56 | 5354.813 | 22.729 | 150.264
22.729 | 5331.07 | 22.898 | 145.908
22.898 | 5309.908 | 23.066 | 142.124
23.066 | 5287.506 | 23.234 | 139.611
23.234 | 5270.202 | 23.401 | 138.244
23.401 | 5246.493 | 23.568 | 137.793
23.568 | 5223.686 | 23.734 | 136.726
23.734 | 5198.581 | 23.9 | 134.949
23.9 | 5177.181 | 24.066 | 132.894
24.066 | 5151.144 | 24.231 | 131.993
24.231 | 5126.507 | 24.396 | 130.303
24.396 | 5101.987 | 24.56 | 128.314
24.56 | 5080.243 | 24.724 | 126.292
24.724 | 5053.921 | 24.887 | 124.579
24.887 | 5030.199 | 25.05 | 122.997
25.05 | 5004.064 | 25.213 | 121.403
25.213 | 4971.949 | 25.375 | 120.015
25.375 | 4942.721 | 25.537 | 116.97
25.537 | 4913.837 | 25.698 | 114.562
25.698 | 4886.491 | 25.859 | 113.48
25.859 | 4862.25 | 26.019 | 113.223
26.019 | 4838.428 | 26.179 | 111.402
26.179 | 4808.17 | 26.339 | 109.809
26.339 | 4775.463 | 26.498 | 107.921
26.498 | 4740.782 | 26.657 | 105.924
26.657 | 4705.831 | 26.815 | 104.25
26.815 | 4669.472 | 26.973 | 104.384
26.973 | 4631.154 | 27.13 | 104.481
27.13 | 4596.13 | 27.287 | 103.737
27.287 | 4565.57 | 27.443 | 102.505
27.443 | 4529.708 | 27.599 | 101.495
27.599 | 4490.714 | 27.755 | 99.797
27.755 | 4451.803 | 27.91 | 97.403
27.91 | 4416.967 | 28.065 | 95.77
28.065 | 4383.108 | 28.219 | 94.771
28.219 | 4345.978 | 28.373 | 93.526
28.373 | 4304.98 | 28.526 | 92.646
28.526 | 4262.777 | 28.679 | 91.778
28.679 | 4220.427 | 28.831 | 90.942
28.831 | 4177.167 | 28.983 | 90.399
28.983 | 4132.384 | 29.135 | 90.698
29.135 | 4087.426 | 29.286 | 90.675
29.286 | 4036.439 | 29.437 | 90.651
29.437 | 3988.028 | 29.587 | 89.748
29.587 | 3938.427 | 29.737 | 87.708
29.737 | 3892.461 | 29.886 | 85.484
29.886 | 3844.945 | 30.035 | 84.046
30.035 | 3799.295 | 30.183 | 83.968
30.183 | 3751.874 | 30.331 | 83.868
30.331 | 3704.018 | 30.479 | 83.83
30.479 | 3655.532 | 30.626 | 83.326
30.626 | 3604.867 | 30.773 | 82.796
30.773 | 3550.215 | 30.919 | 82.197
30.919 | 3490.989 | 31.065 | 81.506
31.065 | 3432.579 | 31.21 | 80.979
31.21 | 3371.774 | 31.355 | 80.081
31.355 | 3316.503 | 31.499 | 79.064
31.499 | 3264.764 | 31.643 | 77.886
31.643 | 3214.82 | 31.787 | 76.454
31.787 | 3163.876 | 31.93 | 75.229
31.93 | 3111.523 | 32.073 | 74.609
32.073 | 3053.436 | 32.215 | 74.36
32.215 | 2989.337 | 32.357 | 73.997
32.357 | 2925.916 | 32.498 | 73.517
32.498 | 2872.188 | 32.639 | 73.324
32.639 | 2818.053 | 32.779 | 73.332
32.779 | 2764.074 | 32.919 | 72.976
32.919 | 2710.344 | 33.059 | 72.455
33.059 | 2656.047 | 33.198 | 72.182
33.198 | 2601.175 | 33.337 | 71.789
33.337 | 2543.811 | 33.475 | 70.72
33.475 | 2485.216 | 33.613 | 70.106
33.613 | 2421.863 | 33.75 | 69.882
33.75 | 2362.355 | 33.887 | 69.302
33.887 | 2306.186 | 34.023 | 69.283
34.023 | 2253.809 | 34.159 | 68.954
34.159 | 2203.074 | 34.295 | 67.238
34.295 | 2154.128 | 34.43 | 65.697
34.43 | 2104.746 | 34.565 | 65.343
34.565 | 2056.392 | 34.699 | 64.549
34.699 | 2008.455 | 34.833 | 64.45
34.833 | 1964.295 | 34.966 | 64.179
34.966 | 1914.277 | 35.099 | 63.095
35.099 | 1865.554 | 35.232 | 63.626
35.232 | 1816.201 | 35.364 | 63.419
35.364 | 1770.742 | 35.496 | 59.374
35.496 | 1720.027 | 35.627 | 52.236
35.627 | 1671.535 | 35.758 | 43.318
35.758 | 1629.424 | 35.888 | 35.902
35.888 | 1587.527 | 36.018 | 31.788
36.018 | 1548.03 | 36.148 | 30.262
36.148 | 1502.45 | 36.277 | 29.771
36.277 | 1457.776 | 36.406 | 29.481
36.406 | 1415.877 | 36.534 | 28.954
36.534 | 1371.231 | 36.662 | 27.589
36.662 | 1328.561 | 36.789 | 26.445
36.789 | 1293.889 | 36.916 | 26.156
36.916 | 1256.507 | 37.043 | 27.476
37.043 | 1220.892 | 37.169 | 28.729
37.169 | 1192.12 | 37.295 | 29.7
37.295 | 1160.5 | 37.42 | 29.984
37.42 | 1127.601 | 37.545 | 28.463
37.545 | 1097.988 | 37.67 | 25.843
37.67 | 1067.514 | 37.794 | 24.531
37.794 | 1035.703 | 37.917 | 24.107
37.917 | 1004.398 | 38.04 | 24.036
38.04 | 972.894 | 38.163 | 25.07
38.163 | 941.825 | 38.286 | 26.141
38.286 | 914.06 | 38.408 | 25.688
38.408 | 890.742 | 38.529 | 24.218
38.529 | 868.319 | 38.651 | 22.198
38.651 | 845.03 | 38.771 | 20.978
38.771 | 820.153 | 38.892 | 21.085
38.892 | 798.367 | 39.012 | 22.738
39.012 | 776.572 | 39.131 | 23.43
39.131 | 754.594 | 39.25 | 23.723
39.25 | 734.575 | 39.369 | 23.902
39.369 | 715.469 | 39.487 | 24.375
39.487 | 695.158 | 39.605 | 23.824
39.605 | 675.387 | 39.723 | 24.33
39.723 | 657.76 | 39.84 | 25.078
39.84 | 639.938 | 39.957 | 26.19
39.957 | 621.322 | 40.073 | 27.014
40.073 | 603.431 | 40.189 | 25.616
40.073 | 603.431 | 40.189 | 25.616
40.189 | 586.818 | 40.305 | 25.233
40.305 | 572.626 | 40.42 | 26.763
40.42 | 557.909 | 40.535 | 27.788
40.535 | 545.965 | 40.649 | 26.916
40.649 | 531.794 | 40.763 | 26.065
40.763 | 516.939 | 40.877 | 24.241
40.877 | 501.732 | 40.99 | 21.898
40.99 | 487.699 | 41.103 | 20.535
41.103 | 410.647 | 41.215 | 20.547
41.215 | 292.452 | 41.327 | 20.558
41.327 | 208.49 | 41.439 | 21.057

## Lustr V70 (hidden)
Selador | Lamp |  | Wattage
Lustr | Lumileds Rebel |  | 104 |  | Note: Owing to the variability of LEDs, output data and color matches should be viewed as approximate
Note: All data taken with room temperature fixture
| Beam Angle | Field Angle
Horizontal | 16.2 | 31
| Accessory Lens | Candela | Field Lumens | Beam Lumens | Lens Efficiency | Efficacy
| V70 | 6320 | 1730 | 940 | 94.59% | 16.6346
| For Field diameter at any distance, multiply distance by |  |  |  | 0.55465
| For Beam diameter at any distance, multiply distance by |  |  |  | 0.28464
| Throw Distance (ft) | 10 | 15 | 20 | 25
| Throw Distance (m) | 3.048 | 4.572 | 6.096 | 7.62
| Field Diameter (ft) | 5.5465 | 8.3197 | 11.093 | 13.8662
| Field Diameter (m) | 1.6906 | 2.5359 | 3.3811 | 4.2264
| Illuminance (fc) | 63.2 | 28.0889 | 15.8 | 10.112
| Illuminance (lux) | 680.2785 | 302.346 | 170.0696 | 108.8446
Test Distance | Iso-Illuminance Diagram grid lines
51.2 | 10 | 20 | 30 | 40
| 0.19531 | 0.39062 | 0.58594 | 0.78125
| Beam Angle | Field Angle
Vertical | 62.7 | 79.4
| For Field diameter at any distance, multiply distance by |  |  |  | 1.6604
| For Beam diameter at any distance, multiply distance by |  |  |  | 1.2184
| Throw Distance (ft) | 10 | 15 | 20 | 25
| Throw Distance (m) | 3.048 | 4.572 | 6.096 | 7.62
| Field Diameter (ft) | 16.6043 | 24.9065 | 33.2086 | 41.5108
| Field Diameter (m) | 5.061 | 7.5915 | 10.122 | 12.6525
| Illuminance (fc) | 63.2 | 28.0889 | 15.8 | 10.112
| Illuminance (lux) | 680.2785 | 302.346 | 170.0696 | 108.8446
| X |  | Y
-41.439 | 0 | -41.55 | 454.305
-41.327 | 0 | -41.439 | 459.276
-41.215 | 0 | -41.327 | 467.591
-41.103 | 5.715 | -41.215 | 480.087
-40.99 | 15.869 | -41.103 | 493.102
-40.877 | 26.137 | -40.99 | 504.974
-40.763 | 35.681 | -40.877 | 516.307
-40.649 | 41.589 | -40.763 | 529.028
-40.535 | 42.019 | -40.649 | 542.284
-40.42 | 42.352 | -40.535 | 554.565
-40.305 | 42.529 | -40.42 | 566.008
-40.189 | 43.879 | -40.305 | 580.289
-40.073 | 45.334 | -40.189 | 594.171
-39.957 | 45.729 | -40.073 | 611.886
-39.84 | 45.436 | -39.957 | 626.96
-39.723 | 45.353 | -39.84 | 643.025
-39.605 | 45.474 | -39.723 | 658.469
-39.487 | 45.272 | -39.605 | 672.008
-39.369 | 45.653 | -39.487 | 686.74
-39.25 | 46.231 | -39.369 | 704.942
-39.131 | 45.852 | -39.25 | 726.474
-39.012 | 46.136 | -39.131 | 748.895
-38.892 | 46.415 | -39.012 | 773.679
-38.771 | 45.585 | -38.892 | 794.094
-38.651 | 45.467 | -38.771 | 816.893
-38.529 | 47.482 | -38.651 | 841.081
-38.408 | 50.398 | -38.529 | 863.465
-38.286 | 51.644 | -38.408 | 882.729
-38.163 | 51.605 | -38.286 | 908.588
-38.04 | 50.823 | -38.163 | 936.683
-37.917 | 50.102 | -38.04 | 962.333
-37.794 | 48.544 | -37.917 | 989.54
-37.67 | 48.517 | -37.794 | 1017.924
-37.545 | 49.191 | -37.67 | 1043.187
-37.42 | 50.366 | -37.545 | 1073.056
-37.295 | 51.582 | -37.42 | 1103.277
-37.169 | 52.254 | -37.295 | 1131.147
-37.043 | 52.205 | -37.169 | 1163.922
-36.916 | 52.628 | -37.043 | 1196.428
-36.789 | 52.524 | -36.916 | 1225.724
-36.662 | 52.393 | -36.789 | 1261.036
-36.534 | 52.444 | -36.662 | 1302.066
-36.406 | 52.571 | -36.534 | 1341.682
-36.277 | 51.9 | -36.406 | 1384.206
-36.148 | 51.848 | -36.277 | 1423.158
-36.018 | 52.253 | -36.148 | 1463.207
-35.888 | 53.537 | -36.018 | 1499.256
-35.758 | 54.882 | -35.888 | 1540.054
-35.627 | 56.564 | -35.758 | 1577.81
-35.496 | 57.507 | -35.627 | 1617.798
-35.364 | 57.25 | -35.496 | 1658.86
-35.232 | 56.946 | -35.364 | 1701.601
-35.099 | 57.355 | -35.232 | 1749.542
-34.966 | 56.88 | -35.099 | 1792.009
-34.833 | 56.531 | -34.966 | 1837.672
-34.699 | 57.054 | -34.833 | 1885.9
-34.565 | 57.716 | -34.699 | 1939.724
-34.43 | 58.49 | -34.565 | 1988.066
-34.295 | 58.256 | -34.43 | 2038.187
-34.159 | 59.279 | -34.295 | 2083.768
-34.023 | 59.962 | -34.159 | 2132.485
-33.887 | 61.646 | -34.023 | 2179.24
-33.75 | 62.379 | -33.887 | 2231.107
-33.613 | 62.825 | -33.75 | 2280.834
-33.475 | 63.683 | -33.613 | 2335.545
-33.337 | 64.601 | -33.475 | 2386.485
-33.198 | 64.684 | -33.337 | 2432.925
-33.059 | 64.537 | -33.198 | 2481.369
-32.919 | 65.753 | -33.059 | 2532.884
-32.779 | 65.601 | -32.919 | 2579.746
-32.639 | 66.642 | -32.779 | 2634.862
-32.498 | 67.269 | -32.639 | 2697.032
-32.357 | 67.778 | -32.498 | 2756.191
-32.215 | 66.685 | -32.357 | 2816.325
-32.073 | 67.61 | -32.215 | 2871.363
-31.93 | 68.284 | -32.073 | 2924.09
-31.787 | 69.279 | -31.93 | 2972.274
-31.643 | 69.372 | -31.787 | 3017.793
-31.499 | 69.897 | -31.643 | 3067.65
-31.355 | 70.006 | -31.499 | 3121.742
-31.21 | 70.242 | -31.355 | 3176.147
-31.065 | 70.69 | -31.21 | 3228.455
-30.919 | 72.43 | -31.065 | 3277.498
-30.773 | 73.286 | -30.919 | 3319.446
-30.626 | 73.163 | -30.773 | 3357.617
-30.479 | 73.776 | -30.626 | 3405.639
-30.331 | 75.197 | -30.479 | 3452.044
-30.183 | 76.21 | -30.331 | 3500.031
-30.035 | 77.089 | -30.183 | 3547.392
-29.886 | 78.063 | -30.035 | 3589.417
-29.737 | 79.335 | -29.886 | 3630.731
-29.587 | 79.492 | -29.737 | 3675.901
-29.437 | 80.054 | -29.587 | 3721.074
-29.286 | 80.55 | -29.437 | 3764.218
-29.135 | 82.069 | -29.286 | 3802.747
-28.983 | 83.073 | -29.135 | 3839.04
-28.831 | 84.787 | -28.983 | 3868.813
-28.679 | 86.187 | -28.831 | 3899.566
-28.526 | 88.011 | -28.679 | 3930.59
-28.373 | 89.443 | -28.526 | 3959.841
-28.219 | 90.863 | -28.373 | 3983.952
-28.065 | 92.505 | -28.219 | 4012.238
-27.91 | 93.665 | -28.065 | 4048.93
-27.755 | 94.834 | -27.91 | 4083.036
-27.599 | 96.051 | -27.755 | 4115.657
-27.443 | 97.373 | -27.599 | 4145.481
-27.287 | 99.392 | -27.443 | 4172.737
-27.13 | 101.832 | -27.287 | 4198.261
-26.973 | 102.942 | -27.13 | 4224.88
-26.815 | 103.816 | -26.973 | 4251.081
-26.657 | 104.738 | -26.815 | 4275.282
-26.498 | 106.01 | -26.657 | 4302.103
-26.339 | 108.017 | -26.498 | 4327.127
-26.179 | 110.566 | -26.339 | 4352.56
-26.019 | 112.908 | -26.179 | 4378.381
-25.859 | 115.564 | -26.019 | 4394.997
-25.698 | 117.133 | -25.859 | 4402.724
-25.537 | 118.251 | -25.698 | 4416.179
-25.375 | 120.361 | -25.537 | 4431.928
-25.213 | 124.106 | -25.375 | 4450.839
-25.05 | 126.864 | -25.213 | 4470.135
-24.887 | 130.788 | -25.05 | 4486.326
-24.724 | 133.033 | -24.887 | 4503.158
-24.56 | 135.064 | -24.724 | 4519.621
-24.396 | 138.253 | -24.56 | 4533.007
-24.231 | 142.127 | -24.396 | 4546.716
-24.066 | 144.524 | -24.231 | 4557.362
-23.9 | 147.502 | -24.066 | 4572.5
-23.734 | 151.998 | -23.9 | 4590.322
-23.568 | 156.653 | -23.734 | 4602.445
-23.401 | 160.022 | -23.568 | 4608.867
-23.234 | 164.215 | -23.401 | 4621.039
-23.066 | 169.017 | -23.234 | 4624.958
-22.898 | 173.01 | -23.066 | 4634.192
-22.729 | 176.992 | -22.898 | 4647.738
-22.56 | 181.44 | -22.729 | 4666.302
-22.391 | 185.875 | -22.56 | 4685.193
-22.221 | 190.821 | -22.391 | 4707.467
-22.051 | 196.036 | -22.221 | 4717.696
-21.88 | 201.804 | -22.051 | 4737.054
-21.709 | 207.599 | -21.88 | 4763.344
-21.538 | 214.224 | -21.709 | 4785.839
-21.366 | 221.668 | -21.538 | 4804.114
-21.194 | 229.212 | -21.366 | 4818.698
-21.021 | 236.954 | -21.194 | 4830.131
-20.848 | 244.397 | -21.021 | 4840.942
-20.675 | 253.203 | -20.848 | 4852.933
-20.501 | 262.393 | -20.675 | 4868.867
-20.327 | 271.426 | -20.501 | 4881.006
-20.152 | 280.321 | -20.327 | 4889.652
-19.977 | 289.71 | -20.152 | 4897.537
-19.802 | 299.169 | -19.977 | 4911.695
-19.626 | 309.631 | -19.802 | 4932.744
-19.45 | 321.118 | -19.626 | 4958.367
-19.273 | 333.781 | -19.45 | 4981.455
-19.096 | 347.227 | -19.273 | 5002.835
-18.919 | 362.116 | -19.096 | 5027.795
-18.741 | 377.564 | -18.919 | 5055.115
-18.563 | 393.126 | -18.741 | 5076.579
-18.385 | 408.534 | -18.563 | 5094.36
-18.206 | 425.169 | -18.385 | 5110.79
-18.027 | 444.335 | -18.206 | 5126.464
-17.847 | 465.493 | -18.027 | 5144.331
-17.667 | 485.073 | -17.847 | 5163.094
-17.487 | 508.352 | -17.667 | 5183.728
-17.306 | 530.314 | -17.487 | 5206.14
-17.125 | 552.418 | -17.306 | 5228.081
-16.944 | 575.355 | -17.125 | 5249.464
-16.762 | 603.833 | -16.944 | 5274.166
-16.58 | 629.809 | -16.762 | 5297.325
-16.398 | 658.77 | -16.58 | 5325.627
-16.215 | 688.857 | -16.398 | 5348.363
-16.032 | 720.666 | -16.215 | 5369.895
-15.849 | 751.818 | -16.032 | 5385.725
-15.665 | 786.698 | -15.849 | 5402.621
-15.481 | 821.228 | -15.665 | 5417.519
-15.296 | 856.429 | -15.481 | 5439.867
-15.112 | 893.285 | -15.296 | 5463.096
-14.927 | 935.389 | -15.112 | 5485.664
-14.741 | 979.213 | -14.927 | 5507.521
-14.556 | 1021.887 | -14.741 | 5527.858
-14.37 | 1066.336 | -14.556 | 5546.795
-14.183 | 1112.755 | -14.37 | 5565.305
-13.997 | 1160.839 | -14.183 | 5581.981
-13.81 | 1212.386 | -13.997 | 5596.309
-13.623 | 1264.167 | -13.81 | 5615.572
-13.435 | 1318.187 | -13.623 | 5640.308
-13.247 | 1376.75 | -13.435 | 5662.992
-13.059 | 1438.231 | -13.247 | 5688.171
-12.871 | 1499.076 | -13.059 | 5715.717
-12.682 | 1559.772 | -12.871 | 5741.802
-12.493 | 1622.708 | -12.682 | 5762.232
-12.304 | 1686.477 | -12.493 | 5778.259
-12.115 | 1754.946 | -12.304 | 5793.158
-11.925 | 1824.634 | -12.115 | 5801.95
-11.735 | 1898.186 | -11.925 | 5811.535
-11.544 | 1972.602 | -11.735 | 5820.721
-11.354 | 2052.072 | -11.544 | 5842.426
-11.163 | 2135.819 | -11.354 | 5866.614
-10.972 | 2221.825 | -11.163 | 5886.941
-10.781 | 2309.331 | -10.972 | 5907.808
-10.589 | 2398.919 | -10.781 | 5922.015
-10.397 | 2486.687 | -10.589 | 5942.972
-10.205 | 2577.572 | -10.397 | 5960.619
-10.013 | 2665.588 | -10.205 | 5982.785
-9.821 | 2759.507 | -10.013 | 5999.588
-9.628 | 2855.718 | -9.821 | 6009.95
-9.435 | 2956.178 | -9.628 | 6017.077
-9.242 | 3054.729 | -9.435 | 6018.16
-9.049 | 3161.85 | -9.242 | 6025.416
-8.855 | 3268.361 | -9.049 | 6034.854
-8.661 | 3370.924 | -8.855 | 6055.449
-8.467 | 3477.122 | -8.661 | 6073.927
-8.273 | 3588.777 | -8.467 | 6089.302
-8.079 | 3693.336 | -8.273 | 6104.142
-7.884 | 3798.844 | -8.079 | 6115.988
-7.69 | 3911.147 | -7.884 | 6118.927
-7.495 | 4018.194 | -7.69 | 6118.325
-7.3 | 4124.973 | -7.495 | 6119.561
-7.104 | 4234.59 | -7.3 | 6119.74
-6.909 | 4343.201 | -7.104 | 6130.703
-6.713 | 4446.036 | -6.909 | 6140.218
-6.518 | 4548.427 | -6.713 | 6142.08
-6.322 | 4651.919 | -6.518 | 6134.223
-6.126 | 4752.721 | -6.322 | 6128.092
-5.93 | 4851.741 | -6.126 | 6120.812
-5.733 | 4953.18 | -5.93 | 6123.352
-5.537 | 5051.336 | -5.733 | 6120.487
-5.34 | 5149.943 | -5.537 | 6125.042
-5.144 | 5251.936 | -5.34 | 6137.377
-4.947 | 5351.297 | -5.144 | 6156.574
-4.75 | 5439.792 | -4.947 | 6172.469
-4.553 | 5520.063 | -4.75 | 6182.859
-4.356 | 5596.938 | -4.553 | 6183.137
-4.158 | 5676.147 | -4.356 | 6181.243
-3.961 | 5757.505 | -4.158 | 6185.024
-3.763 | 5831.7 | -3.961 | 6189.258
-3.566 | 5907.187 | -3.763 | 6190.659
-3.368 | 5985.634 | -3.566 | 6202.734
-3.171 | 6038.552 | -3.368 | 6209.448
-2.973 | 6081.816 | -3.171 | 6209.853
-2.775 | 6126.017 | -2.973 | 6214.982
-2.577 | 6165.001 | -2.775 | 6221.809
-2.379 | 6203.614 | -2.577 | 6214.416
-2.181 | 6235.872 | -2.379 | 6204.786
-1.983 | 6268.057 | -2.181 | 6203.45
-1.785 | 6290.58 | -1.983 | 6209.052
-1.586 | 6315.56 | -1.785 | 6208.253
-1.388 | 6323.325 | -1.586 | 6209.262
-1.19 | 6318.46 | -1.388 | 6215.872
-0.992 | 6292.749 | -1.19 | 6216.679
-0.793 | 6280.093 | -0.992 | 6223.542
-0.595 | 6273.028 | -0.793 | 6232.426
-0.397 | 6266.068 | -0.595 | 6230.446
-0.198 | 6253.209 | -0.397 | 6230.423
0 | 6232.904 | -0.198 | 6226.231
0.198 | 6204.493 | 0 | 6232.904
0.397 | 6170.002 | 0.198 | 6228.448
0.595 | 6127.034 | 0.397 | 6220.642
0.793 | 6081.092 | 0.595 | 6207.509
0.992 | 6036.31 | 0.793 | 6200.052
1.19 | 5982.25 | 0.992 | 6202.668
1.388 | 5926.325 | 1.19 | 6215.698
1.586 | 5873.448 | 1.388 | 6229.951
1.785 | 5817.267 | 1.586 | 6242.31
1.983 | 5756.062 | 1.785 | 6242.185
2.181 | 5693.066 | 1.983 | 6241.179
2.379 | 5626.318 | 2.181 | 6239.157
2.577 | 5545.981 | 2.379 | 6241.289
2.775 | 5456.206 | 2.577 | 6241.314
2.973 | 5362.597 | 2.775 | 6230.141
3.171 | 5266.107 | 2.973 | 6217.694
3.368 | 5168.76 | 3.171 | 6207.262
3.566 | 5075.18 | 3.368 | 6202.655
3.763 | 4978.046 | 3.566 | 6200.545
3.961 | 4876.246 | 3.763 | 6196.703
4.158 | 4775.256 | 3.961 | 6191.856
4.356 | 4670.514 | 4.158 | 6189.384
4.553 | 4563.028 | 4.356 | 6193.616
4.75 | 4453.136 | 4.553 | 6184.656
4.947 | 4349.974 | 4.75 | 6179.696
5.144 | 4247.131 | 4.947 | 6168.719
5.34 | 4141.534 | 5.144 | 6165.359
5.537 | 4033.599 | 5.34 | 6162.735
5.733 | 3921.877 | 5.537 | 6162.183
5.93 | 3811.94 | 5.733 | 6159.138
6.126 | 3705.601 | 5.93 | 6152.801
6.322 | 3599.754 | 6.126 | 6150.13
6.518 | 3491.718 | 6.322 | 6150.532
6.713 | 3382.132 | 6.518 | 6149.086
6.909 | 3276.128 | 6.713 | 6147.758
7.104 | 3171.013 | 6.909 | 6145.436
7.3 | 3066.836 | 7.104 | 6147.449
7.495 | 2965.325 | 7.3 | 6141.946
7.69 | 2870.014 | 7.495 | 6129.321
7.884 | 2776.109 | 7.69 | 6114.349
8.079 | 2679.355 | 7.884 | 6105.518
8.273 | 2582.241 | 8.079 | 6090.656
8.467 | 2489.613 | 8.273 | 6070.371
8.661 | 2398.673 | 8.467 | 6049.719
8.855 | 2305.132 | 8.661 | 6036.355
9.049 | 2218.34 | 8.855 | 6026.564
9.242 | 2136.255 | 9.049 | 6013.163
9.435 | 2055.055 | 9.242 | 6004.64
9.628 | 1974.318 | 9.435 | 5987.805
9.821 | 1899.079 | 9.628 | 5970.436
10.013 | 1828.571 | 9.821 | 5952.359
10.205 | 1757.528 | 10.013 | 5938.955
10.397 | 1688.721 | 10.205 | 5926.99
10.589 | 1621.223 | 10.397 | 5916.652
10.781 | 1555.899 | 10.589 | 5893.138
10.972 | 1490.953 | 10.781 | 5880.165
11.163 | 1431.842 | 10.972 | 5866.63
11.354 | 1378.198 | 11.163 | 5852.753
11.544 | 1325.376 | 11.354 | 5837.889
11.735 | 1269.112 | 11.544 | 5822.257
11.925 | 1212.033 | 11.735 | 5804.274
12.115 | 1157.349 | 11.925 | 5787.825
12.304 | 1106.812 | 12.115 | 5773.892
12.493 | 1058.943 | 12.304 | 5761.294
12.682 | 1015.276 | 12.493 | 5745.027
12.871 | 973.921 | 12.682 | 5728.159
13.059 | 933.973 | 12.871 | 5710.989
13.247 | 893.603 | 13.059 | 5685.937
13.435 | 855.712 | 13.247 | 5659.824
13.623 | 817.868 | 13.435 | 5649.165
13.81 | 781.728 | 13.623 | 5634.264
13.997 | 747.505 | 13.81 | 5614.296
14.183 | 715.33 | 13.997 | 5597.53
14.37 | 682.096 | 14.183 | 5580.979
14.556 | 653.231 | 14.37 | 5554.916
14.741 | 627.235 | 14.556 | 5540.972
14.927 | 602.073 | 14.741 | 5516.391
15.112 | 577.213 | 14.927 | 5498.064
15.296 | 553.073 | 15.112 | 5478.796
15.481 | 528.893 | 15.296 | 5456.928
15.665 | 505.888 | 15.481 | 5421.06
15.849 | 485.623 | 15.665 | 5394.357
16.032 | 467.556 | 15.849 | 5367.247
16.215 | 449.642 | 16.032 | 5349.331
16.398 | 431.805 | 16.215 | 5328.377
16.58 | 414.806 | 16.398 | 5321.672
16.762 | 398.821 | 16.58 | 5308.138
16.944 | 383.979 | 16.762 | 5292.351
17.125 | 368.997 | 16.944 | 5272.508
17.306 | 355.076 | 17.125 | 5262.625
17.487 | 343.17 | 17.306 | 5244.816
17.667 | 331.991 | 17.487 | 5220.401
17.847 | 320.002 | 17.667 | 5200.625
18.027 | 309.697 | 17.847 | 5179.31
18.206 | 298.879 | 18.027 | 5168.08
18.385 | 288.281 | 18.206 | 5150.052
18.563 | 278.38 | 18.385 | 5137.39
18.741 | 269.876 | 18.563 | 5118.757
18.919 | 260.783 | 18.741 | 5095.357
19.096 | 252.129 | 18.919 | 5062.605
19.273 | 244.206 | 19.096 | 5034.785
19.45 | 236.812 | 19.273 | 5007.69
19.626 | 230.515 | 19.45 | 4989.884
19.802 | 226.405 | 19.626 | 4972.933
19.977 | 221.98 | 19.802 | 4950.503
20.152 | 216.342 | 19.977 | 4930.29
20.327 | 209.154 | 20.152 | 4913.889
20.501 | 202.623 | 20.327 | 4893.171
20.675 | 195.935 | 20.501 | 4869.35
20.848 | 189.977 | 20.675 | 4849.477
21.021 | 185.516 | 20.848 | 4836.176
21.194 | 181.258 | 21.021 | 4818.973
21.366 | 176.722 | 21.194 | 4805.201
21.538 | 172.374 | 21.366 | 4796.176
21.709 | 167.996 | 21.538 | 4781.628
21.88 | 163.908 | 21.709 | 4764.479
22.051 | 160.281 | 21.88 | 4746.717
22.221 | 156.646 | 22.051 | 4734.355
22.391 | 153.904 | 22.221 | 4715.156
22.56 | 151.126 | 22.391 | 4693.122
22.729 | 147.285 | 22.56 | 4673.985
22.898 | 143.897 | 22.729 | 4657.45
23.066 | 141.244 | 22.898 | 4645.538
23.234 | 139.074 | 23.066 | 4636.227
23.401 | 136.472 | 23.234 | 4625.547
23.568 | 134.426 | 23.401 | 4613.583
23.734 | 132.541 | 23.568 | 4600.249
23.9 | 130.483 | 23.734 | 4578.732
24.066 | 129.223 | 23.9 | 4556.936
24.231 | 128.485 | 24.066 | 4535.95
24.396 | 126.158 | 24.231 | 4520.829
24.56 | 123.439 | 24.396 | 4504.936
24.724 | 121.381 | 24.56 | 4496.241
24.887 | 119.792 | 24.724 | 4482.925
25.05 | 117.956 | 24.887 | 4463.131
25.213 | 116.741 | 25.05 | 4445.814
25.375 | 115.899 | 25.213 | 4425.924
25.537 | 113.624 | 25.375 | 4407.252
25.698 | 111.385 | 25.537 | 4387.982
25.859 | 110.235 | 25.698 | 4370.879
26.019 | 109.983 | 25.859 | 4356.06
26.179 | 108.093 | 26.019 | 4341.495
26.339 | 106.188 | 26.179 | 4322.764
26.498 | 104.885 | 26.339 | 4301.286
26.657 | 104.513 | 26.498 | 4276.915
26.815 | 103.645 | 26.657 | 4252.717
26.973 | 103.018 | 26.815 | 4231.379
27.13 | 102.099 | 26.973 | 4207.752
27.287 | 100.119 | 27.13 | 4185.79
27.443 | 98.507 | 27.287 | 4160.556
27.599 | 97.75 | 27.443 | 4124.011
27.755 | 96.443 | 27.599 | 4094.348
27.91 | 94.658 | 27.755 | 4067.29
28.065 | 93.619 | 27.91 | 4039.192
28.219 | 92.512 | 28.065 | 4014.654
28.373 | 91.159 | 28.219 | 3989.066
28.526 | 90.269 | 28.373 | 3954.131
28.679 | 89.649 | 28.526 | 3917.767
28.831 | 89.203 | 28.679 | 3884.412
28.983 | 89.054 | 28.831 | 3853.206
29.135 | 88.924 | 28.983 | 3818.636
29.286 | 88.771 | 29.135 | 3786.545
29.437 | 88.454 | 29.286 | 3744.41
29.587 | 87.582 | 29.437 | 3699.682
29.737 | 86.21 | 29.587 | 3652.9
29.886 | 84.865 | 29.737 | 3609.166
30.035 | 83.674 | 29.886 | 3561.945
30.183 | 82.804 | 30.035 | 3521.107
30.331 | 81.549 | 30.183 | 3481.291
30.479 | 81.122 | 30.331 | 3440.483
30.626 | 81.028 | 30.479 | 3395.269
30.773 | 80.636 | 30.626 | 3347.256
30.919 | 79.58 | 30.773 | 3295.535
31.065 | 79.582 | 30.919 | 3242.675
31.21 | 79.025 | 31.065 | 3193.962
31.355 | 77.19 | 31.21 | 3143.374
31.499 | 76.29 | 31.355 | 3094.556
31.643 | 76.1 | 31.499 | 3046.47
31.787 | 75.098 | 31.643 | 2998.474
31.93 | 74.152 | 31.787 | 2939.173
32.073 | 74.013 | 31.93 | 2881.397
32.215 | 73.273 | 32.073 | 2827.621
32.357 | 72.592 | 32.215 | 2767.609
32.498 | 71.882 | 32.357 | 2717.121
32.639 | 71.276 | 32.498 | 2660.55
32.779 | 70.664 | 32.639 | 2608.994
32.919 | 69.569 | 32.779 | 2553.279
33.059 | 68.302 | 32.919 | 2500.252
33.198 | 67.412 | 33.059 | 2440.894
33.337 | 66.628 | 33.198 | 2391.417
33.475 | 67.04 | 33.337 | 2338.443
33.613 | 68.292 | 33.475 | 2284.93
33.75 | 68.176 | 33.613 | 2228.851
33.887 | 63.525 | 33.75 | 2175.918
34.023 | 57.366 | 33.887 | 2124.253
34.159 | 49.937 | 34.023 | 2078.479
34.295 | 41.768 | 34.159 | 2031.117
34.43 | 36.176 | 34.295 | 1982.911
34.565 | 35.294 | 34.43 | 1936.864
34.699 | 34.837 | 34.565 | 1888.176
34.833 | 35.104 | 34.699 | 1841.886
34.966 | 35.764 | 34.833 | 1795.504
35.099 | 36.429 | 34.966 | 1748.934
35.232 | 38.038 | 35.099 | 1703.474
35.364 | 39.315 | 35.232 | 1661.806
35.496 | 39.608 | 35.364 | 1617.348
35.627 | 39.728 | 35.496 | 1575.911
35.758 | 41.08 | 35.627 | 1534.59
35.888 | 53.082 | 35.758 | 1491.628
36.018 | 72.895 | 35.888 | 1449.655
36.148 | 84.942 | 36.018 | 1411.813
36.277 | 87.672 | 36.148 | 1372.268
36.406 | 83.392 | 36.277 | 1332.563
36.534 | 67.75 | 36.406 | 1296.537
36.662 | 51.118 | 36.534 | 1256.269
36.789 | 42.793 | 36.662 | 1221.043
36.916 | 37.933 | 36.789 | 1188.79
37.043 | 34.794 | 36.916 | 1158.137
37.169 | 32.526 | 37.043 | 1127.685
37.295 | 29.46 | 37.169 | 1097.463
37.42 | 25.853 | 37.295 | 1066.169
37.545 | 22.965 | 37.42 | 1034.647
37.67 | 21.888 | 37.545 | 1006.292
37.794 | 21.155 | 37.67 | 979.337
37.917 | 21.754 | 37.794 | 946.919
38.04 | 22.909 | 37.917 | 915.002
38.163 | 23.688 | 38.04 | 889.152
38.286 | 24.169 | 38.163 | 860.672
38.408 | 24.347 | 38.286 | 837.831
38.529 | 22.422 | 38.408 | 817.086
38.651 | 20.054 | 38.529 | 797.742
38.771 | 18.483 | 38.651 | 776.83
38.892 | 18.976 | 38.771 | 755.291
39.012 | 21.135 | 38.892 | 732.036
39.131 | 21.645 | 39.012 | 712.881
39.25 | 21.119 | 39.131 | 699.013
39.369 | 20.035 | 39.25 | 681.401
39.487 | 20.576 | 39.369 | 662.459
39.605 | 20.563 | 39.487 | 644.186
39.723 | 20.609 | 39.605 | 623.508
39.84 | 21.932 | 39.723 | 604.377
39.957 | 24.311 | 39.84 | 587.676
40.073 | 26.085 | 39.957 | 572.491
40.189 | 26.158 | 40.073 | 558.217
40.189 | 26.158 | 40.073 | 558.217
40.305 | 26.111 | 40.189 | 544.958
40.42 | 25.606 | 40.305 | 530.884
40.535 | 24.269 | 40.42 | 516.349
40.649 | 22.609 | 40.535 | 500.519
40.763 | 22.447 | 40.649 | 485.345
40.877 | 21.973 | 40.763 | 472.261
40.99 | 21.242 | 40.877 | 461.609
41.103 | 20.598 | 40.99 | 449.868
41.215 | 20.452 | 41.103 | 379.215
41.327 | 20.272 | 41.215 | 271.589
41.439 | 20.797 | 41.327 | 195.498

## Lustr H80 (hidden)
Selador | Lamp |  | Wattage
Lustr | Lumileds Rebel |  | 104 |  | Note: Owing to the variability of LEDs, output data and color matches should be viewed as approximate
Note: All data taken with room temperature fixture
| Beam Angle | Field Angle
Horizontal | 62.4 | 82.5
| Accessory Lens | Candela | Field Lumens | Beam Lumens | Lens Efficiency | Efficacy
| H80 | 6840 | 1660 | 870 | 90.76% | 15.9615
| For Field diameter at any distance, multiply distance by |  |  |  | 1.754
| For Beam diameter at any distance, multiply distance by |  |  |  | 1.2112
| Throw Distance (ft) | 10 | 15 | 20 | 25
| Throw Distance (m) | 3.048 | 4.572 | 6.096 | 7.62
| Field Diameter (ft) | 17.5395 | 26.3093 | 35.0791 | 43.8488
| Field Diameter (m) | 5.346 | 8.0191 | 10.6921 | 13.3651
| Illuminance (fc) | 68.4 | 30.4 | 17.1 | 10.944
| Illuminance (lux) | 736.2508 | 327.2226 | 184.0627 | 117.8001
Test Distance | Iso-Illuminance Diagram grid lines
51.2 | 10 | 20 | 30 | 40
| 0.19531 | 0.39062 | 0.58594 | 0.78125
| Beam Angle | Field Angle
Vertical | 13.8 | 28.2
| For Field diameter at any distance, multiply distance by |  |  |  | 0.50237
| For Beam diameter at any distance, multiply distance by |  |  |  | 0.24203
| Throw Distance (ft) | 10 | 15 | 20 | 25
| Throw Distance (m) | 3.048 | 4.572 | 6.096 | 7.62
| Field Diameter (ft) | 5.0237 | 7.5355 | 10.0473 | 12.5591
| Field Diameter (m) | 1.5312 | 2.2968 | 3.0624 | 3.828
| Illuminance (fc) | 68.4 | 30.4 | 17.1 | 10.944
| Illuminance (lux) | 736.2508 | 327.2226 | 184.0627 | 117.8001
| X |  | Y
-41.55 | 711.023 | -41.439 | 0
-41.439 | 716.202 | -41.327 | 0
-41.327 | 728.019 | -41.215 | 0
-41.215 | 745.048 | -41.103 | 5.464
-41.103 | 763.988 | -40.99 | 14.432
-40.99 | 782.279 | -40.877 | 23.713
-40.877 | 800.862 | -40.763 | 31.94
-40.763 | 818.804 | -40.649 | 36.667
-40.649 | 836.542 | -40.535 | 36.755
-40.535 | 857.937 | -40.42 | 37.206
-40.42 | 882.381 | -40.305 | 37.046
-40.305 | 905.799 | -40.189 | 38.032
-40.189 | 930.736 | -40.073 | 38.768
-40.073 | 953.898 | -39.957 | 38.719
-39.957 | 976.117 | -39.84 | 38.907
-39.84 | 998.948 | -39.723 | 38.68
-39.723 | 1026.457 | -39.605 | 37.719
-39.605 | 1050.079 | -39.487 | 37.381
-39.487 | 1075.514 | -39.369 | 38.994
-39.369 | 1105.901 | -39.25 | 39.751
-39.25 | 1134.944 | -39.131 | 39.981
-39.131 | 1160.445 | -39.012 | 39.892
-39.012 | 1185.978 | -38.892 | 40.716
-38.892 | 1211.313 | -38.771 | 39.801
-38.771 | 1237.87 | -38.651 | 39.741
-38.651 | 1268.278 | -38.529 | 41.421
-38.529 | 1299.168 | -38.408 | 43.362
-38.408 | 1333.796 | -38.286 | 43.949
-38.286 | 1366.743 | -38.163 | 43.838
-38.163 | 1399.055 | -38.04 | 42.572
-38.04 | 1432.774 | -37.917 | 41.811
-37.917 | 1471.572 | -37.794 | 41.928
-37.794 | 1502.873 | -37.67 | 42.368
-37.67 | 1528.657 | -37.545 | 42.479
-37.545 | 1561.566 | -37.42 | 42.857
-37.42 | 1596.047 | -37.295 | 44.057
-37.295 | 1630.368 | -37.169 | 44.633
-37.169 | 1662.298 | -37.043 | 45.758
-37.043 | 1696.943 | -36.916 | 45.715
-36.916 | 1737.101 | -36.789 | 45.984
-36.789 | 1779.523 | -36.662 | 45.886
-36.662 | 1823.47 | -36.534 | 46.539
-36.534 | 1863.349 | -36.406 | 46.257
-36.406 | 1909.475 | -36.277 | 45.926
-36.277 | 1952.163 | -36.148 | 46.286
-36.148 | 1992.942 | -36.018 | 47.632
-36.018 | 2029.857 | -35.888 | 48.585
-35.888 | 2068.421 | -35.758 | 48.597
-35.758 | 2107.979 | -35.627 | 48.258
-35.627 | 2148.441 | -35.496 | 48.943
-35.496 | 2189.865 | -35.364 | 48.481
-35.364 | 2228.991 | -35.232 | 48.737
-35.232 | 2265.9 | -35.099 | 49.529
-35.099 | 2301.971 | -34.966 | 49.776
-34.966 | 2340.317 | -34.833 | 50.798
-34.833 | 2380.976 | -34.699 | 50.986
-34.699 | 2426.523 | -34.565 | 51.317
-34.565 | 2470.582 | -34.43 | 50.877
-34.43 | 2512.335 | -34.295 | 50.56
-34.295 | 2552.363 | -34.159 | 50.98
-34.159 | 2594.151 | -34.023 | 52.056
-34.023 | 2632.102 | -33.887 | 54.061
-33.887 | 2671.744 | -33.75 | 55.368
-33.75 | 2709.847 | -33.613 | 55.568
-33.613 | 2751.039 | -33.475 | 56.206
-33.475 | 2791.085 | -33.337 | 57.159
-33.337 | 2824.171 | -33.198 | 57.255
-33.198 | 2861.125 | -33.059 | 57.257
-33.059 | 2899.611 | -32.919 | 57.804
-32.919 | 2935.017 | -32.779 | 57.87
-32.779 | 2973.988 | -32.639 | 57.755
-32.639 | 3017.416 | -32.498 | 58.267
-32.498 | 3053.93 | -32.357 | 58.439
-32.357 | 3091.606 | -32.215 | 58.543
-32.215 | 3130.204 | -32.073 | 58.778
-32.073 | 3168.784 | -31.93 | 60.35
-31.93 | 3201.916 | -31.787 | 61.12
-31.787 | 3232.04 | -31.643 | 61.446
-31.643 | 3266.773 | -31.499 | 61.856
-31.499 | 3299.485 | -31.355 | 63.534
-31.355 | 3334 | -31.21 | 63.22
-31.21 | 3370.443 | -31.065 | 64.106
-31.065 | 3409.343 | -30.919 | 65.047
-30.919 | 3442.561 | -30.773 | 66.211
-30.773 | 3474.662 | -30.626 | 66.711
-30.626 | 3506.402 | -30.479 | 67.164
-30.479 | 3538.015 | -30.331 | 67.822
-30.331 | 3568.646 | -30.183 | 68.639
-30.183 | 3599.932 | -30.035 | 69.117
-30.035 | 3629.897 | -29.886 | 69.281
-29.886 | 3663.177 | -29.737 | 71.044
-29.737 | 3697.489 | -29.587 | 71.79
-29.587 | 3731.555 | -29.437 | 73.22
-29.437 | 3764.401 | -29.286 | 73.524
-29.286 | 3789.484 | -29.135 | 74.812
-29.135 | 3812.369 | -28.983 | 75.286
-28.983 | 3835.737 | -28.831 | 76.694
-28.831 | 3863.877 | -28.679 | 77.473
-28.679 | 3893.803 | -28.526 | 79.255
-28.526 | 3922.779 | -28.373 | 80.765
-28.373 | 3950.028 | -28.219 | 82.124
-28.219 | 3974.829 | -28.065 | 83.178
-28.065 | 4001.925 | -27.91 | 84.592
-27.91 | 4031.327 | -27.755 | 85.82
-27.755 | 4062.618 | -27.599 | 87.211
-27.599 | 4092.437 | -27.443 | 87.974
-27.443 | 4121.955 | -27.287 | 88.272
-27.287 | 4150.489 | -27.13 | 89.577
-27.13 | 4172.792 | -26.973 | 91.706
-26.973 | 4198.718 | -26.815 | 93.326
-26.815 | 4225.576 | -26.657 | 94.5
-26.657 | 4252.134 | -26.498 | 96.001
-26.498 | 4279.482 | -26.339 | 97.415
-26.339 | 4315.322 | -26.179 | 98.855
-26.179 | 4349.922 | -26.019 | 101.819
-26.019 | 4371.411 | -25.859 | 103.377
-25.859 | 4392.086 | -25.698 | 105.858
-25.698 | 4415.683 | -25.537 | 107.15
-25.537 | 4439.884 | -25.375 | 108.886
-25.375 | 4465.156 | -25.213 | 110.228
-25.213 | 4492.939 | -25.05 | 111.325
-25.05 | 4522.428 | -24.887 | 112.233
-24.887 | 4550.995 | -24.724 | 114.64
-24.724 | 4577.237 | -24.56 | 117.922
-24.56 | 4598.093 | -24.396 | 120.538
-24.396 | 4621.703 | -24.231 | 123.471
-24.231 | 4644.619 | -24.066 | 125.676
-24.066 | 4666.867 | -23.9 | 127.635
-23.9 | 4683.447 | -23.734 | 129.739
-23.734 | 4700.695 | -23.568 | 132.524
-23.568 | 4718.45 | -23.401 | 135.012
-23.401 | 4739.209 | -23.234 | 139.299
-23.234 | 4754.769 | -23.066 | 142.831
-23.066 | 4779.662 | -22.898 | 145.392
-22.898 | 4811.33 | -22.729 | 148.329
-22.729 | 4844.595 | -22.56 | 152.952
-22.56 | 4875.538 | -22.391 | 156.284
-22.391 | 4907.942 | -22.221 | 159.83
-22.221 | 4936.205 | -22.051 | 163.926
-22.051 | 4961.573 | -21.88 | 167.052
-21.88 | 4986.921 | -21.709 | 169.638
-21.709 | 5014.044 | -21.538 | 173.642
-21.538 | 5038.853 | -21.366 | 178.685
-21.366 | 5054.656 | -21.194 | 182.8
-21.194 | 5075.273 | -21.021 | 187.168
-21.021 | 5101.896 | -20.848 | 192.002
-20.848 | 5119.026 | -20.675 | 197.461
-20.675 | 5146.365 | -20.501 | 202.378
-20.501 | 5170.538 | -20.327 | 208.356
-20.327 | 5197.428 | -20.152 | 214.491
-20.152 | 5223.26 | -19.977 | 221.413
-19.977 | 5251.834 | -19.802 | 227.953
-19.802 | 5277.658 | -19.626 | 234.84
-19.626 | 5302.933 | -19.45 | 241.588
-19.45 | 5329.975 | -19.273 | 248.934
-19.273 | 5362.3 | -19.096 | 256.683
-19.096 | 5397.519 | -18.919 | 264.37
-18.919 | 5426.626 | -18.741 | 273.024
-18.741 | 5456.832 | -18.563 | 282.275
-18.563 | 5478.559 | -18.385 | 292.479
-18.385 | 5497.675 | -18.206 | 303.815
-18.206 | 5513.502 | -18.027 | 315.368
-18.027 | 5535.198 | -17.847 | 326.078
-17.847 | 5560.328 | -17.667 | 338.125
-17.667 | 5594.783 | -17.487 | 350.788
-17.487 | 5621.341 | -17.306 | 362.749
-17.306 | 5647.256 | -17.125 | 374.908
-17.125 | 5674.63 | -16.944 | 391.285
-16.944 | 5705.464 | -16.762 | 405.31
-16.762 | 5730.335 | -16.58 | 419.72
-16.58 | 5759.478 | -16.398 | 437.892
-16.398 | 5789.725 | -16.215 | 458.186
-16.215 | 5820.524 | -16.032 | 477.135
-16.032 | 5837.453 | -15.849 | 497.333
-15.849 | 5855.646 | -15.665 | 519.795
-15.665 | 5871.92 | -15.481 | 542.642
-15.481 | 5891.098 | -15.296 | 565.453
-15.296 | 5915.659 | -15.112 | 589.337
-15.112 | 5945.864 | -14.927 | 614.493
-14.927 | 5972.78 | -14.741 | 640.663
-14.741 | 5999.796 | -14.556 | 669.084
-14.556 | 6023.55 | -14.37 | 699.24
-14.37 | 6045.358 | -14.183 | 729.468
-14.183 | 6060.946 | -13.997 | 762.77
-13.997 | 6075.984 | -13.81 | 798.364
-13.81 | 6096.008 | -13.623 | 832.489
-13.623 | 6120.284 | -13.435 | 871.116
-13.435 | 6146.668 | -13.247 | 910.953
-13.247 | 6175.936 | -13.059 | 953.244
-13.059 | 6201.284 | -12.871 | 996.005
-12.871 | 6229.169 | -12.682 | 1042.303
-12.682 | 6250.244 | -12.493 | 1087.441
-12.493 | 6274.131 | -12.304 | 1138.56
-12.304 | 6296.881 | -12.115 | 1193.686
-12.115 | 6314.813 | -11.925 | 1251.105
-11.925 | 6326.183 | -11.735 | 1309.348
-11.735 | 6341.211 | -11.544 | 1368.487
-11.544 | 6355.064 | -11.354 | 1431.342
-11.354 | 6375.594 | -11.163 | 1496.533
-11.163 | 6398.623 | -10.972 | 1562.816
-10.972 | 6421.585 | -10.781 | 1633.322
-10.781 | 6437.937 | -10.589 | 1710.763
-10.589 | 6452.26 | -10.397 | 1784.152
-10.397 | 6468.099 | -10.205 | 1861.874
-10.205 | 6487.464 | -10.013 | 1945.434
-10.013 | 6503.982 | -9.821 | 2031.829
-9.821 | 6508.892 | -9.628 | 2123.311
-9.628 | 6519.853 | -9.435 | 2218.337
-9.435 | 6526.984 | -9.242 | 2314.215
-9.242 | 6538.941 | -9.049 | 2410.17
-9.049 | 6558.255 | -8.855 | 2514.022
-8.855 | 6567.083 | -8.661 | 2617.305
-8.661 | 6577.003 | -8.467 | 2724.224
-8.467 | 6585.111 | -8.273 | 2836.242
-8.273 | 6604.811 | -8.079 | 2946.496
-8.079 | 6617.795 | -7.884 | 3057.466
-7.884 | 6622.353 | -7.69 | 3176.144
-7.69 | 6631.789 | -7.495 | 3291.688
-7.495 | 6645.644 | -7.3 | 3413.307
-7.3 | 6647.631 | -7.104 | 3539.655
-7.104 | 6652.606 | -6.909 | 3672.03
-6.909 | 6667.246 | -6.713 | 3799.33
-6.713 | 6673.525 | -6.518 | 3928.311
-6.518 | 6659.529 | -6.322 | 4059.858
-6.322 | 6657.65 | -6.126 | 4190.038
-6.126 | 6657.719 | -5.93 | 4317.805
-5.93 | 6657.014 | -5.733 | 4456.861
-5.733 | 6653.316 | -5.537 | 4590.767
-5.537 | 6650.546 | -5.34 | 4727.992
-5.34 | 6661.74 | -5.144 | 4873.245
-5.144 | 6685.487 | -4.947 | 5017.473
-4.947 | 6699.977 | -4.75 | 5146.032
-4.75 | 6714.996 | -4.553 | 5278.265
-4.553 | 6723.332 | -4.356 | 5400.787
-4.356 | 6726.302 | -4.158 | 5522.925
-4.158 | 6725.29 | -3.961 | 5653.393
-3.961 | 6728.857 | -3.763 | 5770.769
-3.763 | 6743.742 | -3.566 | 5883.174
-3.566 | 6757.695 | -3.368 | 5991.36
-3.368 | 6765.937 | -3.171 | 6094.861
-3.171 | 6764.569 | -2.973 | 6190.796
-2.973 | 6768.068 | -2.775 | 6282.519
-2.775 | 6766.221 | -2.577 | 6370.357
-2.577 | 6764.225 | -2.379 | 6451.698
-2.379 | 6759.372 | -2.181 | 6516.975
-2.181 | 6762.789 | -1.983 | 6578.53
-1.983 | 6764.331 | -1.785 | 6638.781
-1.785 | 6761.553 | -1.586 | 6694.483
-1.586 | 6755.171 | -1.388 | 6735.601
-1.388 | 6761.58 | -1.19 | 6759.275
-1.19 | 6766.722 | -0.992 | 6762.401
-0.992 | 6783.691 | -0.793 | 6769.101
-0.793 | 6801.516 | -0.595 | 6779.738
-0.595 | 6801.52 | -0.397 | 6793.049
-0.397 | 6794.849 | -0.198 | 6798.258
-0.198 | 6794.173 | 0 | 6793.003
0 | 6793.003 | 0.198 | 6771.374
0.198 | 6782.068 | 0.397 | 6742.799
0.397 | 6782.26 | 0.595 | 6702.637
0.595 | 6784.858 | 0.793 | 6657.332
0.793 | 6779.449 | 0.992 | 6612.683
0.992 | 6779.955 | 1.19 | 6554.61
1.19 | 6794.47 | 1.388 | 6494.797
1.388 | 6804.219 | 1.586 | 6429.216
1.586 | 6806.591 | 1.785 | 6360.664
1.785 | 6801.257 | 1.983 | 6281.65
1.983 | 6798.733 | 2.181 | 6205.106
2.181 | 6792.935 | 2.379 | 6118.93
2.379 | 6802.071 | 2.577 | 6020.757
2.577 | 6803.318 | 2.775 | 5913.713
2.775 | 6790.179 | 2.973 | 5803.506
2.973 | 6771.171 | 3.171 | 5687.435
3.171 | 6763.881 | 3.368 | 5566.596
3.368 | 6759.523 | 3.566 | 5446.522
3.566 | 6755.249 | 3.763 | 5321.671
3.763 | 6744.621 | 3.961 | 5188.961
3.961 | 6745.988 | 4.158 | 5059.1
4.158 | 6743.828 | 4.356 | 4925.751
4.356 | 6747.037 | 4.553 | 4788.701
4.553 | 6741.682 | 4.75 | 4656.708
4.75 | 6734.326 | 4.947 | 4536.131
4.947 | 6719.935 | 5.144 | 4405.961
5.144 | 6709.38 | 5.34 | 4269.467
5.34 | 6705.419 | 5.537 | 4137.188
5.537 | 6710.467 | 5.733 | 4003.258
5.733 | 6710.189 | 5.93 | 3870.17
5.93 | 6703.884 | 6.126 | 3741.875
6.126 | 6701.032 | 6.322 | 3614.915
6.322 | 6690.448 | 6.518 | 3484.8
6.518 | 6686.365 | 6.713 | 3359.502
6.713 | 6685.045 | 6.909 | 3242.183
6.909 | 6693.707 | 7.104 | 3125.751
7.104 | 6706.186 | 7.3 | 3009.731
7.3 | 6712.404 | 7.495 | 2896.702
7.495 | 6709.69 | 7.69 | 2790.835
7.69 | 6697.965 | 7.884 | 2685.899
7.884 | 6691.151 | 8.079 | 2577.831
8.079 | 6675.257 | 8.273 | 2474.621
8.273 | 6653.277 | 8.467 | 2375.612
8.467 | 6635.885 | 8.661 | 2278.922
8.661 | 6627.687 | 8.855 | 2184.706
8.855 | 6623.751 | 9.049 | 2096.09
9.049 | 6616.856 | 9.242 | 2005.002
9.242 | 6607.208 | 9.435 | 1916.363
9.435 | 6593.055 | 9.628 | 1833.918
9.628 | 6578.705 | 9.821 | 1755.88
9.821 | 6564.77 | 10.013 | 1683.347
10.013 | 6560.591 | 10.205 | 1614.622
10.205 | 6552.956 | 10.397 | 1547.714
10.397 | 6543.015 | 10.589 | 1480.223
10.589 | 6519.86 | 10.781 | 1415.525
10.781 | 6497.786 | 10.972 | 1352.366
10.972 | 6483.197 | 11.163 | 1294.919
11.163 | 6467.839 | 11.354 | 1240.233
11.354 | 6450.521 | 11.544 | 1184.389
11.544 | 6433.471 | 11.735 | 1131.157
11.735 | 6413.824 | 11.925 | 1079.24
11.925 | 6390.958 | 12.115 | 1029.42
12.115 | 6379.396 | 12.304 | 982.728
12.304 | 6368.401 | 12.493 | 939.772
12.493 | 6351.812 | 12.682 | 897.404
12.682 | 6343.81 | 12.871 | 854.305
12.871 | 6327.237 | 13.059 | 816.047
13.059 | 6304.807 | 13.247 | 781.685
13.247 | 6285.378 | 13.435 | 747.81
13.435 | 6268.937 | 13.623 | 715.712
13.623 | 6254.566 | 13.81 | 684.461
13.81 | 6239.238 | 13.997 | 654.856
13.997 | 6215.135 | 14.183 | 626.315
14.183 | 6196.193 | 14.37 | 598.831
14.37 | 6170.787 | 14.556 | 571.964
14.556 | 6156.125 | 14.741 | 546.638
14.741 | 6132.322 | 14.927 | 524.054
14.927 | 6119.2 | 15.112 | 502.842
15.112 | 6099.726 | 15.296 | 482.728
15.296 | 6077.143 | 15.481 | 462.548
15.481 | 6043.81 | 15.665 | 443.821
15.665 | 6017.352 | 15.849 | 425.982
15.849 | 5987.891 | 16.032 | 408.402
16.032 | 5958.893 | 16.215 | 392.722
16.215 | 5936.671 | 16.398 | 378.605
16.398 | 5919.406 | 16.58 | 364.722
16.58 | 5905.016 | 16.762 | 351.44
16.762 | 5888.93 | 16.944 | 338.81
16.944 | 5872.359 | 17.125 | 326.467
17.125 | 5853.664 | 17.306 | 315.416
17.306 | 5826.616 | 17.487 | 305.002
17.487 | 5799.948 | 17.667 | 293.817
17.667 | 5775.012 | 17.847 | 284.113
17.847 | 5748.532 | 18.027 | 274.916
18.027 | 5727.1 | 18.206 | 264.916
18.206 | 5699.96 | 18.385 | 256.556
18.385 | 5669.886 | 18.563 | 248.873
18.563 | 5641.389 | 18.741 | 243.14
18.741 | 5613.072 | 18.919 | 238.342
18.919 | 5581.378 | 19.096 | 232.992
19.096 | 5546.892 | 19.273 | 227.659
19.273 | 5514.296 | 19.45 | 221.749
19.45 | 5489.404 | 19.626 | 215.563
19.626 | 5462.869 | 19.802 | 211.017
19.802 | 5434.058 | 19.977 | 207.333
19.977 | 5402.798 | 20.152 | 203.027
20.152 | 5376.013 | 20.327 | 197.163
20.327 | 5350.469 | 20.501 | 192.013
20.501 | 5322.497 | 20.675 | 186.699
20.675 | 5290.61 | 20.848 | 181.928
20.848 | 5267.752 | 21.021 | 177.736
21.021 | 5249.701 | 21.194 | 173.931
21.194 | 5230.507 | 21.366 | 169.254
21.366 | 5209.454 | 21.538 | 164.862
21.538 | 5186.788 | 21.709 | 160.926
21.709 | 5158.502 | 21.88 | 157.065
21.88 | 5132.217 | 22.051 | 154.611
22.051 | 5107.275 | 22.221 | 152.768
22.221 | 5082.047 | 22.391 | 151.049
22.391 | 5049.762 | 22.56 | 149.233
22.56 | 5020.591 | 22.729 | 147.114
22.729 | 4985.357 | 22.898 | 143.485
22.898 | 4961.62 | 23.066 | 140.64
23.066 | 4941.21 | 23.234 | 138.988
23.234 | 4922.309 | 23.401 | 137.236
23.401 | 4897.458 | 23.568 | 135.926
23.568 | 4867.286 | 23.734 | 134.24
23.734 | 4833.656 | 23.9 | 131.872
23.9 | 4803.013 | 24.066 | 129.576
24.066 | 4775.476 | 24.231 | 129.335
24.231 | 4753.118 | 24.396 | 127.919
24.396 | 4734.184 | 24.56 | 126.046
24.56 | 4717.871 | 24.724 | 124.464
24.724 | 4695.086 | 24.887 | 122.132
24.887 | 4676.744 | 25.05 | 119.763
25.05 | 4655.653 | 25.213 | 118.265
25.213 | 4628.438 | 25.375 | 116.737
25.375 | 4600.762 | 25.537 | 114.081
25.537 | 4570.643 | 25.698 | 112.616
25.698 | 4544.953 | 25.859 | 111.932
25.859 | 4521.772 | 26.019 | 111.649
26.019 | 4494.705 | 26.179 | 109.803
26.179 | 4460.171 | 26.339 | 107.252
26.339 | 4430.264 | 26.498 | 104.66
26.498 | 4402.829 | 26.657 | 102.988
26.657 | 4377.199 | 26.815 | 102.833
26.815 | 4355.19 | 26.973 | 103.416
26.973 | 4331.248 | 27.13 | 103.166
27.13 | 4309.445 | 27.287 | 102.282
27.287 | 4287.529 | 27.443 | 101.813
27.443 | 4259.635 | 27.599 | 100.51
27.599 | 4227.248 | 27.755 | 98.886
27.755 | 4194.479 | 27.91 | 96.877
27.91 | 4162.781 | 28.065 | 95.301
28.065 | 4133.848 | 28.219 | 93.749
28.219 | 4107.029 | 28.373 | 92.283
28.373 | 4078.384 | 28.526 | 91.259
28.526 | 4051.397 | 28.679 | 90.604
28.679 | 4024.695 | 28.831 | 90.162
28.831 | 3996.942 | 28.983 | 89.616
28.983 | 3967.381 | 29.135 | 88.379
29.135 | 3933.387 | 29.286 | 87.435
29.286 | 3896.803 | 29.437 | 86.685
29.437 | 3861.947 | 29.587 | 85.846
29.587 | 3831.211 | 29.737 | 84.383
29.737 | 3799.336 | 29.886 | 84.412
29.886 | 3771.335 | 30.035 | 84.73
30.035 | 3742.166 | 30.183 | 84.488
30.183 | 3713.291 | 30.331 | 84.224
30.331 | 3683.897 | 30.479 | 83.368
30.479 | 3652.614 | 30.626 | 81.66
30.626 | 3614.397 | 30.773 | 80.572
30.773 | 3574.551 | 30.919 | 79.409
30.919 | 3538.482 | 31.065 | 77.786
31.065 | 3501.622 | 31.21 | 77.5
31.21 | 3465.166 | 31.355 | 78.268
31.355 | 3431.209 | 31.499 | 79.411
31.499 | 3394.349 | 31.643 | 79.432
31.643 | 3357.788 | 31.787 | 77.417
31.787 | 3318.994 | 31.93 | 74.965
31.93 | 3279.409 | 32.073 | 73.329
32.073 | 3243.812 | 32.215 | 72.341
32.215 | 3208.801 | 32.357 | 72.771
32.357 | 3169.146 | 32.498 | 72.263
32.498 | 3128.186 | 32.639 | 70.939
32.639 | 3084.103 | 32.779 | 69.873
32.779 | 3042.211 | 32.919 | 68.433
32.919 | 2998.658 | 33.059 | 66.956
33.059 | 2957.051 | 33.198 | 66.518
33.198 | 2920.673 | 33.337 | 66.237
33.337 | 2874.211 | 33.475 | 65.35
33.475 | 2829.814 | 33.613 | 65.314
33.613 | 2786.79 | 33.75 | 65.114
33.75 | 2750.912 | 33.887 | 64.371
33.887 | 2707.299 | 34.023 | 63.572
34.023 | 2670.047 | 34.159 | 63.405
34.159 | 2630.169 | 34.295 | 63.307
34.295 | 2588.794 | 34.43 | 62.704
34.43 | 2548.416 | 34.565 | 62.913
34.565 | 2508.305 | 34.699 | 63.122
34.699 | 2464.696 | 34.833 | 63.284
34.833 | 2422.688 | 34.966 | 62.837
34.966 | 2375.202 | 35.099 | 63.046
35.099 | 2327.926 | 35.232 | 64.243
35.232 | 2285.103 | 35.364 | 63.245
35.364 | 2242.393 | 35.496 | 58.428
35.496 | 2193.525 | 35.627 | 51.06
35.627 | 2147.04 | 35.758 | 42.463
35.758 | 2104.962 | 35.888 | 34.866
35.888 | 2064.227 | 36.018 | 30.9
36.018 | 2020.082 | 36.148 | 29.649
36.148 | 1975.591 | 36.277 | 30.13
36.277 | 1928.469 | 36.406 | 30.898
36.406 | 1886.411 | 36.534 | 31.57
36.534 | 1844.702 | 36.662 | 30.634
36.662 | 1806.24 | 36.789 | 29.322
36.789 | 1767.543 | 36.916 | 27.997
36.916 | 1728.663 | 37.043 | 27.45
37.043 | 1684.341 | 37.169 | 26.897
37.169 | 1648.756 | 37.295 | 26.712
37.295 | 1615.584 | 37.42 | 26.417
37.42 | 1578.267 | 37.545 | 25.121
37.545 | 1540.893 | 37.67 | 23.622
37.67 | 1505.198 | 37.794 | 23.088
37.794 | 1470.311 | 37.917 | 23.177
37.917 | 1433.29 | 38.04 | 23.596
38.04 | 1401.147 | 38.163 | 24.517
38.163 | 1363.481 | 38.286 | 24.836
38.286 | 1325.795 | 38.408 | 24.543
38.408 | 1290.155 | 38.529 | 23.545
38.529 | 1260.076 | 38.651 | 21.774
38.651 | 1227.973 | 38.771 | 19.929
38.771 | 1196.481 | 38.892 | 19.717
38.892 | 1165.981 | 39.012 | 20.476
39.012 | 1136.893 | 39.131 | 20.552
39.131 | 1103.856 | 39.25 | 20.772
39.25 | 1075.348 | 39.369 | 21.547
39.369 | 1046.146 | 39.487 | 22.68
39.487 | 1018.58 | 39.605 | 23.237
39.605 | 988.742 | 39.723 | 24.182
39.723 | 961.263 | 39.84 | 24.573
39.84 | 935.498 | 39.957 | 24.46
39.957 | 913.295 | 40.073 | 24.676
40.073 | 890.454 | 40.189 | 24.23
40.073 | 890.454 | 40.189 | 24.23
40.189 | 866.726 | 40.305 | 24.596
40.305 | 843.944 | 40.42 | 25.758
40.42 | 819.904 | 40.535 | 26.258
40.535 | 798.627 | 40.649 | 24.67
40.649 | 776.835 | 40.763 | 22.787
40.763 | 756.192 | 40.877 | 20.792
40.877 | 735.256 | 40.99 | 19.368
40.99 | 711.805 | 41.103 | 18.651
41.103 | 597.726 | 41.215 | 19.19
41.215 | 426.495 | 41.327 | 19.765
41.327 | 304.351 | 41.439 | 20.536

## Lustr V80 (hidden)
Selador | Lamp |  | Wattage
Lustr | Lumileds Rebel |  | 104 |  | Note: Owing to the variability of LEDs, output data and color matches should be viewed as approximate
Note: All data taken with room temperature fixture
| Beam Angle | Field Angle
Horizontal | 16.2 | 31.3
| Accessory Lens | Candela | Field Lumens | Beam Lumens | Lens Efficiency | Efficacy
| V80 | 6080 | 1690 | 890 | 92.4% | 16.25
| For Field diameter at any distance, multiply distance by |  |  |  | 0.56029
| For Beam diameter at any distance, multiply distance by |  |  |  | 0.28464
| Throw Distance (ft) | 10 | 15 | 20 | 25
| Throw Distance (m) | 3.048 | 4.572 | 6.096 | 7.62
| Field Diameter (ft) | 5.6029 | 8.4044 | 11.2058 | 14.0073
| Field Diameter (m) | 1.7078 | 2.5617 | 3.4155 | 4.2694
| Illuminance (fc) | 60.8 | 27.0222 | 15.2 | 9.728
| Illuminance (lux) | 654.4451 | 290.8645 | 163.6113 | 104.7112
Test Distance | Iso-Illuminance Diagram grid lines
51.2 | 10 | 20 | 30 | 40
| 0.19531 | 0.39062 | 0.58594 | 0.78125
| Beam Angle | Field Angle
Vertical | 64.2 | 82.5
| For Field diameter at any distance, multiply distance by |  |  |  | 1.754
| For Beam diameter at any distance, multiply distance by |  |  |  | 1.2546
| Throw Distance (ft) | 10 | 15 | 20 | 25
| Throw Distance (m) | 3.048 | 4.572 | 6.096 | 7.62
| Field Diameter (ft) | 17.5395 | 26.3093 | 35.0791 | 43.8488
| Field Diameter (m) | 5.346 | 8.0191 | 10.6921 | 13.3651
| Illuminance (fc) | 60.8 | 27.0222 | 15.2 | 9.728
| Illuminance (lux) | 654.4451 | 290.8645 | 163.6113 | 104.7112
| X |  | Y
-41.439 | 0 | -41.55 | 661.316
-41.327 | 0 | -41.439 | 669.065
-41.215 | 0 | -41.327 | 679.322
-41.103 | 6.782 | -41.215 | 693.097
-40.99 | 17.025 | -41.103 | 708.913
-40.877 | 27.132 | -40.99 | 725.737
-40.763 | 36.361 | -40.877 | 744.797
-40.649 | 42.635 | -40.763 | 764.849
-40.535 | 42.019 | -40.649 | 787.971
-40.42 | 42.961 | -40.535 | 810.073
-40.305 | 43.529 | -40.42 | 829.586
-40.189 | 44.843 | -40.305 | 850.396
-40.073 | 45.454 | -40.189 | 872.241
-39.957 | 46.087 | -40.073 | 891.774
-39.84 | 45.436 | -39.957 | 911.864
-39.723 | 45.648 | -39.84 | 936.388
-39.605 | 45.592 | -39.723 | 962.975
-39.487 | 46.091 | -39.605 | 988.331
-39.369 | 45.914 | -39.487 | 1016.038
-39.25 | 46.462 | -39.369 | 1048.268
-39.131 | 46.399 | -39.25 | 1074.537
-39.012 | 46.451 | -39.131 | 1100.575
-38.892 | 46.871 | -39.012 | 1126.268
-38.771 | 46.662 | -38.892 | 1154.014
-38.651 | 47.244 | -38.771 | 1181.626
-38.529 | 47.987 | -38.651 | 1211.783
-38.408 | 49.085 | -38.529 | 1239.703
-38.286 | 49.588 | -38.408 | 1269.214
-38.163 | 50.416 | -38.286 | 1297.736
-38.04 | 50.245 | -38.163 | 1331.114
-37.917 | 50.02 | -38.04 | 1364.9
-37.794 | 49.578 | -37.917 | 1403.656
-37.67 | 49.763 | -37.794 | 1443.384
-37.545 | 51.023 | -37.67 | 1478.189
-37.42 | 51.573 | -37.545 | 1509.087
-37.295 | 52.249 | -37.42 | 1544.957
-37.169 | 53.21 | -37.295 | 1575.717
-37.043 | 53.763 | -37.169 | 1608.557
-36.916 | 52.97 | -37.043 | 1645.055
-36.789 | 52.837 | -36.916 | 1682.028
-36.662 | 52.367 | -36.789 | 1723.049
-36.534 | 52.651 | -36.662 | 1767.043
-36.406 | 53.679 | -36.534 | 1806.632
-36.277 | 53.516 | -36.406 | 1844.818
-36.148 | 53.966 | -36.277 | 1884.185
-36.018 | 55.249 | -36.148 | 1922.212
-35.888 | 55.785 | -36.018 | 1962.218
-35.758 | 56.868 | -35.888 | 1998.917
-35.627 | 57.89 | -35.758 | 2038.792
-35.496 | 57.532 | -35.627 | 2079.143
-35.364 | 55.987 | -35.496 | 2119.861
-35.232 | 55.812 | -35.364 | 2154.672
-35.099 | 56.742 | -35.232 | 2194.409
-34.966 | 57.1 | -35.099 | 2230.903
-34.833 | 57.575 | -34.966 | 2268.399
-34.699 | 58.191 | -34.833 | 2304.281
-34.565 | 59.184 | -34.699 | 2348.146
-34.43 | 59.185 | -34.565 | 2388.711
-34.295 | 59.042 | -34.43 | 2428.85
-34.159 | 59.801 | -34.295 | 2469.09
-34.023 | 60.835 | -34.159 | 2511.421
-33.887 | 62.562 | -34.023 | 2548.638
-33.75 | 63.455 | -33.887 | 2587.411
-33.613 | 63.616 | -33.75 | 2618.791
-33.475 | 63.706 | -33.613 | 2654.882
-33.337 | 63.679 | -33.475 | 2687.03
-33.198 | 63.789 | -33.337 | 2719.92
-33.059 | 63.441 | -33.198 | 2757.187
-32.919 | 64.118 | -33.059 | 2796.393
-32.779 | 64.335 | -32.919 | 2830.516
-32.639 | 65.157 | -32.779 | 2869.551
-32.498 | 65.41 | -32.639 | 2906.789
-32.357 | 66.062 | -32.498 | 2938.83
-32.215 | 66.441 | -32.357 | 2969.378
-32.073 | 68.162 | -32.215 | 2999.319
-31.93 | 69.295 | -32.073 | 3026.211
-31.787 | 70.329 | -31.93 | 3053.92
-31.643 | 70.286 | -31.787 | 3080.597
-31.499 | 70.07 | -31.643 | 3112.722
-31.355 | 69.855 | -31.499 | 3144.845
-31.21 | 70.435 | -31.355 | 3174.313
-31.065 | 71.972 | -31.21 | 3198.456
-30.919 | 72.558 | -31.065 | 3222.797
-30.773 | 73.837 | -30.919 | 3246.144
-30.626 | 74.175 | -30.773 | 3270.902
-30.479 | 75.707 | -30.626 | 3295.514
-30.331 | 76.723 | -30.479 | 3321.115
-30.183 | 76.793 | -30.331 | 3347.484
-30.035 | 77.876 | -30.183 | 3372.3
-29.886 | 79.588 | -30.035 | 3394.24
-29.737 | 79.766 | -29.886 | 3420.455
-29.587 | 80.554 | -29.737 | 3448.341
-29.437 | 82.495 | -29.587 | 3476.408
-29.286 | 84.296 | -29.437 | 3503.004
-29.135 | 85.577 | -29.286 | 3524.628
-28.983 | 86.164 | -29.135 | 3546.223
-28.831 | 86.466 | -28.983 | 3566.386
-28.679 | 87.64 | -28.831 | 3587.734
-28.526 | 88.902 | -28.679 | 3611.048
-28.373 | 89.877 | -28.526 | 3636.878
-28.219 | 90.863 | -28.373 | 3656.119
-28.065 | 92.29 | -28.219 | 3672.981
-27.91 | 93.84 | -28.065 | 3693.596
-27.755 | 94.989 | -27.91 | 3716.223
-27.599 | 96.36 | -27.755 | 3736.805
-27.443 | 97.316 | -27.599 | 3756.141
-27.287 | 99.067 | -27.443 | 3773.978
-27.13 | 101.127 | -27.287 | 3792.865
-26.973 | 103.473 | -27.13 | 3814.312
-26.815 | 104.288 | -26.973 | 3839.939
-26.657 | 105.548 | -26.815 | 3864.65
-26.498 | 106.684 | -26.657 | 3886.5
-26.339 | 108.876 | -26.498 | 3908.111
-26.179 | 109.673 | -26.339 | 3932.233
-26.019 | 113.278 | -26.179 | 3955.153
-25.859 | 116.154 | -26.019 | 3975.576
-25.698 | 117.61 | -25.859 | 3994.969
-25.537 | 118.507 | -25.698 | 4011.621
-25.375 | 121.181 | -25.537 | 4028.622
-25.213 | 124.27 | -25.375 | 4052.98
-25.05 | 127.714 | -25.213 | 4078.495
-24.887 | 130.285 | -25.05 | 4102.173
-24.724 | 132.907 | -24.887 | 4123.139
-24.56 | 136.171 | -24.724 | 4142.375
-24.396 | 138.591 | -24.56 | 4156.85
-24.231 | 141.099 | -24.396 | 4172.545
-24.066 | 143.73 | -24.231 | 4191.095
-23.9 | 146.57 | -24.066 | 4208.904
-23.734 | 149.844 | -23.9 | 4230.323
-23.568 | 154.176 | -23.734 | 4250.41
-23.401 | 158.962 | -23.568 | 4271.852
-23.234 | 163.609 | -23.401 | 4290.914
-23.066 | 167.688 | -23.234 | 4306.224
-22.898 | 171.961 | -23.066 | 4326.674
-22.729 | 176.512 | -22.898 | 4349.838
-22.56 | 180.997 | -22.729 | 4369.13
-22.391 | 185.433 | -22.56 | 4387.614
-22.221 | 191.041 | -22.391 | 4414.598
-22.051 | 196.458 | -22.221 | 4433.531
-21.88 | 201.098 | -22.051 | 4452.838
-21.709 | 207.08 | -21.88 | 4478.721
-21.538 | 214.257 | -21.709 | 4505.55
-21.366 | 221.668 | -21.538 | 4527.892
-21.194 | 228.814 | -21.366 | 4549.722
-21.021 | 235.897 | -21.194 | 4571.547
-20.848 | 242.899 | -21.021 | 4593.499
-20.675 | 250.48 | -20.848 | 4613.869
-20.501 | 259.957 | -20.675 | 4637.236
-20.327 | 270.612 | -20.501 | 4654.416
-20.152 | 280.597 | -20.327 | 4668.082
-19.977 | 291.506 | -20.152 | 4685.66
-19.802 | 303.443 | -19.977 | 4701.578
-19.626 | 314.743 | -19.802 | 4721.34
-19.45 | 326.054 | -19.626 | 4744.862
-19.273 | 340.33 | -19.45 | 4763.6
-19.096 | 355.188 | -19.273 | 4784.664
-18.919 | 370.591 | -19.096 | 4807.715
-18.741 | 385.854 | -18.919 | 4834.754
-18.563 | 400.743 | -18.741 | 4852.834
-18.385 | 417.117 | -18.563 | 4869.978
-18.206 | 433.727 | -18.385 | 4888.538
-18.027 | 453.381 | -18.206 | 4907.015
-17.847 | 474.295 | -18.027 | 4926.601
-17.667 | 495.866 | -17.847 | 4945.309
-17.487 | 519.857 | -17.667 | 4970.217
-17.306 | 543.282 | -17.487 | 4988.839
-17.125 | 567.241 | -17.306 | 5017.629
-16.944 | 591.777 | -17.125 | 5042.523
-16.762 | 619.917 | -16.944 | 5066.997
-16.58 | 645.283 | -16.762 | 5087.829
-16.398 | 671.538 | -16.58 | 5111.692
-16.215 | 698.933 | -16.398 | 5132.004
-16.032 | 729.443 | -16.215 | 5156.007
-15.849 | 762.593 | -16.032 | 5174.215
-15.665 | 797.941 | -15.849 | 5189.969
-15.481 | 831.96 | -15.665 | 5212.202
-15.296 | 866.564 | -15.481 | 5236.347
-15.112 | 903.258 | -15.296 | 5255.205
-14.927 | 940.973 | -15.112 | 5273.914
-14.741 | 978.96 | -14.927 | 5297.036
-14.556 | 1018.82 | -14.741 | 5319.83
-14.37 | 1060.986 | -14.556 | 5333.042
-14.183 | 1105.236 | -14.37 | 5354.35
-13.997 | 1151.177 | -14.183 | 5374.246
-13.81 | 1198.786 | -13.997 | 5393.936
-13.623 | 1247.585 | -13.81 | 5409.038
-13.435 | 1299.95 | -13.623 | 5426.482
-13.247 | 1352.962 | -13.435 | 5445.509
-13.059 | 1410.762 | -13.247 | 5467.684
-12.871 | 1466.986 | -13.059 | 5487.641
-12.682 | 1524.224 | -12.871 | 5512.098
-12.493 | 1583.514 | -12.682 | 5532.651
-12.304 | 1645.697 | -12.493 | 5552.765
-12.115 | 1711.752 | -12.304 | 5569.911
-11.925 | 1783.683 | -12.115 | 5583.667
-11.735 | 1854.859 | -11.925 | 5593.053
-11.544 | 1927.377 | -11.735 | 5600.962
-11.354 | 2005.142 | -11.544 | 5617.262
-11.163 | 2083.364 | -11.354 | 5636.387
-10.972 | 2160.341 | -11.163 | 5657.001
-10.781 | 2238.556 | -10.972 | 5673.929
-10.589 | 2322.279 | -10.781 | 5688.997
-10.397 | 2405.7 | -10.589 | 5700.366
-10.205 | 2494.07 | -10.397 | 5719.24
-10.013 | 2581.785 | -10.205 | 5738.788
-9.821 | 2673.955 | -10.013 | 5753.736
-9.628 | 2768.716 | -9.821 | 5761.807
-9.435 | 2868.848 | -9.628 | 5776.638
-9.242 | 2964.009 | -9.435 | 5781.893
-9.049 | 3061.22 | -9.242 | 5784.833
-8.855 | 3163.867 | -9.049 | 5800.228
-8.661 | 3265.148 | -8.855 | 5817.117
-8.467 | 3365.8 | -8.661 | 5825.385
-8.273 | 3471.8 | -8.467 | 5834.601
-8.079 | 3570.467 | -8.273 | 5845.94
-7.884 | 3670.593 | -8.079 | 5851.588
-7.69 | 3781.1 | -7.884 | 5853.909
-7.495 | 3887 | -7.69 | 5861.158
-7.3 | 3987.565 | -7.495 | 5870.505
-7.104 | 4091.668 | -7.3 | 5872.679
-6.909 | 4190.476 | -7.104 | 5875.478
-6.713 | 4284.13 | -6.909 | 5889.997
-6.518 | 4386.863 | -6.713 | 5901.395
-6.322 | 4487.696 | -6.518 | 5894.234
-6.126 | 4583.748 | -6.322 | 5888.599
-5.93 | 4679.046 | -6.126 | 5887.287
-5.733 | 4778.485 | -5.93 | 5884.714
-5.537 | 4868.724 | -5.733 | 5878.403
-5.34 | 4962.324 | -5.537 | 5882.618
-5.144 | 5067.377 | -5.34 | 5892.809
-4.947 | 5168.061 | -5.144 | 5912.019
-4.75 | 5252.427 | -4.947 | 5921.493
-4.553 | 5335.799 | -4.75 | 5928.112
-4.356 | 5412.591 | -4.553 | 5933.065
-4.158 | 5484.06 | -4.356 | 5941.198
-3.961 | 5565.668 | -4.158 | 5944.689
-3.763 | 5641.362 | -3.961 | 5955.702
-3.566 | 5711.678 | -3.763 | 5958.457
-3.368 | 5776.892 | -3.566 | 5961.145
-3.171 | 5828.449 | -3.368 | 5968.969
-2.973 | 5869.657 | -3.171 | 5978.964
-2.775 | 5912.418 | -2.973 | 5986.771
-2.577 | 5949.565 | -2.775 | 5983.51
-2.379 | 5987.049 | -2.577 | 5980.72
-2.181 | 6013.391 | -2.379 | 5981.634
-1.983 | 6039.778 | -2.181 | 5980.269
-1.785 | 6055.02 | -1.983 | 5984.246
-1.586 | 6077.759 | -1.785 | 5982.312
-1.388 | 6084.955 | -1.586 | 5981.172
-1.19 | 6080.603 | -1.388 | 5979.305
-0.992 | 6057.372 | -1.19 | 5980.677
-0.793 | 6046.326 | -0.992 | 5991.337
-0.595 | 6041.104 | -0.793 | 6006.198
-0.397 | 6029.866 | -0.595 | 6006.867
-0.198 | 6011.525 | -0.397 | 6008.893
0 | 5994.784 | -0.198 | 5996.37
0.198 | 5969.648 | 0 | 5994.784
0.397 | 5930.253 | 0.198 | 5989.249
0.595 | 5889.884 | 0.397 | 5993.402
0.793 | 5857.472 | 0.595 | 5985.824
0.992 | 5822.304 | 0.793 | 5984.239
1.19 | 5774.372 | 0.992 | 5987.076
1.388 | 5723.616 | 1.19 | 5995.385
1.586 | 5670.079 | 1.388 | 6000.644
1.785 | 5608.023 | 1.586 | 6010.036
1.983 | 5543.275 | 1.785 | 6011.616
2.181 | 5481.115 | 1.983 | 6015.942
2.379 | 5412.514 | 2.181 | 6015.895
2.577 | 5335.813 | 2.379 | 6023.565
2.775 | 5257.303 | 2.577 | 6015.11
2.973 | 5175.555 | 2.775 | 6004.556
3.171 | 5083.064 | 2.973 | 5990.696
3.368 | 4985.001 | 3.171 | 5977.277
3.566 | 4889.657 | 3.368 | 5970.104
3.763 | 4791.332 | 3.566 | 5967.767
3.961 | 4692.663 | 3.763 | 5964.501
4.158 | 4594.924 | 3.961 | 5963.984
4.356 | 4493.837 | 4.158 | 5964.243
4.553 | 4391.798 | 4.356 | 5961.851
4.75 | 4290.571 | 4.553 | 5951.918
4.947 | 4193.435 | 4.75 | 5947.686
5.144 | 4097.262 | 4.947 | 5935.88
5.34 | 3989.835 | 5.144 | 5934.539
5.537 | 3879.886 | 5.34 | 5932.812
5.733 | 3767.694 | 5.537 | 5932.307
5.93 | 3659.739 | 5.733 | 5923.574
6.126 | 3558.237 | 5.93 | 5919.215
6.322 | 3460.161 | 6.126 | 5918.832
6.518 | 3359.826 | 6.322 | 5919.235
6.713 | 3263.03 | 6.518 | 5916.303
6.909 | 3161.632 | 6.713 | 5914.054
7.104 | 3062.01 | 6.909 | 5909.537
7.3 | 2966.214 | 7.104 | 5903.911
7.495 | 2873.157 | 7.3 | 5899.167
7.69 | 2776.424 | 7.495 | 5888.908
7.884 | 2683.577 | 7.69 | 5883.437
8.079 | 2588.172 | 7.884 | 5873.662
8.273 | 2494.958 | 8.079 | 5857.859
8.467 | 2403.157 | 8.273 | 5845.427
8.661 | 2314.756 | 8.467 | 5831.449
8.855 | 2228.018 | 8.661 | 5810.966
9.049 | 2145.177 | 8.855 | 5796.24
9.242 | 2062.427 | 9.049 | 5781.941
9.435 | 1981.147 | 9.242 | 5772.244
9.628 | 1904.826 | 9.435 | 5756.324
9.821 | 1830.379 | 9.628 | 5737.89
10.013 | 1762.831 | 9.821 | 5725.421
10.205 | 1696.293 | 10.013 | 5718.299
10.397 | 1631.116 | 10.205 | 5699.567
10.589 | 1566 | 10.397 | 5683.716
10.781 | 1503.944 | 10.589 | 5665.342
10.972 | 1440.218 | 10.781 | 5652.263
11.163 | 1381.449 | 10.972 | 5644.991
11.354 | 1330.484 | 11.163 | 5633.611
11.544 | 1275.91 | 11.354 | 5623.029
11.735 | 1220.288 | 11.544 | 5607.734
11.925 | 1165.23 | 11.735 | 5588.752
12.115 | 1113.91 | 11.925 | 5568.698
12.304 | 1062.747 | 12.115 | 5559.045
12.493 | 1016.775 | 12.304 | 5546.576
12.682 | 975.431 | 12.493 | 5531.096
12.871 | 934.668 | 12.682 | 5520.57
13.059 | 896.796 | 12.871 | 5499.511
13.247 | 861.6 | 13.059 | 5476.828
13.435 | 828.247 | 13.247 | 5456.467
13.623 | 793.544 | 13.435 | 5452.064
13.81 | 757.33 | 13.623 | 5437.107
13.997 | 724.151 | 13.81 | 5421.787
14.183 | 694.071 | 13.997 | 5403.878
14.37 | 663.519 | 14.183 | 5392.984
14.556 | 633.762 | 14.37 | 5370.474
14.741 | 606.261 | 14.556 | 5354.555
14.927 | 582.833 | 14.741 | 5332.931
15.112 | 560.072 | 14.927 | 5311.898
15.296 | 536.636 | 15.112 | 5287.457
15.481 | 514.663 | 15.296 | 5264.307
15.665 | 493.306 | 15.481 | 5240.249
15.849 | 472.327 | 15.665 | 5216.326
16.032 | 452.423 | 15.849 | 5194.98
16.215 | 434.71 | 16.032 | 5176.621
16.398 | 418.809 | 16.215 | 5155.294
16.58 | 402.903 | 16.398 | 5142.87
16.762 | 387.618 | 16.58 | 5131.424
16.944 | 371.962 | 16.762 | 5120.825
17.125 | 358.007 | 16.944 | 5109.281
17.306 | 346.168 | 17.125 | 5093.227
17.487 | 334.963 | 17.306 | 5077.667
17.667 | 324.443 | 17.487 | 5059.554
17.847 | 313.725 | 17.667 | 5041.75
18.027 | 302.244 | 17.847 | 5023.912
18.206 | 290.854 | 18.027 | 5015.802
18.385 | 280.169 | 18.206 | 4998.324
18.563 | 270.384 | 18.385 | 4978.7
18.741 | 261.381 | 18.563 | 4954.996
18.919 | 255.673 | 18.741 | 4933.517
19.096 | 248.961 | 18.919 | 4906.313
19.273 | 241.443 | 19.096 | 4883.516
19.45 | 233.8 | 19.273 | 4857.531
19.626 | 227.283 | 19.45 | 4838.916
19.802 | 220.824 | 19.626 | 4818.769
19.977 | 215.037 | 19.802 | 4793.959
20.152 | 209.132 | 19.977 | 4771.995
20.327 | 203.761 | 20.152 | 4753.585
20.501 | 199.108 | 20.327 | 4734.248
20.675 | 193.671 | 20.501 | 4719.156
20.848 | 188.808 | 20.675 | 4702.854
21.021 | 184.145 | 20.848 | 4683.318
21.194 | 179.037 | 21.021 | 4668.839
21.366 | 173.146 | 21.194 | 4657.625
21.538 | 167.65 | 21.366 | 4637.851
21.709 | 163.406 | 21.538 | 4618.603
21.88 | 160.243 | 21.709 | 4602.598
22.051 | 158.155 | 21.88 | 4577.731
22.221 | 155.867 | 22.051 | 4554.146
22.391 | 153.445 | 22.221 | 4533.802
22.56 | 150.478 | 22.391 | 4508.776
22.729 | 147.507 | 22.56 | 4487.802
22.898 | 144.275 | 22.729 | 4469.449
23.066 | 141.641 | 22.898 | 4453.864
23.234 | 139.749 | 23.066 | 4437.247
23.401 | 138.401 | 23.234 | 4418.927
23.568 | 136.485 | 23.401 | 4402.305
23.734 | 134.117 | 23.568 | 4386.964
23.9 | 131.978 | 23.734 | 4367.242
24.066 | 130.529 | 23.9 | 4341.538
24.231 | 129.565 | 24.066 | 4316.137
24.396 | 127.386 | 24.231 | 4294.475
24.56 | 124.582 | 24.396 | 4272.398
24.724 | 121.918 | 24.56 | 4250.505
24.887 | 119.72 | 24.724 | 4230.071
25.05 | 118.083 | 24.887 | 4213.558
25.213 | 116.904 | 25.05 | 4198.555
25.375 | 116.372 | 25.213 | 4173.992
25.537 | 115.032 | 25.375 | 4153.287
25.698 | 114.195 | 25.537 | 4132.571
25.859 | 113.665 | 25.698 | 4110.19
26.019 | 112.668 | 25.859 | 4086.435
26.179 | 110.937 | 26.019 | 4067.287
26.339 | 108.577 | 26.179 | 4044.918
26.498 | 106.047 | 26.339 | 4022.219
26.657 | 104.174 | 26.498 | 4004.094
26.815 | 103.286 | 26.657 | 3982.562
26.973 | 102.297 | 26.815 | 3958.052
27.13 | 101.889 | 26.973 | 3936.618
27.287 | 101.67 | 27.13 | 3919.288
27.443 | 101.948 | 27.287 | 3901.425
27.599 | 101.283 | 27.443 | 3878.06
27.755 | 99.564 | 27.599 | 3857.153
27.91 | 97.325 | 27.755 | 3833.771
28.065 | 94.949 | 27.91 | 3808.544
28.219 | 92.827 | 28.065 | 3783.95
28.373 | 91.06 | 28.219 | 3762.096
28.526 | 90.15 | 28.373 | 3735.562
28.679 | 89.351 | 28.526 | 3709.022
28.831 | 89.163 | 28.679 | 3685
28.983 | 88.874 | 28.831 | 3662.45
29.135 | 88.077 | 28.983 | 3638.982
29.286 | 88.63 | 29.135 | 3617.406
29.437 | 88.861 | 29.286 | 3590.842
29.587 | 88.277 | 29.437 | 3564.977
29.737 | 87.256 | 29.587 | 3537.431
29.886 | 87.05 | 29.737 | 3508.017
30.035 | 85.599 | 29.886 | 3479.739
30.183 | 83.989 | 30.035 | 3454.475
30.331 | 82.782 | 30.183 | 3427.461
30.479 | 82.025 | 30.331 | 3402.978
30.626 | 81.513 | 30.479 | 3375.162
30.773 | 80.911 | 30.626 | 3347.403
30.919 | 80.175 | 30.773 | 3318.114
31.065 | 79.347 | 30.919 | 3289.317
31.21 | 78.51 | 31.065 | 3256.315
31.355 | 76.823 | 31.21 | 3221.669
31.499 | 76.203 | 31.355 | 3185.941
31.643 | 76.253 | 31.499 | 3154.707
31.787 | 75.776 | 31.643 | 3124.349
31.93 | 74.921 | 31.787 | 3089.281
32.073 | 74.411 | 31.93 | 3056.184
32.215 | 72.963 | 32.073 | 3028.265
32.357 | 71.032 | 32.215 | 2996.569
32.498 | 70.09 | 32.357 | 2959.794
32.639 | 70.759 | 32.498 | 2922.729
32.779 | 71.23 | 32.639 | 2881.86
32.919 | 71.25 | 32.779 | 2838.084
33.059 | 70.242 | 32.919 | 2796.675
33.198 | 68.559 | 33.059 | 2755.932
33.337 | 67.55 | 33.198 | 2718.046
33.475 | 67.41 | 33.337 | 2675.432
33.613 | 68.059 | 33.475 | 2636.403
33.75 | 67.404 | 33.613 | 2595.569
33.887 | 62.468 | 33.75 | 2558.374
34.023 | 55.077 | 33.887 | 2518.908
34.159 | 46.973 | 34.023 | 2486.623
34.295 | 38.98 | 34.159 | 2448.277
34.43 | 33.998 | 34.295 | 2407.951
34.565 | 33.032 | 34.43 | 2371.46
34.699 | 32.299 | 34.565 | 2331.236
34.833 | 31.703 | 34.699 | 2285.023
34.966 | 32.102 | 34.833 | 2239.952
35.099 | 33.265 | 34.966 | 2193.967
35.232 | 35.918 | 35.099 | 2150.538
35.364 | 37.556 | 35.232 | 2109.385
35.496 | 37.74 | 35.364 | 2069.057
35.627 | 36.801 | 35.496 | 2025.56
35.758 | 37.007 | 35.627 | 1984.927
35.888 | 47.17 | 35.758 | 1944.036
36.018 | 65.633 | 35.888 | 1907.154
36.148 | 77.619 | 36.018 | 1866.827
36.277 | 82.287 | 36.148 | 1824.792
36.406 | 80.711 | 36.277 | 1779.999
36.534 | 67.801 | 36.406 | 1737.022
36.662 | 51.742 | 36.534 | 1694.259
36.789 | 42.061 | 36.662 | 1655.854
36.916 | 35.305 | 36.789 | 1618.944
37.043 | 31.281 | 36.916 | 1581.24
37.169 | 28.012 | 37.043 | 1547.066
37.295 | 25.431 | 37.169 | 1512.413
37.42 | 23.574 | 37.295 | 1478.771
37.545 | 22.533 | 37.42 | 1448.329
37.67 | 21.428 | 37.545 | 1417.121
37.794 | 21.318 | 37.67 | 1382.374
37.917 | 21.891 | 37.794 | 1348.366
38.04 | 22.496 | 37.917 | 1312.755
38.163 | 22.942 | 38.04 | 1278.49
38.286 | 23.474 | 38.163 | 1248.745
38.408 | 23.705 | 38.286 | 1219.257
38.529 | 23.404 | 38.408 | 1192.264
38.651 | 22.621 | 38.529 | 1163.456
38.771 | 22.055 | 38.651 | 1131.483
38.892 | 21.968 | 38.771 | 1101.144
39.012 | 22.509 | 38.892 | 1076.485
39.131 | 21.645 | 39.012 | 1051.552
39.25 | 21.206 | 39.131 | 1025.68
39.369 | 21.954 | 39.25 | 1000.446
39.487 | 23.849 | 39.369 | 973.712
39.605 | 24.206 | 39.487 | 944.432
39.723 | 23.887 | 39.605 | 915.507
39.84 | 23.92 | 39.723 | 896.186
39.957 | 23.834 | 39.84 | 873.293
40.073 | 23.476 | 39.957 | 852.503
40.189 | 22.572 | 40.073 | 831.239
40.189 | 22.572 | 40.073 | 831.239
40.305 | 23.021 | 40.189 | 809.948
40.42 | 23.475 | 40.305 | 789.602
40.535 | 23.932 | 40.42 | 769.789
40.649 | 23.655 | 40.535 | 749.662
40.763 | 23.22 | 40.649 | 726.88
40.877 | 22.128 | 40.763 | 708.545
40.99 | 20.961 | 40.877 | 690.844
41.103 | 19.907 | 40.99 | 673.569
41.215 | 19.095 | 41.103 | 567.488
41.327 | 18.686 | 41.215 | 405.695
41.439 | 18.899 | 41.327 | 290.213

## Lustr V40H40 (hidden)
Selador | Lamp |  | Wattage
Lustr | Lumileds Rebel |  | 104 |  | Note: Owing to the variability of LEDs, output data and color matches should be viewed as approximate
Note: All data taken with room temperature fixture
| Beam Angle | Field Angle
Horizontal | 30 | 48.1
| Accessory Lens | Candela | Field Lumens | Beam Lumens | Lens Efficiency | Efficacy
| H40+V40 | 6050 | 1590 | 1000 | 86.93% | 15.2885
| For Field diameter at any distance, multiply distance by |  |  |  | 0.89255
| For Beam diameter at any distance, multiply distance by |  |  |  | 0.5359
| Throw Distance (ft) | 10 | 15 | 20 | 25
| Throw Distance (m) | 3.048 | 4.572 | 6.096 | 7.62
| Field Diameter (ft) | 8.9255 | 13.3882 | 17.851 | 22.3137
| Field Diameter (m) | 2.7205 | 4.0807 | 5.441 | 6.8012
| Illuminance (fc) | 60.5 | 26.8889 | 15.125 | 9.68
| Illuminance (lux) | 651.216 | 289.4293 | 162.804 | 104.1946
Test Distance | Iso-Illuminance Diagram grid lines
51.2 | 10 | 20 | 30 | 40
| 0.19531 | 0.39062 | 0.58594 | 0.78125
| Beam Angle | Field Angle
Vertical | 29.7 | 46.6
| For Field diameter at any distance, multiply distance by |  |  |  | 0.86134
| For Beam diameter at any distance, multiply distance by |  |  |  | 0.53029
| Throw Distance (ft) | 10 | 15 | 20 | 25
| Throw Distance (m) | 3.048 | 4.572 | 6.096 | 7.62
| Field Diameter (ft) | 8.6134 | 12.92 | 17.2267 | 21.5334
| Field Diameter (m) | 2.6254 | 3.938 | 5.2507 | 6.5634
| Illuminance (fc) | 60.5 | 26.8889 | 15.125 | 9.68
| Illuminance (lux) | 651.216 | 289.4293 | 162.804 | 104.1946
| X |  | Y
-41.439 | 0 | -41.55 | 78.03
-41.327 | 0 | -41.439 | 78.648
-41.215 | 0 | -41.327 | 80.105
-41.103 | 11.587 | -41.215 | 80.451
-40.99 | 31.395 | -41.103 | 80.729
-40.877 | 50.036 | -40.99 | 80.596
-40.763 | 68.332 | -40.877 | 80.649
-40.649 | 78.809 | -40.763 | 82.183
-40.535 | 79.079 | -40.649 | 84.039
-40.42 | 79.527 | -40.535 | 84.619
-40.305 | 80.181 | -40.42 | 84.216
-40.189 | 82.393 | -40.305 | 84.361
-40.073 | 82.392 | -40.189 | 82.092
-39.957 | 82.986 | -40.073 | 82.932
-39.84 | 83.038 | -39.957 | 82.628
-39.723 | 84.032 | -39.84 | 82.533
-39.605 | 84.221 | -39.723 | 83.205
-39.487 | 85.81 | -39.605 | 84.868
-39.369 | 86.479 | -39.487 | 85.897
-39.25 | 86.82 | -39.369 | 88.572
-39.131 | 87.704 | -39.25 | 89.945
-39.012 | 87.832 | -39.131 | 90.957
-38.892 | 87.416 | -39.012 | 91.469
-38.771 | 86.633 | -38.892 | 92.744
-38.651 | 88.057 | -38.771 | 91.849
-38.529 | 90.98 | -38.651 | 92.485
-38.408 | 93.424 | -38.529 | 91.962
-38.286 | 94.12 | -38.408 | 91.972
-38.163 | 95.111 | -38.286 | 92.148
-38.04 | 96.31 | -38.163 | 93.425
-37.917 | 97.222 | -38.04 | 93.478
-37.794 | 98.585 | -37.917 | 95.744
-37.67 | 99.283 | -37.794 | 98.095
-37.545 | 100.538 | -37.67 | 99.012
-37.42 | 100.061 | -37.545 | 98.705
-37.295 | 101.509 | -37.42 | 99.632
-37.169 | 101.879 | -37.295 | 100.202
-37.043 | 102.534 | -37.169 | 99.649
-36.916 | 101.629 | -37.043 | 100.605
-36.789 | 102.274 | -36.916 | 102.523
-36.662 | 102.599 | -36.789 | 103.635
-36.534 | 104.629 | -36.662 | 104.786
-36.406 | 105.502 | -36.534 | 105.975
-36.277 | 106.878 | -36.406 | 106.43
-36.148 | 108.851 | -36.277 | 108.519
-36.018 | 110.117 | -36.148 | 109.591
-35.888 | 110.585 | -36.018 | 110.193
-35.758 | 111.726 | -35.888 | 110.534
-35.627 | 112.853 | -35.758 | 111.7
-35.496 | 114.466 | -35.627 | 112.178
-35.364 | 115.244 | -35.496 | 114.043
-35.232 | 115.494 | -35.364 | 115.194
-35.099 | 115.789 | -35.232 | 117.491
-34.966 | 115.665 | -35.099 | 118.022
-34.833 | 116.025 | -34.966 | 118.765
-34.699 | 118.001 | -34.833 | 119.548
-34.565 | 119.017 | -34.699 | 120.201
-34.43 | 119.854 | -34.565 | 121.134
-34.295 | 120.872 | -34.43 | 122.895
-34.159 | 122.945 | -34.295 | 123.04
-34.023 | 125.728 | -34.159 | 124.889
-33.887 | 129.54 | -34.023 | 126.979
-33.75 | 130.181 | -33.887 | 128.131
-33.613 | 130.163 | -33.75 | 128.078
-33.475 | 131.255 | -33.613 | 129.14
-33.337 | 133.257 | -33.475 | 130.561
-33.198 | 135.237 | -33.337 | 132.266
-33.059 | 137.061 | -33.198 | 135.031
-32.919 | 140.546 | -33.059 | 137.517
-32.779 | 142.753 | -32.919 | 140.909
-32.639 | 145.253 | -32.779 | 142.911
-32.498 | 147.66 | -32.639 | 144.623
-32.357 | 150.244 | -32.498 | 144.928
-32.215 | 152.358 | -32.357 | 145.43
-32.073 | 155.931 | -32.215 | 145.149
-31.93 | 159.842 | -32.073 | 146.635
-31.787 | 163.037 | -31.93 | 148.414
-31.643 | 165.308 | -31.787 | 150.393
-31.499 | 168.359 | -31.643 | 152.788
-31.355 | 171.056 | -31.499 | 154.401
-31.21 | 172.91 | -31.355 | 156.386
-31.065 | 176.179 | -31.21 | 158.544
-30.919 | 178.373 | -31.065 | 161.387
-30.773 | 181.499 | -30.919 | 165.606
-30.626 | 185.27 | -30.773 | 170.866
-30.479 | 189.278 | -30.626 | 173.146
-30.331 | 193.394 | -30.479 | 174.586
-30.183 | 197.181 | -30.331 | 176.429
-30.035 | 201.72 | -30.183 | 179.002
-29.886 | 205.103 | -30.035 | 182.836
-29.737 | 208.701 | -29.886 | 187.602
-29.587 | 214.042 | -29.737 | 192.304
-29.437 | 218.603 | -29.587 | 196.269
-29.286 | 224.601 | -29.437 | 200.502
-29.135 | 229.758 | -29.286 | 203.4
-28.983 | 235.892 | -29.135 | 206.756
-28.831 | 242.012 | -28.983 | 210.804
-28.679 | 249.052 | -28.831 | 215.175
-28.526 | 255.653 | -28.679 | 219.029
-28.373 | 262.807 | -28.526 | 223.661
-28.219 | 268.838 | -28.373 | 229.238
-28.065 | 274.855 | -28.219 | 233.608
-27.91 | 281.481 | -28.065 | 238.662
-27.755 | 289.504 | -27.91 | 244.743
-27.599 | 297.632 | -27.755 | 250.753
-27.443 | 306.67 | -27.599 | 257.656
-27.287 | 317.144 | -27.443 | 265.345
-27.13 | 328.348 | -27.287 | 272.587
-26.973 | 337.94 | -27.13 | 279.233
-26.815 | 346.921 | -26.973 | 286.905
-26.657 | 357.277 | -26.815 | 294.116
-26.498 | 366.629 | -26.657 | 301.831
-26.339 | 377.789 | -26.498 | 309.876
-26.179 | 390.195 | -26.339 | 319.273
-26.019 | 405.87 | -26.179 | 328.946
-25.859 | 419.131 | -26.019 | 338.317
-25.698 | 434.249 | -25.859 | 348.056
-25.537 | 450.673 | -25.698 | 359.001
-25.375 | 467.366 | -25.537 | 370.443
-25.213 | 484.071 | -25.375 | 382.923
-25.05 | 501.982 | -25.213 | 395.504
-24.887 | 519.086 | -25.05 | 408.022
-24.724 | 535.806 | -24.887 | 420.298
-24.56 | 554.147 | -24.724 | 434.862
-24.396 | 573.591 | -24.56 | 450.795
-24.231 | 593.808 | -24.396 | 466.909
-24.066 | 614.629 | -24.231 | 481.959
-23.9 | 636.542 | -24.066 | 496.949
-23.734 | 660.287 | -23.9 | 513.618
-23.568 | 683.418 | -23.734 | 531.967
-23.401 | 707.629 | -23.568 | 550.335
-23.234 | 735.264 | -23.401 | 569.298
-23.066 | 762.179 | -23.234 | 589.004
-22.898 | 788.778 | -23.066 | 608.394
-22.729 | 816.915 | -22.898 | 629.912
-22.56 | 846.796 | -22.729 | 654.204
-22.391 | 877.96 | -22.56 | 679.992
-22.221 | 911.377 | -22.391 | 706.855
-22.051 | 945.909 | -22.221 | 733.274
-21.88 | 981.362 | -22.051 | 760.571
-21.709 | 1018.396 | -21.88 | 790.789
-21.538 | 1057.012 | -21.709 | 820.965
-21.366 | 1095.783 | -21.538 | 851.002
-21.194 | 1134.491 | -21.366 | 885.076
-21.021 | 1172.347 | -21.194 | 920.064
-20.848 | 1211.846 | -21.021 | 953.943
-20.675 | 1252.384 | -20.848 | 987.663
-20.501 | 1293.689 | -20.675 | 1023.18
-20.327 | 1336.489 | -20.501 | 1059.677
-20.152 | 1381.696 | -20.327 | 1097.828
-19.977 | 1427.8 | -20.152 | 1138.366
-19.802 | 1475.665 | -19.977 | 1182.402
-19.626 | 1524.938 | -19.802 | 1226.177
-19.45 | 1575.464 | -19.626 | 1272.269
-19.273 | 1626.274 | -19.45 | 1318.669
-19.096 | 1677.37 | -19.273 | 1366.559
-18.919 | 1728.751 | -19.096 | 1413.57
-18.741 | 1783.691 | -18.919 | 1466.063
-18.563 | 1839.229 | -18.741 | 1517.755
-18.385 | 1895.061 | -18.563 | 1572.03
-18.206 | 1952.051 | -18.385 | 1631.776
-18.027 | 2012.568 | -18.206 | 1691.446
-17.847 | 2076.067 | -18.027 | 1749.151
-17.667 | 2139.607 | -17.847 | 1809.136
-17.487 | 2204.429 | -17.667 | 1870.296
-17.306 | 2268.443 | -17.487 | 1932.903
-17.125 | 2332.861 | -17.306 | 2000.716
-16.944 | 2396.425 | -17.125 | 2069.228
-16.762 | 2468.175 | -16.944 | 2138.177
-16.58 | 2537.045 | -16.762 | 2209.891
-16.398 | 2607.249 | -16.58 | 2281.74
-16.215 | 2673.058 | -16.398 | 2347.962
-16.032 | 2738.965 | -16.215 | 2421.416
-15.849 | 2805.199 | -16.032 | 2490.167
-15.665 | 2876.127 | -15.849 | 2566.726
-15.481 | 2944.138 | -15.665 | 2642.831
-15.296 | 3013.182 | -15.481 | 2720.339
-15.112 | 3082.943 | -15.296 | 2792.222
-14.927 | 3155.758 | -15.112 | 2870.835
-14.741 | 3227.957 | -14.927 | 2948.802
-14.556 | 3296.942 | -14.741 | 3027.296
-14.37 | 3362.434 | -14.556 | 3104.45
-14.183 | 3425.716 | -14.37 | 3180.726
-13.997 | 3492.592 | -14.183 | 3256.695
-13.81 | 3559.886 | -13.997 | 3332.735
-13.623 | 3625.802 | -13.81 | 3411.83
-13.435 | 3696.706 | -13.623 | 3491.008
-13.247 | 3764.995 | -13.435 | 3575.604
-13.059 | 3832.307 | -13.247 | 3652.901
-12.871 | 3892.188 | -13.059 | 3733.334
-12.682 | 3953.94 | -12.871 | 3813.203
-12.493 | 4019.59 | -12.682 | 3888.717
-12.304 | 4088.761 | -12.493 | 3965.801
-12.115 | 4153.07 | -12.304 | 4041.412
-11.925 | 4217.532 | -12.115 | 4115.439
-11.735 | 4280.835 | -11.925 | 4185.861
-11.544 | 4339.095 | -11.735 | 4260.381
-11.354 | 4399.59 | -11.544 | 4332.324
-11.163 | 4465.129 | -11.354 | 4410.88
-10.972 | 4526.361 | -11.163 | 4483.909
-10.781 | 4587.158 | -10.972 | 4557.188
-10.589 | 4646.398 | -10.781 | 4617.472
-10.397 | 4701.624 | -10.589 | 4677.235
-10.205 | 4761.069 | -10.397 | 4742.132
-10.013 | 4815.12 | -10.205 | 4802.728
-9.821 | 4864.951 | -10.013 | 4865.525
-9.628 | 4917.276 | -9.821 | 4918.287
-9.435 | 4974.566 | -9.628 | 4972.721
-9.242 | 5023.683 | -9.435 | 5023.074
-9.049 | 5073.238 | -9.242 | 5071.118
-8.855 | 5127.984 | -9.049 | 5118.434
-8.661 | 5180.991 | -8.855 | 5163.4
-8.467 | 5230.33 | -8.661 | 5211.304
-8.273 | 5276.856 | -8.467 | 5254.086
-8.079 | 5317.943 | -8.273 | 5297.748
-7.884 | 5356.385 | -8.079 | 5345.338
-7.69 | 5410.998 | -7.884 | 5384.004
-7.495 | 5453.159 | -7.69 | 5421.834
-7.3 | 5490.496 | -7.495 | 5455.696
-7.104 | 5518.331 | -7.3 | 5486.504
-6.909 | 5557.865 | -7.104 | 5515.884
-6.713 | 5585.208 | -6.909 | 5550.312
-6.518 | 5614.642 | -6.713 | 5582.945
-6.322 | 5648.873 | -6.518 | 5600.437
-6.126 | 5678.855 | -6.322 | 5614.693
-5.93 | 5702.34 | -6.126 | 5631.989
-5.733 | 5725.093 | -5.93 | 5643.728
-5.537 | 5745.663 | -5.733 | 5654.023
-5.34 | 5776.622 | -5.537 | 5672.376
-5.144 | 5812.9 | -5.34 | 5703.557
-4.947 | 5840.873 | -5.144 | 5740.434
-4.75 | 5863.254 | -4.947 | 5770.252
-4.553 | 5886.07 | -4.75 | 5794.65
-4.356 | 5901.897 | -4.553 | 5809.698
-4.158 | 5920.923 | -4.356 | 5820.938
-3.961 | 5948.463 | -4.158 | 5835.179
-3.763 | 5967.692 | -3.961 | 5857.246
-3.566 | 5986.591 | -3.763 | 5873.686
-3.368 | 6003.325 | -3.566 | 5891.931
-3.171 | 6010.83 | -3.368 | 5905.295
-2.973 | 6011.254 | -3.171 | 5918.377
-2.775 | 6016.973 | -2.973 | 5924.302
-2.577 | 6023.506 | -2.775 | 5936.551
-2.379 | 6036.146 | -2.577 | 5930.133
-2.181 | 6042.46 | -2.379 | 5928.995
-1.983 | 6043.56 | -2.181 | 5931.273
-1.785 | 6041.66 | -1.983 | 5947.032
-1.586 | 6047.885 | -1.785 | 5949.901
-1.388 | 6042.517 | -1.586 | 5953.989
-1.19 | 6027.434 | -1.388 | 5959.632
-0.992 | 6006.068 | -1.19 | 5968
-0.793 | 5996.71 | -0.992 | 5976.431
-0.595 | 5999.382 | -0.793 | 5995.797
-0.397 | 6002.162 | -0.595 | 6005.563
-0.198 | 6005.6 | -0.397 | 6011.231
0 | 6009.791 | -0.198 | 6003.665
0.198 | 6004.874 | 0 | 6009.791
0.397 | 5991.212 | 0.198 | 6002.926
0.595 | 5983.244 | 0.397 | 6002.202
0.793 | 5981.578 | 0.595 | 5994.397
0.992 | 5978.702 | 0.793 | 5996.536
1.19 | 5966.494 | 0.992 | 6005.194
1.388 | 5958.785 | 1.19 | 6017.177
1.586 | 5955.549 | 1.388 | 6023.921
1.785 | 5953.358 | 1.586 | 6034.179
1.983 | 5947.84 | 1.785 | 6032.686
2.181 | 5951.766 | 1.983 | 6029.59
2.379 | 5954.614 | 2.181 | 6019.167
2.577 | 5952.125 | 2.379 | 6019.524
2.775 | 5938.493 | 2.577 | 6011.095
2.973 | 5921.24 | 2.775 | 5996.817
3.171 | 5901.628 | 2.973 | 5980.674
3.368 | 5881.688 | 3.171 | 5979.234
3.566 | 5863.094 | 3.368 | 5972.346
3.763 | 5844.925 | 3.566 | 5961.754
3.961 | 5819.263 | 3.763 | 5949.018
4.158 | 5796.829 | 3.961 | 5944.552
4.356 | 5773.98 | 4.158 | 5928.29
4.553 | 5749.913 | 4.356 | 5920.639
4.75 | 5730.05 | 4.553 | 5902.603
4.947 | 5720.704 | 4.75 | 5884.525
5.144 | 5705.431 | 4.947 | 5859.635
5.34 | 5680.962 | 5.144 | 5844.639
5.537 | 5650.535 | 5.34 | 5830.782
5.733 | 5616.789 | 5.537 | 5821.252
5.93 | 5580.57 | 5.733 | 5800.064
6.126 | 5551.965 | 5.93 | 5780.202
6.322 | 5524.92 | 6.126 | 5764.223
6.518 | 5495.216 | 6.322 | 5743.026
6.713 | 5458.892 | 6.518 | 5718.712
6.909 | 5423.403 | 6.713 | 5696.396
7.104 | 5389.378 | 6.909 | 5675.244
7.3 | 5359.174 | 7.104 | 5648.494
7.495 | 5329.713 | 7.3 | 5623.746
7.69 | 5301.519 | 7.495 | 5588.185
7.884 | 5267.377 | 7.69 | 5548.651
8.079 | 5222.385 | 7.884 | 5505.495
8.273 | 5171.524 | 8.079 | 5467.724
8.467 | 5119.675 | 8.273 | 5418.607
8.661 | 5065.411 | 8.467 | 5373.668
8.855 | 5011.179 | 8.661 | 5324.882
9.049 | 4963.137 | 8.855 | 5280.261
9.242 | 4914.506 | 9.049 | 5228.576
9.435 | 4860.309 | 9.242 | 5184.165
9.628 | 4800.722 | 9.435 | 5128.01
9.821 | 4742.367 | 9.628 | 5075.858
10.013 | 4690.97 | 9.821 | 5019.384
10.205 | 4637.879 | 10.013 | 4964.888
10.397 | 4589.957 | 10.205 | 4904.214
10.589 | 4536.418 | 10.397 | 4846.683
10.781 | 4480.13 | 10.589 | 4785.149
10.972 | 4419.411 | 10.781 | 4720.631
11.163 | 4361.228 | 10.972 | 4658.969
11.354 | 4305.76 | 11.163 | 4595.948
11.544 | 4248.046 | 11.354 | 4529.344
11.735 | 4186.35 | 11.544 | 4458.97
11.925 | 4122.749 | 11.735 | 4383.035
12.115 | 4060.084 | 11.925 | 4306.032
12.304 | 3987.221 | 12.115 | 4229.539
12.493 | 3916.255 | 12.304 | 4159.172
12.682 | 3847.786 | 12.493 | 4085.853
12.871 | 3780.475 | 12.682 | 4018.251
13.059 | 3718.189 | 12.871 | 3941.635
13.247 | 3664.162 | 13.059 | 3858.933
13.435 | 3602.091 | 13.247 | 3778.339
13.623 | 3537.549 | 13.435 | 3700.02
13.81 | 3469.207 | 13.623 | 3621.762
13.997 | 3400.457 | 13.81 | 3549.617
14.183 | 3322.446 | 13.997 | 3471.474
14.37 | 3250.926 | 14.183 | 3395.111
14.556 | 3183.258 | 14.37 | 3313.057
14.741 | 3113.582 | 14.556 | 3239.218
14.927 | 3046.212 | 14.741 | 3155.292
15.112 | 2979.964 | 14.927 | 3077.262
15.296 | 2912.418 | 15.112 | 2997.926
15.481 | 2845.237 | 15.296 | 2919.618
15.665 | 2777.487 | 15.481 | 2837.852
15.849 | 2711.21 | 15.665 | 2757.229
16.032 | 2646.292 | 15.849 | 2678.492
16.215 | 2578.246 | 16.032 | 2600.318
16.398 | 2509.173 | 16.215 | 2527.108
16.58 | 2437.624 | 16.398 | 2459.428
16.762 | 2369.373 | 16.58 | 2396.269
16.944 | 2309.585 | 16.762 | 2329.889
17.125 | 2253.034 | 16.944 | 2265.49
17.306 | 2193.939 | 17.125 | 2195.972
17.487 | 2134.875 | 17.306 | 2128.914
17.667 | 2076.367 | 17.487 | 2059.391
17.847 | 2018.618 | 17.667 | 1997.908
18.027 | 1961.6 | 17.847 | 1935.467
18.206 | 1902.792 | 18.027 | 1880.039
18.385 | 1845.35 | 18.206 | 1819.006
18.563 | 1791.113 | 18.385 | 1759.669
18.741 | 1741.262 | 18.563 | 1700.196
18.919 | 1690.9 | 18.741 | 1642.924
19.096 | 1638.092 | 18.919 | 1584.758
19.273 | 1584.426 | 19.096 | 1530.958
19.45 | 1531.123 | 19.273 | 1477.76
19.626 | 1480.115 | 19.45 | 1429.046
19.802 | 1435.791 | 19.626 | 1381.047
19.977 | 1394.202 | 19.802 | 1335.751
20.152 | 1354.075 | 19.977 | 1291.952
20.327 | 1313.19 | 20.152 | 1248.932
20.501 | 1268.512 | 20.327 | 1205.378
20.675 | 1225.021 | 20.501 | 1162.574
20.848 | 1183.83 | 20.675 | 1122.92
21.021 | 1144.183 | 20.848 | 1085.705
21.194 | 1105.516 | 21.021 | 1048.559
21.366 | 1068.602 | 21.194 | 1011.116
21.538 | 1030.821 | 21.366 | 972.955
21.709 | 995.444 | 21.538 | 934.968
21.88 | 963.708 | 21.709 | 899.636
22.051 | 932.596 | 21.88 | 867.926
22.221 | 901.487 | 22.051 | 837.328
22.391 | 871.348 | 22.221 | 808.837
22.56 | 841.388 | 22.391 | 779.941
22.729 | 812.053 | 22.56 | 752.323
22.898 | 784.155 | 22.729 | 725.569
23.066 | 756.4 | 22.898 | 700.77
23.234 | 731.819 | 23.066 | 676.377
23.401 | 708.62 | 23.234 | 652.135
23.568 | 687.361 | 23.401 | 629.104
23.734 | 665.331 | 23.568 | 608.904
23.9 | 641.447 | 23.734 | 586.976
24.066 | 618.389 | 23.9 | 566.079
24.231 | 597.847 | 24.066 | 546.841
24.396 | 579.051 | 24.231 | 527.457
24.56 | 562.61 | 24.396 | 509.116
24.724 | 547.172 | 24.56 | 493.507
24.887 | 530.191 | 24.724 | 478.459
25.05 | 512.986 | 24.887 | 462.952
25.213 | 496.825 | 25.05 | 447.756
25.375 | 482.575 | 25.213 | 433.747
25.537 | 468.558 | 25.375 | 420.063
25.698 | 454.448 | 25.537 | 406.617
25.859 | 441.569 | 25.698 | 394.862
26.019 | 428.862 | 25.859 | 383.049
26.179 | 413.468 | 26.019 | 371.27
26.339 | 398.937 | 26.179 | 359.487
26.498 | 386.74 | 26.339 | 348.54
26.657 | 377.133 | 26.498 | 338.084
26.815 | 365.764 | 26.657 | 327.164
26.973 | 355.059 | 26.815 | 315.926
27.13 | 345.33 | 26.973 | 305.808
27.287 | 335.384 | 27.13 | 297.034
27.443 | 325.718 | 27.287 | 289.525
27.599 | 317.012 | 27.443 | 282.279
27.755 | 307.649 | 27.599 | 274.546
27.91 | 298.186 | 27.755 | 267.754
28.065 | 290.477 | 27.91 | 260.766
28.219 | 283.251 | 28.065 | 253.327
28.373 | 275.508 | 28.219 | 246.254
28.526 | 268.172 | 28.373 | 239.593
28.679 | 261.427 | 28.526 | 234.279
28.831 | 256.3 | 28.679 | 229.176
28.983 | 252.23 | 28.831 | 223.688
29.135 | 247.902 | 28.983 | 217.608
29.286 | 243.169 | 29.135 | 212.522
29.437 | 238.271 | 29.286 | 206.498
29.587 | 233.287 | 29.437 | 200.99
29.737 | 228.545 | 29.587 | 196.044
29.886 | 224.253 | 29.737 | 192.243
30.035 | 219.9 | 29.886 | 188.406
30.183 | 216.671 | 30.035 | 185.797
30.331 | 212.889 | 30.183 | 183.703
30.479 | 208.378 | 30.331 | 179.751
30.626 | 204.541 | 30.479 | 176.307
30.773 | 200.096 | 30.626 | 172.556
30.919 | 195.332 | 30.773 | 168.621
31.065 | 193.151 | 30.919 | 163.415
31.21 | 191.7 | 31.065 | 160.275
31.355 | 189.199 | 31.21 | 156.611
31.499 | 186.239 | 31.355 | 154.487
31.643 | 183.816 | 31.499 | 151.757
31.787 | 180.122 | 31.643 | 149.086
31.93 | 176.171 | 31.787 | 145.777
32.073 | 173.352 | 31.93 | 142.787
32.215 | 171.326 | 32.073 | 140.121
32.357 | 170.17 | 32.215 | 136.652
32.498 | 169.091 | 32.357 | 135.556
32.639 | 167.212 | 32.498 | 135.053
32.779 | 164.952 | 32.639 | 132.518
32.919 | 161.759 | 32.779 | 129.981
33.059 | 159.06 | 32.919 | 128.395
33.198 | 156.332 | 33.059 | 125.764
33.337 | 152.794 | 33.198 | 123.154
33.475 | 149.219 | 33.337 | 120.954
33.613 | 146.259 | 33.475 | 118.199
33.75 | 139.623 | 33.613 | 114.44
33.887 | 125.688 | 33.75 | 113.096
34.023 | 108.691 | 33.887 | 111.903
34.159 | 92.191 | 34.023 | 111.924
34.295 | 78.032 | 34.159 | 111.16
34.43 | 68.809 | 34.295 | 111.293
34.565 | 66.618 | 34.43 | 109.128
34.699 | 65.975 | 34.565 | 107.493
34.833 | 66.127 | 34.699 | 105.72
34.966 | 65.986 | 34.833 | 104.608
35.099 | 67.118 | 34.966 | 102.092
35.232 | 69.962 | 35.099 | 99.672
35.364 | 71.073 | 35.232 | 99.199
35.496 | 70.079 | 35.364 | 98.175
35.627 | 68.773 | 35.496 | 96.716
35.758 | 69.715 | 35.627 | 95.967
35.888 | 80.57 | 35.758 | 95.585
36.018 | 98.107 | 35.888 | 93.531
36.148 | 110.407 | 36.018 | 90.414
36.277 | 113.34 | 36.148 | 89.305
36.406 | 108.981 | 36.277 | 87.159
36.534 | 95.746 | 36.406 | 85.453
36.662 | 77.379 | 36.534 | 84.506
36.789 | 63.85 | 36.662 | 84.354
36.916 | 55.283 | 36.789 | 83.729
37.043 | 49.801 | 36.916 | 83.227
37.169 | 44.846 | 37.043 | 83.591
37.295 | 40.801 | 37.169 | 82.284
37.42 | 37.627 | 37.295 | 81.469
37.545 | 35.229 | 37.42 | 80.725
37.67 | 34.431 | 37.545 | 80.78
37.794 | 35.04 | 37.67 | 81.214
37.917 | 35.764 | 37.794 | 79.827
38.04 | 35.559 | 37.917 | 78.615
38.163 | 35.38 | 38.04 | 76.234
38.286 | 35.115 | 38.163 | 74.27
38.408 | 33.729 | 38.286 | 72.201
38.529 | 31.486 | 38.408 | 71.478
38.651 | 29.418 | 38.529 | 71.083
38.771 | 28.774 | 38.651 | 70.372
38.892 | 29.604 | 38.771 | 69.709
39.012 | 31.33 | 38.892 | 70.89
39.131 | 31.691 | 39.012 | 70.506
39.25 | 31.274 | 39.131 | 70.578
39.369 | 31.404 | 39.25 | 69.896
39.487 | 32.149 | 39.369 | 69.41
39.605 | 32.49 | 39.487 | 69.472
39.723 | 33.276 | 39.605 | 69.533
39.84 | 34.99 | 39.723 | 69.771
39.957 | 37.227 | 39.84 | 69.624
40.073 | 39.877 | 39.957 | 69.265
40.189 | 40.503 | 40.073 | 69.23
40.189 | 40.503 | 40.073 | 69.23
40.305 | 40.651 | 40.189 | 69.254
40.42 | 40.159 | 40.305 | 69.821
40.535 | 38.805 | 40.42 | 69.084
40.649 | 35.744 | 40.535 | 68.337
40.763 | 33.269 | 40.649 | 65.49
40.877 | 30.519 | 40.763 | 64.25
40.99 | 28.302 | 40.877 | 63.027
41.103 | 27.035 | 40.99 | 61.478
41.215 | 26.922 | 41.103 | 51.935
41.327 | 26.776 | 41.215 | 37.243
41.439 | 26.898 | 41.327 | 27.648
455.669
323.389
196.583
73.469
0
0
0

## Lustr V60H60 (hidden)
Selador | Lamp |  | Wattage
Lustr | Lumileds Rebel |  | 104 |  | Note: Owing to the variability of LEDs, output data and color matches should be viewed as approximate
Note: All data taken with room temperature fixture
| Beam Angle | Field Angle
Horizontal | 52.8 | 70
| Accessory Lens | Candela | Field Lumens | Beam Lumens | Lens Efficiency | Efficacy
| H60+V60 | 2400 | 1690 | 990 | 92.4% | 16.25
| For Field diameter at any distance, multiply distance by |  |  |  | 1.4004
| For Beam diameter at any distance, multiply distance by |  |  |  | 0.99281
| Throw Distance (ft) | 10 | 15 | 20 | 25
| Throw Distance (m) | 3.048 | 4.572 | 6.096 | 7.62
| Field Diameter (ft) | 14.0042 | 21.0062 | 28.0083 | 35.0104
| Field Diameter (m) | 4.2685 | 6.4027 | 8.5369 | 10.6712
| Illuminance (fc) | 24 | 10.6667 | 6 | 3.84
| Illuminance (lux) | 258.3336 | 114.8149 | 64.5834 | 41.3334
Test Distance | Iso-Illuminance Diagram grid lines
51.2 | 10 | 20 | 30 | 40
| 0.19531 | 0.39062 | 0.58594 | 0.78125
| Beam Angle | Field Angle
Vertical | 51.7 | 72.4
| For Field diameter at any distance, multiply distance by |  |  |  | 1.4638
| For Beam diameter at any distance, multiply distance by |  |  |  | 0.96899
| Throw Distance (ft) | 10 | 15 | 20 | 25
| Throw Distance (m) | 3.048 | 4.572 | 6.096 | 7.62
| Field Diameter (ft) | 14.6378 | 21.9567 | 29.2756 | 36.5945
| Field Diameter (m) | 4.4616 | 6.6924 | 8.9232 | 11.154
| Illuminance (fc) | 24 | 10.6667 | 6 | 3.84
| Illuminance (lux) | 258.3336 | 114.8149 | 64.5834 | 41.3334
| X |  | Y
-41.439 | 0 | -41.55 | 117.9
-41.327 | 0 | -41.439 | 118.902
-41.215 | 0 | -41.327 | 119.697 |  |  |  | notches in outermost line are due to camera in field of view. They should be removed manually.
-41.103 | 18.275 | -41.215 | 119.461
-40.99 | 47.858 | -41.103 | 120.261
-40.877 | 78.939 | -40.99 | 119.988
-40.763 | 109.763 | -40.877 | 120.678
-40.649 | 129.503 | -40.763 | 123.43
-40.535 | 131.258 | -40.649 | 125.751
-40.42 | 132.779 | -40.535 | 128.779
-40.305 | 134.705 | -40.42 | 130.343
-40.189 | 138.568 | -40.305 | 132.191
-40.073 | 141.668 | -40.189 | 132.209
-39.957 | 144.197 | -40.073 | 133.363
-39.84 | 147.527 | -39.957 | 133.667
-39.723 | 150.171 | -39.84 | 134.38
-39.605 | 152.815 | -39.723 | 135.999
-39.487 | 154.755 | -39.605 | 139.478
-39.369 | 156.586 | -39.487 | 141.837
-39.25 | 158.192 | -39.369 | 145.013
-39.131 | 161.189 | -39.25 | 148.761
-39.012 | 164.066 | -39.131 | 151.863
-38.892 | 167.566 | -39.012 | 154.272
-38.771 | 170.12 | -38.892 | 155.713
-38.651 | 172.729 | -38.771 | 158.242
-38.529 | 177.329 | -38.651 | 161.673
-38.408 | 181.544 | -38.529 | 163.382
-38.286 | 186.462 | -38.408 | 164.428
-38.163 | 191.964 | -38.286 | 168.961
-38.04 | 197.956 | -38.163 | 172.836
-37.917 | 203.036 | -38.04 | 174.745
-37.794 | 207.244 | -37.917 | 177.889
-37.67 | 209.97 | -37.794 | 181.053
-37.545 | 212.018 | -37.67 | 183.666
-37.42 | 213.881 | -37.545 | 184.714
-37.295 | 218.389 | -37.42 | 189.181
-37.169 | 223.698 | -37.295 | 193.012
-37.043 | 229.769 | -37.169 | 196.855
-36.916 | 235.329 | -37.043 | 200.972
-36.789 | 240.986 | -36.916 | 208.384
-36.662 | 247.233 | -36.789 | 214.096
-36.534 | 253.932 | -36.662 | 218.551
-36.406 | 258.447 | -36.534 | 222.699
-36.277 | 263.425 | -36.406 | 229.327
-36.148 | 268.886 | -36.277 | 233.321
-36.018 | 275.203 | -36.148 | 237.859
-35.888 | 283.044 | -36.018 | 243.567
-35.758 | 290.275 | -35.888 | 249.492
-35.627 | 298.407 | -35.758 | 254.324
-35.496 | 305.01 | -35.627 | 260.606
-35.364 | 310.726 | -35.496 | 266.647
-35.232 | 316.998 | -35.364 | 273.344
-35.099 | 326.393 | -35.232 | 280.144
-34.966 | 334.348 | -35.099 | 286.971
-34.833 | 343.631 | -34.966 | 293.19
-34.699 | 353.688 | -34.833 | 300.267
-34.565 | 362.969 | -34.699 | 309.253
-34.43 | 371.03 | -34.565 | 317.667
-34.295 | 380.604 | -34.43 | 326.665
-34.159 | 390.199 | -34.295 | 334.047
-34.023 | 401.773 | -34.159 | 342.847
-33.887 | 412.409 | -34.023 | 350.849
-33.75 | 422.703 | -33.887 | 359.264
-33.613 | 434.824 | -33.75 | 366.54
-33.475 | 447.773 | -33.613 | 376.674
-33.337 | 458.266 | -33.475 | 388.025
-33.198 | 467.644 | -33.337 | 399.586
-33.059 | 479.507 | -33.198 | 411.169
-32.919 | 492.41 | -33.059 | 421.497
-32.779 | 504.778 | -32.919 | 432.38
-32.639 | 518.824 | -32.779 | 442.614
-32.498 | 531.882 | -32.639 | 455.355
-32.357 | 545.992 | -32.498 | 465.911
-32.215 | 559.897 | -32.357 | 478.57
-32.073 | 576.229 | -32.215 | 489.131
-31.93 | 590.688 | -32.073 | 501.553
-31.787 | 604.897 | -31.93 | 513.657
-31.643 | 618.86 | -31.787 | 526.737
-31.499 | 631.475 | -31.643 | 540.648
-31.355 | 646.879 | -31.499 | 554.231
-31.21 | 661.878 | -31.355 | 566.863
-31.065 | 677.931 | -31.21 | 578.322
-30.919 | 692.789 | -31.065 | 589.307
-30.773 | 708.797 | -30.919 | 602.081
-30.626 | 724.191 | -30.773 | 617.995
-30.479 | 741.58 | -30.626 | 636.205
-30.331 | 759.078 | -30.479 | 654.707
-30.183 | 776.87 | -30.331 | 671.866
-30.035 | 795.925 | -30.183 | 686.973
-29.886 | 810.475 | -30.035 | 702.209
-29.737 | 827.723 | -29.886 | 718.808
-29.587 | 844.035 | -29.737 | 735.275
-29.437 | 863.41 | -29.587 | 752.612
-29.286 | 879.188 | -29.437 | 771.743
-29.135 | 898.006 | -29.286 | 788.655
-28.983 | 914.969 | -29.135 | 803.801
-28.831 | 933.477 | -28.983 | 818.328
-28.679 | 947.999 | -28.831 | 833.383
-28.526 | 965.323 | -28.679 | 848.502
-28.373 | 984.721 | -28.526 | 865.903
-28.219 | 1003.752 | -28.373 | 886.048
-28.065 | 1019.741 | -28.219 | 907.371
-27.91 | 1036.543 | -28.065 | 928.292
-27.755 | 1056.088 | -27.91 | 945.682
-27.599 | 1076.216 | -27.755 | 963.851
-27.443 | 1094.749 | -27.599 | 981.864
-27.287 | 1112.339 | -27.443 | 999.183
-27.13 | 1128.959 | -27.287 | 1017.004
-26.973 | 1146.69 | -27.13 | 1036.275
-26.815 | 1162.251 | -26.973 | 1056.294
-26.657 | 1182.631 | -26.815 | 1077.807
-26.498 | 1201.361 | -26.657 | 1099.537
-26.339 | 1221.411 | -26.498 | 1120.036
-26.179 | 1239.457 | -26.339 | 1138.331
-26.019 | 1260.799 | -26.179 | 1155.752
-25.859 | 1279.94 | -26.019 | 1171.587
-25.698 | 1301.517 | -25.859 | 1187.589
-25.537 | 1318.88 | -25.698 | 1202.398
-25.375 | 1337.017 | -25.537 | 1218.351
-25.213 | 1353.796 | -25.375 | 1237.529
-25.05 | 1371.077 | -25.213 | 1256.684
-24.887 | 1386.156 | -25.05 | 1275.292
-24.724 | 1400.529 | -24.887 | 1294.458
-24.56 | 1418.115 | -24.724 | 1312.904
-24.396 | 1439.945 | -24.56 | 1328.995
-24.231 | 1462.284 | -24.396 | 1344.61
-24.066 | 1480.08 | -24.231 | 1357.717
-23.9 | 1498.433 | -24.066 | 1372.265
-23.734 | 1515.059 | -23.9 | 1386.163
-23.568 | 1531.724 | -23.734 | 1400.925
-23.401 | 1549.732 | -23.568 | 1416.315
-23.234 | 1568.289 | -23.401 | 1433.317
-23.066 | 1584.872 | -23.234 | 1448.504
-22.898 | 1600.672 | -23.066 | 1465.104
-22.729 | 1614.945 | -22.898 | 1481.213
-22.56 | 1626.823 | -22.729 | 1495.347
-22.391 | 1638.915 | -22.56 | 1511.316
-22.221 | 1653.135 | -22.391 | 1528.199
-22.051 | 1666.659 | -22.221 | 1543.788
-21.88 | 1680.168 | -22.051 | 1557.42
-21.709 | 1694.483 | -21.88 | 1571.12
-21.538 | 1708.514 | -21.709 | 1583.815
-21.366 | 1722.246 | -21.538 | 1597.871
-21.194 | 1733.38 | -21.366 | 1610.497
-21.021 | 1743.216 | -21.194 | 1623.498
-20.848 | 1753.234 | -21.021 | 1635.171
-20.675 | 1765.828 | -20.848 | 1646.089
-20.501 | 1778.013 | -20.675 | 1659.396
-20.327 | 1789.453 | -20.501 | 1670.554
-20.152 | 1799.052 | -20.327 | 1683.238
-19.977 | 1811.134 | -20.152 | 1695.289
-19.802 | 1824.515 | -19.977 | 1707.589
-19.626 | 1835.131 | -19.802 | 1715.7
-19.45 | 1843.909 | -19.626 | 1725.838
-19.273 | 1854.204 | -19.45 | 1734.14
-19.096 | 1866.451 | -19.273 | 1742.907
-18.919 | 1876.314 | -19.096 | 1752.805
-18.741 | 1886.681 | -18.919 | 1765.173
-18.563 | 1896.381 | -18.741 | 1775.354
-18.385 | 1907.654 | -18.563 | 1784.758
-18.206 | 1919.703 | -18.385 | 1795.592
-18.027 | 1935.007 | -18.206 | 1806.546
-17.847 | 1942.274 | -18.027 | 1817.79
-17.667 | 1952.296 | -17.847 | 1829.433
-17.487 | 1962.168 | -17.667 | 1840.059
-17.306 | 1968.419 | -17.487 | 1846.364
-17.125 | 1977.979 | -17.306 | 1856.308
-16.944 | 1988.042 | -17.125 | 1866.904
-16.762 | 1999.063 | -16.944 | 1879.684
-16.58 | 2009.007 | -16.762 | 1890.696
-16.398 | 2017.656 | -16.58 | 1901.941
-16.215 | 2024.111 | -16.398 | 1908.335
-16.032 | 2031.676 | -16.215 | 1918.632
-15.849 | 2041.157 | -16.032 | 1925.822
-15.665 | 2050.268 | -15.849 | 1935.382
-15.481 | 2060.259 | -15.665 | 1947.384
-15.296 | 2070.33 | -15.481 | 1961.823
-15.112 | 2075.989 | -15.296 | 1968.458
-14.927 | 2080.83 | -15.112 | 1975.37
-14.741 | 2084.832 | -14.927 | 1981.485
-14.556 | 2088.46 | -14.741 | 1989.529
-14.37 | 2094.276 | -14.556 | 1995.059
-14.183 | 2099.197 | -14.37 | 1999.971
-13.997 | 2106.629 | -14.183 | 2008.251
-13.81 | 2112.755 | -13.997 | 2019.127
-13.623 | 2115.99 | -13.81 | 2026.403
-13.435 | 2122.576 | -13.623 | 2035.889
-13.247 | 2129.898 | -13.435 | 2047.556
-13.059 | 2134.754 | -13.247 | 2055.693
-12.871 | 2142.962 | -13.059 | 2060.501
-12.682 | 2148.353 | -12.871 | 2068.139
-12.493 | 2152.909 | -12.682 | 2073.856
-12.304 | 2156.537 | -12.493 | 2082.258
-12.115 | 2160.824 | -12.304 | 2092.363
-11.925 | 2162.425 | -12.115 | 2101.919
-11.735 | 2169.145 | -11.925 | 2107.819
-11.544 | 2175.526 | -11.735 | 2119.434
-11.354 | 2183.465 | -11.544 | 2127.887
-11.163 | 2190.993 | -11.354 | 2140.741
-10.972 | 2195.996 | -11.163 | 2147.799
-10.781 | 2202.445 | -10.972 | 2159.83
-10.589 | 2207.618 | -10.781 | 2163.883
-10.397 | 2211.591 | -10.589 | 2172.862
-10.205 | 2217.926 | -10.397 | 2177.593
-10.013 | 2222.46 | -10.205 | 2183.046
-9.821 | 2223.814 | -10.013 | 2185.49
-9.628 | 2227.795 | -9.821 | 2190.363
-9.435 | 2235.188 | -9.628 | 2191.402
-9.242 | 2238.068 | -9.435 | 2197.233
-9.049 | 2245.723 | -9.242 | 2203.991
-8.855 | 2252.753 | -9.049 | 2211.784
-8.661 | 2256.34 | -8.855 | 2217.782
-8.467 | 2262.694 | -8.661 | 2224.733
-8.273 | 2273.008 | -8.467 | 2229.469
-8.079 | 2279.585 | -8.273 | 2237.796
-7.884 | 2284.626 | -8.079 | 2244.95
-7.69 | 2295.081 | -7.884 | 2250.814
-7.495 | 2299.336 | -7.69 | 2255.961
-7.3 | 2300.791 | -7.495 | 2260.517
-7.104 | 2304.737 | -7.3 | 2264.171
-6.909 | 2312.565 | -7.104 | 2267.889
-6.713 | 2312.509 | -6.909 | 2274.5
-6.518 | 2315.036 | -6.713 | 2276.26
-6.322 | 2320.712 | -6.518 | 2274.638
-6.126 | 2324.348 | -6.322 | 2273.096
-5.93 | 2330.362 | -6.126 | 2271.181
-5.733 | 2333.018 | -5.93 | 2273.32
-5.537 | 2333.621 | -5.733 | 2274.126
-5.34 | 2338.046 | -5.537 | 2275.634
-5.144 | 2345.696 | -5.34 | 2284.254
-4.947 | 2350.913 | -5.144 | 2295.912
-4.75 | 2356.785 | -4.947 | 2299.449
-4.553 | 2363.759 | -4.75 | 2306.778
-4.356 | 2366.819 | -4.553 | 2310.457
-4.158 | 2369.036 | -4.356 | 2313.018
-3.961 | 2374.403 | -4.158 | 2317.117
-3.763 | 2376.032 | -3.961 | 2323.754
-3.566 | 2380.012 | -3.763 | 2328.637
-3.368 | 2383.112 | -3.566 | 2337.108
-3.171 | 2385.995 | -3.368 | 2338.425
-2.973 | 2383.631 | -3.171 | 2341.065
-2.775 | 2381.381 | -2.973 | 2342.61
-2.577 | 2381.359 | -2.775 | 2345.019
-2.379 | 2383.699 | -2.577 | 2344.625
-2.181 | 2380.749 | -2.379 | 2344.745
-1.983 | 2378.856 | -2.181 | 2343.965
-1.785 | 2377.6 | -1.983 | 2344.818
-1.586 | 2377.587 | -1.785 | 2342.161
-1.388 | 2373.531 | -1.586 | 2339.509
-1.19 | 2367.734 | -1.388 | 2339.74
-0.992 | 2359.9 | -1.19 | 2343.307
-0.793 | 2355.151 | -0.992 | 2349.967
-0.595 | 2355.311 | -0.793 | 2356.911
-0.397 | 2354.052 | -0.595 | 2360.941
-0.198 | 2357.055 | -0.397 | 2359.426
0 | 2357.093 | -0.198 | 2356.383
0.198 | 2356.101 | 0 | 2357.093
0.397 | 2350.236 | 0.198 | 2355.711
0.595 | 2350.138 | 0.397 | 2351.66
0.793 | 2349.305 | 0.595 | 2351.065
0.992 | 2349.443 | 0.793 | 2351.052
1.19 | 2348.227 | 0.992 | 2352.857
1.388 | 2348.991 | 1.19 | 2353.954
1.586 | 2348.844 | 1.388 | 2360.918
1.785 | 2349.306 | 1.586 | 2360.976
1.983 | 2348.021 | 1.785 | 2359.975
2.181 | 2347.493 | 1.983 | 2353.58
2.379 | 2344.839 | 2.181 | 2352.731
2.577 | 2346.605 | 2.379 | 2354.766
2.775 | 2343.873 | 2.577 | 2354.421
2.973 | 2339.939 | 2.775 | 2352.758
3.171 | 2335.518 | 2.973 | 2345.47
3.368 | 2334.468 | 3.171 | 2343.17
3.566 | 2331.946 | 3.368 | 2338.169
3.763 | 2329.989 | 3.566 | 2338.757
3.961 | 2322.942 | 3.763 | 2333.397
4.158 | 2319.149 | 3.961 | 2329.288
4.356 | 2313.696 | 4.158 | 2325.649
4.553 | 2306.131 | 4.356 | 2325.648
4.75 | 2300.642 | 4.553 | 2322.393
4.947 | 2302.234 | 4.75 | 2321.818
5.144 | 2300.196 | 4.947 | 2318.823
5.34 | 2296.273 | 5.144 | 2310.653
5.537 | 2294.15 | 5.34 | 2306.672
5.733 | 2291.979 | 5.537 | 2305.255
5.93 | 2290.7 | 5.733 | 2302.495
6.126 | 2289.715 | 5.93 | 2298.346
6.322 | 2286.368 | 6.126 | 2295.578
6.518 | 2283.405 | 6.322 | 2287.9
6.713 | 2282.857 | 6.518 | 2280.665
6.909 | 2282.959 | 6.713 | 2277.563
7.104 | 2283.247 | 6.909 | 2274.363
7.3 | 2283.885 | 7.104 | 2273.994
7.495 | 2284.876 | 7.3 | 2273.505
7.69 | 2286.923 | 7.495 | 2272.028
7.884 | 2288.303 | 7.69 | 2269.254
8.079 | 2285.524 | 7.884 | 2262.647
8.273 | 2281.825 | 8.079 | 2255.651
8.467 | 2277.286 | 8.273 | 2247.597
8.661 | 2273.902 | 8.467 | 2243.548
8.855 | 2268.406 | 8.661 | 2236.191
9.049 | 2264.331 | 8.855 | 2227.823
9.242 | 2260.493 | 9.049 | 2218.815
9.435 | 2253.689 | 9.242 | 2207.805
9.628 | 2244.043 | 9.435 | 2200.186
9.821 | 2238.419 | 9.628 | 2195.159
10.013 | 2236.486 | 9.821 | 2195.545
10.205 | 2230.92 | 10.013 | 2191.863
10.397 | 2225.612 | 10.205 | 2187.64
10.589 | 2220.461 | 10.397 | 2180.092
10.781 | 2215.214 | 10.589 | 2168.449
10.972 | 2206.489 | 10.781 | 2160.425
11.163 | 2198.106 | 10.972 | 2154.15
11.354 | 2197.706 | 11.163 | 2143.616
11.544 | 2192.981 | 11.354 | 2138.204
11.735 | 2184.618 | 11.544 | 2130.001
11.925 | 2175.564 | 11.735 | 2121.667
12.115 | 2170.023 | 11.925 | 2112.495
12.304 | 2161.766 | 12.115 | 2108.675
12.493 | 2150.585 | 12.304 | 2100.761
12.682 | 2139.672 | 12.493 | 2095.048
12.871 | 2129.418 | 12.682 | 2088.382
13.059 | 2123.345 | 12.871 | 2080.276
13.247 | 2121.201 | 13.059 | 2067.332
13.435 | 2116.561 | 13.247 | 2058.49
13.623 | 2110.868 | 13.435 | 2054.783
13.81 | 2102.31 | 13.623 | 2047.847
13.997 | 2092.305 | 13.81 | 2040.502
14.183 | 2077.717 | 13.997 | 2033.686
14.37 | 2068.959 | 14.183 | 2023.436
14.556 | 2065.791 | 14.37 | 2012.311
14.741 | 2063.799 | 14.556 | 2005.8
14.927 | 2061.277 | 14.741 | 1999.793
15.112 | 2055.056 | 14.927 | 1990.033
15.296 | 2046.633 | 15.112 | 1980.402
15.481 | 2034.847 | 15.296 | 1969.237
15.665 | 2023.855 | 15.481 | 1953.913
15.849 | 2013.057 | 15.665 | 1942.643
16.032 | 2004.028 | 15.849 | 1936.348
16.215 | 1995.173 | 16.032 | 1928.818
16.398 | 1986.978 | 16.215 | 1918.586
16.58 | 1976.03 | 16.398 | 1915.183
16.762 | 1963.635 | 16.58 | 1906.855
16.944 | 1953.478 | 16.762 | 1897.522
17.125 | 1944.977 | 16.944 | 1887.634
17.306 | 1935.922 | 17.125 | 1879.326
17.487 | 1928.815 | 17.306 | 1870.094
17.667 | 1921.763 | 17.487 | 1858.968
17.847 | 1913.737 | 17.667 | 1848.554
18.027 | 1904.32 | 17.847 | 1839.216
18.206 | 1891.022 | 18.027 | 1830.821
18.385 | 1876.541 | 18.206 | 1820.949
18.563 | 1864.414 | 18.385 | 1812.571
18.741 | 1860.403 | 18.563 | 1800.97
18.919 | 1852.35 | 18.741 | 1789.355
19.096 | 1839.21 | 18.919 | 1774.68
19.273 | 1825.326 | 19.096 | 1759.556
19.45 | 1812.068 | 19.273 | 1744.28
19.626 | 1795.726 | 19.45 | 1734.749
19.802 | 1783.125 | 19.626 | 1724.166
19.977 | 1770.367 | 19.802 | 1711.07
20.152 | 1757.579 | 19.977 | 1697.587
20.327 | 1744.696 | 20.152 | 1688.664
20.501 | 1733.235 | 20.327 | 1677.438
20.675 | 1716.516 | 20.501 | 1665.486
20.848 | 1697.629 | 20.675 | 1652.358
21.021 | 1680.117 | 20.848 | 1636.064
21.194 | 1666.28 | 21.021 | 1620.75
21.366 | 1650.352 | 21.194 | 1609.458
21.538 | 1636.032 | 21.366 | 1600.832
21.709 | 1622.38 | 21.538 | 1591.979
21.88 | 1607.654 | 21.709 | 1579.962
22.051 | 1591.083 | 21.88 | 1564.193
22.221 | 1574.439 | 22.051 | 1551.582
22.391 | 1557.162 | 22.221 | 1537.996
22.56 | 1541.237 | 22.391 | 1519.293
22.729 | 1526.92 | 22.56 | 1502.906
22.898 | 1510.962 | 22.729 | 1487.625
23.066 | 1497.103 | 22.898 | 1473.754
23.234 | 1486.735 | 23.066 | 1459.325
23.401 | 1479.949 | 23.234 | 1446.928
23.568 | 1471.481 | 23.401 | 1431.927
23.734 | 1459.717 | 23.568 | 1417.972
23.9 | 1443.915 | 23.734 | 1403.517
24.066 | 1426.464 | 23.9 | 1388.15
24.231 | 1410.213 | 24.066 | 1371.1
24.396 | 1393.54 | 24.231 | 1354.83
24.56 | 1375.867 | 24.396 | 1335.326
24.724 | 1359.728 | 24.56 | 1318.156
24.887 | 1345.373 | 24.724 | 1302.255
25.05 | 1329.211 | 24.887 | 1288.483
25.213 | 1314.011 | 25.05 | 1273.359
25.375 | 1298.147 | 25.213 | 1255.65
25.537 | 1280.365 | 25.375 | 1238.167
25.698 | 1263.966 | 25.537 | 1221.679
25.859 | 1248.468 | 25.698 | 1204.16
26.019 | 1234.382 | 25.859 | 1186.98
26.179 | 1219.679 | 26.019 | 1169.662
26.339 | 1205.322 | 26.179 | 1150.584
26.498 | 1189.741 | 26.339 | 1131.854
26.657 | 1170.83 | 26.498 | 1115.05
26.815 | 1153.406 | 26.657 | 1100.854
26.973 | 1136.689 | 26.815 | 1086.407
27.13 | 1120.725 | 26.973 | 1069.712
27.287 | 1106.75 | 27.13 | 1050.988
27.443 | 1092.462 | 27.287 | 1034.345
27.599 | 1075.116 | 27.443 | 1014.713
27.755 | 1057.581 | 27.599 | 997.808
27.91 | 1040.184 | 27.755 | 983.722
28.065 | 1022.654 | 27.91 | 968.11
28.219 | 1007.188 | 28.065 | 950.582
28.373 | 989.849 | 28.219 | 935.57
28.526 | 972.751 | 28.373 | 918.906
28.679 | 954.764 | 28.526 | 901.974
28.831 | 936.754 | 28.679 | 884.772
28.983 | 920.127 | 28.831 | 865.755
29.135 | 904.901 | 28.983 | 846.487
29.286 | 891.6 | 29.135 | 828.94
29.437 | 878.909 | 29.286 | 813.44
29.587 | 866.242 | 29.437 | 797.96
29.737 | 850.932 | 29.587 | 783.317
29.886 | 835.211 | 29.737 | 770.017
30.035 | 820.172 | 29.886 | 757.355
30.183 | 805.823 | 30.035 | 743.849
30.331 | 793.741 | 30.183 | 728.573
30.479 | 782.151 | 30.331 | 712.129
30.626 | 769.544 | 30.479 | 696.328
30.773 | 757.365 | 30.626 | 680.504
30.919 | 743.899 | 30.773 | 664.551
31.065 | 728.271 | 30.919 | 647.871
31.21 | 713.03 | 31.065 | 632.251
31.355 | 700.036 | 31.21 | 615.838
31.499 | 686.98 | 31.355 | 601.23
31.643 | 675.865 | 31.499 | 587.933
31.787 | 663.851 | 31.643 | 575.269
31.93 | 649.697 | 31.787 | 562.547
32.073 | 634.477 | 31.93 | 549.568
32.215 | 618.662 | 32.073 | 536.109
32.357 | 602.626 | 32.215 | 519.856
32.498 | 586.879 | 32.357 | 507.054
32.639 | 574.442 | 32.498 | 496.971
32.779 | 562.919 | 32.639 | 486.156
32.919 | 551.758 | 32.779 | 473.719
33.059 | 539.913 | 32.919 | 461.907
33.198 | 527.123 | 33.059 | 450.479
33.337 | 512.315 | 33.198 | 439.258
33.475 | 496.108 | 33.337 | 427.278
33.613 | 465.69 | 33.475 | 415.873
33.75 | 411.368 | 33.613 | 403.679
33.887 | 335.779 | 33.75 | 394.002
34.023 | 252.919 | 33.887 | 385.777
34.159 | 177.6 | 34.023 | 378.529
34.295 | 125.518 | 34.159 | 367.981
34.43 | 99.288 | 34.295 | 359.399
34.565 | 90.123 | 34.43 | 351.278
34.699 | 85.678 | 34.565 | 341.629
34.833 | 83.691 | 34.699 | 332.123
34.966 | 82.464 | 34.833 | 324.9
35.099 | 81.469 | 34.966 | 314.331
35.232 | 82.115 | 35.099 | 307.087
35.364 | 82.642 | 35.232 | 299.643
35.496 | 81.705 | 35.364 | 291.651
35.627 | 80.506 | 35.496 | 283.476
35.758 | 80.551 | 35.627 | 275.641
35.888 | 91.156 | 35.758 | 270.163
36.018 | 110.244 | 35.888 | 264.07
36.148 | 128.243 | 36.018 | 258.217
36.277 | 138.905 | 36.148 | 251.867
36.406 | 142.302 | 36.277 | 245.117
36.534 | 132.314 | 36.406 | 235.537
36.662 | 111.006 | 36.534 | 228.81
36.789 | 89.17 | 36.662 | 223.86
36.916 | 72.502 | 36.789 | 219.982
37.043 | 61.082 | 36.916 | 216.007
37.169 | 52.466 | 37.043 | 212.57
37.295 | 46.752 | 37.169 | 208.086
37.42 | 43.768 | 37.295 | 203.392
37.545 | 42.533 | 37.42 | 199.908
37.67 | 42.91 | 37.545 | 195.657
37.794 | 43.48 | 37.67 | 191.739
37.917 | 44.137 | 37.794 | 187.669
38.04 | 44.057 | 37.917 | 183.115
38.163 | 43.036 | 38.04 | 177.22
38.286 | 41.476 | 38.163 | 171.537
38.408 | 38.783 | 38.286 | 166.044
38.529 | 35.05 | 38.408 | 163.311
38.651 | 31.9 | 38.529 | 160.912
38.771 | 30.73 | 38.651 | 157.498
38.892 | 32.083 | 38.771 | 154.528
39.012 | 35.654 | 38.892 | 153.975
39.131 | 38.138 | 39.012 | 152.697
39.25 | 39.085 | 39.131 | 151.489
39.369 | 39.604 | 39.25 | 148.616
39.487 | 40.304 | 39.369 | 144.926
39.605 | 40.95 | 39.487 | 141.194
39.723 | 42.99 | 39.605 | 136.393
39.84 | 46.386 | 39.723 | 132.898
39.957 | 49.726 | 39.84 | 130.463
40.073 | 52.56 | 39.957 | 127.88
40.189 | 52.769 | 40.073 | 126.557
40.189 | 52.769 | 40.073 | 126.557
40.305 | 52.404 | 40.189 | 124.675
40.42 | 51.79 | 40.305 | 122.528
40.535 | 50.832 | 40.42 | 119.778
40.649 | 47.741 | 40.535 | 116.844
40.763 | 43.256 | 40.649 | 113.6
40.877 | 38.289 | 40.763 | 112.237
40.99 | 33.863 | 40.877 | 111.945
41.103 | 30.583 | 40.99 | 110.647
41.215 | 29.984 | 41.103 | 94.702
41.327 | 30.361 | 41.215 | 68.615
41.439 | 30.618 | 41.327 | 49.67
455.669
323.389
196.583
73.469
0
0
0

## Lustr H40V60 (hidden)
Selador | Lamp |  | Wattage
Lustr | Lumileds Rebel |  | 104 |  | Note: Owing to the variability of LEDs, output data and color matches should be viewed as approximate
Note: All data taken with room temperature fixture
| Beam Angle | Field Angle
Horizontal | 30.2 | 48.8
| Accessory Lens | Candela | Field Lumens | Beam Lumens | Lens Efficiency | Efficacy
| H40+V60 | 3770 | 1640 | 1000 | 89.67% | 15.7692
| For Field diameter at any distance, multiply distance by |  |  |  | 0.90724
| For Beam diameter at any distance, multiply distance by |  |  |  | 0.53964
| Throw Distance (ft) | 10 | 15 | 20 | 25
| Throw Distance (m) | 3.048 | 4.572 | 6.096 | 7.62
| Field Diameter (ft) | 9.0724 | 13.6086 | 18.1448 | 22.681
| Field Diameter (m) | 2.7653 | 4.1479 | 5.5305 | 6.9132
| Illuminance (fc) | 37.7 | 16.7556 | 9.425 | 6.032
| Illuminance (lux) | 405.799 | 180.3551 | 101.4498 | 64.9278
Test Distance | Iso-Illuminance Diagram grid lines
51.2 | 10 | 20 | 30 | 40
| 0.19531 | 0.39062 | 0.58594 | 0.78125
| Beam Angle | Field Angle
Vertical | 52.8 | 72.4
| For Field diameter at any distance, multiply distance by |  |  |  | 1.4638
| For Beam diameter at any distance, multiply distance by |  |  |  | 0.99281
| Throw Distance (ft) | 10 | 15 | 20 | 25
| Throw Distance (m) | 3.048 | 4.572 | 6.096 | 7.62
| Field Diameter (ft) | 14.6378 | 21.9567 | 29.2756 | 36.5945
| Field Diameter (m) | 4.4616 | 6.6924 | 8.9232 | 11.154
| Illuminance (fc) | 37.7 | 16.7556 | 9.425 | 6.032
| Illuminance (lux) | 405.799 | 180.3551 | 101.4498 | 64.9278
| X |  | Y
-41.439 | 0 | -41.55 | 158.494
-41.327 | 0 | -41.439 | 160.198
-41.215 | 0 | -41.327 | 162.526
-41.103 | 8.258 | -41.215 | 165.605
-40.99 | 23.085 | -41.103 | 167.926
-40.877 | 38.04 | -40.99 | 169.751
-40.763 | 52.037 | -40.877 | 172.952
-40.649 | 60.445 | -40.763 | 176.054
-40.535 | 61.88 | -40.649 | 178.29
-40.42 | 62.416 | -40.535 | 181.815
-40.305 | 62.642 | -40.42 | 184.904
-40.189 | 64.281 | -40.305 | 188.169
-40.073 | 64.822 | -40.189 | 190.041
-39.957 | 65.804 | -40.073 | 192.878
-39.84 | 66.033 | -39.957 | 196.339
-39.723 | 66.08 | -39.84 | 198.959
-39.605 | 65.92 | -39.723 | 201.902
-39.487 | 66.052 | -39.605 | 205.897
-39.369 | 65.164 | -39.487 | 209.263
-39.25 | 66.338 | -39.369 | 213.754
-39.131 | 67.181 | -39.25 | 218.31
-39.012 | 66.841 | -39.131 | 222.067
-38.892 | 66.844 | -39.012 | 225.781
-38.771 | 66.874 | -38.892 | 228.968
-38.651 | 68.116 | -38.771 | 233.904
-38.529 | 69.259 | -38.651 | 240.873
-38.408 | 71.143 | -38.529 | 244.652
-38.286 | 72.313 | -38.408 | 249.057
-38.163 | 73.634 | -38.286 | 252.83
-38.04 | 72.494 | -38.163 | 256.339
-37.917 | 73.005 | -38.04 | 260.769
-37.794 | 72.639 | -37.917 | 267.504
-37.67 | 72.979 | -37.794 | 274.138
-37.545 | 74.204 | -37.67 | 280.403
-37.42 | 76.514 | -37.545 | 286.411
-37.295 | 76.372 | -37.42 | 292.487
-37.169 | 75.672 | -37.295 | 299.058
-37.043 | 76.59 | -37.169 | 304.655
-36.916 | 76.55 | -37.043 | 312.62
-36.789 | 76.64 | -36.916 | 321.842
-36.662 | 77.926 | -36.789 | 328.508
-36.534 | 79.533 | -36.662 | 335.83
-36.406 | 79.526 | -36.534 | 344.627
-36.277 | 78.979 | -36.406 | 354.079
-36.148 | 80.094 | -36.277 | 363.764
-36.018 | 80.74 | -36.148 | 373.144
-35.888 | 82.111 | -36.018 | 382.196
-35.758 | 83.115 | -35.888 | 392.669
-35.627 | 84.384 | -35.758 | 404.012
-35.496 | 85.19 | -35.627 | 414.813
-35.364 | 85.863 | -35.496 | 424.605
-35.232 | 86.528 | -35.364 | 436.647
-35.099 | 87.897 | -35.232 | 448.565
-34.966 | 87.859 | -35.099 | 459.747
-34.833 | 88.064 | -34.966 | 470.397
-34.699 | 88.579 | -34.833 | 483.512
-34.565 | 89.064 | -34.699 | 497.025
-34.43 | 89.376 | -34.565 | 509.99
-34.295 | 90.088 | -34.43 | 526.294
-34.159 | 90.839 | -34.295 | 541.862
-34.023 | 92.408 | -34.159 | 557.224
-33.887 | 94.102 | -34.023 | 570.496
-33.75 | 95.264 | -33.887 | 585.347
-33.613 | 95.785 | -33.75 | 600.189
-33.475 | 97.62 | -33.613 | 616.253
-33.337 | 98.307 | -33.475 | 633.29
-33.198 | 99.811 | -33.337 | 653.197
-33.059 | 101.666 | -33.198 | 675.04
-32.919 | 104.41 | -33.059 | 695.207
-32.779 | 106.087 | -32.919 | 716.152
-32.639 | 108.107 | -32.779 | 735.964
-32.498 | 108.136 | -32.639 | 755.108
-32.357 | 108.788 | -32.498 | 772.496
-32.215 | 109.388 | -32.357 | 792.03
-32.073 | 111.439 | -32.215 | 812.061
-31.93 | 113.997 | -32.073 | 830.726
-31.787 | 116.049 | -31.93 | 851.648
-31.643 | 118.037 | -31.787 | 872.28
-31.499 | 119.767 | -31.643 | 896.043
-31.355 | 121.674 | -31.499 | 922.396
-31.21 | 123.176 | -31.355 | 948.454
-31.065 | 124.706 | -31.21 | 972.675
-30.919 | 125.795 | -31.065 | 996.943
-30.773 | 127.149 | -30.919 | 1020.299
-30.626 | 128.953 | -30.773 | 1043.096
-30.479 | 131.286 | -30.626 | 1071.306
-30.331 | 135.476 | -30.479 | 1099.965
-30.183 | 138.214 | -30.331 | 1126.038
-30.035 | 140.512 | -30.183 | 1153.365
-29.886 | 142.521 | -30.035 | 1182.323
-29.737 | 146.809 | -29.886 | 1210.848
-29.587 | 148.32 | -29.737 | 1240.076
-29.437 | 151.098 | -29.587 | 1268.279
-29.286 | 154.985 | -29.437 | 1296.529
-29.135 | 158.978 | -29.286 | 1325.211
-28.983 | 162.253 | -29.135 | 1353.188
-28.831 | 165.917 | -28.983 | 1379.649
-28.679 | 170.723 | -28.831 | 1409.628
-28.526 | 173.525 | -28.679 | 1439.617
-28.373 | 177.288 | -28.526 | 1465.892
-28.219 | 181.922 | -28.373 | 1492.308
-28.065 | 186.632 | -28.219 | 1520.847
-27.91 | 191.749 | -28.065 | 1551.853
-27.755 | 197.907 | -27.91 | 1584.359
-27.599 | 202.739 | -27.755 | 1619.278
-27.443 | 206.548 | -27.599 | 1651.097
-27.287 | 211.531 | -27.443 | 1682.565
-27.13 | 218.054 | -27.287 | 1715.199
-26.973 | 225.204 | -27.13 | 1748.928
-26.815 | 231.804 | -26.973 | 1781.651
-26.657 | 238.95 | -26.815 | 1813.456
-26.498 | 245.925 | -26.657 | 1843.621
-26.339 | 251.778 | -26.498 | 1873.068
-26.179 | 259.61 | -26.339 | 1904.474
-26.019 | 267.988 | -26.179 | 1934.544
-25.859 | 276.243 | -26.019 | 1960.463
-25.698 | 286.102 | -25.859 | 1986.69
-25.537 | 296.449 | -25.698 | 2014.505
-25.375 | 304.929 | -25.537 | 2042.557
-25.213 | 315.554 | -25.375 | 2071.917
-25.05 | 325.319 | -25.213 | 2102.534
-24.887 | 334.683 | -25.05 | 2132.335
-24.724 | 345.552 | -24.887 | 2162.194
-24.56 | 359.461 | -24.724 | 2191.806
-24.396 | 372.89 | -24.56 | 2219.587
-24.231 | 386.818 | -24.396 | 2246.198
-24.066 | 401.082 | -24.231 | 2270.717
-23.9 | 414.464 | -24.066 | 2297.827
-23.734 | 427.342 | -23.9 | 2320.679
-23.568 | 442.707 | -23.734 | 2344.91
-23.401 | 459.071 | -23.568 | 2368.149
-23.234 | 475.158 | -23.401 | 2393.051
-23.066 | 490.3 | -23.234 | 2413.313
-22.898 | 506.724 | -23.066 | 2441.15
-22.729 | 523.613 | -22.898 | 2466.116
-22.56 | 542.104 | -22.729 | 2488.535
-22.391 | 561.738 | -22.56 | 2509.426
-22.221 | 583.351 | -22.391 | 2534.637
-22.051 | 604.374 | -22.221 | 2557.264
-21.88 | 624.712 | -22.051 | 2581.403
-21.709 | 644.425 | -21.88 | 2604.433
-21.538 | 666.358 | -21.709 | 2630.188
-21.366 | 689.357 | -21.538 | 2652.897
-21.194 | 713.047 | -21.366 | 2672.794
-21.021 | 737.984 | -21.194 | 2692.464
-20.848 | 761.801 | -21.021 | 2707.863
-20.675 | 785.463 | -20.848 | 2721.918
-20.501 | 810.035 | -20.675 | 2740.796
-20.327 | 837.22 | -20.501 | 2759.56
-20.152 | 863.582 | -20.327 | 2773.05
-19.977 | 889.504 | -20.152 | 2788.708
-19.802 | 917.96 | -19.977 | 2807.582
-19.626 | 948.779 | -19.802 | 2827.013
-19.45 | 979.026 | -19.626 | 2844.731
-19.273 | 1010.352 | -19.45 | 2860.673
-19.096 | 1043.703 | -19.273 | 2872.67
-18.919 | 1075.984 | -19.096 | 2887.307
-18.741 | 1110.702 | -18.919 | 2903.449
-18.563 | 1146.512 | -18.741 | 2919.468
-18.385 | 1182.242 | -18.563 | 2931.175
-18.206 | 1216.641 | -18.385 | 2947.146
-18.027 | 1252.099 | -18.206 | 2962.33
-17.847 | 1289.153 | -18.027 | 2983.047
-17.667 | 1328.646 | -17.847 | 3000.87
-17.487 | 1369.304 | -17.667 | 3018.403
-17.306 | 1411.011 | -17.487 | 3028.932
-17.125 | 1452.422 | -17.306 | 3042.216
-16.944 | 1490.394 | -17.125 | 3054.292
-16.762 | 1526.707 | -16.944 | 3068.672
-16.58 | 1568.197 | -16.762 | 3080.425
-16.398 | 1608.723 | -16.58 | 3095.818
-16.215 | 1651.465 | -16.398 | 3109.905
-16.032 | 1694.337 | -16.215 | 3125.872
-15.849 | 1742.395 | -16.032 | 3137.531
-15.665 | 1788.467 | -15.849 | 3149.431
-15.481 | 1830.035 | -15.665 | 3165.742
-15.296 | 1869.086 | -15.481 | 3178.85
-15.112 | 1910.884 | -15.296 | 3189.007
-14.927 | 1954.501 | -15.112 | 3201.315
-14.741 | 1996.793 | -14.927 | 3213.629
-14.556 | 2040.248 | -14.741 | 3224.763
-14.37 | 2083.605 | -14.556 | 3238.181
-14.183 | 2125.011 | -14.37 | 3252.655
-13.997 | 2165.337 | -14.183 | 3262.341
-13.81 | 2208.085 | -13.997 | 3273.998
-13.623 | 2250.126 | -13.81 | 3281.07
-13.435 | 2293.993 | -13.623 | 3290.88
-13.247 | 2337.799 | -13.435 | 3303.148
-13.059 | 2381.098 | -13.247 | 3316.926
-12.871 | 2418.938 | -13.059 | 3330.666
-12.682 | 2455.44 | -12.871 | 3345.398
-12.493 | 2496.406 | -12.682 | 3357.474
-12.304 | 2535.428 | -12.493 | 3367.172
-12.115 | 2573.198 | -12.304 | 3376.844
-11.925 | 2612.312 | -12.115 | 3386.262
-11.735 | 2657.673 | -11.925 | 3398.054
-11.544 | 2698.105 | -11.735 | 3410.561
-11.354 | 2737.749 | -11.544 | 3423.566
-11.163 | 2779.018 | -11.354 | 3437.012
-10.972 | 2815.857 | -11.163 | 3446.19
-10.781 | 2851.656 | -10.972 | 3458.792
-10.589 | 2887.739 | -10.781 | 3467.448
-10.397 | 2919.816 | -10.589 | 3475.038
-10.205 | 2953.186 | -10.397 | 3489.308
-10.013 | 2987.407 | -10.205 | 3501.625
-9.821 | 3019.924 | -10.013 | 3515.111
-9.628 | 3052.124 | -9.821 | 3526.379
-9.435 | 3088.111 | -9.628 | 3534.25
-9.242 | 3118.958 | -9.435 | 3536.489
-9.049 | 3150.398 | -9.242 | 3538.381
-8.855 | 3184.98 | -9.049 | 3546.708
-8.661 | 3217.425 | -8.855 | 3557.763
-8.467 | 3246.662 | -8.661 | 3573.009
-8.273 | 3277.84 | -8.467 | 3581.612
-8.079 | 3304.931 | -8.273 | 3589.498
-7.884 | 3328.4 | -8.079 | 3597.17
-7.69 | 3359.915 | -7.884 | 3601.242
-7.495 | 3387.84 | -7.69 | 3606.591
-7.3 | 3415.29 | -7.495 | 3616.66
-7.104 | 3435.45 | -7.3 | 3619.012
-6.909 | 3457.896 | -7.104 | 3618.96
-6.713 | 3475.518 | -6.909 | 3624.889
-6.518 | 3498.17 | -6.713 | 3632.815
-6.322 | 3520.448 | -6.518 | 3632.719
-6.126 | 3539.17 | -6.322 | 3635.768
-5.93 | 3554.817 | -6.126 | 3635.568
-5.733 | 3571.026 | -5.93 | 3639.997
-5.537 | 3586.383 | -5.733 | 3639.642
-5.34 | 3606.241 | -5.537 | 3641.304
-5.144 | 3634.03 | -5.34 | 3649.879
-4.947 | 3656.837 | -5.144 | 3663.525
-4.75 | 3671.192 | -4.947 | 3670.098
-4.553 | 3684.767 | -4.75 | 3677.517
-4.356 | 3694.842 | -4.553 | 3682.095
-4.158 | 3702.51 | -4.356 | 3692.456
-3.961 | 3715.303 | -4.158 | 3694.588
-3.763 | 3725.083 | -3.961 | 3697.969
-3.566 | 3737.67 | -3.763 | 3706.612
-3.368 | 3746.901 | -3.566 | 3718.535
-3.171 | 3756.32 | -3.368 | 3720.445
-2.973 | 3758.455 | -3.171 | 3723.644
-2.775 | 3759.535 | -2.973 | 3727.443
-2.577 | 3759.452 | -2.775 | 3725.775
-2.379 | 3766.239 | -2.577 | 3721.114
-2.181 | 3769.989 | -2.379 | 3725.937
-1.983 | 3770.546 | -2.181 | 3729.543
-1.785 | 3770.78 | -1.983 | 3736.185
-1.586 | 3773.543 | -1.785 | 3737.144
-1.388 | 3772.781 | -1.586 | 3736.864
-1.19 | 3767.733 | -1.388 | 3736.395
-0.992 | 3758.789 | -1.19 | 3744.139
-0.793 | 3757.402 | -0.992 | 3752.324
-0.595 | 3755.975 | -0.793 | 3762.078
-0.397 | 3756.967 | -0.595 | 3762.062
-0.198 | 3756.536 | -0.397 | 3762.503
0 | 3757.503 | -0.198 | 3753.177
0.198 | 3752.439 | 0 | 3757.503
0.397 | 3748.745 | 0.198 | 3751.579
0.595 | 3743.975 | 0.397 | 3752.601
0.793 | 3744.205 | 0.595 | 3748.584
0.992 | 3744.595 | 0.793 | 3745.575
1.19 | 3738.13 | 0.992 | 3747.539
1.388 | 3735.749 | 1.19 | 3756.386
1.586 | 3736.958 | 1.388 | 3763.046
1.785 | 3733.108 | 1.586 | 3769.118
1.983 | 3721.986 | 1.785 | 3765.237
2.181 | 3715.109 | 1.983 | 3757.854
2.379 | 3709.558 | 2.181 | 3753.522
2.577 | 3703.73 | 2.379 | 3757.726
2.775 | 3697.84 | 2.577 | 3755.841
2.973 | 3687.515 | 2.775 | 3751.634
3.171 | 3677.351 | 2.973 | 3744.764
3.368 | 3668.776 | 3.171 | 3734.334
3.566 | 3663.901 | 3.368 | 3725.226
3.763 | 3655.769 | 3.566 | 3719.184
3.961 | 3643.179 | 3.763 | 3710.845
4.158 | 3631.431 | 3.961 | 3705.601
4.356 | 3612.541 | 4.158 | 3701.63
4.553 | 3595.238 | 4.356 | 3705.764
4.75 | 3579.661 | 4.553 | 3706.345
4.947 | 3571.951 | 4.75 | 3707.856
5.144 | 3562.434 | 4.947 | 3697.297
5.34 | 3545.847 | 5.144 | 3691.225
5.537 | 3525.862 | 5.34 | 3687.419
5.733 | 3504.566 | 5.537 | 3687.26
5.93 | 3485.665 | 5.733 | 3679.984
6.126 | 3469.629 | 5.93 | 3672.053
6.322 | 3456.466 | 6.126 | 3662.07
6.518 | 3440.252 | 6.322 | 3655.157
6.713 | 3422.948 | 6.518 | 3646.651
6.909 | 3400.813 | 6.713 | 3646.572
7.104 | 3379.904 | 6.909 | 3647.437
7.3 | 3360.635 | 7.104 | 3655.216
7.495 | 3341.081 | 7.3 | 3651.653
7.69 | 3318.669 | 7.495 | 3647.001
7.884 | 3299.316 | 7.69 | 3635.593
8.079 | 3276.636 | 7.884 | 3625.419
8.273 | 3250.765 | 8.079 | 3617.131
8.467 | 3221.893 | 8.273 | 3604.845
8.661 | 3190.268 | 8.467 | 3596.774
8.855 | 3152.461 | 8.661 | 3587.275
9.049 | 3120.435 | 8.855 | 3580.074
9.242 | 3087.185 | 9.049 | 3563.977
9.435 | 3052.311 | 9.242 | 3555.078
9.628 | 3015.296 | 9.435 | 3544.873
9.821 | 2985.49 | 9.628 | 3533.38
10.013 | 2958.694 | 9.821 | 3521.534
10.205 | 2928.114 | 10.013 | 3516.968
10.397 | 2901.08 | 10.205 | 3511.377
10.589 | 2870.623 | 10.397 | 3505.488
10.781 | 2836.251 | 10.589 | 3494.262
10.972 | 2795.027 | 10.781 | 3484.781
11.163 | 2759.171 | 10.972 | 3472.992
11.354 | 2725.504 | 11.163 | 3460.018
11.544 | 2686.606 | 11.354 | 3453.093
11.735 | 2645.091 | 11.544 | 3440.708
11.925 | 2605.341 | 11.735 | 3427.766
12.115 | 2569.231 | 11.925 | 3415.653
12.304 | 2528.441 | 12.115 | 3404.373
12.493 | 2485.29 | 12.304 | 3393.943
12.682 | 2441.551 | 12.493 | 3384.063
12.871 | 2397.492 | 12.682 | 3376.152
13.059 | 2355.286 | 12.871 | 3362.48
13.247 | 2318.571 | 13.059 | 3349.457
13.435 | 2280.107 | 13.247 | 3338.966
13.623 | 2238.637 | 13.435 | 3329.43
13.81 | 2196.07 | 13.623 | 3316.214
13.997 | 2152.969 | 13.81 | 3303.076
14.183 | 2104.976 | 13.997 | 3290.749
14.37 | 2056.028 | 14.183 | 3285.575
14.556 | 2012.068 | 14.37 | 3275.829
14.741 | 1970.323 | 14.556 | 3264.91
14.927 | 1930.018 | 14.741 | 3250
15.112 | 1887.651 | 14.927 | 3239.348
15.296 | 1848.278 | 15.112 | 3224.308
15.481 | 1809.412 | 15.296 | 3207.45
15.665 | 1767.787 | 15.481 | 3184.644
15.849 | 1725.311 | 15.665 | 3168.601
16.032 | 1682.276 | 15.849 | 3151.891
16.215 | 1640.691 | 16.032 | 3138.151
16.398 | 1598.877 | 16.215 | 3123.99
16.58 | 1558.614 | 16.398 | 3115.018
16.762 | 1518.871 | 16.58 | 3106.683
16.944 | 1480.203 | 16.762 | 3094.597
17.125 | 1440.569 | 16.944 | 3083.882
17.306 | 1399.942 | 17.125 | 3074.626
17.487 | 1362.29 | 17.306 | 3061.761
17.667 | 1327.435 | 17.487 | 3046.847
17.847 | 1292.394 | 17.667 | 3037.055
18.027 | 1253.849 | 17.847 | 3022.304
18.206 | 1215.889 | 18.027 | 3009.438
18.385 | 1179.663 | 18.206 | 2992.876
18.563 | 1144.903 | 18.385 | 2978.573
18.741 | 1111.999 | 18.563 | 2959.467
18.919 | 1080.888 | 18.741 | 2939.259
19.096 | 1049.021 | 18.919 | 2919.271
19.273 | 1017.811 | 19.096 | 2901.286
19.45 | 986.942 | 19.273 | 2878.676
19.626 | 957.622 | 19.45 | 2861.185
19.802 | 930.767 | 19.626 | 2841.547
19.977 | 904.232 | 19.802 | 2819.222
20.152 | 877.076 | 19.977 | 2798.665
20.327 | 849.88 | 20.152 | 2780.54
20.501 | 822.133 | 20.327 | 2761.351
20.675 | 793.468 | 20.501 | 2738.127
20.848 | 766.888 | 20.675 | 2716.156
21.021 | 741.75 | 20.848 | 2701.671
21.194 | 718.12 | 21.021 | 2687.496
21.366 | 697.625 | 21.194 | 2672.689
21.538 | 676.391 | 21.366 | 2657.74
21.709 | 655.934 | 21.538 | 2641.195
21.88 | 635.809 | 21.709 | 2617.623
22.051 | 614.616 | 21.88 | 2596.716
22.221 | 594.274 | 22.051 | 2574.62
22.391 | 575.301 | 22.221 | 2550.608
22.56 | 556.86 | 22.391 | 2522.382
22.729 | 538.68 | 22.56 | 2502.534
22.898 | 520.525 | 22.729 | 2480.213
23.066 | 502.392 | 22.898 | 2457.97
23.234 | 486.032 | 23.066 | 2435.268
23.401 | 472.159 | 23.234 | 2417.901
23.568 | 458.828 | 23.401 | 2392.599
23.734 | 446.589 | 23.568 | 2366.77
23.9 | 434.523 | 23.734 | 2340.374
24.066 | 421.766 | 23.9 | 2314.192
24.231 | 409.833 | 24.066 | 2286.585
24.396 | 396.706 | 24.231 | 2264.162
24.56 | 382.907 | 24.396 | 2242.143
24.724 | 370.81 | 24.56 | 2218.105
24.887 | 360.132 | 24.724 | 2191.125
25.05 | 349.351 | 24.887 | 2165.901
25.213 | 339.392 | 25.05 | 2138.334
25.375 | 329.537 | 25.213 | 2108.013
25.537 | 317.993 | 25.375 | 2078.11
25.698 | 307.99 | 25.537 | 2049.634
25.859 | 299.861 | 25.698 | 2024.77
26.019 | 292.61 | 25.859 | 1999.964
26.179 | 285.02 | 26.019 | 1974.496
26.339 | 277.667 | 26.179 | 1945.976
26.498 | 270.16 | 26.339 | 1914.236
26.657 | 262.796 | 26.498 | 1885.888
26.815 | 256.487 | 26.657 | 1858.923
26.973 | 249.858 | 26.815 | 1831.467
27.13 | 242.526 | 26.973 | 1803.097
27.287 | 235.054 | 27.13 | 1775.63
27.443 | 227.98 | 27.287 | 1748.215
27.599 | 222.022 | 27.443 | 1721.679
27.755 | 216.634 | 27.599 | 1695.513
27.91 | 210.128 | 27.755 | 1667.354
28.065 | 203.545 | 27.91 | 1637.276
28.219 | 199.281 | 28.065 | 1607.5
28.373 | 195.039 | 28.219 | 1575.675
28.526 | 190.442 | 28.373 | 1545.126
28.679 | 186.281 | 28.526 | 1516.741
28.831 | 182.283 | 28.679 | 1488.46
28.983 | 178.169 | 28.831 | 1459.924
29.135 | 174.723 | 28.983 | 1430.629
29.286 | 172.885 | 29.135 | 1404.011
29.437 | 170.339 | 29.286 | 1375.124
29.587 | 167.136 | 29.437 | 1347.844
29.737 | 162.713 | 29.587 | 1321.641
29.886 | 158.475 | 29.737 | 1297.371
30.035 | 154.675 | 29.886 | 1270.029
30.183 | 151.422 | 30.035 | 1242.226
30.331 | 149.204 | 30.183 | 1217.47
30.479 | 147.972 | 30.331 | 1192.439
30.626 | 146.559 | 30.479 | 1167.843
30.773 | 144.433 | 30.626 | 1143.9
30.919 | 141.03 | 30.773 | 1119.008
31.065 | 138.451 | 30.919 | 1093.772
31.21 | 136.168 | 31.065 | 1069.257
31.355 | 134.316 | 31.21 | 1043.26
31.499 | 132.858 | 31.355 | 1018.201
31.643 | 131.754 | 31.499 | 994.286
31.787 | 130.071 | 31.643 | 973.471
31.93 | 128.172 | 31.787 | 949.653
32.073 | 126.608 | 31.93 | 925.536
32.215 | 124.784 | 32.073 | 902.178
32.357 | 122.718 | 32.215 | 878.657
32.498 | 121.012 | 32.357 | 855.016
32.639 | 119.132 | 32.498 | 835.309
32.779 | 118.091 | 32.639 | 814.932
32.919 | 117.47 | 32.779 | 792.432
33.059 | 116.773 | 32.919 | 772.661
33.198 | 115.61 | 33.059 | 753.012
33.337 | 113.927 | 33.198 | 733.648
33.475 | 112.157 | 33.337 | 713.421
33.613 | 109.904 | 33.475 | 694.473
33.75 | 104.963 | 33.613 | 674.193
33.887 | 94.384 | 33.75 | 655.206
34.023 | 81.341 | 33.887 | 638.657
34.159 | 69.285 | 34.023 | 625.597
34.295 | 58.994 | 34.159 | 610.718
34.43 | 53.08 | 34.295 | 593.946
34.565 | 52.375 | 34.43 | 579.589
34.699 | 51.76 | 34.565 | 563.255
34.833 | 51.065 | 34.699 | 546.73
34.966 | 50.533 | 34.833 | 531.856
35.099 | 50.363 | 34.966 | 517.61
35.232 | 51.547 | 35.099 | 502.8
35.364 | 51.676 | 35.232 | 491.164
35.496 | 51.358 | 35.364 | 480.272
35.627 | 50.86 | 35.496 | 468.718
35.758 | 51.614 | 35.627 | 456.267
35.888 | 60.156 | 35.758 | 445.168
36.018 | 74.951 | 35.888 | 432.916
36.148 | 87.519 | 36.018 | 420.687
36.277 | 92.21 | 36.148 | 407.182
36.406 | 90.762 | 36.277 | 395.843
36.534 | 80.854 | 36.406 | 383.25
36.662 | 66.109 | 36.534 | 374.876
36.789 | 53.151 | 36.662 | 365.891
36.916 | 44.847 | 36.789 | 357.804
37.043 | 40.157 | 36.916 | 348.708
37.169 | 36.721 | 37.043 | 340.097
37.295 | 33.89 | 37.169 | 330.41
37.42 | 32.022 | 37.295 | 323.688
37.545 | 29.973 | 37.42 | 316.276
37.67 | 28.254 | 37.545 | 309.214
37.794 | 27.879 | 37.67 | 301.045
37.917 | 28.239 | 37.794 | 293.169
38.04 | 28.574 | 37.917 | 284.25
38.163 | 29.161 | 38.04 | 278.645
38.286 | 28.669 | 38.163 | 269.661
38.408 | 27.419 | 38.286 | 262.386
38.529 | 25.874 | 38.408 | 256.456
38.651 | 23.946 | 38.529 | 249.226
38.771 | 22.509 | 38.651 | 242.594
38.892 | 22.994 | 38.771 | 239.205
39.012 | 24.886 | 38.892 | 235.664
39.131 | 24.898 | 39.012 | 230.735
39.25 | 24.417 | 39.131 | 225.636
39.369 | 24.426 | 39.25 | 220.393
39.487 | 26.304 | 39.369 | 215.76
39.605 | 27.055 | 39.487 | 210.988
39.723 | 27.666 | 39.605 | 207.366
39.84 | 28.016 | 39.723 | 204.175
39.957 | 28.786 | 39.84 | 198.959
40.073 | 29.713 | 39.957 | 195.623
40.189 | 29.654 | 40.073 | 192.039
40.189 | 29.654 | 40.073 | 192.039
40.305 | 29.746 | 40.189 | 186.123
40.42 | 30.112 | 40.305 | 182.929
40.535 | 29.9 | 40.42 | 181.92
40.649 | 29.469 | 40.535 | 178.969
40.763 | 29.157 | 40.649 | 175.245
40.877 | 27.598 | 40.763 | 173.148
40.99 | 25.491 | 40.877 | 169.254
41.103 | 23.801 | 40.99 | 164.847
41.215 | 22.819 | 41.103 | 139.195
41.327 | 22.429 | 41.215 | 99.83
41.439 | 22.731 | 41.327 | 71.137
455.669
323.389
196.583
73.469
0
0
0

## Lustr H40V80 (hidden)
Selador | Lamp |  | Wattage
Lustr | Lumileds Rebel |  | 104 |  | Note: Owing to the variability of LEDs, output data and color matches should be viewed as approximate
Note: All data taken with room temperature fixture
| Beam Angle | Field Angle
Horizontal | 30.2 | 49.1
| Accessory Lens | Candela | Field Lumens | Beam Lumens | Lens Efficiency | Efficacy
| H40+V80 | 3130 | 1570 | 890 | 85.84% | 15.0962
| For Field diameter at any distance, multiply distance by |  |  |  | 0.91356
| For Beam diameter at any distance, multiply distance by |  |  |  | 0.53964
| Throw Distance (ft) | 10 | 15 | 20 | 25
| Throw Distance (m) | 3.048 | 4.572 | 6.096 | 7.62
| Field Diameter (ft) | 9.1356 | 13.7034 | 18.2712 | 22.839
| Field Diameter (m) | 2.7845 | 4.1768 | 5.5691 | 6.9613
| Illuminance (fc) | 31.3 | 13.9111 | 7.825 | 5.008
| Illuminance (lux) | 336.9101 | 149.7378 | 84.2275 | 53.9056
Test Distance | Iso-Illuminance Diagram grid lines
51.2 | 10 | 20 | 30 | 40
| 0.19531 | 0.39062 | 0.58594 | 0.78125
| Beam Angle | Field Angle
Vertical | 63.4 | 82.6
| For Field diameter at any distance, multiply distance by |  |  |  | 1.757
| For Beam diameter at any distance, multiply distance by |  |  |  | 1.2352
| Throw Distance (ft) | 10 | 15 | 20 | 25
| Throw Distance (m) | 3.048 | 4.572 | 6.096 | 7.62
| Field Diameter (ft) | 17.5704 | 26.3556 | 35.1409 | 43.9261
| Field Diameter (m) | 5.3555 | 8.0332 | 10.7109 | 13.3887
| Illuminance (fc) | 31.3 | 13.9111 | 7.825 | 5.008
| Illuminance (lux) | 336.9101 | 149.7378 | 84.2275 | 53.9056
| X |  | Y
-41.439 | 0 | -41.55 | 377
-41.327 | 0 | -41.439 | 378.061
-41.215 | 0 | -41.327 | 383.171
-41.103 | 7.536 | -41.215 | 389.252
-40.99 | 20.711 | -41.103 | 395.198
-40.877 | 33.782 | -40.99 | 404.198
-40.763 | 47.059 | -40.877 | 414.525
-40.649 | 55.431 | -40.763 | 423.377
-40.535 | 56.096 | -40.649 | 433.544
-40.42 | 56.388 | -40.535 | 443.964
-40.305 | 56.311 | -40.42 | 453.689
-40.189 | 56.898 | -40.305 | 463.82
-40.073 | 57.207 | -40.189 | 473.716
-39.957 | 57.184 | -40.073 | 484.639
-39.84 | 57.248 | -39.957 | 494.755
-39.723 | 56.809 | -39.84 | 507.309
-39.605 | 56.784 | -39.723 | 520.197
-39.487 | 58.278 | -39.605 | 534.205
-39.369 | 58.156 | -39.487 | 543.938
-39.25 | 58.324 | -39.369 | 555.946
-39.131 | 60.273 | -39.25 | 566.141
-39.012 | 60.884 | -39.131 | 580.107
-38.892 | 60.576 | -39.012 | 593.891
-38.771 | 59.957 | -38.892 | 608.948
-38.651 | 60.698 | -38.771 | 621.543
-38.529 | 62.299 | -38.651 | 634.703
-38.408 | 63.409 | -38.529 | 646.623
-38.286 | 63.506 | -38.408 | 660.979
-38.163 | 64.154 | -38.286 | 675.149
-38.04 | 64.876 | -38.163 | 691.097
-37.917 | 64.331 | -38.04 | 709.154
-37.794 | 64.471 | -37.917 | 727.071
-37.67 | 65.15 | -37.794 | 745.828
-37.545 | 66.252 | -37.67 | 761.945
-37.42 | 65.626 | -37.545 | 777.697
-37.295 | 66.686 | -37.42 | 794.886
-37.169 | 67.441 | -37.295 | 808.099
-37.043 | 67.554 | -37.169 | 822.148
-36.916 | 66.272 | -37.043 | 839.396
-36.789 | 67.381 | -36.916 | 858.167
-36.662 | 68.348 | -36.789 | 875.715
-36.534 | 69.537 | -36.662 | 899.398
-36.406 | 70.017 | -36.534 | 920.189
-36.277 | 70.517 | -36.406 | 940.319
-36.148 | 71.138 | -36.277 | 957.696
-36.018 | 71.676 | -36.148 | 973.889
-35.888 | 72.612 | -36.018 | 989.348
-35.758 | 72.355 | -35.888 | 1005.194
-35.627 | 73.426 | -35.758 | 1023.23
-35.496 | 73.564 | -35.627 | 1045.225
-35.364 | 73.922 | -35.496 | 1066.266
-35.232 | 75.114 | -35.364 | 1084.756
-35.099 | 76.588 | -35.232 | 1103.836
-34.966 | 76.605 | -35.099 | 1121.02
-34.833 | 76.549 | -34.966 | 1136.726
-34.699 | 77.845 | -34.833 | 1154.424
-34.565 | 78.647 | -34.699 | 1175.294
-34.43 | 78.003 | -34.565 | 1195.462
-34.295 | 78.175 | -34.43 | 1213.814
-34.159 | 79.979 | -34.295 | 1232.758
-34.023 | 81.955 | -34.159 | 1253.256
-33.887 | 83.416 | -34.023 | 1272.856
-33.75 | 84.349 | -33.887 | 1293.565
-33.613 | 84.876 | -33.75 | 1309.267
-33.475 | 86.323 | -33.613 | 1327.383
-33.337 | 86.58 | -33.475 | 1344.939
-33.198 | 87.797 | -33.337 | 1362.241
-33.059 | 89.502 | -33.198 | 1381.471
-32.919 | 91.373 | -33.059 | 1398.927
-32.779 | 92.433 | -32.919 | 1413.271
-32.639 | 93.415 | -32.779 | 1430.446
-32.498 | 94.096 | -32.639 | 1446.926
-32.357 | 94.903 | -32.498 | 1463.458
-32.215 | 95.612 | -32.357 | 1481.134
-32.073 | 96.579 | -32.215 | 1502.998
-31.93 | 100.107 | -32.073 | 1519.984
-31.787 | 102.574 | -31.93 | 1534.861
-31.643 | 103.818 | -31.787 | 1544.378
-31.499 | 104.466 | -31.643 | 1560.759
-31.355 | 106.918 | -31.499 | 1574.893
-31.21 | 107.328 | -31.355 | 1589.357
-31.065 | 108.118 | -31.21 | 1602.878
-30.919 | 109.347 | -31.065 | 1617.031
-30.773 | 111.475 | -30.919 | 1629.615
-30.626 | 113.393 | -30.773 | 1643.468
-30.479 | 116.132 | -30.626 | 1656.233
-30.331 | 118.448 | -30.479 | 1671.304
-30.183 | 120.888 | -30.331 | 1683.217
-30.035 | 123.782 | -30.183 | 1693.721
-29.886 | 125.762 | -30.035 | 1704.926
-29.737 | 127.827 | -29.886 | 1720.287
-29.587 | 130.24 | -29.737 | 1734.247
-29.437 | 133.2 | -29.587 | 1751.524
-29.286 | 135.303 | -29.437 | 1769.268
-29.135 | 137.992 | -29.286 | 1781.318
-28.983 | 140.717 | -29.135 | 1791.295
-28.831 | 143.117 | -28.983 | 1800.615
-28.679 | 145.476 | -28.831 | 1811.322
-28.526 | 148.982 | -28.679 | 1821.61
-28.373 | 153.463 | -28.526 | 1835.366
-28.219 | 157.061 | -28.373 | 1848.187
-28.065 | 160.216 | -28.219 | 1859.319
-27.91 | 163.928 | -28.065 | 1874.123
-27.755 | 168.674 | -27.91 | 1887.412
-27.599 | 173.727 | -27.755 | 1897.791
-27.443 | 178.582 | -27.599 | 1910.663
-27.287 | 183.645 | -27.443 | 1923.499
-27.13 | 187.922 | -27.287 | 1931.381
-26.973 | 192.959 | -27.13 | 1938.794
-26.815 | 197.539 | -26.973 | 1949.121
-26.657 | 204.376 | -26.815 | 1958.907
-26.498 | 211.063 | -26.657 | 1972.149
-26.339 | 218.274 | -26.498 | 1987.455
-26.179 | 224.087 | -26.339 | 2004.315
-26.019 | 229.815 | -26.179 | 2015.721
-25.859 | 236.216 | -26.019 | 2023.721
-25.698 | 244.475 | -25.859 | 2028.56
-25.537 | 252.211 | -25.698 | 2036.595
-25.375 | 260.285 | -25.537 | 2047.641
-25.213 | 268.042 | -25.375 | 2061.808
-25.05 | 275.809 | -25.213 | 2075.485
-24.887 | 284.11 | -25.05 | 2087.722
-24.724 | 294.927 | -24.887 | 2098.896
-24.56 | 305.25 | -24.724 | 2109.953
-24.396 | 316.419 | -24.56 | 2118.2
-24.231 | 327.129 | -24.396 | 2128.026
-24.066 | 337.759 | -24.231 | 2138.565
-23.9 | 349.45 | -24.066 | 2152.085
-23.734 | 361.597 | -23.9 | 2160.889
-23.568 | 374.578 | -23.734 | 2168.288
-23.401 | 387.342 | -23.568 | 2174.509
-23.234 | 400.912 | -23.401 | 2184.902
-23.066 | 414.624 | -23.234 | 2193.828
-22.898 | 428.993 | -23.066 | 2205.289
-22.729 | 443.55 | -22.898 | 2218.588
-22.56 | 458.139 | -22.729 | 2229.151
-22.391 | 473.645 | -22.56 | 2240.677
-22.221 | 490.786 | -22.391 | 2252.816
-22.051 | 507.891 | -22.221 | 2266.63
-21.88 | 525.298 | -22.051 | 2280.988
-21.709 | 542.301 | -21.88 | 2293.817
-21.538 | 560.908 | -21.709 | 2304.114
-21.366 | 580.22 | -21.538 | 2313.758
-21.194 | 599.552 | -21.366 | 2323.591
-21.021 | 618.822 | -21.194 | 2333.131
-20.848 | 637.306 | -21.021 | 2344.677
-20.675 | 656.114 | -20.848 | 2353.536
-20.501 | 678.103 | -20.675 | 2366.052
-20.327 | 701.743 | -20.501 | 2376.94
-20.152 | 725.411 | -20.327 | 2385.34
-19.977 | 749.513 | -20.152 | 2395.401
-19.802 | 773.303 | -19.977 | 2407.838
-19.626 | 795.13 | -19.802 | 2417.884
-19.45 | 818.235 | -19.626 | 2431.338
-19.273 | 845.194 | -19.45 | 2443.118
-19.096 | 873.744 | -19.273 | 2455.72
-18.919 | 901.758 | -19.096 | 2466.237
-18.741 | 931.981 | -18.919 | 2480.39
-18.563 | 961.461 | -18.741 | 2494.222
-18.385 | 989.892 | -18.563 | 2502.518
-18.206 | 1019.165 | -18.385 | 2510.204
-18.027 | 1049.759 | -18.206 | 2516.159
-17.847 | 1082.787 | -18.027 | 2523.713
-17.667 | 1114.546 | -17.847 | 2534.255
-17.487 | 1147.822 | -17.667 | 2546.081
-17.306 | 1177.911 | -17.487 | 2556.704
-17.125 | 1208.384 | -17.306 | 2573.469
-16.944 | 1240.174 | -17.125 | 2585.319
-16.762 | 1274.513 | -16.944 | 2596.211
-16.58 | 1306.452 | -16.762 | 2609.569
-16.398 | 1343.212 | -16.58 | 2623.526
-16.215 | 1378.214 | -16.398 | 2633.651
-16.032 | 1412.959 | -16.215 | 2647.413
-15.849 | 1447.149 | -16.032 | 2658.156
-15.665 | 1484.073 | -15.849 | 2666.812
-15.481 | 1517.032 | -15.665 | 2678.441
-15.296 | 1551.06 | -15.481 | 2690.169
-15.112 | 1586.719 | -15.296 | 2700.021
-14.927 | 1624.447 | -15.112 | 2711.537
-14.741 | 1662.878 | -14.927 | 2724.155
-14.556 | 1701.417 | -14.741 | 2735.239
-14.37 | 1740.185 | -14.556 | 2748.21
-14.183 | 1777.386 | -14.37 | 2754.395
-13.997 | 1812.607 | -14.183 | 2764.86
-13.81 | 1844.927 | -13.997 | 2773.47
-13.623 | 1878.82 | -13.81 | 2782.325
-13.435 | 1913.445 | -13.623 | 2794.337
-13.247 | 1947.882 | -13.435 | 2805.426
-13.059 | 1981.395 | -13.247 | 2817.304
-12.871 | 2017.039 | -13.059 | 2828.297
-12.682 | 2048.551 | -12.871 | 2840.022
-12.493 | 2078.23 | -12.682 | 2851.304
-12.304 | 2109.678 | -12.493 | 2862.682
-12.115 | 2142.454 | -12.304 | 2870.557
-11.925 | 2175.463 | -12.115 | 2877.61
-11.735 | 2207.921 | -11.925 | 2883.893
-11.544 | 2240.134 | -11.735 | 2890.271
-11.354 | 2271.165 | -11.544 | 2904.643
-11.163 | 2301.709 | -11.354 | 2920.32
-10.972 | 2333.134 | -11.163 | 2931.861
-10.781 | 2367.65 | -10.972 | 2942.914
-10.589 | 2400.899 | -10.781 | 2950.804
-10.397 | 2431.326 | -10.589 | 2953.458
-10.205 | 2460.429 | -10.397 | 2953.391
-10.013 | 2490.779 | -10.205 | 2958.471
-9.821 | 2516.096 | -10.013 | 2967.881
-9.628 | 2546.656 | -9.821 | 2973.455
-9.435 | 2577.034 | -9.628 | 2980.809
-9.242 | 2603.225 | -9.435 | 2987.052
-9.049 | 2628.614 | -9.242 | 2992.539
-8.855 | 2658.068 | -9.049 | 2997.542
-8.661 | 2681.922 | -8.855 | 3008.373
-8.467 | 2704.689 | -8.661 | 3016.815
-8.273 | 2731.076 | -8.467 | 3019.951
-8.079 | 2752.335 | -8.273 | 3023.589
-7.884 | 2775.888 | -8.079 | 3029.429
-7.69 | 2801.188 | -7.884 | 3032.321
-7.495 | 2820.732 | -7.69 | 3035.427
-7.3 | 2836.667 | -7.495 | 3038.11
-7.104 | 2857.121 | -7.3 | 3038.545
-6.909 | 2879.003 | -7.104 | 3040.713
-6.713 | 2897.483 | -6.909 | 3048.262
-6.518 | 2915.397 | -6.713 | 3054.013
-6.322 | 2932.245 | -6.518 | 3051.755
-6.126 | 2945.379 | -6.322 | 3050.657
-5.93 | 2955.853 | -6.126 | 3048.652
-5.733 | 2971.777 | -5.93 | 3046.385
-5.537 | 2984.976 | -5.733 | 3044.402
-5.34 | 3000.237 | -5.537 | 3045.429
-5.144 | 3012.824 | -5.34 | 3048.408
-4.947 | 3029.866 | -5.144 | 3060.296
-4.75 | 3044.755 | -4.947 | 3067.934
-4.553 | 3060.157 | -4.75 | 3073.057
-4.356 | 3069.04 | -4.553 | 3075.605
-4.158 | 3075.741 | -4.356 | 3075.057
-3.961 | 3085.948 | -4.158 | 3073.872
-3.763 | 3096.127 | -3.961 | 3081.05
-3.566 | 3103.806 | -3.763 | 3084.417
-3.368 | 3112.989 | -3.566 | 3091.496
-3.171 | 3121.055 | -3.368 | 3099.309
-2.973 | 3128.858 | -3.171 | 3107.666
-2.775 | 3131.114 | -2.973 | 3111.174
-2.577 | 3133.951 | -2.775 | 3115.124
-2.379 | 3134.808 | -2.577 | 3110.018
-2.181 | 3130.161 | -2.379 | 3111.532
-1.983 | 3130.381 | -2.181 | 3107.299
-1.785 | 3130.241 | -1.983 | 3108.847
-1.586 | 3135.5 | -1.785 | 3105.579
-1.388 | 3135.919 | -1.586 | 3105.29
-1.19 | 3132.982 | -1.388 | 3105.475
-0.992 | 3122.241 | -1.19 | 3105.705
-0.793 | 3119.613 | -0.992 | 3109.109
-0.595 | 3119.919 | -0.793 | 3115.863
-0.397 | 3115.299 | -0.595 | 3119.193
-0.198 | 3117.469 | -0.397 | 3117.583
0 | 3120.328 | -0.198 | 3115.547
0.198 | 3119.014 | 0 | 3120.328
0.397 | 3112.437 | 0.198 | 3117.791
0.595 | 3112.986 | 0.397 | 3115.608
0.793 | 3114.09 | 0.595 | 3111.078
0.992 | 3112.927 | 0.793 | 3114.076
1.19 | 3105.826 | 0.992 | 3119.782
1.388 | 3101.415 | 1.19 | 3123.921
1.586 | 3098.632 | 1.388 | 3130.433
1.785 | 3095.018 | 1.586 | 3135.661
1.983 | 3093.18 | 1.785 | 3133.497
2.181 | 3095.343 | 1.983 | 3131.215
2.379 | 3093.173 | 2.181 | 3132.342
2.577 | 3088.174 | 2.379 | 3134.377
2.775 | 3079.936 | 2.577 | 3133.29
2.973 | 3071.475 | 2.775 | 3129.361
3.171 | 3061.615 | 2.973 | 3122.167
3.368 | 3051.434 | 3.171 | 3118.653
3.566 | 3040.105 | 3.368 | 3113.408
3.763 | 3031.316 | 3.566 | 3110.239
3.961 | 3022.025 | 3.763 | 3105.498
4.158 | 3012.163 | 3.961 | 3102.511
4.356 | 3002.473 | 4.158 | 3103.853
4.553 | 2989.562 | 4.356 | 3103.692
4.75 | 2976.558 | 4.553 | 3100.656
4.947 | 2965.631 | 4.75 | 3095.034
5.144 | 2954.419 | 4.947 | 3086.33
5.34 | 2941.763 | 5.144 | 3081.918
5.537 | 2928.883 | 5.34 | 3083.144
5.733 | 2914.632 | 5.537 | 3085.553
5.93 | 2903.563 | 5.733 | 3083.108
6.126 | 2891.925 | 5.93 | 3084.19
6.322 | 2879.36 | 6.126 | 3082.261
6.518 | 2866.383 | 6.322 | 3079.172
6.713 | 2850.372 | 6.518 | 3071.426
6.909 | 2830.132 | 6.713 | 3065.479
7.104 | 2812.945 | 6.909 | 3061.582
7.3 | 2797.982 | 7.104 | 3058.559
7.495 | 2783.209 | 7.3 | 3057.695
7.69 | 2767.134 | 7.495 | 3055.232
7.884 | 2749.942 | 7.69 | 3055
8.079 | 2727.446 | 7.884 | 3051.48
8.273 | 2707.425 | 8.079 | 3047.84
8.467 | 2687.653 | 8.273 | 3035.525
8.661 | 2663.651 | 8.467 | 3025.38
8.855 | 2637.067 | 8.661 | 3017.482
9.049 | 2613.228 | 8.855 | 3009.933
9.242 | 2587.129 | 9.049 | 2999.481
9.435 | 2560.072 | 9.242 | 2992.498
9.628 | 2532.609 | 9.435 | 2985.176
9.821 | 2507.585 | 9.628 | 2977.248
10.013 | 2485.686 | 9.821 | 2974.157
10.205 | 2459.767 | 10.013 | 2966.066
10.397 | 2431.015 | 10.205 | 2958.795
10.589 | 2400.588 | 10.397 | 2950.031
10.781 | 2369.974 | 10.589 | 2944.249
10.972 | 2339.524 | 10.781 | 2939.324
11.163 | 2310.686 | 10.972 | 2936.453
11.354 | 2283.91 | 11.163 | 2926.042
11.544 | 2255.218 | 11.354 | 2918.239
11.735 | 2225.269 | 11.544 | 2908.986
11.925 | 2193.149 | 11.735 | 2899.833
12.115 | 2159.703 | 11.925 | 2891.022
12.304 | 2120.928 | 12.115 | 2883.288
12.493 | 2081.219 | 12.304 | 2874.417
12.682 | 2045.18 | 12.493 | 2866.782
12.871 | 2010.774 | 12.682 | 2856.585
13.059 | 1975.989 | 12.871 | 2843.749
13.247 | 1945.158 | 13.059 | 2830.753
13.435 | 1911.795 | 13.247 | 2822.403
13.623 | 1875.41 | 13.435 | 2819.414
13.81 | 1836.623 | 13.623 | 2817.534
13.997 | 1798.18 | 13.81 | 2808.204
14.183 | 1755.419 | 13.997 | 2796.544
14.37 | 1719.908 | 14.183 | 2788.831
14.556 | 1687.371 | 14.37 | 2779.209
14.741 | 1654.96 | 14.556 | 2774.538
14.927 | 1624.715 | 14.741 | 2766.996
15.112 | 1594.05 | 14.927 | 2758.139
15.296 | 1557.123 | 15.112 | 2744.669
15.481 | 1522.12 | 15.296 | 2732.521
15.665 | 1484.795 | 15.481 | 2716.106
15.849 | 1446.485 | 15.665 | 2698.759
16.032 | 1408.343 | 15.849 | 2685.691
16.215 | 1373.829 | 16.032 | 2676.391
16.398 | 1339.286 | 16.215 | 2667.11
16.58 | 1306.04 | 16.398 | 2662.122
16.762 | 1274.268 | 16.58 | 2658.228
16.944 | 1242.492 | 16.762 | 2650.889
17.125 | 1211.293 | 16.944 | 2638.863
17.306 | 1179.038 | 17.125 | 2630.45
17.487 | 1147.265 | 17.306 | 2622.763
17.667 | 1117.652 | 17.487 | 2615.093
17.847 | 1089.438 | 17.667 | 2607.456
18.027 | 1059.431 | 17.847 | 2598.993
18.206 | 1030.026 | 18.027 | 2595.821
18.385 | 999.969 | 18.206 | 2584.383
18.563 | 970.529 | 18.385 | 2572.256
18.741 | 943.325 | 18.563 | 2559.717
18.919 | 917.803 | 18.741 | 2547.647
19.096 | 890.588 | 18.919 | 2529.906
19.273 | 863.068 | 19.096 | 2513.921
19.45 | 837.176 | 19.273 | 2501.577
19.626 | 813.361 | 19.45 | 2495.455
19.802 | 792.095 | 19.626 | 2490.743
19.977 | 771.054 | 19.802 | 2479.889
20.152 | 749.152 | 19.977 | 2472.606
20.327 | 725.466 | 20.152 | 2464.56
20.501 | 703.786 | 20.327 | 2453.38
20.675 | 682.492 | 20.501 | 2436.154
20.848 | 661.504 | 20.675 | 2422.467
21.021 | 642.905 | 20.848 | 2411.61
21.194 | 624.996 | 21.021 | 2401.929
21.366 | 606.286 | 21.194 | 2394.329
21.538 | 588.134 | 21.366 | 2387.733
21.709 | 570.077 | 21.538 | 2374.789
21.88 | 551.93 | 21.709 | 2361.575
22.051 | 534.231 | 21.88 | 2353.637
22.221 | 516.56 | 22.051 | 2343.808
22.391 | 499.157 | 22.221 | 2332.828
22.56 | 481.766 | 22.391 | 2326.326
22.729 | 464.798 | 22.56 | 2319.012
22.898 | 448.602 | 22.729 | 2308.478
23.066 | 433.271 | 22.898 | 2294.928
23.234 | 419.837 | 23.066 | 2281.707
23.401 | 406.634 | 23.234 | 2270.204
23.568 | 394.956 | 23.401 | 2257.309
23.734 | 383.401 | 23.568 | 2244.784
23.9 | 371.409 | 23.734 | 2234.348
24.066 | 359.625 | 23.9 | 2223.617
24.231 | 350.286 | 24.066 | 2210.926
24.396 | 340.252 | 24.231 | 2202.382
24.56 | 330.41 | 24.396 | 2195.561
24.724 | 321.315 | 24.56 | 2186.981
24.887 | 312.222 | 24.724 | 2175.78
25.05 | 303.292 | 24.887 | 2164.03
25.213 | 295.163 | 25.05 | 2152.049
25.375 | 288.226 | 25.213 | 2139.888
25.537 | 278.929 | 25.375 | 2127.908
25.698 | 271.596 | 25.537 | 2116.569
25.859 | 265.771 | 25.698 | 2106.059
26.019 | 260.435 | 25.859 | 2096.501
26.179 | 251.988 | 26.019 | 2083.609
26.339 | 245.955 | 26.179 | 2070.502
26.498 | 240.377 | 26.339 | 2058.09
26.657 | 234.057 | 26.498 | 2048.107
26.815 | 226.947 | 26.657 | 2041.241
26.973 | 221.466 | 26.815 | 2031.558
27.13 | 215.424 | 26.973 | 2018.546
27.287 | 208.68 | 27.13 | 2007.101
27.443 | 203.358 | 27.287 | 1996.858
27.599 | 199.457 | 27.443 | 1984.564
27.755 | 195.174 | 27.599 | 1975.039
27.91 | 190.484 | 27.755 | 1965.951
28.065 | 185.146 | 27.91 | 1954.502
28.219 | 180.272 | 28.065 | 1943.653
28.373 | 175.356 | 28.219 | 1931.074
28.526 | 169.781 | 28.373 | 1917.039
28.679 | 164.277 | 28.526 | 1904.657
28.831 | 161.041 | 28.679 | 1892.935
28.983 | 158.018 | 28.831 | 1878.524
29.135 | 155.047 | 28.983 | 1865.544
29.286 | 151.705 | 29.135 | 1853.891
29.437 | 147.905 | 29.286 | 1840.039
29.587 | 144.438 | 29.437 | 1827.356
29.737 | 141.966 | 29.587 | 1814.08
29.886 | 140.872 | 29.737 | 1801.556
30.035 | 138.856 | 29.886 | 1785.672
30.183 | 136.259 | 30.035 | 1773.319
30.331 | 133.721 | 30.183 | 1764.128
30.479 | 130.95 | 30.331 | 1752.146
30.626 | 128.004 | 30.479 | 1738.112
30.773 | 125.243 | 30.626 | 1726.381
30.919 | 123.072 | 30.773 | 1712.285
31.065 | 120.58 | 30.919 | 1692.981
31.21 | 118.881 | 31.065 | 1676.092
31.355 | 118.524 | 31.21 | 1659.119
31.499 | 117.578 | 31.355 | 1641.09
31.643 | 115.946 | 31.499 | 1626.433
31.787 | 113.642 | 31.643 | 1613.518
31.93 | 110.854 | 31.787 | 1594.341
32.073 | 108.061 | 31.93 | 1576.157
32.215 | 106.993 | 32.073 | 1559.529
32.357 | 106.849 | 32.215 | 1541.421
32.498 | 106.054 | 32.357 | 1524.952
32.639 | 104.215 | 32.498 | 1510.842
32.779 | 102.041 | 32.639 | 1494.669
32.919 | 101.48 | 32.779 | 1477.443
33.059 | 100.639 | 32.919 | 1459.355
33.198 | 99.513 | 33.059 | 1440.711
33.337 | 98.791 | 33.198 | 1419.304
33.475 | 97.504 | 33.337 | 1395.163
33.613 | 94.855 | 33.475 | 1375.542
33.75 | 90.472 | 33.613 | 1355.923
33.887 | 81.279 | 33.75 | 1338.014
34.023 | 70.392 | 33.887 | 1320.196
34.159 | 60.631 | 34.023 | 1304.5
34.295 | 52.18 | 34.159 | 1284.034
34.43 | 47.238 | 34.295 | 1263.375
34.565 | 46.673 | 34.43 | 1243.502
34.699 | 45.668 | 34.565 | 1223.153
34.833 | 44.919 | 34.699 | 1203.627
34.966 | 44.723 | 34.833 | 1187.706
35.099 | 44.672 | 34.966 | 1167.583
35.232 | 45.384 | 35.099 | 1148.692
35.364 | 46.424 | 35.232 | 1130.066
35.496 | 46.678 | 35.364 | 1110.792
35.627 | 46.407 | 35.496 | 1088.373
35.758 | 47.39 | 35.627 | 1064.789
35.888 | 55.81 | 35.758 | 1044.348
36.018 | 68.477 | 35.888 | 1022.475
36.148 | 79.456 | 36.018 | 1001.383
36.277 | 83.236 | 36.148 | 979.834
36.406 | 82.155 | 36.277 | 962.593
36.534 | 73.991 | 36.406 | 940.319
36.662 | 61.138 | 36.534 | 921.613
36.789 | 49.018 | 36.662 | 899.58
36.916 | 41.167 | 36.789 | 883.379
37.043 | 36.036 | 36.916 | 864.239
37.169 | 31.995 | 37.043 | 850.598
37.295 | 28.98 | 37.169 | 832.954
37.42 | 26.604 | 37.295 | 819.467
37.545 | 24.501 | 37.42 | 802.047
37.67 | 23.703 | 37.545 | 786.295
37.794 | 23.523 | 37.67 | 771.318
37.917 | 23.861 | 37.794 | 755.33
38.04 | 24.421 | 37.917 | 733.173
38.163 | 24.959 | 38.04 | 715.727
38.286 | 25.419 | 38.163 | 696.017
38.408 | 25.269 | 38.286 | 678.732
38.529 | 24.387 | 38.408 | 664.162
38.651 | 22.987 | 38.529 | 652.292
38.771 | 21.545 | 38.651 | 639.188
38.892 | 20.885 | 38.771 | 626.22
39.012 | 21.192 | 38.892 | 612.082
39.131 | 20.839 | 39.012 | 598.616
39.25 | 20.309 | 39.131 | 587.418
39.369 | 20.762 | 39.25 | 573.663
39.487 | 22.68 | 39.369 | 558.388
39.605 | 24.294 | 39.487 | 546.16
39.723 | 25.334 | 39.605 | 531.062
39.84 | 26.324 | 39.723 | 516.329
39.957 | 26.966 | 39.84 | 504.846
40.073 | 27.434 | 39.957 | 491.593
40.189 | 26.49 | 40.073 | 480.022
40.189 | 26.49 | 40.073 | 480.022
40.305 | 26.384 | 40.189 | 468.954
40.42 | 26.824 | 40.305 | 459.215
40.535 | 26.441 | 40.42 | 449.609
40.649 | 25.101 | 40.535 | 439.986
40.763 | 24.395 | 40.649 | 427.515
40.877 | 22.718 | 40.763 | 418.894
40.99 | 20.399 | 40.877 | 410.64
41.103 | 18.965 | 40.99 | 401.292
41.215 | 18.874 | 41.103 | 339.118
41.327 | 19.162 | 41.215 | 244.004
41.439 | 19.234 | 41.327 | 174.513
455.669
323.389
196.583
73.469
0
0
0