## D22 Studio HD
Desire
D22 Studio HD | 2016-01-19
Diffusion | Beam Angle | Field Angle
none | 10.9 | 23.8
[5 empty] | Power Consump (Watts) | Efficacy (lm/W)
Mode | Accessory Lens | Max Candela | Field Lumens | Beam Lumens
Boost Full | none | 43370 | 1887 | 793 | 53.4 | 35.3371
Regulated Full | none | 41860 | 1829 | 773 | 51.4 | 35.5837
Regulated 3200K | none | 36040 | 1532 | 633 | 41.9 | 36.5632
Regulated 5600K | none | 36610 | 1631 | 678 | 45.8 | 35.6114
| For Field diameter at any distance, multiply distance by |  |  |  | 0.42147
| For Beam diameter at any distance, multiply distance by |  |  |  | 0.19082
Dist for 1.0 fc
Regulated mode | Throw Distance (ft) | 10 | 15 | 20 | 25 | 204.5972
| Throw Distance (m) | 3.048 | 4.572 | 6.096 | 7.62 | 62.3612
| Field Diameter (ft) | 4.2147 | 6.322 | 8.4293 | 10.5367 | 86.2308
| Field Diameter (m) | 1.2846 | 1.9269 | 2.5693 | 3.2116 | 26.2831
| Illuminance (fc) | 418.6 | 186.0444 | 104.65 | 66.976 | 1
| Illuminance (lux) | 4505.7685 | 2002.5638 | 1126.4421 | 720.923 | 10.8
Test Distance (m) | Iso-Illuminance Diagram grid lines
5.734 | 0.3 | 0.6 | 0.9 | 1.2 | 1.5
| 0.052319 | 0.10464 | 0.15696 | 0.20928 | 0.2616
Regulated mode
Measurement: Studio HD full reg. - Intensity
Degrees | (Cd) |  | (Cd)
-18.0033 | 0
-17.9542 | 0
-17.9052 | 0
-17.8561 | 0
-17.807 | 0
-17.7579 | 0
-17.7089 | 0
-17.6598 | 0
-17.6107 | 0
-17.5616 | 0
-17.5125 | 0
-17.4635 | 0
-17.4144 | 0
-17.3653 | 0
-17.3162 | 0
-17.2672 | 0
-17.2181 | 0
-17.169 | 0
-17.1199 | 0
-17.0709 | 0
-17.0218 | 0
-16.9727 | 0
-16.9236 | 0
-16.8745 | 0
-16.8255 | 0
-16.7764 | 0
-16.7273 | 0
-16.6782 | 0
-16.6292 | 0
-16.5801 | 0
-16.531 | 0
-16.4819 | 0
-16.4329 | 0
-16.3838 | 0
-16.3347 | 0
-16.2856 | 20.3062
-16.2366 | 174.5683
-16.1875 | 266.1146
-16.1384 | 431.7286
-16.0893 | 597.6575
-16.0403 | 766.8926
-15.9912 | 937.0944
-15.9421 | 1108.427
-15.893 | 1281.891
-15.8439 | 1386.355
-15.7949 | 1557.278
-15.7458 | 1630.92
-15.6967 | 1644.084
-15.6476 | 1661.918
-15.5986 | 1680.247
-15.5495 | 1699.795
-15.5004 | 1720.276
-15.4513 | 1739.564
-15.4023 | 1760.409
-15.3532 | 1775.665
-15.3041 | 1793.676
-15.255 | 1811.753
-15.2059 | 1827.997
-15.1569 | 1848.19
-15.1078 | 1869.967
-15.0587 | 1891.064
-15.0096 | 1912.589
-14.9606 | 1938.497
-14.9115 | 1962.793
-14.8624 | 1983.138
-14.8133 | 2006.537
-14.7643 | 2030.606
-14.7152 | 2049.923
-14.6661 | 2078.126
-14.617 | 2105.854
-14.568 | 2130.886
-14.5189 | 2159.178
-14.4698 | 2185.708
-14.4207 | 2212.78
-14.3717 | 2229.627
-14.3226 | 2258.034
-14.2735 | 2287.085
-14.2244 | 2311.102
-14.1753 | 2337.299
-14.1263 | 2366.601
-14.0772 | 2396.503
-14.0281 | 2424.823
-13.979 | 2453.107
-13.93 | 2484.214
-13.8809 | 2507.573
-13.8318 | 2541.946
-13.7827 | 2576.464
-13.7337 | 2597.727
-13.6846 | 2630.738
-13.6355 | 2664.814
-13.5864 | 2699.806
-13.5373 | 2737.668
-13.4883 | 2775.369
-13.4392 | 2808.028
-13.3901 | 2834.734
-13.341 | 2873.5
-13.292 | 2907.128
-13.2429 | 2935.301
-13.1938 | 2977.157
-13.1447 | 3016.751
-13.0957 | 3056.912
-13.0466 | 3093.607
-12.9975 | 3131.718
-12.9484 | 3173.098
-12.8994 | 3204.893
-12.8503 | 3245.245
-12.8012 | 3288.661
-12.7521 | 3321.903
-12.703 | 3362.431
-12.654 | 3401.483
-12.6049 | 3444.58
-12.5558 | 3488.209
-12.5068 | 3534.749
-12.4577 | 3582.599
-12.4086 | 3616.413
-12.3595 | 3665.196
-12.3104 | 3711.2
-12.2614 | 3745.068
-12.2123 | 3791.988
-12.1632 | 3845.297
-12.1141 | 3896.494
-12.0651 | 3950.964
-12.016 | 4005.855
-11.9669 | 4059.816
-11.9178 | 4099.864
-11.8688 | 4155.099
-11.8197 | 4208.612
-11.7706 | 4253.575
-11.7215 | 4314.244
-11.6724 | 4372.027
-11.6234 | 4431.03
-11.5743 | 4490.897
-11.5252 | 4548.153
-11.4761 | 4608.305
-11.4271 | 4654.299
-11.378 | 4715.583
-11.3289 | 4779.347
-11.2798 | 4825.995
-11.2308 | 4888.377
-11.1817 | 4954.446
-11.1326 | 5022.507
-11.0835 | 5089.715
-11.0344 | 5161.291
-10.9854 | 5233.792
-10.9363 | 5288.356
-10.8872 | 5361.536
-10.8382 | 5438.698
-10.7891 | 5494.913
-10.74 | 5573.768
-10.6909 | 5650.51
-10.6418 | 5725.473
-10.5928 | 5800.362
-10.5437 | 5876.95
-10.4946 | 5954.604
-10.4455 | 6013.238
-10.3965 | 6095.127
-10.3474 | 6176.543
-10.2983 | 6237.747
-10.2492 | 6317.4
-10.2002 | 6399.455
-10.1511 | 6485.379
-10.102 | 6575.844
-10.0529 | 6662.779
-10.0038 | 6749.084
-9.9548 | 6814.593
-9.9057 | 6907.042
-9.8566 | 7000.953
-9.8075 | 7072.957
-9.7585 | 7175.042
-9.7094 | 7272.508
-9.6603 | 7370.761
-9.6112 | 7465.14
-9.5622 | 7562.531
-9.5131 | 7663.402
-9.464 | 7746.607
-9.4149 | 7846.1
-9.3659 | 7946.658
-9.3168 | 8017.393
-9.2677 | 8116.732
-9.2186 | 8218.107
-9.1695 | 8320.237
-9.1205 | 8427.75
-9.0714 | 8543.781
-9.0223 | 8658.605
-8.9732 | 8739.721
-8.9242 | 8851.408
-8.8751 | 8972.175
-8.826 | 9064.097
-8.7769 | 9176.61
-8.7279 | 9298.211
-8.6788 | 9422.591
-8.6297 | 9548.735
-8.5806 | 9671.497
-8.5316 | 9789.843
-8.4825 | 9889.246
-8.4334 | 10018.08
-8.3843 | 10155.13
-8.3352 | 10248.6
-8.2862 | 10390.26
-8.2371 | 10535.9
-8.188 | 10678.14
-8.1389 | 10824.86
-8.0899 | 10970.59
-8.0408 | 11127.95
-7.9917 | 11242.45
-7.9426 | 11388.35
-7.8936 | 11542.99
-7.8445 | 11656.02
-7.7954 | 11803.87
-7.7463 | 11950.64
-7.6973 | 12110.78
-7.6482 | 12260.21
-7.5991 | 12415.69
-7.55 | 12576.11
-7.5009 | 12703.27
-7.4519 | 12864.25
-7.4028 | 13027.09
-7.3537 | 13151.46
-7.3046 | 13330.24
-7.2556 | 13502.8
-7.2065 | 13664.71
-7.1574 | 13835.51
-7.1083 | 13995.3
-7.0593 | 14158.84
-7.0102 | 14272.51
-6.9611 | 14434.44
-6.912 | 14606.25
-6.863 | 14734.61
-6.8139 | 14899.74
-6.7648 | 15072.98
-6.7157 | 15259.51
-6.6666 | 15448.81
-6.6176 | 15652.69
-6.5685 | 15858.15
-6.5194 | 16019.73
-6.4703 | 16234.57
-6.4213 | 16443.93
-6.3722 | 16599.6
-6.3231 | 16811.08
-6.274 | 17025.63
-6.225 | 17238.64
-6.1759 | 17452.58
-6.1268 | 17660.19
-6.0777 | 17877.53
-6.0287 | 18043.65
-5.9796 | 18257.12
-5.9305 | 18472.53
-5.8814 | 18639.87
-5.8323 | 18856.21
-5.7833 | 19082.09
-5.7342 | 19314.33
-5.6851 | 19542.57
-5.636 | 19776.78
-5.587 | 19994.09
-5.5379 | 20170.44
-5.4888 | 20401.15
-5.4397 | 20636.97
-5.3907 | 20814.91
-5.3416 | 21064.52
-5.2925 | 21305.66
-5.2434 | 21539.63
-5.1944 | 21772.42
-5.1453 | 22010.83
-5.0962 | 22253.62
-5.0471 | 22439.47
-4.998 | 22689.02
-4.949 | 22937.69
-4.8999 | 23127.74
-4.8508 | 23379.8
-4.8017 | 23628.87
-4.7527 | 23878.44
-4.7036 | 24137.9
-4.6545 | 24389.52
-4.6054 | 24644.44
-4.5564 | 24824.99
-4.5073 | 25074.04
-4.4582 | 25329.38
-4.4091 | 25516.09
-4.3601 | 25767.63
-4.311 | 26017.55
-4.2619 | 26266.1
-4.2128 | 26518.83
-4.1637 | 26774.79
-4.1147 | 27024.86
-4.0656 | 27230.19
-4.0165 | 27486.19
-3.9674 | 27737.49
-3.9184 | 27922.22
-3.8693 | 28175.73
-3.8202 | 28426.94
-3.7711 | 28676.59
-3.7221 | 28919.2
-3.673 | 29160.11
-3.6239 | 29409.54
-3.5748 | 29587.19
-3.5258 | 29819.72
-3.4767 | 30073.88
-3.4276 | 30256.26
-3.3785 | 30492.01
-3.3294 | 30733.72
-3.2804 | 30981.09
-3.2313 | 31230.79
-3.1822 | 31486.99
-3.1331 | 31734.32
-3.0841 | 31922.19
-3.035 | 32172.19
-2.9859 | 32423.56
-2.9368 | 32608.44
-2.8878 | 32849.7
-2.8387 | 33089.59
-2.7896 | 33327.8
-2.7405 | 33552.56
-2.6915 | 33786.27
-2.6424 | 34010.96
-2.5933 | 34184.83
-2.5442 | 34400.98
-2.4952 | 34608.73
-2.4461 | 34748.68
-2.397 | 34964.11
-2.3479 | 35159.68
-2.2988 | 35357.12
-2.2498 | 35567.55
-2.2007 | 35768.81
-2.1516 | 35980.49
-2.1025 | 36113.66
-2.0535 | 36297
-2.0044 | 36483.83
-1.9553 | 36636.76
-1.9062 | 36799.02
-1.8572 | 36983.34
-1.8081 | 37162.5
-1.759 | 37334.58
-1.7099 | 37496.19
-1.6608 | 37666.88
-1.6118 | 37796.87
-1.5627 | 37976.73
-1.5136 | 38122.45
-1.4645 | 38222.85
-1.4155 | 38354.58
-1.3664 | 38493.4
-1.3173 | 38626.73
-1.2682 | 38746.8
-1.2192 | 38851.23
-1.1701 | 38923.08
-1.121 | 38993.99
-1.0719 | 39101.39
-1.0229 | 39178.09
-0.97378 | 39265.4
-0.9247 | 39398.46
-0.87563 | 39512.5
-0.82655 | 39636.13
-0.77747 | 39784.58
-0.7284 | 39935.37
-0.67932 | 40092.09
-0.63024 | 40213.64
-0.58117 | 40347.18
-0.53209 | 40491.55
-0.48302 | 40616.13
-0.43394 | 40753.7
-0.38486 | 40855.57
-0.33579 | 40949.38
-0.28671 | 41029.53
-0.23763 | 41106.3
-0.18856 | 41177.97
-0.13948 | 41198.52
-0.090404 | 41211.61
-0.041328 | 41209.44
0.0077489 | 41215.21
0.056825 | 41175.62
0.1059 | 41139.3
0.15498 | 41099.34
0.20405 | 41026.9
0.25313 | 40927.66
0.30221 | 40828.48
0.35128 | 40766.64
0.40036 | 40682.29
0.44944 | 40615.18
0.49851 | 40565.46
0.54759 | 40534.45
0.59667 | 40504.35
0.64574 | 40417.87
0.69482 | 40336.46
0.7439 | 40272.27
0.79297 | 40175.92
0.84205 | 40088.3
0.89112 | 39997.48
0.9402 | 39907.8
0.98928 | 39801.89
1.0384 | 39633.1
1.0874 | 39503.23
1.1365 | 39420.16
1.1856 | 39310.52
1.2347 | 39182.75
1.2837 | 39049.57
1.3328 | 38973.43
1.3819 | 38833.79
1.431 | 38676
1.48 | 38571.77
1.5291 | 38440.86
1.5782 | 38273.2
1.6273 | 38095.22
1.6763 | 37930.72
1.7254 | 37760.43
1.7745 | 37623.94
1.8236 | 37499.39
1.8727 | 37355.76
1.9217 | 37222.77
1.9708 | 37111.06
2.0199 | 36961.21
2.069 | 36818.87
2.118 | 36660.2
2.1671 | 36495.05
2.2162 | 36328.57
2.2653 | 36155.59
2.3143 | 36016.6
2.3634 | 35814.8
2.4125 | 35593.7
2.4616 | 35447.86
2.5106 | 35235.36
2.5597 | 34987.75
2.6088 | 34748.46
2.6579 | 34510.52
2.707 | 34274.5
2.756 | 34022.84
2.8051 | 33849.17
2.8542 | 33595.99
2.9033 | 33356.72
2.9523 | 33160.5
3.0014 | 32898.66
3.0505 | 32666.42
3.0996 | 32413.98
3.1486 | 32156.62
3.1977 | 31906.98
3.2468 | 31675.45
3.2959 | 31497.19
3.3449 | 31266.55
3.394 | 31034.39
3.4431 | 30866.89
3.4922 | 30663.61
3.5413 | 30437.45
3.5903 | 30201.83
3.6394 | 29979.12
3.6885 | 29770.52
3.7376 | 29531.72
3.7866 | 29350.08
3.8357 | 29116.8
3.8848 | 28877.25
3.9339 | 28694.29
3.9829 | 28430.49
4.032 | 28172.88
4.0811 | 27932.7
4.1302 | 27691.9
4.1792 | 27422.67
4.2283 | 27166.57
4.2774 | 26970.33
4.3265 | 26697.38
4.3756 | 26422.17
4.4246 | 26226.12
4.4737 | 25964.11
4.5228 | 25713.16
4.5719 | 25465.93
4.6209 | 25197.01
4.67 | 24955.14
4.7191 | 24711.5
4.7682 | 24539.37
4.8172 | 24305.22
4.8663 | 24065.32
4.9154 | 23879.98
4.9645 | 23641.36
5.0135 | 23389.23
5.0626 | 23138.35
5.1117 | 22900.24
5.1608 | 22637.4
5.2099 | 22375.58
5.2589 | 22175.21
5.308 | 21895.29
5.3571 | 21632.28
5.4062 | 21439.93
5.4552 | 21179.54
5.5043 | 20920.42
5.5534 | 20653.7
5.6025 | 20397.36
5.6515 | 20154.18
5.7006 | 19909.11
5.7497 | 19730.13
5.7988 | 19492.24
5.8478 | 19251.47
5.8969 | 19074.01
5.946 | 18839.29
5.9951 | 18612.91
6.0442 | 18382.11
6.0932 | 18161.48
6.1423 | 17942.36
6.1914 | 17726.95
6.2405 | 17574.77
6.2895 | 17381.22
6.3386 | 17204.3
6.3877 | 17060.53
6.4368 | 16867.83
6.4858 | 16681.69
6.5349 | 16505.89
6.584 | 16318.8
6.6331 | 16133.24
6.6821 | 15940.79
6.7312 | 15792.53
6.7803 | 15590.04
6.8294 | 15378.94
6.8785 | 15223.78
6.9275 | 15030.37
6.9766 | 14828.17
7.0257 | 14626.61
7.0748 | 14435.88
7.1238 | 14261.62
7.1729 | 14099.96
7.222 | 13971.86
7.2711 | 13802.32
7.3201 | 13623.91
7.3692 | 13500.49
7.4183 | 13339.49
7.4674 | 13188.64
7.5164 | 13043.9
7.5655 | 12880.17
7.6146 | 12704.09
7.6637 | 12529.87
7.7128 | 12411.61
7.7618 | 12251.88
7.8109 | 12107.15
7.86 | 11999.76
7.9091 | 11845.64
7.9581 | 11685.51
8.0072 | 11525.44
8.0563 | 11385.37
8.1054 | 11252.76
8.1544 | 11109.62
8.2035 | 10997.92
8.2526 | 10857.03
8.3017 | 10724.11
8.3507 | 10617.22
8.3998 | 10482.58
8.4489 | 10359.38
8.498 | 10236.19
8.5471 | 10107.91
8.5961 | 9977.776
8.6452 | 9855.1
8.6943 | 9760.257
8.7434 | 9638.872
8.7924 | 9510.912
8.8415 | 9413.404
8.8906 | 9280.963
8.9397 | 9149.967
8.9887 | 9027.315
9.0378 | 8905.487
9.0869 | 8780.4
9.136 | 8665.811
9.185 | 8586.927
9.2341 | 8471.447
9.2832 | 8357.349
9.3323 | 8274.031
9.3814 | 8168.8
9.4304 | 8066.216
9.4795 | 7958.642
9.5286 | 7851.577
9.5777 | 7746.62
9.6267 | 7635.912
9.6758 | 7559.085
9.7249 | 7461.03
9.774 | 7363.954
9.823 | 7291.306
9.8721 | 7197.099
9.9212 | 7101.234
9.9703 | 7004.896
10.0193 | 6911.403
10.0684 | 6811.986
10.1175 | 6720.87
10.1666 | 6650.22
10.2157 | 6555.552
10.2647 | 6461.353
10.3138 | 6393.769
10.3629 | 6304.047
10.412 | 6220.279
10.461 | 6137.147
10.5101 | 6056.063
10.5592 | 5984.477
10.6083 | 5910.1
10.6573 | 5852.91
10.7064 | 5771.967
10.7555 | 5696.759
10.8046 | 5645.64
10.8536 | 5573.621
10.9027 | 5494.54
10.9518 | 5415.004
11.0009 | 5341.539
11.05 | 5269.228
11.099 | 5200.167
11.1481 | 5146.709
11.1972 | 5080.587
11.2463 | 5014.33
11.2953 | 4962.201
11.3444 | 4901.097
11.3935 | 4839.245
11.4426 | 4783.787
11.4916 | 4720.958
11.5407 | 4659.894
11.5898 | 4597.999
11.6389 | 4558.778
11.6879 | 4503.985
11.737 | 4444.663
11.7861 | 4402.947
11.8352 | 4342.15
11.8842 | 4286.641
11.9333 | 4229.293
11.9824 | 4177.063
12.0315 | 4122.433
12.0806 | 4070.339
12.1296 | 4029.209
12.1787 | 3977.414
12.2278 | 3928.019
12.2769 | 3894.444
12.3259 | 3845.213
12.375 | 3797.341
12.4241 | 3751.793
12.4732 | 3707.693
12.5222 | 3662.058
12.5713 | 3612.091
12.6204 | 3575.637
12.6695 | 3530.844
12.7186 | 3484.844
12.7676 | 3455.29
12.8167 | 3416.629
12.8658 | 3378.837
12.9149 | 3337.083
12.9639 | 3289.632
13.013 | 3247.775
13.0621 | 3214.878
13.1112 | 3189.687
13.1602 | 3152.66
13.2093 | 3116.962
13.2584 | 3087.415
13.3075 | 3049.561
13.3565 | 3009.396
13.4056 | 2974.821
13.4547 | 2946.347
13.5038 | 2912.926
13.5528 | 2870.158
13.6019 | 2841.813
13.651 | 2810.671
13.7001 | 2775.829
13.7492 | 2746.54
13.7982 | 2705.437
13.8473 | 2667.268
13.8964 | 2631.752
13.9455 | 2598.54
13.9945 | 2566.921
14.0436 | 2543.25
14.0927 | 2525.64
14.1418 | 2496.133
14.1908 | 2467.222
14.2399 | 2448.75
14.289 | 2424.168
14.3381 | 2399.681
14.3872 | 2372.543
14.4362 | 2340.587
14.4853 | 2315.741
14.5344 | 2289.189
14.5834 | 2267.248
14.6325 | 2235.321
14.6816 | 2202.841
14.7307 | 2180.465
14.7798 | 2156.296
14.8288 | 2130.092
14.8779 | 2102.69
14.927 | 2083.483
14.9761 | 2064.66
15.0251 | 2042.963
15.0742 | 2029.493
15.1233 | 2010.805
15.1724 | 1995.076
15.2215 | 1983.48
15.2705 | 1965.411
15.3196 | 1949.217
15.3687 | 1935.11
15.4177 | 1915.577
15.4668 | 1896.999
15.5159 | 1879.813
15.565 | 1863.186
15.6141 | 1845.071
15.6631 | 1829.808
15.7122 | 1815.71
15.7613 | 1796.151
15.8104 | 1776.797
15.8594 | 1758.787
15.9085 | 1745.284
15.9576 | 1722.554
16.0067 | 1705.455
16.0557 | 1694.84
16.1048 | 1677.449
16.1539 | 1655.866
16.203 | 1642.564
16.2521 | 1628.922
16.3011 | 1614.782
16.3502 | 1599.825
16.3993 | 1579.538
16.4484 | 1564.076
16.4974 | 1547.552
16.5465 | 1538.248
16.5956 | 1524.864
16.6447 | 1513.924
16.6937 | 1504.883
16.7428 | 1489.23
16.7919 | 1477.891
16.841 | 1464.798
16.89 | 1452.342
16.9391 | 1440.373
16.9882 | 1426.5
17.0373 | 1417.395
17.0863 | 1405.496
17.1354 | 1392.313
17.1845 | 1383.725
17.2336 | 1373.685
17.2827 | 1359.267
17.3317 | 1346.668
17.3808 | 1340.847
17.4299 | 1335.04
17.479 | 1325.733
17.528 | 1314.267
17.5771 | 1299.272
17.6262 | 1285.777
17.6753 | 1276.711
17.7244 | 1263.255
17.7734 | 1254.147
17.8225 | 1249.031
17.8716 | 1237.798
17.9206 | 1224.583
17.9697 | 1213.498
Degrees | (Cd)
-18.0033 | 0
-17.9542 | 0
-17.9052 | 0
-17.8561 | 0
-17.807 | 0
-17.7579 | 0
-17.7089 | 0
-17.6598 | 0
-17.6107 | 0
-17.5616 | 0
-17.5125 | 0
-17.4635 | 0
-17.4144 | 0
-17.3653 | 0
-17.3162 | 0
-17.2672 | 0
-17.2181 | 0
-17.169 | 0
-17.1199 | 0
-17.0709 | 0
-17.0218 | 0
-16.9727 | 0
-16.9236 | 0
-16.8745 | 0
-16.8255 | 0
-16.7764 | 0
-16.7273 | 0
-16.6782 | 0
-16.6292 | 0
-16.5801 | 0
-16.531 | 0
-16.4819 | 0
-16.4329 | 0
-16.3838 | 0
-16.3347 | 0
-16.2856 | 0
-16.2366 | 0
-16.1875 | 0
-16.1384 | 0
-16.0893 | 0
-16.0403 | 0
-15.9912 | 0
-15.9421 | 0
-15.893 | 0
-15.8439 | 0
-15.7949 | 0
-15.7458 | 0
-15.6967 | 0
-15.6476 | 0
-15.5986 | 0
-15.5495 | 0
-15.5004 | 0
-15.4513 | 0
-15.4023 | 0
-15.3532 | 0
-15.3041 | 0
-15.255 | 0
-15.2059 | 0
-15.1569 | 0
-15.1078 | 0
-15.0587 | 0
-15.0096 | 0
-14.9606 | 0
-14.9115 | 0
-14.8624 | 0
-14.8133 | 0
-14.7643 | 0
-14.7152 | 0
-14.6661 | 0
-14.617 | 0
-14.568 | 0
-14.5189 | 0
-14.4698 | 0
-14.4207 | 0
-14.3717 | 0
-14.3226 | 0
-14.2735 | 0
-14.2244 | 0
-14.1753 | 0
-14.1263 | 0
-14.0772 | 0
-14.0281 | 0
-13.979 | 0
-13.93 | 0
-13.8809 | 73.2214
-13.8318 | 292.0926
-13.7827 | 541.5519
-13.7337 | 700.9297
-13.6846 | 965.8251
-13.6355 | 1236.919
-13.5864 | 1512.623
-13.5373 | 1793.921
-13.4883 | 2073.191
-13.4392 | 2356.125
-13.3901 | 2511.629
-13.341 | 2614.785
-13.292 | 2646.886
-13.2429 | 2672.514
-13.1938 | 2706.114
-13.1447 | 2737.913
-13.0957 | 2763.993
-13.0466 | 2790.205
-12.9975 | 2819.36
-12.9484 | 2846.249
-12.8994 | 2869.527
-12.8503 | 2904.682
-12.8012 | 2944.241
-12.7521 | 2970.387
-12.703 | 3009.553
-12.654 | 3051.973
-12.6049 | 3098.41
-12.5558 | 3142.075
-12.5068 | 3189.362
-12.4577 | 3236.949
-12.4086 | 3273.276
-12.3595 | 3317.987
-12.3104 | 3359.263
-12.2614 | 3390.425
-12.2123 | 3434.76
-12.1632 | 3474.981
-12.1141 | 3516.998
-12.0651 | 3562.593
-12.016 | 3606.691
-11.9669 | 3656.913
-11.9178 | 3695.69
-11.8688 | 3741.457
-11.8197 | 3790.237
-11.7706 | 3827.569
-11.7215 | 3875.408
-11.6724 | 3932.203
-11.6234 | 3987.966
-11.5743 | 4040.967
-11.5252 | 4092.915
-11.4761 | 4149.841
-11.4271 | 4189.756
-11.378 | 4242.379
-11.3289 | 4297.74
-11.2798 | 4340.803
-11.2308 | 4398.078
-11.1817 | 4454.038
-11.1326 | 4509.2
-11.0835 | 4565.068
-11.0344 | 4630.325
-10.9854 | 4684.051
-10.9363 | 4727.096
-10.8872 | 4795.831
-10.8382 | 4867.549
-10.7891 | 4921.52
-10.74 | 4998.635
-10.6909 | 5068.164
-10.6418 | 5138.29
-10.5928 | 5215.365
-10.5437 | 5285.81
-10.4946 | 5363.342
-10.4455 | 5417.939
-10.3965 | 5492.691
-10.3474 | 5561.704
-10.2983 | 5616.251
-10.2492 | 5685.319
-10.2002 | 5758.981
-10.1511 | 5836.668
-10.102 | 5913.065
-10.0529 | 5994.567
-10.0038 | 6073.191
-9.9548 | 6130.766
-9.9057 | 6216.916
-9.8566 | 6305.591
-9.8075 | 6369.167
-9.7585 | 6453.354
-9.7094 | 6541.629
-9.6603 | 6636.864
-9.6112 | 6734.571
-9.5622 | 6830.813
-9.5131 | 6934.711
-9.464 | 7004.063
-9.4149 | 7097.309
-9.3659 | 7191.616
-9.3168 | 7258.965
-9.2677 | 7356.222
-9.2186 | 7451.614
-9.1695 | 7548.904
-9.1205 | 7645.432
-9.0714 | 7742.498
-9.0223 | 7837.466
-8.9732 | 7922.588
-8.9242 | 8030.901
-8.8751 | 8139.146
-8.826 | 8222.479
-8.7769 | 8335.663
-8.7279 | 8448.759
-8.6788 | 8556.088
-8.6297 | 8670.179
-8.5806 | 8781.221
-8.5316 | 8896.864
-8.4825 | 8983.187
-8.4334 | 9105.209
-8.3843 | 9237.957
-8.3352 | 9323.782
-8.2862 | 9443.472
-8.2371 | 9567.435
-8.188 | 9694.911
-8.1389 | 9817.849
-8.0899 | 9943.745
-8.0408 | 10073.92
-7.9917 | 10177.2
-7.9426 | 10313.91
-7.8936 | 10447.19
-7.8445 | 10545.18
-7.7954 | 10686.56
-7.7463 | 10829.5
-7.6973 | 10973.07
-7.6482 | 11121.69
-7.5991 | 11268.97
-7.55 | 11415.04
-7.5009 | 11521.06
-7.4519 | 11669.96
-7.4028 | 11824.5
-7.3537 | 11944.85
-7.3046 | 12093.26
-7.2556 | 12253.14
-7.2065 | 12418.21
-7.1574 | 12584.35
-7.1083 | 12766.83
-7.0593 | 12939.67
-7.0102 | 13079.68
-6.9611 | 13260.12
-6.912 | 13433.08
-6.863 | 13562.21
-6.8139 | 13736.3
-6.7648 | 13892.63
-6.7157 | 14054.48
-6.6666 | 14224.01
-6.6176 | 14374.91
-6.5685 | 14536.24
-6.5194 | 14663.36
-6.4703 | 14825.82
-6.4213 | 14996.72
-6.3722 | 15120.78
-6.3231 | 15312.27
-6.274 | 15520.95
-6.225 | 15727.92
-6.1759 | 15930.94
-6.1268 | 16148.76
-6.0777 | 16369.23
-6.0287 | 16534.33
-5.9796 | 16746.38
-5.9305 | 16965.5
-5.8814 | 17128.59
-5.8323 | 17350.69
-5.7833 | 17561.68
-5.7342 | 17774.95
-5.6851 | 17985.89
-5.636 | 18202.89
-5.587 | 18414.84
-5.5379 | 18585.25
-5.4888 | 18799.33
-5.4397 | 19019.92
-5.3907 | 19186
-5.3416 | 19398.64
-5.2925 | 19615.61
-5.2434 | 19835.51
-5.1944 | 20056.43
-5.1453 | 20277.57
-5.0962 | 20511.09
-5.0471 | 20685.83
-4.998 | 20931.94
-4.949 | 21200.44
-4.8999 | 21378.85
-4.8508 | 21622
-4.8017 | 21877.16
-4.7527 | 22129.63
-4.7036 | 22393.46
-4.6545 | 22650.18
-4.6054 | 22893.99
-4.5564 | 23088.01
-4.5073 | 23330.8
-4.4582 | 23554.23
-4.4091 | 23731.09
-4.3601 | 23983.18
-4.311 | 24230.71
-4.2619 | 24481.85
-4.2128 | 24736.63
-4.1637 | 24997.87
-4.1147 | 25277.18
-4.0656 | 25471.64
-4.0165 | 25715.86
-3.9674 | 25990.71
-3.9184 | 26190.38
-3.8693 | 26453.37
-3.8202 | 26716.1
-3.7711 | 26986.54
-3.7221 | 27243.11
-3.673 | 27485.81
-3.6239 | 27720.54
-3.5748 | 27901.72
-3.5258 | 28158.47
-3.4767 | 28416.13
-3.4276 | 28594.92
-3.3785 | 28839.68
-3.3294 | 29094.74
-3.2804 | 29338.15
-3.2313 | 29592.97
-3.1822 | 29876.71
-3.1331 | 30144.87
-3.0841 | 30338.58
-3.035 | 30600.23
-2.9859 | 30859.46
-2.9368 | 31059.06
-2.8878 | 31321.04
-2.8387 | 31580.92
-2.7896 | 31840.14
-2.7405 | 32090.85
-2.6915 | 32318.73
-2.6424 | 32552.82
-2.5933 | 32748.41
-2.5442 | 32982.24
-2.4952 | 33226.9
-2.4461 | 33399.57
-2.397 | 33639.54
-2.3479 | 33857.53
-2.2988 | 34063.15
-2.2498 | 34264.39
-2.2007 | 34470.42
-2.1516 | 34683.25
-2.1025 | 34828.32
-2.0535 | 35050.36
-2.0044 | 35267.24
-1.9553 | 35404.47
-1.9062 | 35610.52
-1.8572 | 35866.67
-1.8081 | 36114.36
-1.759 | 36364.44
-1.7099 | 36602.25
-1.6608 | 36837.97
-1.6118 | 36999.77
-1.5627 | 37174.8
-1.5136 | 37348.67
-1.4645 | 37483.82
-1.4155 | 37635.57
-1.3664 | 37746.2
-1.3173 | 37889.6
-1.2682 | 38041.86
-1.2192 | 38212.03
-1.1701 | 38399.73
-1.121 | 38538.77
-1.0719 | 38744.42
-1.0229 | 38960.41
-0.97378 | 39130.07
-0.9247 | 39332.14
-0.87563 | 39529.26
-0.82655 | 39695.95
-0.77747 | 39872.96
-0.7284 | 39998.03
-0.67932 | 40084.14
-0.63024 | 40154.39
-0.58117 | 40257.17
-0.53209 | 40334.01
-0.48302 | 40373.84
-0.43394 | 40462.84
-0.38486 | 40571.33
-0.33579 | 40711.76
-0.28671 | 40813.7
-0.23763 | 40966.27
-0.18856 | 41038.68
-0.13948 | 41084.29
-0.090404 | 41119.96
-0.041328 | 41150.2
0.0077489 | 41215.21
0.056825 | 41245.78
0.1059 | 41232.54
0.15498 | 41206.52
0.20405 | 41168.32
0.25313 | 41112.75
0.30221 | 41116.96
0.35128 | 41100.2
0.40036 | 41107
0.44944 | 41135.28
0.49851 | 41153.91
0.54759 | 41198.43
0.59667 | 41205.92
0.64574 | 41155.85
0.69482 | 41079.29
0.7439 | 41006.33
0.79297 | 40928.75
0.84205 | 40825.61
0.89112 | 40724.57
0.9402 | 40603.64
0.98928 | 40499.01
1.0384 | 40362.96
1.0874 | 40242.04
1.1365 | 40124.35
1.1856 | 40029.48
1.2347 | 39928.98
1.2837 | 39848.87
1.3328 | 39805.88
1.3819 | 39721.26
1.431 | 39633.91
1.48 | 39560.35
1.5291 | 39411.16
1.5782 | 39260.86
1.6273 | 39133.05
1.6763 | 38980.05
1.7254 | 38816.57
1.7745 | 38630.11
1.8236 | 38456.03
1.8727 | 38229.38
1.9217 | 38015.84
1.9708 | 37836.73
2.0199 | 37638.41
2.069 | 37453.68
2.118 | 37263.67
2.1671 | 37105
2.2162 | 36950.99
2.2653 | 36801.92
2.3143 | 36743.96
2.3634 | 36659.54
2.4125 | 36559.38
2.4616 | 36496.81
2.5106 | 36385.19
2.5597 | 36268.28
2.6088 | 36146.75
2.6579 | 35988.96
2.707 | 35817.25
2.756 | 35635.62
2.8051 | 35468.16
2.8542 | 35259.18
2.9033 | 35032.18
2.9523 | 34858.09
3.0014 | 34616.56
3.0505 | 34365.67
3.0996 | 34096.54
3.1486 | 33868.86
3.1977 | 33643.84
3.2468 | 33419.04
3.2959 | 33246.09
3.3449 | 33001.08
3.394 | 32750.67
3.4431 | 32583.46
3.4922 | 32345.33
3.5413 | 32140.37
3.5903 | 31929.74
3.6394 | 31691.04
3.6885 | 31447.4
3.7376 | 31205.69
3.7866 | 31033.93
3.8357 | 30797.39
3.8848 | 30567.75
3.9339 | 30400.23
3.9829 | 30176.82
4.032 | 29914
4.0811 | 29667.69
4.1302 | 29418.37
4.1792 | 29150.91
4.2283 | 28858
4.2774 | 28663.78
4.3265 | 28415.02
4.3756 | 28159.16
4.4246 | 27950.13
4.4737 | 27668.43
4.5228 | 27401.69
4.5719 | 27139.97
4.6209 | 26880.03
4.67 | 26617.52
4.7191 | 26390.6
4.7682 | 26206.19
4.8172 | 25952.13
4.8663 | 25684.1
4.9154 | 25492.14
4.9645 | 25255.89
5.0135 | 25015.05
5.0626 | 24758.14
5.1117 | 24510.54
5.1608 | 24289.04
5.2099 | 24039.09
5.2589 | 23859.32
5.308 | 23605.32
5.3571 | 23348.99
5.4062 | 23160.32
5.4552 | 22904.3
5.5043 | 22653.13
5.5534 | 22414.97
5.6025 | 22175.55
5.6515 | 21910.89
5.7006 | 21665.37
5.7497 | 21483.23
5.7988 | 21228.51
5.8478 | 20982.99
5.8969 | 20812.36
5.946 | 20581.37
5.9951 | 20354.74
6.0442 | 20123.35
6.0932 | 19894.57
6.1423 | 19672.63
6.1914 | 19452.52
6.2405 | 19273.83
6.2895 | 19055.49
6.3386 | 18839.11
6.3877 | 18673.39
6.4368 | 18457.25
6.4858 | 18238.65
6.5349 | 18029.02
6.584 | 17813.96
6.6331 | 17603.06
6.6821 | 17399.22
6.7312 | 17254.12
6.7803 | 17055.96
6.8294 | 16853.19
6.8785 | 16715.47
6.9275 | 16522.46
6.9766 | 16326.01
7.0257 | 16136.44
7.0748 | 15940.27
7.1238 | 15740.59
7.1729 | 15544.24
7.222 | 15398.49
7.2711 | 15200.91
7.3201 | 15017.08
7.3692 | 14873.81
7.4183 | 14687.3
7.4674 | 14502.08
7.5164 | 14306.28
7.5655 | 14121.73
7.6146 | 13949.9
7.6637 | 13776.31
7.7128 | 13649.88
7.7618 | 13488.11
7.8109 | 13319.67
7.86 | 13195.91
7.9091 | 13026.9
7.9581 | 12866.6
8.0072 | 12708.72
8.0563 | 12552.17
8.1054 | 12402.77
8.1544 | 12256.39
8.2035 | 12141.83
8.2526 | 11982.77
8.3017 | 11841.96
8.3507 | 11729.24
8.3998 | 11583.68
8.4489 | 11433.25
8.498 | 11285.65
8.5471 | 11138.96
8.5961 | 10995.94
8.6452 | 10848.2
8.6943 | 10747.77
8.7434 | 10612.05
8.7924 | 10471.83
8.8415 | 10365.83
8.8906 | 10240.74
8.9397 | 10120.16
8.9887 | 10003.12
9.0378 | 9883.881
9.0869 | 9761.156
9.136 | 9648.921
9.185 | 9558.343
9.2341 | 9437.948
9.2832 | 9324.563
9.3323 | 9236.154
9.3814 | 9111.782
9.4304 | 8996.534
9.4795 | 8874.71
9.5286 | 8761.511
9.5777 | 8645.71
9.6267 | 8530.861
9.6758 | 8443.583
9.7249 | 8331.773
9.774 | 8222.527
9.823 | 8146.613
9.8721 | 8037.632
9.9212 | 7925.379
9.9703 | 7831.89
10.0193 | 7727.64
10.0684 | 7624.69
10.1175 | 7526.295
10.1666 | 7451.982
10.2157 | 7355.112
10.2647 | 7258.461
10.3138 | 7185.873
10.3629 | 7092.249
10.412 | 7003.797
10.461 | 6909.393
10.5101 | 6823.813
10.5592 | 6739.085
10.6083 | 6646.102
10.6573 | 6577.381
10.7064 | 6497.443
10.7555 | 6413.978
10.8046 | 6351.978
10.8536 | 6278.41
10.9027 | 6199.698
10.9518 | 6119.116
11.0009 | 6041.238
11.05 | 5960.315
11.099 | 5882.464
11.1481 | 5827.111
11.1972 | 5756.683
11.2463 | 5683.208
11.2953 | 5629.259
11.3444 | 5551.217
11.3935 | 5478.199
11.4426 | 5405.25
11.4916 | 5330.17
11.5407 | 5263.171
11.5898 | 5194.396
11.6389 | 5147.753
11.6879 | 5084.414
11.737 | 5018.239
11.7861 | 4970.311
11.8352 | 4905.585
11.8842 | 4838.762
11.9333 | 4773.978
11.9824 | 4717.396
12.0315 | 4654.735
12.0806 | 4597.109
12.1296 | 4550.747
12.1787 | 4488.054
12.2278 | 4431.208
12.2769 | 4387.192
12.3259 | 4332.001
12.375 | 4273.386
12.4241 | 4218.638
12.4732 | 4161.898
12.5222 | 4107.9
12.5713 | 4056.169
12.6204 | 4014.249
12.6695 | 3965.292
12.7186 | 3915.083
12.7676 | 3872.018
12.8167 | 3821.55
12.8658 | 3776.823
12.9149 | 3726.193
12.9639 | 3679.914
13.013 | 3635.114
13.0621 | 3588.376
13.1112 | 3551.578
13.1602 | 3507.417
13.2093 | 3457.104
13.2584 | 3424.512
13.3075 | 3384.754
13.3565 | 3335.047
13.4056 | 3101.654
13.4547 | 2733.208
13.5038 | 2368.834
13.5528 | 2010.3
13.6019 | 1741.644
13.651 | 1411.684
13.7001 | 1083.253
13.7492 | 802.0124
13.7982 | 462.678
13.8473 | 135.7337
13.8964 | 0
13.9455 | 0
13.9945 | 0
14.0436 | 0
14.0927 | 0
14.1418 | 0
14.1908 | 0
14.2399 | 0
14.289 | 0
14.3381 | 0
14.3872 | 0
14.4362 | 0
14.4853 | 0
14.5344 | 0
14.5834 | 0
14.6325 | 0
14.6816 | 0
14.7307 | 0
14.7798 | 0
14.8288 | 0
14.8779 | 0
14.927 | 0
14.9761 | 0
15.0251 | 0
15.0742 | 0
15.1233 | 0
15.1724 | 0
15.2215 | 0
15.2705 | 0
15.3196 | 0
15.3687 | 0
15.4177 | 0
15.4668 | 0
15.5159 | 0
15.565 | 0
15.6141 | 0
15.6631 | 0
15.7122 | 0
15.7613 | 0
15.8104 | 0
15.8594 | 0
15.9085 | 0
15.9576 | 0
16.0067 | 0
16.0557 | 0
16.1048 | 0
16.1539 | 0
16.203 | 0
16.2521 | 0
16.3011 | 0
16.3502 | 0
16.3993 | 0
16.4484 | 0
16.4974 | 0
16.5465 | 0
16.5956 | 0
16.6447 | 0
16.6937 | 0
16.7428 | 0
16.7919 | 0
16.841 | 0
16.89 | 0
16.9391 | 0
16.9882 | 0
17.0373 | 0
17.0863 | 0
17.1354 | 0
17.1845 | 0
17.2336 | 0
17.2827 | 0
17.3317 | 0
17.3808 | 0
17.4299 | 0
17.479 | 0
17.528 | 0
17.5771 | 0
17.6262 | 0
17.6753 | 0
17.7244 | 0
17.7734 | 0
17.8225 | 0
17.8716 | 0
17.9206 | 0
17.9697 | 0
1.8865 | 34030.4
1.9151 | 33904.06
1.9437 | 33789.41
1.9722 | 33668.82
2.0008 | 33537.5
2.0294 | 33407.84
2.058 | 33276.4
2.0866 | 33150.71
2.1152 | 33035
2.1437 | 32919.29
2.1723 | 32805.01
2.2009 | 32693.65
2.2295 | 32576.91
2.2581 | 32467.72
2.2867 | 32356.1
2.3152 | 32253.34
2.3438 | 32134.21
2.3724 | 32005.38
2.401 | 31881.87
2.4296 | 31762.77
2.4582 | 31642.51
2.4867 | 31507.57
2.5153 | 31371.21
2.5439 | 31236.39
2.5725 | 31105.4
2.6011 | 30977.49
2.6297 | 30851.38
2.6582 | 30721.62
2.6868 | 30589.19
2.7154 | 30448.64
2.744 | 30314.39
2.7726 | 30180.89
2.8012 | 30044.22
2.8297 | 29902.79
2.8583 | 29752.96
2.8869 | 29604.48
2.9155 | 29464.66
2.9441 | 29324.46
2.9726 | 29181.76
3.0012 | 29041.44
3.0298 | 28902.45
3.0584 | 28759.4
3.087 | 28617.21
3.1156 | 28479.34
3.1441 | 28339.06
3.1727 | 28193.76
3.2013 | 28041.65
3.2299 | 27891.31
3.2585 | 27742.29
3.2871 | 27591.72
3.3156 | 27450.15
3.3442 | 27302.44
3.3728 | 27157.17
3.4014 | 27018.78
3.43 | 26880.22
3.4586 | 26735.04
3.4871 | 26602.2
3.5157 | 26463.49
3.5443 | 26331.66
3.5729 | 26188.83
3.6015 | 26052.38
3.6301 | 25909.32
3.6586 | 25767.73
3.6872 | 25624.12
3.7158 | 25494.85
3.7444 | 25354.02
3.773 | 25210.81
3.8016 | 25069.19
3.8301 | 24923.98
3.8587 | 24776.65
3.8873 | 24635.58
3.9159 | 24489.92
3.9445 | 24340.08
3.9731 | 24198.61
4.0016 | 24053.55
4.0302 | 23922.03
4.0588 | 23775.24
4.0874 | 23630.6
4.116 | 23487.55
4.1446 | 23339.91
4.1731 | 23196.06
4.2017 | 23063.14
4.2303 | 22918.17
4.2589 | 22775.57
4.2875 | 22624.53
4.3161 | 22493.48
4.3446 | 22361.43
4.3732 | 22223.23
4.4018 | 22095.24
4.4304 | 21961.17
4.459 | 21819.03
4.4876 | 21675.88
4.5161 | 21538.74
4.5447 | 21404.88
4.5733 | 21252.71
4.6019 | 21115.71
4.6305 | 20976.07
4.6591 | 20836.82
4.6876 | 20695.37
4.7162 | 20558.05
4.7448 | 20428.94
4.7734 | 20304.21
4.802 | 20178.32
4.8306 | 20056.16
4.8591 | 19922.27
4.8877 | 19806.86
4.9163 | 19685.58
4.9449 | 19567.43
4.9735 | 19446.58
5.0021 | 19322.65
5.0306 | 19192.23
5.0592 | 19061.72
5.0878 | 18935.12
5.1164 | 18819.71
5.145 | 18700.54
5.1736 | 18588.4
5.2021 | 18470.38
5.2307 | 18348.2
5.2593 | 18227.49
5.2879 | 18105.63
5.3165 | 17986.69
5.3451 | 17869.6
5.3736 | 17751.12
5.4022 | 17627.23
5.4308 | 17503.85
5.4594 | 17387.87
5.488 | 17279.93
5.5166 | 17170.3
5.5451 | 17063.75
5.5737 | 16955.83
5.6023 | 16840.7
5.6309 | 16726.81
5.6595 | 16616.75
5.6881 | 16502.39
5.7166 | 16392.15
5.7452 | 16275.87
5.7738 | 16159.56
5.8024 | 16050.05
5.831 | 15942.21
5.8596 | 15839.34
5.8881 | 15733.53
5.9167 | 15626.22
5.9453 | 15516.71
5.9739 | 15406.66
6.0025 | 15306.18
6.031 | 15206.54
6.0596 | 15103.22
6.0882 | 15000.78
6.1168 | 14895.16
6.1454 | 14786.35
6.174 | 14682.84
6.2025 | 14588.46
6.2311 | 14493.53
6.2597 | 14393.48
6.2883 | 14292.35
6.3169 | 14183.51
6.3455 | 14076.33
6.374 | 13980.46
6.4026 | 13890.4
6.4312 | 13797.38
6.4598 | 13700.68
6.4884 | 13608.02
6.517 | 13517.23
6.5455 | 13426.23
6.5741 | 13342.08
6.6027 | 13256.8
6.6313 | 13168.91
6.6599 | 13078.37
6.6885 | 12985.8
6.717 | 12893.49
6.7456 | 12801.3
6.7742 | 12714.09
6.8028 | 12627.62
6.8314 | 12538.95
6.86 | 12452.88
6.8885 | 12367.53
6.9171 | 12286.34
6.9457 | 12204.11
6.9743 | 12119
7.0029 | 12038.42
7.0315 | 11958.33
7.06 | 11875.87
7.0886 | 11792
7.1172 | 11708.19
7.1458 | 11621.55
7.1744 | 11530.66
7.203 | 11440.67
7.2315 | 11363.04
7.2601 | 11295.12
7.2887 | 11230.68
7.3173 | 11162.3
7.3459 | 11089.93
7.3745 | 11018.04
7.403 | 10945.66
7.4316 | 10876.04
7.4602 | 10810.8
7.4888 | 10737.45
7.5174 | 10647.09
7.546 | 10549.02
7.5745 | 10466.14
7.6031 | 10390.82
7.6317 | 10311.24
7.6603 | 10241.4
7.6889 | 10174.08
7.7175 | 10103.78
7.746 | 10033.23
7.7746 | 9961.846
7.8032 | 9889.068
7.8318 | 9814.708
7.8604 | 9743.142
7.889 | 9672.429
7.9175 | 9592.042
7.9461 | 9511.7
7.9747 | 9439.163
8.0033 | 9368.854
8.0319 | 9301.443
8.0605 | 9236.291
8.089 | 9171.378
8.1176 | 9107.212
8.1462 | 9041.971
8.1748 | 8978.537
8.2034 | 8916.659
8.232 | 8850.55
8.2605 | 8784.471
8.2891 | 8720.784
8.3177 | 8659.968
8.3463 | 8598.029
8.3749 | 8533.266
8.4035 | 8472.629
8.432 | 8414.354
8.4606 | 8351.758
8.4892 | 8291.165
8.5178 | 8232.755
8.5464 | 8172.014
8.575 | 8112.228
8.6035 | 8054.222
8.6321 | 7999.221
8.6607 | 7945.924
8.6893 | 7888.127
8.7179 | 7828.163
8.7465 | 7769.2
8.775 | 7709.759
8.8036 | 7652.515
8.8322 | 7595.451
8.8608 | 7536.369
8.8894 | 7475.372
8.918 | 7414.765
8.9465 | 7359.449
8.9751 | 7306.871
9.0037 | 7253.08
9.0323 | 7200.86
9.0609 | 7152.212
9.0894 | 7101.173
9.118 | 7048.489
9.1466 | 6997.136
9.1752 | 6948.055
9.2038 | 6896.941
9.2324 | 6847.695
9.2609 | 6798.6
9.2895 | 6745.706
9.3181 | 6687.879
9.3467 | 6634.179
9.3753 | 6582.527
9.4039 | 6529.604
9.4324 | 6475.813
9.461 | 6426.015
9.4896 | 6381.882
9.5182 | 6337.63
9.5468 | 6296.04
9.5754 | 6256.721
9.6039 | 6214.068
9.6325 | 6172.926
9.6611 | 6129.989
9.6897 | 6088.323
9.7183 | 6044.326
9.7469 | 5994.527
9.7754 | 5944.235
9.804 | 5895.902
9.8326 | 5850.693
9.8612 | 5803.361
9.8898 | 5755.88
9.9184 | 5710.566
9.9469 | 5666.927
9.9755 | 5623.333
10.0041 | 5580.681
10.0327 | 5540.51
10.0613 | 5498.007
10.0899 | 5452.723
10.1184 | 5410.744
10.147 | 5370.513
10.1756 | 5333.138
10.2042 | 5293.999
10.2328 | 5255.278
10.2614 | 5219.428
10.2899 | 5182.696
10.3185 | 5144.379
10.3471 | 5107.213
10.3757 | 5072.065
10.4043 | 5032.493
10.4329 | 4992.218
10.4614 | 4953.063
10.49 | 4915.718
10.5186 | 4876.654
10.5472 | 4837.784
10.5758 | 4801.799
10.6044 | 4767.205
10.6329 | 4731.758
10.6615 | 4697.821
10.6901 | 4664.812
10.7187 | 4631.145
10.7473 | 4599.465
10.7759 | 4567.682
10.8044 | 4533.461
10.833 | 4496.669
10.8616 | 4459.967
10.8902 | 4425.97
10.9188 | 4394.097
10.9474 | 4362.462
10.9759 | 4328.855
11.0045 | 4294.006
11.0331 | 4258.754
11.0617 | 4226.597
11.0903 | 4196.532
11.1189 | 4165.047
11.1474 | 4130.423
11.176 | 4098.774
11.2046 | 4067.738
11.2332 | 4034.1
11.2618 | 4001.494
11.2904 | 3972.67
11.3189 | 3941.739
11.3475 | 3910.882
11.3761 | 3881.161
11.4047 | 3854.311
11.4333 | 3822.842
11.4619 | 3792.403
11.4904 | 3765.194
11.519 | 3735.608
11.5476 | 3705.11
11.5762 | 3676.436
11.6048 | 3650.064
11.6334 | 3624.798
11.6619 | 3596.289
11.6905 | 3568.512
11.7191 | 3539.778
11.7477 | 3512.613
11.7763 | 3485.838
11.8049 | 3459.017
11.8334 | 3433.124
11.862 | 3406.199
11.8906 | 3377.719
11.9192 | 3350.151
11.9478 | 3324.976
11.9764 | 3299.366
12.0049 | 3272.501
12.0335 | 3248.357
12.0621 | 3223.824
12.0907 | 3199.007
12.1193 | 3174.234
12.1479 | 3151.077
12.1764 | 3129.923
12.205 | 3107.348
12.2336 | 3086.732
12.2622 | 3065.279
12.2908 | 3042.136
12.3194 | 2694.264
12.3479 | 2643.391
12.3765 | 2581
12.4051 | 2500.997

## Very Narrow
Desire
D22 Studio HD | 2016-01-19
Diffusion | Beam Angle | Field Angle
Very Narrow | 12.2 | 25.9
[5 empty] | Power Consump (Watts) | Efficacy (lm/W)
Mode | Accessory Lens | Max Candela | Field Lumens | Beam Lumens
Boost Full | Very Narrow | 35980.8449 | 1817.4535 | 799.5743 | 53.4 | 34.0347
Regulated Full | Very Narrow | 34892.208 | 1762.4646 | 775.3824 | 51.4 | 34.2892
Regulated 3200K | Very Narrow | 29281.541 | 1479.0603 | 650.7009 | 41.9 | 35.2998
Regulated 5600K | Very Narrow | 30743.5245 | 1552.9076 | 683.1894 | 45.8 | 33.9063
| For Field diameter at any distance, multiply distance by |  |  |  | 0.4599
| For Beam diameter at any distance, multiply distance by |  |  |  | 0.21374
Dist for 1.0 fc
Regulated mode | Throw Distance (ft) | 10 | 15 | 20 | 25 | 186.7946
| Throw Distance (m) | 3.048 | 4.572 | 6.096 | 7.62 | 56.935
| Field Diameter (ft) | 4.599 | 6.8985 | 9.198 | 11.4975 | 85.9065
| Field Diameter (m) | 1.4018 | 2.1027 | 2.8035 | 3.5044 | 26.1843
| Illuminance (fc) | 348.9221 | 155.0765 | 87.2305 | 55.8275 | 1
| Illuminance (lux) | 3755.7624 | 1669.2277 | 938.9406 | 600.922 | 10.8
Test Distance (m) | Iso-Illuminance Diagram grid lines
5.065 | 0.3 | 0.6 | 0.9 | 1.2 | 1.5
| 0.05923 | 0.11846 | 0.17769 | 0.23692 | 0.29615
Regulated mode
Measurement: Full Regulated Warm - VNR - Make Intensity
Degrees | (Cd)
-15.7939 | 1793.0476
-15.7628 | 1799.2851
-15.7318 | 1805.7445
-15.7008 | 1812.7063
-15.6697 | 1818.9107
-15.6387 | 1831.3665
-15.6077 | 1843.0342
-15.5766 | 1855.221
-15.5456 | 1866.8709
-15.5146 | 1879.1303
-15.4835 | 1890.2063
-15.4525 | 1899.5083
-15.4215 | 1909.1509
-15.3905 | 1921.14
-15.3594 | 1933.0054
-15.3284 | 1948.2937
-15.2974 | 1962.058
-15.2663 | 1977.2736
-15.2353 | 1989.7664
-15.2043 | 2002.2223
-15.1733 | 2016.7403
-15.1422 | 2031.3284
-15.1112 | 2045.4881
-15.0802 | 2060.4346
-15.0491 | 2072.9275
-15.0181 | 2086.3691
-14.9871 | 2101.1371
-14.9561 | 2112.8048
-14.925 | 2126.7489
-14.894 | 2141.624
-14.863 | 2156.8409
-14.8319 | 2171.2505
-14.8009 | 2180.8395
-14.7699 | 2194.7288
-14.7388 | 2211.2899
-14.7078 | 2224.0327
-14.6768 | 2241.6318
-14.6458 | 2262.1004
-14.6147 | 2276.5278
-14.5837 | 2294.0556
-14.5527 | 2308.7878
-14.5216 | 2332.2138
-14.4906 | 2349.6523
-14.4596 | 2364.5452
-14.4286 | 2382.629
-14.3975 | 2399.9067
-14.3665 | 2415.445
-14.3355 | 2436.7731
-14.3044 | 2455.6106
-14.2734 | 2479.8948
-14.2424 | 2494.4128
-14.2114 | 2513.0169
-14.1803 | 2530.6696
-14.1493 | 2548.557
-14.1183 | 2567.0348
-14.0872 | 2586.1401
-14.0562 | 2605.1204
-14.0252 | 2621.4659
-13.9941 | 2634.9802
-13.9631 | 2653.583
-13.9321 | 2673.2265
-13.9011 | 2692.1162
-13.87 | 2710.8631
-13.839 | 2728.8398
-13.808 | 2749.3976
-13.7769 | 2768.1624
-13.7459 | 2786.9093
-13.7149 | 2808.5779
-13.6839 | 2830.8013
-13.6528 | 2852.058
-13.6218 | 2874.9088
-13.5908 | 2898.9609
-13.5597 | 2920.3069
-13.5287 | 2938.8574
-13.4977 | 2962.1202
-13.4667 | 2987.1939
-13.4356 | 3009.0959
-13.4046 | 3029.3846
-13.3736 | 3052.3068
-13.3425 | 3077.9366
-13.3115 | 3098.386
-13.2805 | 3125.342
-13.2494 | 3149.537
-13.2184 | 3172.2807
-13.1874 | 3197.7484
-13.1564 | 3222.034
-13.1253 | 3248.5768
-13.0943 | 3271.7158
-13.0633 | 3292.2724
-13.0322 | 3319.3891
-13.0012 | 3343.3877
-12.9702 | 3366.454
-12.9392 | 3391.7432
-12.9081 | 3415.0608
-12.8771 | 3439.4356
-12.8461 | 3463.7735
-12.815 | 3490.1199
-12.784 | 3515.1757
-12.753 | 3539.8017
-12.722 | 3565.3052
-12.6909 | 3596.9033
-12.6599 | 3627.3715
-12.6289 | 3656.8717
-12.5978 | 3691.3903
-12.5668 | 3720.1037
-12.5358 | 3749.6396
-12.5047 | 3782.008
-12.4737 | 3812.2785
-12.4427 | 3842.8551
-12.4117 | 3870.1147
-12.3806 | 3899.0958
-12.3496 | 3928.202
-12.3186 | 3956.5736
-12.2875 | 3988.9599
-12.2565 | 4020.234
-12.2255 | 4050.1475
-12.1945 | 4080.9562
-12.1634 | 4113.8079
-12.1324 | 4148.6682
-12.1014 | 4179.2435
-12.0703 | 4209.551
-12.0393 | 4237.8334
-12.0083 | 4268.3016
-11.9773 | 4300.3652
-11.9462 | 4334.6146
-11.9152 | 4369.5464
-11.8842 | 4403.0434
-11.8531 | 4437.5798
-11.8221 | 4473.5509
-11.7911 | 4510.8113
-11.76 | 4549.5065
-11.729 | 4588.4529
-11.698 | 4623.8131
-11.667 | 4658.4936
-11.6359 | 4696.7947
-11.6049 | 4738.0519
-11.5739 | 4775.0089
-11.5428 | 4810.2798
-11.5118 | 4846.807
-11.4808 | 4880.7159
-11.4498 | 4914.4821
-11.4187 | 4953.0701
-11.3877 | 4993.844
-11.3567 | 5029.9936
-11.3256 | 5062.9895
-11.2946 | 5101.8632
-11.2636 | 5145.0741
-11.2326 | 5187.0137
-11.2015 | 5230.0627
-11.1705 | 5272.6832
-11.1395 | 5316.074
-11.1084 | 5361.2745
-11.0774 | 5402.9985
-11.0464 | 5446.5143
-11.0153 | 5488.9193
-10.9843 | 5530.0337
-10.9533 | 5571.8826
-10.9223 | 5611.4386
-10.8912 | 5654.5068
-10.8602 | 5701.0692
-10.8292 | 5746.0542
-10.7981 | 5794.8229
-10.7671 | 5845.7405
-10.7361 | 5892.6435
-10.7051 | 5939.5108
-10.674 | 5990.9666
-10.643 | 6045.756
-10.612 | 6095.4201
-10.5809 | 6140.961
-10.5499 | 6187.7569
-10.5189 | 6233.711
-10.4879 | 6275.2374
-10.4568 | 6321.5499
-10.4258 | 6370.7114
-10.3948 | 6418.0276
-10.3637 | 6466.651
-10.3327 | 6518.6628
-10.3017 | 6567.2147
-10.2706 | 6613.9736
-10.2396 | 6663.6912
-10.2086 | 6714.897
-10.1776 | 6767.5886
-10.1465 | 6821.3208
-10.1155 | 6873.1171
-10.0845 | 6923.73
-10.0534 | 6977.2836
-10.0224 | 7035.8008
-9.9914 | 7095.9847
-9.9604 | 7154.3042
-9.9293 | 7212.0332
-9.8983 | 7273.0601
-9.8673 | 7328.9425
-9.8362 | 7386.4917
-9.8052 | 7447.196
-9.7742 | 7501.4829
-9.7432 | 7556.0033
-9.7121 | 7612.4595
-9.6811 | 7673.0554
-9.6501 | 7731.7167
-9.619 | 7785.3775
-9.588 | 7840.7944
-9.557 | 7897.2149
-9.526 | 7954.3152
-9.4949 | 8016.1481
-9.4639 | 8084.6853
-9.4329 | 8152.1448
-9.4018 | 8211.2894
-9.3708 | 8271.4912
-9.3398 | 8332.7146
-9.3087 | 8395.1749
-9.2777 | 8459.4819
-9.2467 | 8523.6614
-9.2157 | 8587.1624
-9.1846 | 8642.7578
-9.1536 | 8701.3821
-9.1226 | 8767.7321
-9.0915 | 8837.0039
-9.0605 | 8907.0625
-9.0295 | 8975.0793
-8.9985 | 9040.6935
-8.9674 | 9107.2757
-8.9364 | 9175.077
-8.9054 | 9244.957
-8.8743 | 9308.3662
-8.8433 | 9374.6091
-8.8123 | 9444.0951
-8.7813 | 9521.6283
-8.7502 | 9597.8173
-8.7192 | 9673.3252
-8.6882 | 9742.6314
-8.6571 | 9817.656
-8.6261 | 9892.9485
-8.5951 | 9971.8436
-8.564 | 10045.9717
-8.533 | 10120.8701
-8.502 | 10188.1881
-8.471 | 10265.8806
-8.4399 | 10346.4617
-8.4089 | 10430.2681
-8.3779 | 10511.3682
-8.3468 | 10593.1838
-8.3158 | 10676.6675
-8.2848 | 10761.4239
-8.2538 | 10842.6299
-8.2227 | 10923.9099
-8.1917 | 11000.7799
-8.1607 | 11079.0667
-8.1296 | 11160.2013
-8.0986 | 11242.1789
-8.0676 | 11323.1898
-8.0366 | 11403.5005
-8.0055 | 11484.0612
-7.9745 | 11566.8116
-7.9435 | 11655.0445
-7.9124 | 11745.3561
-7.8814 | 11835.0582
-7.8504 | 11925.5139
-7.8194 | 12012.492
-7.7883 | 12095.6887
-7.7573 | 12182.381
-7.7263 | 12267.7445
-7.6952 | 12354.5988
-7.6642 | 12439.0135
-7.6332 | 12521.834
-7.6021 | 12606.2321
-7.5711 | 12690.342
-7.5401 | 12774.221
-7.5091 | 12862.2167
-7.478 | 12950.0976
-7.447 | 13041.6642
-7.416 | 13134.1744
-7.3849 | 13228.9547
-7.3539 | 13324.9593
-7.3229 | 13422.3157
-7.2919 | 13522.3247
-7.2608 | 13630.4957
-7.2298 | 13732.0223
-7.1988 | 13831.3172
-7.1677 | 13925.9954
-7.1367 | 14015.9678
-7.1057 | 14109.4856
-7.0747 | 14206.0513
-7.0436 | 14299.1865
-7.0126 | 14393.5077
-6.9816 | 14481.7074
-6.9505 | 14575.0084
-6.9195 | 14671.7144
-6.8885 | 14775.0774
-6.8574 | 14885.9648
-6.8264 | 14990.9347
-6.7954 | 15093.3923
-6.7644 | 15202.3412
-6.7333 | 15309.4791
-6.7023 | 15421.1189
-6.6713 | 15539.3392
-6.6402 | 15650.6856
-6.6092 | 15763.9195
-6.5782 | 15875.9419
-6.5472 | 15986.7017
-6.5161 | 16094.4135
-6.4851 | 16198.0827
-6.4541 | 16294.9289
-6.423 | 16391.4947
-6.392 | 16482.0282
-6.361 | 16582.7387
-6.33 | 16684.0867
-6.2989 | 16785.6006
-6.2679 | 16892.611
-6.2369 | 17007.3625
-6.2058 | 17113.5313
-6.1748 | 17224.4186
-6.1438 | 17334.1454
-6.1127 | 17441.5129
-6.0817 | 17545.6667
-6.0507 | 17654.3222
-6.0197 | 17761.2944
-5.9886 | 17866.6087
-5.9576 | 17981.0924
-5.9266 | 18112.5885
-5.8955 | 18246.495
-5.8645 | 18379.3303
-5.8335 | 18519.9576
-5.8025 | 18659.1566
-5.7714 | 18785.0032
-5.7404 | 18913.0306
-5.7094 | 19039.5276
-5.6783 | 19150.2364
-5.6473 | 19252.1073
-5.6163 | 19362.1912
-5.5853 | 19473.0786
-5.5542 | 19582.2315
-5.5232 | 19687.5203
-5.4922 | 19803.8149
-5.4611 | 19922.9279
-5.4301 | 20045.5097
-5.3991 | 20173.3331
-5.368 | 20303.5157
-5.337 | 20426.1485
-5.306 | 20548.437
-5.275 | 20675.5589
-5.2439 | 20810.0776
-5.2129 | 20937.4801
-5.1819 | 21057.8301
-5.1508 | 21180.0804
-5.1198 | 21303.8227
-5.0888 | 21422.0941
-5.0578 | 21549.6623
-5.0267 | 21675.0626
-4.9957 | 21791.9948
-4.9647 | 21909.2714
-4.9336 | 22034.9012
-4.9026 | 22165.1986
-4.8716 | 22288.0483
-4.8406 | 22410.6046
-4.8095 | 22543.121
-4.7785 | 22668.4192
-4.7475 | 22796.6762
-4.7164 | 22926.5655
-4.6854 | 23052.0422
-4.6544 | 23173.0555
-4.6233 | 23290.8549
-4.5923 | 23410.3633
-4.5613 | 23531.0449
-4.5303 | 23646.4723
-4.4992 | 23757.6147
-4.4682 | 23873.718
-4.4372 | 23999.6539
-4.4061 | 24127.9873
-4.3751 | 24255.0965
-4.3441 | 24378.5838
-4.3131 | 24506.2031
-4.282 | 24628.9762
-4.251 | 24752.2084
-4.22 | 24877.851
-4.1889 | 24998.4561
-4.1579 | 25112.1108
-4.1269 | 25227.0154
-4.0959 | 25344.9296
-4.0648 | 25468.2384
-4.0338 | 25586.7903
-4.0028 | 25705.0106
-3.9717 | 25822.4529
-3.9407 | 25942.8795
-3.9097 | 26070.0269
-3.8786 | 26193.9988
-3.8476 | 26311.7473
-3.8166 | 26432.684
-3.7856 | 26551.7843
-3.7545 | 26672.9633
-3.7235 | 26789.972
-3.6925 | 26907.1466
-3.6614 | 27017.2177
-3.6304 | 27116.2575
-3.5994 | 27219.8502
-3.5684 | 27334.9077
-3.5373 | 27452.0823
-3.5063 | 27573.6184
-3.4753 | 27689.033
-3.4442 | 27802.777
-3.4132 | 27913.8812
-3.3822 | 28028.2501
-3.3512 | 28149.5439
-3.3201 | 28267.8662
-3.2891 | 28385.9207
-3.2581 | 28487.8937
-3.227 | 28586.4616
-3.196 | 28693.064
-3.165 | 28800.4187
-3.1339 | 28904.8913
-3.1029 | 29012.6797
-3.0719 | 29121.4117
-3.0409 | 29229.3786
-3.0098 | 29329.4387
-2.9788 | 29441.9839
-2.9478 | 29558.1765
-2.9167 | 29669.3826
-2.8857 | 29784.81
-2.8547 | 29904.701
-2.8237 | 30013.6881
-2.7926 | 30126.5649
-2.7616 | 30233.282
-2.7306 | 30329.3504
-2.6995 | 30416.0325
-2.6685 | 30503.6839
-2.6375 | 30593.9369
-2.6065 | 30678.9994
-2.5754 | 30764.419
-2.5444 | 30864.1857
-2.5134 | 30954.8085
-2.4823 | 31045.5461
-2.4513 | 31147.009
-2.4203 | 31251.3158
-2.3892 | 31346.7975
-2.3582 | 31442.7128
-2.3272 | 31543.4742
-2.2962 | 31639.16
-2.2651 | 31724.8347
-2.2341 | 31810.216
-2.2031 | 31892.8172
-2.172 | 31966.4658
-2.141 | 32048.7481
-2.11 | 32125.738
-2.079 | 32205.0871
-2.0479 | 32280.4319
-2.0169 | 32355.8021
-1.9859 | 32430.726
-1.9548 | 32499.2861
-1.9238 | 32570.6774
-1.8928 | 32654.1203
-1.8618 | 32729.3247
-1.8307 | 32809.388
-1.7997 | 32886.3269
-1.7687 | 32961.7099
-1.7376 | 33029.8874
-1.7066 | 33093.7034
-1.6756 | 33158.9605
-1.6445 | 33224.1794
-1.6135 | 33286.8476
-1.5825 | 33336.9541
-1.5515 | 33394.3554
-1.5204 | 33441.4777
-1.4894 | 33486.8912
-1.4584 | 33548.1183
-1.4273 | 33617.0993
-1.3963 | 33679.9588
-1.3653 | 33737.5641
-1.3343 | 33789.0863
-1.3032 | 33849.1146
-1.2722 | 33897.372
-1.2412 | 33948.9961
-1.2101 | 34006.6142
-1.1791 | 34052.2317
-1.1481 | 34090.988
-1.1171 | 34139.2836
-1.086 | 34192.1193
-1.055 | 34242.6212
-1.024 | 34286.2237
-0.99293 | 34330.974
-0.9619 | 34370.1767
-0.93088 | 34401.6639
-0.89985 | 34434.7961
-0.86882 | 34465.3651
-0.83779 | 34477.3274
-0.80676 | 34482.4541
-0.77573 | 34496.3166
-0.7447 | 34519.9479
-0.71367 | 34535.5576
-0.68264 | 34545.3647
-0.65161 | 34555.8349
-0.62058 | 34564.3156
-0.58955 | 34565.9097
-0.55853 | 34588.4698
-0.5275 | 34609.0276
-0.49647 | 34613.0448
-0.46544 | 34608.3262
-0.43441 | 34609.474
-0.40338 | 34614.3584
-0.37235 | 34607.9691
-0.34132 | 34582.935
-0.31029 | 34548.6422
-0.27926 | 34508.7253
-0.24823 | 34488.2057
-0.2172 | 34482.046
-0.18618 | 34481.6507
-0.15515 | 34486.28
-0.12412 | 34496.3294
-0.093088 | 34518.7747
-0.062059 | 34578.8285
-0.03103 | 34674.2337
-5.1901e-07 | 34755.1515
0.031029 | 34786.6259
0.062058 | 34792.5943
0.093087 | 34797.6318
0.12412 | 34807.1072
0.15515 | 34812.5273
0.18617 | 34800.7435
0.2172 | 34755.4193
0.24823 | 34695.2507
0.27926 | 34637.9387
0.31029 | 34610.9661
0.34132 | 34598.4554
0.37235 | 34572.299
0.40338 | 34524.1819
0.43441 | 34469.6373
0.46544 | 34426.647
0.49647 | 34393.2341
0.5275 | 34347.0938
0.55852 | 34298.1733
0.58955 | 34241.8305
0.62058 | 34177.007
0.65161 | 34120.83
0.68264 | 34069.3589
0.71367 | 34012.3913
0.7447 | 33952.9368
0.77573 | 33892.5513
0.80676 | 33833.7983
0.83779 | 33784.2656
0.86882 | 33745.2287
0.89985 | 33714.5322
0.93087 | 33681.91
0.9619 | 33648.2039
0.99293 | 33620.7467
1.024 | 33590.7899
1.055 | 33546.9578
1.086 | 33493.7013
1.117 | 33435.369
1.1481 | 33374.1802
1.1791 | 33312.2898
1.2101 | 33260.7677
1.2412 | 33191.2129
1.2722 | 33113.7511
1.3032 | 33033.8536
1.3343 | 32962.5133
1.3653 | 32899.2457
1.3963 | 32839.3831
1.4273 | 32776.7531
1.4584 | 32703.6529
1.4894 | 32613.2086
1.5204 | 32543.7686
1.5515 | 32481.2789
1.5825 | 32414.1088
1.6135 | 32348.1758
1.6445 | 32281.5796
1.6756 | 32207.0766
1.7066 | 32125.2023
1.7376 | 32035.2937
1.7687 | 31947.9229
1.7997 | 31863.9826
1.8307 | 31777.8106
1.8617 | 31686.4736
1.8928 | 31584.9725
1.9238 | 31478.5742
1.9548 | 31373.9614
1.9859 | 31274.2584
2.0169 | 31181.1488
2.0479 | 31081.7519
2.079 | 30974.0145
2.11 | 30865.1422
2.141 | 30763.9344
2.172 | 30672.5464
2.2031 | 30584.0788
2.2341 | 30480.9708
2.2651 | 30374.9934
2.2962 | 30273.4795
2.3272 | 30179.3496
2.3582 | 30089.9893
2.3892 | 29994.852
2.4203 | 29899.7911
2.4513 | 29798.0477
2.4823 | 29688.3974
2.5134 | 29586.029
2.5444 | 29486.3388
2.5754 | 29385.233
2.6064 | 29274.8176
2.6375 | 29155.0797
2.6685 | 29040.5705
2.6995 | 28926.0613
2.7306 | 28808.1343
2.7616 | 28688.1413
2.7926 | 28575.035
2.8237 | 28469.9375
2.8547 | 28350.4929
2.8857 | 28228.2426
2.9167 | 28112.6112
2.9478 | 28001.6856
2.9788 | 27884.8809
3.0098 | 27768.4205
3.0409 | 27655.3524
3.0719 | 27535.4104
3.1029 | 27402.6389
3.1339 | 27288.7291
3.165 | 27185.5063
3.196 | 27070.8951
3.227 | 26939.6412
3.2581 | 26815.0062
3.2891 | 26708.3783
3.3201 | 26600.0544
3.3511 | 26491.6029
3.3822 | 26382.705
3.4132 | 26265.0713
3.4442 | 26146.3791
3.4753 | 26029.3449
3.5063 | 25917.7944
3.5373 | 25801.0279
3.5684 | 25672.1206
3.5994 | 25543.5448
3.6304 | 25415.1731
3.6614 | 25290.0024
3.6925 | 25167.0253
3.7235 | 25040.6558
3.7545 | 24920.7776
3.7856 | 24805.8858
3.8166 | 24693.6977
3.8476 | 24575.8472
3.8786 | 24454.1453
3.9097 | 24338.9347
3.9407 | 24230.9168
3.9717 | 24126.61
4.0028 | 24008.734
4.0338 | 23878.2453
4.0648 | 23744.4919
4.0958 | 23615.2785
4.1269 | 23486.0651
4.1579 | 23367.2836
4.1889 | 23248.2216
4.22 | 23121.0742
4.251 | 22984.5661
4.282 | 22857.763
4.3131 | 22741.7617
4.3441 | 22627.2143
4.3751 | 22506.9918
4.4061 | 22393.0437
4.4372 | 22279.9501
4.4682 | 22163.4004
4.4992 | 22042.9739
4.5303 | 21923.44
4.5613 | 21806.5205
4.5923 | 21689.0654
4.6233 | 21570.7558
4.6544 | 21451.5152
4.6854 | 21325.9874
4.7164 | 21193.5603
4.7475 | 21059.6028
4.7785 | 20933.3353
4.8095 | 20810.8555
4.8405 | 20684.0652
4.8716 | 20555.0431
4.9026 | 20431.1094
4.9336 | 20310.1345
4.9647 | 20189.7334
4.9957 | 20072.138
5.0267 | 19956.3918
5.0578 | 19834.8939
5.0888 | 19713.7404
5.1198 | 19594.857
5.1508 | 19474.1371
5.1819 | 19350.7135
5.2129 | 19233.1946
5.2439 | 19128.9261
5.275 | 19023.0635
5.306 | 18915.1476
5.337 | 18806.1222
5.368 | 18691.8425
5.3991 | 18575.7137
5.4301 | 18464.1122
5.4611 | 18354.2961
5.4922 | 18236.1524
5.5232 | 18110.3823
5.5542 | 17990.5041
5.5852 | 17873.202
5.6163 | 17758.2209
5.6473 | 17645.3824
5.6783 | 17531.7149
5.7094 | 17419.4502
5.7404 | 17314.442
5.7714 | 17219.6872
5.8025 | 17121.859
5.8335 | 17016.2769
5.8645 | 16908.7819
5.8955 | 16797.1421
5.9266 | 16685.8084
5.9576 | 16578.7215
5.9886 | 16477.3351
6.0197 | 16370.0186
6.0507 | 16254.4509
6.0817 | 16138.8832
6.1127 | 16030.3297
6.1438 | 15927.3747
6.1748 | 15833.3596
6.2058 | 15733.6949
6.2369 | 15627.7813
6.2679 | 15518.2712
6.2989 | 15412.5744
6.3299 | 15308.5609
6.361 | 15203.3104
6.392 | 15096.9759
6.423 | 14989.0983
6.4541 | 14877.5223
6.4851 | 14776.0722
6.5161 | 14682.9625
6.5472 | 14589.228
6.5782 | 14489.7418
6.6092 | 14390.8933
6.6402 | 14298.6636
6.6713 | 14199.509
6.7023 | 14099.6913
6.7333 | 14005.7144
6.7644 | 13909.9394
6.7954 | 13812.8126
6.8264 | 13714.5507
6.8574 | 13617.3346
6.8885 | 13519.8506
6.9195 | 13421.678
6.9505 | 13334.8556
6.9816 | 13246.4136
7.0126 | 13150.6258
7.0436 | 13057.2228
7.0746 | 12963.1949
7.1057 | 12867.9683
7.1367 | 12776.5803
7.1677 | 12686.5607
7.1988 | 12592.6285
7.2298 | 12494.4661
7.2608 | 12395.9453
7.2919 | 12298.4117
7.3229 | 12203.9234
7.3539 | 12112.6438
7.3849 | 12024.3395
7.416 | 11940.0128
7.447 | 11857.6233
7.478 | 11778.6389
7.5091 | 11701.2486
7.5401 | 11626.7086
7.5711 | 11553.8724
7.6021 | 11474.2401
7.6332 | 11392.9627
7.6642 | 11312.2388
7.6952 | 11227.0168
7.7263 | 11138.0136
7.7573 | 11046.5172
7.7883 | 10955.1675
7.8193 | 10866.8262
7.8504 | 10785.0272
7.8814 | 10713.2303
7.9124 | 10643.6181
7.9435 | 10570.0103
7.9745 | 10495.6489
8.0055 | 10424.7294
8.0366 | 10356.1757
8.0676 | 10286.3849
8.0986 | 10212.9569
8.1296 | 10135.5296
8.1607 | 10063.2138
8.1917 | 9993.1003
8.2227 | 9913.1645
8.2538 | 9842.6583
8.2848 | 9776.6118
8.3158 | 9706.2841
8.3468 | 9638.6638
8.3779 | 9573.6937
8.4089 | 9508.3116
8.4399 | 9434.8824
8.471 | 9358.7304
8.502 | 9293.2947
8.533 | 9220.9776
8.564 | 9146.6697
8.5951 | 9076.9324
8.6261 | 9008.2359
8.6571 | 8941.581
8.6882 | 8874.6941
8.7192 | 8806.4451
8.7502 | 8740.7952
8.7813 | 8679.123
8.8123 | 8614.7446
8.8433 | 8546.2266
8.8743 | 8478.086
8.9054 | 8409.1191
8.9364 | 8341.2463
8.9674 | 8276.0083
8.9985 | 8210.9846
9.0295 | 8143.1833
9.0605 | 8074.5224
9.0915 | 8007.4914
9.1226 | 7946.7692
9.1536 | 7888.2164
9.1846 | 7827.7646
9.2157 | 7764.4613
9.2467 | 7702.4307
9.2777 | 7645.0613
9.3087 | 7589.3039
9.3398 | 7535.017
9.3708 | 7482.5575
9.4018 | 7428.1443
9.4329 | 7373.5882
9.4639 | 7318.9416
9.4949 | 7266.2857
9.526 | 7215.2776
9.557 | 7161.868
9.588 | 7110.1074
9.619 | 7059.9065
9.6501 | 7008.0923
9.6811 | 6954.0553
9.7121 | 6900.0004
9.7432 | 6848.6173
9.7742 | 6796.3186
9.8052 | 6742.1387
9.8362 | 6688.2637
9.8673 | 6633.9219
9.8983 | 6578.8812
9.9293 | 6526.423
9.9604 | 6478.6579
9.9914 | 6430.7513
10.0224 | 6381.4469
10.0534 | 6334.0414
10.0845 | 6286.8324
10.1155 | 6239.0864
10.1465 | 6192.3811
10.1776 | 6142.6993
10.2086 | 6084.8096
10.2396 | 6030.6119
10.2706 | 5982.454
10.3017 | 5935.3533
10.3327 | 5882.2486
10.3637 | 5827.1365
10.3948 | 5781.7205
10.4258 | 5739.1191
10.4568 | 5699.206
10.4879 | 5665.6899
10.5189 | 5626.7078
10.5499 | 5585.6291
10.5809 | 5545.6625
10.612 | 5508.6341
10.643 | 5471.4808
10.674 | 5426.1898
10.7051 | 5379.3417
10.7361 | 5333.2791
10.7671 | 5289.961
10.7981 | 5249.886
10.8292 | 5209.237
10.8602 | 5168.7322
10.8912 | 5129.6073
10.9223 | 5093.4207
10.9533 | 5057.827
10.9843 | 5020.3332
11.0153 | 4983.3776
11.0464 | 4946.5814
11.0774 | 4905.5932
11.1084 | 4862.6679
11.1395 | 4824.1526
11.1705 | 4790.1531
11.2015 | 4755.4904
11.2326 | 4716.0785
11.2636 | 4674.9654
11.2946 | 4640.3385
11.3256 | 4608.6689
11.3567 | 4578.3436
11.3877 | 4547.0873
11.4187 | 4510.7221
11.4498 | 4471.8305
11.4808 | 4436.344
11.5118 | 4408.5093
11.5428 | 4381.4997
11.5739 | 4348.0933
11.6049 | 4313.7533
11.6359 | 4281.0979
11.667 | 4251.6691
11.698 | 4223.3332
11.729 | 4194.4783
11.76 | 4164.0101
11.7911 | 4131.1749
11.8221 | 4100.6889
11.8531 | 4069.8266
11.8842 | 4036.8308
11.9152 | 4004.104
11.9462 | 3973.0441
11.9773 | 3944.9595
12.0083 | 3918.1476
12.0393 | 3889.2378
12.0703 | 3859.6126
12.1014 | 3835.5247
12.1324 | 3814.0716
12.1634 | 3789.8575
12.1945 | 3763.1348
12.2255 | 3733.1321
12.2565 | 3699.6351
12.2875 | 3665.9404
12.3186 | 3636.1532
12.3496 | 3610.0759
12.3806 | 3580.2173
12.4117 | 3547.437
12.4427 | 3518.4379
12.4737 | 3493.5249
12.5047 | 3470.7277
12.5358 | 3451.264
12.5668 | 3434.184
12.5978 | 3413.4654
12.6289 | 3387.2083
12.6599 | 3361.9382
12.6909 | 3341.3268
12.722 | 3321.2714
12.753 | 3296.6633
12.784 | 3269.0989
12.815 | 3241.856
12.8461 | 3213.4665
12.8771 | 3187.0857
12.9081 | 3164.2336
12.9392 | 3141.6875
12.9702 | 3121.0047
13.0012 | 3099.6944
13.0322 | 3076.4674
13.0633 | 3054.0094
13.0943 | 3031.2121
13.1253 | 3008.9517
13.1564 | 2988.9512
13.1874 | 2970.7769
13.2184 | 2949.7357
13.2494 | 2922.7453
13.2805 | 2897.1156
13.3115 | 2877.3829
13.3425 | 2858.6538
13.3736 | 2839.1353
13.4046 | 2818.7038
13.4356 | 2796.5697
13.4667 | 2773.5926
13.4977 | 2754.2718
13.5287 | 2737.7477
13.5597 | 2718.7853
13.5908 | 2698.0132
13.6218 | 2678.6567
13.6528 | 2660.5015
13.6839 | 2644.3167
13.7149 | 2631.1798
13.7459 | 2617.2178
13.7769 | 2599.5817
13.808 | 2580.6384
13.839 | 2562.232
13.87 | 2544.2197
13.9011 | 2526.7098
13.9321 | 2519.3768
13.9631 | 2510.1564
13.9941 | 2497.1369
0
Degrees | #VALUE!
-14.2073 | 2355.2878
-14.175 | 2364.9367
-14.1428 | 2375.6339
-14.1106 | 2385.8376
-14.0784 | 2405.1763
-14.0462 | 2421.773
-14.014 | 2435.698
-13.9817 | 2449.4266
-13.9495 | 2462.6183
-13.9173 | 2474.6623
-13.8851 | 2486.455
-13.8529 | 2499.2335
-13.8207 | 2511.3131
-13.7884 | 2526.2788
-13.7562 | 2546.0115
-13.724 | 2567.0526
-13.6918 | 2586.302
-13.6596 | 2603.9917
-13.6274 | 2624.6924
-13.5952 | 2647.6695
-13.5629 | 2669.8393
-13.5307 | 2689.1244
-13.4985 | 2703.928
-13.4663 | 2721.3665
-13.4341 | 2741.3683
-13.4019 | 2761.8356
-13.3696 | 2780.9409
-13.3374 | 2799.8676
-13.3052 | 2819.7074
-13.273 | 2841.7344
-13.2408 | 2859.711
-13.2086 | 2876.7554
-13.1763 | 2888.9613
-13.1441 | 2906.5069
-13.1119 | 2924.4657
-13.0797 | 2943.0506
-13.0475 | 2965.5431
-13.0153 | 2989.9179
-12.9831 | 3014.257
-12.9508 | 3038.1842
-12.9186 | 3058.4729
-12.8864 | 3080.1415
-12.8542 | 3103.3864
-12.822 | 3124.4098
-12.7897 | 3148.1214
-12.7575 | 3171.8331
-12.7253 | 3198.0354
-12.6931 | 3227.2857
-12.6609 | 3259.7255
-12.6287 | 3288.0971
-12.5965 | 3312.7767
-12.5642 | 3336.9717
-12.532 | 3360.5213
-12.4998 | 3387.5309
-12.4676 | 3412.8201
-12.4354 | 3432.535
-12.4032 | 3452.5546
-12.3709 | 3481.7144
-12.3387 | 3509.7455
-12.3065 | 3540.6613
-12.2743 | 3564.5349
-12.2421 | 3588.3001
-12.2099 | 3614.3596
-12.1776 | 3647.2828
-12.1454 | 3671.5861
-12.1132 | 3697.1266
-12.081 | 3724.8529
-12.0488 | 3755.6259
-12.0166 | 3785.4845
-11.9843 | 3816.8671
-11.9521 | 3849.3247
-11.9199 | 3882.392
-11.8877 | 3916.2652
-11.8555 | 3947.7562
-11.8233 | 3977.31
-11.7911 | 4008.083
-11.7588 | 4039.537
-11.7266 | 4066.9228
-11.6944 | 4094.9003
-11.6622 | 4124.1327
-11.63 | 4157.0559
-11.5978 | 4191.6815
-11.5655 | 4223.0641
-11.5333 | 4254.3217
-11.5011 | 4291.5465
-11.4689 | 4330.5643
-11.4367 | 4367.4663
-11.4045 | 4401.5551
-11.3722 | 4432.3829
-11.34 | 4466.4896
-11.3078 | 4501.1509
-11.2756 | 4531.9252
-11.2434 | 4566.1568
-11.2112 | 4600.0658
-11.179 | 4631.0543
-11.1467 | 4669.0684
-11.1145 | 4707.673
-11.0823 | 4749.6661
-11.0501 | 4792.2331
-11.0179 | 4829.3328
-10.9857 | 4873.0093
-10.9534 | 4920.791
-10.9212 | 4965.114
-10.889 | 5006.8023
-10.8568 | 5045.3533
-10.8246 | 5082.5781
-10.7924 | 5126.3987
-10.7601 | 5161.7959
-10.7279 | 5199.4874
-10.6957 | 5233.9881
-10.6635 | 5275.3894
-10.6313 | 5318.3326
-10.5991 | 5363.7843
-10.5669 | 5407.1202
-10.5346 | 5452.841
-10.5024 | 5494.7984
-10.4702 | 5547.3828
-10.438 | 5597.1718
-10.4058 | 5645.7965
-10.3735 | 5689.061
-10.3413 | 5730.8386
-10.3091 | 5774.0138
-10.2769 | 5821.3122
-10.2447 | 5860.8312
-10.2125 | 5904.2934
-10.1803 | 5945.9268
-10.148 | 5993.0645
-10.1158 | 6041.1866
-10.0836 | 6094.1652
-10.0514 | 6141.9647
-10.0192 | 6192.2026
-9.987 | 6242.4392
-9.9547 | 6294.0748
-9.9225 | 6343.2529
-9.8903 | 6392.8455
-9.8581 | 6448.1183
-9.8259 | 6504.7531
-9.7937 | 6558.2532
-9.7614 | 6610.4079
-9.7292 | 6665.8605
-9.697 | 6725.292
-9.6648 | 6782.5721
-9.6326 | 6831.411
-9.6004 | 6887.097
-9.5682 | 6947.7643
-9.5359 | 7009.4543
-9.5037 | 7071.3944
-9.4715 | 7133.2821
-9.4393 | 7196.0652
-9.4071 | 7256.4634
-9.3749 | 7311.1993
-9.3426 | 7366.5434
-9.3104 | 7422.32
-9.2782 | 7478.363
-9.246 | 7532.6143
-9.2138 | 7587.0811
-9.1816 | 7646.6924
-9.1493 | 7708.6503
-9.1171 | 7771.1464
-9.0849 | 7834.3949
-9.0527 | 7895.404
-9.0205 | 7958.2049
-8.9883 | 8028.6397
-8.956 | 8097.4816
-8.9238 | 8170.5155
-8.8916 | 8246.2212
-8.8594 | 8321.4065
-8.8272 | 8398.0074
-8.795 | 8473.2819
-8.7628 | 8543.3061
-8.7305 | 8612.2896
-8.6983 | 8677.7253
-8.6661 | 8744.8456
-8.6339 | 8814.4744
-8.6017 | 8885.3403
-8.5695 | 8961.2959
-8.5372 | 9037.1444
-8.505 | 9113.8894
-8.4728 | 9191.5653
-8.4406 | 9264.0623
-8.4084 | 9337.2939
-8.3762 | 9408.1597
-8.3439 | 9475.0645
-8.3117 | 9540.9312
-8.2795 | 9611.0804
-8.2473 | 9683.2726
-8.2151 | 9761.1271
-8.1829 | 9837.3173
-8.1506 | 9914.1873
-8.1184 | 9991.093
-8.0862 | 10070.6143
-8.054 | 10147.9332
-8.0218 | 10225.358
-7.9896 | 10300.2754
-7.9574 | 10374.2237
-7.9251 | 10454.4988
-7.8929 | 10537.8039
-7.8607 | 10620.6423
-7.8285 | 10707.3691
-7.7963 | 10792.7172
-7.7641 | 10876.4318
-7.7318 | 10964.3076
-7.6996 | 11051.1593
-7.6674 | 11132.1345
-7.6352 | 11216.1908
-7.603 | 11301.0199
-7.5708 | 11385.4167
-7.5385 | 11470.6387
-7.5063 | 11557.4904
-7.4741 | 11650.5274
-7.4419 | 11752.2019
-7.4097 | 11851.8883
-7.3775 | 11946.8599
-7.3452 | 12044.7532
-7.313 | 12144.3669
-7.2808 | 12236.6859
-7.2486 | 12325.2414
-7.2164 | 12417.489
-7.1842 | 12511.6189
-7.152 | 12607.2001
-7.1197 | 12702.6371
-7.0875 | 12800.6197
-7.0553 | 12903.4726
-7.0231 | 13004.2979
-6.9909 | 13100.6085
-6.9587 | 13197.6971
-6.9264 | 13296.7497
-6.8942 | 13397.4218
-6.862 | 13494.8038
-6.8298 | 13588.9336
-6.7976 | 13688.8789
-6.7654 | 13794.3207
-6.7331 | 13895.8856
-6.7009 | 13993.0635
-6.6687 | 14093.0852
-6.6365 | 14202.0979
-6.6043 | 14315.1022
-6.5721 | 14420.1104
-6.5398 | 14522.2492
-6.5076 | 14631.6827
-6.4754 | 14745.5287
-6.4432 | 14854.4904
-6.411 | 14961.2967
-6.3788 | 15072.7197
-6.3466 | 15188.5934
-6.3143 | 15296.3053
-6.2821 | 15409.3734
-6.2499 | 15528.9583
-6.2177 | 15645.5462
-6.1855 | 15755.6939
-6.1533 | 15865.8543
-6.121 | 15980.5547
-6.0888 | 16102.7667
-6.0566 | 16218.1431
-6.0244 | 16326.5819
-5.9922 | 16443.6544
-5.96 | 16567.0015
-5.9277 | 16676.7793
-5.8955 | 16782.6037
-5.8633 | 16890.2517
-5.8311 | 17000.4887
-5.7989 | 17109.8201
-5.7667 | 17220.1463
-5.7344 | 17326.7742
-5.7022 | 17442.2526
-5.67 | 17550.7679
-5.6378 | 17669.307
-5.6056 | 17790.3967
-5.5734 | 17923.4998
-5.5412 | 18048.9638
-5.5089 | 18172.145
-5.4767 | 18291.3856
-5.4445 | 18417.7806
-5.4123 | 18539.3422
-5.3801 | 18665.3928
-5.3479 | 18783.0775
-5.3156 | 18896.949
-5.2834 | 19029.0829
-5.2512 | 19163.9076
-5.219 | 19300.6835
-5.1868 | 19419.9496
-5.1546 | 19552.9251
-5.1223 | 19690.7978
-5.0901 | 19832.152
-5.0579 | 19963.5845
-5.0257 | 20089.7371
-4.9935 | 20217.2416
-4.9613 | 20358.4684
-4.929 | 20475.9745
-4.8968 | 20587.6398
-4.8646 | 20718.6003
-4.8324 | 20843.924
-4.8002 | 20973.2522
-4.768 | 21097.6705
-4.7358 | 21216.8983
-4.7035 | 21341.5971
-4.6713 | 21475.6184
-4.6391 | 21595.8027
-4.6069 | 21711.7529
-4.5747 | 21838.1989
-4.5425 | 21969.7079
-4.5102 | 22110.7816
-4.478 | 22250.1081
-4.4458 | 22371.8355
-4.4136 | 22495.106
-4.3814 | 22632.4685
-4.3492 | 22765.5971
-4.3169 | 22895.6139
-4.2847 | 23025.1589
-4.2525 | 23158.5425
-4.2203 | 23299.6162
-4.1881 | 23436.8513
-4.1559 | 23567.4547
-4.1236 | 23693.6457
-4.0914 | 23816.8014
-4.0592 | 23937.5978
-4.027 | 24059.3634
-3.9948 | 24185.5034
-3.9626 | 24311.7836
-3.9304 | 24448.7763
-3.8981 | 24596.9279
-3.8659 | 24735.298
-3.8337 | 24862.1648
-3.8015 | 24991.4547
-3.7693 | 25118.6531
-3.7371 | 25244.64
-3.7048 | 25353.4486
-3.6726 | 25454.4906
-3.6404 | 25570.4537
-3.6082 | 25701.3377
-3.576 | 25825.3096
-3.5438 | 25952.6101
-3.5115 | 26090.8271
-3.4793 | 26234.5916
-3.4471 | 26363.0781
-3.4149 | 26481.3112
-3.3827 | 26599.5698
-3.3505 | 26732.4433
-3.3182 | 26851.7348
-3.286 | 26962.4436
-3.2538 | 27070.0534
-3.2216 | 27188.8986
-3.1894 | 27320.229
-3.1572 | 27443.3465
-3.125 | 27573.9117
-3.0927 | 27714.6921
-3.0605 | 27837.7713
-3.0283 | 27972.851
-2.9961 | 28096.3001
-2.9639 | 28220.272
-2.9317 | 28342.9176
-2.8994 | 28442.9394
-2.8672 | 28553.6992
-2.835 | 28668.1574
-2.8028 | 28755.4772
-2.7706 | 28852.5402
-2.7384 | 28949.7308
-2.7061 | 29047.6611
-2.6739 | 29152.7586
-2.6417 | 29244.4017
-2.6095 | 29350.3536
-2.5773 | 29475.537
-2.5451 | 29600.1083
-2.5128 | 29720.1141
-2.4806 | 29850.9726
-2.4484 | 29976.3473
-2.4162 | 30097.0035
-2.384 | 30207.5847
-2.3518 | 30306.7648
-2.3196 | 30406.7739
-2.2873 | 30505.329
-2.2551 | 30594.9061
-2.2229 | 30677.7241
-2.1907 | 30762.9269
-2.1585 | 30863.2037
-2.1263 | 30975.073
-2.094 | 31088.0774
-2.0618 | 31191.5807
-2.0296 | 31272.9831
-1.9974 | 31356.9616
-1.9652 | 31451.4231
-1.933 | 31533.0295
-1.9007 | 31623.4101
-1.8685 | 31720.4221
-1.8363 | 31830.9014
-1.8041 | 31936.2539
-1.7719 | 32036.722
-1.7397 | 32126.0185
-1.7074 | 32209.7675
-1.6752 | 32270.3442
-1.643 | 32339.7206
-1.6108 | 32393.3342
-1.5786 | 32458.0684
-1.5464 | 32505.8794
-1.5142 | 32575.0134
-1.4819 | 32676.2977
-1.4497 | 32783.3464
-1.4175 | 32888.0103
-1.3853 | 33005.8225
-1.3531 | 33120.8035
-1.3209 | 33235.4913
-1.2886 | 33325.7698
-1.2564 | 33391.435
-1.2242 | 33438.3788
-1.192 | 33473.526
-1.1598 | 33510.752
-1.1276 | 33557.5428
-1.0953 | 33610.9013
-1.0631 | 33661.1354
-1.0309 | 33693.6428
-0.9987 | 33741.186
-0.96648 | 33777.9019
-0.93426 | 33817.9718
-0.90205 | 33859.1257
-0.86983 | 33897.6653
-0.83762 | 33941.6376
-0.8054 | 33997.1387
-0.77318 | 34044.1463
-0.74097 | 34093.1688
-0.70875 | 34130.6243
-0.67654 | 34165.0319
-0.64432 | 34207.4739
-0.6121 | 34234.8036
-0.57989 | 34249.1252
-0.54767 | 34279.0055
-0.51546 | 34311.7042
-0.48324 | 34334.1877
-0.45102 | 34352.0547
-0.41881 | 34373.5562
-0.38659 | 34396.4861
-0.35438 | 34428.2794
-0.32216 | 34451.3495
-0.28994 | 34471.8309
-0.25773 | 34490.6288
-0.22551 | 34515.2803
-0.1933 | 34516.5301
-0.16108 | 34507.603
-0.12886 | 34540.7226
-0.096648 | 34592.3212
-0.064432 | 34687.9815
-0.032216 | 34749.5912
-2.2209e-07 | 34755.1515
0.032216 | 34795.9739
0.064432 | 34835.5464
0.096648 | 34851.0668
0.12886 | 34833.9778
0.16108 | 34783.3229
0.1933 | 34752.4224
0.22551 | 34781.9073
0.25773 | 34776.6276
0.28994 | 34789.1893
0.32216 | 34781.9583
0.35438 | 34775.0589
0.38659 | 34743.6228
0.41881 | 34713.5385
0.45102 | 34675.1392
0.48324 | 34641.0377
0.51546 | 34587.6281
0.54767 | 34550.096
0.57989 | 34538.2102
0.6121 | 34512.8318
0.64432 | 34507.1694
0.67654 | 34499.0585
0.70875 | 34499.1988
0.74097 | 34511.531
0.77318 | 34510.5617
0.8054 | 34483.6656
0.83762 | 34462.8527
0.86983 | 34427.7182
0.90205 | 34385.3528
0.93426 | 34338.1412
0.96648 | 34290.547
0.9987 | 34237.0609
1.0309 | 34187.3114
1.0631 | 34150.3405
1.0953 | 34114.326
1.1276 | 34075.0468
1.1598 | 34032.5793
1.192 | 33983.3272
1.2242 | 33936.2686
1.2564 | 33884.9761
1.2886 | 33823.3408
1.3209 | 33762.5218
1.3531 | 33699.624
1.3853 | 33636.8664
1.4175 | 33581.85
1.4497 | 33525.2012
1.4819 | 33457.6995
1.5142 | 33403.6268
1.5464 | 33340.2189
1.5786 | 33282.8432
1.6108 | 33234.522
1.643 | 33177.3121
1.6752 | 33122.0661
1.7074 | 33081.3968
1.7397 | 33016.0377
1.7719 | 32956.5066
1.8041 | 32885.4979
1.8363 | 32788.4349
1.8685 | 32706.6754
1.9007 | 32613.3489
1.933 | 32501.4796
1.9652 | 32413.8155
1.9974 | 32331.5459
2.0296 | 32253.4848
2.0618 | 32184.1722
2.094 | 32100.7038
2.1263 | 32015.3608
2.1585 | 31939.2381
2.1907 | 31853.8568
2.2229 | 31752.1643
2.2551 | 31647.9086
2.2873 | 31540.6941
2.3196 | 31436.9102
2.3518 | 31336.4293
2.384 | 31234.1885
2.4162 | 31139.9693
2.4484 | 31053.0959
2.4806 | 30956.8873
2.5128 | 30878.5711
2.5451 | 30801.747
2.5773 | 30725.0122
2.6095 | 30652.7282
2.6417 | 30557.6036
2.6739 | 30452.8632
2.7061 | 30355.3665
2.7384 | 30246.5324
2.7706 | 30129.0263
2.8028 | 30017.3993
2.835 | 29908.6799
2.8672 | 29812.331
2.8994 | 29715.5995
2.9317 | 29616.4449
2.9639 | 29520.7464
2.9961 | 29426.7951
3.0283 | 29329.2984
3.0605 | 29209.9431
3.0927 | 29090.5877
3.125 | 28975.9255
3.1572 | 28852.4892
3.1894 | 28728.5301
3.2216 | 28621.7364
3.2538 | 28501.1186
3.286 | 28395.1411
3.3182 | 28277.482
3.3505 | 28171.1857
3.3827 | 28071.4572
3.4149 | 27957.4837
3.4471 | 27824.8397
3.4793 | 27690.3466
3.5115 | 27565.3417
3.5438 | 27460.8819
3.576 | 27341.5775
3.6082 | 27206.23
3.6404 | 27085.5228
3.6726 | 26967.481
3.7048 | 26863.9905
3.7371 | 26736.3202
3.7693 | 26609.3641
3.8015 | 26476.7711
3.8337 | 26372.0562
3.8659 | 26251.4894
3.8981 | 26128.9203
3.9304 | 25990.3972
3.9626 | 25870.8378
3.9948 | 25737.824
4.027 | 25609.6819
4.0592 | 25479.2059
4.0914 | 25359.1365
4.1236 | 25231.3386
4.1559 | 25116.077
4.1881 | 24995.2424
4.2203 | 24871.6785
4.2525 | 24763.6096
4.2847 | 24651.6128
4.3169 | 24539.973
4.3492 | 24426.5733
4.3814 | 24299.9105
4.4136 | 24176.9334
4.4458 | 24064.8982
4.478 | 23939.2429
4.5102 | 23803.8188
4.5425 | 23665.3085
4.5747 | 23536.1334
4.6069 | 23412.8374
4.6391 | 23277.2857
4.6713 | 23129.555
4.7035 | 22984.9615
4.7358 | 22847.4459
4.768 | 22716.5236
4.8002 | 22593.2786
4.8324 | 22469.4469
4.8646 | 22348.9693
4.8968 | 22231.8585
4.929 | 22114.6712
4.9613 | 21995.3542
4.9935 | 21861.5879
5.0257 | 21718.5758
5.0579 | 21584.274
5.0901 | 21461.0545
5.1223 | 21329.7623
5.1546 | 21200.9443
5.1868 | 21075.1742
5.219 | 20953.7146
5.2512 | 20833.3646
5.2834 | 20707.7985
5.3156 | 20579.3248
5.3479 | 20465.6318
5.3801 | 20352.2449
5.4123 | 20233.0681
5.4445 | 20113.4322
5.4767 | 19993.3882
5.5089 | 19872.6811
5.5412 | 19754.7286
5.5734 | 19628.1806
5.6056 | 19499.3115
5.6378 | 19381.7798
5.67 | 19265.0644
5.7022 | 19143.5666
5.7344 | 19036.9515
5.7667 | 18921.7281
5.7989 | 18808.8258
5.8311 | 18697.1733
5.8633 | 18577.1676
5.8955 | 18460.7709
5.9277 | 18356.2856
5.96 | 18241.4576
5.9922 | 18127.9687
6.0244 | 18007.3125
6.0566 | 17897.2669
6.0888 | 17784.9257
6.121 | 17668.2868
6.1533 | 17545.7559
6.1855 | 17424.0031
6.2177 | 17305.7827
6.2499 | 17207.5209
6.2821 | 17095.4475
6.3143 | 16985.5294
6.3466 | 16885.8775
6.3788 | 16777.0944
6.411 | 16660.1621
6.4432 | 16554.5673
6.4754 | 16434.8039
6.5076 | 16318.8663
6.5398 | 16198.4015
6.5721 | 16078.1407
6.6043 | 15970.2503
6.6365 | 15868.3921
6.6687 | 15757.288
6.7009 | 15651.5911
6.7331 | 15539.8876
6.7654 | 15435.0962
6.7976 | 15334.1179
6.8298 | 15229.7729
6.862 | 15130.3632
6.8942 | 15036.9475
6.9264 | 14930.8681
6.9587 | 14827.1989
6.9909 | 14724.0527
7.0231 | 14623.559
7.0553 | 14525.3482
7.0875 | 14417.4705
7.1197 | 14306.8765
7.152 | 14210.8592
7.1842 | 14122.8762
7.2164 | 14036.3854
7.2486 | 13931.8746
7.2808 | 13832.2099
7.313 | 13745.4767
7.3452 | 13649.5359
7.3775 | 13545.4332
7.4097 | 13438.3717
7.4419 | 13332.1137
7.4741 | 13238.2389
7.5063 | 13144.9635
7.5385 | 13046.6761
7.5708 | 12953.2859
7.603 | 12866.9225
7.6352 | 12787.5224
7.6674 | 12705.3982
7.6996 | 12616.4115
7.7318 | 12520.7602
7.7641 | 12427.9566
7.7963 | 12342.3929
7.8285 | 12249.3215
7.8607 | 12147.5921
7.8929 | 12056.2947
7.9251 | 11970.2119
7.9574 | 11888.4308
7.9896 | 11812.0645
8.0218 | 11731.9489
8.054 | 11650.5274
8.0862 | 11561.8647
8.1184 | 11472.1448
8.1506 | 11377.728
8.1829 | 11281.0169
8.2151 | 11191.6553
8.2473 | 11113.1899
8.2795 | 11048.4544
8.3117 | 10987.2132
8.3439 | 10911.0064
8.3762 | 10842.38
8.4084 | 10776.9443
8.4406 | 10695.4501
8.4728 | 10602.3073
8.505 | 10505.1116
8.5372 | 10415.8393
8.5695 | 10339.8123
8.6017 | 10263.5162
8.6339 | 10184.5484
8.6661 | 10111.1383
8.6983 | 10043.05
8.7305 | 9972.7402
8.7628 | 9899.0418
8.795 | 9823.553
8.8272 | 9746.1971
8.8594 | 9666.4616
8.8916 | 9586.9377
8.9238 | 9508.8498
8.956 | 9430.2773
8.9883 | 9359.3209
9.0205 | 9289.011
9.0527 | 9218.2166
9.0849 | 9156.0074
9.1171 | 9093.3672
9.1493 | 9024.9933
9.1816 | 8954.8442
9.2138 | 8885.376
9.246 | 8816.3032
9.2782 | 8749.6127
9.3104 | 8675.2882
9.3426 | 8600.0837
9.3749 | 8529.4691
9.4071 | 8466.7409
9.4393 | 8400.8755
9.4715 | 8336.0673
9.5037 | 8271.7782
9.5359 | 8211.0025
9.5682 | 8148.1837
9.6004 | 8082.7851
9.6326 | 8017.4566
9.6648 | 7957.5774
9.697 | 7895.3313
9.7292 | 7834.4854
9.7614 | 7771.3976
9.7937 | 7716.9487
9.8259 | 7663.4856
9.8581 | 7610.4344
9.8903 | 7550.179
9.9225 | 7498.6339
9.9547 | 7441.8193
9.987 | 7381.1699
10.0192 | 7325.3219
10.0514 | 7265.944
10.0836 | 7200.4739
10.1158 | 7137.3504
10.148 | 7079.4964
10.1802 | 7022.5734
10.2125 | 6972.588
10.2447 | 6911.723
10.2769 | 6858.2599
10.3091 | 6811.6247
10.3413 | 6766.423
10.3735 | 6708.6238
10.4058 | 6660.6088
10.438 | 6612.97
10.4702 | 6563.0738
10.5024 | 6510.7228
10.5346 | 6457.5466
10.5669 | 6403.2941
10.5991 | 6349.975
10.6313 | 6294.7724
10.6635 | 6242.9047
10.6957 | 6194.8539
10.7279 | 6146.7675
10.7601 | 6104.328
10.7924 | 6060.5776
10.8246 | 6017.5821
10.8568 | 5969.5671
10.889 | 5920.0115
10.9212 | 5874.6848
10.9534 | 5829.682
10.9856 | 5775.7534
11.0179 | 5722.5045
11.0501 | 5675.136
11.0823 | 5632.3178
11.1145 | 5589.8235
11.1467 | 5543.6551
11.179 | 5497.1998
11.2112 | 5454.1852
11.2434 | 5410.8492
11.2756 | 5365.1284
11.3078 | 5321.7376
11.34 | 5280.6768
11.3722 | 5240.2791
11.4045 | 5200.4018
11.4367 | 5159.573
11.4689 | 5121.578
11.5011 | 5085.6439
11.5333 | 5045.2998
11.5655 | 5004.4532
11.5978 | 4966.1891
11.63 | 4930.2728
11.6622 | 4891.7026
11.6944 | 4848.5452
11.7266 | 4804.8139
11.7588 | 4766.4771
11.7911 | 4732.3896
11.8233 | 4698.0853
11.8555 | 4661.6487
11.8877 | 4624.5847
11.9199 | 4592.5389
11.9521 | 4556.3166
11.9843 | 4521.0099
12.0166 | 4481.0969
12.0488 | 4439.9098
12.081 | 4399.7455
12.1132 | 4370.119
12.1454 | 4340.9235
12.1776 | 4315.4558
12.2099 | 4282.7112
12.2421 | 4246.9913
12.2743 | 4210.9309
12.3065 | 4175.66
12.3387 | 4135.8527
12.3709 | 4097.8042
12.4032 | 4059.6102
12.4354 | 4025.4143
12.4676 | 3994.7484
12.4998 | 3964.2803
12.532 | 3933.7037
12.5642 | 3903.7379
12.5965 | 3874.8103
12.6287 | 3845.4363
12.6609 | 3815.0574
12.6931 | 3786.0226
12.7253 | 3759.4071
12.7575 | 3732.3797
12.7897 | 3703.6855
12.822 | 3673.3958
12.8542 | 3643.5551
12.8864 | 3613.9834
12.9186 | 3584.9308
12.9508 | 3553.3148
12.9831 | 3524.6219
13.0153 | 3502.2544
13.0475 | 3475.1185
13.0797 | 3444.2384
13.1119 | 3419.8993
13.1441 | 3392.3528
13.1763 | 3366.0778
13.2086 | 3339.822
13.2408 | 3311.3241
13.273 | 3282.8454
13.3052 | 3263.7223
13.3374 | 3239.7594
13.3696 | 3213.5392
13.4018 | 3186.9415
13.4341 | 3160.0582
13.4663 | 3133.3356
13.4985 | 3111.0038
13.5307 | 3084.0835
13.5629 | 3058.5265
13.5952 | 3036.6423
13.6274 | 3017.1609
13.6596 | 2998.2341
13.6918 | 2976.8167
13.724 | 2950.8835
13.7562 | 2925.1824
13.7884 | 2903.3697
13.8207 | 2880.8593
13.8529 | 2856.3774
13.8851 | 2837.3078
13.9173 | 2420.9658
13.9495 | 2348.4726
13.9817 | 2252.2499
-6.9924 | 7640.636
-6.9648 | 7699.4847
-6.9373 | 7782.2708
-6.9098 | 7853.3484
-6.8823 | 7907.7757
-6.8547 | 7948.3047
-6.8272 | 7999.6751
-6.7997 | 8033.783
-6.7721 | 8068.0783
-6.7446 | 8108.3778
-6.7171 | 8162.073
-6.6895 | 8215.8027
-6.662 | 8247.8319
-6.6345 | 8283.2087
-6.607 | 8343.3008
-6.5794 | 8403.7998
-6.5519 | 8467.0164
-6.5244 | 8523.1385
-6.4968 | 8562.2367
-6.4693 | 8610.0387
-6.4418 | 8667.2525
-6.4143 | 8748.4292
-6.3867 | 8829.8367
-6.3592 | 8903.2978
-6.3317 | 8958.4252
-6.3041 | 9002.9472
-6.2766 | 9065.2188
-6.2491 | 9133.4435
-6.2216 | 9195.024
-6.194 | 9235.0429
-6.1665 | 9254.3152
-6.139 | 9298.3271
-6.1114 | 9336.8131
-6.0839 | 9386.3776
-6.0564 | 9430.0668
-6.0289 | 9466.7368
-6.0013 | 9524.5883
-5.9738 | 9563.2949
-5.9463 | 9616.8715
-5.9187 | 9697.5202
-5.8912 | 9764.9275
-5.8637 | 9812.3291
-5.8362 | 9846.0455
-5.8086 | 9899.4856
-5.7811 | 9958.3152
-5.7536 | 10018.5183
-5.726 | 10098.5791
-5.6985 | 10177.8492
-5.671 | 10238.0166
-5.6434 | 10286.8147
-5.6159 | 10357.6027
-5.5884 | 10426.5595
-5.5609 | 10483.8919
-5.5333 | 10558.4166
-5.5058 | 10625.2793
-5.4783 | 10686.7322
-5.4507 | 10744.1921
-5.4232 | 10797.5723
-5.3957 | 10893.3295
-5.3682 | 10939.795
-5.3406 | 10994.5539
-5.3131 | 11057.1928
-5.2856 | 11114.4729
-5.258 | 11174.9387
-5.2305 | 11234.6546
-5.203 | 11271.5822
-5.1755 | 11329.4247
-5.1479 | 11338.3671
-5.1204 | 11409.5709
-5.0929 | 11489.948
-5.0653 | 11572.7354
-5.0378 | 11630.8763
-5.0103 | 11684.018
-4.9828 | 11737.6125
-4.9552 | 11822.6546
-4.9277 | 11907.7503
-4.9002 | 12012.9268
-4.8726 | 12086.0729
-4.8451 | 12146.9813
-4.8176 | 12210.87
-4.79 | 12256.6367
-4.7625 | 12309.6942
-4.735 | 12395.4786
-4.7075 | 12442.1482
-4.6799 | 12456.2517
-4.6524 | 12507.6221
-4.6249 | 12569.1693
-4.5973 | 12616.8515
-4.5698 | 12670.2662
-4.5423 | 12726.8653
-4.5148 | 12818.0531
-4.4872 | 12861.0307
-4.4597 | 12934.4624
-4.4322 | 13015.8776
-4.4046 | 13078.2143
-4.3771 | 13142.7699
-4.3496 | 13220.1296
-4.3221 | 13281.3185
-4.2945 | 13372.3112
-4.267 | 13416.8574
-4.2395 | 13471.7591
-4.2119 | 13532.4251
-4.1844 | 13581.2181
-4.1569 | 13615.3579
-4.1294 | 13661.4472
-4.1018 | 13707.1157
-4.0743 | 13762.5912
-4.0468 | 13812.0729
-4.0192 | 13875.8506
-3.9917 | 13936.2106
-3.9642 | 14009.9739
-3.9366 | 14078.6361
-3.9091 | 14142.7072
-3.8816 | 14224.0203
-3.8541 | 14315.2808
-3.8265 | 14370.7053
-3.799 | 14447.7079
-3.7715 | 14507.8766
-3.7439 | 14565.89
-3.7164 | 14580.6197
-3.6889 | 14654.3703
-3.6614 | 14743.4117
-3.6338 | 14794.666
-3.6063 | 14852.5391
-3.5788 | 14928.7001
-3.5512 | 14984.2011
-3.5237 | 15062.5173
-3.4962 | 15178.9012
-3.4687 | 15314.5038
-3.4411 | 15393.1388
-3.4136 | 15451.5093
-3.3861 | 15529.6979
-3.3585 | 15614.008
-3.331 | 15713.4559
-3.3035 | 15790.5861
-3.276 | 15851.1883
-3.2484 | 15900.6955
-3.2209 | 15966.3989
-3.1934 | 16053.5274
-3.1658 | 16131.7161
-3.1383 | 16195.3663
-3.1108 | 16230.437
-3.0832 | 16282.2907
-3.0557 | 16360.8492
-3.0282 | 16443.3866
-3.0007 | 16477.807
-2.9731 | 16510.6715
-2.9456 | 16529.852
-2.9181 | 16533.7034
-2.8905 | 16607.4412
-2.863 | 16688.9201
-2.8355 | 16763.0533
-2.808 | 16808.3265
-2.7804 | 16862.3099
-2.7529 | 16953.124
-2.7254 | 16987.978
-2.6978 | 17024.6174
-2.6703 | 17121.9482
-2.6428 | 17168.8155
-2.6153 | 17211.1172
-2.5877 | 17236.7635
-2.5602 | 17264.4758
-2.5327 | 17280.9399
-2.5051 | 17329.8094
-2.4776 | 17423.5567
-2.4501 | 17519.2425
-2.4226 | 17560.0265
-2.395 | 17599.5098
-2.3675 | 17643.8393
-2.34 | 17690.2347
-2.3124 | 17756.2187
-2.2849 | 17807.6898
-2.2574 | 17828.745
-2.2298 | 17882.1928
-2.2023 | 17957.1422
-2.1748 | 18024.0445
-2.1473 | 18085.8838
-2.1197 | 18148.5392
-2.0922 | 18221.1421
-2.0647 | 18289.4981
-2.0371 | 18382.9011
-2.0096 | 18470.6418
-1.9821 | 18515.7619
-1.9546 | 18539.1891
-1.927 | 18596.3991
-1.8995 | 18642.2589
-1.872 | 18681.8569
-1.8444 | 18709.6712
-1.8169 | 18742.5102
-1.7894 | 18772.5563
-1.7619 | 18817.957
-1.7343 | 18894.9213
-1.7068 | 18930.5149
-1.6793 | 18973.1737
-1.6517 | 19069.7139
-1.6242 | 19207.0255
-1.5967 | 19281.503
-1.5692 | 19308.7052
-1.5416 | 19303.9993
-1.5141 | 19330.347
-1.4866 | 19334.8743
-1.459 | 19410.2063
-1.4315 | 19481.8781
-1.404 | 19499.7451
-1.3765 | 19464.6361
-1.3489 | 19491.4301
-1.3214 | 19545.5539
-1.2939 | 19632.3635
-1.2663 | 19666.4523
-1.2388 | 19717.2858
-1.2113 | 19753.6828
-1.1837 | 19758.682
-1.1562 | 19741.593
-1.1287 | 19738.494
-1.1012 | 19730.4086
-1.0736 | 19743.4422
-1.0461 | 19783.5631
-1.0186 | 19824.7681
-0.99104 | 19856.2807
-0.96352 | 19887.9337
-0.93599 | 19971.4658
-0.90846 | 20018.9452
-0.88093 | 20047.2059
-0.8534 | 20092.0709
-0.82587 | 20120.5611
-0.79834 | 20107.7316
-0.77081 | 20128.5573
-0.74328 | 20166.6377
-0.71575 | 20225.8627
-0.68823 | 20252.9373
-0.6607 | 20284.7433
-0.63317 | 20350.0514
-0.60564 | 20390.6442
-0.57811 | 20434.4507
-0.55058 | 20513.0475
-0.52305 | 20585.8671
-0.49552 | 20645.2833
-0.46799 | 20654.5675
-0.44046 | 20618.4128
-0.41294 | 20619.1524
-0.38541 | 20619.8283
-0.35788 | 20625.0826
-0.33035 | 20648.2548
-0.30282 | 20677.2806
-0.27529 | 20698.0042
-0.24776 | 20675.6737
-0.22023 | 20664.196
-0.1927 | 20673.3017
-0.16517 | 20692.699
-0.13765 | 20779.9933
-0.11012 | 20822.1419
-0.082587 | 20841.4627
-0.055058 | 20803.8669
-0.027529 | 20841.8581
2.7356e-13 | 20859.8015
0.027529 | 20818.3033
0.055058 | 20767.5591
0.082587 | 20754.0537
0.11012 | 20688.8348
0.13765 | 20686.6285
0.16517 | 20705.5795
0.1927 | 20727.6422
0.22023 | 20649.122
0.24776 | 20614.0512
0.27529 | 20636.3945
0.30282 | 20697.6089
0.33035 | 20716.1135
0.35788 | 20724.1479
0.38541 | 20738.597
0.41294 | 20695.8362
0.44046 | 20679.7929
0.46799 | 20659.8217
0.49552 | 20660.74
0.52305 | 20634.0352
0.55058 | 20656.0724
0.57811 | 20641.2661
0.60564 | 20633.7801
0.63317 | 20617.0609
0.6607 | 20637.7463
0.68823 | 20648.8669
0.71575 | 20679.6654
0.74328 | 20689.9316
0.77081 | 20690.8625
0.79834 | 20676.0563
0.82587 | 20647.8339
0.8534 | 20603.9381
0.88093 | 20591.4784
0.90846 | 20581.0082
0.93599 | 20579.5161
0.96352 | 20564.4548
0.99104 | 20538.4514
1.0186 | 20544.1903
1.0461 | 20470.784
1.0736 | 20452.3432
1.1012 | 20441.5797
1.1287 | 20385.645
1.1562 | 20368.4412
1.1837 | 20317.6588
1.2113 | 20291.6554
1.2388 | 20284.6667
1.2663 | 20263.3437
1.2939 | 20248.2442
1.3214 | 20287.1026
1.3489 | 20282.8813
1.3765 | 20315.7586
1.404 | 20310.1727
1.4315 | 20292.5353
1.459 | 20256.7504
1.4866 | 20217.1141
1.5141 | 20175.1057
1.5416 | 20163.3475
1.5692 | 20124.3743
1.5967 | 20127.1927
1.6242 | 20089.2908
1.6517 | 20011.2934
1.6793 | 19959.1082
1.7068 | 19903.6581
1.7343 | 19848.833
1.7619 | 19839.4978
1.7894 | 19792.554
1.8169 | 19727.8708
1.8444 | 19666.9242
1.872 | 19627.4791
1.8995 | 19591.4902
1.927 | 19543.0288
1.9546 | 19486.5202
1.9821 | 19452.4187
2.0096 | 19393.5126
2.0371 | 19414.0959
2.0647 | 19412.3105
2.0922 | 19384.5217
2.1197 | 19322.0065
2.1473 | 19268.4567
2.1748 | 19262.6286
2.2023 | 19299.8418
2.2298 | 19288.5427
2.2574 | 19245.3355
2.2849 | 19169.8888
2.3124 | 19134.7415
2.34 | 19099.9641
2.3675 | 19084.3544
2.395 | 19097.8598
2.4226 | 19051.018
2.4501 | 18972.9187
2.4776 | 18940.1945
2.5051 | 18893.748
2.5327 | 18836.1172
2.5602 | 18780.0423
2.5877 | 18722.5518
2.6153 | 18668.2878
2.6428 | 18605.3007
2.6703 | 18566.0725
2.6978 | 18516.4888
2.7254 | 18428.8629
2.7529 | 18380.1592
2.7804 | 18351.0951
2.808 | 18312.6448
2.8355 | 18270.4834
2.863 | 18206.8587
2.8905 | 18172.6679
2.9181 | 18100.5497
2.9456 | 18008.2817
2.9731 | 17934.5439
3.0007 | 17872.22
3.0282 | 17803.8639
3.0557 | 17736.5281
3.0832 | 17677.6092
3.1108 | 17634.1215
3.1383 | 17546.7252
3.1658 | 17508.938
3.1934 | 17509.6522
3.2209 | 17502.2555
3.2484 | 17487.717
3.276 | 17437.5467
3.3035 | 17392.4904
3.331 | 17325.5754
3.3585 | 17244.2368
3.3861 | 17162.4263
3.4136 | 17084.633
3.4411 | 17015.5882
3.4687 | 16962.0766
3.4962 | 16907.0729
3.5237 | 16843.3972
3.5512 | 16761.5102
3.5788 | 16723.3405
3.6063 | 16714.7577
3.6338 | 16692.2869
3.6614 | 16655.571
3.6889 | 16591.1174
3.7164 | 16502.5988
3.7439 | 16411.5041
3.7715 | 16382.4783
3.799 | 16345.5201
3.8265 | 16258.5574
3.8541 | 16148.2312
3.8816 | 16072.1213
3.9091 | 16002.6429
3.9366 | 15950.6235
3.9642 | 15916.5347
3.9917 | 15885.4811
4.0192 | 15822.6471
4.0468 | 15754.9287
4.0743 | 15701.3788
4.1018 | 15645.4059
4.1294 | 15623.0754
4.1569 | 15617.9232
4.1844 | 15580.6462
4.2119 | 15522.2374
4.2395 | 15434.6881
4.267 | 15346.7944
4.2945 | 15282.9019
4.3221 | 15213.7679
4.3496 | 15210.2353
4.3771 | 15122.9282
4.4046 | 15000.627
4.4322 | 14909.4813
4.4597 | 14860.3695
4.4872 | 14818.6289
4.5148 | 14768.9177
4.5423 | 14690.6908
4.5698 | 14639.4875
4.5973 | 14512.0723
4.6249 | 14439.7628
4.6524 | 14370.8838
4.6799 | 14298.1662
4.7075 | 14221.1254
4.735 | 14155.4219
4.7625 | 14081.4035
4.79 | 14023.9002
4.8176 | 13960.4413
4.8451 | 13913.5485
4.8726 | 13853.9792
4.9002 | 13804.1278
4.9277 | 13757.5793
4.9552 | 13711.4772
4.9828 | 13671.6241
5.0103 | 13649.4339
5.0378 | 13577.3029
5.0653 | 13514.2011
5.0929 | 13472.6773
5.1204 | 13432.1483
5.1479 | 13373.612
5.1755 | 13315.2288
5.203 | 13247.064
5.2305 | 13149.0827
5.258 | 13045.1075
5.2856 | 12999.1712
5.3131 | 12958.1703
5.3406 | 12900.0038
5.3682 | 12839.3888
5.3957 | 12783.875
5.4232 | 12725.8106
5.4507 | 12658.1559
5.4783 | 12625.2392
5.5058 | 12607.7816
5.5333 | 12547.8183
5.5609 | 12457.9466
5.5884 | 12355.8435
5.6159 | 12276.2763
5.6434 | 12238.3017
5.671 | 12179.3101
5.6985 | 12103.5662
5.726 | 12031.1164
5.7536 | 11943.6449
5.7811 | 11881.3592
5.8086 | 11837.304
5.8362 | 11810.9461
5.8637 | 11750.7685
5.8912 | 11660.8879
5.9187 | 11581.6612
5.9463 | 11536.4977
5.9738 | 11509.2637
6.0013 | 11456.4369
6.0289 | 11410.4483
6.0564 | 11357.1548
6.0839 | 11283.1377
6.1114 | 11220.7054
6.139 | 11159.3443
6.1665 | 11108.9024
6.194 | 11034.2578
6.2216 | 10930.5376
6.2491 | 10883.2036
6.2766 | 10826.5267
6.3041 | 10775.7366
6.3317 | 10757.7498
6.3592 | 10697.0544
6.3867 | 10628.4305
6.4143 | 10538.5487
6.4418 | 10457.585
6.4693 | 10405.3959
6.4968 | 10315.1314
6.5244 | 10231.6541
6.5519 | 10149.975
6.5794 | 10043.657
6.607 | 9992.7305
6.6345 | 9939.715
6.662 | 9896.666
6.6895 | 9866.7143
6.7171 | 9818.1712
6.7446 | 9770.1651
6.7721 | 9701.6943
6.7997 | 9624.8345
6.8272 | 9573.9411
6.8547 | 9530.6179
6.8823 | 9511.8735
6.9098 | 9492.4481
6.9373 | 9441.5127
6.9648 | 9379.9386
6.9924 | 9329.4623
7.0199 | 9294.8774
7.0474 | 9272.0125
7.075 | 9238.9937
7.1025 | 9185.435
7.13 | 9092.9477
7.1575 | 8995.2316
7.1851 | 8962.5291
7.2126 | 8920.4162
7.2401 | 8893.0444
7.2677 | 8854.6451
7.2952 | 8785.7394
7.3227 | 8695.4494
7.3502 | 8639.0199
7.3778 | 8590.9284
7.4053 | 8548.2109
7.4328 | 8450.009
7.4604 | 8379.2298
7.4879 | 8312.9563
7.5154 | 8271.2183
7.5429 | 8273.1172
7.5705 | 8273.1083
7.598 | 8224.5653
7.6255 | 8192.6815
7.6531 | 8159.1437
7.6806 | 8128.0672
7.7081 | 8106.1715
7.7357 | 8087.6912
7.7632 | 8043.5594
7.7907 | 7970.421
7.8182 | 7923.3611
7.8458 | 7893.5624
7.8733 | 7847.6159
7.9008 | 7796.0339
7.9284 | 7757.8463
7.9559 | 7717.2497
7.9834 | 7647.1005
8.0109 | 7586.9842
8.0385 | 7542.026
8.066 | 7474.2782
8.0935 | 7413.0893
8.1211 | 7375.9501
8.1486 | 7345.9639
8.1761 | 7309.3692
8.2036 | 7271.4966
8.2312 | 7244.5431
8.2587 | 7195.8292
8.2862 | 7134.597
8.3138 | 7089.0688
8.3413 | 7052.951
8.3688 | 7012.8479
8.3963 | 6975.5377
8.4239 | 6918.8456
8.4514 | 6867.1589
8.4789 | 6795.9207
8.5065 | 6745.7083
8.534 | 6710.3748
8.5615 | 6683.0706
8.5891 | 6630.9848
8.6166 | 6564.9166
8.6441 | 6503.011
8.6716 | 6443.0554
8.6992 | 6386.8746
8.7267 | 6350.8078
8.7542 | 6308.2766
8.7818 | 6258.295
8.8093 | 6219.7325
8.8368 | 6196.5169
8.8643 | 6182.4491
8.8919 | 6161.5839
8.9194 | 6156.2952
8.9469 | 6097.4733
8.9745 | 6045.3441
9.002 | 6018.1764
9.0295 | 5994.3232
9.057 | 5941.8714
9.0846 | 5883.3555
9.1121 | 5838.2622
9.1396 | 5793.2186
9.1672 | 5738.9444
9.1947 | 5701.3358
9.2222 | 5656.949
9.2497 | 5616.4888
9.2773 | 5570.7042
9.3048 | 5535.6769
9.3323 | 5514.3181
9.3599 | 5479.0012
9.3874 | 5459.9585
9.4149 | 5447.0231
9.4425 | 5433.2091
9.47 | 5425.7651
9.4975 | 5405.9406
9.525 | 5367.6586
9.5526 | 5321.9519
9.5801 | 5266.3577
9.6076 | 5219.5861
9.6352 | 5172.0391
9.6627 | 5119.0427
9.6902 | 5074.4684
9.7177 | 5022.4336
9.7453 | 4981.939
9.7728 | 4969.6158
9.8003 | 4952.3699
9.8279 | 4934.29
9.8554 | 4915.3493
9.8829 | 4881.5831
9.9104 | 4849.4673
9.938 | 4823.5009
9.9655 | 4801.8182
9.993 | 4776.5596
10.0206 | 4745.705
10.0481 | 4713.2576
10.0756 | 4677.6588
10.1031 | 4643.338
10.1307 | 4607.46
10.1582 | 4576.9203
10.1857 | 4543.3736
10.2133 | 4504.4884
10.2408 | 4462.1115
10.2683 | 4417.6137
10.2958 | 4391.7927
10.3234 | 4363.6035
10.3509 | 4337.8501
10.3784 | 4326.6427
10.406 | 4304.7981
10.4335 | 4275.1703
10.461 | 4252.0823
10.4886 | 4228.0659
10.5161 | 4203.8887
10.5436 | 4180.3071
10.5711 | 4164.0917
10.5987 | 4120.7608
10.6262 | 4071.6133
10.6537 | 4038.578
10.6813 | 4011.7686
10.7088 | 3983.0603
10.7363 | 3961.0627
10.7638 | 3926.0187
10.7914 | 3896.331
10.8189 | 3860.5537
10.8464 | 3852.9313
10.874 | 3830.7296
10.9015 | 3804.1931
10.929 | 3773.9507
10.9566 | 3746.6478
10.9841 | 3722.6568
11.0116 | 3703.8283
11.0391 | 3676.3621
11.0667 | 3654.918
11.0942 | 3628.2795
11.1217 | 3613.7589
11.1493 | 3599.0598
11.1768 | 3581.6609
11.2043 | 3556.8194
11.2318 | 3514.4934
11.2594 | 3475.1823
11.2869 | 3445.1107
11.3144 | 3425.5068
11.342 | 3394.1574
11.3695 | 3363.9851
11.397 | 3333.198
11.4245 | 3332.313
11.4521 | 3319.0014
11.4796 | 3306.3032
11.5071 | 3306.5507
11.5347 | 3294.9084
11.5622 | 3266.8812
11.5897 | 3237.6959
11.6172 | 3197.0993
11.6448 | 3166.9423
11.6723 | 3131.8639
11.6998 | 3102.3802
11.7274 | 3078.8242
11.7549 | 3051.2483
11.7824 | 3012.8822
11.81 | 2980.6745
11.8375 | 2956.7257
11.865 | 2950.1171
11.8925 | 2930.0783
11.9201 | 2907.5271
11.9476 | 2901.1149
11.9751 | 2899.7172
12.0026 | 2889.0901
12.0302 | 2892.2835
12.0577 | 2892.1725
12.0852 | 2891.4915
12.1128 | 2887.8123
12.1403 | 2889.7023
12.1678 | 2874.4076
12.1953 | 2841.1337
12.2229 | 2803.756
12.2504 | 2784.2197
12.2779 | 2769.453
12.3055 | 2747.3278
12.333 | 2727.2456
12.3605 | 2699.4058
12.3881 | 2664.395
12.4156 | 2647.5164
12.4431 | 2641.8528
12.4706 | 2626.3707
12.4982 | 2595.1488
12.5257 | 2559.7044
12.5532 | 2540.33
12.5808 | 2521.5512
12.6083 | 2493.149
12.6358 | 2468.69
12.6633 | 2439.9052
12.6909 | 2417.7456
12.7184 | 2407.2627
12.7459 | 2400.1082
12.7735 | 2387.368
12.801 | 2367.824
12.8285 | 2345.3315
12.856 | 2344.3865
12.8836 | 2347.3159
12.9111 | 2347.3325
12.9386 | 2337.3686
12.9662 | 2317.6193
12.9937 | 2291.0994
13.0212 | 2264.2314
13.0488 | 2237.2677
13.0763 | 2222.5954
13.1038 | 2213.2615
13.1313 | 2200.4269
13.1589 | 2167.9883
13.1864 | 2137.2447
13.2139 | 2112.9387
13.2415 | 2097.4221
13.269 | 2092.8578
13.2965 | 2088.6073
13.324 | 2077.8769
13.3516 | 2051.885
13.3791 | 2027.2475
13.4066 | 2031.0887
13.4342 | 2044.501
13.4617 | 2053.9382
13.4892 | 2057.3446
13.5167 | 2057.6506
13.5443 | 2046.7672
13.5718 | 2025.4251
13.5993 | 2012.4298
13.6269 | 1994.86
13.6544 | 1963.0948
13.6819 | 1926.8151
13.7095 | 1893.7975
13.737 | 1865.5994
13.7645 | 1842.9628
13.792 | 1829.5071
13.8196 | 1825.1724
13.8471 | 1816.2223
13.8746 | 1805.9944
13.9022 | 1792.6828
13.9297 | 1786.5933
13.9572 | 1783.8437
13.9847 | 1785.4098
14.0123 | 1775.4548
14.0398 | 1763.6175
14.0673 | 1734.0305
14.0948 | 1711.9831
14.1224 | 1698.9865
14.1499 | 1684.1165
14.1774 | 1662.0347
14.205 | 1645.3589
14.2325 | 1628.7354
14.26 | 1617.7576
14.2876 | 1607.2835
14.3151 | 1614.9813
14.3426 | 1615.1866
14.3701 | 1600.6482
14.3977 | 1589.7482
14.4252 | 1570.5179
14.4527 | 1390.3474
14.4803 | 1209.2903
14.5078 | 1025.4317
14.5353 | 846.7169
14.5628 | 667.0483
14.5904 | 488.0697
14.6179 | 318.6973
14.6454 | 155.3716
14.673 | 0
14.7005 | 0
14.728 | 0
14.7555 | 0
14.7831 | 0
14.8106 | 0
14.8381 | 0
14.8657 | 0
14.8932 | 0
14.9207 | 0
14.9482 | 0
14.9758 | 0
15.0033 | 0
15.0308 | 0
15.0584 | 0
15.0859 | 0
15.1134 | 0
15.141 | 0
15.1685 | 0
15.196 | 0
15.2235 | 0
15.2511 | 0
15.2786 | 0
15.3061 | 0
15.3337 | 0
15.3612 | 0
15.3887 | 0
15.4162 | 0
15.4438 | 0
15.4713 | 0
15.4988 | 0
15.5264 | 0
15.5539 | 0
15.5814 | 0
15.609 | 0
15.6365 | 0
15.664 | 0
15.6915 | 0
15.7191 | 0
15.7466 | 0
15.7741 | 0
15.8017 | 0
15.8292 | 0
15.8567 | 0
15.8842 | 0
15.9118 | 0
15.9393 | 0
15.9668 | 0
15.9944 | 0
16.0219 | 0
16.0494 | 0
16.0769 | 0
16.1045 | 0
16.132 | 0
16.1595 | 0
16.1871 | 0
16.2146 | 0
16.2421 | 0
16.2696 | 0
16.2972 | 0
16.3247 | 0
16.3522 | 0
16.3798 | 0
16.4073 | 0
16.4348 | 0
16.4624 | 0
16.4899 | 0
16.5174 | 0
16.5449 | 0
16.5725 | 0
16.6 | 0
16.6275 | 0
16.655 | 0
16.6826 | 0
16.7101 | 0
16.7376 | 0
16.7652 | 0
16.7927 | 0
16.8202 | 0
16.8478 | 0
16.8753 | 0
16.9028 | 0
16.9303 | 0
16.9579 | 0
16.9854 | 0
17.0129 | 0
17.0405 | 0
17.068 | 0
17.0955 | 0
17.123 | 0
17.1506 | 0
17.1781 | 0
17.2056 | 0
17.2332 | 0
17.2607 | 0
17.2882 | 0
17.3158 | 0
17.3433 | 0
17.3708 | 0
17.3983 | 0
17.4259 | 0
17.4534 | 0
17.4809 | 0
17.5084 | 0
17.536 | 0
17.5635 | 0
17.591 | 0
17.6186 | 0
17.6461 | 0
17.6736 | 0
17.7011 | 0
17.7287 | 0
17.7562 | 0
17.7837 | 0
17.8113 | 0
17.8388 | 0
17.8663 | 0
17.8939 | 0
17.9214 | 0
17.9489 | 0
17.9764 | 0
18.004 | 0
18.0315 | 0
18.059 | 0
18.0866 | 0
18.1141 | 0
18.1416 | 0
18.1691 | 0
18.1967 | 0
18.2242 | 0
18.2517 | 0
18.2793 | 0
18.3068 | 0
18.3343 | 0
18.3619 | 0
18.3894 | 0
18.4169 | 0
18.4444 | 0
18.472 | 0
18.4995 | 0
18.527 | 0
18.5545 | 0
18.5821 | 0
18.6096 | 0
18.6371 | 0
18.6647 | 0
18.6922 | 0
18.7197 | 0
18.7473 | 0
18.7748 | 0
18.8023 | 0
18.8298 | 0
18.8574 | 0
18.8849 | 0
18.9124 | 0
18.94 | 0
18.9675 | 0
18.995 | 0
19.0225 | 0
19.0501 | 0
19.0776 | 0
19.1051 | 0
19.1327 | 0
19.1602 | 0

## Narrow
Desire
D22 Studio HD | 2016-01-19
Diffusion | Beam Angle | Field Angle
Narrow | 14.9 | 30.1
[5 empty] | Power Consump (Watts) | Efficacy (lm/W)
Mode | Accessory Lens | Max Candela | Field Lumens | Beam Lumens
Boost Full | Narrow | 25867.8077 | 1891.0985 | 1024.4546 | 53.4 | 35.4138
Regulated Full | Narrow | 25085.151 | 1833.8814 | 993.4587 | 51.4 | 35.6786
Regulated 3200K | Narrow | 21051.4587 | 1538.9933 | 833.7105 | 41.9 | 36.7301
Regulated 5600K | Narrow | 22102.5265 | 1615.8329 | 875.3365 | 45.8 | 35.2802
| For Field diameter at any distance, multiply distance by |  |  |  | 0.53777
| For Beam diameter at any distance, multiply distance by |  |  |  | 0.26153
Dist for 1.0 fc
Regulated mode | Throw Distance (ft) | 10 | 15 | 20 | 25 | 158.3829
| Throw Distance (m) | 3.048 | 4.572 | 6.096 | 7.62 | 48.2751
| Field Diameter (ft) | 5.3777 | 8.0665 | 10.7554 | 13.4442 | 85.1735
| Field Diameter (m) | 1.6391 | 2.4587 | 3.2782 | 4.0978 | 25.9609
| Illuminance (fc) | 250.8515 | 111.4896 | 62.7129 | 40.1362 | 1
| Illuminance (lux) | 2700.1406 | 1200.0625 | 675.0351 | 432.0225 | 10.8
Test Distance (m) | Iso-Illuminance Diagram grid lines
4.295 | 0.3 | 0.6 | 0.9 | 1.2 | 1.5
| 0.069849 | 0.1397 | 0.20955 | 0.27939 | 0.34924
Regulated mode
Measurement: Full Regulated Warm - NR - Make Intensity
Degrees | (Cd) |  | (Cd)
-18.2402 | 1352.7158 |  | 1725.1185
-18.2044 | 1358.7913 |  | 1732.8666
-18.1686 | 1363.5967 |  | 1738.9948
-18.1327 | 1368.2082 |  | 1744.8759
-18.0969 | 1378.9717 |  | 1758.6026
-18.0611 | 1389.1358 |  | 1771.5649
-18.0252 | 1397.109 |  | 1781.7331
-17.9894 | 1408.0868 |  | 1795.7331
-17.9536 | 1419.6308 |  | 1810.4552
-17.9177 | 1433.5163 |  | 1828.1633
-17.8819 | 1445.6903 |  | 1843.6888
-17.8461 | 1455.4897 |  | 1856.186
-17.8102 | 1467.9634 |  | 1872.0937
-17.7744 | 1480.1553 |  | 1887.642
-17.7386 | 1489.9215 |  | 1900.0969
-17.7027 | 1498.4584 |  | 1910.984
-17.6669 | 1506.8958 |  | 1921.7442
-17.631 | 1517.5254 |  | 1935.3001
-17.5952 | 1530.4148 |  | 1951.738
-17.5594 | 1541.2434 |  | 1965.5477
-17.5235 | 1556.6745 |  | 1985.227
-17.4877 | 1573.3491 |  | 2006.4921
-17.4519 | 1587.6669 |  | 2024.7516
-17.416 | 1598.762 |  | 2038.9012
-17.3802 | 1609.5574 |  | 2052.6686
-17.3444 | 1622.4303 |  | 2069.0853
-17.3085 | 1637.262 |  | 2088.0003
-17.2727 | 1647.7093 |  | 2101.3236
-17.2369 | 1658.937 |  | 2115.6424
-17.201 | 1671.046 |  | 2131.085
-17.1652 | 1685.0807 |  | 2148.9834
-17.1293 | 1699.1982 |  | 2166.9875
-17.0935 | 1713.2827 |  | 2184.9494
-17.0577 | 1721.3387 |  | 2195.2233
-17.0218 | 1733.5127 |  | 2210.7488
-16.986 | 1744.8578 |  | 2225.2172
-16.9502 | 1756.4669 |  | 2240.0222
-16.9143 | 1770.7183 |  | 2258.1971
-16.8785 | 1784.1052 |  | 2275.2693
-16.8427 | 1794.6353 |  | 2288.6984
-16.8068 | 1811.2282 |  | 2309.8594
-16.771 | 1824.1164 |  | 2326.2957
-16.7352 | 1838.9163 |  | 2345.1699
-16.6993 | 1853.1499 |  | 2363.3221
-16.6635 | 1866.7701 |  | 2380.6919
-16.6276 | 1881.635 |  | 2399.6491
-16.5918 | 1900.387 |  | 2423.5636
-16.556 | 1915.2851 |  | 2442.5631
-16.5201 | 1931.9277 |  | 2463.7874
-16.4843 | 1949.3675 |  | 2486.0283
-16.4485 | 1968.2865 |  | 2510.1558
-16.4126 | 1985.095 |  | 2531.5916
-16.3768 | 2001.4877 |  | 2552.4973
-16.341 | 2012.931 |  | 2567.0909
-16.3051 | 2025.3384 |  | 2582.914
-16.2693 | 2036.7995 |  | 2597.5304
-16.2335 | 2046.7978 |  | 2610.2813
-16.1976 | 2058.5408 |  | 2625.2571
-16.1618 | 2071.2135 |  | 2641.4185
-16.1259 | 2085.4318 |  | 2659.5511
-16.0901 | 2103.9338 |  | 2683.1468
-16.0543 | 2121.357 |  | 2705.3666
-16.0185 | 2141.1229 |  | 2730.574
-15.9826 | 2160.4551 |  | 2755.2284
-15.9468 | 2181.3828 |  | 2781.9175
-15.9109 | 2199.7038 |  | 2805.2822
-15.8751 | 2218.9034 |  | 2829.7675
-15.8393 | 2235.2145 |  | 2850.569
-15.8034 | 2256.1256 |  | 2877.2369
-15.7676 | 2277.219 |  | 2904.1374
-15.7318 | 2296.851 |  | 2929.1741
-15.6959 | 2314.6236 |  | 2951.8395
-15.6601 | 2334.7542 |  | 2977.512
-15.6243 | 2354.6514 |  | 3002.887
-15.5884 | 2374.5168 |  | 3028.2212
-15.5526 | 2395.0287 |  | 3054.3801
-15.5168 | 2408.6489 |  | 3071.75
-15.4809 | 2426.7199 |  | 3094.7959
-15.4451 | 2445.5204 |  | 3118.7721
-15.4092 | 2463.6756 |  | 3141.9254
-15.3734 | 2482.4441 |  | 3165.861
-15.3376 | 2502.9561 |  | 3192.0199
-15.3017 | 2522.273 |  | 3216.6548
-15.2659 | 2546.9539 |  | 3248.1303
-15.2301 | 2569.8583 |  | 3277.3403
-15.1942 | 2587.613 |  | 3299.9829
-15.1584 | 2610.5506 |  | 3329.2352
-15.1226 | 2627.8577 |  | 3351.3069
-15.0867 | 2646.2449 |  | 3374.7562
-15.0509 | 2665.312 |  | 3399.0723
-15.0151 | 2684.5295 |  | 3423.5804
-14.9792 | 2701.7026 |  | 3445.4814
-14.9434 | 2726.9663 |  | 3477.7002
-14.9076 | 2749.5047 |  | 3506.4434
-14.8717 | 2774.0861 |  | 3537.792
-14.8359 | 2795.6119 |  | 3565.2439
-14.8 | 2817.5369 |  | 3593.2048
-14.7642 | 2842.6832 |  | 3625.2739
-14.7284 | 2867.9457 |  | 3657.4911
-14.6925 | 2890.5503 |  | 3686.3189
-14.6567 | 2912.8069 |  | 3714.7026
-14.6209 | 2937.9367 |  | 3746.7506
-14.585 | 2967.9674 |  | 3785.0489
-14.5492 | 2993.4951 |  | 3817.6043
-14.5134 | 3012.5468 |  | 3841.901
-14.4775 | 3036.298 |  | 3872.1908
-14.4417 | 3061.7262 |  | 3904.6194
-14.4058 | 3087.3878 |  | 3937.3457
-14.37 | 3112.9333 |  | 3969.9239
-14.3342 | 3133.8444 |  | 3996.5918
-14.2983 | 3158.0943 |  | 4027.5176
-14.2625 | 3186.9109 |  | 4064.2675
-14.2267 | 3213.8848 |  | 4098.6673
-14.1908 | 3240.4761 |  | 4132.5792
-14.155 | 3267.1503 |  | 4166.5967
-14.1192 | 3294.0234 |  | 4200.868
-14.0833 | 3321.1796 |  | 4235.5004
-14.0475 | 3346.692 |  | 4268.0363
-14.0117 | 3372.9517 |  | 4301.5253
-13.9758 | 3400.2074 |  | 4336.2845
-13.94 | 3425.9519 |  | 4369.1164
-13.9041 | 3453.3071 |  | 4404.0025
-13.8683 | 3480.0654 |  | 4438.1274
-13.8325 | 3510.1944 |  | 4476.5509
-13.7966 | 3543.8444 |  | 4519.4648
-13.7608 | 3577.5621 |  | 4562.465
-13.725 | 3610.5975 |  | 4604.595
-13.6891 | 3640.2112 |  | 4642.3614
-13.6533 | 3667.9656 |  | 4677.7565
-13.6175 | 3697.3816 |  | 4715.2708
-13.5816 | 3724.5379 |  | 4749.9032
-13.5458 | 3753.4209 |  | 4786.7376
-13.51 | 3778.9996 |  | 4819.3581
-13.4741 | 3803.9291 |  | 4851.1508
-13.4383 | 3832.8797 |  | 4888.0715
-13.4025 | 3864.5543 |  | 4928.4662
-13.3666 | 3894.7165 |  | 4966.9319
-13.3308 | 3928.2671 |  | 5009.719
-13.295 | 3958.7289 |  | 5048.5669
-13.2591 | 3994.1389 |  | 5093.7253
-13.2233 | 4033.1044 |  | 5143.418
-13.1875 | 4067.5694 |  | 5187.3712
-13.1516 | 4101.2028 |  | 5230.264
-13.1158 | 4136.813 |  | 5275.6777
-13.0799 | 4167.8398 |  | 5315.2461
-13.0441 | 4202.8353 |  | 5359.8759
-13.0083 | 4232.5332 |  | 5397.7496
-12.9724 | 4259.8718 |  | 5432.6146
-12.9366 | 4295.1339 |  | 5477.5842
-12.9008 | 4329.3323 |  | 5521.1975
-12.8649 | 4363.3318 |  | 5564.5571
-12.8291 | 4400.0541 |  | 5611.389
-12.7933 | 4434.1696 |  | 5654.8965
-12.7574 | 4472.3547 |  | 5703.5939
-12.7216 | 4510.7221 |  | 5752.5239
-12.6858 | 4548.4085 |  | 5800.5853
-12.6499 | 4586.2275 |  | 5848.8159
-12.6141 | 4624.4954 |  | 5897.619
-12.5782 | 4664.6074 |  | 5948.7738
-12.5424 | 4702.3435 |  | 5996.8987
-12.5066 | 4743.0537 |  | 6048.8164
-12.4707 | 4784.0112 |  | 6101.0495
-12.4349 | 4821.6644 |  | 6149.0687
-12.3991 | 4859.8826 |  | 6197.8083
-12.3632 | 4895.2276 |  | 6242.8837
-12.3274 | 4934.1599 |  | 6292.5342
-12.2916 | 4972.5936 |  | 6341.5487
-12.2557 | 5011.8078 |  | 6391.5585
-12.2199 | 5055.0749 |  | 6446.7371
-12.184 | 5100.1861 |  | 6504.2674
-12.1482 | 5138.5548 |  | 6553.199
-12.1124 | 5181.8219 |  | 6608.3775
-12.0765 | 5219.5912 |  | 6656.5447
-12.0407 | 5262.2602 |  | 6710.9604
-12.0049 | 5303.784 |  | 6763.9157
-11.969 | 5343.7621 |  | 6814.8998
-11.9332 | 5383.758 |  | 6865.9066
-11.8974 | 5428.1869 |  | 6922.5668
-11.8615 | 5476.4864 |  | 6984.1631
-11.8257 | 5524.5715 |  | 7045.4861
-11.7899 | 5572.1734 |  | 7106.1927
-11.754 | 5619.9079 |  | 7167.0685
-11.7182 | 5664.7525 |  | 7224.2589
-11.6824 | 5711.1926 |  | 7283.4839
-11.6465 | 5762.9149 |  | 7349.4454
-11.6107 | 5807.4101 |  | 7406.1901
-11.5748 | 5850.7614 |  | 7461.476
-11.539 | 5895.4734 |  | 7518.4973
-11.5032 | 5941.4811 |  | 7577.1709
-11.4673 | 5989.3329 |  | 7638.1963
-11.4315 | 6037.2332 |  | 7699.2835
-11.3957 | 6079.7198 |  | 7753.4667
-11.3598 | 6122.9372 |  | 7808.5818
-11.324 | 6171.3208 |  | 7870.2854
-11.2882 | 6224.3707 |  | 7937.94
-11.2523 | 6273.2186 |  | 8000.2356
-11.2165 | 6319.4265 |  | 8059.1646
-11.1807 | 6362.7599 |  | 8114.4277
-11.1448 | 6409.0495 |  | 8173.4608
-11.109 | 6464.0595 |  | 8243.6151
-11.0732 | 6519.933 |  | 8314.8705
-11.0373 | 6565.4931 |  | 8372.9733
-11.0015 | 6616.2679 |  | 8437.7264
-10.9657 | 6667.4406 |  | 8502.987
-10.9298 | 6720.7239 |  | 8570.9392
-10.894 | 6774.1717 |  | 8639.1012
-10.8581 | 6821.2086 |  | 8699.0873
-10.8223 | 6866.7189 |  | 8757.1267
-10.7865 | 6919.8518 |  | 8824.887
-10.7506 | 6970.7924 |  | 8889.8515
-10.7148 | 7021.9166 |  | 8955.0502
-10.679 | 7072.6251 |  | 9019.7187
-10.6431 | 7124.8103 |  | 9086.2706
-10.6073 | 7180.319 |  | 9157.0609
-10.5715 | 7234.9146 |  | 9226.6866
-10.5356 | 7286.8181 |  | 9292.8791
-10.4998 | 7337.5763 |  | 9357.611
-10.464 | 7387.3704 |  | 9421.1134
-10.4281 | 7443.3114 |  | 9492.455
-10.3923 | 7497.7565 |  | 9561.8889
-10.3565 | 7555.8056 |  | 9635.9189
-10.3206 | 7609.321 |  | 9704.1671
-10.2848 | 7668.699 |  | 9779.8918
-10.2489 | 7726.3502 |  | 9853.4144
-10.2131 | 7785.3966 |  | 9928.7163
-10.1773 | 7840.6056 |  | 9999.1243
-10.1414 | 7902.8913 |  | 10078.5572
-10.1056 | 7960.7083 |  | 10152.2913
-10.0698 | 8023.7897 |  | 10232.739
-10.0339 | 8082.5198 |  | 10307.6375
-9.9981 | 8142.2306 |  | 10383.7867
-9.9623 | 8202.1073 |  | 10460.1474
-9.9264 | 8265.3226 |  | 10540.7659
-9.8906 | 8327.9233 |  | 10620.6005
-9.8547 | 8390.39 |  | 10700.2644
-9.8189 | 8455.716 |  | 10783.5746
-9.7831 | 8517.5514 |  | 10862.4333
-9.7472 | 8584.9842 |  | 10948.4303
-9.7114 | 8655.5083 |  | 11038.3697
-9.6756 | 8721.5293 |  | 11122.5663
-9.6397 | 8783.0345 |  | 11201.0038
-9.6039 | 8842.2466 |  | 11276.5171
-9.5681 | 8899.9973 |  | 11350.1666
-9.5322 | 8955.8376 |  | 11421.3797
-9.4964 | 9008.8046 |  | 11488.9286
-9.4606 | 9064.3287 |  | 11559.7383
-9.4247 | 9128.4737 |  | 11641.5425
-9.3889 | 9193.5829 |  | 11724.5762
-9.3531 | 9260.3525 |  | 11809.7275
-9.3172 | 9326.8402 |  | 11894.5194
-9.2814 | 9400.5845 |  | 11988.5654
-9.2455 | 9474.2636 |  | 12082.5284
-9.2097 | 9542.7434 |  | 12169.8607
-9.1739 | 9605.1783 |  | 12249.4839
-9.138 | 9668.261 |  | 12329.9333
-9.1022 | 9729.2165 |  | 12407.6698
-9.0664 | 9790.6885 |  | 12486.0651
-9.0305 | 9853.7865 |  | 12566.534
-8.9947 | 9917.8653 |  | 12648.2536
-8.9589 | 9982.7079 |  | 12730.9474
-8.923 | 10044.5778 |  | 12809.8501
-8.8872 | 10108.756 |  | 12891.6965
-8.8514 | 10182.3357 |  | 12985.5327
-8.8155 | 10254.834 |  | 13077.9897
-8.7797 | 10321.6699 |  | 13163.2256
-8.7439 | 10391.3306 |  | 13252.0639
-8.708 | 10460.3575 |  | 13340.0939
-8.6722 | 10532.5254 |  | 13432.1297
-8.6363 | 10605.3412 |  | 13524.9917
-8.6005 | 10672.7077 |  | 13610.9041
-8.5647 | 10744.3107 |  | 13702.2194
-8.5288 | 10825.0818 |  | 13805.2268
-8.493 | 10906.3516 |  | 13908.8702
-8.4572 | 10986.9238 |  | 14011.6239
-8.4213 | 11062.3463 |  | 14107.8102
-8.3855 | 11126.1916 |  | 14189.2322
-8.3497 | 11187.1152 |  | 14266.9281
-8.3138 | 11255.4292 |  | 14354.0489
-8.278 | 11328.5932 |  | 14447.3549
-8.2422 | 11398.3865 |  | 14536.3624
-8.2063 | 11462.6464 |  | 14618.3129
-8.1705 | 11529.2004 |  | 14703.1893
-8.1346 | 11608.5598 |  | 14804.3963
-8.0988 | 11692.2539 |  | 14911.1314
-8.063 | 11769.6863 |  | 15009.881
-8.0271 | 11842.2522 |  | 15102.4242
-7.9913 | 11916.9949 |  | 15197.7436
-7.9555 | 11998.7787 |  | 15302.0424
-7.9196 | 12082.4243 |  | 15408.7157
-7.8838 | 12165.4693 |  | 15514.623
-7.848 | 12249.296 |  | 15621.5272
-7.8121 | 12329.3861 |  | 15723.6662
-7.7763 | 12403.5474 |  | 15818.244
-7.7405 | 12479.452 |  | 15915.0451
-7.7046 | 12556.8856 |  | 16013.7963
-7.6688 | 12629.7831 |  | 16106.7623
-7.633 | 12701.469 |  | 16198.1834
-7.5971 | 12769.6299 |  | 16285.109
-7.5613 | 12836.2388 |  | 16370.0554
-7.5254 | 12912.9099 |  | 16467.834
-7.4896 | 12982.7836 |  | 16556.9439
-7.4538 | 13052.6445 |  | 16646.0375
-7.4179 | 13132.3252 |  | 16747.6544
-7.3821 | 13210.144 |  | 16846.8967
-7.3463 | 13288.7408 |  | 16947.1311
-7.3104 | 13372.0816 |  | 17053.4157
-7.2746 | 13441.509 |  | 17141.9564
-7.2388 | 13507.2507 |  | 17225.7968
-7.2029 | 13576.4995 |  | 17314.1098
-7.1671 | 13642.713 |  | 17398.5519
-7.1313 | 13714.8313 |  | 17490.5243
-7.0954 | 13789.245 |  | 17585.4242
-7.0596 | 13868.6069 |  | 17686.6344
-7.0237 | 13954.4601 |  | 17796.123
-6.9879 | 14047.5825 |  | 17914.882
-6.9521 | 14149.9381 |  | 18045.4161
-6.9162 | 14255.9666 |  | 18180.6341
-6.8804 | 14357.4549 |  | 18310.0623
-6.8446 | 14456.1759 |  | 18435.9611
-6.8087 | 14548.1633 |  | 18553.2726
-6.7729 | 14638.7096 |  | 18668.7463
-6.7371 | 14728.1209 |  | 18782.7726
-6.7012 | 14805.353 |  | 18881.2667
-6.6654 | 14877.3565 |  | 18973.0927
-6.6296 | 14947.498 |  | 19062.5442
-6.5937 | 15023.1233 |  | 19158.9891
-6.5579 | 15103.8625 |  | 19261.9559
-6.5221 | 15183.4285 |  | 19363.4263
-6.4862 | 15255.2024 |  | 19454.9596
-6.4504 | 15334.8576 |  | 19556.5439
-6.4145 | 15421.3612 |  | 19666.8619
-6.3787 | 15505.9136 |  | 19774.6916
-6.3429 | 15581.7429 |  | 19871.3968
-6.307 | 15655.6848 |  | 19965.6949
-6.2712 | 15731.4249 |  | 20062.2862
-6.2354 | 15814.7275 |  | 20168.522
-6.1995 | 15896.9461 |  | 20273.3753
-6.1637 | 15979.8023 |  | 20379.0419
-6.1279 | 16064.8138 |  | 20487.4571
-6.092 | 16153.3706 |  | 20600.3936
-6.0562 | 16234.1226 |  | 20703.3766
-6.0204 | 16314.4793 |  | 20805.8554
-5.9845 | 16405.1276 |  | 20921.4593
-5.9487 | 16491.6822 |  | 21031.8424
-5.9128 | 16569.5393 |  | 21131.1335
-5.877 | 16650.049 |  | 21233.8075
-5.8412 | 16726.0824 |  | 21330.7729
-5.8053 | 16804.0797 |  | 21430.2429
-5.7695 | 16886.2345 |  | 21535.0149
-5.7337 | 16963.6963 |  | 21633.8019
-5.6978 | 17037.077 |  | 21727.3843
-5.662 | 17108.7489 |  | 21818.7875
-5.6262 | 17180.4335 |  | 21910.2068
-5.5903 | 17263.0602 |  | 22015.5807
-5.5545 | 17353.1856 |  | 22130.5176
-5.5187 | 17440.1739 |  | 22241.4537
-5.4828 | 17523.8335 |  | 22348.1449
-5.447 | 17612.1863 |  | 22460.8212
-5.4112 | 17702.1205 |  | 22575.5142
-5.3753 | 17788.114 |  | 22685.1817
-5.3395 | 17870.103 |  | 22789.7423
-5.3036 | 17948.3809 |  | 22889.5702
-5.2678 | 18029.6685 |  | 22993.2363
-5.232 | 18108.8136 |  | 23094.17
-5.1961 | 18184.4644 |  | 23190.6475
-5.1603 | 18265.1144 |  | 23293.5004
-5.1245 | 18351.7073 |  | 23403.9323
-5.0886 | 18433.0587 |  | 23507.6797
-5.0528 | 18508.0463 |  | 23603.3115
-5.017 | 18586.0182 |  | 23702.7489
-4.9811 | 18655.8408 |  | 23791.7938
-4.9453 | 18728.4437 |  | 23884.3842
-4.9095 | 18802.5131 |  | 23978.8449
-4.8736 | 18870.1933 |  | 24065.1575
-4.8378 | 18937.2485 |  | 24150.673
-4.8019 | 19015.3989 |  | 24250.3382
-4.7661 | 19088.6776 |  | 24343.7906
-4.7303 | 19170.2076 |  | 24447.7657
-4.6944 | 19250.0158 |  | 24549.5452
-4.6586 | 19324.9397 |  | 24645.0956
-4.6228 | 19402.2102 |  | 24743.6386
-4.5869 | 19486.6478 |  | 24851.3219
-4.5511 | 19566.6218 |  | 24953.3128
-4.5153 | 19636.6868 |  | 25042.6667
-4.4794 | 19701.6123 |  | 25125.4662
-4.4436 | 19774.5212 |  | 25218.4469
-4.4078 | 19851.0265 |  | 25316.0141
-4.3719 | 19924.2287 |  | 25409.3689
-4.3361 | 19991.7941 |  | 25495.535
-4.3003 | 20055.253 |  | 25576.4642
-4.2644 | 20120.1658 |  | 25659.2474
-4.2286 | 20192.182 |  | 25751.0897
-4.1927 | 20260.385 |  | 25838.069
-4.1569 | 20325.4763 |  | 25921.08
-4.1211 | 20392.2893 |  | 26006.2866
-4.0852 | 20461.9462 |  | 26095.12
-4.0494 | 20534.396 |  | 26187.5152
-4.0136 | 20611.7047 |  | 26286.107
-3.9777 | 20688.7838 |  | 26384.406
-3.9419 | 20761.3994 |  | 26477.0126
-3.9061 | 20828.0848 |  | 26562.0566
-3.8702 | 20903.0342 |  | 26657.6395
-3.8344 | 20979.7818 |  | 26755.5157
-3.7986 | 21041.9271 |  | 26834.7697
-3.7627 | 21114.4917 |  | 26927.3113
-3.7269 | 21188.1913 |  | 27021.3003
-3.6911 | 21253.7162 |  | 27104.8643
-3.6552 | 21318.1826 |  | 27187.0783
-3.6194 | 21373.148 |  | 27257.1757
-3.5835 | 21426.4683 |  | 27325.1751
-3.5477 | 21497.0052 |  | 27415.1307
-3.5119 | 21556.702 |  | 27491.262
-3.476 | 21608.9765 |  | 27557.9278
-3.4402 | 21670.0506 |  | 27635.8156
-3.4044 | 21743.5079 |  | 27729.4956
-3.3685 | 21813.1138 |  | 27818.264
-3.3327 | 21885.2065 |  | 27910.2038
-3.2969 | 21953.0907 |  | 27996.7766
-3.261 | 22028.3589 |  | 28092.7661
-3.2252 | 22103.5634 |  | 28188.6744
-3.1894 | 22171.7664 |  | 28275.6537
-3.1535 | 22226.5788 |  | 28345.5559
-3.1177 | 22282.0544 |  | 28416.3039
-3.0818 | 22334.737 |  | 28483.4901
-3.046 | 22387.7385 |  | 28551.0829
-3.0102 | 22430.7798 |  | 28605.9735
-2.9743 | 22480.6313 |  | 28669.5491
-2.9385 | 22531.6688 |  | 28734.6372
-2.9027 | 22576.0365 |  | 28791.2194
-2.8668 | 22625.99 |  | 28854.9251
-2.831 | 22671.2759 |  | 28912.6782
-2.7952 | 22716.1665 |  | 28969.9271
-2.7593 | 22769.7673 |  | 29038.2843
-2.7235 | 22824.2609 |  | 29107.7799
-2.6877 | 22882.6059 |  | 29182.1873
-2.6518 | 22951.7654 |  | 29270.3864
-2.616 | 23016.015 |  | 29352.3239
-2.5802 | 23082.8152 |  | 29437.5143
-2.5443 | 23150.4316 |  | 29523.7455
-2.5085 | 23198.8293 |  | 29585.467
-2.4726 | 23242.7761 |  | 29641.5124
-2.4368 | 23284.2999 |  | 29694.4676
-2.401 | 23333.6157 |  | 29757.3601
-2.3651 | 23384.717 |  | 29822.5296
-2.3293 | 23428.7531 |  | 29878.6888
-2.2935 | 23464.7676 |  | 29924.6181
-2.2576 | 23509.6326 |  | 29981.8345
-2.2218 | 23554.4084 |  | 30038.937
-2.186 | 23605.3566 |  | 30103.9113
-2.1501 | 23652.428 |  | 30163.9414
-2.1143 | 23697.6246 |  | 30221.5807
-2.0785 | 23744.1475 |  | 30280.9114
-2.0426 | 23788.681 |  | 30337.7049
-2.0068 | 23829.937 |  | 30390.3186
-1.9709 | 23871.6265 |  | 30443.4853
-1.9351 | 23905.575 |  | 30486.7798
-1.8993 | 23931.2085 |  | 30519.4703
-1.8634 | 23971.8524 |  | 30571.3033
-1.8276 | 24008.1729 |  | 30617.6229
-1.7918 | 24040.7441 |  | 30659.1609
-1.7559 | 24065.842 |  | 30691.1683
-1.7201 | 24087.7261 |  | 30719.0771
-1.6843 | 24118.7287 |  | 30758.6147
-1.6484 | 24157.3703 |  | 30807.8943
-1.6126 | 24180.1216 |  | 30836.9091
-1.5768 | 24206.8009 |  | 30870.9332
-1.5409 | 24241.234 |  | 30914.8457
-1.5051 | 24286.826 |  | 30972.9891
-1.4693 | 24329.1149 |  | 31026.9202
-1.4334 | 24367.0806 |  | 31075.3379
-1.3976 | 24398.1086 |  | 31114.9079
-1.3617 | 24428.9836 |  | 31154.2828
-1.3259 | 24464.2457 |  | 31199.2525
-1.2901 | 24501.3697 |  | 31246.5967
-1.2542 | 24533.9153 |  | 31288.1022
-1.2184 | 24560.1482 |  | 31321.5571
-1.1826 | 24577.8494 |  | 31344.1314
-1.1467 | 24601.723 |  | 31374.5774
-1.1109 | 24627.9432 |  | 31408.016
-1.0751 | 24652.9391 |  | 31439.8932
-1.0392 | 24673.0123 |  | 31465.4926
-1.0034 | 24687.9588 |  | 31484.5539
-0.96756 | 24702.2422 |  | 31502.7694
-0.93172 | 24716.3725 |  | 31520.7898
-0.89589 | 24727.7864 |  | 31535.346
-0.86005 | 24736.9176 |  | 31546.991
-0.82422 | 24742.5672 |  | 31554.1959
-0.78838 | 24748.459 |  | 31561.7098
-0.75254 | 24760.1791 |  | 31576.6563
-0.71671 | 24777.7654 |  | 31599.0843
-0.68087 | 24791.1306 |  | 31616.1288
-0.64504 | 24797.1245 |  | 31623.7729
-0.6092 | 24811.2676 |  | 31641.8095
-0.57337 | 24821.0491 |  | 31654.2839
-0.53753 | 24820.5135 |  | 31653.6009
-0.5017 | 24817.9884 |  | 31650.3806
-0.46586 | 24821.4317 |  | 31654.7719
-0.43003 | 24829.9507 |  | 31665.6361
-0.39419 | 24827.7444 |  | 31662.8225
-0.35835 | 24803.8198 |  | 31632.3114
-0.32252 | 24769.5143 |  | 31588.5615
-0.28668 | 24742.9498 |  | 31554.6838
-0.25085 | 24730.5411 |  | 31538.859
-0.21501 | 24725.3251 |  | 31532.2071
-0.17918 | 24723.2846 |  | 31529.6049
-0.14334 | 24734.6093 |  | 31544.0472
-0.10751 | 24766.8361 |  | 31585.1461
-0.071671 | 24810.783 |  | 31641.1915
-0.035836 | 24882.085 |  | 31732.123
-5.1802e-07 | 24969.3538 |  | 31843.4169
0.035835 | 25038.7173 |  | 31931.8762
0.07167 | 25070.9569 |  | 31972.9913
0.10751 | 25087.5868 |  | 31994.1995
0.14334 | 25092.6498 |  | 32000.6562
0.17918 | 25102.138 |  | 32012.7566
0.21501 | 25086.2605 |  | 31992.508
0.25085 | 25037.136 |  | 31929.8595
0.28668 | 24988.3812 |  | 31867.6826
0.32252 | 24969.4303 |  | 31843.5144
0.35835 | 24960.9623 |  | 31832.7152
0.39419 | 24946.6662 |  | 31814.4834
0.43002 | 24930.5846 |  | 31793.9746
0.46586 | 24911.6592 |  | 31769.839
0.5017 | 24892.0196 |  | 31744.7926
0.53753 | 24870.2119 |  | 31716.9813
0.57337 | 24844.2851 |  | 31683.9168
0.6092 | 24824.1226 |  | 31658.2035
0.64504 | 24814.4303 |  | 31645.843
0.68087 | 24799.0119 |  | 31626.1799
0.71671 | 24775.5082 |  | 31596.2056
0.75254 | 24748.3953 |  | 31561.6285
0.78838 | 24722.4429 |  | 31528.5315
0.82421 | 24699.4238 |  | 31499.1751
0.86005 | 24675.7159 |  | 31468.9405
0.89589 | 24643.91 |  | 31428.3784
0.93172 | 24610.6246 |  | 31385.9296
0.96756 | 24584.43 |  | 31352.5235
1.0034 | 24564.0507 |  | 31326.5338
1.0392 | 24541.4013 |  | 31297.6491
1.0751 | 24520.2824 |  | 31270.7161
1.1109 | 24492.5318 |  | 31235.3259
1.1467 | 24461.0064 |  | 31195.1215
1.1826 | 24431.496 |  | 31157.4868
1.2184 | 24406.7552 |  | 31125.9349
1.2542 | 24386.6182 |  | 31100.2542
1.2901 | 24367.9223 |  | 31076.4113
1.3259 | 24337.1238 |  | 31037.134
1.3617 | 24304.4251 |  | 30995.4333
1.3976 | 24279.0211 |  | 30963.0356
1.4334 | 24260.0064 |  | 30938.7862
1.4693 | 24240.9024 |  | 30914.4228
1.5051 | 24202.7327 |  | 30865.745
1.5409 | 24158.9899 |  | 30809.9598
1.5768 | 24127.5027 |  | 30769.8042
1.6126 | 24100.4791 |  | 30735.341
1.6484 | 24063.6102 |  | 30688.3221
1.6843 | 24016.6919 |  | 30628.4872
1.7201 | 23972.6303 |  | 30572.2954
1.7559 | 23942.9668 |  | 30534.4656
1.7918 | 23916.7977 |  | 30501.0921
1.8276 | 23886.3435 |  | 30462.2539
1.8634 | 23855.2134 |  | 30422.5537
1.8993 | 23824.1471 |  | 30382.9348
1.9351 | 23798.9982 |  | 30350.8624
1.9709 | 23761.989 |  | 30303.6646
2.0068 | 23715.3513 |  | 30244.1875
2.0426 | 23665.4105 |  | 30180.498
2.0785 | 23617.2552 |  | 30119.0855
2.1143 | 23565.4653 |  | 30053.0378
2.1501 | 23512.4765 |  | 29985.4613
2.186 | 23452.8563 |  | 29909.4276
2.2218 | 23393.389 |  | 29833.589
2.2576 | 23338.6532 |  | 29763.7844
2.2935 | 23288.1385 |  | 29699.3631
2.3293 | 23233.5812 |  | 29629.7861
2.3651 | 23176.1927 |  | 29556.5985
2.401 | 23118.2303 |  | 29482.6791
2.4368 | 23056.5058 |  | 29403.9618
2.4726 | 22995.3679 |  | 29325.9927
2.5085 | 22935.9772 |  | 29250.2517
2.5443 | 22877.645 |  | 29175.8606
2.5802 | 22819.5168 |  | 29101.7298
2.616 | 22759.7945 |  | 29025.5659
2.6518 | 22704.5357 |  | 28955.0944
2.6877 | 22655.9723 |  | 28893.1615
2.7235 | 22599.5913 |  | 28821.2588
2.7593 | 22544.2433 |  | 28750.6735
2.7952 | 22486.4977 |  | 28677.0305
2.831 | 22421.7635 |  | 28594.475
2.8668 | 22370.4964 |  | 28529.0941
2.9027 | 22315.582 |  | 28459.0617
2.9385 | 22255.7832 |  | 28382.8003
2.9743 | 22201.3279 |  | 28313.3534
3.0102 | 22139.9222 |  | 28235.0427
3.046 | 22078.5802 |  | 28156.8134
3.0818 | 22027.8233 |  | 28092.0831
3.1177 | 21966.6217 |  | 28014.0326
3.1535 | 21903.5198 |  | 27933.5588
3.1894 | 21840.8261 |  | 27853.6055
3.2252 | 21783.4248 |  | 27780.4017
3.261 | 21715.0177 |  | 27693.1621
3.2969 | 21646.6871 |  | 27606.0201
3.3327 | 21577.2981 |  | 27517.5282
3.3685 | 21505.8685 |  | 27426.4341
3.4044 | 21436.2244 |  | 27337.617
3.4402 | 21362.512 |  | 27243.6116
3.476 | 21282.8823 |  | 27142.0598
3.5119 | 21219.1046 |  | 27060.724
3.5477 | 21155.7221 |  | 26979.8925
3.5835 | 21086.078 |  | 26891.0753
3.6194 | 21013.896 |  | 26799.0216
3.6552 | 20943.3719 |  | 26709.0822
3.6911 | 20875.1689 |  | 26622.1029
3.7269 | 20805.1804 |  | 26532.8466
3.7627 | 20736.0847 |  | 26444.7288
3.7986 | 20656.863 |  | 26343.6974
3.8344 | 20578.0112 |  | 26243.1377
3.8702 | 20504.2096 |  | 26149.0185
3.9061 | 20430.1657 |  | 26054.5903
3.9419 | 20360.6491 |  | 25965.9358
3.9777 | 20296.272 |  | 25883.8356
4.0136 | 20227.7246 |  | 25796.4172
4.0494 | 20162.5185 |  | 25713.2599
4.0852 | 20096.5855 |  | 25629.1755
4.1211 | 20029.1094 |  | 25543.1232
4.1569 | 19960.5365 |  | 25455.6722
4.1927 | 19888.5331 |  | 25363.8462
4.2286 | 19813.3796 |  | 25268.003
4.2644 | 19735.9562 |  | 25169.2649
4.3003 | 19654.49 |  | 25065.3711
4.3361 | 19576.1611 |  | 24965.4782
4.3719 | 19504.655 |  | 24874.2865
4.4078 | 19441.7955 |  | 24794.1218
4.4436 | 19376.4874 |  | 24710.8343
4.4794 | 19303.6167 |  | 24617.9024
4.5153 | 19227.0349 |  | 24520.2377
4.5511 | 19159.9032 |  | 24434.6245
4.5869 | 19091.4706 |  | 24347.3524
4.6228 | 19008.8056 |  | 24241.9298
4.6586 | 18914.663 |  | 24121.8697
4.6944 | 18828.4909 |  | 24011.9745
4.7303 | 18758.8341 |  | 23923.1411
4.7661 | 18683.2725 |  | 23826.7775
4.8019 | 18602.8521 |  | 23724.2173
4.8378 | 18522.6357 |  | 23621.9174
4.8736 | 18448.8851 |  | 23527.8632
4.9095 | 18374.025 |  | 23432.3941
4.9453 | 18291.1305 |  | 23326.6788
4.9811 | 18200.7118 |  | 23211.3677
5.017 | 18126.7699 |  | 23117.0696
5.0528 | 18049.729 |  | 23018.8194
5.0886 | 17968.4669 |  | 22915.1858
5.1245 | 17890.2017 |  | 22815.3743
5.1603 | 17814.2066 |  | 22718.4577
5.1961 | 17738.0202 |  | 22621.2971
5.232 | 17666.9477 |  | 22530.6584
5.2678 | 17591.603 |  | 22434.5713
5.3036 | 17519.9311 |  | 22343.1682
5.3395 | 17448.1445 |  | 22251.6187
5.3753 | 17376.6257 |  | 22160.4107
5.4112 | 17302.3139 |  | 22065.6409
5.447 | 17227.237 |  | 21969.8954
5.4828 | 17146.8676 |  | 21867.4003
5.5187 | 17058.7571 |  | 21755.033
5.5545 | 16968.3766 |  | 21639.7707
5.5903 | 16881.3629 |  | 21528.8021
5.6262 | 16790.3702 |  | 21412.7592
5.662 | 16705.1292 |  | 21304.0513
5.6978 | 16624.5175 |  | 21201.2471
5.7337 | 16540.8195 |  | 21094.5072
5.7695 | 16462.8477 |  | 20995.0697
5.8053 | 16388.8803 |  | 20900.739
5.8412 | 16307.5672 |  | 20797.0404
5.877 | 16223.4866 |  | 20689.8125
5.9128 | 16139.049 |  | 20582.1292
5.9487 | 16054.8537 |  | 20474.755
5.9845 | 15969.1153 |  | 20365.4127
6.0204 | 15884.9455 |  | 20258.071
6.0562 | 15805.2775 |  | 20156.4704
6.092 | 15735.3273 |  | 20067.2629
6.1279 | 15662.7755 |  | 19974.7376
6.1637 | 15583.2988 |  | 19873.381
6.1995 | 15501.6796 |  | 19769.292
6.2354 | 15424.3964 |  | 19670.7327
6.2712 | 15344.3586 |  | 19568.6605
6.307 | 15256.1588 |  | 19456.1794
6.3429 | 15164.2607 |  | 19338.9817
6.3787 | 15079.0197 |  | 19230.2738
6.4145 | 14993.4215 |  | 19121.1105
6.4504 | 14915.6027 |  | 19021.8682
6.4862 | 14844.0201 |  | 18930.5789
6.5221 | 14763.8803 |  | 18828.3765
6.5579 | 14685.003 |  | 18727.7843
6.5937 | 14609.6838 |  | 18631.7297
6.6296 | 14536.1372 |  | 18537.9358
6.6654 | 14466.8374 |  | 18449.5578
6.7012 | 14389.0569 |  | 18350.3642
6.7371 | 14304.1346 |  | 18242.0629
6.7729 | 14226.3413 |  | 18142.8531
6.8087 | 14149.1984 |  | 18044.4728
6.8446 | 14073.9302 |  | 17948.4832
6.8804 | 13993.2037 |  | 17845.5327
6.9162 | 13909.9904 |  | 17739.4108
6.9521 | 13825.6548 |  | 17631.8576
6.9879 | 13742.4798 |  | 17525.7844
7.0237 | 13662.2506 |  | 17423.4682
7.0596 | 13579.879 |  | 17318.4197
7.0954 | 13494.7782 |  | 17209.8907
7.1313 | 13413.5289 |  | 17106.2734
7.1671 | 13336.488 |  | 17008.0232
7.2029 | 13255.0091 |  | 16904.1131
7.2388 | 13173.4282 |  | 16800.0729
7.2746 | 13096.4765 |  | 16701.9365
7.3104 | 13021.8843 |  | 16606.809
7.3463 | 12943.3513 |  | 16506.6559
7.3821 | 12863.9894 |  | 16405.4456
7.4179 | 12787.2673 |  | 16307.602
7.4538 | 12719.9047 |  | 16221.6945
7.4896 | 12651.8407 |  | 16134.8924
7.5254 | 12574.7896 |  | 16036.6291
7.5613 | 12498.4858 |  | 15939.319
7.5971 | 12428.1454 |  | 15849.6138
7.633 | 12351.7269 |  | 15752.1573
7.6688 | 12272.782 |  | 15651.4788
7.7046 | 12192.2442 |  | 15548.769
7.7405 | 12109.2643 |  | 15442.9447
7.7763 | 12029.6384 |  | 15341.3978
7.8121 | 11951.21 |  | 15241.3781
7.848 | 11871.3851 |  | 15139.5774
7.8838 | 11794.4335 |  | 15041.4411
7.9196 | 11714.3778 |  | 14939.346
7.9555 | 11632.8096 |  | 14835.3221
7.9913 | 11553.6148 |  | 14734.3249
8.0271 | 11480.5006 |  | 14641.0824
8.063 | 11416.3568 |  | 14559.2798
8.0988 | 11350.4837 |  | 14475.2719
8.1346 | 11275.4094 |  | 14379.5296
8.1705 | 11208.7405 |  | 14294.5068
8.2063 | 11144.7281 |  | 14212.8717
8.2422 | 11077.3935 |  | 14127
8.278 | 11007.0199 |  | 14037.2525
8.3138 | 10930.3349 |  | 13939.4561
8.3497 | 10855.3778 |  | 13843.8633
8.3855 | 10788.093 |  | 13758.055
8.4213 | 10716.175 |  | 13666.338
8.4572 | 10644.1575 |  | 13574.4941
8.493 | 10573.65 |  | 13484.5759
8.5288 | 10504.1564 |  | 13395.9506
8.5647 | 10436.7568 |  | 13309.9959
8.6005 | 10368.6252 |  | 13223.1077
8.6363 | 10302.6526 |  | 13138.9729
8.6722 | 10235.2696 |  | 13053.0393
8.708 | 10165.4431 |  | 12963.9896
8.7438 | 10095.3029 |  | 12874.5397
8.7797 | 10020.0461 |  | 12778.5648
8.8155 | 9942.8127 |  | 12680.069
8.8514 | 9868.6017 |  | 12585.4278
8.8872 | 9797.2806 |  | 12494.4719
8.923 | 9726.8585 |  | 12404.6626
8.9589 | 9656.152 |  | 12314.4907
8.9947 | 9586.3268 |  | 12225.4426
9.0305 | 9521.9994 |  | 12143.4058
9.0664 | 9458.103 |  | 12061.9188
9.1022 | 9392.4468 |  | 11978.1874
9.138 | 9328.7991 |  | 11897.0175
9.1739 | 9268.1917 |  | 11819.7249
9.2097 | 9209.6108 |  | 11745.0167
9.2455 | 9152.0106 |  | 11671.5592
9.2814 | 9092.1009 |  | 11595.1562
9.3172 | 9029.8152 |  | 11515.7233
9.3531 | 8968.9094 |  | 11438.0502
9.3889 | 8910.312 |  | 11363.3208
9.4247 | 8849.2225 |  | 11285.4135
9.4606 | 8786.8884 |  | 11205.9188
9.4964 | 8727.5423 |  | 11130.2347
9.5322 | 8668.2141 |  | 11054.5734
9.5681 | 8609.0517 |  | 10979.1236
9.6039 | 8549.7234 |  | 10903.4623
9.6397 | 8485.8934 |  | 10822.0598
9.6756 | 8423.7914 |  | 10742.8611
9.7114 | 8366.3404 |  | 10669.5939
9.7472 | 8308.6394 |  | 10596.0079
9.7831 | 8253.0976 |  | 10525.1753
9.8189 | 8199.3501 |  | 10456.6311
9.8547 | 8140.5205 |  | 10381.6058
9.8906 | 8078.1519 |  | 10302.0671
9.9264 | 8013.1435 |  | 10219.1619
9.9623 | 7945.8255 |  | 10133.3113
9.9981 | 7879.8861 |  | 10049.2188
10.0339 | 7817.552 |  | 9969.7241
10.0698 | 7758.7058 |  | 9894.6776
10.1056 | 7704.7747 |  | 9825.8992
10.1414 | 7654.0662 |  | 9761.2306
10.1773 | 7604.5705 |  | 9698.1088
10.2131 | 7557.7492 |  | 9638.3975
10.2489 | 7508.6858 |  | 9575.827
10.2848 | 7454.1566 |  | 9506.2859
10.3206 | 7395.1102 |  | 9430.984
10.3564 | 7335.0512 |  | 9354.3908
10.3923 | 7276.5532 |  | 9279.7883
10.4281 | 7221.0623 |  | 9209.0208
10.464 | 7165.3381 |  | 9137.9557
10.4998 | 7112.4871 |  | 9070.5548
10.5356 | 7057.2449 |  | 9000.1045
10.5715 | 7001.7184 |  | 8929.2914
10.6073 | 6949.5497 |  | 8862.7607
10.6431 | 6901.7642 |  | 8801.8199
10.679 | 6853.415 |  | 8740.1602
10.7148 | 6798.8373 |  | 8670.5572
10.7506 | 6739.2259 |  | 8594.5348
10.7865 | 6686.3086 |  | 8527.0494
10.8223 | 6640.4833 |  | 8468.6083
10.8581 | 6593.9935 |  | 8409.3199
10.894 | 6540.362 |  | 8340.9237
10.9298 | 6485.8672 |  | 8271.4264
10.9657 | 6436.4391 |  | 8208.3908
11.0015 | 6389.9991 |  | 8149.1658
11.0373 | 6341.3833 |  | 8087.1662
11.0732 | 6288.1663 |  | 8019.2985
11.109 | 6237.2436 |  | 7954.3568
11.1448 | 6189.8739 |  | 7893.9462
11.1807 | 6139.1488 |  | 7829.2565
11.2165 | 6092.4091 |  | 7769.6493
11.2523 | 6046.8668 |  | 7711.5693
11.2882 | 5998.4845 |  | 7649.8673
11.324 | 5949.1546 |  | 7586.9569
11.3598 | 5896.4694 |  | 7519.7675
11.3957 | 5844.8478 |  | 7453.9344
11.4315 | 5800.7505 |  | 7397.6971
11.4673 | 5755.7554 |  | 7340.3148
11.5032 | 5712.4054 |  | 7285.0306
11.539 | 5672.2436 |  | 7233.8123
11.5748 | 5631.8664 |  | 7182.3192
11.6107 | 5592.7351 |  | 7132.415
11.6465 | 5554.2019 |  | 7083.2736
11.6824 | 5512.6131 |  | 7030.2354
11.7182 | 5469.8433 |  | 6975.6912
11.754 | 5426.626 |  | 6920.5761
11.7899 | 5382.6944 |  | 6864.5502
11.8257 | 5338.4632 |  | 6808.1421
11.8615 | 5292.7883 |  | 6749.8929
11.8974 | 5246.2156 |  | 6690.4988
11.9332 | 5201.5036 |  | 6633.4776
11.969 | 5158.4189 |  | 6578.5316
12.0049 | 5113.1088 |  | 6520.7476
12.0407 | 5066.619 |  | 6461.4592
12.0765 | 5023.1861 |  | 6406.0692
12.1124 | 4983.6888 |  | 6355.6983
12.1482 | 4949.3908 |  | 6311.9581
12.184 | 4913.9962 |  | 6266.8193
12.2199 | 4874.416 |  | 6216.3427
12.2557 | 4836.1149 |  | 6167.4973
12.2916 | 4800.0226 |  | 6121.4688
12.3274 | 4762.6691 |  | 6073.8319
12.3632 | 4727.972 |  | 6029.5827
12.3991 | 4692.8107 |  | 5984.7415
12.4349 | 4660.1056 |  | 5943.0327
12.4707 | 4627.7844 |  | 5901.8135
12.5066 | 4594.017 |  | 5858.7499
12.5424 | 4561.3642 |  | 5817.1078
12.5782 | 4529.8388 |  | 5776.9034
12.6141 | 4494.0628 |  | 5731.2783
12.6499 | 4456.8751 |  | 5683.8528
12.6858 | 4418.8558 |  | 5635.3668
12.7216 | 4381.6005 |  | 5587.8551
12.7574 | 4345.6256 |  | 5541.9763
12.7933 | 4311.2779 |  | 5498.1727
12.8291 | 4279.5535 |  | 5457.7146
12.8649 | 4247.7463 |  | 5417.1508
12.9008 | 4212.8847 |  | 5372.6918
12.9366 | 4177.9211 |  | 5328.1027
12.9724 | 4144.4699 |  | 5285.4425
13.0083 | 4111.0188 |  | 5242.7823
13.0441 | 4076.638 |  | 5198.9365
13.0799 | 4040.7115 |  | 5153.1194
13.1158 | 4005.1345 |  | 5107.748
13.1516 | 3973.1959 |  | 5067.0167
13.1874 | 3945.3586 |  | 5031.5159
13.2233 | 3918.4179 |  | 4997.1584
13.2591 | 3891.1788 |  | 4962.4203
13.295 | 3862.76 |  | 4926.1778
13.3308 | 3834.0925 |  | 4889.6182
13.3666 | 3807.1518 |  | 4855.2607
13.4025 | 3777.1886 |  | 4817.0487
13.4383 | 3741.595 |  | 4771.6561
13.4741 | 3704.971 |  | 4724.9495
13.51 | 3672.2008 |  | 4683.1577
13.5458 | 3645.4438 |  | 4649.0344
13.5816 | 3617.3234 |  | 4613.1725
13.6175 | 3587.5936 |  | 4575.2581
13.6533 | 3562.4473 |  | 4543.189
13.6891 | 3536.7359 |  | 4510.3993
13.725 | 3507.969 |  | 4473.7128
13.7608 | 3483.6018 |  | 4442.6374
13.7966 | 3458.3891 |  | 4410.4837
13.8325 | 3434.2898 |  | 4379.7498
13.8683 | 3410.1063 |  | 4348.9086
13.9041 | 3383.0993 |  | 4314.4665
13.94 | 3358.75 |  | 4283.4138
13.9758 | 3336.4934 |  | 4255.0301
14.0117 | 3305.5011 |  | 4215.5055
14.0475 | 3272.2323 |  | 4173.0779
14.0833 | 3241.7871 |  | 4134.2511
14.1192 | 3214.3822 |  | 4099.3016
14.155 | 3187.0933 |  | 4064.5001
14.1908 | 3159.2561 |  | 4028.9992
14.2267 | 3135.3888 |  | 3998.5614
14.2625 | 3116.1382 |  | 3974.011
14.2983 | 3097.353 |  | 3950.0543
14.3342 | 3076.0274 |  | 3922.8578
14.37 | 3051.279 |  | 3891.2961
14.4058 | 3026.8302 |  | 3860.1165
14.4417 | 3005.5697 |  | 3833.003
14.4775 | 2985.8216 |  | 3807.8183
14.5134 | 2965.1095 |  | 3781.4041
14.5492 | 2943.1361 |  | 3753.3814
14.585 | 2922.6905 |  | 3727.3071
14.6209 | 2904.6348 |  | 3704.2807
14.6567 | 2887.3953 |  | 3682.2952
14.6925 | 2866.1679 |  | 3655.2239
14.7284 | 2839.6927 |  | 3621.46
14.7642 | 2814.9123 |  | 3589.8577
14.8 | 2792.7055 |  | 3561.5373
14.8359 | 2769.0206 |  | 3531.332
14.8717 | 2743.4751 |  | 3498.7538
14.9076 | 2717.4322 |  | 3465.5413
14.9434 | 2694.362 |  | 3436.1199
14.9792 | 2673.3004 |  | 3409.26
15.0151 | 2648.5201 |  | 3377.6577
15.0509 | 2621.3804 |  | 3343.0465
15.0867 | 2596.1677 |  | 3310.8927
15.1226 | 2573.6115 |  | 3282.1268
15.1584 | 2554.0127 |  | 3257.1324
15.1942 | 2537.2042 |  | 3235.6966
15.2301 | 2521.8076 |  | 3216.0612
15.2659 | 2506.9592 |  | 3197.1251
15.3017 | 2491.3126 |  | 3177.1709
15.3376 | 2474.9199 |  | 3156.2653
15.3734 | 2458.7758 |  | 3135.6768
15.4092 | 2440.3388 |  | 3112.1641
15.4451 | 2418.132 |  | 3083.8438
15.4809 | 2395.9418 |  | 3055.5446
15.5168 | 2376.3762 |  | 3030.5925
15.5526 | 2359.5511 |  | 3009.1356
15.5884 | 2343.689 |  | 2988.9065
15.6243 | 2326.7313 |  | 2967.2804
15.6601 | 2310.9686 |  | 2947.1782
15.6959 | 2296.9007 |  | 2929.2375
15.7318 | 2281.2388 |  | 2909.2638
15.7676 | 2262.9854 |  | 2885.9853
15.8034 | 2243.0869 |  | 2860.6087
15.8393 | 2224.0696 |  | 2836.356
15.8751 | 2206.6796 |  | 2814.1786
15.9109 | 2188.6418 |  | 2791.1749
15.9468 | 2170.2048 |  | 2767.6622
15.9826 | 2152.8811 |  | 2745.5693
16.0185 | 2137.3021 |  | 2725.7013
16.0543 | 2123.1513 |  | 2707.6549
16.0901 | 2108.4191 |  | 2688.8668
16.1259 | 2100.0008 |  | 2678.131
16.1618 | 2091.8185 |  | 2667.6961
| 0 |  | 0
Degrees | #VALUE! |  | #VALUE!
-16.6254 | 1223.7487 |  | 1560.6467
-16.5877 | 1309.5176 |  | 1670.0278
-16.5499 | 1367.4519 |  | 1743.9114
-16.5123 | 1411.9905 |  | 1800.7115
-16.4746 | 1653.7389 |  | 2109.0132
-16.4368 | 1664.7345 |  | 2123.036
-16.3991 | 1673.77 |  | 2134.5589
-16.3615 | 1685.2962 |  | 2149.2582
-16.3238 | 1697.1055 |  | 2164.3186
-16.286 | 1710.1939 |  | 2181.0103
-16.2483 | 1722.7505 |  | 2197.0237
-16.2107 | 1732.3012 |  | 2209.2037
-16.173 | 1744.6907 |  | 2225.0041
-16.1353 | 1759.8885 |  | 2244.3858
-16.0976 | 1775.7673 |  | 2264.636
-16.0599 | 1788.241 |  | 2280.5437
-16.0222 | 1799.8845 |  | 2295.3926
-15.9845 | 1810.0983 |  | 2308.4184
-15.9468 | 1822.9878 |  | 2324.8563
-15.9091 | 1837.7698 |  | 2343.7078
-15.8714 | 1850.3761 |  | 2359.7847
-15.8337 | 1862.3015 |  | 2374.9931
-15.796 | 1875.5391 |  | 2391.875
-15.7583 | 1889.5738 |  | 2409.7734
-15.7206 | 1903.9744 |  | 2428.1386
-15.6829 | 1918.5741 |  | 2446.7575
-15.6452 | 1929.1208 |  | 2460.2078
-15.6075 | 1942.7576 |  | 2477.5988
-15.5698 | 1955.962 |  | 2494.4384
-15.5321 | 1969.7812 |  | 2512.062
-15.4944 | 1981.3239 |  | 2526.7824
-15.4567 | 1994.23 |  | 2543.2415
-15.419 | 2010.8561 |  | 2564.4447
-15.3813 | 2028.3455 |  | 2586.749
-15.3436 | 2044.5393 |  | 2607.4009
-15.3059 | 2060.2676 |  | 2627.4592
-15.2682 | 2077.641 |  | 2649.6155
-15.2305 | 2100.164 |  | 2678.3392
-15.1928 | 2118.4174 |  | 2701.6177
-15.1551 | 2134.3791 |  | 2721.9736
-15.1174 | 2149.5271 |  | 2741.2919
-15.0797 | 2167.2984 |  | 2763.9556
-15.042 | 2185.8017 |  | 2787.5529
-15.0043 | 2204.2706 |  | 2811.1063
-14.9666 | 2220.8635 |  | 2832.2673
-14.9289 | 2240.7123 |  | 2857.5804
-14.8912 | 2259.032 |  | 2880.9435
-14.8535 | 2277.9995 |  | 2905.1328
-14.8158 | 2293.6959 |  | 2925.1504
-14.7781 | 2310.7531 |  | 2946.9034
-14.7404 | 2330.4016 |  | 2971.9612
-14.7027 | 2349.3028 |  | 2996.0659
-14.665 | 2367.4899 |  | 3019.2598
-14.6273 | 2384.8301 |  | 3041.3739
-14.5896 | 2403.2008 |  | 3064.802
-14.5519 | 2423.6464 |  | 3090.8763
-14.5142 | 2440.3388 |  | 3112.1641
-14.4765 | 2454.1248 |  | 3129.7454
-14.4388 | 2472.9597 |  | 3153.7656
-14.4011 | 2495.4318 |  | 3182.4242
-14.3634 | 2517.937 |  | 3211.1251
-14.3257 | 2539.4794 |  | 3238.5981
-14.288 | 2556.8196 |  | 3260.7121
-14.2503 | 2580.1729 |  | 3290.4945
-14.2126 | 2603.8578 |  | 3320.6999
-14.1749 | 2624.7192 |  | 3347.3043
-14.1372 | 2644.3346 |  | 3372.3199
-14.0995 | 2666.8895 |  | 3401.0842
-14.0618 | 2690.1433 |  | 3430.7398
-14.0241 | 2716.0868 |  | 3463.8254
-13.9864 | 2738.5754 |  | 3492.5052
-13.9487 | 2762.5255 |  | 3523.0488
-13.911 | 2785.9617 |  | 3552.937
-13.8733 | 2809.4476 |  | 3582.8886
-13.8356 | 2831.1558 |  | 3610.573
-13.7979 | 2852.2327 |  | 3637.4523
-13.7602 | 2874.6065 |  | 3665.9857
-13.7225 | 2899.4864 |  | 3697.715
-13.6848 | 2924.1685 |  | 3729.1921
-13.6471 | 2947.8368 |  | 3759.3763
-13.6094 | 2971.5548 |  | 3789.6239
-13.5717 | 2996.5176 |  | 3821.4589
-13.534 | 3022.146 |  | 3854.1428
-13.4963 | 3048.5218 |  | 3887.7798
-13.4586 | 3074.4486 |  | 3920.8443
-13.4209 | 3100.957 |  | 3954.6504
-13.3832 | 3127.7319 |  | 3988.7965
-13.3455 | 3153.2596 |  | 4021.352
-13.3078 | 3181.2805 |  | 4057.087
-13.2701 | 3216.7249 |  | 4102.2893
-13.2324 | 3247.767 |  | 4141.8772
-13.1947 | 3274.973 |  | 4176.573
-13.157 | 3303.7577 |  | 4213.2823
-13.1193 | 3331.1295 |  | 4248.1895
-13.0816 | 3360.2115 |  | 4285.2777
-13.0439 | 3386.2059 |  | 4318.4284
-13.0062 | 3408.8106 |  | 4347.2561
-12.9685 | 3433.8077 |  | 4379.135
-12.9308 | 3462.3094 |  | 4415.4832
-12.8931 | 3491.2422 |  | 4452.3811
-12.8554 | 3521.0561 |  | 4490.4029
-12.8177 | 3550.323 |  | 4527.7269
-12.78 | 3581.9963 |  | 4568.1199
-12.7423 | 3613.5868 |  | 4608.4072
-12.7046 | 3648.4828 |  | 4652.9101
-12.6669 | 3682.0997 |  | 4695.7818
-12.6292 | 3709.5888 |  | 4730.8386
-12.5915 | 3742.5579 |  | 4772.8841
-12.5538 | 3780.2953 |  | 4821.0106
-12.5161 | 3816.7854 |  | 4867.5465
-12.4784 | 3848.9906 |  | 4908.6177
-12.4407 | 3878.5061 |  | 4946.2589
-12.403 | 3909.8466 |  | 4986.2274
-12.3653 | 3944.9097 |  | 5030.9434
-12.3276 | 3980.7023 |  | 5076.5896
-12.2899 | 4011.8783 |  | 5116.3484
-12.2522 | 4042.3898 |  | 5155.2597
-12.2145 | 4074.0798 |  | 5195.6739
-12.1768 | 4105.8539 |  | 5236.1954
-12.1391 | 4140.4005 |  | 5280.2527
-12.1014 | 4181.6921 |  | 5332.912
-12.0637 | 4218.0165 |  | 5379.2364
-12.026 | 4254.1917 |  | 5425.3706
-11.9883 | 4290.3834 |  | 5471.5259
-11.9506 | 4328.5187 |  | 5520.1599
-11.913 | 4370.0909 |  | 5573.1769
-11.8752 | 4409.1227 |  | 5622.9542
-11.8376 | 4443.1886 |  | 5666.3984
-11.7998 | 4476.7392 |  | 5709.1854
-11.7622 | 4513.214 |  | 5755.7018
-11.7244 | 4555.9825 |  | 5810.2444
-11.6867 | 4597.3558 |  | 5863.0078
-11.6491 | 4638.1654 |  | 5915.0523
-11.6113 | 4683.6247 |  | 5973.0266
-11.5737 | 4725.6803 |  | 6026.66
-11.5359 | 4765.9236 |  | 6077.9824
-11.4983 | 4807.1643 |  | 6130.5766
-11.4606 | 4846.3632 |  | 6180.567
-11.4229 | 4886.6576 |  | 6231.9544
-11.3852 | 4925.141 |  | 6281.0323
-11.3475 | 4961.9143 |  | 6327.9293
-11.3098 | 5004.1012 |  | 6381.7303
-11.2721 | 5050.4252 |  | 6440.8073
-11.2344 | 5094.4231 |  | 6496.9177
-11.1967 | 5136.6113 |  | 6550.7203
-11.159 | 5180.442 |  | 6606.6177
-11.1213 | 5225.9358 |  | 6664.6359
-11.0836 | 5270.9475 |  | 6722.0394
-11.0459 | 5313.2505 |  | 6775.9884
-11.0082 | 5357.7304 |  | 6832.7136
-10.9705 | 5403.6718 |  | 6891.3027
-10.9328 | 5453.1343 |  | 6954.3822
-10.8951 | 5502.1479 |  | 7016.8893
-10.8574 | 5552.6065 |  | 7081.239
-10.8197 | 5601.7706 |  | 7143.938
-10.782 | 5655.8509 |  | 7212.9067
-10.7443 | 5706.9407 |  | 7278.0615
-10.7066 | 5759.2931 |  | 7344.8264
-10.6689 | 5810.3178 |  | 7409.8983
-10.6312 | 5855.3448 |  | 7467.3213
-10.5935 | 5903.1303 |  | 7528.2621
-10.5558 | 5956.7618 |  | 7596.6583
-10.5181 | 6003.5334 |  | 7656.3062
-10.4804 | 6053.4614 |  | 7719.9793
-10.4427 | 6104.8509 |  | 7785.5163
-10.405 | 6159.3955 |  | 7855.0771
-10.3673 | 6223.5405 |  | 7936.8812
-10.3296 | 6286.6054 |  | 8017.3078
-10.2919 | 6339.9053 |  | 8085.2812
-10.2542 | 6396.3768 |  | 8157.2994
-10.2165 | 6456.2369 |  | 8233.6389
-10.1788 | 6511.6448 |  | 8304.3006
-10.1411 | 6561.7054 |  | 8368.143
-10.1034 | 6609.8225 |  | 8429.5066
-10.0657 | 6661.3115 |  | 8495.1705
-10.028 | 6718.6974 |  | 8568.3548
-9.9903 | 6774.5377 |  | 8639.5679
-9.9526 | 6826.9232 |  | 8706.3752
-9.9149 | 6879.6237 |  | 8773.5841
-9.8772 | 6940.4147 |  | 8851.1109
-9.8395 | 6998.979 |  | 8925.798
-9.8018 | 7053.757 |  | 8995.6563
-9.7641 | 7110.2451 |  | 9067.6956
-9.7264 | 7173.1608 |  | 9147.9319
-9.6887 | 7227.5396 |  | 9217.2812
-9.651 | 7286.1881 |  | 9292.0756
-9.6133 | 7348.6714 |  | 9371.7606
-9.5756 | 7415.8555 |  | 9457.4405
-9.5379 | 7475.8647 |  | 9533.9703
-9.5002 | 7536.6226 |  | 9611.4547
-9.4625 | 7597.0144 |  | 9688.4724
-9.4248 | 7659.8471 |  | 9768.6031
-9.3871 | 7722.1813 |  | 9848.0978
-9.3494 | 7779.7993 |  | 9921.5781
-9.3117 | 7842.034 |  | 10000.9459
-9.274 | 7903.9039 |  | 10079.8486
-9.2363 | 7960.4749 |  | 10151.9936
-9.1986 | 8023.3242 |  | 10232.1454
-9.1609 | 8089.0468 |  | 10315.9614
-9.1232 | 8158.2089 |  | 10404.1638
-9.0855 | 8223.8154 |  | 10487.8318
-9.0478 | 8280.4528 |  | 10560.0614
-9.0101 | 8348.5857 |  | 10646.9513
-8.9724 | 8420.2869 |  | 10738.3918
-8.9347 | 8487.9198 |  | 10824.6442
-8.897 | 8559.6057 |  | 10916.0652
-8.8593 | 8628.9489 |  | 11004.4985
-8.8216 | 8700.2203 |  | 11095.391
-8.7839 | 8778.1182 |  | 11194.7341
-8.7462 | 8856.0148 |  | 11294.0756
-8.7085 | 8929.2285 |  | 11387.4451
-8.6708 | 8995.3337 |  | 11471.749
-8.6331 | 9060.0615 |  | 11554.2964
-8.5954 | 9126.1004 |  | 11638.5158
-8.5577 | 9197.2034 |  | 11729.1935
-8.52 | 9267.5949 |  | 11818.9638
-8.4823 | 9335.0442 |  | 11904.9819
-8.4446 | 9406.6141 |  | 11996.2549
-8.4069 | 9479.4286 |  | 12089.1153
-8.3692 | 9557.6262 |  | 12188.8407
-8.3315 | 9633.6634 |  | 12285.8109
-8.2938 | 9709.3027 |  | 12382.2737
-8.2561 | 9780.2744 |  | 12472.784
-8.2184 | 9842.8572 |  | 12552.5958
-8.1807 | 9918.3639 |  | 12648.8895
-8.143 | 9998.6861 |  | 12751.3244
-8.1053 | 10072.7798 |  | 12845.8161
-8.0676 | 10148.7838 |  | 12942.744
-8.0299 | 10223.2282 |  | 13037.6829
-7.9922 | 10300.2283 |  | 13135.8811
-7.9545 | 10388.0416 |  | 13247.8694
-7.9168 | 10463.1325 |  | 13343.6329
-7.8791 | 10538.7872 |  | 13440.1153
-7.8414 | 10617.6823 |  | 13540.7303
-7.8037 | 10701.708 |  | 13647.8882
-7.766 | 10782.1973 |  | 13750.5362
-7.7283 | 10863.2987 |  | 13853.9649
-7.6906 | 10947.0285 |  | 13960.7455
-7.6529 | 11030.8221 |  | 14067.6075
-7.6152 | 11112.3725 |  | 14171.6086
-7.5775 | 11193.8743 |  | 14275.5479
-7.5398 | 11271.6574 |  | 14374.7447
-7.5021 | 11352.2449 |  | 14477.5179
-7.4644 | 11434.6599 |  | 14582.6218
-7.4267 | 11510.2163 |  | 14678.9789
-7.389 | 11586.6527 |  | 14776.4582
-7.3513 | 11668.4198 |  | 14880.7358
-7.3136 | 11755.8672 |  | 14992.2574
-7.2759 | 11839.81 |  | 15099.3096
-7.2382 | 11920.2329 |  | 15201.8731
-7.2005 | 12003.1478 |  | 15307.6144
-7.1628 | 12088.9679 |  | 15417.0607
-7.1251 | 12175.4192 |  | 15527.3121
-7.0874 | 12259.5788 |  | 15634.6408
-7.0497 | 12341.2299 |  | 15738.7704
-7.0121 | 12422.432 |  | 15842.3276
-6.9744 | 12505.5778 |  | 15948.3633
-6.9367 | 12587.9111 |  | 16053.3631
-6.899 | 12679.0466 |  | 16169.5882
-6.8613 | 12772.3591 |  | 16288.5895
-6.8236 | 12854.1185 |  | 16392.8574
-6.7859 | 12934.3604 |  | 16495.1898
-6.7482 | 13024.065 |  | 16609.5901
-6.7105 | 13115.0959 |  | 16725.6818
-6.6728 | 13211.9422 |  | 16849.1899
-6.6351 | 13296.0355 |  | 16956.4341
-6.5974 | 13382.0035 |  | 17066.069
-6.5597 | 13481.6427 |  | 17193.1389
-6.522 | 13573.0944 |  | 17309.7673
-6.4843 | 13662.3782 |  | 17423.6309
-6.4466 | 13750.7054 |  | 17536.2747
-6.4089 | 13827.6826 |  | 17634.4436
-6.3712 | 13914.6963 |  | 17745.4122
-6.3335 | 14003.0873 |  | 17858.1373
-6.2958 | 14091.5676 |  | 17970.9762
-6.2581 | 14186.9601 |  | 18092.6302
-6.2204 | 14289.9661 |  | 18223.9937
-6.1827 | 14385.3968 |  | 18345.6965
-6.145 | 14490.405 |  | 18479.6134
-6.1073 | 14590.3247 |  | 18607.0411
-6.0696 | 14695.7283 |  | 18741.4622
-6.0319 | 14782.4997 |  | 18852.1218
-5.9942 | 14873.4541 |  | 18968.116
-5.9565 | 14959.4858 |  | 19077.8322
-5.9188 | 15046.576 |  | 19188.8984
-5.8811 | 15136.4209 |  | 19303.4776
-5.8434 | 15224.3911 |  | 19415.666
-5.8057 | 15308.2548 |  | 19522.6174
-5.768 | 15398.8267 |  | 19638.1236
-5.7303 | 15502.0112 |  | 19769.7149
-5.6926 | 15590.4022 |  | 19882.4399
-5.6549 | 15685.8839 |  | 20004.2078
-5.6172 | 15775.7798 |  | 20118.852
-5.5795 | 15859.7583 |  | 20225.9498
-5.5418 | 15947.4607 |  | 20337.7966
-5.5041 | 16039.4864 |  | 20455.157
-5.4664 | 16117.3944 |  | 20554.5131
-5.4287 | 16205.964 |  | 20667.4659
-5.391 | 16299.9281 |  | 20787.2983
-5.3533 | 16388.4722 |  | 20900.2186
-5.3156 | 16482.7806 |  | 21020.4901
-5.2779 | 16575.0613 |  | 21138.1757
-5.2402 | 16676.0396 |  | 21266.9533
-5.2025 | 16771.126 |  | 21388.2169
-5.1648 | 16858.2927 |  | 21499.3807
-5.1271 | 16938.4581 |  | 21601.6156
-5.0894 | 17024.8086 |  | 21711.7385
-5.0517 | 17118.709 |  | 21831.4896
-5.014 | 17210.7091 |  | 21948.8173
-4.9763 | 17297.6463 |  | 22059.6884
-4.9386 | 17388.1034 |  | 22175.0482
-4.9009 | 17482.3225 |  | 22295.2059
-4.8632 | 17574.6542 |  | 22412.9566
-4.8255 | 17674.3317 |  | 22540.0752
-4.7878 | 17774.9018 |  | 22668.3323
-4.7501 | 17873.5591 |  | 22794.1499
-4.7124 | 17963.7993 |  | 22909.2332
-4.6747 | 18051.4251 |  | 23020.9825
-4.637 | 18151.3577 |  | 23148.4264
-4.5993 | 18262.9464 |  | 23290.7355
-4.5616 | 18351.1462 |  | 23403.2167
-4.5239 | 18433.8494 |  | 23508.6881
-4.4862 | 18521.8451 |  | 23620.909
-4.4485 | 18618.1557 |  | 23743.734
-4.4108 | 18706.8018 |  | 23856.7844
-4.3731 | 18789.3392 |  | 23962.0443
-4.3354 | 18878.6867 |  | 24075.9892
-4.2977 | 18962.3464 |  | 24182.6804
-4.26 | 19039.6934 |  | 24281.321
-4.2223 | 19113.0614 |  | 24374.8872
-4.1846 | 19189.2351 |  | 24472.0315
-4.1469 | 19272.3974 |  | 24578.0884
-4.1092 | 19359.5131 |  | 24689.1871
-4.0715 | 19433.455 |  | 24783.4852
-4.0338 | 19521.7823 |  | 24896.1289
-3.9961 | 19617.0982 |  | 25017.6853
-3.9584 | 19706.5605 |  | 25131.7766
-3.9207 | 19790.6665 |  | 25239.037
-3.883 | 19880.6389 |  | 25353.7788
-3.8453 | 19962.0158 |  | 25457.5588
-3.8076 | 20036.6847 |  | 25552.7839
-3.7699 | 20104.5179 |  | 25639.2916
-3.7322 | 20170.2086 |  | 25723.067
-3.6945 | 20242.8369 |  | 25815.6899
-3.6568 | 20327.3765 |  | 25923.5033
-3.6191 | 20405.9095 |  | 26023.6564
-3.5814 | 20472.9648 |  | 26109.172
-3.5437 | 20544.1393 |  | 26199.9408
-3.506 | 20633.1807 |  | 26313.4954
-3.4683 | 20724.3009 |  | 26429.7009
-3.4306 | 20803.6246 |  | 26530.8624
-3.3929 | 20877.6047 |  | 26625.2093
-3.3552 | 20962.7565 |  | 26733.8034
-3.3175 | 21048.7755 |  | 26843.5034
-3.2798 | 21123.049 |  | 26938.2243
-3.2421 | 21196.2512 |  | 27031.5791
-3.2044 | 21272.9732 |  | 27129.4228
-3.1667 | 21345.8056 |  | 27222.3059
-3.129 | 21422.2343 |  | 27319.7755
-3.0913 | 21496.0487 |  | 27413.9109
-3.0536 | 21573.9568 |  | 27513.2671
-3.0159 | 21650.6151 |  | 27611.0294
-2.9782 | 21720.9606 |  | 27700.7411
-2.9405 | 21786.8936 |  | 27784.8254
-2.9028 | 21867.8242 |  | 27888.0362
-2.8651 | 21950.7314 |  | 27993.7678
-2.8274 | 22021.5871 |  | 28084.13
-2.7897 | 22096.9446 |  | 28180.2334
-2.752 | 22190.3348 |  | 28299.3339
-2.7143 | 22256.2423 |  | 28383.3858
-2.6766 | 22338.142 |  | 28487.8326
-2.6389 | 22403.7945 |  | 28571.5591
-2.6012 | 22457.1148 |  | 28639.5585
-2.5635 | 22509.0322 |  | 28705.7688
-2.5258 | 22560.4268 |  | 28771.3123
-2.4881 | 22610.967 |  | 28835.7662
-2.4504 | 22677.7799 |  | 28920.9728
-2.4127 | 22725.1063 |  | 28981.3281
-2.375 | 22784.8414 |  | 29057.5082
-2.3373 | 22854.5748 |  | 29146.4392
-2.2997 | 22920.1124 |  | 29230.0194
-2.262 | 22982.0155 |  | 29308.9644
-2.2243 | 23050.3588 |  | 29396.1226
-2.1866 | 23131.6975 |  | 29499.8538
-2.1489 | 23197.3244 |  | 29583.5478
-2.1112 | 23257.4931 |  | 29660.2809
-2.0735 | 23310.214 |  | 29727.5159
-2.0358 | 23369.5919 |  | 29803.2406
-1.9981 | 23426.5341 |  | 29875.8589
-1.9604 | 23465.9536 |  | 29926.1306
-1.9227 | 23501.2539 |  | 29971.1491
-1.885 | 23548.9629 |  | 30031.9924
-1.8473 | 23588.1656 |  | 30081.9876
-1.8096 | 23622.9813 |  | 30126.388
-1.7719 | 23671.1494 |  | 30187.8168
-1.7342 | 23734.7358 |  | 30268.9086
-1.6965 | 23805.0176 |  | 30358.539
-1.6588 | 23872.4555 |  | 30444.5425
-1.6211 | 23941.2834 |  | 30532.3187
-1.5834 | 24011.7182 |  | 30622.1443
-1.5457 | 24076.631 |  | 30704.9275
-1.508 | 24129.1734 |  | 30771.9348
-1.4703 | 24158.9006 |  | 30809.8459
-1.4326 | 24180.3639 |  | 30837.2181
-1.3949 | 24211.2899 |  | 30876.6581
-1.3572 | 24240.9152 |  | 30914.4391
-1.3195 | 24286.7622 |  | 30972.9078
-1.2818 | 24322.4961 |  | 31018.4793
-1.2441 | 24357.1205 |  | 31062.6358
-1.2064 | 24400.57 |  | 31118.0469
-1.1687 | 24422.7092 |  | 31146.281
-1.131 | 24432.7713 |  | 31159.1132
-1.0933 | 24449.0441 |  | 31179.866
-1.0556 | 24462.6516 |  | 31197.2195
-1.0179 | 24477.8149 |  | 31216.5573
-0.98018 | 24483.49 |  | 31223.7948
-0.94248 | 24490.7847 |  | 31233.0977
-0.90478 | 24530.5485 |  | 31283.8085
-0.86708 | 24562.074 |  | 31324.0129
-0.82938 | 24586.7383 |  | 31355.4673
-0.79168 | 24595.8184 |  | 31367.0472
-0.75398 | 24620.8525 |  | 31398.9732
-0.71628 | 24645.1597 |  | 31429.9722
-0.67858 | 24664.7994 |  | 31455.0186
-0.64089 | 24678.9552 |  | 31473.0716
-0.60319 | 24707.1266 |  | 31508.9985
-0.56549 | 24734.7113 |  | 31544.1773
-0.52779 | 24757.7815 |  | 31573.5987
-0.49009 | 24770.6365 |  | 31589.9927
-0.45239 | 24790.748 |  | 31615.6409
-0.41469 | 24812.8617 |  | 31643.8425
-0.37699 | 24834.1975 |  | 31671.052
-0.33929 | 24846.147 |  | 31686.2913
-0.30159 | 24849.6924 |  | 31690.8127
-0.26389 | 24865.1618 |  | 31710.5408
-0.22619 | 24874.0378 |  | 31721.8605
-0.18849 | 24875.3769 |  | 31723.5682
-0.1508 | 24874.2036 |  | 31722.0719
-0.1131 | 24895.4374 |  | 31749.1513
-0.075397 | 24943.6692 |  | 31810.6614
-0.037698 | 24966.9052 |  | 31840.2942
1.3587e-06 | 24969.3538 |  | 31843.4169
0.037701 | 24975.3094 |  | 31851.0121
0.0754 | 24983.4586 |  | 31861.4047
0.1131 | 25002.2437 |  | 31885.3615
0.1508 | 24983.3055 |  | 31861.2096
0.1885 | 24953.438 |  | 31823.1195
0.2262 | 24950.4283 |  | 31819.2812
0.2639 | 24966.5736 |  | 31839.8713
0.30159 | 24984.9252 |  | 31863.2751
0.33929 | 25008.0336 |  | 31892.7453
0.37699 | 25009.0028 |  | 31893.9813
0.41469 | 25009.564 |  | 31894.6969
0.45239 | 24994.0818 |  | 31874.9526
0.49009 | 24961.0133 |  | 31832.7803
0.52779 | 24917.9464 |  | 31777.8571
0.56549 | 24880.95 |  | 31730.6755
0.60319 | 24836.391 |  | 31673.8494
0.64089 | 24807.4417 |  | 31636.9304
0.67859 | 24808.2706 |  | 31637.9875
0.71629 | 24808.1686 |  | 31637.8574
0.75399 | 24811.816 |  | 31642.5089
0.79168 | 24811.2421 |  | 31641.777
0.82938 | 24809.5587 |  | 31639.6302
0.86708 | 24812.6832 |  | 31643.6148
0.90478 | 24800.7846 |  | 31628.4406
0.94248 | 24765.3185 |  | 31583.2107
0.98018 | 24721.4737 |  | 31527.2954
1.0179 | 24688.7367 |  | 31485.546
1.0556 | 24654.2909 |  | 31441.6172
1.0933 | 24619.3477 |  | 31397.0541
1.131 | 24582.1344 |  | 31349.596
1.1687 | 24547.1529 |  | 31304.9841
1.2064 | 24511.3298 |  | 31259.2988
1.2441 | 24491.8304 |  | 31234.4313
1.2818 | 24472.2801 |  | 31209.4988
1.3195 | 24454.885 |  | 31187.3148
1.3572 | 24416.6132 |  | 31138.5069
1.3949 | 24384.1696 |  | 31097.1315
1.4326 | 24361.4948 |  | 31068.2143
1.4703 | 24328.6813 |  | 31026.3673
1.508 | 24289.351 |  | 30976.2094
1.5457 | 24242.6241 |  | 30916.6185
1.5834 | 24193.9076 |  | 30854.4904
1.6211 | 24176.0917 |  | 30831.7697
1.6588 | 24135.958 |  | 30780.5872
1.6965 | 24095.4034 |  | 30728.868
1.7342 | 24063.7505 |  | 30688.501
1.7719 | 24022.8516 |  | 30636.3427
1.8096 | 23983.5724 |  | 30586.2498
1.8473 | 23947.0095 |  | 30539.6212
1.885 | 23886.2287 |  | 30462.1075
1.9227 | 23837.372 |  | 30399.8005
1.9604 | 23787.0231 |  | 30335.5906
1.9981 | 23743.1656 |  | 30279.659
2.0358 | 23685.9046 |  | 30206.6341
2.0735 | 23625.7359 |  | 30129.901
2.1112 | 23576.4328 |  | 30067.0248
2.1489 | 23537.6892 |  | 30017.6151
2.1866 | 23491.7529 |  | 29959.0325
2.2243 | 23431.2782 |  | 29881.9091
2.262 | 23365.2687 |  | 29797.7271
2.2997 | 23306.133 |  | 29722.3114
2.3374 | 23247.9028 |  | 29648.0505
2.3751 | 23192.7588 |  | 29577.7253
2.4127 | 23128.9428 |  | 29496.3408
2.4504 | 23067.7157 |  | 29418.2578
2.4881 | 23019.7006 |  | 29357.0242
2.5258 | 22955.3872 |  | 29275.0054
2.5635 | 22897.6927 |  | 29201.4275
2.6012 | 22835.458 |  | 29122.0596
2.6389 | 22759.4502 |  | 29025.1268
2.6766 | 22692.4331 |  | 28939.66
2.7143 | 22630.6066 |  | 28860.8126
2.752 | 22559.5086 |  | 28770.1413
2.7897 | 22502.3242 |  | 28697.214
2.8274 | 22435.3454 |  | 28611.796
2.8651 | 22384.7288 |  | 28547.2446
2.9028 | 22330.2479 |  | 28477.7652
2.9405 | 22271.9285 |  | 28403.3904
2.9782 | 22213.6855 |  | 28329.1131
3.0159 | 22139.6416 |  | 28234.6849
3.0536 | 22089.5606 |  | 28170.8166
3.0913 | 22030.2719 |  | 28095.2057
3.129 | 21948.3338 |  | 27990.7102
3.1667 | 21876.1009 |  | 27898.5914
3.2044 | 21795.8462 |  | 27796.2427
3.2421 | 21719.7618 |  | 27699.2123
3.2798 | 21650.3473 |  | 27610.6878
3.3175 | 21550.4275 |  | 27483.2602
3.3552 | 21469.701 |  | 27380.3097
3.3929 | 21409.7236 |  | 27303.8206
3.4306 | 21341.9797 |  | 27217.4267
3.4683 | 21276.9904 |  | 27134.5459
3.506 | 21210.4963 |  | 27049.7459
3.5437 | 21152.1003 |  | 26975.2735
3.5814 | 21084.6369 |  | 26889.2375
3.6191 | 21010.1084 |  | 26794.1912
3.6568 | 20930.8613 |  | 26693.1274
3.6945 | 20847.1378 |  | 26586.3548
3.7322 | 20762.2666 |  | 26478.1186
3.7699 | 20680.5454 |  | 26373.8995
3.8076 | 20596.7709 |  | 26267.0619
3.8453 | 20511.8232 |  | 26158.7281
3.883 | 20430.8289 |  | 26055.4361
3.9207 | 20355.3566 |  | 25959.1863
3.9584 | 20287.753 |  | 25872.9714
3.9961 | 20217.4457 |  | 25783.3085
4.0338 | 20124.9482 |  | 25665.3464
4.0715 | 20039.6051 |  | 25556.5084
4.1092 | 19953.3948 |  | 25446.5644
4.1469 | 19881.0215 |  | 25354.2668
4.1846 | 19801.022 |  | 25252.2433
4.2223 | 19705.9484 |  | 25130.9959
4.26 | 19608.2349 |  | 25006.3819
4.2977 | 19525.0726 |  | 24900.325
4.3354 | 19445.3791 |  | 24798.6919
4.3731 | 19371.3224 |  | 24704.2474
4.4108 | 19278.4933 |  | 24585.8625
4.4485 | 19188.1128 |  | 24470.6002
4.4862 | 19096.5335 |  | 24353.8092
4.5239 | 19023.9562 |  | 24261.2513
4.5616 | 18945.2447 |  | 24160.8705
4.5993 | 18859.8506 |  | 24051.9674
4.637 | 18762.9023 |  | 23928.3293
4.6747 | 18672.5983 |  | 23813.1646
4.7124 | 18580.3813 |  | 23695.5603
4.7501 | 18500.3435 |  | 23593.4881
4.7878 | 18413.7124 |  | 23483.0074
4.8255 | 18334.2994 |  | 23381.7321
4.8632 | 18243.7659 |  | 23266.2746
4.9009 | 18165.1054 |  | 23165.9589
4.9386 | 18082.9633 |  | 23061.2031
4.9763 | 17990.2363 |  | 22942.9483
5.014 | 17900.098 |  | 22827.995
5.0517 | 17799.3749 |  | 22699.5428
5.0894 | 17709.5045 |  | 22584.931
5.1271 | 17624.595 |  | 22476.646
5.1648 | 17537.5813 |  | 22365.6774
5.2025 | 17451.8301 |  | 22256.3189
5.2402 | 17374.6617 |  | 22157.9061
5.2779 | 17293.3613 |  | 22054.2237
5.3156 | 17217.9528 |  | 21958.0552
5.3533 | 17123.0323 |  | 21837.003
5.391 | 17022.5769 |  | 21708.8923
5.4287 | 16928.6765 |  | 21589.1412
5.4664 | 16837.1738 |  | 21472.4477
5.5041 | 16744.9058 |  | 21354.7784
5.5418 | 16650.98 |  | 21234.9947
5.5795 | 16552.3993 |  | 21109.2748
5.6172 | 16464.4036 |  | 20997.0539
5.6549 | 16389.3777 |  | 20901.3733
5.6926 | 16308.6767 |  | 20798.4554
5.7303 | 16222.8873 |  | 20689.0481
5.768 | 16136.7025 |  | 20579.1367
5.8057 | 16048.8471 |  | 20467.0947
5.8434 | 15960.3923 |  | 20354.2882
5.8811 | 15865.1273 |  | 20232.7969
5.9188 | 15764.2894 |  | 20104.1982
5.9565 | 15665.5939 |  | 19978.3319
5.9942 | 15567.3065 |  | 19852.986
6.0319 | 15473.7505 |  | 19733.674
6.0696 | 15380.7429 |  | 19615.0614
6.1073 | 15287.9648 |  | 19496.7415
6.145 | 15200.5047 |  | 19385.2037
6.1827 | 15106.0433 |  | 19264.737
6.2204 | 15022.2561 |  | 19157.8832
6.2581 | 14932.3092 |  | 19043.1739
6.2958 | 14834.0983 |  | 18917.9256
6.3335 | 14738.7824 |  | 18796.3692
6.3712 | 14650.8377 |  | 18684.2133
6.4089 | 14559.7813 |  | 18568.0891
6.4466 | 14477.1546 |  | 18462.7152
6.4843 | 14385.1417 |  | 18345.3712
6.522 | 14294.0343 |  | 18229.1819
6.5597 | 14207.4286 |  | 18118.7337
6.5974 | 14133.2062 |  | 18024.0778
6.6351 | 14053.9973 |  | 17923.0628
6.6728 | 13963.0046 |  | 17807.0198
6.7105 | 13872.2543 |  | 17691.2859
6.7482 | 13787.2811 |  | 17582.9195
6.7859 | 13708.1487 |  | 17482.002
6.8236 | 13630.4447 |  | 17382.9061
6.8613 | 13545.3566 |  | 17274.3933
6.899 | 13461.1231 |  | 17166.9703
6.9367 | 13389.1451 |  | 17075.1768
6.9744 | 13308.7757 |  | 16972.6817
7.0121 | 13226.7229 |  | 16868.0398
7.0498 | 13139.0206 |  | 16756.1929
7.0875 | 13047.7728 |  | 16639.8247
7.1251 | 12954.2934 |  | 16520.6103
7.1628 | 12857.1155 |  | 16396.6794
7.2005 | 12760.6135 |  | 16273.6104
7.2382 | 12670.9574 |  | 16159.272
7.2759 | 12581.7145 |  | 16045.4604
7.3136 | 12496.9746 |  | 15937.3917
7.3513 | 12421.3697 |  | 15840.9728
7.389 | 12349.7157 |  | 15749.5924
7.4267 | 12273.2143 |  | 15652.0302
7.4644 | 12195.4325 |  | 15552.835
7.5021 | 12119.13 |  | 15455.5265
7.5398 | 12041.7308 |  | 15356.8192
7.5775 | 11968.5336 |  | 15263.4709
7.6152 | 11889.6551 |  | 15162.8771
7.6529 | 11800.5129 |  | 15049.1941
7.6906 | 11714.3944 |  | 14939.3672
7.7283 | 11630.1685 |  | 14831.9539
7.766 | 11545.4274 |  | 14723.8835
7.8037 | 11459.4071 |  | 14614.1819
7.8414 | 11373.0565 |  | 14504.059
7.8791 | 11284.2969 |  | 14390.8639
7.9168 | 11204.2731 |  | 14288.8095
7.9545 | 11130.2279 |  | 14194.3797
7.9922 | 11058.3431 |  | 14102.705
8.0299 | 10984.4484 |  | 14008.467
8.0676 | 10909.6074 |  | 13913.0223
8.1053 | 10838.3539 |  | 13822.1527
8.143 | 10767.2648 |  | 13731.4928
8.1807 | 10690.1155 |  | 13633.1043
8.2184 | 10613.4139 |  | 13535.2867
8.2561 | 10530.981 |  | 13430.1601
8.2938 | 10452.8842 |  | 13330.5633
8.3315 | 10382.1115 |  | 13240.3067
8.3692 | 10306.6392 |  | 13144.057
8.4069 | 10230.5191 |  | 13046.981
8.4446 | 10155.6271 |  | 12951.4712
8.4823 | 10079.8717 |  | 12854.8604
8.52 | 10010.7109 |  | 12766.6597
8.5577 | 9940.4036 |  | 12676.9968
8.5954 | 9862.5887 |  | 12577.7593
8.6331 | 9787.7145 |  | 12482.2723
8.6708 | 9719.2679 |  | 12394.9824
8.7085 | 9653.1461 |  | 12310.6573
8.7462 | 9582.6896 |  | 12220.8041
8.7839 | 9505.8719 |  | 12122.8385
8.8216 | 9430.4813 |  | 12026.6928
8.8593 | 9363.148 |  | 11940.8227
8.897 | 9296.6768 |  | 11856.052
8.9347 | 9225.5062 |  | 11765.288
8.9724 | 9154.1531 |  | 11674.2915
9.0101 | 9086.1044 |  | 11587.5089
9.0478 | 9020.531 |  | 11503.8832
9.0855 | 8957.0007 |  | 11422.863
9.1232 | 8892.357 |  | 11340.4229
9.1609 | 8822.7307 |  | 11251.6285
9.1986 | 8750.3472 |  | 11159.3178
9.2363 | 8678.6779 |  | 11067.918
9.274 | 8611.2273 |  | 10981.8982
9.3117 | 8549.49 |  | 10903.1647
9.3494 | 8489.5803 |  | 10826.7617
9.3871 | 8427.412 |  | 10747.4785
9.4248 | 8365.676 |  | 10668.7465
9.4625 | 8302.9758 |  | 10588.7851
9.5002 | 8238.9468 |  | 10507.1289
9.5379 | 8172.176 |  | 10421.976
9.5756 | 8101.0397 |  | 10331.256
9.6133 | 8026.7956 |  | 10236.5724
9.651 | 7960.3257 |  | 10151.8033
9.6887 | 7902.1274 |  | 10077.583
9.7264 | 7856.0686 |  | 10018.8443
9.7641 | 7812.0045 |  | 9962.6493
9.8018 | 7760.4989 |  | 9896.9643
9.8395 | 7708.2129 |  | 9830.2839
9.8772 | 7659.564 |  | 9768.242
9.9149 | 7599.9871 |  | 9692.2636
9.9526 | 7532.752 |  | 9606.5187
9.9903 | 7462.6768 |  | 9517.1518
10.028 | 7393.6168 |  | 9429.0795
10.0657 | 7328.6734 |  | 9346.2572
10.1034 | 7263.9137 |  | 9263.6691
10.1411 | 7198.9053 |  | 9180.7639
10.1788 | 7139.3615 |  | 9104.8277
10.2165 | 7085.7619 |  | 9036.4722
10.2542 | 7027.9628 |  | 8962.7609
10.2919 | 6969.2492 |  | 8887.8836
10.3296 | 6917.393 |  | 8821.7513
10.3673 | 6866.7521 |  | 8757.169
10.405 | 6812.9548 |  | 8688.5613
10.4427 | 6757.1311 |  | 8617.3693
10.4804 | 6700.6927 |  | 8545.3934
10.5181 | 6647.991 |  | 8478.1829
10.5558 | 6593.3635 |  | 8408.5165
10.5935 | 6536.3436 |  | 8335.7989
10.6312 | 6478.941 |  | 8262.5935
10.6689 | 6423.616 |  | 8192.0374
10.7066 | 6373.5719 |  | 8128.2163
10.7443 | 6321.4351 |  | 8061.7262
10.782 | 6265.8613 |  | 7990.853
10.8197 | 6212.3625 |  | 7922.6259
10.8574 | 6162.5174 |  | 7859.0585
10.8951 | 6116.7099 |  | 7800.6402
10.9328 | 6069.3057 |  | 7740.1856
10.9705 | 6018.4646 |  | 7675.3479
11.0082 | 5965.5818 |  | 7607.9064
11.0459 | 5914.5073 |  | 7542.7711
11.0836 | 5869.3132 |  | 7485.1351
11.1213 | 5822.692 |  | 7425.6792
11.159 | 5773.0459 |  | 7362.3654
11.1967 | 5724.5131 |  | 7300.4715
11.2344 | 5672.6594 |  | 7234.3425
11.2721 | 5623.7618 |  | 7171.9835
11.3098 | 5578.7335 |  | 7114.5589
11.3475 | 5529.2876 |  | 7051.5005
11.3852 | 5480.589 |  | 6989.3951
11.4229 | 5431.3599 |  | 6926.6132
11.4606 | 5387.8262 |  | 6871.0948
11.4983 | 5347.5982 |  | 6819.7919
11.536 | 5307.5703 |  | 6768.7444
11.5737 | 5262.7257 |  | 6711.554
11.6113 | 5216.1696 |  | 6652.1811
11.6491 | 5172.4204 |  | 6596.3877
11.6867 | 5135.5145 |  | 6549.3216
11.7244 | 5091.9477 |  | 6493.7609
11.7622 | 5049.0466 |  | 6439.0491
11.7998 | 5004.0349 |  | 6381.6457
11.8376 | 4962.4614 |  | 6328.627
11.8752 | 4925.1079 |  | 6280.99
11.913 | 4881.4913 |  | 6225.3659
11.9506 | 4838.6565 |  | 6170.7387
11.9884 | 4796.2362 |  | 6116.6401
12.026 | 4754.5964 |  | 6063.5368
12.0637 | 4718.156 |  | 6017.0643
12.1014 | 4676.4499 |  | 5963.8765
12.1391 | 4632.4188 |  | 5907.7238
12.1768 | 4592.9878 |  | 5857.4374
12.2145 | 4553.5581 |  | 5807.1527
12.2522 | 4514.0608 |  | 5756.7817
12.2899 | 4472.6365 |  | 5703.9533
12.3276 | 4433.4223 |  | 5653.9435
12.3653 | 4397.4129 |  | 5608.0207
12.403 | 4361.4546 |  | 5562.163
12.4407 | 4324.4326 |  | 5514.9489
12.4784 | 4284.3704 |  | 5463.8575
12.5161 | 4247.7463 |  | 5417.1508
12.5538 | 4217.5842 |  | 5378.6851
12.5915 | 4186.0269 |  | 5338.4401
12.6292 | 4155.0677 |  | 5298.9578
12.6669 | 4125.204 |  | 5260.8726
12.7046 | 4095.0074 |  | 5222.363
12.7423 | 4061.7897 |  | 5180.0004
12.78 | 4028.9864 |  | 5138.1664
12.8177 | 3993.3915 |  | 5092.7722
12.8554 | 3957.8655 |  | 5047.4659
12.8931 | 3922.8687 |  | 5002.8345
12.9308 | 3889.5336 |  | 4960.3223
12.9685 | 3859.4378 |  | 4921.9411
13.0062 | 3828.5118 |  | 4882.5011
13.0439 | 3797.4187 |  | 4842.8481
13.0816 | 3770.0635 |  | 4807.962
13.1193 | 3738.8876 |  | 4768.2033
13.157 | 3701.4333 |  | 4720.4378
13.1947 | 3663.2482 |  | 4671.7405
13.2324 | 3628.8011 |  | 4627.8101
13.2701 | 3600.0342 |  | 4591.1236
13.3078 | 3569.0074 |  | 4551.5551
13.3455 | 3531.8362 |  | 4504.1507
13.3832 | 3496.3752 |  | 4458.9273
13.4209 | 3471.262 |  | 4426.9005
13.4586 | 3444.371 |  | 4392.6064
13.4963 | 3413.6108 |  | 4353.3779
13.534 | 3378.9813 |  | 4309.2149
13.5717 | 3350.296 |  | 4272.6325
13.6094 | 3322.293 |  | 4236.9202
13.6471 | 3297.4284 |  | 4205.2105
13.6848 | 3272.532 |  | 4173.4601
13.7225 | 3251.1057 |  | 4146.1351
13.7602 | 3226.9388 |  | 4115.315
13.7979 | 3205.4793 |  | 4087.9478
13.8356 | 3179.3038 |  | 4054.5661
13.8733 | 3152.8949 |  | 4020.8868
13.911 | 3123.9774 |  | 3984.0084
13.9487 | 3094.7118 |  | 3946.686
13.9864 | 3066.6591 |  | 3910.9103
14.0241 | 3039.7184 |  | 3876.5528
14.0618 | 3016.8816 |  | 3847.4291
14.0995 | 2996.4347 |  | 3821.3531
14.1372 | 2976.5374 |  | 3795.9782
14.1749 | 2957.5189 |  | 3771.7239
14.2126 | 2933.8506 |  | 3741.5397
14.2503 | 2908.5716 |  | 3709.3014
14.288 | 2887.4118 |  | 3682.3163
14.3257 | 2861.8497 |  | 3649.7169
14.3634 | 2833.9627 |  | 3614.1527
14.4011 | 2807.3217 |  | 3580.1774
14.4388 | 2780.3478 |  | 3545.7776
14.4765 | 2756.4309 |  | 3515.2763
14.5142 | 2734.4064 |  | 3487.1885
14.5519 | 2711.1705 |  | 3457.5557
14.5896 | 2689.4623 |  | 3429.8713
14.6273 | 2669.3483 |  | 3404.2199
14.665 | 2646.9591 |  | 3375.667
14.7027 | 2622.1941 |  | 3344.0841
14.7404 | 2600.8851 |  | 3316.9087
14.7781 | 2580.7379 |  | 3291.215
14.8158 | 2560.5078 |  | 3265.4156
14.8535 | 2539.2307 |  | 3238.2809
14.8912 | 2518.6512 |  | 3212.0359
14.9289 | 2501.4283 |  | 3190.0715
14.9666 | 2482.1113 |  | 3165.4365
15.0043 | 2460.9018 |  | 3138.388
15.042 | 2438.0637 |  | 3109.2626
15.0797 | 2416.8529 |  | 3082.2125
15.1174 | 2396.7223 |  | 3056.54
15.1551 | 2375.8112 |  | 3029.872
15.1928 | 2353.0905 |  | 3000.8963
15.2305 | 2335.4186 |  | 2978.3594
15.2682 | 2316.3172 |  | 2953.9993
15.3059 | 2297.2004 |  | 2929.6197
15.3436 | 2279.2123 |  | 2906.6795
15.3813 | 2257.6368 |  | 2879.1642
15.419 | 2236.1773 |  | 2851.797
15.4567 | 2217.7913 |  | 2828.3493
15.4944 | 2199.1056 |  | 2804.5194
15.5321 | 2182.9948 |  | 2783.9732
15.5698 | 2167.9297 |  | 2764.7607
15.6075 | 2147.0683 |  | 2738.1562
15.6452 | 2129.0802 |  | 2715.216
15.6829 | 2111.4581 |  | 2692.7425
15.7206 | 2095.7961 |  | 2672.7688
15.7583 | 2079.5514 |  | 2652.0519
15.796 | 2060.0189 |  | 2627.1421
15.8337 | 2038.8094 |  | 2600.0936
15.8714 | 2022.0838 |  | 2578.7635
15.9091 | 2007.1182 |  | 2559.6778
15.9468 | 1994.7273 |  | 2543.8758
15.9845 | 1977.6205 |  | 2522.0594
16.0222 | 1961.692 |  | 2501.7458
16.0599 | 1947.5247 |  | 2483.6782
16.0976 | 1932.1777 |  | 2464.1062
16.1353 | 1918.6735 |  | 2446.8844
16.173 | 1905.7522 |  | 2430.4058
16.2107 | 1888.5612 |  | 2408.4821
16.2484 | 1871.4696 |  | 2386.6852
16.286 | 1597.766 |  | 2037.631
16.3238 | 1547.509 |  | 1973.5382
16.3615 | 1482.5898 |  | 1890.7468

## Medium
Desire
D22 Studio HD | 2016-01-19
Diffusion | Beam Angle | Field Angle
Medium | 25.6 | 49
[5 empty] | Power Consump (Watts) | Efficacy (lm/W)
Mode | Accessory Lens | Max Candela | Field Lumens | Beam Lumens
Boost Full | Medium | 10625.922 | 2073.8959 | 1015.249 | 53.4 | 38.837
Regulated Full | Medium | 10304.424 | 2011.1481 | 984.5316 | 51.4 | 39.1274
Regulated 3200K | Medium | 8647.4726 | 1687.7555 | 826.2189 | 41.9 | 40.2806
Regulated 5600K | Medium | 9079.228 | 1772.0226 | 867.4708 | 45.8 | 38.6904
| For Field diameter at any distance, multiply distance by |  |  |  | 0.91145
| For Beam diameter at any distance, multiply distance by |  |  |  | 0.45439
Dist for 1.0 fc
Regulated mode | Throw Distance (ft) | 10 | 15 | 20 | 25 | 101.5107
| Throw Distance (m) | 3.048 | 4.572 | 6.096 | 7.62 | 30.9405
| Field Diameter (ft) | 9.1145 | 13.6718 | 18.2291 | 22.7863 | 92.5222
| Field Diameter (m) | 2.7781 | 4.1672 | 5.5562 | 6.9453 | 28.2008
| Illuminance (fc) | 103.0442 | 45.7974 | 25.7611 | 16.4871 | 1
| Illuminance (lux) | 1109.1579 | 492.9591 | 277.2895 | 177.4653 | 10.8
Test Distance (m) | Iso-Illuminance Diagram grid lines
1.965 | 0.3 | 0.6 | 0.9 | 1.2 | 1.5
| 0.15267 | 0.30534 | 0.45802 | 0.61069 | 0.76336
Regulated mode
Measurement: Full Regulated Warm - MR - Subframed - Make Intensity
Degrees | (Cd) |  | (Cd)
-39.9018 | 135.0984 |  | 172.291
-39.8431 | 135.7075 |  | 173.0677
-39.7844 | 136.4716 |  | 174.0423
-39.7257 | 137.3132 |  | 175.1155
-39.6671 | 136.8259 |  | 174.4941
-39.6084 | 136.073 |  | 173.5339
-39.5497 | 137.9554 |  | 175.9346
-39.491 | 138.5092 |  | 176.6408
-39.4323 | 140.1701 |  | 178.759
-39.3737 | 143.4258 |  | 182.911
-39.315 | 143.1158 |  | 182.5156
-39.2563 | 142.3185 |  | 181.4988
-39.1976 | 141.5212 |  | 180.482
-39.139 | 142.6507 |  | 181.9225
-39.0803 | 143.005 |  | 182.3743
-39.0216 | 144.7768 |  | 184.6338
-38.9629 | 146.9916 |  | 187.4584
-38.9042 | 150.0922 |  | 191.4126
-38.8456 | 148.1654 |  | 188.9553
-38.7869 | 149.2505 |  | 190.3392
-38.7282 | 150.8674 |  | 192.4011
-38.6695 | 148.8298 |  | 189.8027
-38.6108 | 148.2761 |  | 189.0965
-38.5522 | 150.7787 |  | 192.2881
-38.4935 | 152.2627 |  | 194.1806
-38.4348 | 154.6989 |  | 197.2875
-38.3761 | 158.1538 |  | 201.6935
-38.3174 | 158.9289 |  | 202.682
-38.2588 | 160.1471 |  | 204.2356
-38.2001 | 161.2322 |  | 205.6195
-38.1414 | 160.7671 |  | 205.0263
-38.0827 | 160.4128 |  | 204.5745
-38.0241 | 161.6088 |  | 206.0997
-37.9654 | 160.0142 |  | 204.0661
-37.9067 | 159.3498 |  | 203.2187
-37.848 | 159.394 |  | 203.2752
-37.7893 | 160.9222 |  | 205.2241
-37.7306 | 163.447 |  | 208.444
-37.672 | 166.5475 |  | 212.3981
-37.6133 | 168.6295 |  | 215.0532
-37.5546 | 170.1797 |  | 217.0302
-37.4959 | 170.6226 |  | 217.5951
-37.4373 | 170.5784 |  | 217.5386
-37.3786 | 173.5683 |  | 221.3517
-37.3199 | 175.03 |  | 223.2157
-37.2612 | 176.1374 |  | 224.6281
-37.2025 | 178.9723 |  | 228.2434
-37.1439 | 178.175 |  | 227.2265
-37.0852 | 179.6145 |  | 229.0624
-37.0265 | 179.9467 |  | 229.4861
-36.9678 | 181.497 |  | 231.4631
-36.9091 | 182.3829 |  | 232.593
-36.8505 | 186.1258 |  | 237.3663
-36.7918 | 185.2621 |  | 236.2647
-36.7331 | 185.8379 |  | 236.999
-36.6744 | 186.3916 |  | 237.7052
-36.6157 | 187.1445 |  | 238.6654
-36.5571 | 188.6505 |  | 240.586
-36.4984 | 189.6694 |  | 241.8854
-36.4397 | 190.4224 |  | 242.8457
-36.381 | 194.2538 |  | 247.7319
-36.3224 | 193.8774 |  | 247.2518
-36.2637 | 191.0647 |  | 243.6648
-36.205 | 190.9318 |  | 243.4953
-36.1463 | 192.5264 |  | 245.529
-36.0876 | 190.666 |  | 243.1564
-36.029 | 192.46 |  | 245.4442
-35.9703 | 195.9371 |  | 249.8786
-35.9116 | 199.5027 |  | 254.4258
-35.8529 | 201.4075 |  | 256.855
-35.7942 | 202.2491 |  | 257.9282
-35.7356 | 203.6444 |  | 259.7077
-35.6769 | 204.4637 |  | 260.7526
-35.6182 | 204.3531 |  | 260.6114
-35.5595 | 206.8557 |  | 263.8031
-35.5008 | 210.7093 |  | 268.7175
-35.4422 | 213.3891 |  | 272.1351
-35.3835 | 217.7743 |  | 277.7276
-35.3248 | 219.081 |  | 279.394
-35.2661 | 220.1883 |  | 280.8062
-35.2075 | 219.989 |  | 280.552
-35.1488 | 220.3212 |  | 280.9756
-35.0901 | 218.9038 |  | 279.1681
-35.0314 | 219.0588 |  | 279.3657
-34.9727 | 219.6568 |  | 280.1283
-34.9141 | 221.2735 |  | 282.1901
-34.8554 | 222.5359 |  | 283.8
-34.7967 | 225.548 |  | 287.6414
-34.738 | 229.756 |  | 293.0078
-34.6793 | 230.2432 |  | 293.6291
-34.6207 | 230.974 |  | 294.5612
-34.562 | 232.17 |  | 296.0864
-34.5033 | 233.078 |  | 297.2444
-34.4446 | 233.964 |  | 298.3743
-34.3859 | 236.4444 |  | 301.5376
-34.3273 | 239.5229 |  | 305.4635
-34.2686 | 242.5349 |  | 309.3048
-34.2099 | 244.3953 |  | 311.6773
-34.1512 | 245.7464 |  | 313.4003
-34.0926 | 245.5248 |  | 313.1178
-34.0339 | 244.9268 |  | 312.3552
-33.9752 | 244.9047 |  | 312.3269
-33.9165 | 245.4806 |  | 313.0614
-33.8578 | 246.0786 |  | 313.824
-33.7991 | 248.6255 |  | 317.0721
-33.7405 | 251.7482 |  | 321.0544
-33.6818 | 254.0072 |  | 323.9354
-33.6231 | 256.2663 |  | 326.8164
-33.5644 | 258.5917 |  | 329.782
-33.5058 | 260.0534 |  | 331.6461
-33.4471 | 262.1132 |  | 334.2729
-33.3884 | 264.9038 |  | 337.8318
-33.3297 | 266.6976 |  | 340.1195
-33.271 | 268.1816 |  | 342.0119
-33.2124 | 269.8204 |  | 344.102
-33.1537 | 270.6842 |  | 345.2036
-33.095 | 271.4814 |  | 346.2202
-33.0363 | 273.962 |  | 349.3837
-32.9776 | 276.1545 |  | 352.1798
-32.919 | 277.2398 |  | 353.5639
-32.8603 | 279.1222 |  | 355.9646
-32.8016 | 280.2075 |  | 357.3486
-32.7429 | 280.6947 |  | 357.9699
-32.6842 | 282.3336 |  | 360.06
-32.6256 | 286.5637 |  | 365.4547
-32.5669 | 288.6013 |  | 368.0532
-32.5082 | 291.1926 |  | 371.3579
-32.4495 | 295.179 |  | 376.4418
-32.3909 | 298.9663 |  | 381.2717
-32.3322 | 300.8709 |  | 383.7007
-32.2735 | 303.9716 |  | 387.655
-32.2148 | 305.5883 |  | 389.7167
-32.1561 | 307.0278 |  | 391.5526
-32.0975 | 309.7963 |  | 395.0832
-32.0388 | 310.2392 |  | 395.648
-31.9801 | 311.7231 |  | 397.5405
-31.9214 | 316.2411 |  | 403.3023
-31.8627 | 318.8102 |  | 406.5787
-31.8041 | 319.0982 |  | 406.9459
-31.7454 | 321.9995 |  | 410.6459
-31.6867 | 324.6128 |  | 413.9787
-31.628 | 324.7678 |  | 414.1763
-31.5694 | 326.451 |  | 416.323
-31.5107 | 330.1053 |  | 420.9833
-31.452 | 333.6488 |  | 425.5024
-31.3933 | 336.5059 |  | 429.146
-31.3346 | 339.8723 |  | 433.4391
-31.276 | 341.777 |  | 435.8682
-31.2173 | 343.7481 |  | 438.3819
-31.1586 | 347.4467 |  | 443.0988
-31.0999 | 350.3479 |  | 446.7986
-31.0412 | 353.6478 |  | 451.0071
-30.9826 | 355.4418 |  | 453.2949
-30.9239 | 358.0109 |  | 456.5713
-30.8652 | 360.3142 |  | 459.5087
-30.8065 | 362.6397 |  | 462.4744
-30.7478 | 365.3417 |  | 465.9203
-30.6892 | 371.2993 |  | 473.5179
-30.6305 | 376.1052 |  | 479.647
-30.5718 | 378.763 |  | 483.0364
-30.5131 | 380.4683 |  | 485.2112
-30.4545 | 381.3763 |  | 486.3692
-30.3958 | 382.085 |  | 487.273
-30.3371 | 383.2588 |  | 488.7699
-30.2784 | 384.8534 |  | 490.8035
-30.2197 | 387.1347 |  | 493.7128
-30.161 | 390.3681 |  | 497.8364
-30.1024 | 394.9526 |  | 503.6831
-30.0437 | 400.6002 |  | 510.8854
-29.985 | 407.2664 |  | 519.3869
-29.9263 | 413.9328 |  | 527.8885
-29.8677 | 419.1152 |  | 534.4977
-29.809 | 422.7032 |  | 539.0733
-29.7503 | 424.4306 |  | 541.2763
-29.6916 | 425.228 |  | 542.2933
-29.6329 | 426.8889 |  | 544.4115
-29.5743 | 429.6131 |  | 547.8856
-29.5156 | 431.2298 |  | 549.9474
-29.4569 | 432.2487 |  | 551.2467
-29.3982 | 436.656 |  | 556.8673
-29.3395 | 442.3035 |  | 564.0697
-29.2809 | 445.2491 |  | 567.8261
-29.2222 | 451.4725 |  | 575.7629
-29.1635 | 457.6072 |  | 583.5865
-29.1048 | 460.2207 |  | 586.9195
-29.0462 | 463.0776 |  | 590.5629
-28.9875 | 469.0353 |  | 598.1607
-28.9288 | 471.3829 |  | 601.1546
-28.8701 | 476.5431 |  | 607.7355
-28.8114 | 482.08 |  | 614.7966
-28.7527 | 487.8605 |  | 622.1685
-28.6941 | 494.6819 |  | 630.8678
-28.6354 | 500.3515 |  | 638.0982
-28.5767 | 502.6992 |  | 641.0922
-28.518 | 506.9736 |  | 646.5434
-28.4594 | 510.5171 |  | 651.0625
-28.4007 | 512.156 |  | 653.1526
-28.342 | 517.0062 |  | 659.3381
-28.2833 | 522.2995 |  | 666.0885
-28.2246 | 526.4632 |  | 671.3986
-28.166 | 529.9403 |  | 675.8329
-28.1073 | 536.075 |  | 683.6565
-28.0486 | 540.0174 |  | 688.6841
-27.9899 | 544.3582 |  | 694.2201
-27.9312 | 549.297 |  | 700.5184
-27.8726 | 554.3466 |  | 706.9583
-27.8139 | 557.2922 |  | 710.7147
-27.7552 | 563.8035 |  | 719.0186
-27.6965 | 568.4544 |  | 724.9499
-27.6379 | 575.1872 |  | 733.5362
-27.5792 | 580.7905 |  | 740.6821
-27.5205 | 586.2165 |  | 747.6019
-27.4618 | 589.5387 |  | 751.8387
-27.4031 | 595.6956 |  | 759.6906
-27.3444 | 600.3022 |  | 765.5654
-27.2858 | 606.282 |  | 773.1914
-27.2271 | 611.1544 |  | 779.4052
-27.1684 | 616.4919 |  | 786.2121
-27.1097 | 621.8958 |  | 793.1038
-27.0511 | 627.8535 |  | 800.7016
-26.9924 | 634.6306 |  | 809.3444
-26.9337 | 643.268 |  | 820.3596
-26.875 | 651.9497 |  | 831.4314
-26.8163 | 658.2838 |  | 839.5094
-26.7577 | 663.9092 |  | 846.6834
-26.699 | 669.8447 |  | 854.2529
-26.6403 | 675.4924 |  | 861.4554
-26.5816 | 680.0989 |  | 867.3301
-26.523 | 687.1417 |  | 876.3118
-26.4643 | 694.7161 |  | 885.9714
-26.4056 | 701.7147 |  | 894.8968
-26.3469 | 707.5616 |  | 902.3533
-26.2882 | 715.9555 |  | 913.058
-26.2295 | 720.6727 |  | 919.0739
-26.1709 | 723.419 |  | 922.5763
-26.1122 | 726.8297 |  | 926.9259
-26.0535 | 732.6766 |  | 934.3824
-25.9948 | 738.8114 |  | 942.2062
-25.9362 | 749.2427 |  | 955.5092
-25.8775 | 761.2465 |  | 970.8176
-25.8188 | 769.5517 |  | 981.4093
-25.7601 | 775.4652 |  | 988.9507
-25.7014 | 780.3596 |  | 995.1926
-25.6428 | 786.3616 |  | 1002.8469
-25.5841 | 791.7655 |  | 1009.7386
-25.5254 | 801.3332 |  | 1021.9403
-25.4667 | 809.6827 |  | 1032.5884
-25.408 | 816.6591 |  | 1041.4854
-25.3494 | 822.7496 |  | 1049.2526
-25.2907 | 829.8589 |  | 1058.319
-25.232 | 836.2595 |  | 1066.4817
-25.1733 | 845.1848 |  | 1077.8642
-25.1147 | 856.4134 |  | 1092.184
-25.056 | 864.0765 |  | 1101.9567
-24.9973 | 870.6099 |  | 1110.2889
-24.9386 | 877.7191 |  | 1119.3552
-24.8799 | 886.0022 |  | 1129.9186
-24.8212 | 895.2378 |  | 1141.6967
-24.7626 | 907.6402 |  | 1157.5135
-24.7039 | 921.4379 |  | 1175.1098
-24.6452 | 933.2645 |  | 1190.1923
-24.5865 | 943.4965 |  | 1203.2411
-24.5279 | 951.071 |  | 1212.9009
-24.4692 | 957.0729 |  | 1220.555
-24.4105 | 962.1446 |  | 1227.023
-24.3518 | 969.2983 |  | 1236.1461
-24.2931 | 978.29 |  | 1247.6133
-24.2345 | 987.614 |  | 1259.5041
-24.1758 | 998.4663 |  | 1273.3441
-24.1171 | 1011.1787 |  | 1289.5562
-24.0584 | 1023.4927 |  | 1305.2602
-23.9997 | 1035.0757 |  | 1320.032
-23.9411 | 1046.3265 |  | 1334.3802
-23.8824 | 1056.9572 |  | 1347.9375
-23.8237 | 1065.0852 |  | 1358.3031
-23.765 | 1072.4382 |  | 1367.6804
-23.7064 | 1079.2595 |  | 1376.3796
-23.6477 | 1086.5681 |  | 1385.7003
-23.589 | 1095.5156 |  | 1397.111
-23.5303 | 1106.3678 |  | 1410.9508
-23.4716 | 1118.2166 |  | 1426.0616
-23.413 | 1130.8405 |  | 1442.1609
-23.3543 | 1143.1544 |  | 1457.8648
-23.2956 | 1154.9811 |  | 1472.9473
-23.2369 | 1165.3239 |  | 1486.1375
-23.1782 | 1174.3156 |  | 1497.6047
-23.1196 | 1184.2155 |  | 1510.2301
-23.0609 | 1197.8361 |  | 1527.6004
-23.0022 | 1211.2794 |  | 1544.7447
-22.9435 | 1225.0107 |  | 1562.2562
-22.8848 | 1239.6503 |  | 1580.926
-22.8262 | 1253.3151 |  | 1598.3528
-22.7675 | 1262.5726 |  | 1610.1589
-22.7088 | 1271.0993 |  | 1621.0329
-22.6501 | 1280.0913 |  | 1632.5004
-22.5914 | 1290.323 |  | 1645.549
-22.5328 | 1302.1502 |  | 1660.6321
-22.4741 | 1314.5741 |  | 1676.4764
-22.4154 | 1329.1916 |  | 1695.1181
-22.3567 | 1345.6022 |  | 1716.0465
-22.298 | 1361.4822 |  | 1736.2983
-22.2394 | 1375.0807 |  | 1753.6405
-22.1807 | 1387.9485 |  | 1770.0508
-22.122 | 1399.4874 |  | 1784.7663
-22.0633 | 1408.0141 |  | 1795.6404
-22.0047 | 1416.7397 |  | 1806.7681
-21.946 | 1428.3449 |  | 1821.5683
-21.8873 | 1441.8988 |  | 1838.8536
-21.8286 | 1454.8329 |  | 1855.3484
-21.7699 | 1467.1255 |  | 1871.0252
-21.7113 | 1478.7524 |  | 1885.853
-21.6526 | 1492.0181 |  | 1902.7707
-21.5939 | 1511.242 |  | 1927.2869
-21.5352 | 1526.8568 |  | 1947.2004
-21.4765 | 1545.2606 |  | 1970.6708
-21.4179 | 1563.7091 |  | 1994.1982
-21.3592 | 1577.7501 |  | 2012.1048
-21.3005 | 1585.4797 |  | 2021.9623
-21.2418 | 1599.7873 |  | 2040.2088
-21.1832 | 1614.5375 |  | 2059.0196
-21.1245 | 1629.7964 |  | 2078.4794
-21.0658 | 1646.2299 |  | 2099.437
-21.0071 | 1663.0397 |  | 2120.8745
-20.9484 | 1678.1443 |  | 2140.1374
-20.8898 | 1693.7145 |  | 2159.994
-20.8311 | 1708.4863 |  | 2178.8325
-20.7724 | 1722.0618 |  | 2196.1454
-20.7137 | 1739.0718 |  | 2217.8382
-20.655 | 1759.5136 |  | 2243.9076
-20.5964 | 1778.0067 |  | 2267.4919
-20.5377 | 1795.8571 |  | 2290.2565
-20.479 | 1815.1702 |  | 2314.8866
-20.4203 | 1831.9136 |  | 2336.2394
-20.3616 | 1843.9831 |  | 2351.6316
-20.303 | 1856.1647 |  | 2367.1669
-20.2443 | 1869.5184 |  | 2384.1968
-20.1856 | 1882.6961 |  | 2401.0023
-20.1269 | 1896.5828 |  | 2418.712
-20.0682 | 1912.0637 |  | 2438.4548
-20.0096 | 1928.4309 |  | 2459.3279
-19.9509 | 1946.3922 |  | 2482.234
-19.8922 | 1968.3631 |  | 2510.2534
-19.8335 | 1989.8225 |  | 2537.6207
-19.7749 | 2008.6256 |  | 2561.6002
-19.7162 | 2026.2336 |  | 2584.0557
-19.6575 | 2045.1476 |  | 2608.1767
-19.5988 | 2061.159 |  | 2628.5961
-19.5401 | 2079.7184 |  | 2652.2649
-19.4815 | 2101.0695 |  | 2679.4939
-19.4228 | 2122.33 |  | 2706.6075
-19.3641 | 2142.5945 |  | 2732.4508
-19.3054 | 2163.2812 |  | 2758.8325
-19.2467 | 2182.6147 |  | 2783.4886
-19.1881 | 2202.3487 |  | 2808.6553
-19.1294 | 2222.0368 |  | 2833.7635
-19.0707 | 2240.7965 |  | 2857.6877
-19.012 | 2260.1976 |  | 2882.43
-18.9533 | 2279.1333 |  | 2906.5787
-18.8947 | 2297.759 |  | 2930.3321
-18.836 | 2316.0519 |  | 2953.661
-18.7773 | 2335.4531 |  | 2978.4033
-18.7186 | 2356.405 |  | 3005.1233
-18.6599 | 2377.6438 |  | 3032.2092
-18.6013 | 2396.3372 |  | 3056.0488
-18.5426 | 2416.1808 |  | 3081.3554
-18.4839 | 2436.6443 |  | 3107.4525
-18.4252 | 2456.1117 |  | 3132.2793
-18.3666 | 2475.2247 |  | 3156.654
-18.3079 | 2497.5501 |  | 3185.1256
-18.2492 | 2524.3696 |  | 3219.3286
-18.1905 | 2551.6559 |  | 3254.1268
-18.1318 | 2578.8084 |  | 3288.7543
-18.0732 | 2609.7038 |  | 3328.1552
-18.0145 | 2636.5897 |  | 3362.4428
-17.9558 | 2658.9151 |  | 3390.9144
-17.8971 | 2680.3312 |  | 3418.2263
-17.8384 | 2702.39 |  | 3446.358
-17.7798 | 2717.2945 |  | 3465.3656
-17.7211 | 2732.6657 |  | 3484.9685
-17.6624 | 2748.4781 |  | 3505.1341
-17.6037 | 2766.5287 |  | 3528.154
-17.545 | 2783.9582 |  | 3550.3819
-17.4864 | 2804.8438 |  | 3577.0173
-17.4277 | 2830.8 |  | 3610.1192
-17.369 | 2860.2122 |  | 3647.6287
-17.3103 | 2883.3781 |  | 3677.172
-17.2517 | 2906.6102 |  | 3706.8
-17.193 | 2932.3011 |  | 3739.5636
-17.1343 | 2959.3209 |  | 3774.0219
-17.0756 | 2983.5057 |  | 3804.8648
-17.0169 | 3010.4592 |  | 3839.2386
-16.9583 | 3036.8808 |  | 3872.9341
-16.8996 | 3062.3269 |  | 3905.3855
-16.8409 | 3087.6416 |  | 3937.6693
-16.7822 | 3114.3961 |  | 3971.7893
-16.7235 | 3142.8111 |  | 4008.0269
-16.6649 | 3170.8932 |  | 4043.8401
-16.6062 | 3193.1739 |  | 4072.2547
-16.5475 | 3213.0622 |  | 4097.6183
-16.4888 | 3234.0805 |  | 4124.4228
-16.4301 | 3256.4926 |  | 4153.005
-16.3715 | 3279.7694 |  | 4182.6899
-16.3128 | 3310.9976 |  | 4222.5153
-16.2541 | 3337.7955 |  | 4256.6906
-16.1954 | 3357.1737 |  | 4281.4036
-16.1367 | 3383.6629 |  | 4315.1854
-16.0781 | 3406.7625 |  | 4344.6442
-16.0194 | 3426.6941 |  | 4370.063
-15.9607 | 3453.9141 |  | 4404.7767
-15.902 | 3487.4226 |  | 4447.5101
-15.8433 | 3513.6007 |  | 4480.895
-15.7847 | 3545.737 |  | 4521.8784
-15.726 | 3580.2415 |  | 4565.882
-15.6673 | 3609.7864 |  | 4603.5606
-15.6086 | 3639.0877 |  | 4640.9285
-15.55 | 3666.9045 |  | 4676.4033
-15.4913 | 3691 |  | 4707.1324
-15.4326 | 3708.9843 |  | 4730.0677
-15.3739 | 3729.0716 |  | 4755.685
-15.3152 | 3752.0831 |  | 4785.0316
-15.2566 | 3779.7443 |  | 4820.308
-15.1979 | 3809.024 |  | 4857.6482
-15.1392 | 3840.9817 |  | 4898.404
-15.0805 | 3873.4725 |  | 4939.8395
-15.0219 | 3905.0094 |  | 4980.0585
-14.9632 | 3935.9278 |  | 5019.4887
-14.9045 | 3965.428 |  | 5057.1104
-14.8458 | 3995.7253 |  | 5095.7485
-14.7871 | 4028.2595 |  | 5137.2393
-14.7285 | 4065.622 |  | 5184.8877
-14.6698 | 4101.5013 |  | 5230.6446
-14.6111 | 4139.2399 |  | 5278.7727
-14.5524 | 4178.8393 |  | 5329.2737
-14.4937 | 4212.9459 |  | 5372.7699
-14.4351 | 4241.0943 |  | 5408.6676
-14.3764 | 4267.7596 |  | 5442.6738
-14.3177 | 4290.6168 |  | 5471.8236
-14.259 | 4309.9503 |  | 5496.4796
-14.2003 | 4334.0688 |  | 5527.2379
-14.1417 | 4360.9343 |  | 5561.4995
-14.083 | 4389.1273 |  | 5597.4541
-14.0243 | 4416.5679 |  | 5632.4491
-13.9656 | 4445.9126 |  | 5669.8723
-13.9069 | 4476.5874 |  | 5708.9919
-13.8483 | 4500.8602 |  | 5739.947
-13.7896 | 4526.2195 |  | 5772.2878
-13.7309 | 4560.5697 |  | 5816.0946
-13.6722 | 4600.7009 |  | 5867.2738
-13.6136 | 4636.3799 |  | 5912.7753
-13.5549 | 4674.2512 |  | 5961.0726
-13.4962 | 4708.048 |  | 6004.1736
-13.4375 | 4735.1787 |  | 6038.7734
-13.3788 | 4762.0429 |  | 6073.0333
-13.3201 | 4791.765 |  | 6110.9379
-13.2615 | 4819.8701 |  | 6146.7803
-13.2028 | 4844.653 |  | 6178.386
-13.1441 | 4876.8326 |  | 6219.4247
-13.0854 | 4908.2828 |  | 6259.5331
-13.0268 | 4939.4218 |  | 6299.2446
-12.9681 | 4973.86 |  | 6343.1637
-12.9094 | 5016.6489 |  | 6397.7323
-12.8507 | 5057.0899 |  | 6449.3068
-12.792 | 5094.0086 |  | 6496.3891
-12.7334 | 5130.2424 |  | 6542.5981
-12.6747 | 5168.5575 |  | 6591.4614
-12.616 | 5205.1446 |  | 6638.1209
-12.5573 | 5233.5596 |  | 6674.3585
-12.4986 | 5259.6037 |  | 6707.5726
-12.44 | 5285.8265 |  | 6741.0145
-12.3813 | 5310.4767 |  | 6772.451
-12.3226 | 5332.8009 |  | 6800.9209
-12.2639 | 5363.0982 |  | 6839.5591
-12.2052 | 5398.3793 |  | 6884.5532
-12.1466 | 5434.4129 |  | 6930.5068
-12.0879 | 5471.6428 |  | 6977.986
-12.0292 | 5509.6697 |  | 7026.4817
-11.9705 | 5544.3298 |  | 7070.6838
-11.9118 | 5577.3957 |  | 7112.8528
-11.8532 | 5611.2371 |  | 7156.0107
-11.7945 | 5643.4397 |  | 7197.0787
-11.7358 | 5674.4014 |  | 7236.5642
-11.6771 | 5707.711 |  | 7279.0438
-11.6185 | 5740.8203 |  | 7321.2682
-11.5598 | 5773.5318 |  | 7362.9851
-11.5011 | 5806.5531 |  | 7405.0972
-11.4424 | 5842.588 |  | 7451.0525
-11.3837 | 5878.2888 |  | 7496.5816
-11.3251 | 5914.2331 |  | 7542.4214
-11.2664 | 5954.7634 |  | 7594.1098
-11.2077 | 5992.4804 |  | 7642.2102
-11.149 | 6025.2135 |  | 7683.9548
-11.0904 | 6058.7667 |  | 7726.7451
-11.0317 | 6091.8773 |  | 7768.9711
-10.973 | 6121.4221 |  | 7806.6497
-10.9143 | 6155.1296 |  | 7849.6368
-10.8556 | 6189.8127 |  | 7893.8681
-10.797 | 6218.892 |  | 7930.953
-10.7383 | 6247.0417 |  | 7966.8523
-10.6796 | 6279.9292 |  | 8008.7937
-10.6209 | 6317.1373 |  | 8056.2452
-10.5622 | 6353.3699 |  | 8102.4526
-10.5036 | 6386.038 |  | 8144.1142
-10.4449 | 6427.7186 |  | 8197.2695
-10.3862 | 6461.2054 |  | 8239.9753
-10.3275 | 6487.117 |  | 8273.0203
-10.2688 | 6520.5821 |  | 8315.6984
-10.2102 | 6561.9095 |  | 8368.4032
-10.1515 | 6592.8495 |  | 8407.861
-10.0928 | 6623.1685 |  | 8446.5268
-10.0341 | 6656.2791 |  | 8488.7528
-9.9754 | 6686.7537 |  | 8527.617
-9.9168 | 6717.4719 |  | 8566.7919
-9.8581 | 6749.4972 |  | 8607.6338
-9.7994 | 6782.4739 |  | 8649.689
-9.7407 | 6812.8375 |  | 8688.4117
-9.682 | 6841.1428 |  | 8724.5094
-9.6234 | 6873.6323 |  | 8765.9433
-9.5647 | 6907.7836 |  | 8809.4964
-9.506 | 6942.0892 |  | 8853.2463
-9.4473 | 6973.3404 |  | 8893.101
-9.3887 | 7004.6771 |  | 8933.0647
-9.33 | 7030.192 |  | 8965.6039
-9.2713 | 7054.5311 |  | 8996.6435
-9.2126 | 7089.1262 |  | 9040.7626
-9.1539 | 7129.6552 |  | 9092.4493
-9.0953 | 7169.011 |  | 9142.6397
-9.0366 | 7208.0122 |  | 9192.3779
-8.9779 | 7247.5898 |  | 9242.8513
-8.9192 | 7279.1714 |  | 9283.1272
-8.8605 | 7309.9775 |  | 9322.4143
-8.8019 | 7344.1951 |  | 9366.052
-8.7432 | 7379.7198 |  | 9411.3567
-8.6845 | 7414.1364 |  | 9455.2481
-8.6258 | 7447.4906 |  | 9497.7847
-8.5671 | 7478.7622 |  | 9537.6654
-8.5085 | 7504.7643 |  | 9570.8259
-8.4498 | 7525.1831 |  | 9596.866
-8.3911 | 7548.2609 |  | 9626.2972
-8.3324 | 7576.0332 |  | 9661.7151
-8.2737 | 7609.6526 |  | 9704.59
-8.2151 | 7644.8012 |  | 9749.4149
-8.1564 | 7683.0053 |  | 9798.1367
-8.0977 | 7718.4178 |  | 9843.2983
-8.039 | 7752.1266 |  | 9886.287
-7.9804 | 7774.9162 |  | 9915.3506
-7.9217 | 7797.6841 |  | 9944.3866
-7.863 | 7825.9435 |  | 9980.4257
-7.8043 | 7857.1271 |  | 10020.1942
-7.7456 | 7885.6747 |  | 10056.601
-7.687 | 7919.9586 |  | 10100.3232
-7.6283 | 7955.8149 |  | 10146.0508
-7.5696 | 7987.0878 |  | 10185.9331
-7.5109 | 8015.0156 |  | 10221.5494
-7.4522 | 8042.6323 |  | 10256.7689
-7.3936 | 8073.2395 |  | 10295.8023
-7.3349 | 8103.6924 |  | 10334.6389
-7.2762 | 8134.1452 |  | 10373.4754
-7.2175 | 8169.2262 |  | 10418.2142
-7.1588 | 8206.6562 |  | 10465.9487
-7.1002 | 8242.2907 |  | 10511.3933
-7.0415 | 8276.0428 |  | 10554.4373
-6.9828 | 8303.1059 |  | 10588.951
-6.9241 | 8323.1944 |  | 10614.5699
-6.8655 | 8344.0788 |  | 10641.2036
-6.8068 | 8368.1309 |  | 10671.8773
-6.7481 | 8393.29 |  | 10703.9628
-6.6894 | 8423.2111 |  | 10742.1211
-6.6307 | 8456.7209 |  | 10784.8562
-6.5721 | 8491.1821 |  | 10828.8045
-6.5134 | 8525.3996 |  | 10872.4421
-6.4547 | 8561.0341 |  | 10917.8867
-6.396 | 8596.5142 |  | 10963.1345
-6.3373 | 8628.4719 |  | 11003.8902
-6.2787 | 8654.1412 |  | 11036.6262
-6.22 | 8678.8131 |  | 11068.0904
-6.1613 | 8700.9383 |  | 11096.3066
-6.1026 | 8722.2001 |  | 11123.4218
-6.0439 | 8745.4769 |  | 11153.1067
-5.9853 | 8777.0597 |  | 11193.3842
-5.9266 | 8809.7928 |  | 11235.1288
-5.8679 | 8839.9128 |  | 11273.5408
-5.8092 | 8870.5876 |  | 11312.6604
-5.7505 | 8899.0906 |  | 11349.0102
-5.6919 | 8918.5797 |  | 11373.8647
-5.6332 | 8930.9603 |  | 11389.6537
-5.5745 | 8948.8107 |  | 11412.4183
-5.5158 | 8973.6166 |  | 11444.0532
-5.4572 | 9005.3524 |  | 11484.5259
-5.3985 | 9033.6577 |  | 11520.6237
-5.3398 | 9059.6368 |  | 11553.7548
-5.2811 | 9086.8772 |  | 11588.4945
-5.2224 | 9101.4271 |  | 11607.05
-5.1638 | 9108.1824 |  | 11615.665
-5.1051 | 9124.8378 |  | 11636.9057
-5.0464 | 9148.7127 |  | 11667.3533
-4.9877 | 9171.0598 |  | 11695.8525
-4.929 | 9202.1975 |  | 11735.5625
-4.8704 | 9235.4624 |  | 11777.9852
-4.8117 | 9261.0207 |  | 11810.5797
-4.753 | 9280.4448 |  | 11835.3513
-4.6943 | 9295.5712 |  | 11854.6419
-4.6356 | 9309.7015 |  | 11872.6623
-4.577 | 9326.8874 |  | 11894.5795
-4.5183 | 9352.3794 |  | 11927.0894
-4.4596 | 9375.1907 |  | 11956.1807
-4.4009 | 9398.4228 |  | 11985.8086
-4.3423 | 9422.8742 |  | 12016.9914
-4.2836 | 9443.1387 |  | 12042.8347
-4.2249 | 9453.9902 |  | 12056.6737
-4.1662 | 9466.1719 |  | 12072.209
-4.1075 | 9477.156 |  | 12086.2171
-4.0489 | 9487.2781 |  | 12099.1257
-3.9902 | 9500.4787 |  | 12115.9605
-3.9315 | 9519.2371 |  | 12139.8831
-3.8728 | 9541.273 |  | 12167.9855
-3.8141 | 9564.0397 |  | 12197.0198
-3.7555 | 9583.5301 |  | 12221.8759
-3.6968 | 9604.4373 |  | 12248.5389
-3.6381 | 9620.6936 |  | 12269.2705
-3.5794 | 9632.1432 |  | 12283.8723
-3.5207 | 9642.8851 |  | 12297.5713
-3.4621 | 9657.0154 |  | 12315.5917
-3.4034 | 9669.0185 |  | 12330.8993
-3.3447 | 9682.0202 |  | 12347.4804
-3.286 | 9694.0017 |  | 12362.7603
-3.2273 | 9705.4513 |  | 12377.362
-3.1687 | 9719.1825 |  | 12394.8734
-3.11 | 9728.3072 |  | 12406.5102
-3.0513 | 9739.4699 |  | 12420.746
-2.9926 | 9760.6858 |  | 12447.8026
-2.934 | 9782.0139 |  | 12475.0024
-2.8753 | 9796.6531 |  | 12493.6717
-2.8166 | 9811.7361 |  | 12512.907
-2.7579 | 9825.7338 |  | 12530.7583
-2.6992 | 9836.1198 |  | 12544.0036
-2.6406 | 9848.3015 |  | 12559.5389
-2.5819 | 9860.6158 |  | 12575.2433
-2.5232 | 9873.2616 |  | 12591.3706
-2.4645 | 9885.3311 |  | 12606.7627
-2.4058 | 9898.1109 |  | 12623.0608
-2.3472 | 9907.2356 |  | 12634.6976
-2.2885 | 9916.9139 |  | 12647.0403
-2.2298 | 9928.0753 |  | 12661.2745
-2.1711 | 9938.1527 |  | 12674.1262
-2.1124 | 9944.4655 |  | 12682.1768
-2.0538 | 9952.1275 |  | 12691.9482
-1.9951 | 9960.3442 |  | 12702.427
-1.9364 | 9968.4717 |  | 12712.792
-1.8777 | 9976.8874 |  | 12723.5245
-1.8191 | 9984.617 |  | 12733.3821
-1.7604 | 9992.8338 |  | 12743.8609
-1.7017 | 9999.5674 |  | 12752.4483
-1.643 | 10003.0221 |  | 12756.8541
-1.5843 | 10002.0695 |  | 12755.6392
-1.5257 | 9999.1465 |  | 12751.9115
-1.467 | 9993.8094 |  | 12745.1051
-1.4083 | 9988.5819 |  | 12738.4385
-1.3496 | 9984.7726 |  | 12733.5805
-1.2909 | 9985.3707 |  | 12734.3433
-1.2323 | 9992.7228 |  | 12743.7194
-1.1736 | 10003.6649 |  | 12757.6738
-1.1149 | 10015.0253 |  | 12772.1617
-1.0562 | 10025.28 |  | 12785.2395
-0.99754 | 10031.5481 |  | 12793.2332
-0.93886 | 10032.1679 |  | 12794.0237
-0.88019 | 10031.2382 |  | 12792.838
-0.82151 | 10030.9053 |  | 12792.4135
-0.76283 | 10026.188 |  | 12786.3975
-0.70415 | 10016.4868 |  | 12774.0256
-0.64547 | 10014.7166 |  | 12771.7681
-0.58679 | 10014.0956 |  | 12770.9761
-0.52811 | 10011.7261 |  | 12767.9543
-0.46943 | 10015.2701 |  | 12772.474
-0.41075 | 10027.1853 |  | 12787.6694
-0.35207 | 10033.4967 |  | 12795.7184
-0.29339 | 10039.5429 |  | 12803.4291
-0.23472 | 10046.83 |  | 12812.7223
-0.17604 | 10049.9073 |  | 12816.6468
-0.11736 | 10044.5038 |  | 12809.7557
-0.058678 | 10039.9638 |  | 12803.9658
8.6029e-07 | 10042.5105 |  | 12807.2137
0.05868 | 10058.6112 |  | 12827.7469
0.11736 | 10101.1131 |  | 12881.9496
0.17604 | 10159.4479 |  | 12956.3439
0.23472 | 10211.2735 |  | 13022.4371
0.2934 | 10230.8073 |  | 13047.3486
0.35208 | 10224.1184 |  | 13038.8181
0.41075 | 10189.2364 |  | 12994.3331
0.46943 | 10148.1755 |  | 12941.9682
0.52811 | 10111.2773 |  | 12894.9119
0.58679 | 10096.0413 |  | 12875.4814
0.64547 | 10088.355 |  | 12865.6792
0.70415 | 10079.2086 |  | 12854.0147
0.76283 | 10064.1039 |  | 12834.7517
0.82151 | 10048.8883 |  | 12815.3473
0.88019 | 10043.884 |  | 12808.9653
0.93887 | 10041.2263 |  | 12805.5759
0.99755 | 10039.8758 |  | 12803.8536
1.0562 | 10041.8461 |  | 12806.3663
1.1149 | 10041.8461 |  | 12806.3663
1.1736 | 10030.4628 |  | 12791.8492
1.2323 | 10016.6424 |  | 12774.224
1.2909 | 10003.2874 |  | 12757.1924
1.3496 | 9986.0352 |  | 12735.1906
1.4083 | 9967.7193 |  | 12711.8324
1.467 | 9956.9111 |  | 12698.0488
1.5257 | 9948.85 |  | 12687.7683
1.5843 | 9940.3679 |  | 12676.9512
1.643 | 9936.3367 |  | 12671.8102
1.7017 | 9933.4354 |  | 12668.1102
1.7604 | 9922.6043 |  | 12654.2972
1.8191 | 9908.4306 |  | 12636.2215
1.8777 | 9900.1042 |  | 12625.6028
1.9364 | 9889.8712 |  | 12612.5527
1.9951 | 9873.5486 |  | 12591.7365
2.0538 | 9864.5577 |  | 12580.2705
2.1124 | 9863.5388 |  | 12578.971
2.1711 | 9862.6741 |  | 12577.8683
2.2298 | 9856.9391 |  | 12570.5544
2.2885 | 9851.3571 |  | 12563.4357
2.3472 | 9834.2821 |  | 12541.66
2.4058 | 9813.7064 |  | 12515.4198
2.4645 | 9790.6069 |  | 12485.961
2.5232 | 9771.7822 |  | 12461.9538
2.5819 | 9757.9184 |  | 12444.2734
2.6406 | 9746.4012 |  | 12429.5854
2.6992 | 9729.2599 |  | 12407.7251
2.7579 | 9707.4446 |  | 12379.9041
2.8166 | 9684.6767 |  | 12350.8681
2.8753 | 9663.3932 |  | 12323.7253
2.934 | 9647.0923 |  | 12302.9368
2.9926 | 9634.8456 |  | 12287.3186
3.0513 | 9624.0604 |  | 12273.5642
3.11 | 9610.5498 |  | 12256.3342
3.1687 | 9594.5818 |  | 12235.9702
3.2274 | 9578.5692 |  | 12215.5492
3.286 | 9565.8123 |  | 12199.2805
3.3447 | 9560.6078 |  | 12192.6432
3.4034 | 9552.59 |  | 12182.418
3.4621 | 9540.0985 |  | 12166.4876
3.5207 | 9521.8948 |  | 12143.2725
3.5794 | 9498.817 |  | 12113.8413
3.6381 | 9468.6294 |  | 12075.343
3.6968 | 9442.2523 |  | 12041.7044
3.7555 | 9418.2678 |  | 12011.1169
3.8141 | 9401.5907 |  | 11989.8486
3.8728 | 9390.6052 |  | 11975.8389
3.9315 | 9378.4019 |  | 11960.2759
3.9902 | 9364.3162 |  | 11942.3125
4.0489 | 9350.3415 |  | 11924.4905
4.1075 | 9330.9403 |  | 11899.7482
4.1662 | 9308.1953 |  | 11870.7415
4.2249 | 9289.5033 |  | 11846.9035
4.2836 | 9275.3283 |  | 11828.8262
4.3423 | 9254.421 |  | 11802.1632
4.4009 | 9231.1226 |  | 11772.4506
4.4596 | 9206.0081 |  | 11740.4221
4.5183 | 9179.8504 |  | 11707.0633
4.577 | 9150.9713 |  | 11670.2337
4.6356 | 9128.5808 |  | 11641.6791
4.6943 | 9105.4584 |  | 11612.191
4.753 | 9080.2992 |  | 11580.1056
4.8117 | 9055.3837 |  | 11548.3308
4.8704 | 9036.559 |  | 11524.3237
4.929 | 9017.5558 |  | 11500.0889
4.9877 | 8996.2723 |  | 11472.946
5.0464 | 8969.0306 |  | 11438.2047
5.1051 | 8940.7049 |  | 11402.081
5.1638 | 8906.5536 |  | 11358.5279
5.2224 | 8874.9721 |  | 11318.2519
5.2811 | 8852.3151 |  | 11289.3575
5.3398 | 8838.1861 |  | 11271.3387
5.3985 | 8822.4387 |  | 11251.256
5.4572 | 8803.7466 |  | 11227.418
5.5158 | 8776.8378 |  | 11193.1012
5.5745 | 8742.8192 |  | 11149.7173
5.6332 | 8706.6529 |  | 11103.5945
5.6919 | 8670.1538 |  | 11057.0472
5.7506 | 8635.8253 |  | 11013.268
5.8092 | 8608.5173 |  | 10978.4421
5.8679 | 8584.9753 |  | 10948.419
5.9266 | 8565.5295 |  | 10923.6198
5.9853 | 8545.3313 |  | 10897.861
6.0439 | 8515.7201 |  | 10860.0978
6.1026 | 8487.1955 |  | 10823.7204
6.1613 | 8459.5776 |  | 10788.4993
6.22 | 8429.0137 |  | 10749.5212
6.2787 | 8397.1223 |  | 10708.8501
6.3373 | 8374.4207 |  | 10679.8987
6.396 | 8351.0342 |  | 10650.074
6.4547 | 8326.8482 |  | 10619.2295
6.5134 | 8302.4198 |  | 10588.076
6.5721 | 8280.7831 |  | 10560.4826
6.6307 | 8259.3657 |  | 10533.169
6.6894 | 8233.5868 |  | 10500.2932
6.7481 | 8201.2949 |  | 10459.1114
6.8068 | 8162.2286 |  | 10409.2902
6.8655 | 8124.0895 |  | 10360.6513
6.9241 | 8087.9245 |  | 10314.5302
6.9828 | 8057.1834 |  | 10275.326
7.0415 | 8032.866 |  | 10244.314
7.1002 | 8015.7018 |  | 10222.4244
7.1589 | 7997.2749 |  | 10198.9247
7.2175 | 7975.6152 |  | 10171.3021
7.2762 | 7945.8268 |  | 10133.3129
7.3349 | 7910.2804 |  | 10087.9805
7.3936 | 7870.0612 |  | 10036.6891
7.4522 | 7830.0627 |  | 9985.679
7.5109 | 7788.3591 |  | 9932.4944
7.5696 | 7751.3066 |  | 9885.2413
7.6283 | 7721.2095 |  | 9846.8584
7.687 | 7695.2303 |  | 9813.7273
7.7456 | 7668.5421 |  | 9779.6918
7.8043 | 7643.5616 |  | 9747.8341
7.863 | 7616.6068 |  | 9713.4587
7.9217 | 7586.5314 |  | 9675.1035
7.9804 | 7554.2625 |  | 9633.951
8.039 | 7517.7201 |  | 9587.3484
8.0977 | 7478.8298 |  | 9537.7516
8.1564 | 7441.6216 |  | 9490.3001
8.2151 | 7405.0562 |  | 9443.6682
8.2738 | 7373.4301 |  | 9403.3354
8.3324 | 7345.9231 |  | 9368.2558
8.3911 | 7319.944 |  | 9335.1246
8.4498 | 7296.1367 |  | 9304.7631
8.5085 | 7272.7706 |  | 9274.9644
8.5671 | 7243.2258 |  | 9237.2858
8.6258 | 7207.7686 |  | 9192.0673
8.6845 | 7167.7038 |  | 9140.9726
8.7432 | 7123.72 |  | 9084.8801
8.8019 | 7078.318 |  | 9026.9789
8.8605 | 7035.95 |  | 8972.947
8.9192 | 7000.5362 |  | 8927.7838
8.9779 | 6971.7004 |  | 8891.0095
9.0366 | 6944.2827 |  | 8856.0437
9.0953 | 6917.041 |  | 8821.3024
9.1539 | 6889.0252 |  | 8785.5739
9.2126 | 6861.2517 |  | 8750.1543
9.2713 | 6834.853 |  | 8716.4881
9.33 | 6807.1688 |  | 8681.1824
9.3887 | 6775.8525 |  | 8641.2447
9.4473 | 6742.8529 |  | 8599.1603
9.506 | 6708.569 |  | 8555.438
9.5647 | 6673.3771 |  | 8510.5578
9.6234 | 6642.4358 |  | 8471.0983
9.6821 | 6616.4579 |  | 8437.9688
9.7407 | 6588.1985 |  | 8401.9296
9.7994 | 6555.797 |  | 8360.6079
9.8581 | 6523.0626 |  | 8318.8617
9.9168 | 6490.1739 |  | 8276.9187
9.9754 | 6454.894 |  | 8231.9263
10.0341 | 6418.5275 |  | 8185.5481
10.0928 | 6383.2247 |  | 8140.5264
10.1515 | 6346.0841 |  | 8093.161
10.2102 | 6307.7027 |  | 8044.2132
10.2688 | 6271.4472 |  | 7997.9766
10.3275 | 6240.8846 |  | 7959.0001
10.3862 | 6214.5739 |  | 7925.4461
10.4449 | 6191.2742 |  | 7895.7319
10.5036 | 6168.7294 |  | 7866.9806
10.5622 | 6143.768 |  | 7835.1473
10.6209 | 6113.7818 |  | 7796.906
10.6796 | 6076.5954 |  | 7749.4821
10.7383 | 6042.8216 |  | 7706.4104
10.797 | 6010.6419 |  | 7665.3717
10.8556 | 5977.553 |  | 7623.1733
10.9143 | 5942.9363 |  | 7579.0266
10.973 | 5909.3398 |  | 7536.181
11.0317 | 5869.4522 |  | 7485.3124
11.0904 | 5832.8205 |  | 7438.596
11.149 | 5801.2606 |  | 7398.3477
11.2077 | 5775.3924 |  | 7365.358
11.2664 | 5752.7355 |  | 7336.4635
11.3251 | 5727.51 |  | 7304.2935
11.3837 | 5693.0718 |  | 7260.3745
11.4424 | 5654.3129 |  | 7210.9453
11.5011 | 5616.4633 |  | 7162.6756
11.5598 | 5579.8099 |  | 7115.9315
11.6185 | 5544.8399 |  | 7071.3343
11.6771 | 5512.0838 |  | 7029.5605
11.7358 | 5484.9977 |  | 6995.0176
11.7945 | 5457.7114 |  | 6960.2193
11.8532 | 5429.4737 |  | 6924.2078
11.9119 | 5399.8408 |  | 6886.417
11.9705 | 5365.3797 |  | 6842.4687
12.0292 | 5329.2798 |  | 6796.4305
12.0879 | 5296.6793 |  | 6754.8551
12.1466 | 5267.3563 |  | 6717.4595
12.2052 | 5241.9969 |  | 6685.1187
12.2639 | 5222.884 |  | 6660.744
12.3226 | 5200.1174 |  | 6631.7097
12.3813 | 5167.7145 |  | 6590.3864
12.44 | 5130.4643 |  | 6542.8811
12.4986 | 5091.2412 |  | 6492.8599
12.5573 | 5051.5972 |  | 6442.3019
12.616 | 5012.7516 |  | 6392.7621
12.6747 | 4978.6883 |  | 6349.3212
12.7334 | 4946.5087 |  | 6308.2825
12.792 | 4912.7553 |  | 6265.2368
12.8507 | 4877.9842 |  | 6220.8933
12.9094 | 4847.2215 |  | 6181.6615
12.9681 | 4821.7524 |  | 6149.1809
13.0268 | 4793.9356 |  | 6113.7061
13.0854 | 4769.0201 |  | 6081.9313
13.1441 | 4746.9612 |  | 6053.7996
13.2028 | 4722.9983 |  | 6023.2397
13.2615 | 4688.2489 |  | 5978.9239
13.3201 | 4654.6295 |  | 5936.049
13.3788 | 4620.3889 |  | 5892.382
13.4375 | 4583.5583 |  | 5845.4119
13.4962 | 4542.9846 |  | 5793.6683
13.5549 | 4511.1595 |  | 5753.0817
13.6136 | 4487.3726 |  | 5722.7463
13.6722 | 4468.5696 |  | 5698.7668
13.7309 | 4451.45 |  | 5676.9341
13.7896 | 4433.333 |  | 5653.8296
13.8483 | 4407.155 |  | 5620.4447
13.907 | 4376.5694 |  | 5581.439
13.9656 | 4342.6401 |  | 5538.1689
14.0243 | 4308.5335 |  | 5494.6727
14.083 | 4276.841 |  | 5454.2553
14.1417 | 4246.8753 |  | 5416.04
14.2003 | 4217.8622 |  | 5379.0396
14.259 | 4191.4635 |  | 5345.3734
14.3177 | 4166.2584 |  | 5313.2294
14.3764 | 4139.5052 |  | 5279.111
14.4351 | 4114.4787 |  | 5247.1947
14.4937 | 4087.0827 |  | 5212.2566
14.5524 | 4058.8897 |  | 5176.302
14.6111 | 4030.629 |  | 5140.2612
14.6698 | 4003.2993 |  | 5105.4076
14.7285 | 3975.6381 |  | 5070.1312
14.7871 | 3950.5886 |  | 5038.1857
14.8458 | 3921.8421 |  | 5001.5252
14.9045 | 3890.105 |  | 4961.0509
14.9632 | 3859.1866 |  | 4921.6207
15.0219 | 3834.2264 |  | 4889.789
15.0805 | 3806.2106 |  | 4854.0604
15.1392 | 3778.4601 |  | 4818.6702
15.1979 | 3752.1277 |  | 4785.0885
15.2566 | 3727.0349 |  | 4753.0876
15.3152 | 3696.2058 |  | 4713.7713
15.3739 | 3664.4024 |  | 4673.2124
15.4326 | 3633.2634 |  | 4633.5008
15.4913 | 3604.0947 |  | 4596.302
15.55 | 3578.5364 |  | 4563.7075
15.6086 | 3556.1014 |  | 4535.0961
15.6673 | 3533.2454 |  | 4505.9479
15.726 | 3510.4558 |  | 4476.8843
15.7847 | 3488.0871 |  | 4448.3574
15.8433 | 3461.4218 |  | 4414.3512
15.902 | 3429.95 |  | 4374.2152
15.9607 | 3398.7013 |  | 4334.3637
16.0194 | 3368.492 |  | 4295.8378
16.0781 | 3340.2543 |  | 4259.8263
16.1367 | 3317.9302 |  | 4231.3563
16.1954 | 3297.6197 |  | 4205.4544
16.2541 | 3277.3998 |  | 4179.668
16.3128 | 3255.4303 |  | 4151.6502
16.3715 | 3229.872 |  | 4119.0557
16.4302 | 3201.8779 |  | 4083.3548
16.4888 | 3178.0246 |  | 4052.9348
16.5475 | 3157.8928 |  | 4027.2606
16.6062 | 3140.1533 |  | 4004.6375
16.6649 | 3121.9038 |  | 3981.3639
16.7235 | 3100.1331 |  | 3953.5998
16.7822 | 3075.2176 |  | 3921.825
16.8409 | 3047.6877 |  | 3886.7161
16.8996 | 3018.4986 |  | 3849.4913
16.9583 | 2990.8807 |  | 3814.2702
17.0169 | 2964.9679 |  | 3781.2236
17.0756 | 2940.5396 |  | 3750.0701
17.1343 | 2917.6836 |  | 3720.9219
17.193 | 2897.9726 |  | 3695.7844
17.2517 | 2877.6418 |  | 3669.8565
17.3103 | 2854.9618 |  | 3640.9328
17.369 | 2830.3345 |  | 3609.5256
17.4277 | 2806.8588 |  | 3579.587
17.4864 | 2783.3831 |  | 3549.6484
17.545 | 2761.944 |  | 3522.3072
17.6037 | 2743.0747 |  | 3498.2431
17.6624 | 2724.7142 |  | 3474.828
17.7211 | 2702.9435 |  | 3447.0639
17.7798 | 2678.028 |  | 3415.2891
17.8384 | 2652.1598 |  | 3382.2994
17.8971 | 2627.9967 |  | 3351.4842
17.9558 | 2607.245 |  | 3325.0195
18.0145 | 2590.17 |  | 3303.2438
18.0732 | 2575.198 |  | 3284.15
18.1318 | 2559.3626 |  | 3263.9551
18.1905 | 2539.1197 |  | 3238.1394
18.2492 | 2518.8106 |  | 3212.2392
18.3079 | 2501.2931 |  | 3189.8991
18.3666 | 2484.704 |  | 3168.743
18.4252 | 2465.0159 |  | 3143.6348
18.4839 | 2444.1966 |  | 3117.0839
18.5426 | 2419.8792 |  | 3086.0719
18.6013 | 2392.9257 |  | 3051.6982
18.6599 | 2368.4974 |  | 3020.5447
18.7186 | 2347.9893 |  | 2994.3907
18.7773 | 2331.0023 |  | 2972.7272
18.836 | 2316.3631 |  | 2954.0579
18.8947 | 2301.2368 |  | 2934.7672
18.9534 | 2282.9872 |  | 2911.4936
19.012 | 2264.9366 |  | 2888.4737
19.0707 | 2247.3069 |  | 2865.9905
19.1294 | 2229.3022 |  | 2843.0291
19.1881 | 2210.6535 |  | 2819.2464
19.2467 | 2190.6989 |  | 2793.7983
19.3054 | 2169.9472 |  | 2767.3336
19.3641 | 2149.2172 |  | 2740.8967
19.4228 | 2129.4169 |  | 2715.6453
19.4815 | 2109.0414 |  | 2689.6605
19.5401 | 2089.7959 |  | 2665.1166
19.5988 | 2072.6979 |  | 2643.3116
19.6575 | 2057.8815 |  | 2624.4162
19.7162 | 2041.4926 |  | 2603.5155
19.7749 | 2026.3879 |  | 2584.2525
19.8335 | 2012.2589 |  | 2566.2338
19.8922 | 1997.5751 |  | 2547.5075
19.9509 | 1979.1483 |  | 2524.0078
20.0096 | 1960.8541 |  | 2500.6772
20.0682 | 1941.9401 |  | 2476.5562
20.1269 | 1922.9598 |  | 2452.3507
20.1856 | 1905.5086 |  | 2430.0951
20.2443 | 1890.6029 |  | 2411.0859
20.303 | 1877.3819 |  | 2394.2251
20.3616 | 1865.5548 |  | 2379.142
20.4203 | 1853.8169 |  | 2364.1727
20.479 | 1840.3064 |  | 2346.9427
20.5377 | 1826.7525 |  | 2329.6574
20.5964 | 1813.951 |  | 2313.3317
20.655 | 1800.9072 |  | 2296.697
20.7137 | 1786.7769 |  | 2278.6766
20.7724 | 1771.5396 |  | 2259.2445
20.8311 | 1753.4674 |  | 2236.1969
20.8898 | 1734.6414 |  | 2212.1882
20.9484 | 1716.7693 |  | 2189.3959
21.0071 | 1701.0449 |  | 2169.3425
21.0658 | 1688.1771 |  | 2152.9323
21.1245 | 1676.9264 |  | 2138.5842
21.1832 | 1664.922 |  | 2123.275
21.2418 | 1651.5671 |  | 2106.2435
21.3005 | 1637.0835 |  | 2087.7726
21.3592 | 1621.8232 |  | 2068.3112
21.4179 | 1607.5616 |  | 2050.1233
21.4765 | 1593.2093 |  | 2031.8199
21.5352 | 1578.2819 |  | 2012.783
21.5939 | 1563.1773 |  | 1993.52
21.6526 | 1548.6708 |  | 1975.0198
21.7113 | 1536.8666 |  | 1959.966
21.7699 | 1525.7268 |  | 1945.7594
21.8286 | 1514.3206 |  | 1931.213
21.8873 | 1502.0063 |  | 1915.5086
21.946 | 1487.6999 |  | 1897.2637
22.0047 | 1470.6466 |  | 1875.5156
22.0633 | 1454.523 |  | 1854.9532
22.122 | 1440.9691 |  | 1837.6679
22.1807 | 1430.3165 |  | 1824.0827
22.2394 | 1422.5423 |  | 1814.1682
22.298 | 1413.883 |  | 1803.125
22.3567 | 1401.5241 |  | 1787.3637
22.4154 | 1388.1028 |  | 1770.2475
22.4741 | 1375.1471 |  | 1753.725
22.5328 | 1360.7298 |  | 1735.3387
22.5914 | 1346.9094 |  | 1717.7135
22.6501 | 1339.1364 |  | 1707.8007
22.7088 | 1332.5584 |  | 1699.4118
22.7675 | 1322.8572 |  | 1687.0398
22.8262 | 1310.5429 |  | 1671.3354
22.8849 | 1297.6318 |  | 1654.8698
22.9435 | 1281.1536 |  | 1633.8552
23.0022 | 1262.9048 |  | 1610.5826
23.0609 | 1247.0916 |  | 1590.416
23.1196 | 1236.0623 |  | 1576.3503
23.1782 | 1227.1813 |  | 1565.0243
23.2369 | 1217.4585 |  | 1552.6248
23.2956 | 1208.201 |  | 1540.8187
23.3543 | 1198.567 |  | 1528.5325
23.413 | 1188.8444 |  | 1516.1332
23.4716 | 1180.9377 |  | 1506.0499
23.5303 | 1173.5406 |  | 1496.6164
23.589 | 1165.0803 |  | 1485.8269
23.6477 | 1154.7153 |  | 1472.6084
23.7064 | 1142.4678 |  | 1456.9892
23.765 | 1129.3123 |  | 1440.212
23.8237 | 1118.9031 |  | 1426.9371
23.8824 | 1110.9966 |  | 1416.854
23.9411 | 1103.688 |  | 1407.5333
23.9997 | 1095.2498 |  | 1396.7721
24.0584 | 1084.4641 |  | 1383.0171
24.1171 | 1071.8622 |  | 1366.9459
24.1758 | 1058.9725 |  | 1350.5077
24.2345 | 1047.5446 |  | 1335.9336
24.2931 | 1037.3124 |  | 1322.8846
24.3518 | 1027.8778 |  | 1310.8525
24.4105 | 1018.6645 |  | 1299.1028
24.4692 | 1009.2519 |  | 1287.0989
24.5279 | 1000.8581 |  | 1276.3944
24.5865 | 993.7488 |  | 1267.3279
24.6452 | 988.1899 |  | 1260.2386
24.7039 | 982.8301 |  | 1253.4032
24.7626 | 976.6511 |  | 1245.5232
24.8212 | 968.6781 |  | 1235.3552
24.8799 | 959.5313 |  | 1223.6902
24.9386 | 949.2549 |  | 1210.5848
24.9973 | 939.6651 |  | 1198.355
25.056 | 931.227 |  | 1187.5938
25.1147 | 921.8366 |  | 1175.6182
25.1733 | 911.3166 |  | 1162.2021
25.232 | 902.1476 |  | 1150.5088
25.2907 | 896.0792 |  | 1142.7698
25.3494 | 889.9223 |  | 1134.9179
25.408 | 884.7841 |  | 1128.3652
25.4667 | 880.5097 |  | 1122.914
25.5254 | 874.84 |  | 1115.6834
25.5841 | 865.4053 |  | 1103.6514
25.6428 | 855.0847 |  | 1090.4895
25.7014 | 845.1848 |  | 1077.8642
25.7601 | 836.5251 |  | 1066.8205
25.8188 | 829.8589 |  | 1058.319
25.8775 | 823.2811 |  | 1049.9304
25.9362 | 816.2825 |  | 1041.0051
25.9948 | 808.819 |  | 1031.4868
26.0535 | 801.4882 |  | 1022.1379
26.1122 | 795.6856 |  | 1014.7378
26.1709 | 792.0091 |  | 1010.0492
26.2295 | 787.1145 |  | 1003.8072
26.2882 | 781.312 |  | 996.4072
26.3469 | 774.5128 |  | 987.7361
26.4056 | 765.9861 |  | 976.8621
26.4643 | 757.393 |  | 965.9033
26.523 | 750.0622 |  | 956.5543
26.5816 | 741.2918 |  | 945.3695
26.6403 | 734.8248 |  | 937.1221
26.699 | 729.1552 |  | 929.8916
26.7577 | 723.5297 |  | 922.7175
26.8163 | 719.4768 |  | 917.5488
26.875 | 717.8159 |  | 915.4306
26.9337 | 712.7218 |  | 908.9341
26.9924 | 703.5309 |  | 897.2129
27.0511 | 694.0074 |  | 885.0677
27.1097 | 686.3444 |  | 875.295
27.1684 | 679.7667 |  | 866.9064
27.2271 | 673.632 |  | 859.0828
27.2858 | 667.4529 |  | 851.2026
27.3445 | 659.657 |  | 841.2605
27.4031 | 652.5921 |  | 832.2506
27.4618 | 646.435 |  | 824.3986
27.5205 | 639.1044 |  | 815.0498
27.5792 | 635.6271 |  | 810.6153
27.6379 | 635.3171 |  | 810.2199
27.6965 | 633.5011 |  | 807.9039
27.7552 | 630.1789 |  | 803.6672
27.8139 | 627.5213 |  | 800.2779
27.8726 | 621.763 |  | 792.9343
27.9312 | 613.5906 |  | 782.5121
27.9899 | 604.3995 |  | 770.7907
28.0486 | 596.2493 |  | 760.3967
28.1073 | 589.6494 |  | 751.9798
28.166 | 584.6663 |  | 745.6249
28.2246 | 580.9454 |  | 740.8797
28.2833 | 578.1328 |  | 737.2927
28.342 | 574.855 |  | 733.1126
28.4007 | 571.4664 |  | 728.7911
28.4594 | 568.1222 |  | 724.5262
28.518 | 563.2498 |  | 718.3124
28.5767 | 556.4728 |  | 709.6698
28.6354 | 549.1863 |  | 700.3772
28.6941 | 542.4314 |  | 691.7627
28.7527 | 536.806 |  | 684.5887
28.8114 | 532.6201 |  | 679.2504
28.8701 | 529.8074 |  | 675.6634
28.9288 | 527.5484 |  | 672.7824
28.9875 | 525.5773 |  | 670.2687
29.0462 | 523.7391 |  | 667.9244
29.1048 | 522.8753 |  | 666.8229
29.1635 | 522.4324 |  | 666.258
29.2222 | 521.8566 |  | 665.5237
29.2809 | 519.4204 |  | 662.4168
29.3395 | 514.8137 |  | 656.542
29.3982 | 507.638 |  | 647.3908
29.4569 | 499.4656 |  | 636.9685
29.5156 | 491.5812 |  | 626.9135
29.5743 | 485.9559 |  | 619.7395
29.6329 | 482.4566 |  | 615.2769
29.6916 | 480.1533 |  | 612.3394
29.7503 | 478.2042 |  | 609.8538
29.809 | 476.8533 |  | 608.131
29.8677 | 475.6351 |  | 606.5775
29.9263 | 473.5311 |  | 603.8943
29.985 | 471.2721 |  | 601.0133
30.0437 | 469.3232 |  | 598.5278
30.1024 | 465.2038 |  | 593.2744
30.161 | 458.9139 |  | 585.2529
30.2197 | 453.7315 |  | 578.6437
30.2784 | 449.1692 |  | 572.8255
30.3371 | 443.1008 |  | 565.0865
30.3958 | 437.5418 |  | 557.997
30.4545 | 433.8432 |  | 553.2802
30.5131 | 429.2365 |  | 547.4053
30.5718 | 423.279 |  | 539.8077
30.6305 | 418.163 |  | 533.2832
30.6892 | 413.8221 |  | 527.7473
30.7478 | 410.4335 |  | 523.4258
30.8065 | 408.0859 |  | 520.432
30.8652 | 407.1337 |  | 519.2176
30.9239 | 405.4061 |  | 517.0144
30.9826 | 401.5304 |  | 512.0717
31.0412 | 398.4962 |  | 508.2022
31.0999 | 396.6136 |  | 505.8013
31.1586 | 392.9151 |  | 501.0846
31.2173 | 389.7036 |  | 496.989
31.276 | 390.2352 |  | 497.6669
31.3346 | 389.1722 |  | 496.3113
31.3933 | 385.6507 |  | 491.8204
31.452 | 385.2299 |  | 491.2837
31.5107 | 387.8433 |  | 494.6166
31.5694 | 387.3561 |  | 493.9952
31.628 | 383.8125 |  | 489.4761
31.6867 | 381.1105 |  | 486.0303
31.7454 | 376.7254 |  | 480.4379
31.8041 | 369.7046 |  | 471.4843
31.8627 | 364.2564 |  | 464.5362
31.9214 | 361.0893 |  | 460.4972
31.9801 | 357.4129 |  | 455.8087
32.0388 | 353.9137 |  | 451.3462
32.0975 | 352.5627 |  | 449.6232
32.1561 | 352.1198 |  | 449.0583
32.2148 | 351.7654 |  | 448.6064
32.2735 | 351.8318 |  | 448.6911
32.3322 | 351.8318 |  | 448.6911
32.3909 | 349.7056 |  | 445.9796
32.4495 | 346.3836 |  | 441.743
32.5082 | 342.4635 |  | 436.7436
32.5669 | 339.7394 |  | 433.2697
32.6256 | 339.4294 |  | 432.8743
32.6842 | 340.0274 |  | 433.6369
32.7429 | 340.3595 |  | 434.0604
32.8016 | 340.0716 |  | 433.6933
32.8603 | 337.9454 |  | 430.9818
32.919 | 334.1583 |  | 426.1521
32.9776 | 330.0168 |  | 420.8704
33.0363 | 326.4068 |  | 416.2666
33.095 | 325.3879 |  | 414.9673
33.1537 | 325.9195 |  | 415.6451
33.2124 | 325.6315 |  | 415.2779
33.2711 | 323.7269 |  | 412.8489
33.3297 | 319.8511 |  | 407.9061
33.3884 | 315.0451 |  | 401.7771
33.4471 | 310.8815 |  | 396.4672
33.5058 | 307.958 |  | 392.7389
33.5644 | 306.7843 |  | 391.242
33.6231 | 307.0056 |  | 391.5243
33.6818 | 306.7621 |  | 391.2137
33.7405 | 304.6581 |  | 388.5304
33.7992 | 299.6972 |  | 382.2038
33.8578 | 293.7173 |  | 374.5776
33.9165 | 290.4395 |  | 370.3975
33.9752 | 288.9999 |  | 368.5616
34.0339 | 287.6933 |  | 366.8952
34.0926 | 287.0953 |  | 366.1326
34.1512 | 286.6966 |  | 365.6242
34.2099 | 284.947 |  | 363.393
34.2686 | 282.09 |  | 359.7494
34.3273 | 279.0337 |  | 355.8517
34.386 | 278.5907 |  | 355.2867
34.4446 | 281.4035 |  | 358.8739
34.5033 | 284.2382 |  | 362.489
34.562 | 285.6557 |  | 364.2967
34.6207 | 285.1464 |  | 363.6472
34.6793 | 282.3115 |  | 360.0319
34.738 | 277.5498 |  | 353.9592
34.7967 | 273.1425 |  | 348.3386
34.8554 | 269.9976 |  | 344.3279
34.9141 | 267.6056 |  | 341.2775
34.9727 | 265.7232 |  | 338.8768
35.0314 | 264.948 |  | 337.8882
35.0901 | 263.1983 |  | 335.6568
35.1488 | 260.0312 |  | 331.6178
35.2075 | 258.9461 |  | 330.234
35.2661 | 258.7025 |  | 329.9233
35.3248 | 257.7723 |  | 328.737
35.3835 | 256.687 |  | 327.353
35.4422 | 255.6239 |  | 325.9972
35.5008 | 254.8267 |  | 324.9806
35.5595 | 254.1401 |  | 324.1049
35.6182 | 251.7926 |  | 321.111
35.6769 | 250.065 |  | 318.9079
35.7356 | 249.9986 |  | 318.8232
35.7942 | 247.1415 |  | 315.1796
35.8529 | 241.9813 |  | 308.5987
35.9116 | 238.2162 |  | 303.7971
35.9703 | 235.9129 |  | 300.8597
36.029 | 234.7613 |  | 299.3911
36.0876 | 236.4002 |  | 301.4812
36.1463 | 239.7444 |  | 305.746
36.205 | 241.3611 |  | 307.8078
36.2637 | 242.0477 |  | 308.6835
36.3224 | 242.9336 |  | 309.8132
36.381 | 241.6269 |  | 308.1468
36.4397 | 238.482 |  | 304.1361
36.4984 | 236.5331 |  | 301.6506
36.5571 | 234.9827 |  | 299.6734
36.6157 | 232.8787 |  | 296.9902
36.6744 | 230.9298 |  | 294.5048
36.7331 | 229.0694 |  | 292.1322
36.7918 | 226.3232 |  | 288.6299
36.8505 | 223.3554 |  | 284.8451
36.9091 | 220.7421 |  | 281.5123
36.9678 | 217.0434 |  | 276.7955
37.0265 | 214.4743 |  | 273.5191
37.0852 | 217.5085 |  | 277.3886
37.1439 | 220.2991 |  | 280.9475
37.2025 | 218.9703 |  | 279.2528
37.2612 | 219.4796 |  | 279.9024
37.3199 | 221.3179 |  | 282.2467
37.3786 | 219.679 |  | 280.1566
37.4373 | 216.667 |  | 276.3154
37.4959 | 214.873 |  | 274.0275
37.5546 | 213.7657 |  | 272.6153
37.6133 | 212.6361 |  | 271.1749
37.672 | 211.5508 |  | 269.7908
37.7307 | 212.6361 |  | 271.1749
37.7893 | 215.3159 |  | 274.5924
37.848 | 215.161 |  | 274.3948
37.9067 | 212.6361 |  | 271.1749
37.9654 | 208.6053 |  | 266.0343
38.0241 | 203.7773 |  | 259.8771
38.0827 | 199.7464 |  | 254.7366
38.1414 | 199.9015 |  | 254.9344
38.2001 | 202.0275 |  | 257.6457
38.2588 | 203.7551 |  | 259.8488
38.3174 | 205.4161 |  | 261.9672
38.3761 | 205.704 |  | 262.3343
38.4348 | 202.2491 |  | 257.9282
38.4935 | 198.3733 |  | 252.9855
38.5522 | 195.7598 |  | 249.6525
38.6108 | 192.9251 |  | 246.0374
38.6695 | 190.4667 |  | 242.9022
38.7282 | 189.8687 |  | 242.1396
38.7869 | 188.9828 |  | 241.0097
38.8456 | 187.5876 |  | 239.2304
38.9042 | 186.8567 |  | 238.2984
38.9629 | 186.5687 |  | 237.9311
39.0216 | 186.4359 |  | 237.7616
39.0803 | 187.2332 |  | 238.7785
39.139 | 187.892 |  | 239.6187
| 0 |  | 0
Degrees | #VALUE! |  | #VALUE!
-33.6396 | 271.4814 |  | 346.2202
-33.5657 | 271.1714 |  | 345.8249
-33.4917 | 270.3741 |  | 344.808
-33.4178 | 269.5767 |  | 343.7912
-33.3439 | 273.3862 |  | 348.6494
-33.2699 | 277.9484 |  | 354.4677
-33.196 | 279.1222 |  | 355.9646
-33.1221 | 277.0847 |  | 353.3661
-33.0481 | 277.1733 |  | 353.4791
-32.9742 | 280.5175 |  | 357.744
-32.9003 | 282.4444 |  | 360.2013
-32.8263 | 284.6148 |  | 362.9693
-32.7524 | 285.7222 |  | 364.3815
-32.6785 | 291.7906 |  | 372.1205
-32.6045 | 296.0428 |  | 377.5434
-32.5306 | 300.893 |  | 383.7289
-32.4567 | 301.6683 |  | 384.7175
-32.3827 | 305.5218 |  | 389.632
-32.3088 | 309.5969 |  | 394.829
-32.2349 | 312.6754 |  | 398.7549
-32.1609 | 310.6378 |  | 396.1564
-32.087 | 311.3466 |  | 397.0604
-32.0131 | 313.7163 |  | 400.0824
-31.9391 | 318.4337 |  | 406.0985
-31.8652 | 319.984 |  | 408.0756
-31.7913 | 321.6673 |  | 410.2223
-31.7173 | 326.9161 |  | 416.9162
-31.6434 | 332.0321 |  | 423.4406
-31.5695 | 336.1959 |  | 428.7506
-31.4955 | 337.8126 |  | 430.8124
-31.4216 | 339.4072 |  | 432.846
-31.3477 | 341.3561 |  | 435.3314
-31.2737 | 343.4823 |  | 438.043
-31.1998 | 347.2474 |  | 442.8446
-31.1259 | 350.1487 |  | 446.5446
-31.0519 | 351.9425 |  | 448.8323
-30.978 | 354.3123 |  | 451.8544
-30.9041 | 358.6311 |  | 457.3622
-30.8301 | 363.9464 |  | 464.1408
-30.7562 | 369.3282 |  | 471.0042
-30.6823 | 375.3744 |  | 478.7149
-30.6083 | 378.2979 |  | 482.4432
-30.5344 | 381.4649 |  | 486.4822
-30.4605 | 382.9709 |  | 488.4028
-30.3865 | 387.4669 |  | 494.1365
-30.3126 | 389.9916 |  | 497.3563
-30.2387 | 395.2405 |  | 504.0502
-30.1647 | 398.0089 |  | 507.5807
-30.0908 | 401.7961 |  | 512.4106
-30.0169 | 404.2988 |  | 515.6023
-29.9429 | 411.253 |  | 524.471
-29.869 | 416.9892 |  | 531.7863
-29.7951 | 424.94 |  | 541.926
-29.7211 | 430.4104 |  | 548.9024
-29.6472 | 435.5042 |  | 555.3986
-29.5733 | 441.6613 |  | 563.2506
-29.4993 | 446.1793 |  | 569.0124
-29.4254 | 449.3684 |  | 573.0795
-29.3515 | 448.704 |  | 572.2322
-29.2775 | 451.4061 |  | 575.6782
-29.2036 | 454.3516 |  | 579.4346
-29.1297 | 459.5119 |  | 586.0155
-29.0557 | 464.2958 |  | 592.1164
-28.9818 | 470.3862 |  | 599.8836
-28.9079 | 474.3727 |  | 604.9675
-28.8339 | 478.16 |  | 609.7974
-28.76 | 480.6626 |  | 612.989
-28.6861 | 486.2659 |  | 620.1349
-28.6121 | 493.2645 |  | 629.0602
-28.5382 | 501.5032 |  | 639.567
-28.4643 | 507.6823 |  | 647.4472
-28.3903 | 511.4695 |  | 652.2771
-28.3164 | 518.5344 |  | 661.287
-28.2425 | 526.0866 |  | 670.9183
-28.1685 | 535.0563 |  | 682.3573
-28.0946 | 541.3019 |  | 690.3222
-28.0207 | 543.118 |  | 692.6384
-27.9467 | 545.1112 |  | 695.1803
-27.8728 | 551.4896 |  | 703.3147
-27.7989 | 560.3706 |  | 714.6407
-27.7249 | 568.2551 |  | 724.6957
-27.651 | 571.2893 |  | 728.5652
-27.5771 | 578.8858 |  | 738.2531
-27.5032 | 583.714 |  | 744.4105
-27.4292 | 587.1467 |  | 748.7882
-27.3553 | 591.7977 |  | 754.7197
-27.2813 | 601.9855 |  | 767.7121
-27.2074 | 613.1699 |  | 781.9755
-27.1335 | 620.3898 |  | 791.1832
-27.0596 | 623.0254 |  | 794.5443
-26.9856 | 628.23 |  | 801.1817
-26.9117 | 634.7191 |  | 809.4573
-26.8377 | 640.7653 |  | 817.168
-26.7638 | 646.1693 |  | 824.0597
-26.6899 | 655.4934 |  | 835.9507
-26.616 | 665.8362 |  | 849.1409
-26.542 | 676.8875 |  | 863.2347
-26.4681 | 683.6646 |  | 871.8775
-26.3941 | 687.5848 |  | 876.8768
-26.3202 | 692.435 |  | 883.0623
-26.2463 | 701.781 |  | 894.9813
-26.1724 | 717.262 |  | 914.7242
-26.0984 | 729.5539 |  | 930.4
-26.0245 | 736.3974 |  | 939.1276
-25.9505 | 742.2 |  | 946.5276
-25.8766 | 749.8186 |  | 956.2437
-25.8027 | 754.691 |  | 962.4575
-25.7288 | 759.3641 |  | 968.4171
-25.6548 | 765.8753 |  | 976.7208
-25.5809 | 775.5094 |  | 989.0072
-25.5069 | 788.6207 |  | 1005.7279
-25.433 | 800.4251 |  | 1020.7821
-25.3591 | 813.0934 |  | 1036.938
-25.2852 | 821.2214 |  | 1047.3037
-25.2112 | 827.3784 |  | 1055.1557
-25.1373 | 833.8233 |  | 1063.3748
-25.0633 | 846.3586 |  | 1079.3611
-24.9894 | 859.9571 |  | 1096.7033
-24.9155 | 872.2266 |  | 1112.3506
-24.8416 | 880.6205 |  | 1123.0554
-24.7676 | 893.643 |  | 1139.6629
-24.6937 | 900.0215 |  | 1147.7975
-24.6197 | 911.3166 |  | 1162.2021
-24.5458 | 920.2198 |  | 1173.5562
-24.4719 | 936.6974 |  | 1194.5702
-24.398 | 947.6824 |  | 1208.5794
-24.324 | 957.8924 |  | 1221.6001
-24.2501 | 967.1499 |  | 1233.4063
-24.1761 | 976.939 |  | 1245.8903
-24.1022 | 986.2409 |  | 1257.753
-24.0283 | 998.3555 |  | 1273.2027
-23.9544 | 1011.5995 |  | 1290.0928
-23.8804 | 1025.6631 |  | 1308.0281
-23.8065 | 1037.6447 |  | 1323.3082
-23.7325 | 1047.7218 |  | 1336.1596
-23.6586 | 1057.0236 |  | 1348.0222
-23.5847 | 1069.9576 |  | 1364.5169
-23.5108 | 1085.195 |  | 1383.9492
-23.4368 | 1105.1718 |  | 1409.4256
-23.3629 | 1118.7261 |  | 1426.7113
-23.2889 | 1130.3754 |  | 1441.5678
-23.215 | 1137.9056 |  | 1451.171
-23.1411 | 1150.906 |  | 1467.7504
-23.0672 | 1167.9815 |  | 1489.5268
-22.9932 | 1182.2665 |  | 1507.7444
-22.9193 | 1192.1664 |  | 1520.3698
-22.8453 | 1201.3132 |  | 1532.0347
-22.7714 | 1217.0378 |  | 1552.0883
-22.6975 | 1234.0469 |  | 1573.7799
-22.6236 | 1249.6387 |  | 1593.6642
-22.5496 | 1262.3069 |  | 1609.8199
-22.4757 | 1276.8355 |  | 1628.3483
-22.4017 | 1286.779 |  | 1641.0292
-22.3278 | 1301.3085 |  | 1659.5587
-22.2539 | 1316.6784 |  | 1679.1599
-22.18 | 1335.1715 |  | 1702.7442
-22.106 | 1349.1016 |  | 1720.5093
-22.0321 | 1366.2442 |  | 1742.3712
-21.9582 | 1386.2651 |  | 1767.9039
-21.8842 | 1400.727 |  | 1786.3472
-21.8103 | 1410.1847 |  | 1798.4085
-21.7364 | 1423.0741 |  | 1814.8464
-21.6624 | 1441.2573 |  | 1838.0355
-21.5885 | 1466.3055 |  | 1869.9794
-21.5146 | 1484.2885 |  | 1892.9131
-21.4406 | 1502.1172 |  | 1915.6501
-21.3667 | 1519.7916 |  | 1938.1902
-21.2928 | 1542.2267 |  | 1966.8017
-21.2188 | 1560.1434 |  | 1989.6508
-21.1449 | 1573.2101 |  | 2006.3148
-21.071 | 1584.9926 |  | 2021.341
-20.997 | 1604.6373 |  | 2046.3939
-20.9231 | 1626.1873 |  | 2073.8767
-20.8492 | 1642.6859 |  | 2094.9173
-20.7752 | 1654.3587 |  | 2109.8036
-20.7013 | 1664.5904 |  | 2122.8522
-20.6274 | 1682.5964 |  | 2145.8152
-20.5534 | 1703.57 |  | 2172.5628
-20.4795 | 1723.8791 |  | 2198.463
-20.4056 | 1743.3236 |  | 2223.2606
-20.3316 | 1765.4271 |  | 2251.4492
-20.2577 | 1792.6458 |  | 2286.1613
-20.1838 | 1817.3841 |  | 2317.71
-20.1098 | 1838.4687 |  | 2344.5991
-20.0359 | 1857.1161 |  | 2368.3802
-19.962 | 1875.5429 |  | 2391.8799
-19.888 | 1898.4218 |  | 2421.0573
-19.8141 | 1925.0641 |  | 2455.0342
-19.7402 | 1952.0392 |  | 2489.4356
-19.6662 | 1972.3713 |  | 2515.3652
-19.5923 | 1981.6287 |  | 2527.1711
-19.5184 | 1994.031 |  | 2542.9878
-19.4444 | 2012.2143 |  | 2566.1768
-19.3705 | 2036.2001 |  | 2596.766
-19.2966 | 2063.5298 |  | 2631.6195
-19.2226 | 2084.9229 |  | 2658.9022
-19.1487 | 2108.9088 |  | 2689.4914
-19.0748 | 2130.1489 |  | 2716.5789
-19.0008 | 2157.411 |  | 2751.3462
-18.9269 | 2185.9369 |  | 2787.7253
-18.853 | 2211.5615 |  | 2820.4044
-18.779 | 2232.6677 |  | 2847.3211
-18.7051 | 2256.5426 |  | 2877.7688
-18.6312 | 2286.3094 |  | 2915.7304
-18.5572 | 2313.8597 |  | 2950.8653
-18.4833 | 2334.7453 |  | 2977.5006
-18.4094 | 2354.478 |  | 3002.6658
-18.3354 | 2379.7481 |  | 3034.8927
-18.2615 | 2408.6502 |  | 3071.7516
-18.1876 | 2434.1868 |  | 3104.3184
-18.1136 | 2458.0834 |  | 3134.7937
-18.0397 | 2479.0786 |  | 3161.569
-17.9658 | 2500.2741 |  | 3188.5996
-17.8918 | 2525.1004 |  | 3220.2605
-17.8179 | 2553.9145 |  | 3257.0072
-17.744 | 2587.6666 |  | 3300.0512
-17.67 | 2625.4945 |  | 3348.2932
-17.5961 | 2659.0477 |  | 3391.0835
-17.5222 | 2683.0552 |  | 3421.7003
-17.4482 | 2705.313 |  | 3450.0857
-17.3743 | 2731.2705 |  | 3483.1892
-17.3004 | 2755.8978 |  | 3514.5965
-17.2264 | 2778.6874 |  | 3543.66
-17.1525 | 2806.327 |  | 3578.9088
-17.0786 | 2837.5323 |  | 3618.7049
-17.0046 | 2869.6239 |  | 3659.6314
-16.9307 | 2899.0132 |  | 3697.1116
-16.8568 | 2927.4728 |  | 3733.4061
-16.7828 | 2957.0394 |  | 3771.1123
-16.7089 | 2984.2811 |  | 3805.8536
-16.635 | 3014.8883 |  | 3844.887
-16.561 | 3041.6428 |  | 3879.007
-16.4871 | 3072.6708 |  | 3918.5771
-16.4132 | 3106.8655 |  | 3962.1855
-16.3392 | 3142.7001 |  | 4007.8855
-16.2653 | 3174.4589 |  | 4048.3874
-16.1914 | 3202.564 |  | 4084.2298
-16.1174 | 3229.9829 |  | 4119.1972
-16.0435 | 3256.6252 |  | 4153.1741
-15.9696 | 3282.9142 |  | 4186.7005
-15.8956 | 3314.4307 |  | 4226.8935
-15.8217 | 3349.4007 |  | 4271.4908
-15.7478 | 3377.6601 |  | 4307.5299
-15.6738 | 3396.9286 |  | 4332.1031
-15.5999 | 3423.3286 |  | 4365.771
-15.526 | 3469.6156 |  | 4424.8008
-15.452 | 3518.7606 |  | 4487.4754
-15.3781 | 3559.4898 |  | 4539.4174
-15.3042 | 3587.086 |  | 4574.6108
-15.2302 | 3618.1141 |  | 4614.1809
-15.1563 | 3647.7023 |  | 4651.9148
-15.0824 | 3679.1742 |  | 4692.0508
-15.0084 | 3711.2875 |  | 4733.005
-14.9345 | 3744.5524 |  | 4775.4277
-14.8606 | 3778.7483 |  | 4819.0377
-14.7866 | 3812.6114 |  | 4862.2233
-14.7127 | 3846.1862 |  | 4905.0413
-14.6388 | 3881.0682 |  | 4949.5263
-14.5648 | 3923.1263 |  | 5003.163
-14.4909 | 3961.6187 |  | 5052.2523
-14.417 | 4003.6539 |  | 5105.8598
-14.343 | 4031.0728 |  | 5140.8272
-14.2691 | 4073.6831 |  | 5195.1681
-14.1952 | 4105.3986 |  | 5235.6148
-14.1212 | 4140.9233 |  | 5280.9195
-14.0473 | 4168.8728 |  | 5316.5635
-13.9734 | 4209.3355 |  | 5368.1656
-13.8994 | 4249.4883 |  | 5419.3725
-13.8255 | 4280.2511 |  | 5458.6043
-13.7516 | 4305.4995 |  | 5490.8035
-13.6776 | 4335.8631 |  | 5529.5263
-13.6037 | 4380.3354 |  | 5586.2417
-13.5298 | 4425.9809 |  | 5644.4535
-13.4558 | 4464.3624 |  | 5693.4013
-13.3819 | 4497.5163 |  | 5735.6826
-13.308 | 4526.2858 |  | 5772.3723
-13.234 | 4572.1086 |  | 5830.8101
-13.1601 | 4617.5769 |  | 5888.7958
-13.0862 | 4666.9425 |  | 5951.7518
-13.0122 | 4699.9638 |  | 5993.8639
-12.9383 | 4728.69 |  | 6030.4983
-12.8644 | 4759.6963 |  | 6070.0407
-12.7904 | 4796.7706 |  | 6117.3215
-12.7165 | 4842.7043 |  | 6175.9008
-12.6426 | 4893.687 |  | 6240.919
-12.5686 | 4940.8833 |  | 6301.1085
-12.4947 | 4978.7993 |  | 6349.4627
-12.4208 | 5005.4862 |  | 6383.4965
-12.3468 | 5044.0666 |  | 6432.6981
-12.2729 | 5091.9936 |  | 6493.8194
-12.199 | 5143.4634 |  | 6559.4589
-12.125 | 5187.1157 |  | 6615.1286
-12.0511 | 5219.2966 |  | 6656.169
-11.9772 | 5246.6046 |  | 6690.9949
-11.9032 | 5282.2161 |  | 6736.4102
-11.8293 | 5331.7373 |  | 6799.5645
-11.7554 | 5375.7887 |  | 6855.7433
-11.6814 | 5417.315 |  | 6908.7018
-11.6075 | 5458.7967 |  | 6961.6034
-11.5336 | 5506.3475 |  | 7022.245
-11.4596 | 5552.081 |  | 7080.5689
-11.3857 | 5586.2986 |  | 7124.2066
-11.3118 | 5628.1132 |  | 7177.5327
-11.2378 | 5669.3729 |  | 7230.1513
-11.1639 | 5713.0252 |  | 7285.821
-11.09 | 5755.6814 |  | 7340.2205
-11.016 | 5796.3443 |  | 7392.0779
-10.9421 | 5838.4025 |  | 7445.7147
-10.8682 | 5886.0847 |  | 7506.5238
-10.7942 | 5925.1968 |  | 7556.4035
-10.7203 | 5965.9261 |  | 7608.3455
-10.6464 | 5999.8108 |  | 7651.5587
-10.5724 | 6041.559 |  | 7704.8002
-10.4985 | 6079.2531 |  | 7752.8714
-10.4246 | 6117.0147 |  | 7801.0289
-10.3506 | 6154.6654 |  | 7849.0448
-10.2767 | 6188.1293 |  | 7891.7212
-10.2028 | 6230.2537 |  | 7945.4425
-10.1288 | 6272.3118 |  | 7999.0793
-10.0549 | 6327.7682 |  | 8069.8028
-9.981 | 6375.4734 |  | 8130.6412
-9.907 | 6417.974 |  | 8184.8423
-9.8331 | 6449.7328 |  | 8225.3443
-9.7592 | 6486.2102 |  | 8271.8639
-9.6852 | 6530.305 |  | 8328.098
-9.6113 | 6570.3698 |  | 8379.1926
-9.5374 | 6602.7267 |  | 8420.4574
-9.4634 | 6641.4844 |  | 8469.885
-9.3895 | 6694.9921 |  | 8538.1235
-9.3156 | 6742.6527 |  | 8598.9049
-9.2416 | 6785.5742 |  | 8653.6427
-9.1677 | 6809.1391 |  | 8683.6952
-9.0938 | 6843.8885 |  | 8728.011
-9.0198 | 6878.328 |  | 8771.9317
-8.9459 | 6925.4784 |  | 8832.0626
-8.872 | 6984.0147 |  | 8906.7139
-8.798 | 7043.7905 |  | 8982.9461
-8.7241 | 7102.3472 |  | 9057.6234
-8.6502 | 7137.5621 |  | 9102.5329
-8.5762 | 7168.4345 |  | 9141.9045
-8.5023 | 7196.1634 |  | 9177.2671
-8.4284 | 7228.2104 |  | 9218.1367
-8.3544 | 7258.662 |  | 9256.9716
-8.2805 | 7297.6199 |  | 9306.6546
-8.2066 | 7350.1316 |  | 9373.6228
-8.1326 | 7410.5936 |  | 9450.73
-8.0587 | 7451.1009 |  | 9502.389
-7.9848 | 7483.5458 |  | 9543.766
-7.9109 | 7502.6154 |  | 9568.0854
-7.8369 | 7541.0619 |  | 9617.1162
-7.763 | 7583.2093 |  | 9670.8668
-7.6891 | 7632.4652 |  | 9733.6828
-7.6151 | 7674.1688 |  | 9786.8674
-7.5412 | 7710.0034 |  | 9832.5674
-7.4673 | 7754.0089 |  | 9888.6876
-7.3933 | 7785.3698 |  | 9928.6821
-7.3194 | 7823.662 |  | 9977.5161
-7.2455 | 7863.6834 |  | 10028.5555
-7.1715 | 7913.8461 |  | 10092.5279
-7.0976 | 7960.0018 |  | 10151.3902
-7.0237 | 7991.517 |  | 10191.5816
-6.9497 | 8016.898 |  | 10223.95
-6.8758 | 8040.3508 |  | 10253.8593
-6.8019 | 8082.6741 |  | 10307.8343
-6.7279 | 8119.7713 |  | 10355.1444
-6.654 | 8170.0896 |  | 10419.3152
-6.5801 | 8200.077 |  | 10457.5582
-6.5061 | 8242.6223 |  | 10511.8162
-6.4322 | 8277.7262 |  | 10556.5842
-6.3583 | 8321.6883 |  | 10612.6491
-6.2843 | 8365.4069 |  | 10668.4034
-6.2104 | 8396.9221 |  | 10708.5947
-6.1365 | 8414.4638 |  | 10730.9657
-6.0625 | 8426.6672 |  | 10746.5287
-5.9886 | 8457.3853 |  | 10785.7035
-5.9147 | 8500.4165 |  | 10840.5812
-5.8407 | 8554.9215 |  | 10910.0915
-5.7668 | 8595.1853 |  | 10961.4398
-5.6929 | 8626.7898 |  | 11001.745
-5.6189 | 8654.2304 |  | 11036.7401
-5.545 | 8686.9852 |  | 11078.5123
-5.4711 | 8727.4926 |  | 11130.1713
-5.3971 | 8765.5424 |  | 11178.6963
-5.3232 | 8803.503 |  | 11227.1074
-5.2493 | 8835.6164 |  | 11268.0615
-5.1753 | 8856.7009 |  | 11294.9506
-5.1014 | 8865.2492 |  | 11305.8523
-5.0275 | 8885.0495 |  | 11331.1037
-4.9535 | 8928.3243 |  | 11386.292
-4.8796 | 8977.6248 |  | 11449.165
-4.8057 | 9019.4827 |  | 11502.5463
-4.7317 | 9037.6213 |  | 11525.6785
-4.6578 | 9062.0956 |  | 11556.8905
-4.5839 | 9088.1168 |  | 11590.0754
-4.5099 | 9135.0479 |  | 11649.9265
-4.436 | 9183.9926 |  | 11712.3458
-4.3621 | 9215.708 |  | 11752.7925
-4.2881 | 9229.0413 |  | 11769.7964
-4.2142 | 9220.6026 |  | 11759.0346
-4.1403 | 9233.1376 |  | 11775.0203
-4.0663 | 9256.2154 |  | 11804.4515
-3.9924 | 9297.2316 |  | 11856.7595
-3.9185 | 9333.1542 |  | 11902.5716
-3.8445 | 9370.1188 |  | 11949.7125
-3.7706 | 9405.5543 |  | 11994.9034
-3.6967 | 9421.567 |  | 12015.3244
-3.6227 | 9443.205 |  | 12042.9193
-3.5488 | 9477.1127 |  | 12086.1618
-3.4749 | 9526.8328 |  | 12149.5698
-3.4009 | 9566.4984 |  | 12200.1555
-3.327 | 9590.6615 |  | 12230.9707
-3.2531 | 9612.7421 |  | 12259.13
-3.1791 | 9629.9727 |  | 12281.1041
-3.1052 | 9642.3316 |  | 12296.8655
-3.0313 | 9660.2253 |  | 12319.6854
-2.9573 | 9676.5925 |  | 12340.5585
-2.8834 | 9689.1504 |  | 12356.5735
-2.8095 | 9699.715 |  | 12370.0465
-2.7355 | 9723.6333 |  | 12400.5495
-2.6616 | 9758.9144 |  | 12445.5436
-2.5877 | 9789.6772 |  | 12484.7753
-2.5137 | 9784.7163 |  | 12478.4487
-2.4398 | 9782.2575 |  | 12475.313
-2.3659 | 9785.1142 |  | 12478.9561
-2.2919 | 9801.3488 |  | 12499.6601
-2.218 | 9805.9335 |  | 12505.5069
-2.1441 | 9809.0784 |  | 12509.5176
-2.0701 | 9824.5146 |  | 12529.2034
-1.9962 | 9834.3484 |  | 12541.7445
-1.9223 | 9833.0412 |  | 12540.0775
-1.8483 | 9861.8324 |  | 12576.7949
-1.7744 | 9883.0062 |  | 12603.7978
-1.7005 | 9904.0895 |  | 12630.6853
-1.6265 | 9895.7847 |  | 12620.0943
-1.5526 | 9904.8432 |  | 12631.6465
-1.4787 | 9917.6663 |  | 12647.9999
-1.4047 | 9916.4267 |  | 12646.419
-1.3308 | 9905.6619 |  | 12632.6906
-1.2569 | 9909.294 |  | 12637.3226
-1.1829 | 9941.1204 |  | 12677.9108
-1.109 | 9976.3123 |  | 12722.791
-1.0351 | 9986.9878 |  | 12736.4055
-0.96113 | 9976.9767 |  | 12723.6384
-0.8872 | 9976.135 |  | 12722.565
-0.81326 | 9997.3738 |  | 12749.6509
-0.73933 | 10006.8978 |  | 12761.7967
-0.6654 | 10021.1161 |  | 12779.9294
-0.59147 | 10011.1726 |  | 12767.2484
-0.51753 | 10026.0337 |  | 12786.2007
-0.4436 | 10037.3724 |  | 12800.661
-0.36967 | 10054.4486 |  | 12822.4383
-0.29573 | 10051.546 |  | 12818.7367
-0.2218 | 10039.7635 |  | 12803.7104
-0.14787 | 10031.7916 |  | 12793.5439
-0.073933 | 10039.1221 |  | 12802.8924
1.4128e-07 | 10042.5105 |  | 12807.2137
0.073933 | 10052.2105 |  | 12819.584
0.14787 | 10058.7885 |  | 12827.9729
0.2218 | 10068.3341 |  | 12840.1465
0.29573 | 10078.145 |  | 12852.6583
0.36967 | 10083.7933 |  | 12859.8616
0.4436 | 10079.7174 |  | 12854.6636
0.51753 | 10069.5303 |  | 12841.672
0.59147 | 10067.0052 |  | 12838.4518
0.6654 | 10080.1612 |  | 12855.2296
0.73933 | 10095.5311 |  | 12874.8309
0.81327 | 10100.5813 |  | 12881.2714
0.8872 | 10093.9804 |  | 12872.8532
0.96113 | 10092.5406 |  | 12871.017
1.0351 | 10085.1221 |  | 12861.5563
1.109 | 10079.3195 |  | 12854.1562
1.1829 | 10057.8805 |  | 12826.8149
1.2569 | 10044.5038 |  | 12809.7557
1.3308 | 10031.3708 |  | 12793.0072
1.4047 | 10023.8848 |  | 12783.4603
1.4787 | 10024.3719 |  | 12784.0815
1.5526 | 10020.3637 |  | 12778.9698
1.6265 | 10033.0529 |  | 12795.1524
1.7005 | 10036.597 |  | 12799.6721
1.7744 | 10038.436 |  | 12802.0174
1.8483 | 10024.8821 |  | 12784.7321
1.9223 | 10015.9562 |  | 12773.349
1.9962 | 10008.293 |  | 12763.576
2.0701 | 9986.6549 |  | 12735.9811
2.1441 | 9969.2917 |  | 12713.8378
2.218 | 9959.5905 |  | 12701.4658
2.2919 | 9971.8156 |  | 12717.0564
2.3659 | 9970.5326 |  | 12715.4202
2.4398 | 9964.2199 |  | 12707.3696
2.5137 | 9949.5807 |  | 12688.7003
2.5877 | 9937.2881 |  | 12673.0235
2.6616 | 9917.6217 |  | 12647.9429
2.7355 | 9879.4622 |  | 12599.2781
2.8095 | 9858.0907 |  | 12572.023
2.8834 | 9859.3736 |  | 12573.6592
2.9573 | 9866.9935 |  | 12583.3769
3.0313 | 9847.7467 |  | 12558.8314
3.1052 | 9815.9216 |  | 12518.2448
3.1791 | 9799.71 |  | 12497.5702
3.2531 | 9791.14 |  | 12486.6408
3.327 | 9789.19 |  | 12484.1541
3.4009 | 9767.663 |  | 12456.7006
3.4749 | 9744.4525 |  | 12427.1003
3.5488 | 9715.8386 |  | 12390.609
3.6227 | 9695.884 |  | 12365.1609
3.6967 | 9675.2203 |  | 12338.8085
3.7706 | 9649.8176 |  | 12306.4124
3.8445 | 9623.4393 |  | 12272.7721
3.9185 | 9602.4657 |  | 12246.0245
3.9924 | 9582.3568 |  | 12220.3796
4.0663 | 9569.665 |  | 12204.1938
4.1403 | 9555.7132 |  | 12186.4011
4.2142 | 9546.1459 |  | 12174.1999
4.2881 | 9537.0212 |  | 12162.5631
4.3621 | 9522.1371 |  | 12143.5815
4.436 | 9490.3783 |  | 12103.0795
4.5099 | 9451.3771 |  | 12053.3412
4.5839 | 9415.6751 |  | 12007.8104
4.6578 | 9381.1259 |  | 11963.7499
4.7317 | 9357.5839 |  | 11933.7267
4.8057 | 9336.2111 |  | 11906.4701
4.8796 | 9318.8926 |  | 11884.3837
4.9535 | 9284.5857 |  | 11840.6322
5.0275 | 9239.8712 |  | 11783.6077
5.1014 | 9212.6524 |  | 11748.8956
5.1753 | 9203.7483 |  | 11737.5402
5.2493 | 9197.9903 |  | 11730.197
5.3232 | 9174.4036 |  | 11700.1169
5.3971 | 9124.0178 |  | 11635.8599
5.4711 | 9076.4019 |  | 11575.1354
5.545 | 9040.1694 |  | 11528.928
5.6189 | 9015.4298 |  | 11497.3777
5.6929 | 8986.7713 |  | 11460.8294
5.7668 | 8952.3981 |  | 11416.9933
5.8407 | 8918.558 |  | 11373.8371
5.9147 | 8895.9903 |  | 11345.0565
5.9886 | 8876.6555 |  | 11320.3988
6.0625 | 8852.4707 |  | 11289.5559
6.1365 | 8811.2326 |  | 11236.965
6.2104 | 8757.5909 |  | 11168.5557
6.2843 | 8704.615 |  | 11100.9955
6.3583 | 8665.3919 |  | 11050.9742
6.4322 | 8642.1814 |  | 11021.3739
6.5061 | 8620.0562 |  | 10993.1577
6.5801 | 8602.0732 |  | 10970.224
6.654 | 8568.0763 |  | 10926.8677
6.7279 | 8541.1024 |  | 10892.4679
6.8019 | 8510.207 |  | 10853.067
6.8758 | 8474.2167 |  | 10807.1686
6.9497 | 8435.3035 |  | 10757.5426
7.0237 | 8383.812 |  | 10691.8754
7.0976 | 8349.6595 |  | 10648.3207
7.1715 | 8313.9817 |  | 10602.8208
7.2455 | 8292.5643 |  | 10575.5072
7.3194 | 8260.0964 |  | 10534.101
7.3933 | 8225.7692 |  | 10490.3234
7.4673 | 8189.2701 |  | 10443.7761
7.5412 | 8156.8685 |  | 10402.4544
7.6151 | 8122.5617 |  | 10358.7029
7.6891 | 8088.2995 |  | 10315.0083
7.763 | 8034.9256 |  | 10246.9407
7.8369 | 7985.8916 |  | 10184.4076
7.9109 | 7938.6736 |  | 10124.1905
7.9848 | 7912.0747 |  | 10090.2689
8.0587 | 7876.0845 |  | 10044.3705
8.1326 | 7825.8772 |  | 9980.3412
8.2066 | 7778.8581 |  | 9920.3778
8.2805 | 7741.3401 |  | 9872.531
8.3544 | 7728.7172 |  | 9856.433
8.4284 | 7696.1384 |  | 9814.8852
8.5023 | 7655.3874 |  | 9762.9156
8.5762 | 7595.9661 |  | 9687.1356
8.6502 | 7549.3909 |  | 9627.7382
8.7241 | 7514.153 |  | 9582.7994
8.798 | 7487.3998 |  | 9548.681
8.872 | 7466.5601 |  | 9522.1041
8.9459 | 7445.5649 |  | 9495.3289
9.0198 | 7413.9157 |  | 9454.9667
9.0938 | 7370.9496 |  | 9400.172
9.1677 | 7316.5785 |  | 9330.8325
9.2416 | 7254.4765 |  | 9251.6338
9.3156 | 7197.9348 |  | 9179.5262
9.3895 | 7145.4243 |  | 9112.5596
9.4634 | 7099.1577 |  | 9053.5558
9.5374 | 7055.6164 |  | 8998.0276
9.6113 | 7019.1186 |  | 8951.4819
9.6852 | 6989.1082 |  | 8913.2097
9.7592 | 6963.5946 |  | 8880.6721
9.8331 | 6925.9668 |  | 8832.6855
9.907 | 6871.2182 |  | 8762.8646
9.981 | 6814.3436 |  | 8690.3325
10.0549 | 6761.2797 |  | 8622.66
10.1288 | 6722.3448 |  | 8573.0063
10.2028 | 6681.5046 |  | 8520.9228
10.2767 | 6640.9972 |  | 8469.2638
10.3506 | 6599.8254 |  | 8416.7574
10.4246 | 6565.1424 |  | 8372.5261
10.4985 | 6535.7085 |  | 8334.989
10.5724 | 6499.7858 |  | 8289.1768
10.6464 | 6446.9871 |  | 8221.8427
10.7203 | 6400.3226 |  | 8162.3314
10.7942 | 6359.1062 |  | 8109.7681
10.8682 | 6323.9589 |  | 8064.9448
10.9421 | 6283.4732 |  | 8013.3134
11.016 | 6242.5017 |  | 7961.0624
11.09 | 6197.6315 |  | 7903.8395
11.1639 | 6153.2473 |  | 7847.2362
11.2378 | 6106.6057 |  | 7787.7543
11.3118 | 6063.8615 |  | 7733.2425
11.3857 | 6021.848 |  | 7679.6628
11.4596 | 5988.782 |  | 7637.4937
11.5336 | 5945.5289 |  | 7582.3331
11.6075 | 5895.564 |  | 7518.6127
11.6814 | 5845.0021 |  | 7454.1312
11.7554 | 5805.9996 |  | 7404.3913
11.8293 | 5770.3206 |  | 7358.8898
11.9032 | 5735.2396 |  | 7314.1511
11.9772 | 5695.9719 |  | 7264.0729
12.0511 | 5657.1925 |  | 7214.6176
12.125 | 5613.0978 |  | 7158.3836
12.199 | 5566.9421 |  | 7099.5213
12.2729 | 5521.8284 |  | 7041.9877
12.3468 | 5475.9393 |  | 6983.4653
12.4208 | 5441.876 |  | 6940.0245
12.4947 | 5413.5286 |  | 6903.8731
12.5686 | 5382.6549 |  | 6864.4998
12.6426 | 5337.5628 |  | 6806.9939
12.7165 | 5287.6208 |  | 6743.3028
12.7904 | 5247.7332 |  | 6692.4342
12.8644 | 5210.9906 |  | 6645.5763
12.9383 | 5170.9704 |  | 6594.5385
13.0122 | 5126.2112 |  | 6537.4571
13.0862 | 5077.709 |  | 6475.6023
13.1601 | 5030.2474 |  | 6415.0745
13.234 | 4988.7428 |  | 6362.1437
13.308 | 4954.5698 |  | 6318.5629
13.3819 | 4919.3779 |  | 6273.6827
13.4558 | 4876.5891 |  | 6219.114
13.5298 | 4831.9625 |  | 6162.2018
13.6037 | 4793.1156 |  | 6112.6603
13.6776 | 4766.2297 |  | 6078.3727
13.7516 | 4735.9758 |  | 6039.7899
13.8255 | 4705.7231 |  | 6001.2087
13.8994 | 4656.1126 |  | 5937.9405
13.9734 | 4614.5863 |  | 5884.9819
14.0473 | 4567.1248 |  | 5824.4542
14.1212 | 4524.5132 |  | 5770.1116
14.1952 | 4478.0489 |  | 5710.8557
14.2691 | 4444.0749 |  | 5667.5287
14.343 | 4410.0346 |  | 5624.1171
14.417 | 4378.9619 |  | 5584.4901
14.4909 | 4341.5994 |  | 5536.8418
14.5648 | 4307.8473 |  | 5493.7977
14.6388 | 4272.7205 |  | 5449.0004
14.7127 | 4231.1725 |  | 5396.0143
14.7866 | 4190.887 |  | 5344.6382
14.8606 | 4151.465 |  | 5294.3633
14.9345 | 4114.3014 |  | 5246.9686
15.0084 | 4074.3042 |  | 5195.9602
15.0824 | 4042.3898 |  | 5155.2597
15.1563 | 4009.6108 |  | 5113.4566
15.2302 | 3972.6029 |  | 5066.2604
15.3042 | 3930.3904 |  | 5012.4269
15.3781 | 3893.8913 |  | 4965.8796
15.452 | 3860.8037 |  | 4923.6829
15.526 | 3828.4468 |  | 4882.4182
15.5999 | 3789.911 |  | 4833.2735
15.6738 | 3753.0574 |  | 4786.2741
15.7478 | 3717.2891 |  | 4740.6588
15.8217 | 3682.2298 |  | 4695.9477
15.8956 | 3650.5373 |  | 4655.5302
15.9696 | 3618.2021 |  | 4614.2931
16.0435 | 3587.7505 |  | 4575.4582
16.1174 | 3556.123 |  | 4535.1237
16.1914 | 3519.6252 |  | 4488.5781
16.2653 | 3482.5727 |  | 4441.3249
16.3392 | 3447.757 |  | 4396.9245
16.4132 | 3415.1118 |  | 4355.2921
16.4871 | 3381.9795 |  | 4313.0385
16.561 | 3352.1031 |  | 4274.9371
16.635 | 3323.178 |  | 4238.0489
16.7089 | 3294.985 |  | 4202.0943
16.7828 | 3264.3331 |  | 4163.004
16.8568 | 3229.8057 |  | 4118.9711
16.9307 | 3192.6421 |  | 4071.5765
17.0046 | 3154.4609 |  | 4022.884
17.0786 | 3124.1636 |  | 3984.2459
17.1525 | 3097.4091 |  | 3950.1258
17.2264 | 3069.6356 |  | 3914.7063
17.3004 | 3043.1043 |  | 3880.8709
17.3743 | 3013.1169 |  | 3842.628
17.4482 | 2979.8507 |  | 3800.2036
17.5222 | 2941.1377 |  | 3750.8329
17.5961 | 2914.2072 |  | 3716.4884
17.67 | 2885.1048 |  | 3679.3742
17.744 | 2863.3125 |  | 3651.5824
17.8179 | 2836.359 |  | 3617.2087
17.8918 | 2814.6547 |  | 3589.5291
17.9658 | 2785.7526 |  | 3552.6702
18.0397 | 2756.8938 |  | 3515.8667
18.1136 | 2722.323 |  | 3471.7785
18.1876 | 2700.9285 |  | 3444.4942
18.2615 | 2673.3553 |  | 3409.33
18.3354 | 2654.9068 |  | 3385.8026
18.4094 | 2624.4539 |  | 3346.9661
18.4833 | 2592.3406 |  | 3306.0119
18.5572 | 2562.7064 |  | 3268.2195
18.6312 | 2526.8067 |  | 3222.4366
18.7051 | 2497.749 |  | 3185.3793
18.779 | 2468.4924 |  | 3148.0683
18.853 | 2449.5121 |  | 3123.8627
18.9269 | 2425.2393 |  | 3092.9077
19.0008 | 2402.6486 |  | 3064.0978
19.0748 | 2378.131 |  | 3032.8304
19.1487 | 2356.5376 |  | 3005.2924
19.2226 | 2332.2202 |  | 2974.2804
19.2966 | 2305.6212 |  | 2940.3588
19.3705 | 2281.1266 |  | 2909.1207
19.4444 | 2255.5466 |  | 2876.4986
19.5184 | 2232.4904 |  | 2847.0951
19.5923 | 2208.7928 |  | 2816.8735
19.6662 | 2179.8907 |  | 2780.0146
19.7402 | 2150.9006 |  | 2743.0435
19.8141 | 2126.7375 |  | 2712.2283
19.888 | 2110.017 |  | 2690.9047
19.962 | 2090.7485 |  | 2666.3316
20.0359 | 2064.0386 |  | 2632.2684
20.1098 | 2032.568 |  | 2592.134
20.1838 | 2003.9975 |  | 2555.698
20.2577 | 1978.7721 |  | 2523.528
20.3316 | 1959.5915 |  | 2499.0671
20.4056 | 1938.8399 |  | 2472.6025
20.4795 | 1918.8189 |  | 2447.0698
20.5534 | 1901.4991 |  | 2424.9818
20.6274 | 1888.6989 |  | 2408.6577
20.7013 | 1876.4739 |  | 2393.0671
20.7752 | 1854.2148 |  | 2364.6801
20.8492 | 1828.5915 |  | 2332.0027
20.9231 | 1802.745 |  | 2299.0406
20.997 | 1781.3952 |  | 2271.8132
21.071 | 1762.8357 |  | 2248.1444
21.1449 | 1741.0204 |  | 2220.3234
21.2188 | 1716.5474 |  | 2189.1129
21.2928 | 1693.6698 |  | 2159.9371
21.3667 | 1676.151 |  | 2137.5954
21.4406 | 1663.6824 |  | 2121.6942
21.5146 | 1647.1826 |  | 2100.6519
21.5885 | 1632.1442 |  | 2081.4736
21.6624 | 1612.965 |  | 2057.0143
21.7364 | 1593.3203 |  | 2031.9614
21.8103 | 1572.2141 |  | 2005.0446
21.8842 | 1554.717 |  | 1982.7305
21.9582 | 1540.1224 |  | 1964.1181
22.0321 | 1524.7296 |  | 1944.4876
22.106 | 1510.9321 |  | 1926.8917
22.18 | 1496.3375 |  | 1908.2793
22.2539 | 1478.6632 |  | 1885.7391
22.3278 | 1456.4717 |  | 1857.4383
22.4017 | 1434.2585 |  | 1829.1099
22.4757 | 1417.3161 |  | 1807.5033
22.5496 | 1402.0125 |  | 1787.9866
22.6236 | 1389.3654 |  | 1771.8577
22.6975 | 1376.6315 |  | 1755.6182
22.7714 | 1362.7231 |  | 1737.8808
22.8453 | 1348.0839 |  | 1719.2114
22.9193 | 1331.6938 |  | 1698.3091
22.9932 | 1313.2682 |  | 1674.811
23.0672 | 1296.5682 |  | 1653.5134
23.1411 | 1279.0507 |  | 1631.1733
23.215 | 1267.4449 |  | 1616.3725
23.2889 | 1251.4547 |  | 1595.9802
23.3629 | 1236.1288 |  | 1576.435
23.4368 | 1219.1196 |  | 1554.7432
23.5108 | 1205.4327 |  | 1537.2883
23.5847 | 1189.4422 |  | 1516.8957
23.6586 | 1168.8452 |  | 1490.6283
23.7325 | 1158.9676 |  | 1478.0314
23.8065 | 1142.9551 |  | 1457.6106
23.8804 | 1135.2256 |  | 1447.7533
23.9544 | 1119.789 |  | 1428.0669
24.0283 | 1112.7684 |  | 1419.1135
24.1022 | 1103.4665 |  | 1407.2508
24.1761 | 1087.2325 |  | 1386.5476
24.2501 | 1071.1315 |  | 1366.014
24.324 | 1056.4256 |  | 1347.2596
24.398 | 1046.7694 |  | 1334.9451
24.4719 | 1039.7266 |  | 1325.9633
24.5458 | 1031.5542 |  | 1315.5411
24.6197 | 1020.082 |  | 1300.9106
24.6937 | 1007.5687 |  | 1284.9524
24.7676 | 996.0522 |  | 1270.2653
24.8416 | 983.1846 |  | 1253.8554
24.9155 | 965.3561 |  | 1231.1186
24.9894 | 946.11 |  | 1206.5741
25.0633 | 934.4605 |  | 1191.7175
25.1373 | 924.5164 |  | 1179.0357
25.2112 | 918.2044 |  | 1170.9861
25.2852 | 906.1563 |  | 1155.6211
25.3591 | 899.1356 |  | 1146.6676
25.433 | 888.1727 |  | 1132.6867
25.5069 | 879.646 |  | 1121.8125
25.5809 | 869.2145 |  | 1108.5093
25.6548 | 856.6129 |  | 1092.4384
25.7288 | 845.1626 |  | 1077.8359
25.8027 | 834.3548 |  | 1064.0527
25.8766 | 823.8569 |  | 1050.6647
25.9505 | 810.9672 |  | 1034.2265
26.0245 | 803.2821 |  | 1024.4257
26.0984 | 798.9413 |  | 1018.8898
26.1724 | 793.5373 |  | 1011.9981
26.2463 | 787.8898 |  | 1004.7958
26.3202 | 781.7329 |  | 996.9439
26.3941 | 772.9625 |  | 985.7591
26.4681 | 758.3453 |  | 967.1177
26.542 | 745.1012 |  | 950.2275
26.616 | 735.9765 |  | 938.5909
26.6899 | 727.8043 |  | 928.1688
26.7638 | 718.303 |  | 916.0519
26.8377 | 710.1528 |  | 905.6579
26.9117 | 701.6483 |  | 894.812
26.9856 | 693.6974 |  | 884.6723
27.0596 | 684.8384 |  | 873.3744
27.1335 | 678.5929 |  | 865.4095
27.2074 | 671.2622 |  | 856.0607
27.2813 | 666.1462 |  | 849.5362
27.3553 | 662.204 |  | 844.5087
27.4292 | 655.9361 |  | 836.5154
27.5032 | 649.6464 |  | 828.494
27.5771 | 637.9304 |  | 813.5527
27.651 | 625.0629 |  | 797.1427
27.7249 | 612.8154 |  | 781.5235
27.7989 | 608.4524 |  | 775.9593
27.8728 | 607.4337 |  | 774.6602
27.9467 | 601.764 |  | 767.4296
28.0207 | 593.7909 |  | 757.2615
28.0946 | 586.4823 |  | 747.9409
28.1685 | 581.4327 |  | 741.5012
28.2425 | 574.7221 |  | 732.9431
28.3164 | 567.3249 |  | 723.5094
28.3903 | 561.1902 |  | 715.6858
28.4643 | 553.5051 |  | 705.885
28.5382 | 547.791 |  | 698.5978
28.6121 | 542.387 |  | 691.7061
28.6861 | 534.6356 |  | 681.8208
28.76 | 526.441 |  | 671.3703
28.8339 | 518.3351 |  | 661.0328
28.9079 | 514.3264 |  | 655.9205
28.9818 | 510.6058 |  | 651.1755
29.0557 | 507.2836 |  | 646.9388
29.1297 | 503.8508 |  | 642.5609
29.2036 | 499.665 |  | 637.2227
29.2775 | 496.5421 |  | 633.2402
29.3515 | 491.1826 |  | 626.4051
29.4254 | 485.845 |  | 619.5982
29.4993 | 477.5398 |  | 609.0065
29.5733 | 471.1836 |  | 600.9004
29.6472 | 466.444 |  | 594.8561
29.7211 | 458.3825 |  | 584.5752
29.7951 | 451.4061 |  | 575.6782
29.869 | 445.2048 |  | 567.7697
29.9429 | 443.1008 |  | 565.0865
30.0169 | 442.9457 |  | 564.8887
30.0908 | 441.6391 |  | 563.2223
30.1647 | 438.8042 |  | 559.607
30.2387 | 429.9896 |  | 548.3657
30.3126 | 425.1394 |  | 542.1802
30.3865 | 421.7951 |  | 537.9153
30.4605 | 419.1596 |  | 534.5543
30.5344 | 415.8596 |  | 530.3458
30.6083 | 410.8322 |  | 523.9342
30.6823 | 408.1302 |  | 520.4884
30.7562 | 402.1726 |  | 512.8907
30.8301 | 396.0156 |  | 505.0387
30.9041 | 390.346 |  | 497.8082
30.978 | 388.242 |  | 495.125
31.0519 | 389.438 |  | 496.6503
31.1259 | 387.7547 |  | 494.5036
31.1998 | 382.1514 |  | 487.3577
31.2737 | 378.0763 |  | 482.1607
31.3477 | 375.1972 |  | 478.489
31.4216 | 370.7677 |  | 472.8401
31.4955 | 364.8322 |  | 465.2705
31.5695 | 361.5324 |  | 461.0622
31.6434 | 361.0008 |  | 460.3844
31.7173 | 360.0262 |  | 459.1415
31.7913 | 356.3056 |  | 454.3965
31.8652 | 350.1043 |  | 446.488
31.9391 | 343.7037 |  | 438.3253
32.0131 | 338.8314 |  | 432.1117
32.087 | 335.7972 |  | 428.2422
32.1609 | 333.361 |  | 425.1353
32.2349 | 328.0457 |  | 418.3566
32.3088 | 321.3571 |  | 409.8267
32.3827 | 317.8136 |  | 405.3076
32.4567 | 316.0418 |  | 403.0481
32.5306 | 318.8324 |  | 406.607
32.6045 | 317.3264 |  | 404.6864
32.6785 | 317.282 |  | 404.6298
32.7524 | 312.8083 |  | 398.9244
32.8263 | 307.7145 |  | 392.4282
32.9003 | 302.089 |  | 385.2541
32.9742 | 297.8368 |  | 379.8312
33.0481 | 294.1159 |  | 375.0861
33.1221 | 290.2846 |  | 370.1999
33.196 | 288.2248 |  | 367.5731
33.2699 | 289.5093 |  | 369.2112
33.3439 | 291.3033 |  | 371.499
33.4178 | 290.1737 |  | 370.0586
33.4917 | 285.4786 |  | 364.0708
33.5657 | 284.0833 |  | 362.2914
33.6396 | 281.2484 |  | 358.6761
33.7135 | 280.0304 |  | 357.1227
33.7875 | 275.468 |  | 351.3043
33.8614 | 274.4935 |  | 350.0616
33.9353 | 275.6451 |  | 351.5302
34.0093 | 272.7218 |  | 347.8021
34.0832 | 267.8714 |  | 341.6164
34.1571 | 260.5407 |  | 332.2676
34.2311 | 261.1608 |  | 333.0583
34.305 | 261.4045 |  | 333.3691
34.3789 | 259.6105 |  | 331.0813
34.4529 | 254.1401 |  | 324.1049
34.5268 | 249.3342 |  | 317.9759
34.6007 | 246.5215 |  | 314.3888
34.6747 | 244.2624 |  | 311.5079
34.7486 | 242.8229 |  | 309.672
34.8225 | 243.7973 |  | 310.9147
34.8965 | 243.5315 |  | 310.5758
34.9704 | 241.782 |  | 308.3445
35.0443 | 239.08 |  | 304.8987
35.1183 | 234.5176 |  | 299.0803
35.1922 | 233.1667 |  | 297.3575
35.2661 | 233.2774 |  | 297.4986
35.3401 | 235.3371 |  | 300.1254
35.414 | 234.1189 |  | 298.5719
35.4879 | 228.3828 |  | 291.2565
35.5619 | 224.8172 |  | 286.7093
35.6358 | 221.9158 |  | 283.0093
35.7097 | 221.9379 |  | 283.0374
35.7837 | 221.9601 |  | 283.0657
35.8576 | 219.1252 |  | 279.4504
35.9315 | 216.9548 |  | 276.6825
36.0055 | 215.6703 |  | 275.0444
36.0794 | 214.2528 |  | 273.2366
36.1533 | 142.4514 |  | 181.6683
8.7211 | 5804.2372 |  | 7402.1437
8.7643 | 5797.7217 |  | 7393.8345
8.8075 | 5794.3944 |  | 7389.5912
8.8507 | 5784.5223 |  | 7377.0013
8.8938 | 5768.201 |  | 7356.1868
8.937 | 5745.2852 |  | 7326.9622
8.9802 | 5721.7623 |  | 7296.9634
9.0234 | 5706.011 |  | 7276.8759
9.0665 | 5697.8746 |  | 7266.4995
9.1097 | 5684.6651 |  | 7249.6533
9.1529 | 5672.0243 |  | 7233.5326
9.1961 | 5659.659 |  | 7217.7631
9.2392 | 5642.7982 |  | 7196.2606
9.2824 | 5625.1634 |  | 7173.7709
9.3256 | 5601.0793 |  | 7143.0565
9.3688 | 5599.6663 |  | 7141.2544
9.4119 | 5576.1523 |  | 7111.2671
9.4551 | 5561.4609 |  | 7092.531
9.4983 | 5524.1583 |  | 7044.9591
9.5414 | 5502.616 |  | 7017.4862
9.5846 | 5477.8854 |  | 6985.9472
9.6278 | 5472.8505 |  | 6979.5262
9.671 | 5451.2303 |  | 6951.954
9.7141 | 5450.4945 |  | 6951.0156
9.7573 | 5445.4213 |  | 6944.5458
9.8005 | 5421.8869 |  | 6914.5324
9.8437 | 5396.6067 |  | 6882.2925
9.8868 | 5374.9763 |  | 6854.7073
9.93 | 5367.6548 |  | 6845.3702
9.9732 | 5360.1956 |  | 6835.8574
10.0164 | 5350.8731 |  | 6823.9685
10.0595 | 5339.0077 |  | 6808.8366
10.1027 | 5342.423 |  | 6813.192
10.1459 | 5327.4765 |  | 6794.1308
10.1891 | 5302.9907 |  | 6762.9041
10.2322 | 5277.2195 |  | 6730.038
10.2754 | 5267.2096 |  | 6717.2724
10.3186 | 5244.1076 |  | 6687.8104
10.3618 | 5216.6975 |  | 6652.8544
10.4049 | 5205.4405 |  | 6638.4982
10.4481 | 5201.5342 |  | 6633.5166
10.4913 | 5169.0702 |  | 6592.1152
10.5344 | 5142.9355 |  | 6558.7856
10.5776 | 5138.5586 |  | 6553.2038
10.6208 | 5125.4371 |  | 6536.4699
10.664 | 5112.8562 |  | 6520.4256
10.7072 | 5106.5843 |  | 6512.427
10.7503 | 5100.2359 |  | 6504.3308
10.7935 | 5069.0956 |  | 6464.6176
10.8367 | 5041.2826 |  | 6429.1477
10.8798 | 5019.7122 |  | 6401.6389
10.923 | 5002.2826 |  | 6379.411
10.9662 | 4972.3794 |  | 6341.2754
11.0094 | 4959.592 |  | 6324.9676
11.0525 | 4946.7752 |  | 6308.6224
11.0957 | 4928.1278 |  | 6284.8413
11.1389 | 4917.5096 |  | 6271.3
11.1821 | 4900.6591 |  | 6249.8105
11.2252 | 4883.8774 |  | 6228.4089
11.2684 | 4870.8247 |  | 6211.7627
11.3116 | 4840.1359 |  | 6172.6253
11.3548 | 4808.585 |  | 6132.3884
11.3979 | 4801.4012 |  | 6123.227
11.4411 | 4795.4047 |  | 6115.5797
11.4843 | 4777.3962 |  | 6092.6134
11.5274 | 4770.1334 |  | 6083.3511
11.5706 | 4761.3593 |  | 6072.1616
11.6138 | 4747.5019 |  | 6054.4892
11.657 | 4720.4758 |  | 6020.0227
11.7002 | 4696.3127 |  | 5989.2075
11.7433 | 4687.3435 |  | 5977.7691
11.7865 | 4678.7556 |  | 5966.817
11.8297 | 4657.4211 |  | 5939.6091
11.8728 | 4640.9136 |  | 5918.5571
11.916 | 4627.3113 |  | 5901.2101
11.9592 | 4608.7136 |  | 5877.4924
12.0024 | 4585.2685 |  | 5847.5929
12.0455 | 4576.3375 |  | 5836.2033
12.0887 | 4564.3548 |  | 5820.9217
12.1319 | 4556.2286 |  | 5810.5583
12.1751 | 4531.1741 |  | 5778.6063
12.2182 | 4514.451 |  | 5757.2794
12.2614 | 4490.0928 |  | 5726.2154
12.3046 | 4471.4467 |  | 5702.4359
12.3478 | 4439.3448 |  | 5661.4964
12.3909 | 4423.5834 |  | 5641.3959
12.4341 | 4413.446 |  | 5628.4677
12.4773 | 4394.0143 |  | 5603.6864
12.5205 | 4375.437 |  | 5579.9948
12.5636 | 4369.4112 |  | 5572.3101
12.6068 | 4365.0331 |  | 5566.7267
12.65 | 4353.5618 |  | 5552.0973
12.6931 | 4347.6635 |  | 5544.5752
12.7363 | 4345.1499 |  | 5541.3696
12.7795 | 4336.3375 |  | 5530.1313
12.8227 | 4311.5674 |  | 5498.5419
12.8659 | 4278.6812 |  | 5456.6022
12.909 | 4250.2204 |  | 5420.306
12.9522 | 4227.2752 |  | 5391.044
12.9954 | 4206.8525 |  | 5364.999
13.0385 | 4197.3426 |  | 5352.871
13.0817 | 4187.5483 |  | 5340.3803
13.1249 | 4172.9066 |  | 5321.7078
13.1681 | 4155.653 |  | 5299.7043
13.2112 | 4133.9742 |  | 5272.0573
13.2544 | 4114.003 |  | 5246.5881
13.2976 | 4092.2451 |  | 5218.8402
13.3408 | 4071.5381 |  | 5192.4325
13.3839 | 4041.4385 |  | 5154.0465
13.4271 | 4023.8125 |  | 5131.5681
13.4703 | 4003.0953 |  | 5105.1474
13.5135 | 3986.4705 |  | 5083.9458
13.5566 | 3969.3751 |  | 5062.144
13.5998 | 3954.2513 |  | 5042.8567
13.643 | 3938.8444 |  | 5023.2083
13.6861 | 3932.1503 |  | 5014.6713
13.7293 | 3932.8275 |  | 5015.5349
13.7725 | 3925.7522 |  | 5006.5117
13.8157 | 3914.5346 |  | 4992.206
13.8589 | 3903.729 |  | 4978.4256
13.902 | 3875.7107 |  | 4942.6938
13.9452 | 3848.2611 |  | 4907.6874
13.9884 | 3825.4039 |  | 4878.5376
14.0315 | 3804.3143 |  | 4851.642
14.0747 | 3778.1413 |  | 4818.2636
14.1179 | 3770.4563 |  | 4808.463
14.1611 | 3737.5893 |  | 4766.5476
14.2042 | 3719.7287 |  | 4743.77
14.2474 | 3709.168 |  | 4730.3019
14.2906 | 3705.87 |  | 4726.0961
14.3338 | 3678.0086 |  | 4690.5643
14.3769 | 3668.5382 |  | 4678.4867
14.4201 | 3647.6156 |  | 4651.8042
14.4633 | 3622.3341 |  | 4619.5626
14.5065 | 3590.8214 |  | 4579.3745
14.5496 | 3581.4786 |  | 4567.4596
14.5928 | 3584.4628 |  | 4571.2654
14.636 | 3586.1308 |  | 4573.3927
14.6791 | 3582.3139 |  | 4568.5249
14.7223 | 3575.0408 |  | 4559.2496
14.7655 | 3557.6508 |  | 4537.0721
14.8087 | 3527.6392 |  | 4498.7983
14.8519 | 3499.5915 |  | 4463.0291
14.895 | 3476.0278 |  | 4432.9783
14.9382 | 3455.3412 |  | 4406.5966
14.9814 | 3438.2254 |  | 4384.7688
15.0245 | 3417.3411 |  | 4358.1351
15.0677 | 3405.0931 |  | 4342.5152
15.1109 | 3386.8002 |  | 4319.1863
15.1541 | 3367.839 |  | 4295.0051
15.1972 | 3354.8845 |  | 4278.4842
15.2404 | 3347.1128 |  | 4268.573
15.2836 | 3320.7715 |  | 4234.9799
15.3268 | 3306.7381 |  | 4217.0831
15.3699 | 3299.7214 |  | 4208.1347
15.4131 | 3279.4059 |  | 4182.2263
15.4563 | 3265.5 |  | 4164.4922
15.4995 | 3244.9881 |  | 4138.3333
15.5426 | 3231.7989 |  | 4121.5132
15.5858 | 3211.5038 |  | 4095.6308
15.629 | 3201.1981 |  | 4082.488
15.6722 | 3177.5859 |  | 4052.3754
15.7153 | 3169.1957 |  | 4041.6753
15.7585 | 3158.2626 |  | 4027.7323
15.8017 | 3152.7087 |  | 4020.6494
15.8448 | 3136.2892 |  | 3999.7096
15.888 | 3126.6033 |  | 3987.3572
15.9312 | 3121.4409 |  | 3980.7735
15.9744 | 3104.2855 |  | 3958.8953
16.0175 | 3086.3267 |  | 3935.9925
16.0607 | 3067.3363 |  | 3911.7739
16.1039 | 3054.2249 |  | 3895.053
16.1471 | 3037.257 |  | 3873.4139
16.1902 | 3015.3716 |  | 3845.5034
16.2334 | 2989.5315 |  | 3812.5495
16.2766 | 2971.9553 |  | 3790.1346
16.3198 | 2947.1647 |  | 3758.5192
16.3629 | 2926.6834 |  | 3732.3994
16.4061 | 2913.3757 |  | 3715.428
16.4493 | 2900.4403 |  | 3698.9315
16.4925 | 2887.1045 |  | 3681.9243
16.5356 | 2872.1082 |  | 3662.7996
16.5788 | 2856.1007 |  | 3642.3852
16.622 | 2846.0028 |  | 3629.5074
16.6652 | 2835.2572 |  | 3615.8035
16.7083 | 2824.6186 |  | 3602.2361
16.7515 | 2819.3389 |  | 3595.5029
16.7947 | 2810.7319 |  | 3584.5264
16.8378 | 2795.3926 |  | 3564.9641
16.881 | 2777.1481 |  | 3541.697
16.9242 | 2759.8857 |  | 3519.6822
16.9674 | 2746.0869 |  | 3502.0846
17.0105 | 2735.6448 |  | 3488.7678
17.0537 | 2726.2828 |  | 3476.8284
17.0969 | 2713.8384 |  | 3460.9581
17.1401 | 2697.6255 |  | 3440.2818
17.1832 | 2676.0742 |  | 3412.7974
17.2264 | 2657.84 |  | 3389.5433
17.2696 | 2641.117 |  | 3368.2165
17.3128 | 2633.1782 |  | 3358.0922
17.3559 | 2629.851 |  | 3353.8489
17.3991 | 2623.4324 |  | 3345.6633
17.4423 | 2611.4892 |  | 3330.4322
17.4855 | 2599.5065 |  | 3315.1506
17.5286 | 2581.8308 |  | 3292.6088
17.5718 | 2562.6159 |  | 3268.104
17.615 | 2546.5407 |  | 3247.6034
17.6582 | 2529.759 |  | 3226.2017
17.7013 | 2508.0012 |  | 3198.4539
17.7445 | 2486.5277 |  | 3171.0687
17.7877 | 2468.3227 |  | 3147.852
17.8309 | 2452.1111 |  | 3127.1773
17.874 | 2436.8994 |  | 3107.7777
17.9172 | 2426.0644 |  | 3093.9599
17.9604 | 2415.672 |  | 3080.7065
18.0036 | 2396.7606 |  | 3056.5887
18.0467 | 2383.7079 |  | 3039.9426
18.0899 | 2366.1597 |  | 3017.5635
18.1331 | 2350.9582 |  | 2998.1769
18.1762 | 2340.6831 |  | 2985.0731
18.2194 | 2326.2071 |  | 2966.612
18.2626 | 2310.3195 |  | 2946.3504
18.3058 | 2308.4346 |  | 2943.9466
18.3489 | 2301.0149 |  | 2934.4843
18.3921 | 2286.7264 |  | 2916.2622
18.4353 | 2280.9059 |  | 2908.8393
18.4785 | 2266.1851 |  | 2890.0659
18.5216 | 2245.0266 |  | 2863.0825
18.5648 | 2230.1681 |  | 2844.1334
18.608 | 2222.6898 |  | 2834.5963
18.6512 | 2216.252 |  | 2826.3862
18.6943 | 2213.8277 |  | 2823.2945
18.7375 | 2208.7941 |  | 2816.8751
18.7807 | 2191.0508 |  | 2794.2471
18.8239 | 2170.3323 |  | 2767.8248
18.867 | 2154.6704 |  | 2747.8511
18.9102 | 2141.6865 |  | 2731.2928
18.9534 | 2125.7976 |  | 2711.0296
18.9965 | 2111.0168 |  | 2692.1798
19.0397 | 2097.278 |  | 2674.6587
19.0829 | 2080.1826 |  | 2652.8569
19.1261 | 2064.5577 |  | 2632.9304
19.1693 | 2058.5127 |  | 2625.2213
19.2124 | 2055.4112 |  | 2621.2659
19.2556 | 2046.766 |  | 2610.2406
19.2988 | 2033.3013 |  | 2593.0692
19.3419 | 2016.3029 |  | 2571.391
19.3851 | 2001.2773 |  | 2552.2289
19.4283 | 1986.8613 |  | 2533.8442
19.4715 | 1974.4169 |  | 2517.9739
19.5146 | 1970.4915 |  | 2512.9679
19.5578 | 1965.6046 |  | 2506.7355
19.601 | 1953.7494 |  | 2491.6166
19.6442 | 1945.4855 |  | 2481.0776
19.6873 | 1940.4608 |  | 2474.6696
19.7305 | 1924.985 |  | 2454.9334
19.7737 | 1907.2009 |  | 2432.2534
19.8169 | 1886.0629 |  | 2405.296
19.86 | 1868.0543 |  | 2382.3297
19.9032 | 1847.9161 |  | 2356.6474
19.9464 | 1832.096 |  | 2336.472
19.9896 | 1818.1799 |  | 2318.7248
20.0327 | 1814.2239 |  | 2313.6798
20.0759 | 1804.9308 |  | 2301.8283
20.1191 | 1806.6869 |  | 2304.0678
20.1623 | 1800.8779 |  | 2296.6596
20.2054 | 1796.4998 |  | 2291.0762
20.2486 | 1784.0363 |  | 2275.1815
20.2918 | 1774.733 |  | 2263.317
20.3349 | 1760.2188 |  | 2244.807
20.3781 | 1752.956 |  | 2235.5447
20.4213 | 1744.2112 |  | 2224.3926
20.4645 | 1737.2736 |  | 2215.545
20.5076 | 1726.6248 |  | 2201.9647
20.5508 | 1707.7236 |  | 2177.8599
20.594 | 1688.4487 |  | 2153.2787
20.6372 | 1673.0112 |  | 2133.5912
20.6803 | 1658.4473 |  | 2115.0178
20.7235 | 1643.9229 |  | 2096.4949
20.7667 | 1627.71 |  | 2075.8186
20.8099 | 1615.3052 |  | 2059.9987
20.853 | 1601.7526 |  | 2042.7151
20.8962 | 1590.8398 |  | 2028.798
20.9394 | 1585.1278 |  | 2021.5134
20.9825 | 1579.9564 |  | 2014.9184
21.0257 | 1575.6076 |  | 2009.3724
21.0689 | 1567.4534 |  | 1998.9733
21.1121 | 1559.8959 |  | 1989.3353
21.1552 | 1547.0792 |  | 1972.9901
21.1984 | 1533.5164 |  | 1955.6934
21.2416 | 1522.2695 |  | 1941.3503
21.2848 | 1513.0146 |  | 1929.5476
21.328 | 1499.3932 |  | 1912.1761
21.3711 | 1488.5684 |  | 1898.3713
21.4143 | 1483.0629 |  | 1891.3502
21.4575 | 1472.2178 |  | 1877.5194
21.5006 | 1457.5365 |  | 1858.7964
21.5438 | 1447.6338 |  | 1846.1674
21.587 | 1440.0484 |  | 1836.4937
21.6302 | 1433.0406 |  | 1827.5567
21.6733 | 1424.945 |  | 1817.2323
21.7165 | 1421.8243 |  | 1813.2526
21.7597 | 1412.3731 |  | 1801.1994
21.8029 | 1404.4331 |  | 1791.0735
21.846 | 1397.3768 |  | 1782.0747
21.8892 | 1390.8906 |  | 1773.8028
21.9324 | 1383.8829 |  | 1764.8658
21.9756 | 1375.8842 |  | 1754.6651
22.0187 | 1361.6442 |  | 1736.5048
22.0619 | 1344.2249 |  | 1714.29
22.1051 | 1330.3381 |  | 1696.5802
22.1483 | 1321.5947 |  | 1685.4297
22.1914 | 1313.2823 |  | 1674.8289
22.2346 | 1308.0012 |  | 1668.094
22.2778 | 1306.9325 |  | 1666.7311
22.3209 | 1301.1516 |  | 1659.3586
22.3641 | 1291.4657 |  | 1647.0062
22.4073 | 1284.8316 |  | 1638.5457
22.4505 | 1279.6488 |  | 1631.9361
22.4936 | 1271.2681 |  | 1621.2483
22.5368 | 1263.2403 |  | 1611.0103
22.58 | 1252.7493 |  | 1597.6311
22.6232 | 1246.547 |  | 1589.7213
22.6663 | 1238.0382 |  | 1578.8701
22.7095 | 1228.3321 |  | 1566.4919
22.7527 | 1217.8411 |  | 1553.1128
22.7959 | 1214.4062 |  | 1548.7322
22.839 | 1205.5541 |  | 1537.4431
22.8822 | 1192.8646 |  | 1521.2602
22.9254 | 1180.6953 |  | 1505.7407
22.9686 | 1178.2516 |  | 1502.6242
23.0117 | 1162.9813 |  | 1483.15
23.0549 | 1145.7674 |  | 1461.1972
23.0981 | 1139.7026 |  | 1453.4627
23.1412 | 1132.9505 |  | 1444.8518
23.1844 | 1119.3288 |  | 1427.48
23.2276 | 1114.0489 |  | 1420.7466
23.2708 | 1111.3696 |  | 1417.3297
23.3139 | 884.3046 |  | 1127.7537
23.3571 | 661.6459 |  | 843.797
23.4003 | 440.371 |  | 561.6052
23.4435 | 219.4004 |  | 279.8014
23.4866 | 0 |  | 0
23.5298 | 0 |  | 0
23.573 | 0 |  | 0
23.6162 | 0 |  | 0
23.6593 | 0 |  | 0
23.7025 | 0 |  | 0
23.7457 | 0 |  | 0
23.7889 | 0 |  | 0
23.832 | 0 |  | 0
23.8752 | 0 |  | 0
23.9184 | 0 |  | 0
23.9616 | 0 |  | 0
24.0047 | 0 |  | 0
24.0479 | 0 |  | 0
24.0911 | 0 |  | 0
24.1343 | 0 |  | 0
24.1774 | 0 |  | 0
24.2206 | 0 |  | 0
24.2638 | 0 |  | 0
24.307 | 0 |  | 0
24.3501 | 0 |  | 0
24.3933 | 0 |  | 0
24.4365 | 0 |  | 0
24.4796 | 0 |  | 0
24.5228 | 0 |  | 0
24.566 | 0 |  | 0
24.6092 | 0 |  | 0
24.6523 | 0 |  | 0
24.6955 | 0 |  | 0
24.7387 | 0 |  | 0
24.7819 | 0 |  | 0
24.825 | 0 |  | 0
24.8682 | 0 |  | 0
24.9114 | 0 |  | 0
24.9546 | 0 |  | 0
24.9977 | 0 |  | 0
25.0409 | 0 |  | 0
25.0841 | 0 |  | 0
25.1273 | 0 |  | 0
25.1704 | 0 |  | 0
25.2136 | 0 |  | 0
25.2568 | 0 |  | 0
25.2999 | 0 |  | 0
25.3431 | 0 |  | 0
25.3863 | 0 |  | 0
25.4295 | 0 |  | 0
25.4727 | 0 |  | 0
25.5158 | 0 |  | 0
25.559 | 0 |  | 0
25.6022 | 0 |  | 0
25.6453 | 0 |  | 0
25.6885 | 0 |  | 0
25.7317 | 0 |  | 0
25.7749 | 0 |  | 0
25.818 | 0 |  | 0
25.8612 | 0 |  | 0
25.9044 | 0 |  | 0
25.9476 | 0 |  | 0
25.9907 | 0 |  | 0
26.0339 | 0 |  | 0
26.0771 | 0 |  | 0
26.1203 | 0 |  | 0
26.1634 | 0 |  | 0
26.2066 | 0 |  | 0
26.2498 | 0 |  | 0
26.293 | 0 |  | 0
26.3361 | 0 |  | 0
26.3793 | 0 |  | 0
26.4225 | 0 |  | 0
26.4657 | 0 |  | 0
26.5088 | 0 |  | 0
26.552 | 0 |  | 0
26.5952 | 0 |  | 0
26.6383 | 0 |  | 0
26.6815 | 0 |  | 0
26.7247 | 0 |  | 0
26.7679 | 0 |  | 0
26.811 | 0 |  | 0
26.8542 | 0 |  | 0
26.8974 | 0 |  | 0
26.9406 | 0 |  | 0
26.9837 | 0 |  | 0
27.0269 | 0 |  | 0
27.0701 | 0 |  | 0
27.1133 | 0 |  | 0
27.1564 | 0 |  | 0
27.1996 | 0 |  | 0
27.2428 | 0 |  | 0
27.286 | 0 |  | 0
27.3291 | 0 |  | 0
27.3723 | 0 |  | 0
27.4155 | 0 |  | 0
27.4586 | 0 |  | 0
27.5018 | 0 |  | 0
27.545 | 0 |  | 0
27.5882 | 0 |  | 0
27.6314 | 0 |  | 0
27.6745 | 0 |  | 0
27.7177 | 0 |  | 0
27.7609 | 0 |  | 0
27.804 | 0 |  | 0
27.8472 | 0 |  | 0
27.8904 | 0 |  | 0
27.9336 | 0 |  | 0
27.9767 | 0 |  | 0
28.0199 | 0 |  | 0
28.0631 | 0 |  | 0
28.1063 | 0 |  | 0
28.1494 | 0 |  | 0
28.1926 | 0 |  | 0
28.2358 | 0 |  | 0
28.279 | 0 |  | 0
28.3221 | 0 |  | 0
28.3653 | 0 |  | 0
28.4085 | 0 |  | 0
28.4517 | 0 |  | 0
28.4948 | 0 |  | 0
28.538 | 0 |  | 0
28.5812 | 0 |  | 0
28.6243 | 0 |  | 0
28.6675 | 0 |  | 0
28.7107 | 0 |  | 0
28.7539 | 0 |  | 0
28.797 | 0 |  | 0
28.8402 | 0 |  | 0
28.8834 | 0 |  | 0
28.9266 | 0 |  | 0
28.9697 | 0 |  | 0
29.0129 | 0 |  | 0
29.0561 | 0 |  | 0
29.0993 | 0 |  | 0
29.1424 | 0 |  | 0
29.1856 | 0 |  | 0
29.2288 | 0 |  | 0
29.272 | 0 |  | 0
29.3151 | 0 |  | 0
29.3583 | 0 |  | 0
29.4015 | 0 |  | 0
29.4446 | 0 |  | 0
29.4878 | 0 |  | 0
29.531 | 0 |  | 0
29.5742 | 0 |  | 0
29.6173 | 0 |  | 0
29.6605 | 0 |  | 0
29.7037 | 0 |  | 0
29.7469 | 0 |  | 0
29.7901 | 0 |  | 0
29.8332 | 0 |  | 0
29.8764 | 0 |  | 0
29.9196 | 0 |  | 0
29.9627 | 0 |  | 0
30.0059 | 0 |  | 0
30.0491 | 0 |  | 0

## Wide
Desire
D22 Studio HD | 2016-01-19
Diffusion | Beam Angle | Field Angle
Wide | 44.6 | 77.6
[5 empty] | Power Consump (Watts) | Efficacy (lm/W)
Mode | Accessory Lens | Max Candela | Field Lumens | Beam Lumens
Boost Full | Wide | 4221.4368 | 2130.4448 | 1104.6751 | 53.4 | 39.896
Regulated Full | Wide | 4093.713 | 2065.986 | 1071.252 | 51.4 | 40.1943
Regulated 3200K | Wide | 3435.4439 | 1733.7755 | 898.9947 | 41.9 | 41.3789
Regulated 5600K | Wide | 3606.9705 | 1820.3403 | 943.8801 | 45.8 | 39.7454
| For Field diameter at any distance, multiply distance by |  |  |  | 1.608
| For Beam diameter at any distance, multiply distance by |  |  |  | 0.82026
Dist for 1.0 fc
Regulated mode | Throw Distance (ft) | 10 | 15 | 20 | 25 | 63.9821
| Throw Distance (m) | 3.048 | 4.572 | 6.096 | 7.62 | 19.5018
| Field Diameter (ft) | 16.0804 | 24.1206 | 32.1608 | 40.201 | 102.8859
| Field Diameter (m) | 4.9013 | 7.352 | 9.8026 | 12.2533 | 31.3596
| Illuminance (fc) | 40.9371 | 18.1943 | 10.2343 | 6.5499 | 1
| Illuminance (lux) | 440.6432 | 195.8414 | 110.1608 | 70.5029 | 10.8
Test Distance (m) | Iso-Illuminance Diagram grid lines
1.57 | 0.3 | 0.6 | 0.9 | 1.2 | 1.5
| 0.19108 | 0.38217 | 0.57325 | 0.76433 | 0.95541
Regulated mode
Measurement: Full Regulated Warm - WR - Subframed - Make Intensity
Degrees | (Cd)
-41.9233 | 253.499 |  | 323.2873
-41.8572 | 254.1135 |  | 324.0709
-41.791 | 253.4562 |  | 323.2327
-41.7249 | 253.2848 |  | 323.0141
-41.6588 | 254.8279 |  | 324.982
-41.5927 | 256.8425 |  | 327.5512
-41.5265 | 259.2429 |  | 330.6124
-41.4604 | 258.9142 |  | 330.1933
-41.3943 | 264.5295 |  | 337.3545
-41.3282 | 269.6446 |  | 343.8777
-41.262 | 272.2451 |  | 347.1941
-41.1959 | 271.0019 |  | 345.6087
-41.1298 | 270.4733 |  | 344.9346
-41.0637 | 274.1739 |  | 349.654
-40.9975 | 277.4316 |  | 353.8085
-40.9314 | 281.518 |  | 359.0199
-40.8653 | 284.6899 |  | 363.0651
-40.7992 | 287.5475 |  | 366.7093
-40.733 | 288.3906 |  | 367.7845
-40.6669 | 289.0335 |  | 368.6044
-40.6008 | 292.677 |  | 373.251
-40.5347 | 295.9489 |  | 377.4237
-40.4685 | 300.3497 |  | 383.036
-40.4024 | 301.9785 |  | 385.1132
-40.3363 | 304.2075 |  | 387.9558
-40.2702 | 305.7935 |  | 389.9784
-40.204 | 307.0365 |  | 391.5637
-40.1379 | 307.9937 |  | 392.7844
-40.0718 | 311.6516 |  | 397.4492
-40.0057 | 315.0807 |  | 401.8224
-39.9395 | 321.1388 |  | 409.5483
-39.8734 | 320.8103 |  | 409.1293
-39.8073 | 322.6819 |  | 411.5162
-39.7412 | 323.8249 |  | 412.9739
-39.675 | 328.8972 |  | 419.4426
-39.6089 | 331.2977 |  | 422.5039
-39.5428 | 336.3842 |  | 428.9908
-39.4767 | 337.9702 |  | 431.0134
-39.4105 | 341.928 |  | 436.0607
-39.3444 | 340.5135 |  | 434.2569
-39.2783 | 343.4711 |  | 438.0286
-39.2122 | 344.2569 |  | 439.0308
-39.146 | 346.8431 |  | 442.329
-39.0799 | 351.1866 |  | 447.8683
-39.0138 | 357.1447 |  | 455.4666
-38.9477 | 362.9601 |  | 462.883
-38.8815 | 366.6892 |  | 467.6387
-38.8154 | 367.9752 |  | 469.2788
-38.7493 | 369.5039 |  | 471.2283
-38.6832 | 370.0041 |  | 471.8662
-38.617 | 372.6759 |  | 475.2736
-38.5509 | 377.2052 |  | 481.0498
-38.4848 | 382.6633 |  | 488.0105
-38.4187 | 387.9784 |  | 494.7889
-38.3525 | 390.6646 |  | 498.2145
-38.2864 | 392.1505 |  | 500.1096
-38.2203 | 394.3938 |  | 502.9704
-38.1542 | 398.323 |  | 507.9813
-38.088 | 404.3812 |  | 515.7073
-38.0219 | 407.6959 |  | 519.9346
-37.9558 | 410.7679 |  | 523.8523
-37.8897 | 412.111 |  | 525.5652
-37.8235 | 416.0688 |  | 530.6125
-37.7574 | 420.1695 |  | 535.8422
-37.6913 | 423.9273 |  | 540.6345
-37.6252 | 426.3134 |  | 543.6775
-37.559 | 427.3421 |  | 544.9893
-37.4929 | 429.814 |  | 548.1418
-37.4268 | 433.6718 |  | 553.0616
-37.3607 | 438.5011 |  | 559.2204
-37.2945 | 443.3876 |  | 565.4522
-37.2284 | 447.2026 |  | 570.3174
-37.1623 | 450.3174 |  | 574.2897
-37.0962 | 454.4322 |  | 579.5374
-37.03 | 458.7759 |  | 585.0769
-36.9639 | 463.1195 |  | 590.6162
-36.8978 | 464.834 |  | 592.8028
-36.8317 | 466.3486 |  | 594.7344
-36.7655 | 469.7491 |  | 599.071
-36.6994 | 473.4212 |  | 603.7541
-36.6333 | 476.493 |  | 607.6715
-36.5672 | 478.9078 |  | 610.7511
-36.501 | 483.3513 |  | 616.4179
-36.4349 | 490.0954 |  | 625.0186
-36.3688 | 497.4537 |  | 634.4027
-36.3027 | 502.5545 |  | 640.9078
-36.2365 | 506.3838 |  | 645.7912
-36.1704 | 508.8127 |  | 648.8888
-36.1043 | 510.8988 |  | 651.5493
-36.0382 | 514.185 |  | 655.7402
-35.972 | 519.1144 |  | 662.0266
-35.9059 | 525.4869 |  | 670.1534
-35.8398 | 530.6305 |  | 676.7131
-35.7737 | 536.6887 |  | 684.4391
-35.7075 | 543.0184 |  | 692.5114
-35.6414 | 547.6048 |  | 698.3604
-35.5753 | 549.3908 |  | 700.6381
-35.5092 | 551.6626 |  | 703.5354
-35.443 | 556.1634 |  | 709.2752
-35.3769 | 561.0213 |  | 715.4705
-35.3108 | 565.2936 |  | 720.9189
-35.2447 | 570.4515 |  | 727.4968
-35.1785 | 577.1383 |  | 736.0245
-35.1124 | 583.325 |  | 743.9144
-35.0463 | 585.554 |  | 746.757
-34.9802 | 588.0973 |  | 750.0005
-34.914 | 591.6265 |  | 754.5012
-34.8479 | 596.7558 |  | 761.0427
-34.7818 | 598.5133 |  | 763.2841
-34.7157 | 601.6423 |  | 767.2744
-34.6495 | 606.2716 |  | 773.1782
-34.5834 | 615.0874 |  | 784.421
-34.5173 | 624.1604 |  | 795.9917
-34.4511 | 631.4616 |  | 805.303
-34.385 | 635.0764 |  | 809.913
-34.3189 | 638.2341 |  | 813.9399
-34.2528 | 640.5202 |  | 816.8554
-34.1867 | 645.2352 |  | 822.8685
-34.1205 | 648.9645 |  | 827.6244
-34.0544 | 655.0368 |  | 835.3684
-33.9883 | 660.5235 |  | 842.3657
-33.9222 | 665.8673 |  | 849.1806
-33.856 | 671.2682 |  | 856.0683
-33.7899 | 677.0834 |  | 863.4845
-33.7238 | 683.4845 |  | 871.6478
-33.6576 | 691.0143 |  | 881.2505
-33.5915 | 699.287 |  | 891.8008
-33.5254 | 703.8307 |  | 897.5953
-33.4593 | 708.4743 |  | 903.5173
-33.3931 | 713.1608 |  | 909.4939
-33.327 | 719.4046 |  | 917.4567
-33.2609 | 724.4055 |  | 923.8343
-33.1948 | 728.4491 |  | 928.9911
-33.1287 | 733.9214 |  | 935.9699
-33.0625 | 740.0938 |  | 943.8417
-32.9964 | 746.995 |  | 952.6427
-32.9303 | 753.6961 |  | 961.1886
-32.8642 | 760.3685 |  | 969.698
-32.798 | 765.7266 |  | 976.5311
-32.7319 | 771.5705 |  | 983.9839
-32.6658 | 777.5715 |  | 991.6369
-32.5996 | 784.2439 |  | 1000.1463
-32.5335 | 789.4306 |  | 1006.7608
-32.4674 | 792.331 |  | 1010.4597
-32.4013 | 796.4746 |  | 1015.744
-32.3351 | 803.9759 |  | 1025.3105
-32.269 | 813.9346 |  | 1038.0108
-32.2029 | 822.4788 |  | 1048.9073
-32.1368 | 827.394 |  | 1055.1755
-32.0707 | 831.9376 |  | 1060.97
-32.0045 | 837.6385 |  | 1068.2403
-31.9384 | 844.6255 |  | 1077.1508
-31.8723 | 852.7552 |  | 1087.5187
-31.8061 | 857.9133 |  | 1094.0968
-31.74 | 864.9716 |  | 1103.0983
-31.6739 | 870.9726 |  | 1110.7514
-31.6078 | 879.7883 |  | 1121.994
-31.5417 | 887.4611 |  | 1131.7792
-31.4755 | 893.3192 |  | 1139.25
-31.4094 | 897.077 |  | 1144.0423
-31.3433 | 901.6205 |  | 1149.8367
-31.2771 | 909.8504 |  | 1160.3322
-31.211 | 919.3663 |  | 1172.4679
-31.1449 | 927.7249 |  | 1183.1276
-31.0788 | 934.7975 |  | 1192.1472
-31.0127 | 942.3273 |  | 1201.75
-30.9465 | 948.8998 |  | 1210.132
-30.8804 | 954.8294 |  | 1217.6939
-30.8143 | 956.9296 |  | 1220.3724
-30.7481 | 960.8303 |  | 1225.3469
-30.682 | 966.2312 |  | 1232.2346
-30.6159 | 974.6754 |  | 1243.0036
-30.5498 | 983.1054 |  | 1253.7544
-30.4837 | 989.6065 |  | 1262.0452
-30.4175 | 996.4504 |  | 1270.7732
-30.3514 | 1004.9518 |  | 1281.6151
-30.2853 | 1013.7392 |  | 1292.8215
-30.2191 | 1020.5259 |  | 1301.4767
-30.153 | 1026.8555 |  | 1309.5488
-30.0869 | 1036.4714 |  | 1321.812
-30.0208 | 1047.959 |  | 1336.4621
-29.9547 | 1056.4747 |  | 1347.3222
-29.8885 | 1061.6612 |  | 1353.9366
-29.8224 | 1067.7194 |  | 1361.6626
-29.7563 | 1075.6064 |  | 1371.7208
-29.6901 | 1086.8226 |  | 1386.0249
-29.624 | 1094.881 |  | 1396.3018
-29.5579 | 1102.5537 |  | 1406.0868
-29.4918 | 1109.2262 |  | 1414.5962
-29.4257 | 1119.5423 |  | 1427.7522
-29.3595 | 1129.0152 |  | 1439.8331
-29.2934 | 1136.9167 |  | 1449.9099
-29.2273 | 1143.8463 |  | 1458.7472
-29.1611 | 1149.9759 |  | 1466.5642
-29.095 | 1153.9337 |  | 1471.6116
-29.0289 | 1157.8487 |  | 1476.6044
-28.9628 | 1166.9072 |  | 1488.1567
-28.8967 | 1178.0377 |  | 1502.3515
-28.8305 | 1189.4397 |  | 1516.8924
-28.7644 | 1196.8693 |  | 1526.3674
-28.6983 | 1202.6988 |  | 1533.8018
-28.6321 | 1207.3711 |  | 1539.7604
-28.566 | 1211.3145 |  | 1544.7894
-28.4999 | 1218.2015 |  | 1553.5724
-28.4338 | 1227.0886 |  | 1564.906
-28.3677 | 1236.7901 |  | 1577.2785
-28.3015 | 1246.5918 |  | 1589.7786
-28.2354 | 1256.7364 |  | 1602.7159
-28.1693 | 1267.1811 |  | 1616.036
-28.1031 | 1275.9823 |  | 1627.2602
-28.037 | 1284.0843 |  | 1637.5927
-27.9709 | 1293.7855 |  | 1649.9646
-27.9048 | 1299.2578 |  | 1656.9435
-27.8387 | 1305.3155 |  | 1664.6688
-27.7725 | 1312.7313 |  | 1674.1263
-27.7064 | 1326.062 |  | 1691.1269
-27.6403 | 1336.4927 |  | 1704.4292
-27.5741 | 1343.0223 |  | 1712.7563
-27.508 | 1348.7943 |  | 1720.1173
-27.4419 | 1357.3107 |  | 1730.9784
-27.3758 | 1367.1688 |  | 1743.5504
-27.3097 | 1377.185 |  | 1756.324
-27.2435 | 1387.6297 |  | 1769.6442
-27.1774 | 1397.3883 |  | 1782.0893
-27.1113 | 1404.1601 |  | 1790.7254
-27.0451 | 1406.9046 |  | 1794.2254
-26.979 | 1412.9763 |  | 1801.9687
-26.9129 | 1420.7492 |  | 1811.8815
-26.8468 | 1430.4938 |  | 1824.3088
-26.7807 | 1437.3664 |  | 1833.0734
-26.7145 | 1445.2962 |  | 1843.1863
-26.6484 | 1455.3545 |  | 1856.0136
-26.5823 | 1466.9138 |  | 1870.7552
-26.5161 | 1478.3443 |  | 1885.3325
-26.45 | 1487.0891 |  | 1896.4847
-26.3839 | 1491.5322 |  | 1902.151
-26.3178 | 1498.3474 |  | 1910.8425
-26.2517 | 1507.5207 |  | 1922.5411
-26.1855 | 1518.3224 |  | 1936.3166
-26.1194 | 1526.038 |  | 1946.1563
-26.0533 | 1537.1114 |  | 1960.2782
-25.9871 | 1549.9563 |  | 1976.6592
-25.921 | 1561.5016 |  | 1991.3829
-25.8549 | 1567.1307 |  | 1998.5618
-25.7888 | 1573.2177 |  | 2006.3246
-25.7227 | 1581.233 |  | 2016.5464
-25.6565 | 1591.4634 |  | 2029.5933
-25.5904 | 1601.8508 |  | 2042.8403
-25.5243 | 1611.9805 |  | 2055.7587
-25.4581 | 1620.868 |  | 2067.093
-25.392 | 1627.9549 |  | 2076.1309
-25.3259 | 1635.7559 |  | 2086.0795
-25.2598 | 1649.8875 |  | 2104.1015
-25.1937 | 1662.2184 |  | 2119.8271
-25.1275 | 1671.3342 |  | 2131.4525
-25.0614 | 1674.0621 |  | 2134.9314
-24.9953 | 1681.9064 |  | 2144.9353
-24.9291 | 1694.5664 |  | 2161.0805
-24.863 | 1708.6686 |  | 2179.0651
-24.7969 | 1720.0137 |  | 2193.5335
-24.7308 | 1728.886 |  | 2204.8483
-24.6647 | 1735.6438 |  | 2213.4665
-24.5985 | 1742.8594 |  | 2222.6686
-24.5324 | 1751.3465 |  | 2233.4922
-24.4663 | 1762.1624 |  | 2247.2856
-24.4001 | 1771.421 |  | 2259.0932
-24.334 | 1778.0794 |  | 2267.5846
-24.2679 | 1782.5659 |  | 2273.3063
-24.2018 | 1787.8954 |  | 2280.1029
-24.1356 | 1802.898 |  | 2299.2358
-24.0695 | 1821.3006 |  | 2322.7046
-24.0034 | 1839.2326 |  | 2345.5733
-23.9373 | 1847.8485 |  | 2356.5612
-23.8712 | 1853.3068 |  | 2363.5221
-23.805 | 1859.3938 |  | 2371.2849
-23.7389 | 1867.0226 |  | 2381.0139
-23.6728 | 1876.6103 |  | 2393.2411
-23.6066 | 1890.7266 |  | 2411.2437
-23.5405 | 1906.2151 |  | 2430.9962
-23.4744 | 1919.8035 |  | 2448.3254
-23.4083 | 1925.2617 |  | 2455.2863
-23.3421 | 1926.4325 |  | 2456.7793
-23.276 | 1928.9333 |  | 2459.9687
-23.2099 | 1937.6207 |  | 2471.0477
-23.1438 | 1949.6506 |  | 2486.3894
-23.0776 | 1961.2673 |  | 2501.2042
-23.0115 | 1971.9403 |  | 2514.8154
-22.9454 | 1984.5428 |  | 2530.8874
-22.8793 | 1997.9156 |  | 2547.9417
-22.8131 | 2009.3321 |  | 2562.5012
-22.747 | 2016.7339 |  | 2571.9408
-22.6809 | 2021.7624 |  | 2578.3536
-22.6148 | 2027.3776 |  | 2585.5146
-22.5486 | 2035.037 |  | 2595.2827
-22.4825 | 2045.4384 |  | 2608.5475
-22.4164 | 2056.8255 |  | 2623.0696
-22.3503 | 2067.7995 |  | 2637.0647
-22.2841 | 2080.3293 |  | 2653.044
-22.218 | 2095.9186 |  | 2672.9249
-22.1519 | 2112.5498 |  | 2694.1347
-22.0858 | 2127.6238 |  | 2713.3586
-22.0196 | 2138.7253 |  | 2727.5164
-21.9535 | 2147.0696 |  | 2738.1578
-21.8874 | 2152.6554 |  | 2745.2814
-21.8213 | 2156.3002 |  | 2749.9296
-21.7551 | 2159.329 |  | 2753.7923
-21.689 | 2162.2571 |  | 2757.5265
-21.6229 | 2168.802 |  | 2765.8731
-21.5568 | 2180.0463 |  | 2780.213
-21.4906 | 2195.8205 |  | 2800.3298
-21.4245 | 2208.122 |  | 2816.018
-21.3584 | 2215.4524 |  | 2825.3665
-21.2923 | 2219.5245 |  | 2830.5596
-21.2261 | 2229.0114 |  | 2842.6583
-21.16 | 2242.5143 |  | 2859.8785
-21.0939 | 2254.8158 |  | 2875.5666
-21.0278 | 2259.6314 |  | 2881.7079
-20.9616 | 2263.8029 |  | 2887.0278
-20.8955 | 2271.7761 |  | 2897.196
-20.8294 | 2284.9065 |  | 2913.9413
-20.7633 | 2295.8792 |  | 2927.9348
-20.6971 | 2309.2393 |  | 2944.9728
-20.631 | 2324.8706 |  | 2964.9075
-20.5649 | 2343.402 |  | 2988.5406
-20.4988 | 2355.247 |  | 3003.6465
-20.4326 | 2363.1908 |  | 3013.7773
-20.3665 | 2368.8914 |  | 3021.0472
-20.3004 | 2374.5066 |  | 3028.2082
-20.2343 | 2385.3951 |  | 3042.0944
-20.1681 | 2398.2539 |  | 3058.4932
-20.102 | 2410.0696 |  | 3073.5618
-20.0359 | 2411.8843 |  | 3075.8761
-19.9698 | 2413.8419 |  | 3078.3726
-19.9036 | 2422.7435 |  | 3089.7248
-19.8375 | 2434.0172 |  | 3104.1021
-19.7714 | 2442.7185 |  | 3115.199
-19.7053 | 2449.6906 |  | 3124.0904
-19.6391 | 2464.9509 |  | 3143.5518
-19.573 | 2477.9385 |  | 3160.115
-19.5069 | 2486.5391 |  | 3171.0834
-19.4408 | 2488.7263 |  | 3173.8726
-19.3746 | 2500.3557 |  | 3188.7037
-19.3085 | 2516.4883 |  | 3209.2775
-19.2424 | 2533.0621 |  | 3230.4141
-19.1763 | 2542.0631 |  | 3241.8931
-19.1101 | 2548.0213 |  | 3249.4916
-19.044 | 2553.3368 |  | 3256.2704
-18.9779 | 2558.9379 |  | 3263.4135
-18.9118 | 2564.2381 |  | 3270.1728
-18.8456 | 2568.3394 |  | 3275.4033
-18.7795 | 2570.7115 |  | 3278.4284
-18.7134 | 2576.2692 |  | 3285.5162
-18.6473 | 2583.3701 |  | 3294.5719
-18.5811 | 2592.2717 |  | 3305.9241
-18.515 | 2603.6308 |  | 3320.4104
-18.4489 | 2617.8619 |  | 3338.5592
-18.3828 | 2636.4073 |  | 3362.2102
-18.3166 | 2658.5108 |  | 3390.3988
-18.2505 | 2678.9998 |  | 3416.5284
-18.1844 | 2697.3743 |  | 3439.9614
-18.1183 | 2711.9344 |  | 3458.5299
-18.0521 | 2724.8506 |  | 3475.002
-17.986 | 2734.5812 |  | 3487.4113
-17.9199 | 2737.8383 |  | 3491.5651
-17.8538 | 2741.2242 |  | 3495.8832
-17.7876 | 2746.2833 |  | 3502.3351
-17.7215 | 2753.9555 |  | 3512.1195
-17.6554 | 2762.486 |  | 3522.9984
-17.5893 | 2769.5435 |  | 3531.9988
-17.5231 | 2774.7301 |  | 3538.6134
-17.457 | 2780.7878 |  | 3546.3387
-17.3909 | 2791.3907 |  | 3559.8605
-17.3248 | 2804.9063 |  | 3577.097
-17.2586 | 2813.8079 |  | 3588.4492
-17.1925 | 2822.2529 |  | 3599.2192
-17.1264 | 2830.2389 |  | 3609.4036
-17.0603 | 2838.1266 |  | 3619.4628
-16.9941 | 2840.7843 |  | 3622.8522
-16.928 | 2842.5123 |  | 3625.056
-16.8619 | 2851.1997 |  | 3636.135
-16.7958 | 2864.9602 |  | 3653.6837
-16.7296 | 2881.1769 |  | 3674.3649
-16.6635 | 2896.5927 |  | 3694.0247
-16.5974 | 2908.5231 |  | 3709.2396
-16.5313 | 2916.5104 |  | 3719.4257
-16.4651 | 2920.3401 |  | 3724.3097
-16.399 | 2924.055 |  | 3729.0474
-16.3329 | 2933.0561 |  | 3740.5264
-16.2668 | 2949.9015 |  | 3762.0094
-16.2006 | 2967.1767 |  | 3784.0405
-16.1345 | 2979.4923 |  | 3799.7466
-16.0684 | 2984.4226 |  | 3806.0342
-16.0023 | 2989.4511 |  | 3812.447
-15.9361 | 2997.9242 |  | 3823.2528
-15.87 | 3010.0268 |  | 3838.6872
-15.8039 | 3019.4143 |  | 3850.6591
-15.7378 | 3026.6287 |  | 3859.8596
-15.6716 | 3032.3726 |  | 3867.1848
-15.6055 | 3039.9887 |  | 3876.8976
-15.5394 | 3049.6899 |  | 3889.2696
-15.4733 | 3060.6205 |  | 3903.2094
-15.4071 | 3070.522 |  | 3915.8367
-15.341 | 3075.7086 |  | 3922.4512
-15.2749 | 3077.1803 |  | 3924.328
-15.2088 | 3082.2101 |  | 3930.7425
-15.1426 | 3089.1107 |  | 3939.5429
-15.0765 | 3096.4973 |  | 3948.963
-15.0104 | 3101.8127 |  | 3955.7418
-14.9443 | 3109.0858 |  | 3965.0171
-14.8781 | 3119.3723 |  | 3978.1355
-14.812 | 3132.4033 |  | 3994.754
-14.7459 | 3146.8627 |  | 4013.194
-14.6798 | 3161.1945 |  | 4031.4714
-14.6136 | 3172.1532 |  | 4045.4469
-14.5475 | 3177.6255 |  | 4052.4258
-14.4814 | 3179.2834 |  | 4054.5401
-14.4153 | 3183.284 |  | 4059.6421
-14.3491 | 3189.4564 |  | 4067.5138
-14.283 | 3196.9998 |  | 4077.1339
-14.2169 | 3203.9732 |  | 4086.027
-14.1508 | 3212.3889 |  | 4096.7595
-14.0846 | 3222.3184 |  | 4109.4226
-14.0185 | 3232.0923 |  | 4121.8873
-13.9524 | 3242.2934 |  | 4134.8968
-13.8863 | 3252.7955 |  | 4148.2901
-13.8201 | 3261.7532 |  | 4159.7138
-13.754 | 3269.683 |  | 4169.8267
-13.6879 | 3277.7136 |  | 4180.0681
-13.6218 | 3289.1581 |  | 4194.6633
-13.5556 | 3298.3173 |  | 4206.3441
-13.4895 | 3302.7745 |  | 4212.0283
-13.4234 | 3304.046 |  | 4213.6498
-13.3573 | 3307.2036 |  | 4217.6768
-13.2911 | 3314.4052 |  | 4226.861
-13.225 | 3323.4497 |  | 4238.3953
-13.1589 | 3330.6934 |  | 4247.6332
-13.0928 | 3334.1941 |  | 4252.0977
-13.0266 | 3339.3947 |  | 4258.7301
-12.9605 | 3346.0531 |  | 4267.2215
-12.8944 | 3353.2687 |  | 4276.4236
-12.8283 | 3356.2835 |  | 4280.2684
-12.7621 | 3362.0135 |  | 4287.5758
-12.696 | 3376.9434 |  | 4306.6159
-12.6299 | 3392.8464 |  | 4326.897
-12.5638 | 3404.8342 |  | 4342.1851
-12.4976 | 3408.0786 |  | 4346.3226
-12.4315 | 3410.4073 |  | 4349.2924
-12.3654 | 3412.7219 |  | 4352.2443
-12.2993 | 3415.951 |  | 4356.3623
-12.2331 | 3422.6093 |  | 4364.8537
-12.167 | 3432.7964 |  | 4377.8453
-12.1009 | 3445.9409 |  | 4394.6085
-12.0348 | 3457.615 |  | 4409.4965
-11.9686 | 3466.1596 |  | 4420.3933
-11.9025 | 3469.4307 |  | 4424.565
-11.8364 | 3472.3167 |  | 4428.2455
-11.7703 | 3477.4472 |  | 4434.7885
-11.7041 | 3487.7057 |  | 4447.8711
-11.638 | 3496.5206 |  | 4459.1127
-11.5719 | 3500.4651 |  | 4464.1432
-11.5058 | 3497.8788 |  | 4460.8448
-11.4396 | 3497.1493 |  | 4459.9146
-11.3735 | 3504.3229 |  | 4469.063
-11.3074 | 3517.5529 |  | 4485.9352
-11.2413 | 3532.0836 |  | 4504.4663
-11.1751 | 3544.1148 |  | 4519.8096
-11.109 | 3553.7025 |  | 4532.0368
-11.0429 | 3559.7883 |  | 4539.798
-10.9768 | 3561.2319 |  | 4541.639
-10.9106 | 3563.2316 |  | 4544.1892
-10.8445 | 3567.69 |  | 4549.8751
-10.7784 | 3577.0482 |  | 4561.8095
-10.7123 | 3586.3221 |  | 4573.6366
-10.6461 | 3593.0085 |  | 4582.1638
-10.58 | 3593.3082 |  | 4582.546
-10.5139 | 3591.2078 |  | 4579.8673
-10.4478 | 3589.1508 |  | 4577.244
-10.3816 | 3591.6937 |  | 4580.487
-10.3155 | 3598.3954 |  | 4589.0337
-10.2494 | 3609.1118 |  | 4602.7002
-10.1833 | 3616.8694 |  | 4612.5935
-10.1171 | 3621.6275 |  | 4618.6616
-10.051 | 3623.8848 |  | 4621.5403
-9.9849 | 3630.8862 |  | 4630.4692
-9.9188 | 3640.6168 |  | 4642.8786
-9.8526 | 3648.4037 |  | 4652.8093
-9.7865 | 3653.1619 |  | 4658.8774
-9.7204 | 3656.5338 |  | 4663.1775
-9.6543 | 3661.9347 |  | 4670.0653
-9.5881 | 3668.3775 |  | 4678.2818
-9.522 | 3675.4363 |  | 4687.2839
-9.4559 | 3681.0655 |  | 4694.4628
-9.3898 | 3685.6234 |  | 4700.2755
-9.3236 | 3689.7962 |  | 4705.597
-9.2575 | 3695.7964 |  | 4713.2492
-9.1914 | 3701.7699 |  | 4720.8672
-9.1253 | 3705.2553 |  | 4725.3121
-9.0591 | 3708.6132 |  | 4729.5944
-8.993 | 3712.3141 |  | 4734.3142
-8.9269 | 3714.7857 |  | 4737.4662
-8.8608 | 3716.2574 |  | 4739.343
-8.7946 | 3718.572 |  | 4742.2949
-8.7285 | 3724.9154 |  | 4750.3846
-8.6624 | 3733.1168 |  | 4760.8439
-8.5963 | 3742.4482 |  | 4772.7442
-8.5301 | 3750.4775 |  | 4782.9839
-8.464 | 3756.8642 |  | 4791.1289
-8.3979 | 3761.5369 |  | 4797.088
-8.3318 | 3765.109 |  | 4801.6435
-8.2656 | 3767.4938 |  | 4804.6849
-8.1995 | 3769.7664 |  | 4807.5831
-8.1334 | 3774.4672 |  | 4813.578
-8.0673 | 3781.5106 |  | 4822.5605
-8.0011 | 3788.6408 |  | 4831.6537
-7.935 | 3795.3846 |  | 4840.254
-7.8689 | 3801.7433 |  | 4848.3632
-7.8028 | 3803.7723 |  | 4850.9508
-7.7366 | 3802.6436 |  | 4849.5114
-7.6705 | 3800.2422 |  | 4846.4489
-7.6044 | 3800.4858 |  | 4846.7596
-7.5383 | 3802.2712 |  | 4849.0365
-7.4721 | 3804.8295 |  | 4852.2991
-7.406 | 3809.8299 |  | 4858.6761
-7.3399 | 3817.2879 |  | 4868.1873
-7.2738 | 3824.4895 |  | 4877.3715
-7.2076 | 3829.6902 |  | 4884.0039
-7.1415 | 3831.848 |  | 4886.7558
-7.0754 | 3833.02 |  | 4888.2504
-7.0093 | 3834.9763 |  | 4890.7453
-6.9431 | 3840.1349 |  | 4897.324
-6.877 | 3848.6514 |  | 4908.1851
-6.8109 | 3858.8958 |  | 4921.2499
-6.7448 | 3865.5822 |  | 4929.777
-6.6786 | 3866.9685 |  | 4931.5449
-6.6125 | 3863.2816 |  | 4926.843
-6.5464 | 3861.5816 |  | 4924.675
-6.4803 | 3862.2524 |  | 4925.5305
-6.4141 | 3864.9956 |  | 4929.0289
-6.348 | 3865.2392 |  | 4929.3395
-6.2819 | 3864.182 |  | 4927.9912
-6.2158 | 3864.6245 |  | 4928.5556
-6.1496 | 3869.4834 |  | 4934.7522
-6.0835 | 3878.7127 |  | 4946.5223
-6.0174 | 3888.2864 |  | 4958.7316
-5.9513 | 3894.6578 |  | 4966.8571
-5.8851 | 3895.5875 |  | 4968.0427
-5.819 | 3894.1158 |  | 4966.1659
-5.7529 | 3892.2437 |  | 4963.7783
-5.6868 | 3891.9287 |  | 4963.3766
-5.6206 | 3892.829 |  | 4964.5248
-5.5545 | 3894.9868 |  | 4967.2767
-5.4884 | 3898.2452 |  | 4971.4321
-5.4223 | 3903.5313 |  | 4978.1735
-5.3561 | 3911.8182 |  | 4988.7418
-5.29 | 3921.2338 |  | 5000.7494
-5.2239 | 3929.2643 |  | 5010.9908
-5.1578 | 3933.4499 |  | 5016.3286
-5.0916 | 3933.4792 |  | 5016.366
-5.0255 | 3929.7209 |  | 5011.5731
-4.9594 | 3923.3776 |  | 5003.4834
-4.8933 | 3919.1627 |  | 4998.1082
-4.8271 | 3919.0772 |  | 4997.9992
-4.761 | 3919.9623 |  | 4999.1279
-4.6949 | 3920.6051 |  | 4999.9476
-4.6288 | 3921.3766 |  | 5000.9316
-4.5626 | 3923.134 |  | 5003.1728
-4.4965 | 3924.649 |  | 5005.1049
-4.4304 | 3926.0633 |  | 5006.9086
-4.3643 | 3929.7349 |  | 5011.591
-4.2981 | 3935.3794 |  | 5018.7894
-4.232 | 3939.8659 |  | 5024.511
-4.1659 | 3942.7953 |  | 5028.2468
-4.0998 | 3943.7517 |  | 5029.4666
-4.0336 | 3943.6382 |  | 5029.3219
-3.9675 | 3942.8947 |  | 5028.3737
-3.9014 | 3942.2086 |  | 5027.4987
-3.8353 | 3944.267 |  | 5030.1237
-3.7691 | 3950.2099 |  | 5037.7026
-3.703 | 3959.5119 |  | 5049.5655
-3.6369 | 3968.0284 |  | 5060.4266
-3.5708 | 3972.7278 |  | 5066.4198
-3.5046 | 3972.5136 |  | 5066.1466
-3.4385 | 3969.7424 |  | 5062.6124
-3.3724 | 3968.4989 |  | 5061.0267
-3.3063 | 3971.9996 |  | 5065.4911
-3.2401 | 3980.1016 |  | 5075.8236
-3.174 | 3987.1311 |  | 5084.7883
-3.1079 | 3990.0171 |  | 5088.4688
-3.0418 | 3986.8161 |  | 5084.3865
-2.9756 | 3983.6725 |  | 5080.3775
-2.9095 | 3982.4724 |  | 5078.8471
-2.8434 | 3985.1735 |  | 5082.2918
-2.7772 | 3986.473 |  | 5083.949
-2.7111 | 3984.759 |  | 5081.7632
-2.645 | 3981.9585 |  | 5078.1916
-2.5789 | 3981.6294 |  | 5077.772
-2.5128 | 3985.8596 |  | 5083.1668
-2.4466 | 3988.6602 |  | 5086.7383
-2.3805 | 3987.1017 |  | 5084.7509
-2.3144 | 3976.3573 |  | 5071.0485
-2.2483 | 3967.7567 |  | 5060.0801
-2.1821 | 3966.827 |  | 5058.8945
-2.116 | 3974.5005 |  | 5068.6805
-2.0499 | 3981.3297 |  | 5077.3898
-1.9837 | 3981.873 |  | 5078.0827
-1.9176 | 3980.5582 |  | 5076.4058
-1.8515 | 3979.2293 |  | 5074.7112
-1.7854 | 3979.6438 |  | 5075.2397
-1.7192 | 3979.0865 |  | 5074.529
-1.6531 | 3976.9006 |  | 5071.7414
-1.587 | 3975.7146 |  | 5070.2288
-1.5209 | 3976.3867 |  | 5071.0859
-1.4547 | 3979.0291 |  | 5074.4558
-1.3886 | 3981.887 |  | 5078.1005
-1.3225 | 3984.5728 |  | 5081.5257
-1.2564 | 3985.0166 |  | 5082.0917
-1.1902 | 3982.5438 |  | 5078.9381
-1.1241 | 3978.0012 |  | 5073.1449
-1.058 | 3975.8868 |  | 5070.4484
-0.99187 | 3975.6432 |  | 5070.1377
-0.92575 | 3976.5155 |  | 5071.2502
-0.85962 | 3970.3851 |  | 5063.4321
-0.7935 | 3958.683 |  | 5048.5084
-0.72737 | 3949.2955 |  | 5036.5365
-0.66125 | 3949.4536 |  | 5036.7382
-0.59512 | 3958.8551 |  | 5048.7279
-0.529 | 3967.142 |  | 5059.2962
-0.46287 | 3972.4001 |  | 5066.0018
-0.39675 | 3973.0569 |  | 5066.8394
-0.33062 | 3971.2 |  | 5064.4714
-0.2645 | 3967.1994 |  | 5059.3694
-0.19837 | 3961.6264 |  | 5052.2621
-0.13225 | 3958.3118 |  | 5048.0351
-0.066123 | 3959.4545 |  | 5049.4923
2.2275e-06 | 3966.2991 |  | 5058.2212
0.066127 | 3976.7999 |  | 5071.6129
0.13225 | 3990.3461 |  | 5088.8884
0.19838 | 4013.6216 |  | 5118.5716
0.2645 | 4044.9838 |  | 5158.5678
0.33063 | 4070.8443 |  | 5191.5478
0.39675 | 4072.7024 |  | 5193.9174
0.46288 | 4043.5542 |  | 5156.7446
0.529 | 4008.6773 |  | 5112.2661
0.59513 | 3982.6152 |  | 5079.0292
0.66125 | 3978.7868 |  | 5074.1468
0.72738 | 3977.2143 |  | 5072.1415
0.7935 | 3973.0849 |  | 5066.8752
0.85963 | 3965.6129 |  | 5057.3462
0.92575 | 3961.5843 |  | 5052.2084
0.99188 | 3961.9834 |  | 5052.7175
1.058 | 3961.7692 |  | 5052.4442
1.1241 | 3962.8264 |  | 5053.7925
1.1903 | 3968.3421 |  | 5060.8267
1.2564 | 3970.1415 |  | 5063.1215
1.3225 | 3965.0416 |  | 5056.6176
1.3886 | 3957.2687 |  | 5046.7047
1.4548 | 3955.8684 |  | 5044.9189
1.5209 | 3962.9119 |  | 5053.9015
1.587 | 3966.4993 |  | 5058.4765
1.6531 | 3964.5697 |  | 5056.0158
1.7193 | 3954.426 |  | 5043.0795
1.7854 | 3942.8374 |  | 5028.3005
1.8515 | 3932.3212 |  | 5014.8893
1.9176 | 3927.2927 |  | 5008.4764
1.9838 | 3925.9919 |  | 5006.8175
2.0499 | 3927.6498 |  | 5008.9318
2.116 | 3927.2634 |  | 5008.439
2.1821 | 3923.8915 |  | 5004.1388
2.2483 | 3916.3341 |  | 4994.5008
2.3144 | 3908.5318 |  | 4984.5506
2.3805 | 3901.9589 |  | 4976.1682
2.4466 | 3900.7741 |  | 4974.6573
2.5128 | 3903.6601 |  | 4978.3378
2.5789 | 3909.6604 |  | 4985.9899
2.645 | 3912.0044 |  | 4988.9792
2.7111 | 3911.1181 |  | 4987.8489
2.7773 | 3908.2755 |  | 4984.2237
2.8434 | 3906.1176 |  | 4981.4718
2.9095 | 3903.8744 |  | 4978.611
2.9756 | 3899.5027 |  | 4973.0357
3.0418 | 3895.4727 |  | 4967.8964
3.1079 | 3893.7574 |  | 4965.7089
3.174 | 3890.1713 |  | 4961.1355
3.2401 | 3884.157 |  | 4953.4654
3.3063 | 3877.4272 |  | 4944.8829
3.3724 | 3874.2122 |  | 4940.7828
3.4385 | 3873.0402 |  | 4939.2882
3.5046 | 3870.297 |  | 4935.7898
3.5708 | 3867.2108 |  | 4931.8539
3.6369 | 3864.539 |  | 4928.4466
3.703 | 3861.8953 |  | 4925.0751
3.7691 | 3858.5808 |  | 4920.8481
3.8353 | 3853.7372 |  | 4914.6711
3.9014 | 3849.0939 |  | 4908.7494
3.9675 | 3845.393 |  | 4904.0296
4.0336 | 3844.3217 |  | 4902.6635
4.0998 | 3844.5933 |  | 4903.0099
4.1659 | 3845.4503 |  | 4904.1028
4.232 | 3842.3641 |  | 4900.167
4.2981 | 3836.0629 |  | 4892.131
4.3643 | 3827.8907 |  | 4881.7091
4.4304 | 3822.0754 |  | 4874.2927
4.4965 | 3818.1883 |  | 4869.3355
4.5626 | 3813.2873 |  | 4863.0853
4.6288 | 3807.4298 |  | 4855.6153
4.6949 | 3801.3862 |  | 4847.9078
4.761 | 3801.2293 |  | 4847.7078
4.8271 | 3804.5579 |  | 4851.9526
4.8933 | 3808.1159 |  | 4856.4903
4.9594 | 3807.1148 |  | 4855.2135
5.0255 | 3803.1856 |  | 4850.2026
5.0916 | 3800.2856 |  | 4846.5042
5.1578 | 3798.5423 |  | 4844.2809
5.2239 | 3797.4417 |  | 4842.8774
5.29 | 3794.256 |  | 4838.8147
5.3561 | 3790.3408 |  | 4833.8216
5.4223 | 3787.2125 |  | 4829.8321
5.4884 | 3785.297 |  | 4827.3893
5.5545 | 3782.7974 |  | 4824.2015
5.6206 | 3776.1097 |  | 4815.6727
5.6868 | 3767.4938 |  | 4804.6849
5.7529 | 3758.693 |  | 4793.4611
5.819 | 3753.7639 |  | 4787.1751
5.8851 | 3748.7201 |  | 4780.7428
5.9513 | 3739.918 |  | 4769.5174
6.0174 | 3730.0459 |  | 4756.9275
6.0835 | 3722.6007 |  | 4747.4327
6.1496 | 3721.3152 |  | 4745.7933
6.2158 | 3720.9874 |  | 4745.3753
6.2819 | 3720.3154 |  | 4744.5182
6.348 | 3717.9433 |  | 4741.4931
6.4141 | 3715.8569 |  | 4738.8323
6.4803 | 3715.3289 |  | 4738.159
6.5464 | 3712.2848 |  | 4734.2768
6.6125 | 3706.6556 |  | 4727.0979
6.6786 | 3699.5688 |  | 4718.0601
6.7448 | 3695.711 |  | 4713.1402
6.8109 | 3693.5825 |  | 4710.4258
6.877 | 3689.4531 |  | 4705.1595
6.9431 | 3680.5655 |  | 4693.8252
7.0093 | 3666.564 |  | 4675.9691
7.0754 | 3660.4056 |  | 4668.1153
7.1415 | 3660.477 |  | 4668.2063
7.2076 | 3662.9779 |  | 4671.3957
7.2738 | 3657.29 |  | 4664.142
7.3399 | 3648.8463 |  | 4653.3737
7.406 | 3644.6888 |  | 4648.0716
7.4721 | 3643.5602 |  | 4646.6323
7.5383 | 3643.0883 |  | 4646.0305
7.6044 | 3636.2731 |  | 4637.3391
7.6705 | 3625.9712 |  | 4624.2011
7.7366 | 3614.8978 |  | 4610.0792
7.8028 | 3607.1682 |  | 4600.2216
7.8689 | 3599.7523 |  | 4590.7641
7.935 | 3590.0792 |  | 4578.428
8.0011 | 3581.8777 |  | 4567.9687
8.0673 | 3576.8339 |  | 4561.5363
8.1334 | 3576.9627 |  | 4561.7006
8.1995 | 3575.0345 |  | 4559.2414
8.2656 | 3568.8327 |  | 4551.3323
8.3318 | 3558.3459 |  | 4537.9585
8.3979 | 3550.7158 |  | 4528.2278
8.464 | 3549.4723 |  | 4526.6421
8.5301 | 3542.8433 |  | 4518.1881
8.5963 | 3532.5555 |  | 4505.068
8.6624 | 3522.5967 |  | 4492.3675
8.7285 | 3521.3112 |  | 4490.7281
8.7946 | 3522.64 |  | 4492.4228
8.8608 | 3518.5527 |  | 4487.2103
8.9269 | 3513.4234 |  | 4480.6689
8.993 | 3508.2087 |  | 4474.0186
9.0591 | 3500.7788 |  | 4464.5433
9.1253 | 3491.4487 |  | 4452.6446
9.1914 | 3481.861 |  | 4440.4174
9.2575 | 3476.5175 |  | 4433.6028
9.3236 | 3472.8026 |  | 4428.8651
9.3898 | 3468.8453 |  | 4423.8185
9.4559 | 3464.758 |  | 4418.6059
9.522 | 3459.0434 |  | 4411.318
9.5881 | 3448.7568 |  | 4398.1996
9.6543 | 3438.7113 |  | 4385.3885
9.7204 | 3432.1103 |  | 4376.9703
9.7865 | 3432.2965 |  | 4377.2077
9.8526 | 3427.3815 |  | 4370.9396
9.9188 | 3413.908 |  | 4353.7568
9.9849 | 3397.0472 |  | 4332.2543
10.051 | 3386.1319 |  | 4318.334
10.1171 | 3385.331 |  | 4317.3127
10.1833 | 3386.8168 |  | 4319.2074
10.2494 | 3385.8603 |  | 4317.9876
10.3155 | 3378.2876 |  | 4308.3301
10.3816 | 3371.5578 |  | 4299.7477
10.4478 | 3366.2564 |  | 4292.9868
10.5139 | 3361.4982 |  | 4286.9187
10.58 | 3351.8544 |  | 4274.6199
10.6461 | 3339.067 |  | 4258.3121
10.7123 | 3327.8214 |  | 4243.9706
10.7784 | 3322.9931 |  | 4237.8131
10.8445 | 3324.4074 |  | 4239.6168
10.9106 | 3323.6639 |  | 4238.6686
10.9768 | 3317.1484 |  | 4230.3594
11.0429 | 3304.9463 |  | 4214.7981
11.109 | 3293.7734 |  | 4200.5492
11.1751 | 3282.6145 |  | 4186.3183
11.2413 | 3270.6688 |  | 4171.0839
11.3074 | 3258.2104 |  | 4155.1957
11.3735 | 3247.0656 |  | 4140.9827
11.4396 | 3239.4354 |  | 4131.252
11.5058 | 3236.3352 |  | 4127.2983
11.5719 | 3236.3212 |  | 4127.2804
11.638 | 3237.3491 |  | 4128.5912
11.7041 | 3234.6352 |  | 4125.1303
11.7703 | 3228.0763 |  | 4116.7658
11.8364 | 3219.403 |  | 4105.7047
11.9025 | 3212.2307 |  | 4096.5579
11.9686 | 3206.7737 |  | 4089.5985
12.0348 | 3201.7873 |  | 4083.2394
12.1009 | 3197.8568 |  | 4078.2268
12.167 | 3194.5283 |  | 4073.9819
12.2331 | 3187.6417 |  | 4065.1994
12.2993 | 3178.5679 |  | 4053.6277
12.3654 | 3168.8948 |  | 4041.2915
12.4315 | 3161.5363 |  | 4031.9072
12.4976 | 3150.8072 |  | 4018.2244
12.5638 | 3132.9747 |  | 3995.4826
12.6299 | 3121.0442 |  | 3980.2677
12.696 | 3116.6151 |  | 3974.6193
12.7621 | 3120.2306 |  | 3979.2301
12.8283 | 3118.6161 |  | 3977.1711
12.8944 | 3113.872 |  | 3971.1209
12.9605 | 3108.114 |  | 3963.7778
13.0266 | 3099.4126 |  | 3952.6809
13.0928 | 3089.325 |  | 3939.8161
13.1589 | 3080.4948 |  | 3928.555
13.225 | 3075.1947 |  | 3921.7957
13.2911 | 3070.1929 |  | 3915.417
13.3573 | 3060.178 |  | 3902.645
13.4234 | 3046.6471 |  | 3885.389
13.4895 | 3032.8152 |  | 3867.7492
13.5556 | 3024.3 |  | 3856.8898
13.6218 | 3019.7714 |  | 3851.1145
13.6879 | 3016.499 |  | 3846.9411
13.754 | 3009.3114 |  | 3837.7748
13.8201 | 2999.5681 |  | 3825.3492
13.8863 | 2989.1081 |  | 3812.0095
13.9524 | 2981.6501 |  | 3802.4984
14.0185 | 2975.5057 |  | 3794.6625
14.0846 | 2969.1764 |  | 3786.5907
14.1508 | 2959.7035 |  | 3774.5099
14.2169 | 2951.7596 |  | 3764.3791
14.283 | 2946.1011 |  | 3757.1628
14.3491 | 2940.3011 |  | 3749.766
14.4153 | 2932.3139 |  | 3739.5799
14.4814 | 2923.5551 |  | 3728.4098
14.5475 | 2920.6551 |  | 3724.7114
14.6136 | 2917.3393 |  | 3720.4828
14.6798 | 2910.9386 |  | 3712.32
14.7459 | 2900.3651 |  | 3698.8356
14.812 | 2890.192 |  | 3685.8618
14.8781 | 2881.4345 |  | 3674.6934
14.9443 | 2871.5458 |  | 3662.0824
15.0104 | 2861.2452 |  | 3648.946
15.0765 | 2851.2864 |  | 3636.2456
15.1426 | 2843.5135 |  | 3626.3327
15.2088 | 2837.0974 |  | 3618.1503
15.2749 | 2831.1686 |  | 3610.5893
15.341 | 2823.6953 |  | 3601.0586
15.4071 | 2814.9939 |  | 3589.9617
15.4733 | 2805.2494 |  | 3577.5345
15.5394 | 2794.9335 |  | 3564.3786
15.6055 | 2784.175 |  | 3550.6584
15.6716 | 2773.4446 |  | 3536.974
15.7378 | 2763.7996 |  | 3524.6736
15.8039 | 2756.084 |  | 3514.8339
15.87 | 2750.0684 |  | 3507.1622
15.9361 | 2744.8256 |  | 3500.4761
16.0023 | 2738.6953 |  | 3492.6581
16.0684 | 2730.9657 |  | 3482.8005
16.1345 | 2721.0502 |  | 3470.1553
16.2006 | 2710.2765 |  | 3456.4156
16.2668 | 2699.5895 |  | 3442.7865
16.3329 | 2690.3168 |  | 3430.961
16.399 | 2681.8003 |  | 3420.0999
16.4651 | 2673.3272 |  | 3409.2942
16.5313 | 2663.9691 |  | 3397.3598
16.5974 | 2655.4679 |  | 3386.5182
16.6635 | 2648.8376 |  | 3378.0626
16.7296 | 2645.0946 |  | 3373.2892
16.7958 | 2642.3795 |  | 3369.8266
16.8619 | 2637.2643 |  | 3363.3031
16.928 | 2627.2914 |  | 3350.5848
16.9941 | 2616.0471 |  | 3336.2449
17.0603 | 2606.3306 |  | 3323.8534
17.1264 | 2599.787 |  | 3315.5084
17.1925 | 2591.1571 |  | 3304.5026
17.2586 | 2580.0837 |  | 3290.3807
17.3248 | 2567.3817 |  | 3274.1818
17.3909 | 2557.0658 |  | 3261.026
17.457 | 2550.0784 |  | 3252.115
17.5231 | 2545.2641 |  | 3245.9754
17.5893 | 2538.5191 |  | 3237.3734
17.6554 | 2530.0753 |  | 3226.6051
17.7215 | 2520.6878 |  | 3214.6332
17.7876 | 2512.1293 |  | 3203.7185
17.8538 | 2503.2137 |  | 3192.3484
17.9199 | 2493.7841 |  | 3180.3229
17.986 | 2483.8674 |  | 3167.6761
18.0521 | 2472.8666 |  | 3153.6468
18.1183 | 2461.4922 |  | 3139.1411
18.1844 | 2450.5616 |  | 3125.2013
18.2505 | 2442.832 |  | 3115.3437
18.3166 | 2437.2029 |  | 3108.1648
18.3828 | 2431.9448 |  | 3101.4592
18.4489 | 2423.0292 |  | 3090.0891
18.515 | 2410.785 |  | 3074.4742
18.5811 | 2397.9963 |  | 3058.1647
18.6473 | 2390.1239 |  | 3048.125
18.7134 | 2383.8941 |  | 3040.1801
18.7795 | 2377.4359 |  | 3031.9441
18.8456 | 2367.8916 |  | 3019.7722
18.9118 | 2359.8904 |  | 3009.5682
18.9779 | 2352.1314 |  | 2999.6732
19.044 | 2343.7157 |  | 2988.9407
19.1102 | 2334.3856 |  | 2977.042
19.1763 | 2325.6843 |  | 2965.9451
19.2424 | 2318.1256 |  | 2956.3055
19.3085 | 2310.4674 |  | 2946.5391
19.3746 | 2302.3807 |  | 2936.2261
19.4408 | 2294.0224 |  | 2925.5668
19.5069 | 2285.7495 |  | 2915.0164
19.573 | 2277.5621 |  | 2904.5749
19.6391 | 2268.2894 |  | 2892.7495
19.7053 | 2257.4736 |  | 2878.956
19.7714 | 2246.4716 |  | 2864.9252
19.8375 | 2237.1415 |  | 2853.0265
19.9036 | 2230.2548 |  | 2844.244
19.9698 | 2224.9113 |  | 2837.4294
20.0359 | 2217.9099 |  | 2828.5005
20.102 | 2208.8515 |  | 2816.9483
20.1682 | 2197.6492 |  | 2802.6621
20.2343 | 2187.4762 |  | 2789.6884
20.3004 | 2178.3884 |  | 2778.0987
20.3665 | 2170.002 |  | 2767.4036
20.4326 | 2161.1718 |  | 2756.1424
20.4988 | 2151.727 |  | 2744.0974
20.5649 | 2141.911 |  | 2731.5791
20.631 | 2132.1524 |  | 2719.1339
20.6972 | 2120.8086 |  | 2704.6672
20.7633 | 2109.3347 |  | 2690.0346
20.8294 | 2099.5621 |  | 2677.5715
20.8955 | 2096.2183 |  | 2673.3071
20.9616 | 2090.1606 |  | 2665.5818
21.0278 | 2080.3012 |  | 2653.0082
21.0939 | 2066.0561 |  | 2634.8414
21.16 | 2057.0257 |  | 2623.3249
21.2262 | 2049.5818 |  | 2613.8317
21.2923 | 2041.1661 |  | 2603.0991
21.3584 | 2032.707 |  | 2592.3113
21.4245 | 2026.3356 |  | 2584.1859
21.4906 | 2019.8622 |  | 2575.9303
21.5568 | 2008.4177 |  | 2561.3351
21.6229 | 1995.3153 |  | 2544.6255
21.689 | 1984.1997 |  | 2530.4499
21.7552 | 1977.8985 |  | 2522.4139
21.8213 | 1974.584 |  | 2518.1869
21.8874 | 1966.8965 |  | 2508.3831
21.9535 | 1955.6381 |  | 2494.0253
22.0196 | 1941.6073 |  | 2476.1317
22.0858 | 1931.5477 |  | 2463.3028
22.1519 | 1921.3466 |  | 2450.2933
22.218 | 1910.759 |  | 2436.791
22.2842 | 1901.2427 |  | 2424.6549
22.3503 | 1895.4567 |  | 2417.2759
22.4164 | 1890.6845 |  | 2411.19
22.4825 | 1884.4687 |  | 2403.263
22.5486 | 1876.9814 |  | 2393.7144
22.6148 | 1869.5375 |  | 2384.2212
22.6809 | 1862.2938 |  | 2374.9833
22.747 | 1854.6497 |  | 2365.2347
22.8132 | 1846.5196 |  | 2354.8665
22.8793 | 1836.6603 |  | 2342.2929
22.9454 | 1824.6878 |  | 2327.0243
23.0115 | 1810.7997 |  | 2309.3129
23.0776 | 1798.2406 |  | 2293.2962
23.1438 | 1787.3814 |  | 2279.4475
23.2099 | 1778.2222 |  | 2267.7668
23.276 | 1769.1064 |  | 2256.1413
23.3422 | 1761.2913 |  | 2246.1748
23.4083 | 1757.2627 |  | 2241.0371
23.4744 | 1757.0331 |  | 2240.7443
23.5405 | 1758.2051 |  | 2242.239
23.6066 | 1753.7466 |  | 2236.5531
23.6728 | 1743.6603 |  | 2223.69
23.7389 | 1729.5147 |  | 2205.6501
23.805 | 1716.184 |  | 2188.6494
23.8712 | 1704.1961 |  | 2173.3613
23.9373 | 1694.537 |  | 2161.0431
24.0034 | 1687.1224 |  | 2151.5872
24.0695 | 1680.5202 |  | 2143.1674
24.1356 | 1672.8046 |  | 2133.3277
24.2018 | 1663.8469 |  | 2121.904
24.2679 | 1654.5589 |  | 2110.059
24.334 | 1645.8728 |  | 2098.9816
24.4002 | 1637.9991 |  | 2088.9403
24.4663 | 1631.7272 |  | 2080.9417
24.5324 | 1626.283 |  | 2073.9987
24.5985 | 1619.1387 |  | 2064.8876
24.6647 | 1608.5372 |  | 2051.3674
24.7308 | 1596.5073 |  | 2036.0257
24.7969 | 1585.5907 |  | 2022.1038
24.863 | 1576.0463 |  | 2009.9319
24.9291 | 1567.1448 |  | 1998.5797
24.9953 | 1560.3015 |  | 1989.8525
25.0614 | 1555.5714 |  | 1983.8202
25.1275 | 1550.585 |  | 1977.461
25.1937 | 1543.8272 |  | 1968.8428
25.2598 | 1536.5248 |  | 1959.5301
25.3259 | 1530.4391 |  | 1951.7689
25.392 | 1524.9668 |  | 1944.7901
25.4581 | 1518.1222 |  | 1936.0613
25.5243 | 1507.9211 |  | 1923.0518
25.5904 | 1496.9624 |  | 1909.0762
25.6565 | 1488.2598 |  | 1897.9777
25.7227 | 1482.6306 |  | 1890.7988
25.7888 | 1475.7874 |  | 1882.0716
25.8549 | 1466.9712 |  | 1870.8284
25.921 | 1457.6692 |  | 1858.9655
25.9871 | 1449.4256 |  | 1848.4525
26.0533 | 1440.3952 |  | 1836.936
26.1194 | 1431.6084 |  | 1825.7302
26.1855 | 1424.0637 |  | 1816.1085
26.2517 | 1418.6348 |  | 1809.185
26.3178 | 1413.7478 |  | 1802.9526
26.3839 | 1406.7758 |  | 1794.0611
26.45 | 1398.2172 |  | 1783.1464
26.5161 | 1389.0721 |  | 1771.4836
26.5823 | 1382.1714 |  | 1762.6832
26.6484 | 1377.0422 |  | 1756.1419
26.7145 | 1372.2419 |  | 1750.0201
26.7807 | 1366.5401 |  | 1742.7485
26.8468 | 1359.0247 |  | 1733.1642
26.9129 | 1348.3517 |  | 1719.553
26.979 | 1335.6638 |  | 1703.372
27.0451 | 1322.5193 |  | 1686.6088
27.1113 | 1313.031 |  | 1674.5085
27.1774 | 1309.302 |  | 1669.7529
27.2435 | 1307.3445 |  | 1667.2564
27.3097 | 1302.7151 |  | 1661.3526
27.3758 | 1293.4564 |  | 1649.545
27.4419 | 1283.2693 |  | 1636.5534
27.508 | 1273.3964 |  | 1623.9624
27.5741 | 1262.2231 |  | 1609.7131
27.6403 | 1252.9358 |  | 1597.8691
27.7064 | 1246.2918 |  | 1589.3959
27.7725 | 1241.6624 |  | 1583.4921
27.8387 | 1234.3612 |  | 1574.1809
27.9048 | 1227.7173 |  | 1565.7078
27.9709 | 1221.9736 |  | 1558.3829
28.037 | 1217.1299 |  | 1552.2057
28.1031 | 1209.2286 |  | 1542.1293
28.1693 | 1199.0126 |  | 1529.1007
28.2354 | 1189.411 |  | 1516.8558
28.3015 | 1182.8099 |  | 1508.4374
28.3677 | 1178.152 |  | 1502.4972
28.4338 | 1172.1796 |  | 1494.8807
28.4999 | 1164.1497 |  | 1484.6401
28.566 | 1156.8342 |  | 1475.3106
28.6321 | 1150.3617 |  | 1467.0562
28.6983 | 1143.8463 |  | 1458.7472
28.7644 | 1136.2594 |  | 1449.0716
28.8305 | 1129.0439 |  | 1439.8697
28.8967 | 1122.8143 |  | 1431.9251
28.9628 | 1117.7848 |  | 1425.5109
29.0289 | 1114.4557 |  | 1421.2654
29.095 | 1111.0123 |  | 1416.874
29.1611 | 1104.9255 |  | 1409.1115
29.2273 | 1095.3812 |  | 1396.9396
29.2934 | 1084.0651 |  | 1382.5082
29.3595 | 1074.2348 |  | 1369.9716
29.4257 | 1066.6478 |  | 1360.2959
29.4918 | 1061.3613 |  | 1353.554
29.5579 | 1057.5035 |  | 1348.6342
29.624 | 1053.8885 |  | 1344.024
29.6902 | 1049.2449 |  | 1338.102
29.7563 | 1041.4294 |  | 1328.1349
29.8224 | 1031.7992 |  | 1315.8535
29.8885 | 1023.2407 |  | 1304.9388
29.9547 | 1018.8543 |  | 1299.3448
30.0208 | 1017.5254 |  | 1297.6501
30.0869 | 1014.2249 |  | 1293.441
30.153 | 1005.4233 |  | 1282.2163
30.2191 | 993.8787 |  | 1267.4935
30.2853 | 985.1916 |  | 1256.4148
30.3514 | 979.6477 |  | 1249.3447
30.4175 | 972.3893 |  | 1240.0881
30.4837 | 965.7168 |  | 1231.5787
30.5498 | 961.1589 |  | 1225.766
30.6159 | 959.1014 |  | 1223.142
30.682 | 953.8006 |  | 1216.3819
30.7482 | 946.9994 |  | 1207.7083
30.8143 | 941.0413 |  | 1200.11
30.8804 | 935.5404 |  | 1193.0947
30.9465 | 929.7395 |  | 1185.6968
31.0127 | 923.4956 |  | 1177.734
31.0788 | 917.8661 |  | 1170.5546
31.1449 | 912.2936 |  | 1163.4481
31.211 | 906.8213 |  | 1156.4692
31.2772 | 902.0063 |  | 1150.3286
31.3433 | 896.8626 |  | 1143.7689
31.4094 | 890.3187 |  | 1135.4234
31.4755 | 881.0886 |  | 1123.6523
31.5417 | 870.9868 |  | 1110.7695
31.6078 | 862.6141 |  | 1100.0917
31.6739 | 856.9704 |  | 1092.8943
31.74 | 853.2697 |  | 1088.1748
31.8062 | 849.6834 |  | 1083.6013
31.8723 | 845.6684 |  | 1078.4809
31.9384 | 840.7247 |  | 1072.1762
32.0045 | 835.1524 |  | 1065.0698
32.0707 | 830.1373 |  | 1058.6741
32.1368 | 826.3366 |  | 1053.8271
32.2029 | 821.593 |  | 1047.7776
32.269 | 816.0493 |  | 1040.7077
32.3352 | 810.4626 |  | 1033.5829
32.4013 | 805.3189 |  | 1027.0232
32.4674 | 799.2179 |  | 1019.2426
32.5335 | 791.9452 |  | 1009.9678
32.5997 | 785.9157 |  | 1002.2783
32.6658 | 782.1722 |  | 997.5042
32.7319 | 779.5146 |  | 994.115
32.798 | 773.0278 |  | 985.8424
32.8642 | 764.455 |  | 974.9095
32.9303 | 756.5109 |  | 964.7783
32.9964 | 753.5675 |  | 961.0246
33.0625 | 752.5958 |  | 959.7855
33.1287 | 749.6812 |  | 956.0684
33.1948 | 742.9371 |  | 947.4677
33.2609 | 733.9642 |  | 936.0246
33.327 | 725.2343 |  | 924.8913
33.3932 | 719.6476 |  | 917.7666
33.4593 | 716.247 |  | 913.4298
33.5254 | 714.0896 |  | 910.6784
33.5915 | 712.2464 |  | 908.3278
33.6577 | 710.7033 |  | 906.3599
33.7238 | 708.8458 |  | 903.991
33.7899 | 705.6596 |  | 899.9277
33.856 | 701.4446 |  | 894.5523
33.9222 | 696.3009 |  | 887.9926
33.9883 | 687.6423 |  | 876.9502
34.0544 | 678.5694 |  | 865.3796
34.1205 | 672.254 |  | 857.3255
34.1867 | 670.4252 |  | 854.9933
34.2528 | 669.1535 |  | 853.3714
34.3189 | 665.4101 |  | 848.5975
34.385 | 660.3664 |  | 842.1653
34.4512 | 654.894 |  | 835.1863
34.5173 | 650.3218 |  | 829.3553
34.5834 | 647.4356 |  | 825.6747
34.6495 | 644.9353 |  | 822.486
34.7157 | 640.906 |  | 817.3474
34.7818 | 634.5478 |  | 809.2389
34.8479 | 627.7038 |  | 800.5107
34.914 | 625.4463 |  | 797.6316
34.9802 | 622.9602 |  | 794.4611
35.0463 | 615.416 |  | 784.8401
35.1124 | 604.1856 |  | 770.5179
35.1785 | 596.2558 |  | 760.405
35.2447 | 594.5412 |  | 758.2183
35.3108 | 593.341 |  | 756.6877
35.3769 | 591.0549 |  | 753.7723
35.443 | 588.6545 |  | 750.7111
35.5092 | 585.9255 |  | 747.2308
35.5753 | 582.2534 |  | 742.5477
35.6414 | 577.724 |  | 736.7715
35.7075 | 574.0806 |  | 732.125
35.7737 | 571.323 |  | 728.6083
35.8398 | 568.594 |  | 725.128
35.9059 | 566.2222 |  | 722.1032
35.972 | 565.2936 |  | 720.9189
36.0382 | 561.8644 |  | 716.5457
36.1043 | 554.6203 |  | 707.3073
36.1704 | 546.2332 |  | 696.6112
36.2365 | 541.4323 |  | 690.4886
36.3027 | 539.0319 |  | 687.4274
36.3688 | 536.5602 |  | 684.2752
36.4349 | 533.774 |  | 680.722
36.501 | 529.059 |  | 674.7089
36.5672 | 522.2578 |  | 666.0354
36.6333 | 516.3569 |  | 658.5099
36.6994 | 514.428 |  | 656.05
36.7655 | 514.828 |  | 656.5602
36.8317 | 513.7707 |  | 655.2117
36.8978 | 510.513 |  | 651.0573
36.9639 | 506.5694 |  | 646.028
37.03 | 503.1547 |  | 641.6732
37.0962 | 500.3541 |  | 638.1016
37.1623 | 497.0965 |  | 633.9472
37.2284 | 492.7387 |  | 628.3896
37.2945 | 486.6234 |  | 620.5908
37.3607 | 480.1508 |  | 612.3364
37.4268 | 476.4645 |  | 607.6351
37.4929 | 475.1357 |  | 605.9406
37.559 | 473.9641 |  | 604.4464
37.6252 | 470.7063 |  | 600.2918
37.6913 | 467.0915 |  | 595.6818
37.7574 | 464.3482 |  | 592.1833
37.8235 | 462.3479 |  | 589.6323
37.8897 | 460.7762 |  | 587.6279
37.9558 | 458.6044 |  | 584.8582
38.0219 | 455.5896 |  | 581.0134
38.088 | 452.3891 |  | 576.9318
38.1542 | 448.8742 |  | 572.4493
38.2203 | 444.1592 |  | 566.4362
38.2864 | 438.5153 |  | 559.2386
38.3525 | 434.1004 |  | 553.6082
38.4187 | 432.9573 |  | 552.1505
38.4848 | 433.1573 |  | 552.4055
38.5509 | 432.7572 |  | 551.8953
38.617 | 431.7714 |  | 550.6381
38.6832 | 430.0998 |  | 548.5062
38.7493 | 426.242 |  | 543.5864
38.8154 | 420.6124 |  | 536.407
38.8815 | 415.5973 |  | 530.0113
38.9477 | 412.3396 |  | 525.8566
39.0138 | 408.7533 |  | 521.2831
39.0799 | 403.5811 |  | 514.6869
39.146 | 400.2805 |  | 510.4777
39.2122 | 400.1805 |  | 510.3502
39.2783 | 401.295 |  | 511.7715
39.3444 | 400.5377 |  | 510.8057
39.4105 | 396.9371 |  | 506.2139
39.4767 | 393.0793 |  | 501.2941
39.5428 | 389.793 |  | 497.103
39.6089 | 385.3781 |  | 491.4726
39.675 | 379.6628 |  | 484.184
39.7412 | 374.5191 |  | 477.6243
39.8073 | 372.4759 |  | 475.0185
39.8734 | 372.8616 |  | 475.5104
39.9395 | 373.0474 |  | 475.7474
40.0057 | 371.9901 |  | 474.399
40.0718 | 369.5469 |  | 471.2831
40.1379 | 367.0464 |  | 468.0943
40.204 | 365.1318 |  | 465.6526
40.2702 | 364.103 |  | 464.3406
40.3363 | 363.0458 |  | 462.9923
40.4024 | 360.9882 |  | 460.3683
40.4685 | 356.959 |  | 455.2298
40.5347 | 351.6295 |  | 448.4332
40.6008 | 346.1144 |  | 441.3997
40.6669 | 341.6136 |  | 435.6598
40.733 | 338.9703 |  | 432.2888
40.7992 | 339.6848 |  | 433.2001
40.8653 | 340.2991 |  | 433.9835
40.9314 | 338.5845 |  | 431.7968
40.9975 | 335.1983 |  | 427.4784
41.0637 | 332.3406 |  | 423.834
41.1298 | 330.2261 |  | 421.1373
| 0 |  | 0
Degrees | #VALUE! |  | #VALUE!
-40.0298 | 910.3076 |  | 1160.9153
-39.943 | 709.2173 |  | 904.4648
-39.8562 | 342.7995 |  | 437.1722
-39.7693 | 306.7364 |  | 391.181
-39.6825 | 306.2364 |  | 390.5433
-39.5957 | 309.0225 |  | 394.0964
-39.5088 | 309.2798 |  | 394.4245
-39.422 | 311.6801 |  | 397.4857
-39.3352 | 312.8946 |  | 399.0345
-39.2483 | 315.1521 |  | 401.9135
-39.1615 | 320.6244 |  | 408.8924
-39.0747 | 324.9394 |  | 414.3952
-38.9878 | 331.5548 |  | 422.8318
-38.901 | 334.9982 |  | 427.2232
-38.8142 | 340.3277 |  | 434.0199
-38.7273 | 342.8853 |  | 437.2816
-38.6405 | 346.543 |  | 441.9463
-38.5537 | 348.8434 |  | 444.88
-38.4668 | 350.3008 |  | 446.7386
-38.38 | 349.7721 |  | 446.0643
-38.2932 | 353.087 |  | 450.2918
-38.2063 | 356.9876 |  | 455.2663
-38.1195 | 360.7025 |  | 460.0039
-38.0327 | 366.1748 |  | 466.9828
-37.9458 | 371.0328 |  | 473.1782
-37.859 | 376.7051 |  | 480.412
-37.7722 | 378.2625 |  | 482.3982
-37.6853 | 381.8489 |  | 486.9719
-37.5985 | 385.8067 |  | 492.0193
-37.5117 | 389.8502 |  | 497.1759
-37.4248 | 396.2798 |  | 505.3757
-37.338 | 399.466 |  | 509.439
-37.2512 | 402.0951 |  | 512.7919
-37.1643 | 403.281 |  | 514.3042
-37.0775 | 407.253 |  | 519.3698
-36.9907 | 411.5252 |  | 524.818
-36.9038 | 413.6399 |  | 527.5149
-36.817 | 420.3552 |  | 536.079
-36.7302 | 425.6275 |  | 542.8028
-36.6433 | 431.8143 |  | 550.6928
-36.5565 | 436.3292 |  | 556.4507
-36.4697 | 439.5298 |  | 560.5324
-36.3828 | 442.9876 |  | 564.942
-36.296 | 448.8457 |  | 572.4129
-36.2092 | 454.4465 |  | 579.5557
-36.1224 | 461.5335 |  | 588.5937
-36.0355 | 462.7622 |  | 590.1607
-35.9487 | 467.9488 |  | 596.7751
-35.8619 | 470.8636 |  | 600.4923
-35.775 | 476.4359 |  | 607.5987
-35.6882 | 481.2368 |  | 613.7212
-35.6014 | 490.1239 |  | 625.0551
-35.5145 | 495.9392 |  | 632.4712
-35.4277 | 504.0977 |  | 642.8757
-35.3409 | 508.1841 |  | 648.0872
-35.254 | 511.956 |  | 652.8975
-35.1672 | 515.6567 |  | 657.617
-35.0804 | 520.8575 |  | 664.2496
-34.9935 | 532.2452 |  | 678.7723
-34.9067 | 541.2181 |  | 690.2154
-34.8199 | 547.2191 |  | 697.8685
-34.733 | 551.3054 |  | 703.0798
-34.6462 | 553.4059 |  | 705.7585
-34.5594 | 559.7926 |  | 713.9034
-34.4725 | 565.8365 |  | 721.6112
-34.3857 | 572.8233 |  | 730.5216
-34.2989 | 575.1808 |  | 733.5281
-34.212 | 576.1382 |  | 734.749
-34.1252 | 578.0812 |  | 737.227
-34.0384 | 585.1539 |  | 746.2468
-33.9515 | 594.6697 |  | 758.3823
-33.8647 | 605.2715 |  | 771.9028
-33.7779 | 615.0445 |  | 784.3663
-33.691 | 621.6313 |  | 792.7664
-33.6042 | 624.1604 |  | 795.9917
-33.5174 | 629.0184 |  | 802.1871
-33.4305 | 632.0188 |  | 806.0136
-33.3437 | 641.1632 |  | 817.6754
-33.2569 | 644.3637 |  | 821.757
-33.1701 | 652.9651 |  | 832.7264
-33.0832 | 658.5089 |  | 839.7964
-32.9964 | 670.6966 |  | 855.3394
-32.9096 | 679.3552 |  | 866.3817
-32.8227 | 685.5134 |  | 874.2353
-32.7359 | 691.4715 |  | 881.8336
-32.6491 | 698.1727 |  | 890.3796
-32.5622 | 707.4598 |  | 902.2235
-32.4754 | 712.3749 |  | 908.4917
-32.3886 | 719.4046 |  | 917.4567
-32.3017 | 726.4772 |  | 926.4764
-32.2149 | 732.9784 |  | 934.7674
-32.1281 | 739.4508 |  | 943.0216
-32.0412 | 748.1379 |  | 954.1003
-31.9544 | 756.1536 |  | 964.3226
-31.8676 | 761.2831 |  | 970.8643
-31.7807 | 766.9269 |  | 978.0619
-31.6939 | 772.9421 |  | 985.7331
-31.6071 | 779.5289 |  | 994.1332
-31.5202 | 786.8158 |  | 1003.4262
-31.4334 | 797.4747 |  | 1017.0195
-31.3466 | 811.3198 |  | 1034.6762
-31.2597 | 819.5927 |  | 1045.2266
-31.1729 | 828.8228 |  | 1056.9978
-31.0861 | 832.352 |  | 1061.4985
-30.9992 | 837.4956 |  | 1068.0582
-30.9124 | 842.2678 |  | 1074.1441
-30.8256 | 851.5836 |  | 1086.0246
-30.7387 | 863.4428 |  | 1101.1485
-30.6519 | 870.4439 |  | 1110.0771
-30.5651 | 875.9305 |  | 1117.0742
-30.4782 | 881.3887 |  | 1124.0349
-30.3914 | 890.5901 |  | 1135.7695
-30.3046 | 906.5214 |  | 1156.0867
-30.2177 | 918.3805 |  | 1171.2107
-30.1309 | 925.7245 |  | 1180.5764
-30.0441 | 926.5389 |  | 1181.615
-29.9572 | 933.3115 |  | 1190.2521
-29.8704 | 943.6704 |  | 1203.4628
-29.7836 | 956.6581 |  | 1220.0261
-29.6967 | 967.6886 |  | 1234.0933
-29.6099 | 977.2902 |  | 1246.3382
-29.5231 | 986.7347 |  | 1258.3827
-29.4363 | 992.3213 |  | 1265.5073
-29.3494 | 1002.7229 |  | 1278.7725
-29.2626 | 1007.9381 |  | 1285.4234
-29.1758 | 1023.055 |  | 1304.702
-29.0889 | 1036.4 |  | 1321.7209
-29.0021 | 1050.8452 |  | 1340.1428
-28.9153 | 1060.3611 |  | 1352.2785
-28.8284 | 1066.4763 |  | 1360.0772
-28.7416 | 1076.6495 |  | 1373.051
-28.6547 | 1083.4362 |  | 1381.7062
-28.5679 | 1093.7667 |  | 1394.8806
-28.4811 | 1103.1539 |  | 1406.8521
-28.3943 | 1113.2984 |  | 1419.7894
-28.3074 | 1121.7569 |  | 1430.5766
-28.2206 | 1128.7724 |  | 1439.5234
-28.1338 | 1136.7737 |  | 1449.7275
-28.0469 | 1148.4471 |  | 1464.6145
-27.9601 | 1160.9205 |  | 1480.5219
-27.8733 | 1172.1081 |  | 1494.7894
-27.7864 | 1183.7815 |  | 1509.6766
-27.6996 | 1191.6685 |  | 1519.7348
-27.6128 | 1202.2559 |  | 1533.237
-27.5259 | 1211.8862 |  | 1545.5185
-27.4391 | 1225.1597 |  | 1562.4461
-27.3523 | 1235.4471 |  | 1575.5657
-27.2654 | 1245.1773 |  | 1587.9746
-27.1786 | 1256.2363 |  | 1602.0782
-27.0918 | 1269.2669 |  | 1618.6961
-27.0049 | 1277.7396 |  | 1629.5014
-26.9181 | 1283.8547 |  | 1637.2999
-26.8313 | 1290.2848 |  | 1645.5002
-26.7444 | 1303.8871 |  | 1662.8473
-26.6576 | 1319.3616 |  | 1682.5819
-26.5708 | 1332.5342 |  | 1699.3809
-26.4839 | 1342.5797 |  | 1712.1919
-26.3971 | 1351.7236 |  | 1723.8531
-26.3103 | 1363.1248 |  | 1738.3931
-26.2234 | 1371.6413 |  | 1749.2541
-26.1366 | 1381.0708 |  | 1761.2796
-26.0498 | 1392.3725 |  | 1775.6927
-25.9629 | 1408.7334 |  | 1796.5577
-25.8761 | 1425.2357 |  | 1817.6031
-25.7893 | 1437.1088 |  | 1832.7448
-25.7024 | 1444.0388 |  | 1841.5826
-25.6156 | 1451.2684 |  | 1850.8026
-25.5288 | 1461.9134 |  | 1864.3781
-25.4419 | 1472.3147 |  | 1877.643
-25.3551 | 1483.9735 |  | 1892.5114
-25.2683 | 1500.1762 |  | 1913.1747
-25.1815 | 1517.9794 |  | 1935.8791
-25.0946 | 1533.7536 |  | 1955.9959
-25.0078 | 1545.6559 |  | 1971.175
-24.921 | 1554.9567 |  | 1983.0363
-24.8341 | 1561.286 |  | 1991.1081
-24.7473 | 1566.1449 |  | 1997.3046
-24.6605 | 1575.4317 |  | 2009.148
-24.5736 | 1585.3191 |  | 2021.7574
-24.4868 | 1594.4068 |  | 2033.347
-24.4 | 1606.0656 |  | 2048.2155
-24.3131 | 1621.1677 |  | 2067.4752
-24.2263 | 1636.0416 |  | 2086.4438
-24.1395 | 1646.5437 |  | 2099.8371
-24.0526 | 1658.6029 |  | 2115.2163
-23.9658 | 1673.3339 |  | 2134.0027
-23.879 | 1685.5793 |  | 2149.6193
-23.7921 | 1696.0227 |  | 2162.9378
-23.7053 | 1709.569 |  | 2180.2133
-23.6185 | 1725.157 |  | 2200.0927
-23.5316 | 1735.2727 |  | 2212.9932
-23.4448 | 1740.3165 |  | 2219.4256
-23.358 | 1752.7608 |  | 2235.2959
-23.2711 | 1768.0925 |  | 2254.8484
-23.1843 | 1783.8527 |  | 2274.9473
-23.0975 | 1790.6245 |  | 2283.5834
-23.0106 | 1801.8701 |  | 2297.9249
-22.9238 | 1807.6128 |  | 2305.2486
-22.837 | 1827.788 |  | 2330.9781
-22.7501 | 1843.9333 |  | 2351.5682
-22.6633 | 1865.2232 |  | 2378.7191
-22.5765 | 1875.5812 |  | 2391.9287
-22.4896 | 1885.9698 |  | 2405.1772
-22.4028 | 1895.699 |  | 2417.585
-22.316 | 1906.6436 |  | 2431.5426
-22.2291 | 1918.3024 |  | 2446.4111
-22.1423 | 1930.4764 |  | 2461.9366
-22.0555 | 1941.7501 |  | 2476.3139
-21.9687 | 1956.8522 |  | 2495.5736
-21.8818 | 1972.4262 |  | 2515.4351
-21.795 | 1984.5428 |  | 2530.8874
-21.7081 | 1993.5732 |  | 2542.4039
-21.6213 | 2004.0319 |  | 2555.7419
-21.5345 | 2017.7771 |  | 2573.2711
-21.4476 | 2029.1643 |  | 2587.7932
-21.3608 | 2039.637 |  | 2601.1491
-21.274 | 2048.7822 |  | 2612.8119
-21.1871 | 2064.8127 |  | 2633.2557
-21.1003 | 2075.9716 |  | 2647.4866
-21.0135 | 2091.932 |  | 2667.8409
-20.9266 | 2101.1907 |  | 2679.6484
-20.8398 | 2116.7213 |  | 2699.4546
-20.753 | 2130.9383 |  | 2717.5856
-20.6662 | 2150.5409 |  | 2742.5849
-20.5793 | 2165.958 |  | 2762.2463
-20.4925 | 2179.6752 |  | 2779.7397
-20.4057 | 2192.9485 |  | 2796.6672
-20.3188 | 2204.365 |  | 2811.2267
-20.232 | 2211.1662 |  | 2819.9002
-20.1452 | 2219.0092 |  | 2829.9025
-20.0583 | 2228.1965 |  | 2841.619
-19.9715 | 2238.1706 |  | 2854.339
-19.8847 | 2250.8433 |  | 2870.5004
-19.7978 | 2263.6027 |  | 2886.7725
-19.711 | 2279.234 |  | 2906.7071
-19.6242 | 2288.4927 |  | 2918.5147
-19.5373 | 2301.7099 |  | 2935.3706
-19.4505 | 2316.0111 |  | 2953.609
-19.3637 | 2332.1717 |  | 2974.2186
-19.2768 | 2347.2458 |  | 2993.4425
-19.19 | 2360.7754 |  | 3010.6969
-19.1032 | 2370.8783 |  | 3023.5812
-19.0163 | 2376.1785 |  | 3030.3404
-18.9295 | 2392.1529 |  | 3050.7126
-18.8427 | 2409.1692 |  | 3072.4135
-18.7558 | 2431.6311 |  | 3101.0591
-18.669 | 2434.7734 |  | 3105.0666
-18.5822 | 2446.9908 |  | 3120.6474
-18.4953 | 2454.8199 |  | 3130.6318
-18.4085 | 2473.0235 |  | 3153.8469
-18.3217 | 2486.1974 |  | 3170.6475
-18.2348 | 2499.1136 |  | 3187.1196
-18.148 | 2506.7718 |  | 3196.886
-18.0612 | 2516.6298 |  | 3209.458
-17.9744 | 2531.2473 |  | 3228.0997
-17.8875 | 2548.7075 |  | 3250.3666
-17.8007 | 2562.4373 |  | 3267.8763
-17.7139 | 2577.1403 |  | 3286.627
-17.627 | 2592.3571 |  | 3306.0331
-17.5402 | 2603.4165 |  | 3320.1371
-17.4534 | 2612.1893 |  | 3331.3251
-17.3665 | 2624.7051 |  | 3347.2865
-17.2797 | 2639.9934 |  | 3366.7836
-17.1928 | 2646.9948 |  | 3375.7125
-17.106 | 2645.3522 |  | 3373.6177
-17.0192 | 2649.4664 |  | 3378.8644
-16.9324 | 2668.4122 |  | 3403.0261
-16.8455 | 2686.487 |  | 3426.0769
-16.7587 | 2703.0035 |  | 3447.1403
-16.6719 | 2715.5779 |  | 3463.1765
-16.585 | 2734.4957 |  | 3487.3024
-16.4982 | 2747.5828 |  | 3503.9924
-16.4114 | 2754.7845 |  | 3513.1766
-16.3245 | 2762.8431 |  | 3523.4538
-16.2377 | 2773.9446 |  | 3537.6115
-16.1509 | 2787.7752 |  | 3555.2497
-16.064 | 2803.2063 |  | 3574.929
-15.9772 | 2816.1366 |  | 3591.419
-15.8904 | 2831.1826 |  | 3610.6071
-15.8035 | 2841.0266 |  | 3623.1612
-15.7167 | 2850.386 |  | 3635.0973
-15.6299 | 2865.0877 |  | 3653.8463
-15.543 | 2876.1037 |  | 3667.8951
-15.4562 | 2886.9349 |  | 3681.708
-15.3694 | 2894.4222 |  | 3691.2566
-15.2825 | 2909.9528 |  | 3711.0628
-15.1957 | 2925.4987 |  | 3730.8884
-15.1089 | 2938.2147 |  | 3747.1052
-15.022 | 2949.3021 |  | 3761.245
-14.9352 | 2959.289 |  | 3773.9813
-14.8484 | 2967.7047 |  | 3784.7138
-14.7615 | 2968.3334 |  | 3785.5156
-14.6747 | 2975.5631 |  | 3794.7356
-14.5879 | 2987.2946 |  | 3809.6968
-14.501 | 3006.7684 |  | 3834.5318
-14.4142 | 3020.6858 |  | 3852.2806
-14.3274 | 3031.2874 |  | 3865.8008
-14.2406 | 3043.418 |  | 3881.271
-14.1537 | 3056.8482 |  | 3898.3985
-14.0669 | 3062.6636 |  | 3905.8148
-13.9801 | 3071.5652 |  | 3917.167
-13.8932 | 3075.8374 |  | 3922.6154
-13.8064 | 3087.7245 |  | 3937.775
-13.7195 | 3097.6693 |  | 3950.4576
-13.6327 | 3114.6435 |  | 3972.1049
-13.5459 | 3133.5473 |  | 3996.2128
-13.459 | 3145.0352 |  | 4010.8634
-13.3722 | 3157.88 |  | 4027.2444
-13.2854 | 3167.2088 |  | 4039.1414
-13.1985 | 3181.2256 |  | 4057.0171
-13.1117 | 3192.8717 |  | 4071.8693
-13.0249 | 3202.8445 |  | 4084.5876
-12.9381 | 3204.4157 |  | 4086.5913
-12.8512 | 3205.6731 |  | 4088.195
-12.7644 | 3216.5744 |  | 4102.0973
-12.6776 | 3233.907 |  | 4124.2016
-12.5907 | 3252.5519 |  | 4147.9794
-12.5039 | 3263.1254 |  | 4161.4638
-12.4171 | 3272.7412 |  | 4173.7268
-12.3302 | 3283.8286 |  | 4187.8667
-12.2434 | 3304.4184 |  | 4214.1247
-12.1566 | 3316.3628 |  | 4229.3575
-12.0697 | 3322.5493 |  | 4237.2471
-11.9829 | 3321.3773 |  | 4235.7525
-11.8961 | 3331.1372 |  | 4248.1992
-11.8092 | 3339.2519 |  | 4258.5479
-11.7224 | 3342.8533 |  | 4263.1409
-11.6356 | 3351.3111 |  | 4273.9271
-11.5487 | 3368.3721 |  | 4295.6849
-11.4619 | 3380.0883 |  | 4310.6266
-11.3751 | 3386.5171 |  | 4318.8252
-11.2882 | 3386.2454 |  | 4318.4788
-11.2014 | 3391.7892 |  | 4325.5487
-11.1146 | 3398.1338 |  | 4333.64
-11.0277 | 3402.3346 |  | 4338.9973
-10.9409 | 3412.3929 |  | 4351.8247
-10.8541 | 3426.1814 |  | 4369.4092
-10.7672 | 3442.884 |  | 4390.71
-10.6804 | 3456.0145 |  | 4407.4553
-10.5936 | 3465.6443 |  | 4419.7362
-10.5067 | 3474.375 |  | 4430.8705
-10.4199 | 3486.3769 |  | 4446.1764
-10.3331 | 3494.6778 |  | 4456.7626
-10.2462 | 3506.3659 |  | 4471.6685
-10.1594 | 3513.2946 |  | 4480.5047
-10.0726 | 3517.4955 |  | 4485.862
-9.9857 | 3518.5387 |  | 4487.1924
-9.8989 | 3527.9121 |  | 4499.1463
-9.8121 | 3539.2712 |  | 4513.6326
-9.7253 | 3552.945 |  | 4531.0707
-9.6384 | 3555.5594 |  | 4534.4048
-9.5516 | 3560.4463 |  | 4540.6372
-9.4648 | 3569.2331 |  | 4551.843
-9.3779 | 3576.1491 |  | 4560.6629
-9.2911 | 3590.0932 |  | 4578.4459
-9.2043 | 3600.4805 |  | 4591.6928
-9.1174 | 3612.0539 |  | 4606.4523
-9.0306 | 3612.4122 |  | 4606.9093
-8.9438 | 3609.854 |  | 4603.6468
-8.8569 | 3613.94 |  | 4608.8577
-8.7701 | 3626.0707 |  | 4624.328
-8.6833 | 3634.3576 |  | 4634.8962
-8.5964 | 3643.1597 |  | 4646.1216
-8.5096 | 3648.1321 |  | 4652.4629
-8.4228 | 3654.0903 |  | 4660.0614
-8.3359 | 3660.4056 |  | 4668.1153
-8.2491 | 3663.5352 |  | 4672.1064
-8.1623 | 3671.2214 |  | 4681.9087
-8.0754 | 3671.9496 |  | 4682.8373
-7.9886 | 3674.5219 |  | 4686.1178
-7.9018 | 3679.0798 |  | 4691.9305
-7.8149 | 3692.9398 |  | 4709.6061
-7.7281 | 3710.9572 |  | 4732.5837
-7.6413 | 3724.0163 |  | 4749.238
-7.5544 | 3728.8879 |  | 4755.4508
-7.4676 | 3732.2739 |  | 4759.7688
-7.3808 | 3737.6033 |  | 4766.5655
-7.2939 | 3738.4756 |  | 4767.678
-7.2071 | 3739.7331 |  | 4769.2816
-7.1203 | 3750.4635 |  | 4782.966
-7.0334 | 3763.608 |  | 4799.7292
-6.9466 | 3771.1233 |  | 4809.3136
-6.8598 | 3770.3951 |  | 4808.3849
-6.7729 | 3774.2389 |  | 4813.2868
-6.6861 | 3778.0533 |  | 4818.1514
-6.5993 | 3780.1818 |  | 4820.8658
-6.5124 | 3781.3257 |  | 4822.3247
-6.4256 | 3782.5117 |  | 4823.8372
-6.3388 | 3780.7544 |  | 4821.5961
-6.2519 | 3786.14 |  | 4828.4643
-6.1651 | 3792.885 |  | 4837.0663
-6.0783 | 3806.8585 |  | 4854.8866
-5.9914 | 3816.0305 |  | 4866.5836
-5.9046 | 3827.6191 |  | 4881.3626
-5.8178 | 3834.2774 |  | 4889.854
-5.731 | 3835.1191 |  | 4890.9274
-5.6441 | 3846.4642 |  | 4905.3958
-5.5573 | 3847.9793 |  | 4907.328
-5.4705 | 3850.2799 |  | 4910.262
-5.3836 | 3845.6353 |  | 4904.3387
-5.2968 | 3854.38 |  | 4915.4908
-5.21 | 3870.5827 |  | 4936.1541
-5.1231 | 3877.0842 |  | 4944.4454
-5.0363 | 3884.6709 |  | 4954.1208
-4.9495 | 3888.3425 |  | 4958.8032
-4.8626 | 3890.5003 |  | 4961.5551
-4.7758 | 3881.4419 |  | 4950.0028
-4.689 | 3882.3856 |  | 4951.2063
-4.6021 | 3889.9009 |  | 4960.7907
-4.5153 | 3905.832 |  | 4981.1075
-4.4285 | 3912.132 |  | 4989.1419
-4.3416 | 3917.2485 |  | 4995.667
-4.2548 | 3921.7197 |  | 5001.3691
-4.168 | 3927.6205 |  | 5008.8944
-4.0811 | 3935.8793 |  | 5019.4269
-3.9943 | 3939.7511 |  | 5024.3646
-3.9075 | 3938.0805 |  | 5022.234
-3.8206 | 3933.608 |  | 5016.5303
-3.7338 | 3925.821 |  | 5006.5996
-3.647 | 3925.2344 |  | 5005.8514
-3.5601 | 3926.8489 |  | 5007.9104
-3.4733 | 3934.2214 |  | 5017.3126
-3.3865 | 3938.0371 |  | 5022.1788
-3.2996 | 3941.7942 |  | 5026.9701
-3.2128 | 3951.739 |  | 5039.6527
-3.126 | 3949.511 |  | 5036.8114
-3.0391 | 3939.6937 |  | 5024.2914
-2.9523 | 3924.306 |  | 5004.6674
-2.8655 | 3925.7203 |  | 5006.4711
-2.7786 | 3935.5503 |  | 5019.0073
-2.6918 | 3942.1232 |  | 5027.3897
-2.605 | 3939.4374 |  | 5023.9645
-2.5181 | 3933.8643 |  | 5016.8572
-2.4313 | 3933.5787 |  | 5016.4929
-2.3445 | 3942.0237 |  | 5027.2628
-2.2576 | 3937.7655 |  | 5021.8323
-2.1708 | 3937.2515 |  | 5021.1769
-2.084 | 3936.0795 |  | 5019.6822
-1.9972 | 3950.5389 |  | 5038.1223
-1.9103 | 3958.0542 |  | 5047.7066
-1.8235 | 3958.8398 |  | 5048.7084
-1.7367 | 3957.7265 |  | 5047.2886
-1.6498 | 3952.2963 |  | 5040.3634
-1.563 | 3948.1821 |  | 5035.1167
-1.4762 | 3947.0382 |  | 5033.6578
-1.3893 | 3953.4823 |  | 5041.876
-1.3025 | 3964.6412 |  | 5056.1069
-1.2157 | 3969.2705 |  | 5062.0107
-1.1288 | 3969.0422 |  | 5061.7195
-1.042 | 3965.7851 |  | 5057.5657
-0.95516 | 3967.9416 |  | 5060.316
-0.86833 | 3971.8568 |  | 5065.309
-0.78149 | 3982.2301 |  | 5078.538
-0.69466 | 3986.1019 |  | 5083.4758
-0.60783 | 3987.5315 |  | 5085.299
-0.521 | 3982.1867 |  | 5078.4827
-0.43416 | 3980.1437 |  | 5075.8773
-0.34733 | 3976.5155 |  | 5071.2502
-0.2605 | 3969.2998 |  | 5062.0481
-0.17367 | 3959.4545 |  | 5049.4923
-0.086834 | 3957.2967 |  | 5046.7405
-1.0077e-06 | 3966.2991 |  | 5058.2212
0.086832 | 3973.2278 |  | 5067.0574
0.17366 | 3977.801 |  | 5072.8896
0.2605 | 3976.8292 |  | 5071.6503
0.34733 | 3978.0433 |  | 5073.1986
0.43416 | 3972.2853 |  | 5065.8555
0.52099 | 3964.784 |  | 5056.289
0.60783 | 3964.6131 |  | 5056.0711
0.69466 | 3977.5293 |  | 5072.5432
0.78149 | 3991.1317 |  | 5089.8902
0.86832 | 4002.047 |  | 5103.8105
0.95516 | 4003.4332 |  | 5105.5784
1.042 | 3989.989 |  | 5088.433
1.1288 | 3978.8722 |  | 5074.2558
1.2157 | 3972.1565 |  | 5065.6912
1.3025 | 3977.472 |  | 5072.47
1.3893 | 3976.5716 |  | 5071.3218
1.4762 | 3969.171 |  | 5061.8838
1.563 | 3952.3677 |  | 5040.4545
1.6498 | 3941.9944 |  | 5027.2254
1.7367 | 3942.3655 |  | 5027.6987
1.8235 | 3954.2972 |  | 5042.9152
1.9103 | 3958.3692 |  | 5048.1083
1.9971 | 3954.8111 |  | 5043.5707
2.084 | 3954.1544 |  | 5042.7331
2.1708 | 3951.2531 |  | 5039.033
2.2576 | 3954.0115 |  | 5042.5509
2.3445 | 3957.1258 |  | 5046.5226
2.4313 | 3959.012 |  | 5048.928
2.5181 | 3956.7394 |  | 5046.0298
2.605 | 3951.8678 |  | 5039.817
2.6918 | 3953.8968 |  | 5042.4045
2.7786 | 3952.2389 |  | 5040.2902
2.8655 | 3948.2956 |  | 5035.2614
2.9523 | 3950.896 |  | 5038.5776
3.0391 | 3947.0101 |  | 5033.622
3.126 | 3935.5656 |  | 5019.0268
3.2128 | 3913.119 |  | 4990.4007
3.2996 | 3898.4595 |  | 4971.7054
3.3865 | 3895.6155 |  | 4968.0785
3.4733 | 3908.3316 |  | 4984.2952
3.5601 | 3912.1753 |  | 4989.1972
3.647 | 3914.4466 |  | 4992.0938
3.7338 | 3907.546 |  | 4983.2934
3.8206 | 3909.4462 |  | 4985.7167
3.9075 | 3910.4039 |  | 4986.9381
3.9943 | 3912.0044 |  | 4988.9792
4.0811 | 3909.8747 |  | 4986.2632
4.168 | 3904.5452 |  | 4979.4665
4.2548 | 3893.9015 |  | 4965.8926
4.3416 | 3882.4277 |  | 4951.26
4.4285 | 3871.483 |  | 4937.3023
4.5153 | 3866.9965 |  | 4931.5807
4.6021 | 3863.3811 |  | 4926.9699
4.689 | 3863.5099 |  | 4927.1341
4.7758 | 3864.4536 |  | 4928.3377
4.8626 | 3866.8257 |  | 4931.3628
4.9495 | 3858.6663 |  | 4920.9571
5.0363 | 3849.4931 |  | 4909.2585
5.1231 | 3848.3797 |  | 4907.8386
5.21 | 3852.2082 |  | 4912.7211
5.2968 | 3849.2227 |  | 4908.9137
5.3836 | 3845.8788 |  | 4904.6493
5.4705 | 3843.721 |  | 4901.8974
5.5573 | 3842.9635 |  | 4900.9314
5.6441 | 3836.9199 |  | 4893.2239
5.7309 | 3828.633 |  | 4882.6556
5.8178 | 3817.2165 |  | 4868.0962
5.9046 | 3804.8856 |  | 4852.3706
5.9914 | 3799.1429 |  | 4845.047
6.0783 | 3800.0713 |  | 4846.231
6.1651 | 3794.0137 |  | 4838.5056
6.2519 | 3786.0686 |  | 4828.3732
6.3388 | 3785.9551 |  | 4828.2285
6.4256 | 3781.9965 |  | 4823.1802
6.5124 | 3774.5819 |  | 4813.7243
6.5993 | 3758.5935 |  | 4793.3343
6.6861 | 3761.2652 |  | 4796.7416
6.7729 | 3765.2085 |  | 4801.7704
6.8598 | 3759.7502 |  | 4794.8094
6.9466 | 3753.5203 |  | 4786.8645
7.0334 | 3735.2325 |  | 4763.5421
7.1203 | 3728.3447 |  | 4754.7579
7.2071 | 3716.4576 |  | 4739.5984
7.2939 | 3714.1569 |  | 4736.6643
7.3808 | 3705.4415 |  | 4725.5496
7.4676 | 3695.2685 |  | 4712.5759
7.5544 | 3690.824 |  | 4706.9079
7.6413 | 3688.3385 |  | 4703.7381
7.7281 | 3685.4958 |  | 4700.1129
7.8149 | 3678.7087 |  | 4691.4572
7.9018 | 3672.1077 |  | 4683.039
7.9886 | 3669.8632 |  | 4680.1766
8.0754 | 3662.3492 |  | 4670.5939
8.1623 | 3653.1619 |  | 4658.8774
8.2491 | 3642.5029 |  | 4645.284
8.3359 | 3640.9024 |  | 4643.2429
8.4228 | 3643.6316 |  | 4646.7233
8.5096 | 3648.4611 |  | 4652.8825
8.5964 | 3640.8017 |  | 4643.1144
8.6833 | 3631.3861 |  | 4631.1067
8.7701 | 3615.7408 |  | 4611.1542
8.8569 | 3607.0394 |  | 4600.0573
8.9438 | 3595.8231 |  | 4585.7532
9.0306 | 3583.2359 |  | 4569.7008
9.1174 | 3583.5637 |  | 4570.1187
9.2043 | 3575.8621 |  | 4560.297
9.2911 | 3577.0201 |  | 4561.7737
9.3779 | 3565.1891 |  | 4546.6857
9.4648 | 3553.7306 |  | 4532.0726
9.5516 | 3540.4432 |  | 4515.1272
9.6384 | 3532.1844 |  | 4504.5947
9.7252 | 3532.8552 |  | 4505.4502
9.8121 | 3536.0128 |  | 4509.4772
9.8989 | 3534.8842 |  | 4508.0378
9.9857 | 3528.4975 |  | 4499.8928
10.0726 | 3514.0955 |  | 4481.526
10.1594 | 3501.3362 |  | 4465.254
10.2462 | 3490.7486 |  | 4451.7517
10.3331 | 3480.0182 |  | 4438.0673
10.4199 | 3471.2021 |  | 4426.824
10.5067 | 3467.0166 |  | 4421.4862
10.5936 | 3460.3863 |  | 4413.0306
10.6804 | 3446.4842 |  | 4395.3013
10.7672 | 3442.7119 |  | 4390.4905
10.8541 | 3435.3253 |  | 4381.0704
10.9409 | 3431.7966 |  | 4376.5702
11.0277 | 3411.9784 |  | 4351.2961
11.1146 | 3395.2044 |  | 4329.9042
11.2014 | 3380.416 |  | 4311.0446
11.2882 | 3366.8137 |  | 4293.6975
11.3751 | 3364.1853 |  | 4290.3455
11.4619 | 3356.6699 |  | 4280.7612
11.5487 | 3352.1834 |  | 4275.0395
11.6356 | 3343.1671 |  | 4263.541
11.7224 | 3340.1382 |  | 4259.6783
11.8092 | 3337.6667 |  | 4256.5263
11.8961 | 3333.2797 |  | 4250.9316
11.9829 | 3324.8499 |  | 4240.1811
12.0697 | 3312.6185 |  | 4224.5824
12.1566 | 3305.5891 |  | 4215.6178
12.2434 | 3300.7315 |  | 4209.4228
12.3302 | 3293.9443 |  | 4200.7672
12.4171 | 3278.7708 |  | 4181.4164
12.5039 | 3260.8962 |  | 4158.6209
12.5907 | 3253.4663 |  | 4149.1456
12.6776 | 3241.8509 |  | 4134.3324
12.7644 | 3235.3927 |  | 4126.0964
12.8512 | 3222.9904 |  | 4110.2797
12.9381 | 3211.8877 |  | 4096.1204
13.0249 | 3197.0713 |  | 4077.225
13.1117 | 3185.9264 |  | 4063.0119
13.1985 | 3184.9406 |  | 4061.7547
13.2854 | 3182.1834 |  | 4058.2385
13.3722 | 3175.3248 |  | 4049.4918
13.459 | 3163.6227 |  | 4034.568
13.5459 | 3153.7646 |  | 4021.996
13.6327 | 3142.6619 |  | 4007.8367
13.7195 | 3128.1885 |  | 3989.3788
13.8064 | 3112.8147 |  | 3969.7726
13.8932 | 3102.3841 |  | 3956.4704
13.9801 | 3090.8821 |  | 3941.802
14.0669 | 3077.3665 |  | 3924.5655
14.1537 | 3061.892 |  | 3904.8309
14.2405 | 3052.6907 |  | 3893.0965
14.3274 | 3047.8191 |  | 3886.8837
14.4142 | 3043.3173 |  | 3881.1425
14.501 | 3041.8315 |  | 3879.2478
14.5879 | 3030.4865 |  | 3864.7794
14.6747 | 3016.0411 |  | 3846.3573
14.7615 | 2997.0953 |  | 3822.1956
14.8484 | 2987.051 |  | 3809.3862
14.9352 | 2978.1788 |  | 3798.0714
15.022 | 2966.5761 |  | 3783.2745
15.1089 | 2951.0314 |  | 3763.4504
15.1957 | 2934.8135 |  | 3742.7676
15.2825 | 2923.4837 |  | 3728.3188
15.3694 | 2918.4259 |  | 3721.8685
15.4562 | 2912.4817 |  | 3714.2879
15.543 | 2901.8941 |  | 3700.7856
15.6299 | 2893.0206 |  | 3689.4692
15.7167 | 2889.5212 |  | 3685.0064
15.8035 | 2879.6044 |  | 3672.3595
15.8904 | 2864.459 |  | 3653.0445
15.9772 | 2847.4567 |  | 3631.3615
16.064 | 2838.3549 |  | 3619.754
16.1509 | 2830.6112 |  | 3609.8785
16.2377 | 2820.0377 |  | 3596.3941
16.3245 | 2810.751 |  | 3584.5507
16.4114 | 2798.6063 |  | 3569.0626
16.4982 | 2782.6893 |  | 3548.7637
16.585 | 2770.3291 |  | 3533.0007
16.6719 | 2755.0268 |  | 3513.4856
16.7587 | 2741.5099 |  | 3496.2475
16.8455 | 2721.5501 |  | 3470.7929
16.9323 | 2709.334 |  | 3455.2137
17.0192 | 2702.5609 |  | 3446.5759
17.106 | 2698.7325 |  | 3441.6935
17.1928 | 2693.8889 |  | 3435.5165
17.2797 | 2686.2307 |  | 3425.75
17.3665 | 2673.0275 |  | 3408.912
17.4534 | 2657.2393 |  | 3388.7773
17.5402 | 2641.5659 |  | 3368.789
17.627 | 2635.8933 |  | 3361.5548
17.7139 | 2631.8353 |  | 3356.3796
17.8007 | 2623.7193 |  | 3346.0293
17.8875 | 2607.8597 |  | 3325.8035
17.9743 | 2591.6863 |  | 3305.1776
18.0612 | 2579.7699 |  | 3289.9806
18.148 | 2571.2114 |  | 3279.0659
18.2348 | 2563.3377 |  | 3269.0246
18.3217 | 2546.4502 |  | 3247.4879
18.4085 | 2526.7608 |  | 3222.3781
18.4953 | 2506.0576 |  | 3195.9753
18.5822 | 2495.1984 |  | 3182.1265
18.669 | 2480.5248 |  | 3163.4133
18.7558 | 2473.1383 |  | 3153.9932
18.8427 | 2467.9797 |  | 3147.4145
18.9295 | 2464.2928 |  | 3142.7126
19.0163 | 2452.2769 |  | 3127.3888
19.1032 | 2435.6738 |  | 3106.2148
19.19 | 2417.4421 |  | 3082.9639
19.2768 | 2400.4679 |  | 3061.3167
19.3637 | 2386.9229 |  | 3044.0428
19.4505 | 2380.3079 |  | 3035.6067
19.5373 | 2366.3625 |  | 3017.8221
19.6242 | 2361.1478 |  | 3011.1718
19.711 | 2350.4034 |  | 2997.4695
19.7978 | 2344.3738 |  | 2989.7799
19.8847 | 2328.3854 |  | 2969.3898
19.9715 | 2319.2261 |  | 2957.7091
20.0583 | 2310.4534 |  | 2946.5212
20.1452 | 2298.1799 |  | 2930.8688
20.232 | 2282.6773 |  | 2911.0984
20.3188 | 2268.0892 |  | 2892.4941
20.4057 | 2254.8579 |  | 2875.6203
20.4925 | 2242.6278 |  | 2860.0232
20.5793 | 2226.0247 |  | 2838.8493
20.6661 | 2212.3802 |  | 2821.4485
20.753 | 2201.5211 |  | 2807.5998
20.8398 | 2200.9217 |  | 2806.8354
20.9266 | 2194.248 |  | 2798.3245
21.0135 | 2184.6616 |  | 2786.0989
21.1003 | 2166.4299 |  | 2762.8481
21.1871 | 2152.4411 |  | 2745.0082
21.274 | 2140.3538 |  | 2729.5933
21.3608 | 2128.0944 |  | 2713.9588
21.4476 | 2119.7935 |  | 2703.3726
21.5345 | 2109.3768 |  | 2690.0882
21.6213 | 2096.3751 |  | 2673.5072
21.7081 | 2078.6013 |  | 2650.8402
21.795 | 2062.3986 |  | 2630.1769
21.8818 | 2052.0827 |  | 2617.021
21.9686 | 2041.4951 |  | 2603.5188
22.0555 | 2027.1493 |  | 2585.2235
22.1423 | 2013.5903 |  | 2567.9317
22.2291 | 2002.4314 |  | 2553.7008
22.316 | 1987.7999 |  | 2535.0412
22.4028 | 1971.712 |  | 2514.5243
22.4896 | 1957.5957 |  | 2496.5218
22.5765 | 1949.7513 |  | 2486.5179
22.6633 | 1951.737 |  | 2489.0502
22.7501 | 1946.1359 |  | 2481.9071
22.837 | 1939.1498 |  | 2472.9977
22.9238 | 1923.3322 |  | 2452.8256
23.0106 | 1910.759 |  | 2436.791
23.0975 | 1896.4132 |  | 2418.4957
23.1843 | 1880.625 |  | 2398.361
23.2711 | 1871.1661 |  | 2386.2981
23.358 | 1867.6233 |  | 2381.78
23.4448 | 1863.9364 |  | 2377.0781
23.5316 | 1853.4496 |  | 2363.7043
23.6185 | 1835.0177 |  | 2340.1981
23.7053 | 1816.6572 |  | 2316.7829
23.7921 | 1798.2827 |  | 2293.3499
23.879 | 1783.595 |  | 2274.6188
23.9658 | 1771.8215 |  | 2259.6039
24.0526 | 1764.0919 |  | 2249.7464
24.1395 | 1754.0183 |  | 2236.8995
24.2263 | 1739.2019 |  | 2218.0041
24.3131 | 1724.0424 |  | 2198.6712
24.4 | 1714.2404 |  | 2186.1708
24.4868 | 1708.7974 |  | 2179.2294
24.5736 | 1699.8091 |  | 2167.7666
24.6605 | 1689.4078 |  | 2154.5017
24.7473 | 1678.7348 |  | 2140.8905
24.8341 | 1668.7619 |  | 2128.1721
24.921 | 1652.2736 |  | 2107.1445
25.0078 | 1632.5702 |  | 2082.0168
25.0946 | 1619.5111 |  | 2065.3625
25.1815 | 1614.8244 |  | 2059.3856
25.2683 | 1611.4946 |  | 2055.139
25.3551 | 1601.1787 |  | 2041.9832
25.4419 | 1588.6629 |  | 2026.0218
25.5288 | 1579.4463 |  | 2014.2679
25.6156 | 1571.2028 |  | 2003.7549
25.7024 | 1558.6002 |  | 1987.6829
25.7893 | 1543.2699 |  | 1968.1321
25.8761 | 1531.5817 |  | 1953.2262
25.9629 | 1521.3232 |  | 1940.1435
26.0498 | 1508.6353 |  | 1923.9626
26.1366 | 1495.8185 |  | 1907.6173
26.2234 | 1487.26 |  | 1896.7026
26.3103 | 1479.1873 |  | 1886.4076
26.3971 | 1467.1714 |  | 1871.0837
26.4839 | 1451.2978 |  | 1850.8401
26.5708 | 1438.2668 |  | 1834.2216
26.6576 | 1424.922 |  | 1817.2031
26.7444 | 1415.4198 |  | 1805.0848
26.8313 | 1406.0323 |  | 1793.113
26.9181 | 1397.5171 |  | 1782.2536
27.0049 | 1389.016 |  | 1771.412
27.0918 | 1379.2561 |  | 1758.9653
27.1786 | 1373.141 |  | 1751.1667
27.2654 | 1368.4543 |  | 1745.1898
27.3523 | 1357.5109 |  | 1731.2337
27.4391 | 1344.3371 |  | 1714.4331
27.5259 | 1330.2055 |  | 1696.4111
27.6128 | 1317.5889 |  | 1680.3212
27.6996 | 1309.288 |  | 1669.735
27.7864 | 1297.9289 |  | 1655.2488
27.8733 | 1290.8995 |  | 1646.2841
27.9601 | 1279.0252 |  | 1631.1408
28.0469 | 1266.6093 |  | 1615.3069
28.1338 | 1257.208 |  | 1603.3173
28.2206 | 1247.0633 |  | 1590.3799
28.3074 | 1238.8907 |  | 1579.9573
28.3942 | 1228.7319 |  | 1567.0018
28.4811 | 1219.7445 |  | 1555.5401
28.5679 | 1210.4002 |  | 1543.6234
28.6547 | 1201.3558 |  | 1532.0891
28.7416 | 1188.1965 |  | 1515.307
28.8284 | 1178.3519 |  | 1502.7522
28.9153 | 1166.9072 |  | 1488.1567
29.0021 | 1156.577 |  | 1474.9826
29.0889 | 1142.0888 |  | 1456.5058
29.1758 | 1126.172 |  | 1436.2072
29.2626 | 1118.8851 |  | 1426.9142
29.3494 | 1112.584 |  | 1418.8783
29.4362 | 1108.3691 |  | 1413.5031
29.5231 | 1099.839 |  | 1402.6247
29.6099 | 1091.552 |  | 1392.0562
29.6967 | 1081.9789 |  | 1379.8477
29.7836 | 1071.3628 |  | 1366.309
29.8704 | 1062.8757 |  | 1355.4854
29.9572 | 1055.9461 |  | 1346.6481
30.0441 | 1050.0736 |  | 1339.1589
30.1309 | 1039.129 |  | 1325.2012
30.2177 | 1031.0134 |  | 1314.8513
30.3046 | 1019.2258 |  | 1299.8186
30.3914 | 1007.8524 |  | 1285.3141
30.4782 | 998.6795 |  | 1273.616
30.5651 | 989.6779 |  | 1262.1363
30.6519 | 978.8476 |  | 1248.3243
30.7387 | 968.7317 |  | 1235.4235
30.8256 | 961.2303 |  | 1225.8571
30.9124 | 956.7725 |  | 1220.172
30.9992 | 945.1135 |  | 1205.3032
31.0861 | 936.269 |  | 1194.0239
31.1729 | 927.3676 |  | 1182.6718
31.2597 | 923.6527 |  | 1177.9343
31.3466 | 915.0371 |  | 1166.9468
31.4334 | 906.8643 |  | 1156.524
31.5202 | 893.905 |  | 1139.997
31.6071 | 885.8322 |  | 1129.7018
31.6939 | 876.2449 |  | 1117.4751
31.7807 | 870.1438 |  | 1109.6944
31.8676 | 863.1998 |  | 1100.8387
31.9544 | 857.8419 |  | 1094.0058
32.0412 | 851.0264 |  | 1085.314
32.1281 | 842.0678 |  | 1073.8891
32.2149 | 833.5093 |  | 1062.9744
32.3017 | 823.5505 |  | 1050.2739
32.3886 | 813.6489 |  | 1037.6465
32.4754 | 805.3761 |  | 1027.0961
32.5622 | 798.6607 |  | 1018.532
32.6491 | 794.46 |  | 1013.1748
32.7359 | 787.1302 |  | 1003.8272
32.8227 | 781.4578 |  | 996.5931
32.9096 | 769.413 |  | 981.2324
32.9964 | 762.469 |  | 972.3767
33.0832 | 755.3964 |  | 963.357
33.1701 | 751.5242 |  | 958.4188
33.2569 | 746.0805 |  | 951.4764
33.3437 | 737.4505 |  | 940.4706
33.4305 | 731.3066 |  | 932.6353
33.5174 | 721.5336 |  | 920.1718
33.6042 | 716.0042 |  | 913.1201
33.691 | 708.26 |  | 903.244
33.7779 | 702.8163 |  | 896.3016
33.8647 | 695.9866 |  | 887.5917
33.9515 | 690.6714 |  | 880.8132
34.0384 | 683.0986 |  | 871.1557
34.1252 | 678.0692 |  | 864.7417
34.212 | 666.9532 |  | 850.5654
34.2989 | 659.4949 |  | 841.0538
34.3857 | 649.336 |  | 828.0981
34.4725 | 646.7498 |  | 824.8
34.5594 | 641.549 |  | 818.1674
34.6462 | 638.1627 |  | 813.8489
34.733 | 627.2895 |  | 799.9823
34.8199 | 621.4599 |  | 792.5479
34.9067 | 615.6018 |  | 785.077
34.9935 | 610.601 |  | 778.6995
35.0804 | 604.7285 |  | 771.2103
35.1672 | 596.1557 |  | 760.2774
35.254 | 592.355 |  | 755.4304
35.3409 | 585.4826 |  | 746.6659
35.4277 | 580.9247 |  | 740.8532
35.5145 | 575.3808 |  | 733.7831
35.6014 | 571.9946 |  | 729.4647
35.6882 | 567.7939 |  | 724.1076
35.775 | 561.4929 |  | 716.0719
35.8619 | 554.3917 |  | 707.0157
35.9487 | 548.6335 |  | 699.6724
36.0355 | 544.3614 |  | 694.2241
36.1224 | 537.1746 |  | 685.0588
36.2092 | 531.1307 |  | 677.351
36.296 | 526.2584 |  | 671.1374
36.3828 | 523.858 |  | 668.0762
36.4697 | 513.0705 |  | 654.3189
36.5565 | 508.1412 |  | 648.0325
36.6433 | 501.8401 |  | 639.9967
36.7302 | 500.3399 |  | 638.0834
36.817 | 493.3244 |  | 629.1366
36.9038 | 487.2234 |  | 621.356
36.9907 | 484.0943 |  | 617.3655
37.0775 | 481.5081 |  | 614.0673
37.1643 | 479.4078 |  | 611.3888
37.2512 | 475.2785 |  | 606.1227
37.338 | 466.9772 |  | 595.5361
37.4248 | 460.1761 |  | 586.8625
37.5117 | 451.8033 |  | 576.1848
37.5985 | 447.7597 |  | 571.028
37.6853 | 443.8163 |  | 565.9989
37.7722 | 439.7585 |  | 560.824
37.859 | 435.5005 |  | 555.3938
37.9458 | 427.8708 |  | 545.6636
38.0327 | 426.6705 |  | 544.1329
38.1195 | 424.313 |  | 541.1263
38.2063 | 422.3985 |  | 538.6848
38.2932 | 418.9551 |  | 534.2934
38.38 | 414.94 |  | 529.173
38.4668 | 411.2538 |  | 524.4719
38.5537 | 403.1524 |  | 514.1403
38.6405 | 398.3516 |  | 508.0177
38.7273 | 395.4083 |  | 504.2642
38.8142 | 395.4083 |  | 504.2642
38.901 | 389.5931 |  | 496.848
38.9878 | 382.1632 |  | 487.3727
39.0747 | 376.0193 |  | 479.5374
39.1615 | 376.6337 |  | 480.321
39.2483 | 375.705 |  | 479.1366
39.3352 | 370.8042 |  | 472.8866
39.422 | 366.4321 |  | 467.3108
39.5088 | 362.5886 |  | 462.4092
39.5957 | 359.2023 |  | 458.0907
39.6825 | 354.7301 |  | 452.3872
39.7693 | 351.2009 |  | 447.8865
39.8562 | 348.1433 |  | 443.9871
39.943 | 341.5707 |  | 435.6052
40.0298 | 336.227 |  | 428.7903
40.1166 | 330.2975 |  | 421.2284
40.2035 | 327.6113 |  | 417.8027
40.2903 | 325.9968 |  | 415.7437
40.3772 | 325.8825 |  | 415.598
40.464 | 325.5824 |  | 415.2153
40.5508 | 320.8674 |  | 409.2022
40.6377 | 317.4097 |  | 404.7926
40.7245 | 312.8375 |  | 398.9616
40.8113 | 311.9802 |  | 397.8684
40.8982 | 306.4792 |  | 390.8529
40.985 | 301.95 |  | 385.0768
41.0718 | 298.6494 |  | 380.8675
41.1587 | 297.7921 |  | 379.7743
41.2455 | 296.5491 |  | 378.189
41.3323 | 292.8198 |  | 373.4332
41.4191 | 290.6766 |  | 370.6998
41.506 | 291.6625 |  | 371.9572
41.5928 | 289.7765 |  | 369.5519
41.6796 | 287.1617 |  | 366.2173
41.7665 | 280.7322 |  | 358.0177
41.8533 | 273.0309 |  | 348.1963
41.9401 | 270.8876 |  | 345.463
42.027 | 268.1729 |  | 342.0009
42.1138 | 270.2447 |  | 344.6431
42.2006 | 267.5443 |  | 341.1992
42.2875 | 263.1721 |  | 335.6233
42.3743 | 258.0998 |  | 329.1547
42.4611 | 253.1275 |  | 322.8135
42.548 | 252.9704 |  | 322.6132
42.6348 | 253.7991 |  | 323.67
42.7216 | 169.9567 |  | 216.7458
42.8085 | 126.8996 |  | 161.835
7.8386 | 2937.2875 |  | 3745.9228
7.9034 | 2935.8477 |  | 3744.0866
7.9681 | 2925.199 |  | 3730.5062
8.0329 | 2910.5037 |  | 3711.7654
8.0977 | 2902.2959 |  | 3701.2979
8.1625 | 2905.0199 |  | 3704.7719
8.2273 | 2907.1777 |  | 3707.5237
8.2921 | 2916.0232 |  | 3718.8044
8.3568 | 2914.2658 |  | 3716.5632
8.4216 | 2901.1749 |  | 3699.8683
8.4864 | 2876.7975 |  | 3668.7799
8.5512 | 2881.5748 |  | 3674.8723
8.616 | 2881.7278 |  | 3675.0675
8.6807 | 2877.7412 |  | 3669.9834
8.7455 | 2860.1217 |  | 3647.5132
8.8103 | 2870.5001 |  | 3660.7487
8.8751 | 2872.5635 |  | 3663.3802
8.9399 | 2858.3643 |  | 3645.272
9.0047 | 2841.2052 |  | 3623.3889
9.0694 | 2843.7647 |  | 3626.6531
9.1342 | 2847.208 |  | 3631.0444
9.199 | 2848.7052 |  | 3632.9537
9.2638 | 2840.2385 |  | 3622.1561
9.3286 | 2837.7147 |  | 3618.9375
9.3933 | 2834.506 |  | 3614.8455
9.4581 | 2842.3019 |  | 3624.7876
9.5229 | 2847.5383 |  | 3631.4656
9.5877 | 2834.7891 |  | 3615.2066
9.6525 | 2810.3646 |  | 3584.058
9.7173 | 2790.0911 |  | 3558.2032
9.782 | 2785.7628 |  | 3552.6833
9.8468 | 2790.0682 |  | 3558.174
9.9116 | 2788.2279 |  | 3555.8271
9.9764 | 2787.8275 |  | 3555.3164
10.0412 | 2786.8366 |  | 3554.0527
10.1059 | 2786.0701 |  | 3553.0752
10.1707 | 2764.6884 |  | 3525.8072
10.2355 | 2760.0884 |  | 3519.9408
10.3003 | 2774.5478 |  | 3538.3808
10.3651 | 2803.9141 |  | 3575.8317
10.4299 | 2804.9866 |  | 3577.1995
10.4946 | 2795.1745 |  | 3564.686
10.5594 | 2761.9045 |  | 3522.2568
10.6242 | 2745.8421 |  | 3501.7724
10.689 | 2721.04 |  | 3470.1423
10.7538 | 2713.4227 |  | 3460.4279
10.8185 | 2709.1287 |  | 3454.9519
10.8833 | 2713.2569 |  | 3460.2165
10.9481 | 2724.2602 |  | 3474.249
11.0129 | 2725.8288 |  | 3476.2494
11.0777 | 2723.824 |  | 3473.6927
11.1425 | 2717.8441 |  | 3466.0666
11.2072 | 2717.2664 |  | 3465.3298
11.272 | 2712.785 |  | 3459.6147
11.3368 | 2720.6281 |  | 3469.617
11.4016 | 2720.5567 |  | 3469.5259
11.4664 | 2718.5162 |  | 3466.9237
11.5311 | 2708.6339 |  | 3454.3208
11.5959 | 2690.1408 |  | 3430.7365
11.6607 | 2673.7481 |  | 3409.8309
11.7255 | 2652.6967 |  | 3382.9841
11.7903 | 2644.4532 |  | 3372.4711
11.8551 | 2655.7281 |  | 3386.85
11.9198 | 2657.0365 |  | 3388.5187
11.9846 | 2650.2328 |  | 3379.8419
12.0494 | 2640.0776 |  | 3366.891
12.1142 | 2649.2534 |  | 3378.5928
12.179 | 2651.5298 |  | 3381.4959
12.2437 | 2628.5208 |  | 3352.1526
12.3085 | 2606.7961 |  | 3324.4471
12.3733 | 2602.7866 |  | 3319.3337
12.4381 | 2620.5362 |  | 3341.9698
12.5029 | 2625.9485 |  | 3348.8722
12.5677 | 2602.5034 |  | 3318.9726
12.6324 | 2580.7915 |  | 3291.2833
12.6972 | 2567.5245 |  | 3274.364
12.762 | 2567.1228 |  | 3273.8517
12.8268 | 2552.6405 |  | 3255.3824
12.8916 | 2538.5114 |  | 3237.3636
12.9563 | 2535.7874 |  | 3233.8897
13.0211 | 2547.9818 |  | 3249.4412
13.0859 | 2553.926 |  | 3257.0218
13.1507 | 2549.1258 |  | 3250.9001
13.2155 | 2531.3417 |  | 3228.2201
13.2803 | 2522.2845 |  | 3216.6694
13.345 | 2524.3594 |  | 3219.3156
13.4098 | 2525.1029 |  | 3220.2638
13.4746 | 2520.9518 |  | 3214.9699
13.5394 | 2509.6654 |  | 3200.5763
13.6042 | 2498.3548 |  | 3186.1519
13.6689 | 2486.1132 |  | 3170.5401
13.7337 | 2474.0246 |  | 3155.1236
13.7985 | 2467.6328 |  | 3146.9721
13.8633 | 2460.2386 |  | 3137.5423
13.9281 | 2457.8908 |  | 3134.5481
13.9929 | 2452.7016 |  | 3127.9303
14.0576 | 2444.694 |  | 3117.7182
14.1224 | 2438.5152 |  | 3109.8384
14.1872 | 2432.2165 |  | 3101.8056
14.252 | 2441.8526 |  | 3114.0946
14.3168 | 2441.8169 |  | 3114.0491
14.3815 | 2430.3418 |  | 3099.4148
14.4463 | 2407.6503 |  | 3070.4765
14.5111 | 2399.843 |  | 3060.5197
14.5759 | 2406.4363 |  | 3068.9282
14.6407 | 2403.0044 |  | 3064.5515
14.7055 | 2386.7762 |  | 3043.8557
14.7702 | 2368.0485 |  | 3019.9722
14.835 | 2360.1225 |  | 3009.8642
14.8998 | 2362.7177 |  | 3013.1739
14.9646 | 2356.3603 |  | 3005.0663
15.0294 | 2347.8936 |  | 2994.2687
15.0941 | 2338.6349 |  | 2982.4611
15.1589 | 2338.0687 |  | 2981.739
15.2237 | 2335.0858 |  | 2977.9349
15.2885 | 2336.6072 |  | 2979.8752
15.3533 | 2334.8256 |  | 2977.6031
15.418 | 2340.062 |  | 2984.2811
15.4828 | 2337.4081 |  | 2980.8965
15.5476 | 2334.7899 |  | 2977.5576
15.6124 | 2322.065 |  | 2961.3294
15.6772 | 2303.7376 |  | 2937.9566
15.7419 | 2293.4307 |  | 2924.8121
15.8067 | 2300.2114 |  | 2933.4596
15.8715 | 2305.4006 |  | 2940.0774
15.9363 | 2297.4644 |  | 2929.9564
16.0011 | 2273.4875 |  | 2899.3786
16.0659 | 2253.7459 |  | 2874.2021
16.1306 | 2245.8428 |  | 2864.1234
16.1954 | 2238.1183 |  | 2854.2723
16.2602 | 2236.4911 |  | 2852.197
16.325 | 2234.0259 |  | 2849.0532
16.3898 | 2236.2322 |  | 2851.8669
16.4546 | 2235.1826 |  | 2850.5284
16.5193 | 2236.9157 |  | 2852.7386
16.5841 | 2226.42 |  | 2839.3534
16.6489 | 2218.6126 |  | 2829.3967
16.7137 | 2204.2362 |  | 2811.0624
16.7785 | 2201.2762 |  | 2807.2875
16.8432 | 2190.2729 |  | 2793.255
16.908 | 2180.7668 |  | 2781.1319
16.9728 | 2179.6229 |  | 2779.6731
17.0376 | 2176.7688 |  | 2776.0332
17.1024 | 2168.5367 |  | 2765.5349
17.1671 | 2144.3481 |  | 2734.6871
17.2319 | 2132.3195 |  | 2719.347
17.2967 | 2126.5997 |  | 2712.0526
17.3615 | 2123.2266 |  | 2707.7508
17.4263 | 2115.6309 |  | 2698.0641
17.4911 | 2108.7787 |  | 2689.3255
17.5558 | 2120.0421 |  | 2703.6897
17.6206 | 2122.0227 |  | 2706.2155
17.6854 | 2110.3473 |  | 2691.3259
17.7502 | 2086.466 |  | 2660.8701
17.815 | 2071.5705 |  | 2641.8739
17.8798 | 2062.3833 |  | 2630.1574
17.9445 | 2052.1464 |  | 2617.1024
18.0093 | 2061.687 |  | 2629.2694
18.0741 | 2068.6106 |  | 2638.0991
18.1389 | 2070.7926 |  | 2640.8818
18.2037 | 2046.2966 |  | 2609.6421
18.2684 | 2034.5384 |  | 2594.6468
18.3332 | 2034.0321 |  | 2594.0011
18.398 | 2026.5078 |  | 2584.4054
18.4628 | 2016.2825 |  | 2571.365
18.5276 | 1993.8155 |  | 2542.7129
18.5923 | 1985.7492 |  | 2532.426
18.6571 | 1971.2312 |  | 2513.9112
18.7219 | 1963.5182 |  | 2504.0748
18.7867 | 1954.5783 |  | 2492.6738
18.8515 | 1952.3262 |  | 2489.8016
18.9163 | 1959.5788 |  | 2499.0508
18.981 | 1959.8734 |  | 2499.4265
19.0458 | 1958.695 |  | 2497.9237
19.1106 | 1954.4725 |  | 2492.5388
19.1754 | 1945.2967 |  | 2480.8369
19.2402 | 1926.5575 |  | 2456.9387
19.305 | 1905.3288 |  | 2429.8658
19.3697 | 1899.7392 |  | 2422.7374
19.4345 | 1896.2359 |  | 2418.2697
19.4993 | 1892.4508 |  | 2413.4425
19.5641 | 1890.0201 |  | 2410.3426
19.6289 | 1895.1978 |  | 2416.9458
19.6936 | 1891.6601 |  | 2412.4342
19.7584 | 1888.5586 |  | 2408.4788
19.8232 | 1887.0015 |  | 2406.493
19.888 | 1884.5248 |  | 2403.3345
19.9528 | 1877.0006 |  | 2393.7388
20.0175 | 1865.7613 |  | 2379.4054
20.0823 | 1842.4221 |  | 2349.6409
20.1471 | 1824.6368 |  | 2326.9592
20.2119 | 1814.7774 |  | 2314.3856
20.2767 | 1821.335 |  | 2322.7485
20.3415 | 1821.2878 |  | 2322.6883
20.4062 | 1816.9237 |  | 2317.1228
20.471 | 1815.3092 |  | 2315.0638
20.5358 | 1812.5252 |  | 2311.5134
20.6006 | 1796.663 |  | 2291.2844
20.6654 | 1781.8976 |  | 2272.454
20.7301 | 1765.3748 |  | 2251.3825
20.7949 | 1750.8683 |  | 2232.8823
20.8597 | 1732.884 |  | 2209.947
20.9245 | 1719.5928 |  | 2192.9967
20.9893 | 1715.7006 |  | 2188.033
21.0541 | 1713.2597 |  | 2184.9201
21.1188 | 1709.379 |  | 2179.971
21.1836 | 1705.7469 |  | 2175.339
21.2484 | 1707.1969 |  | 2177.1882
21.3132 | 1713.0352 |  | 2184.6339
21.378 | 1705.298 |  | 2174.7665
21.4427 | 1705.8528 |  | 2175.474
21.5075 | 1698.9304 |  | 2166.646
21.5723 | 1700.8166 |  | 2169.0514
21.6371 | 1689.2598 |  | 2154.3131
21.7019 | 1670.036 |  | 2129.7969
21.7666 | 1651.2368 |  | 2105.8222
21.8314 | 1646.9211 |  | 2100.3185
21.8962 | 1643.5952 |  | 2096.0769
21.961 | 1648.69 |  | 2102.5743
22.0258 | 1641.3188 |  | 2093.1738
22.0906 | 1620.6321 |  | 2066.7921
22.1553 | 1610.82 |  | 2054.2787
22.2201 | 1598.4725 |  | 2038.532
22.2849 | 1600.7604 |  | 2041.4497
22.3497 | 1580.9473 |  | 2016.1821
22.4145 | 1567.3373 |  | 1998.8253
22.4793 | 1565.344 |  | 1996.2832
22.544 | 1567.1371 |  | 1998.5699
22.6088 | 1571.241 |  | 2003.8037
22.6736 | 1560.4035 |  | 1989.9826
22.7384 | 1558.0327 |  | 1986.9591
22.8032 | 1548.4922 |  | 1974.7921
22.8679 | 1540.2716 |  | 1964.3084
22.9327 | 1532.2283 |  | 1954.0508
22.9975 | 1529.8932 |  | 1951.0728
23.0623 | 1529.693 |  | 1950.8175
23.1271 | 1521.2135 |  | 1940.0036
23.1918 | 1509.0893 |  | 1924.5415
23.2566 | 1500.0793 |  | 1913.0511
23.3214 | 1488.2381 |  | 1897.9501
23.3862 | 1475.4775 |  | 1881.6764
23.451 | 1467.5413 |  | 1871.5554
23.5158 | 1461.6915 |  | 1864.0951
23.5805 | 1464.9231 |  | 1868.2164
23.6453 | 1467.2454 |  | 1871.1781
23.7101 | 1458.0824 |  | 1859.4924
23.7749 | 1449.2139 |  | 1848.1825
23.8397 | 1432.0063 |  | 1826.2377
23.9045 | 1427.3604 |  | 1820.3127
23.9692 | 1414.4697 |  | 1803.8732
24.034 | 1410.5902 |  | 1798.9257
24.0988 | 1405.035 |  | 1791.8411
24.1636 | 1391.7196 |  | 1774.86
24.2284 | 1376.9312 |  | 1756.0004
24.2931 | 1374.1 |  | 1752.3898
24.3579 | 1385.8825 |  | 1767.416
24.4227 | 1398.077 |  | 1782.9675
24.4875 | 1396.3783 |  | 1780.8012
24.5523 | 1381.7786 |  | 1762.1823
24.617 | 1362.9208 |  | 1738.1328
24.6818 | 1355.4194 |  | 1728.5664
24.7466 | 1346.0792 |  | 1716.6547
24.8114 | 1350.8551 |  | 1722.7456
24.8762 | 1328.9544 |  | 1694.8156
24.941 | 1316.3239 |  | 1678.7078
25.0057 | 1298.587 |  | 1656.088
25.0705 | 1297.3015 |  | 1654.4486
25.1353 | 1294.6591 |  | 1651.0787
25.2001 | 1285.6605 |  | 1639.6029
25.2649 | 1282.5361 |  | 1635.6182
25.3297 | 1276.7449 |  | 1628.2328
25.3944 | 1265.8476 |  | 1614.3354
25.4592 | 1258.17 |  | 1604.5443
25.524 | 1255.552 |  | 1601.2054
25.5888 | 1257.7219 |  | 1603.9727
25.6535 | 1251.6247 |  | 1596.197
25.7183 | 1235.951 |  | 1576.2083
25.7831 | 1226.127 |  | 1563.6797
25.8479 | 1227.3772 |  | 1565.2741
25.9127 | 1231.1038 |  | 1570.0267
25.9775 | 1227.212 |  | 1565.0635
26.0422 | 1213.8735 |  | 1548.0529
26.107 | 1201.4904 |  | 1532.2606
26.1718 | 1196.0063 |  | 1525.2668
26.2366 | 1186.8545 |  | 1513.5955
26.3014 | 1178.0093 |  | 1502.3152
26.3662 | 1163.0198 |  | 1483.1991
26.4309 | 1154.4695 |  | 1472.295
26.4957 | 1143.5958 |  | 1458.4277
26.5605 | 1144.0321 |  | 1458.9841
26.6253 | 1136.7792 |  | 1449.7345
26.6901 | 1140.1993 |  | 1454.0962
26.7548 | 1136.2484 |  | 1449.0576
26.8196 | 1136.3075 |  | 1449.1329
26.8844 | 1127.533 |  | 1437.9429
26.9492 | 1120.5867 |  | 1429.0843
27.014 | 1110.2318 |  | 1415.8786
27.0787 | 1097.8369 |  | 1400.0714
27.1435 | 1094.0277 |  | 1395.2135
27.2083 | 1094.0748 |  | 1395.2736
27.2731 | 1096.1269 |  | 1397.8906
27.3379 | 1079.7692 |  | 1377.0297
27.4027 | 1072.3157 |  | 1367.5242
27.4674 | 1062.1261 |  | 1354.5294
27.5322 | 1055.3095 |  | 1345.8362
27.597 | 1036.6402 |  | 1322.0273
27.6618 | 1032.7012 |  | 1317.0039
27.7266 | 1039.8363 |  | 1326.1032
27.7914 | 1043.2682 |  | 1330.48
27.8561 | 1036.428 |  | 1321.7567
27.9209 | 1022.7475 |  | 1304.3099
27.9857 | 1019.6929 |  | 1300.4144
28.0505 | 1015.4354 |  | 1294.9848
28.1153 | 1003.7245 |  | 1280.0498
28.18 | 996.0822 |  | 1270.3037
28.2448 | 991.9546 |  | 1265.0397
28.3096 | 996.6366 |  | 1271.0107
28.3744 | 991.7068 |  | 1264.7237
28.4392 | 977.6017 |  | 1246.7355
28.5039 | 972.8491 |  | 1240.6744
28.5687 | 962.0697 |  | 1226.9275
28.6335 | 961.4329 |  | 1226.1153
28.6983 | 953.4251 |  | 1215.9031
28.7631 | 951.0663 |  | 1212.8949
28.8279 | 943.4241 |  | 1203.1487
28.8926 | 936.5603 |  | 1194.3953
28.9574 | 924.5898 |  | 1179.1294
29.0222 | 915.6739 |  | 1167.759
29.087 | 901.5335 |  | 1149.7257
29.1518 | 907.8548 |  | 1157.7873
29.2166 | 904.1044 |  | 1153.0044
29.2813 | 905.4843 |  | 1154.7641
29.3461 | 896.0495 |  | 1142.7319
29.4109 | 891.3203 |  | 1136.7008
29.4757 | 883.9611 |  | 1127.3155
29.5405 | 885.0697 |  | 1128.7294
29.6052 | 882.9821 |  | 1126.0671
29.67 | 883.1945 |  | 1126.3379
29.7348 | 876.3661 |  | 1117.6297
29.7996 | 874.4438 |  | 1115.1781
29.8644 | 865.6576 |  | 1103.9731
29.9291 | 847.814 |  | 1081.2171
29.9939 | 834.393 |  | 1064.1013
30.0587 | 830.843 |  | 1059.5741
30.1235 | 829.357 |  | 1057.679
30.1883 | 827.7884 |  | 1055.6786
30.2531 | 815.759 |  | 1040.3375
30.3178 | 807.2913 |  | 1029.5386
30.3826 | 803.2343 |  | 1024.3647
30.4474 | 802.2791 |  | 1023.1466
30.5122 | 810.334 |  | 1033.419
30.577 | 799.26 |  | 1019.2962
30.6417 | 789.8133 |  | 1007.2489
30.7065 | 777.6777 |  | 991.7724
30.7713 | 779.0458 |  | 993.5171
30.8361 | 783.6924 |  | 999.4429
30.9009 | 781.8173 |  | 997.0516
30.9657 | 779.4938 |  | 994.0885
31.0304 | 771.6041 |  | 984.0267
31.0952 | 762.0277 |  | 971.8139
31.16 | 753.0764 |  | 960.3983
31.2248 | 743.158 |  | 947.7494
31.2896 | 733.3694 |  | 935.266
31.3544 | 721.7882 |  | 920.4965
31.4191 | 713.0373 |  | 909.3365
31.4839 | 711.7754 |  | 907.7272
31.5487 | 710.7257 |  | 906.3885
31.6135 | 713.9572 |  | 910.5096
31.6782 | 711.7991 |  | 907.7574
31.743 | 705.8668 |  | 900.192
31.8078 | 699.6752 |  | 892.2958
31.8726 | 694.5804 |  | 885.7984
31.9374 | 693.4601 |  | 884.3696
32.0022 | 688.9432 |  | 878.6093
32.0669 | 684.4381 |  | 872.8639
32.1317 | 675.6282 |  | 861.6286
32.1965 | 663.9527 |  | 846.7389
32.2613 | 664.2829 |  | 847.1599
32.3261 | 660.8982 |  | 842.8435
32.3909 | 661.8651 |  | 844.0766
32.4556 | 651.7228 |  | 831.1421
32.5204 | 649.1517 |  | 827.8631
32.5852 | 641.8987 |  | 818.6134
32.65 | 633.5961 |  | 808.0251
32.7148 | 628.2181 |  | 801.1666
32.7795 | 630.5062 |  | 804.0845
32.8443 | 634.9995 |  | 809.8149
32.9091 | 635.1174 |  | 809.9652
32.9739 | 625.7887 |  | 798.0683
33.0387 | 615.3043 |  | 784.6976
33.1035 | 600.751 |  | 766.1377
33.1682 | 590.1958 |  | 752.6767
33.233 | 582.4711 |  | 742.8254
33.2978 | 585.844 |  | 747.1269
33.3626 | 590.6793 |  | 753.2933
33.4274 | 589.736 |  | 752.0903
33.4921 | 582.9075 |  | 743.3819
33.5569 | 576.244 |  | 734.884
33.6217 | 573.3311 |  | 731.1692
33.6865 | 574.6048 |  | 732.7935
33.7513 | 564.5684 |  | 719.9941
33.816 | 555.7705 |  | 708.7741
33.8808 | 547.9986 |  | 698.8626
33.9456 | 549.9208 |  | 701.314
34.0104 | 554.7799 |  | 707.5108
34.0752 | 548.2108 |  | 699.1332
34.14 | 541.5711 |  | 690.6656
34.2047 | 531.8769 |  | 678.3026
34.2695 | 526.4517 |  | 671.3839
34.3343 | 520.0833 |  | 663.2622
34.3991 | 510.731 |  | 651.3352
34.4639 | 507.4287 |  | 647.1239
34.5286 | 503.3247 |  | 641.89
34.5934 | 503.9497 |  | 642.6871
34.6582 | 500.5768 |  | 638.3856
34.723 | 497.31 |  | 634.2194
34.7878 | 491.5075 |  | 626.8195
34.8526 | 487.25 |  | 621.39
34.9173 | 485.7758 |  | 619.5099
34.9821 | 481.8604 |  | 614.5165
35.0469 | 476.2938 |  | 607.4175
35.1117 | 471.7534 |  | 601.6271
35.1765 | 461.4576 |  | 588.4969
35.2413 | 457.5421 |  | 583.5034
35.306 | 452.3411 |  | 576.8706
35.3708 | 457.4006 |  | 583.323
35.4356 | 462.861 |  | 590.2866
35.5004 | 462.519 |  | 589.8505
35.5652 | 462.9436 |  | 590.392
35.6299 | 458.7215 |  | 585.0075
35.6947 | 461.8467 |  | 588.9931
35.7595 | 459.8183 |  | 586.4063
35.8243 | 453.5677 |  | 578.4349
35.8891 | 442.5762 |  | 564.4174
35.9539 | 434.2853 |  | 553.8441
36.0186 | 427.3861 |  | 545.0454
36.0834 | 423.3172 |  | 539.8564
36.1482 | 424.6971 |  | 541.6162
36.213 | 420.8406 |  | 536.698
36.2778 | 420.6637 |  | 536.4724
36.3425 | 414.7551 |  | 528.9372
36.4073 | 418.4347 |  | 533.6298
36.4721 | 411.2525 |  | 524.4703
36.5369 | 409.6957 |  | 522.485
36.6017 | 406.3581 |  | 518.2285
36.6664 | 409.849 |  | 522.6805
36.7312 | 400.4142 |  | 510.6483
36.796 | 264.0455 |  | 336.7372
36.8608 | 128.184 |  | 163.473
36.9256 | 0 |  | 0
36.9903 | 0 |  | 0
37.0551 | 0 |  | 0
37.1199 | 0 |  | 0
37.1847 | 0 |  | 0
37.2495 | 0 |  | 0
37.3143 | 0 |  | 0
37.379 | 0 |  | 0
37.4438 | 0 |  | 0
37.5086 | 0 |  | 0
37.5734 | 0 |  | 0
37.6382 | 0 |  | 0
37.703 | 0 |  | 0
37.7677 | 0 |  | 0
37.8325 | 0 |  | 0
37.8973 | 0 |  | 0
37.9621 | 0 |  | 0
38.0269 | 0 |  | 0
38.0916 | 0 |  | 0
38.1564 | 0 |  | 0
38.2212 | 0 |  | 0
38.286 | 0 |  | 0
38.3508 | 0 |  | 0
38.4156 | 0 |  | 0
38.4803 | 0 |  | 0
38.5451 | 0 |  | 0
38.6099 | 0 |  | 0
38.6747 | 0 |  | 0
38.7395 | 0 |  | 0
38.8042 | 0 |  | 0
38.869 | 0 |  | 0
38.9338 | 0 |  | 0
38.9986 | 0 |  | 0
39.0634 | 0 |  | 0
39.1281 | 0 |  | 0
39.1929 | 0 |  | 0
39.2577 | 0 |  | 0
39.3225 | 0 |  | 0
39.3873 | 0 |  | 0
39.4521 | 0 |  | 0
39.5168 | 0 |  | 0
39.5816 | 0 |  | 0
39.6464 | 0 |  | 0
39.7112 | 0 |  | 0
39.776 | 0 |  | 0
39.8407 | 0 |  | 0
39.9055 | 0 |  | 0
39.9703 | 0 |  | 0
40.0351 | 0 |  | 0
40.0999 | 0 |  | 0
40.1647 | 0 |  | 0
40.2294 | 0 |  | 0
40.2942 | 0 |  | 0
40.359 | 0 |  | 0
40.4238 | 0 |  | 0
40.4886 | 0 |  | 0
40.5533 | 0 |  | 0
40.6181 | 0 |  | 0
40.6829 | 0 |  | 0
40.7477 | 0 |  | 0
40.8125 | 0 |  | 0
40.8772 | 0 |  | 0
40.942 | 0 |  | 0
41.0068 | 0 |  | 0
41.0716 | 0 |  | 0
41.1364 | 0 |  | 0
41.2012 | 0 |  | 0
41.2659 | 0 |  | 0
41.3307 | 0 |  | 0
41.3955 | 0 |  | 0
41.4603 | 0 |  | 0
41.5251 | 0 |  | 0
41.5899 | 0 |  | 0
41.6546 | 0 |  | 0
41.7194 | 0 |  | 0
41.7842 | 0 |  | 0
41.849 | 0 |  | 0
41.9138 | 0 |  | 0
41.9785 | 0 |  | 0
42.0433 | 0 |  | 0
42.1081 | 0 |  | 0
42.1729 | 0 |  | 0
42.2377 | 0 |  | 0
42.3025 | 0 |  | 0
42.3672 | 0 |  | 0
42.432 | 0 |  | 0
42.4968 | 0 |  | 0
42.5616 | 0 |  | 0
42.6264 | 0 |  | 0
42.6911 | 0 |  | 0
42.7559 | 0 |  | 0
42.8207 | 0 |  | 0
42.8855 | 0 |  | 0
42.9503 | 0 |  | 0
43.0151 | 0 |  | 0
43.0798 | 0 |  | 0
43.1446 | 0 |  | 0
43.2094 | 0 |  | 0
43.2742 | 0 |  | 0
43.339 | 0 |  | 0
43.4037 | 0 |  | 0
43.4685 | 0 |  | 0
43.5333 | 0 |  | 0
43.5981 | 0 |  | 0
43.6629 | 0 |  | 0
43.7276 | 0 |  | 0
43.7924 | 0 |  | 0
43.8572 | 0 |  | 0
43.922 | 0 |  | 0
43.9868 | 0 |  | 0
44.0516 | 0 |  | 0
44.1163 | 0 |  | 0
44.1811 | 0 |  | 0
44.2459 | 0 |  | 0
44.3107 | 0 |  | 0
44.3755 | 0 |  | 0
44.4402 | 0 |  | 0
44.505 | 0 |  | 0
44.5698 | 0 |  | 0
44.6346 | 0 |  | 0
44.6994 | 0 |  | 0
44.7642 | 0 |  | 0
44.8289 | 0 |  | 0
44.8937 | 0 |  | 0
44.9585 | 0 |  | 0
45.0233 | 0 |  | 0
45.0881 | 0 |  | 0

## Extra Wide
Desire
D22 Studio HD | 2016-01-19
Diffusion | Beam Angle | Field Angle
Extra Wide | 72.6 | 105 | approximate
[5 empty] | Power Consump (Watts) | Efficacy (lm/W)
Mode | Accessory Lens | Max Candela | Field Lumens | Beam Lumens
Boost Full | Extra Wide | 2051.5394 | 2138.3353 | 1198.0464 | 53.4 | 40.0437
Regulated Full | Extra Wide | 1989.468 | 2073.6378 | 1161.7983 | 51.4 | 40.3431
Regulated 3200K | Extra Wide | 1669.5615 | 1740.1968 | 974.9811 | 41.9 | 41.5321
Regulated 5600K | Extra Wide | 1752.9203 | 1827.0823 | 1023.6605 | 45.8 | 39.8926
| For Field diameter at any distance, multiply distance by |  |  |  | 2.6065
| For Beam diameter at any distance, multiply distance by |  |  |  | 1.4691
Dist for 1.0 fc
Regulated mode | Throw Distance (ft) | 10 | 15 | 20 | 25 | 44.6035
| Throw Distance (m) | 3.048 | 4.572 | 6.096 | 7.62 | 13.5951
| Field Diameter (ft) | 26.0645 | 39.0968 | 52.129 | 65.1613 | 116.2567
| Field Diameter (m) | 7.9445 | 11.9167 | 15.8889 | 19.8612 | 35.435
| Illuminance (fc) | 19.8947 | 8.8421 | 4.9737 | 3.1831 | 1
| Illuminance (lux) | 214.1443 | 95.1753 | 53.5361 | 34.2631 | 10.8
Test Distance (in) | Iso-Illuminance Diagram grid lines
1.57 | 0.325 | 0.65 | 0.975 | 1.3 | 1.625
| 0.20701 | 0.41401 | 0.62102 | 0.82803 | 1.035
Regulated mode
Measurement: Full Regulated Warm - EWR - Subframed - Make Intensity
Degrees | (Cd)
-43.8786 | 418.2828 |  | 533.4361
-43.814 | 418.8321 |  | 534.1366
-43.7493 | 419.9651 |  | 535.5815
-43.6847 | 424.4692 |  | 541.3256
-43.6201 | 428.4554 |  | 546.4092
-43.5555 | 432.1928 |  | 551.1755
-43.4909 | 433.7402 |  | 553.1489
-43.4262 | 439.0942 |  | 559.9768
-43.3616 | 446.0993 |  | 568.9104
-43.297 | 451.17 |  | 575.3771
-43.2324 | 453.1527 |  | 577.9057
-43.1677 | 457.8642 |  | 583.9142
-43.1031 | 461.0973 |  | 588.0374
-43.0385 | 464.6965 |  | 592.6274
-42.9739 | 465.0489 |  | 593.0768
-42.9093 | 467.5704 |  | 596.2925
-42.8446 | 469.1662 |  | 598.3276
-42.78 | 470.3268 |  | 599.8078
-42.7154 | 475.1143 |  | 605.9133
-42.6508 | 479.4596 |  | 611.4549
-42.5862 | 486.3887 |  | 620.2915
-42.5215 | 487.3213 |  | 621.4809
-42.4569 | 491.3628 |  | 626.6349
-42.3923 | 495.4317 |  | 631.8241
-42.3277 | 499.3626 |  | 636.8371
-42.263 | 503.777 |  | 642.4669
-42.1984 | 507.3141 |  | 646.9777
-42.1338 | 512.2605 |  | 653.2858
-42.0692 | 518.326 |  | 661.0212
-42.0046 | 519.8252 |  | 662.933
-41.9399 | 525.3241 |  | 669.9459
-41.8753 | 526.4157 |  | 671.3379
-41.8107 | 531.1686 |  | 677.3993
-41.7461 | 533.552 |  | 680.4388
-41.6814 | 537.704 |  | 685.7339
-41.6168 | 539.7073 |  | 688.2888
-41.5522 | 541.7038 |  | 690.8349
-41.4876 | 543.9075 |  | 693.6453
-41.423 | 552.1147 |  | 704.1119
-41.3583 | 558.7467 |  | 712.5696
-41.2937 | 562.7673 |  | 717.6972
-41.2291 | 562.7604 |  | 717.6884
-41.1645 | 563.4996 |  | 718.631
-41.0998 | 567.4444 |  | 723.6618
-41.0352 | 572.5357 |  | 730.1548
-40.9706 | 576.7913 |  | 735.5819
-40.906 | 581.116 |  | 741.0972
-40.8413 | 586.0001 |  | 747.3259
-40.7767 | 591.8169 |  | 754.744
-40.7121 | 598.5456 |  | 763.3252
-40.6475 | 602.6216 |  | 768.5233
-40.5829 | 604.4039 |  | 770.7964
-40.5182 | 603.2918 |  | 769.378
-40.4536 | 606.2692 |  | 773.1751
-40.389 | 611.9064 |  | 780.3642
-40.3244 | 619.3398 |  | 789.844
-40.2597 | 622.262 |  | 793.5707
-40.1951 | 623.1048 |  | 794.6456
-40.1305 | 625.8958 |  | 798.2049
-40.0659 | 630.8214 |  | 804.4865
-40.0013 | 639.1115 |  | 815.0589
-39.9366 | 643.4154 |  | 820.5476
-39.872 | 647.9611 |  | 826.3447
-39.8074 | 652.1475 |  | 831.6837
-39.7428 | 656.7346 |  | 837.5336
-39.6781 | 660.9417 |  | 842.8989
-39.6135 | 663.2768 |  | 845.8769
-39.5489 | 666.1507 |  | 849.5419
-39.4843 | 670.0193 |  | 854.4756
-39.4196 | 673.6393 |  | 859.0923
-39.355 | 678.5926 |  | 865.4092
-39.2904 | 682.3577 |  | 870.2108
-39.2258 | 688.893 |  | 878.5452
-39.1612 | 695.9395 |  | 887.5316
-39.0965 | 701.7632 |  | 894.9586
-39.0319 | 703.1794 |  | 896.7647
-38.9673 | 703.8288 |  | 897.5928
-38.9027 | 704.9272 |  | 898.9936
-38.8381 | 712.8442 |  | 909.0903
-38.7734 | 720.388 |  | 918.7108
-38.7088 | 726.3707 |  | 926.3406
-38.6442 | 727.9804 |  | 928.3934
-38.5796 | 730.1427 |  | 931.1509
-38.5149 | 735.2409 |  | 937.6528
-38.4503 | 738.5294 |  | 941.8466
-38.3857 | 742.7573 |  | 947.2384
-38.3211 | 745.9075 |  | 951.2559
-38.2565 | 750.2666 |  | 956.815
-38.1918 | 754.0111 |  | 961.5903
-38.1272 | 758.9781 |  | 967.9248
-38.0626 | 763.3234 |  | 973.4664
-37.998 | 766.0315 |  | 976.92
-37.9333 | 768.9123 |  | 980.5938
-37.8687 | 773.8171 |  | 986.8489
-37.8041 | 778.6393 |  | 992.9986
-37.7395 | 784.2003 |  | 1000.0907
-37.6748 | 789.8239 |  | 1007.2624
-37.6102 | 794.8255 |  | 1013.641
-37.5456 | 797.9825 |  | 1017.6671
-37.481 | 799.7925 |  | 1019.9754
-37.4164 | 803.5507 |  | 1024.7682
-37.3517 | 808.4486 |  | 1031.0145
-37.2871 | 813.4987 |  | 1037.4549
-37.2225 | 818.5763 |  | 1043.9304
-37.1579 | 824.7386 |  | 1051.7891
-37.0932 | 829.0493 |  | 1057.2866
-37.0286 | 831.0666 |  | 1059.8592
-36.964 | 833.906 |  | 1063.4804
-36.8994 | 839.0803 |  | 1070.0791
-36.8348 | 845.6916 |  | 1078.5105
-36.7701 | 851.4877 |  | 1085.9023
-36.7055 | 857.5463 |  | 1093.6288
-36.6409 | 864.9106 |  | 1103.0205
-36.5763 | 868.9934 |  | 1108.2272
-36.5117 | 870.1678 |  | 1109.725
-36.447 | 873.0486 |  | 1113.3988
-36.3824 | 876.2679 |  | 1117.5045
-36.3178 | 880.6755 |  | 1123.1255
-36.2531 | 884.323 |  | 1127.7771
-36.1885 | 889.6355 |  | 1134.5522
-36.1239 | 894.4714 |  | 1140.7194
-36.0593 | 897.0896 |  | 1144.0584
-35.9947 | 901.6078 |  | 1149.8204
-35.9301 | 907.1688 |  | 1156.9124
-35.8654 | 911.0997 |  | 1161.9254
-35.8008 | 913.4831 |  | 1164.965
-35.7362 | 917.7457 |  | 1170.4011
-35.6716 | 924.5917 |  | 1179.1318
-35.6069 | 930.7264 |  | 1186.9554
-35.5423 | 935.5899 |  | 1193.1578
-35.4777 | 937.9594 |  | 1196.1797
-35.4131 | 940.1355 |  | 1198.9548
-35.3484 | 943.0647 |  | 1202.6904
-35.2838 | 947.3686 |  | 1208.1792
-35.2192 | 952.8952 |  | 1215.2273
-35.1546 | 957.5238 |  | 1221.1301
-35.09 | 963.0159 |  | 1228.1342
-35.0253 | 967.2024 |  | 1233.4733
-34.9607 | 970.2559 |  | 1237.3673
-34.8961 | 974.8637 |  | 1243.2436
-34.8315 | 979.3196 |  | 1248.9263
-34.7668 | 983.4232 |  | 1254.1597
-34.7022 | 986.7391 |  | 1258.3884
-34.6376 | 991.6372 |  | 1264.6349
-34.573 | 999.1465 |  | 1274.2116
-34.5084 | 1009.7716 |  | 1287.7617
-34.4437 | 1016.8458 |  | 1296.7834
-34.3791 | 1021.9234 |  | 1303.2589
-34.3145 | 1021.046 |  | 1302.14
-34.2499 | 1019.8992 |  | 1300.6775
-34.1852 | 1020.8664 |  | 1301.911
-34.1206 | 1024.7696 |  | 1306.8887
-34.056 | 1031.146 |  | 1315.0205
-33.9914 | 1036.7486 |  | 1322.1655
-33.9267 | 1042.1442 |  | 1329.0465
-33.8621 | 1048.5343 |  | 1337.1958
-33.7975 | 1052.1197 |  | 1341.7682
-33.7329 | 1056.1888 |  | 1346.9576
-33.6683 | 1061.75 |  | 1354.0498
-33.6036 | 1070.0539 |  | 1364.6397
-33.539 | 1075.3525 |  | 1371.397
-33.4744 | 1077.3835 |  | 1373.9872
-33.4098 | 1080.0985 |  | 1377.4496
-33.3451 | 1084.2712 |  | 1382.771
-33.2805 | 1090.6269 |  | 1390.8764
-33.2159 | 1097.8461 |  | 1400.0831
-33.1513 | 1103.0825 |  | 1406.7611
-33.0867 | 1105.238 |  | 1409.51
-33.022 | 1108.2638 |  | 1413.3688
-32.9574 | 1115.4831 |  | 1422.5756
-32.8928 | 1121.0166 |  | 1429.6325
-32.8282 | 1123.8145 |  | 1433.2006
-32.7636 | 1124.388 |  | 1433.932
-32.6989 | 1127.2618 |  | 1437.5969
-32.6343 | 1129.9836 |  | 1441.0681
-32.5697 | 1135.759 |  | 1448.4334
-32.5051 | 1144.9332 |  | 1460.1333
-32.4404 | 1153.0369 |  | 1470.4679
-32.3758 | 1159.1921 |  | 1478.3177
-32.3112 | 1162.211 |  | 1482.1677
-32.2466 | 1164.4493 |  | 1485.0221
-32.182 | 1166.7361 |  | 1487.9386
-32.1173 | 1171.0676 |  | 1493.4625
-32.0527 | 1178.2868 |  | 1502.6691
-31.9881 | 1184.8982 |  | 1511.1007
-31.9235 | 1187.8409 |  | 1514.8536
-31.8588 | 1190.7563 |  | 1518.5715
-31.7942 | 1193.9342 |  | 1522.6243
-31.7296 | 1198.9772 |  | 1529.0557
-31.665 | 1202.9979 |  | 1534.1832
-31.6003 | 1206.3278 |  | 1538.4299
-31.5357 | 1208.9391 |  | 1541.7601
-31.4711 | 1214.0444 |  | 1548.2708
-31.4065 | 1219.2325 |  | 1554.8872
-31.3419 | 1224.8007 |  | 1561.9883
-31.2772 | 1228.7867 |  | 1567.0717
-31.2126 | 1233.7331 |  | 1573.3799
-31.148 | 1237.2426 |  | 1577.8555
-31.0834 | 1241.4775 |  | 1583.2563
-31.0187 | 1243.5776 |  | 1585.9344
-30.9541 | 1246.562 |  | 1589.7405
-30.8895 | 1248.2613 |  | 1591.9077
-30.8249 | 1252.0818 |  | 1596.7799
-30.7602 | 1257.5324 |  | 1603.7311
-30.6956 | 1263.4597 |  | 1611.2902
-30.631 | 1268.862 |  | 1618.1797
-30.5664 | 1273.9396 |  | 1624.6552
-30.5018 | 1278.237 |  | 1630.1357
-30.4371 | 1281.4355 |  | 1634.2147
-30.3725 | 1283.8675 |  | 1637.3162
-30.3079 | 1289.753 |  | 1644.822
-30.2433 | 1297.2964 |  | 1654.4421
-30.1787 | 1304.8615 |  | 1664.0898
-30.114 | 1307.4452 |  | 1667.3849
-30.0494 | 1306.0424 |  | 1665.5958
-29.9848 | 1309.3798 |  | 1669.8521
-29.9202 | 1316.834 |  | 1679.3584
-29.8555 | 1327.2098 |  | 1692.5907
-29.7909 | 1331.8596 |  | 1698.5205
-29.7263 | 1332.2944 |  | 1699.0751
-29.6617 | 1337.124 |  | 1705.2342
-29.597 | 1341.6551 |  | 1711.0128
-29.5324 | 1347.7064 |  | 1718.73
-29.4678 | 1350.609 |  | 1722.4317
-29.4032 | 1356.4805 |  | 1729.9196
-29.3386 | 1363.223 |  | 1738.5183
-29.2739 | 1369.4273 |  | 1746.4307
-29.2093 | 1375.3192 |  | 1753.9446
-29.1447 | 1380.3414 |  | 1760.3493
-29.0801 | 1382.1306 |  | 1762.6312
-29.0155 | 1381.91 |  | 1762.3498
-28.9508 | 1383.3536 |  | 1764.1909
-28.8862 | 1386.9398 |  | 1768.7643
-28.8216 | 1390.781 |  | 1773.663
-28.757 | 1393.945 |  | 1777.698
-28.6923 | 1401.1083 |  | 1786.8335
-28.6277 | 1406.7452 |  | 1794.0221
-28.5631 | 1409.737 |  | 1797.8376
-28.4985 | 1409.5024 |  | 1797.5384
-28.4338 | 1414.7183 |  | 1804.1903
-28.3692 | 1419.5186 |  | 1810.312
-28.3046 | 1423.9745 |  | 1815.9946
-28.24 | 1426.0341 |  | 1818.6213
-28.1754 | 1430.6826 |  | 1824.5495
-28.1107 | 1436.9902 |  | 1832.5936
-28.0461 | 1442.627 |  | 1839.7822
-27.9815 | 1450.4127 |  | 1849.7113
-27.9169 | 1458.2813 |  | 1859.7462
-27.8523 | 1464.4308 |  | 1867.5886
-27.7876 | 1465.7227 |  | 1869.2362
-27.723 | 1462.6824 |  | 1865.3588
-27.6584 | 1461.5907 |  | 1863.9666
-27.5938 | 1464.9205 |  | 1868.2132
-27.5291 | 1468.8306 |  | 1873.1997
-27.4645 | 1471.0203 |  | 1875.9922
-27.3999 | 1471.8148 |  | 1877.0054
-27.3353 | 1475.8078 |  | 1882.0976
-27.2706 | 1482.0044 |  | 1890.0003
-27.206 | 1484.6724 |  | 1893.4027
-27.1414 | 1485.3623 |  | 1894.2826
-27.0768 | 1485.1073 |  | 1893.9573
-27.0122 | 1487.4283 |  | 1896.9173
-26.9475 | 1496.1322 |  | 1908.0174
-26.8829 | 1504.1602 |  | 1918.2555
-26.8183 | 1510.4118 |  | 1926.2281
-26.7537 | 1509.3341 |  | 1924.8538
-26.689 | 1509.6797 |  | 1925.2946
-26.6244 | 1514.9365 |  | 1931.9985
-26.5598 | 1522.2733 |  | 1941.3552
-26.4952 | 1527.4141 |  | 1947.9111
-26.4306 | 1526.3913 |  | 1946.6068
-26.3659 | 1527.5658 |  | 1948.1047
-26.3013 | 1532.111 |  | 1953.9011
-26.2367 | 1540.4157 |  | 1964.4922
-26.1721 | 1545.1471 |  | 1970.5261
-26.1074 | 1548.3456 |  | 1974.6051
-26.0428 | 1551.2749 |  | 1978.3409
-25.9782 | 1553.8446 |  | 1981.6181
-25.9136 | 1553.0846 |  | 1980.6488
-25.8489 | 1555.2615 |  | 1983.425
-25.7843 | 1560.1867 |  | 1989.7061
-25.7197 | 1568.3805 |  | 2000.1557
-25.6551 | 1571.9514 |  | 2004.7096
-25.5905 | 1575.0121 |  | 2008.6129
-25.5258 | 1577.4645 |  | 2011.7405
-25.4612 | 1581.7826 |  | 2017.2474
-25.3966 | 1588.2076 |  | 2025.4412
-25.332 | 1595.9372 |  | 2035.2987
-25.2674 | 1601.4848 |  | 2042.3735
-25.2027 | 1601.3049 |  | 2042.1442
-25.1381 | 1599.9034 |  | 2040.3568
-25.0735 | 1603.3773 |  | 2044.7871
-25.0089 | 1609.3878 |  | 2052.4522
-24.9442 | 1614.5413 |  | 2059.0245
-24.8796 | 1616.6557 |  | 2061.721
-24.815 | 1618.5827 |  | 2064.1785
-24.7504 | 1621.6779 |  | 2068.1258
-24.6857 | 1624.5588 |  | 2071.7998
-24.6211 | 1626.4857 |  | 2074.2573
-24.5565 | 1627.5366 |  | 2075.5974
-24.4919 | 1628.4063 |  | 2076.7066
-24.4273 | 1630.3065 |  | 2079.1299
-24.3626 | 1633.167 |  | 2082.7779
-24.298 | 1638.6381 |  | 2089.7551
-24.2334 | 1644.7174 |  | 2097.5081
-24.1688 | 1648.4477 |  | 2102.2653
-24.1042 | 1650.6935 |  | 2105.1294
-24.0395 | 1651.5913 |  | 2106.2744
-23.9749 | 1654.2095 |  | 2109.6134
-23.9103 | 1657.2766 |  | 2113.5248
-23.8457 | 1661.4774 |  | 2118.8822
-23.781 | 1667.4522 |  | 2126.5018
-23.7164 | 1672.9105 |  | 2133.4627
-23.6518 | 1673.3658 |  | 2134.0434
-23.5872 | 1673.4219 |  | 2134.1149
-23.5225 | 1674.7342 |  | 2135.7885
-23.4579 | 1682.071 |  | 2145.1451
-23.3933 | 1686.0563 |  | 2150.2276
-23.3287 | 1687.5012 |  | 2152.0703
-23.2641 | 1687.6453 |  | 2152.2541
-23.1994 | 1690.1194 |  | 2155.4092
-23.1348 | 1693.4836 |  | 2159.6997
-23.0702 | 1696.7101 |  | 2163.8144
-23.0056 | 1700.2465 |  | 2168.3244
-22.941 | 1706.0772 |  | 2175.7603
-22.8763 | 1709.6136 |  | 2180.2702
-22.8117 | 1711.0241 |  | 2182.069
-22.7471 | 1712.1362 |  | 2183.4872
-22.6825 | 1713.4344 |  | 2185.1429
-22.6178 | 1717.0677 |  | 2189.7765
-22.5532 | 1720.7024 |  | 2194.4117
-22.4886 | 1725.7385 |  | 2200.8343
-22.424 | 1729.0683 |  | 2205.0808
-22.3593 | 1729.1028 |  | 2205.1247
-22.2947 | 1730.0835 |  | 2206.3754
-22.2301 | 1732.592 |  | 2209.5745
-22.1655 | 1736.7086 |  | 2214.8245
-22.1009 | 1741.4897 |  | 2220.9219
-22.0362 | 1746.6356 |  | 2227.4844
-21.9716 | 1751.293 |  | 2233.4239
-21.907 | 1753.7441 |  | 2236.5498
-21.8424 | 1751.4511 |  | 2233.6256
-21.7777 | 1748.75 |  | 2230.1809
-21.7131 | 1746.7185 |  | 2227.5901
-21.6485 | 1747.4097 |  | 2228.4716
-21.5839 | 1749.213 |  | 2230.7713
-21.5192 | 1752.1768 |  | 2234.551
-21.4546 | 1756.8329 |  | 2240.489
-21.39 | 1759.6373 |  | 2244.0654
-21.3254 | 1759.2508 |  | 2243.5726
-21.2608 | 1756.6875 |  | 2240.3036
-21.1961 | 1755.2094 |  | 2238.4186
-21.1315 | 1757.241 |  | 2241.0094
-21.0669 | 1761.827 |  | 2246.8579
-21.0023 | 1766.4767 |  | 2252.7877
-20.9377 | 1770.2835 |  | 2257.6425
-20.873 | 1772.7078 |  | 2260.7343
-20.8084 | 1774.228 |  | 2262.6729
-20.7438 | 1777.1152 |  | 2266.3551
-20.6792 | 1781.7854 |  | 2272.3109
-20.6145 | 1787.4158 |  | 2279.4914
-20.5499 | 1790.3452 |  | 2283.2272
-20.4853 | 1791.4713 |  | 2284.6633
-20.4207 | 1792.8257 |  | 2286.3906
-20.356 | 1797.3504 |  | 2292.161
-20.2914 | 1802.3726 |  | 2298.5657
-20.2268 | 1804.9971 |  | 2301.9128
-20.1622 | 1802.912 |  | 2299.2537
-20.0976 | 1803.1951 |  | 2299.6148
-20.0329 | 1803.278 |  | 2299.7205
-19.9683 | 1803.5191 |  | 2300.0279
-19.9037 | 1805.923 |  | 2303.0936
-19.8391 | 1807.9826 |  | 2305.7202
-19.7745 | 1809.93 |  | 2308.2037
-19.7098 | 1809.5232 |  | 2307.6849
-19.6452 | 1809.1495 |  | 2307.2084
-19.5806 | 1810.2896 |  | 2308.6624
-19.516 | 1811.5879 |  | 2310.318
-19.4513 | 1811.7269 |  | 2310.4953
-19.3867 | 1811.6988 |  | 2310.4595
-19.3221 | 1811.3048 |  | 2309.957
-19.2575 | 1818.6135 |  | 2319.2778
-19.1928 | 1826.9731 |  | 2329.9388
-19.1282 | 1829.9854 |  | 2333.7803
-19.0636 | 1828.0163 |  | 2331.2692
-18.999 | 1825.8674 |  | 2328.5287
-18.9344 | 1827.056 |  | 2330.0445
-18.8697 | 1828.0992 |  | 2331.3749
-18.8051 | 1829.5428 |  | 2333.216
-18.7405 | 1831.4571 |  | 2335.6572
-18.6759 | 1833.6263 |  | 2338.4237
-18.6112 | 1833.8954 |  | 2338.7668
-18.5466 | 1832.0169 |  | 2336.3712
-18.482 | 1830.0746 |  | 2333.8942
-18.4174 | 1832.9211 |  | 2337.5243
-18.3528 | 1840.8458 |  | 2347.6307
-18.2881 | 1850.9385 |  | 2360.5019
-18.2235 | 1858.3302 |  | 2369.9285
-18.1589 | 1863.2069 |  | 2376.1478
-18.0943 | 1868.7277 |  | 2383.1884
-18.0296 | 1871.3943 |  | 2386.5892
-17.965 | 1871.3382 |  | 2386.5177
-17.9004 | 1869.4521 |  | 2384.1122
-17.8358 | 1866.3646 |  | 2380.1747
-17.7711 | 1863.6086 |  | 2376.6601
-17.7065 | 1862.8613 |  | 2375.707
-17.6419 | 1865.6185 |  | 2379.2233
-17.5773 | 1868.9547 |  | 2383.4779
-17.5127 | 1868.1538 |  | 2382.4566
-17.448 | 1868.7277 |  | 2383.1884
-17.3834 | 1870.9518 |  | 2386.0249
-17.3188 | 1874.5443 |  | 2390.6064
-17.2542 | 1875.9803 |  | 2392.4377
-17.1896 | 1876.002 |  | 2392.4654
-17.1249 | 1875.9395 |  | 2392.3857
-17.0603 | 1873.4527 |  | 2389.2142
-16.9957 | 1870.897 |  | 2385.9549
-16.9311 | 1871.5117 |  | 2386.7388
-16.8664 | 1873.542 |  | 2389.3281
-16.8018 | 1877.6318 |  | 2394.5439
-16.7372 | 1884.9546 |  | 2403.8826
-16.6726 | 1890.0048 |  | 2410.3231
-16.6079 | 1891.1309 |  | 2411.7592
-16.5433 | 1886.9517 |  | 2406.4295
-16.4787 | 1885.0515 |  | 2404.0062
-16.4141 | 1885.957 |  | 2405.161
-16.3495 | 1889.8671 |  | 2410.1475
-16.2848 | 1895.1175 |  | 2416.8433
-16.2202 | 1898.5786 |  | 2421.2573
-16.1556 | 1895.8355 |  | 2417.759
-16.091 | 1894.0118 |  | 2415.4332
-16.0264 | 1894.8471 |  | 2416.4985
-15.9617 | 1899.6422 |  | 2422.6138
-15.8971 | 1902.6405 |  | 2426.4374
-15.8325 | 1903.2488 |  | 2427.2132
-15.7679 | 1902.606 |  | 2426.3935
-15.7032 | 1902.4186 |  | 2426.1544
-15.6386 | 1902.7578 |  | 2426.587
-15.574 | 1903.3789 |  | 2427.3791
-15.5094 | 1903.3317 |  | 2427.3189
-15.4448 | 1902.5295 |  | 2426.2959
-15.3801 | 1902.578 |  | 2426.3577
-15.3155 | 1905.2038 |  | 2429.7064
-15.2509 | 1909.6865 |  | 2435.4232
-15.1863 | 1910.7718 |  | 2436.8073
-15.1216 | 1909.045 |  | 2434.6051
-15.057 | 1905.4869 |  | 2430.0675
-14.9924 | 1904.3876 |  | 2428.6656
-14.9278 | 1905.6451 |  | 2430.2692
-14.8631 | 1908.9405 |  | 2434.4718
-14.7985 | 1911.6148 |  | 2437.8823
-14.7339 | 1914.2878 |  | 2441.2912
-14.6693 | 1917.624 |  | 2445.5459
-14.6047 | 1921.5965 |  | 2450.6121
-14.54 | 1924.3805 |  | 2454.1625
-14.4754 | 1923.8347 |  | 2453.4664
-14.4108 | 1921.4856 |  | 2450.4706
-14.3462 | 1918.6544 |  | 2446.86
-14.2815 | 1916.9481 |  | 2444.6839
-14.2169 | 1914.9025 |  | 2442.0751
-14.1523 | 1913.0992 |  | 2439.7754
-14.0877 | 1913.8733 |  | 2440.7626
-14.0231 | 1918.2323 |  | 2446.3216
-13.9584 | 1925.1202 |  | 2455.1058
-13.8938 | 1930.1563 |  | 2461.5284
-13.8292 | 1931.5375 |  | 2463.2898
-13.7646 | 1929.0022 |  | 2460.0565
-13.6999 | 1928.0904 |  | 2458.8936
-13.6353 | 1929.0711 |  | 2460.1443
-13.5707 | 1931.4202 |  | 2463.1401
-13.5061 | 1931.7033 |  | 2463.5012
-13.4415 | 1931.6204 |  | 2463.3955
-13.3768 | 1932.9263 |  | 2465.0609
-13.3122 | 1932.5399 |  | 2464.5681
-13.2476 | 1930.2456 |  | 2461.6422
-13.183 | 1926.9094 |  | 2457.3876
-13.1183 | 1923.1715 |  | 2452.6207
-13.0537 | 1919.2411 |  | 2447.6081
-12.9891 | 1918.1494 |  | 2446.2159
-12.9245 | 1921.7623 |  | 2450.8235
-12.8598 | 1929.182 |  | 2460.2858
-12.7952 | 1933.68 |  | 2466.0221
-12.7306 | 1935.8072 |  | 2468.7349
-12.666 | 1936.1184 |  | 2469.1318
-12.6014 | 1937.21 |  | 2470.524
-12.5367 | 1938.2456 |  | 2471.8446
-12.4721 | 1938.0938 |  | 2471.651
-12.4075 | 1937.196 |  | 2470.5061
-12.3429 | 1936.4015 |  | 2469.4928
-12.2782 | 1936.7611 |  | 2469.9515
-12.2136 | 1936.9193 |  | 2470.1531
-12.149 | 1936.6706 |  | 2469.836
-12.0844 | 1937.3541 |  | 2470.7077
-12.0198 | 1939.5655 |  | 2473.5279
-11.9551 | 1943.385 |  | 2478.3989
-11.8905 | 1946.6052 |  | 2482.5056
-11.8259 | 1949.0155 |  | 2485.5794
-11.7613 | 1950.4183 |  | 2487.3685
-11.6966 | 1950.2245 |  | 2487.1213
-11.632 | 1949.5065 |  | 2486.2056
-11.5674 | 1951.7242 |  | 2489.0339
-11.5028 | 1952.8503 |  | 2490.47
-11.4382 | 1950.3418 |  | 2487.2709
-11.3735 | 1946.9712 |  | 2482.9723
-11.3089 | 1946.4458 |  | 2482.3023
-11.2443 | 1948.8573 |  | 2485.3778
-11.1797 | 1947.012 |  | 2483.0244
-11.1151 | 1943.4475 |  | 2478.4786
-11.0504 | 1941.0716 |  | 2475.4487
-10.9858 | 1940.8982 |  | 2475.2275
-10.9212 | 1941.9286 |  | 2476.5416
-10.8566 | 1942.1493 |  | 2476.823
-10.7919 | 1943.3991 |  | 2478.4168
-10.7273 | 1946.8118 |  | 2482.769
-10.6627 | 1951.3646 |  | 2488.5753
-10.5981 | 1953.9279 |  | 2491.8443
-10.5335 | 1951.9729 |  | 2489.351
-10.4688 | 1948.6712 |  | 2485.1403
-10.4042 | 1945.803 |  | 2481.4826
-10.3396 | 1945.4714 |  | 2481.0597
-10.275 | 1947.7172 |  | 2483.9238
-10.2103 | 1952.367 |  | 2489.8536
-10.1457 | 1955.3308 |  | 2493.6333
-10.0811 | 1953.5823 |  | 2491.4035
-10.0165 | 1945.5199 |  | 2481.1215
-9.9518 | 1941.5065 |  | 2476.0033
-9.8872 | 1942.0179 |  | 2476.6554
-9.8226 | 1945.4855 |  | 2481.0776
-9.758 | 1945.1131 |  | 2480.6027
-9.6934 | 1942.2181 |  | 2476.9108
-9.6287 | 1941.9146 |  | 2476.5237
-9.5641 | 1943.5865 |  | 2478.6559
-9.4995 | 1946.3425 |  | 2482.1705
-9.4349 | 1948.2835 |  | 2484.6459
-9.3702 | 1949.8865 |  | 2486.6903
-9.3056 | 1951.4335 |  | 2488.6631
-9.241 | 1951.6821 |  | 2488.9802
-9.1764 | 1950.4604 |  | 2487.4221
-9.1118 | 1947.9595 |  | 2484.2328
-9.0471 | 1945.5416 |  | 2481.1492
-8.9825 | 1943.8556 |  | 2478.9991
-8.9179 | 1945.2712 |  | 2480.8044
-8.8533 | 1948.2146 |  | 2484.5581
-8.7886 | 1950.0319 |  | 2486.8757
-8.724 | 1951.2332 |  | 2488.4077
-8.6594 | 1953.3336 |  | 2491.0864
-8.5948 | 1955.0336 |  | 2493.2544
-8.5302 | 1954.6192 |  | 2492.7258
-8.4655 | 1952.7253 |  | 2490.3106
-8.4009 | 1950.9017 |  | 2487.9849
-8.3363 | 1948.5117 |  | 2484.937
-8.2717 | 1945.9076 |  | 2481.6159
-8.207 | 1945.9905 |  | 2481.7216
-8.1424 | 1948.3944 |  | 2484.7874
-8.0778 | 1950.2666 |  | 2487.1749
-8.0132 | 1949.9758 |  | 2486.8041
-7.9486 | 1946.6052 |  | 2482.5056
-7.8839 | 1942.9157 |  | 2477.8004
-7.8193 | 1940.6368 |  | 2474.8941
-7.7547 | 1942.5497 |  | 2477.3336
-7.6901 | 1948.2427 |  | 2484.5939
-7.6254 | 1956.6431 |  | 2495.3069
-7.5608 | 1956.2974 |  | 2494.8661
-7.4962 | 1950.6951 |  | 2487.7214
-7.4316 | 1945.4166 |  | 2480.9898
-7.367 | 1947.012 |  | 2483.0244
-7.3023 | 1951.1299 |  | 2488.276
-7.2377 | 1954.4113 |  | 2492.4607
-7.1731 | 1957.5345 |  | 2496.4437
-7.1085 | 1959.047 |  | 2498.3726
-7.0438 | 1954.6459 |  | 2492.76
-6.9792 | 1947.8282 |  | 2484.0653
-6.9146 | 1942.3699 |  | 2477.1043
-6.85 | 1942.9502 |  | 2477.8443
-6.7854 | 1948.8714 |  | 2485.3957
-6.7207 | 1956.0284 |  | 2494.523
-6.6561 | 1959.3926 |  | 2498.8134
-6.5915 | 1955.911 |  | 2494.3733
-6.5269 | 1950.4808 |  | 2487.4482
-6.4622 | 1945.7622 |  | 2481.4305
-6.3976 | 1943.4335 |  | 2478.4607
-6.333 | 1941.7756 |  | 2476.3464
-6.2684 | 1941.4517 |  | 2475.9333
-6.2037 | 1943.5304 |  | 2478.5843
-6.1391 | 1946.4113 |  | 2482.2584
-6.0745 | 1949.0231 |  | 2485.5892
-6.0099 | 1949.6927 |  | 2486.4431
-5.9453 | 1948.2554 |  | 2484.6101
-5.8806 | 1945.085 |  | 2480.5669
-5.816 | 1942.9298 |  | 2477.8183
-5.7514 | 1943.3991 |  | 2478.4168
-5.6868 | 1943.0471 |  | 2477.9679
-5.6221 | 1941.8445 |  | 2476.4343
-5.5575 | 1942.8749 |  | 2477.7484
-5.4929 | 1947.1025 |  | 2483.1399
-5.4283 | 1951.9653 |  | 2489.3413
-5.3637 | 1954.9431 |  | 2493.1389
-5.299 | 1956.8229 |  | 2495.5362
-5.2344 | 1956.3803 |  | 2494.9718
-5.1698 | 1952.3938 |  | 2489.8878
-5.1052 | 1946.8679 |  | 2482.8406
-5.0405 | 1943.5381 |  | 2478.5941
-4.9759 | 1942.1837 |  | 2476.8669
-4.9113 | 1942.7436 |  | 2477.5809
-4.8467 | 1945.9076 |  | 2481.6159
-4.7821 | 1950.1352 |  | 2487.0074
-4.7174 | 1950.7984 |  | 2487.8531
-4.6528 | 1948.2006 |  | 2484.5402
-4.5882 | 1944.9128 |  | 2480.3473
-4.5236 | 1945.3056 |  | 2480.8483
-4.4589 | 1946.8743 |  | 2482.8487
-4.3943 | 1947.8065 |  | 2484.0376
-4.3297 | 1947.9111 |  | 2484.171
-4.2651 | 1947.4201 |  | 2483.5448
-4.2005 | 1947.026 |  | 2483.0423
-4.1358 | 1946.8539 |  | 2482.8227
-4.0712 | 1946.9163 |  | 2482.9024
-4.0066 | 1946.8054 |  | 2482.7609
-3.942 | 1946.5019 |  | 2482.3738
-3.8773 | 1945.8999 |  | 2481.6062
-3.8127 | 1944.9332 |  | 2480.3734
-3.7481 | 1943.4475 |  | 2478.4786
-3.6835 | 1944.3466 |  | 2479.6252
-3.6189 | 1947.2964 |  | 2483.3871
-3.5542 | 1950.5701 |  | 2487.562
-3.4896 | 1951.3582 |  | 2488.5671
-3.425 | 1950.2385 |  | 2487.1392
-3.3604 | 1949.8176 |  | 2486.6024
-3.2957 | 1949.8521 |  | 2486.6464
-3.2311 | 1949.8929 |  | 2486.6984
-3.1665 | 1948.3115 |  | 2484.6817
-3.1019 | 1945.2368 |  | 2480.7605
-3.0373 | 1942.6874 |  | 2477.5093
-2.9726 | 1941.6443 |  | 2476.1789
-2.908 | 1942.2666 |  | 2476.9726
-2.8434 | 1943.621 |  | 2478.6998
-2.7788 | 1945.3133 |  | 2480.858
-2.7141 | 1945.3962 |  | 2480.9638
-2.6495 | 1943.2817 |  | 2478.2672
-2.5849 | 1939.3857 |  | 2473.2986
-2.5203 | 1937.576 |  | 2470.9907
-2.4557 | 1937.9701 |  | 2471.4933
-2.391 | 1940.5258 |  | 2474.7526
-2.3264 | 1940.1662 |  | 2474.2939
-2.2618 | 1935.0612 |  | 2467.7835
-2.1972 | 1933.1201 |  | 2465.3081
-2.1325 | 1935.5381 |  | 2468.3918
-2.0679 | 1940.6572 |  | 2474.9201
-2.0033 | 1940.7668 |  | 2475.06
-1.9387 | 1937.9561 |  | 2471.4754
-1.874 | 1936.5392 |  | 2469.6685
-1.8094 | 1935.6134 |  | 2468.4877
-1.7448 | 1934.1837 |  | 2466.6645
-1.6802 | 1930.3017 |  | 2461.7138
-1.6156 | 1925.2095 |  | 2455.2196
-1.5509 | 1923.572 |  | 2453.1313
-1.4863 | 1925.6176 |  | 2455.7401
-1.4217 | 1930.1423 |  | 2461.5105
-1.3571 | 1931.952 |  | 2463.8183
-1.2924 | 1931.5311 |  | 2463.2816
-1.2278 | 1929.3682 |  | 2460.5233
-1.1632 | 1927.2206 |  | 2457.7844
-1.0986 | 1925.5691 |  | 2455.6783
-1.034 | 1924.6152 |  | 2454.4617
-0.96934 | 1923.7939 |  | 2453.4143
-0.90471 | 1922.502 |  | 2451.7668
-0.84009 | 1920.7676 |  | 2449.5549
-0.77547 | 1918.7717 |  | 2447.0096
-0.71085 | 1916.0834 |  | 2443.5812
-0.64622 | 1913.2727 |  | 2439.9966
-0.5816 | 1911.2755 |  | 2437.4497
-0.51698 | 1912.4093 |  | 2438.8955
-0.45236 | 1916.3806 |  | 2443.9601
-0.38773 | 1921.2382 |  | 2450.155
-0.32311 | 1924.6636 |  | 2454.5235
-0.25849 | 1925.4377 |  | 2455.5107
-0.19387 | 1924.7057 |  | 2454.5772
-0.12924 | 1923.3105 |  | 2452.7979
-0.064623 | 1922.3222 |  | 2451.5375
-2.4879e-07 | 1920.1185 |  | 2448.7271
0.064622 | 1915.4203 |  | 2442.7355
0.12924 | 1911.8698 |  | 2438.2076
0.19387 | 1912.9334 |  | 2439.564
0.25849 | 1924.2007 |  | 2453.9331
0.32311 | 1937.6857 |  | 2471.1306
0.38773 | 1948.9402 |  | 2485.4835
0.45236 | 1945.7966 |  | 2481.4744
0.51698 | 1935.2958 |  | 2468.0827
0.5816 | 1925.6864 |  | 2455.8279
0.64622 | 1923.345 |  | 2452.8418
0.71085 | 1924.795 |  | 2454.691
0.77547 | 1924.2708 |  | 2454.0226
0.84009 | 1923.1919 |  | 2452.6467
0.90471 | 1922.1768 |  | 2451.3521
0.96934 | 1920.6643 |  | 2449.4232
1.034 | 1918.5639 |  | 2446.7445
1.0986 | 1916.202 |  | 2443.7324
1.1632 | 1915.1652 |  | 2442.4102
1.2278 | 1916.6025 |  | 2444.2431
1.2924 | 1919.1033 |  | 2447.4325
1.3571 | 1921.1897 |  | 2450.0932
1.4217 | 1920.8581 |  | 2449.6704
1.4863 | 1919.1378 |  | 2447.4764
1.5509 | 1916.443 |  | 2444.0398
1.6156 | 1914.5084 |  | 2441.5726
1.6802 | 1913.5073 |  | 2440.2959
1.7448 | 1913.7012 |  | 2440.5431
1.8094 | 1913.7828 |  | 2440.6472
1.874 | 1913.3135 |  | 2440.0487
1.9387 | 1912.6924 |  | 2439.2566
2.0033 | 1911.9731 |  | 2438.3393
2.0679 | 1910.7093 |  | 2436.7276
2.1325 | 1908.554 |  | 2433.979
2.1972 | 1906.1565 |  | 2430.9214
2.2618 | 1904.8927 |  | 2429.3096
2.3264 | 1904.6019 |  | 2428.9388
2.391 | 1905.2587 |  | 2429.7764
2.4556 | 1906.1501 |  | 2430.9132
2.5203 | 1906.84 |  | 2431.7931
2.5849 | 1905.9626 |  | 2430.6741
2.6495 | 1904.4922 |  | 2428.7989
2.7141 | 1903.5102 |  | 2427.5466
2.7788 | 1903.5931 |  | 2427.6523
2.8434 | 1903.6633 |  | 2427.7418
2.908 | 1902.6469 |  | 2426.4455
2.9726 | 1900.9749 |  | 2424.3133
3.0373 | 1898.7087 |  | 2421.4232
3.1019 | 1895.2616 |  | 2417.0271
3.1665 | 1891.4765 |  | 2412.2
3.2311 | 1888.6377 |  | 2408.5796
3.2957 | 1888.9336 |  | 2408.957
3.3604 | 1892.2774 |  | 2413.2214
3.425 | 1897.6247 |  | 2420.0408
3.4896 | 1902.2324 |  | 2425.917
3.5542 | 1903.7666 |  | 2427.8735
3.6189 | 1899.8221 |  | 2422.8431
3.6835 | 1892.6026 |  | 2413.6361
3.7481 | 1890.1706 |  | 2410.5346
3.8127 | 1891.9739 |  | 2412.8343
3.8773 | 1894.7719 |  | 2416.4026
3.942 | 1893.0719 |  | 2414.2346
4.0066 | 1890.2191 |  | 2410.5964
4.0712 | 1889.811 |  | 2410.0759
4.1358 | 1891.4688 |  | 2412.1902
4.2005 | 1894.93 |  | 2416.6042
4.2651 | 1897.6668 |  | 2420.0945
4.3297 | 1898.8414 |  | 2421.5924
4.3943 | 1897.4934 |  | 2419.8733
4.4589 | 1893.7351 |  | 2415.0803
4.5236 | 1887.9809 |  | 2407.742
4.5882 | 1884.5478 |  | 2403.3638
4.6528 | 1884.989 |  | 2403.9265
4.7174 | 1889.6248 |  | 2409.8385
4.7821 | 1892.0631 |  | 2412.9481
4.8467 | 1891.8017 |  | 2412.6147
4.9113 | 1889.5278 |  | 2409.7149
4.9759 | 1889.2103 |  | 2409.3099
5.0405 | 1891.891 |  | 2412.7286
5.1052 | 1893.6598 |  | 2414.9844
5.1698 | 1893.2938 |  | 2414.5176
5.2344 | 1890.1502 |  | 2410.5085
5.299 | 1888.2985 |  | 2408.147
5.3637 | 1888.1811 |  | 2407.9974
5.4283 | 1888.7474 |  | 2408.7195
5.4929 | 1888.6989 |  | 2408.6577
5.5575 | 1887.5103 |  | 2407.1419
5.6221 | 1884.8449 |  | 2403.7428
5.6868 | 1880.9757 |  | 2398.8083
5.7514 | 1877.6318 |  | 2394.5439
5.816 | 1876.9967 |  | 2393.7339
5.8806 | 1879.6634 |  | 2397.1347
5.9453 | 1881.2448 |  | 2399.1515
6.0099 | 1880.5064 |  | 2398.2098
6.0745 | 1876.4994 |  | 2393.0997
6.1391 | 1872.7066 |  | 2388.2628
6.2037 | 1869.8053 |  | 2384.5627
6.2684 | 1869.1549 |  | 2383.7333
6.333 | 1870.1713 |  | 2385.0295
6.3976 | 1872.5549 |  | 2388.0692
6.4622 | 1873.7562 |  | 2389.6013
6.5269 | 1873.3902 |  | 2389.1345
6.5915 | 1871.4071 |  | 2386.6055
6.6561 | 1870.5169 |  | 2385.4703
6.7207 | 1871.8841 |  | 2387.2137
6.7854 | 1874.2676 |  | 2390.2535
6.85 | 1875.5799 |  | 2391.927
6.9146 | 1873.584 |  | 2389.3817
6.9792 | 1868.7825 |  | 2383.2584
7.0438 | 1862.1982 |  | 2374.8613
7.1085 | 1858.5444 |  | 2370.2017
7.1731 | 1858.1708 |  | 2369.7252
7.2377 | 1860.5058 |  | 2372.7031
7.3023 | 1861.3909 |  | 2373.8318
7.367 | 1861.0032 |  | 2373.3374
7.4316 | 1859.5596 |  | 2371.4963
7.4962 | 1859.0903 |  | 2370.8978
7.5608 | 1860.2163 |  | 2372.3339
7.6254 | 1859.733 |  | 2371.7175
7.6901 | 1856.7552 |  | 2367.9199
7.7547 | 1851.2841 |  | 2360.9427
7.8193 | 1847.5182 |  | 2356.1399
7.8839 | 1845.5223 |  | 2353.5946
7.9486 | 1845.5976 |  | 2353.6906
8.0132 | 1847.1726 |  | 2355.6992
8.0778 | 1850.019 |  | 2359.3293
8.1424 | 1850.482 |  | 2359.9197
8.207 | 1849.0383 |  | 2358.0786
8.2717 | 1846.8066 |  | 2355.2324
8.3363 | 1847.1943 |  | 2355.7268
8.4009 | 1849.398 |  | 2358.5372
8.4655 | 1851.1528 |  | 2360.7752
8.5302 | 1850.7995 |  | 2360.3246
8.5948 | 1847.4914 |  | 2356.1058
8.6594 | 1846.2748 |  | 2354.5542
8.724 | 1847.2772 |  | 2355.8326
8.7886 | 1849.1761 |  | 2358.2542
8.8533 | 1846.6969 |  | 2355.0925
8.9179 | 1840.9759 |  | 2347.7966
8.9825 | 1837.4395 |  | 2343.2866
9.0471 | 1835.6706 |  | 2341.0308
9.1118 | 1834.1989 |  | 2339.1539
9.1764 | 1833.004 |  | 2337.63
9.241 | 1833.5843 |  | 2338.37
9.3056 | 1836.7215 |  | 2342.3709
9.3702 | 1837.5708 |  | 2343.4541
9.4349 | 1835.8645 |  | 2341.278
9.4995 | 1833.2527 |  | 2337.9471
9.5641 | 1831.5808 |  | 2335.8149
9.6287 | 1831.3805 |  | 2335.5596
9.6934 | 1831.0209 |  | 2335.101
9.758 | 1830.192 |  | 2334.0438
9.8226 | 1828.5825 |  | 2331.9913
9.8872 | 1827.0904 |  | 2330.0884
9.9518 | 1826.0676 |  | 2328.7841
10.0165 | 1826.2895 |  | 2329.067
10.0811 | 1827.1669 |  | 2330.186
10.1457 | 1828.293 |  | 2331.6221
10.2103 | 1828.3759 |  | 2331.7278
10.275 | 1827.4845 |  | 2330.591
10.3396 | 1825.5639 |  | 2328.1416
10.4042 | 1824.3205 |  | 2326.5559
10.4688 | 1823.6293 |  | 2325.6744
10.5335 | 1821.9306 |  | 2323.508
10.5981 | 1818.7181 |  | 2319.4112
10.6627 | 1814.6205 |  | 2314.1856
10.7273 | 1812.0993 |  | 2310.9702
10.7919 | 1810.5727 |  | 2309.0234
10.8566 | 1809.6328 |  | 2307.8248
10.9212 | 1809.7017 |  | 2307.9126
10.9858 | 1810.5868 |  | 2309.0413
11.0504 | 1811.4642 |  | 2310.1603
11.1151 | 1811.4221 |  | 2310.1066
11.1797 | 1810.9388 |  | 2309.4902
11.2443 | 1811.7409 |  | 2310.5132
11.3089 | 1812.2651 |  | 2311.1816
11.3735 | 1811.2015 |  | 2309.8252
11.4382 | 1809.7502 |  | 2307.9744
11.5028 | 1808.9557 |  | 2306.9612
11.5674 | 1809.3434 |  | 2307.4556
11.632 | 1808.0795 |  | 2305.8438
11.6966 | 1805.7087 |  | 2302.8204
11.7613 | 1803.9335 |  | 2300.5564
11.8259 | 1802.6149 |  | 2298.8747
11.8905 | 1801.2184 |  | 2297.0938
11.9551 | 1799.5809 |  | 2295.0056
12.0198 | 1799.2366 |  | 2294.5664
12.0844 | 1801.0118 |  | 2296.8304
12.149 | 1804.5214 |  | 2301.3062
12.2136 | 1807.9201 |  | 2305.6405
12.2782 | 1808.8039 |  | 2306.7676
12.3429 | 1806.428 |  | 2303.7376
12.4075 | 1802.1379 |  | 2298.2665
12.4721 | 1798.2342 |  | 2293.2881
12.5367 | 1795.6925 |  | 2290.0467
12.6014 | 1794.6073 |  | 2288.6626
12.666 | 1793.6266 |  | 2287.4119
12.7306 | 1792.6178 |  | 2286.1255
12.7952 | 1791.8577 |  | 2285.1561
12.8598 | 1792.3768 |  | 2285.8181
12.9245 | 1793.1917 |  | 2286.8573
12.9891 | 1793.4263 |  | 2287.1566
13.0537 | 1792.6114 |  | 2286.1173
13.1183 | 1791.2022 |  | 2284.3202
13.183 | 1790.02 |  | 2282.8125
13.2476 | 1788.5764 |  | 2280.9714
13.3122 | 1786.0895 |  | 2277.8
13.3768 | 1780.8812 |  | 2271.1578
13.4414 | 1775.845 |  | 2264.7352
13.5061 | 1772.7499 |  | 2260.7879
13.5707 | 1774.0341 |  | 2262.4257
13.6353 | 1777.0183 |  | 2266.2315
13.6999 | 1780.0178 |  | 2270.0567
13.7646 | 1779.7551 |  | 2269.7217
13.8292 | 1776.2174 |  | 2265.2101
13.8938 | 1769.2058 |  | 2256.2682
13.9584 | 1767.7826 |  | 2254.4532
14.0231 | 1772.3074 |  | 2260.2236
14.0877 | 1782.0558 |  | 2272.6557
14.1523 | 1785.4404 |  | 2276.9721
14.2169 | 1782.145 |  | 2272.7696
14.2815 | 1774.3172 |  | 2262.7868
14.3462 | 1768.3425 |  | 2255.1671
14.4108 | 1765.7026 |  | 2251.8005
14.4754 | 1766.719 |  | 2253.0967
14.54 | 1769.7313 |  | 2256.9383
14.6047 | 1773.3021 |  | 2261.4922
14.6693 | 1772.287 |  | 2260.1976
14.7339 | 1767.2852 |  | 2253.8189
14.7985 | 1759.3745 |  | 2243.7304
14.8631 | 1753.1919 |  | 2235.8456
14.9278 | 1748.3215 |  | 2229.6344
14.9924 | 1744.5288 |  | 2224.7976
15.057 | 1746.6496 |  | 2227.5022
15.1216 | 1751.6029 |  | 2233.8191
15.1863 | 1755.9147 |  | 2239.318
15.2509 | 1753.6485 |  | 2236.4279
15.3155 | 1748.5498 |  | 2229.9256
15.3801 | 1745.2685 |  | 2225.7409
15.4448 | 1742.8989 |  | 2222.719
15.5094 | 1740.4185 |  | 2219.5557
15.574 | 1736.6053 |  | 2214.6928
15.6386 | 1733.4962 |  | 2210.7277
15.7032 | 1731.4786 |  | 2208.1547
15.7679 | 1730.892 |  | 2207.4066
15.8325 | 1730.6573 |  | 2207.1073
15.8971 | 1730.8372 |  | 2207.3366
15.9617 | 1732.2119 |  | 2209.0899
16.0264 | 1734.9959 |  | 2212.6403
16.091 | 1737.6689 |  | 2216.0492
16.1556 | 1735.7279 |  | 2213.5738
16.2202 | 1731.0858 |  | 2207.6538
16.2848 | 1725.9107 |  | 2201.0539
16.3495 | 1725.0409 |  | 2199.9447
16.4141 | 1727.2854 |  | 2202.8071
16.4787 | 1731.0578 |  | 2207.618
16.5433 | 1731.6929 |  | 2208.4279
16.6079 | 1728.8949 |  | 2204.8596
16.6726 | 1723.6457 |  | 2198.1654
16.7372 | 1720.7993 |  | 2194.5353
16.8018 | 1721.4624 |  | 2195.381
16.8664 | 1724.819 |  | 2199.6617
16.9311 | 1724.1495 |  | 2198.8078
16.9957 | 1719.6655 |  | 2193.0895
17.0603 | 1712.7164 |  | 2184.2273
17.1249 | 1709.6136 |  | 2180.2702
17.1896 | 1709.9528 |  | 2180.7029
17.2542 | 1712.571 |  | 2184.0418
17.3188 | 1712.5085 |  | 2183.9622
17.3834 | 1709.8495 |  | 2180.5711
17.448 | 1705.4 |  | 2174.8967
17.5127 | 1703.1274 |  | 2171.9984
17.5773 | 1701.0755 |  | 2169.3816
17.6419 | 1698.3259 |  | 2165.8751
17.7065 | 1694.824 |  | 2161.409
17.7711 | 1691.7696 |  | 2157.5138
17.8358 | 1689.6832 |  | 2154.853
17.9004 | 1688.4054 |  | 2153.2234
17.965 | 1687.2449 |  | 2151.7434
18.0296 | 1686.092 |  | 2150.2731
18.0943 | 1685.4696 |  | 2149.4794
18.1589 | 1686.1813 |  | 2150.387
18.2235 | 1688.385 |  | 2153.1974
18.2881 | 1691.6727 |  | 2157.3902
18.3528 | 1694.0358 |  | 2160.4039
18.4174 | 1694.3049 |  | 2160.7471
18.482 | 1691.0236 |  | 2156.5624
18.5466 | 1685.1865 |  | 2149.1184
18.6112 | 1678.0984 |  | 2140.0789
18.6759 | 1671.7155 |  | 2131.9388
18.7405 | 1670.3752 |  | 2130.2295
18.8051 | 1672.4539 |  | 2132.8805
18.8697 | 1674.8311 |  | 2135.9121
18.9344 | 1668.8691 |  | 2128.3087
18.999 | 1660.572 |  | 2117.7274
19.0636 | 1657.4908 |  | 2113.7981
19.1282 | 1661.7121 |  | 2119.1814
19.1928 | 1667.1423 |  | 2126.1066
19.2575 | 1667.2175 |  | 2126.2025
19.3221 | 1662.541 |  | 2120.2386
19.3867 | 1657.0419 |  | 2113.2256
19.4513 | 1653.4354 |  | 2108.6261
19.516 | 1653.3946 |  | 2108.5741
19.5806 | 1653.3869 |  | 2108.5643
19.6452 | 1651.2113 |  | 2105.7897
19.7098 | 1646.286 |  | 2099.5086
19.7745 | 1641.5815 |  | 2093.5088
19.8391 | 1638.9416 |  | 2090.1422
19.9037 | 1640.5102 |  | 2092.1427
19.9683 | 1644.711 |  | 2097.5
20.0329 | 1647.8534 |  | 2101.5074
20.0976 | 1645.5527 |  | 2098.5734
20.1622 | 1639.9708 |  | 2091.4547
20.2268 | 1635.5289 |  | 2085.79
20.2914 | 1636.303 |  | 2086.7772
20.356 | 1633.4361 |  | 2083.1211
20.4207 | 1628.4063 |  | 2076.7066
20.4853 | 1622.4239 |  | 2069.0772
20.5499 | 1622.7147 |  | 2069.448
20.6145 | 1623.0947 |  | 2069.9327
20.6792 | 1621.7123 |  | 2068.1697
20.7438 | 1619.2459 |  | 2065.0242
20.8084 | 1618.1134 |  | 2063.58
20.873 | 1617.5127 |  | 2062.814
20.9377 | 1615.0259 |  | 2059.6425
21.0023 | 1611.6884 |  | 2055.3863
21.0669 | 1608.3382 |  | 2051.1137
21.1315 | 1605.9202 |  | 2048.0301
21.1961 | 1604.4141 |  | 2046.1093
21.2608 | 1605.215 |  | 2047.1307
21.3254 | 1607.0871 |  | 2049.5182
21.39 | 1606.41 |  | 2048.6546
21.4546 | 1602.1619 |  | 2043.2371
21.5192 | 1597.4637 |  | 2037.2455
21.5839 | 1597.2431 |  | 2036.9641
21.6485 | 1596.8567 |  | 2036.4713
21.7131 | 1594.5012 |  | 2033.4674
21.7777 | 1588.7177 |  | 2026.0917
21.8424 | 1584.4072 |  | 2020.5945
21.907 | 1580.1171 |  | 2015.1233
21.9716 | 1576.2147 |  | 2010.1466
22.0362 | 1573.4307 |  | 2006.5962
22.1009 | 1573.4027 |  | 2006.5604
22.1655 | 1573.154 |  | 2006.2433
22.2301 | 1570.1353 |  | 2002.3936
22.2947 | 1566.2036 |  | 1997.3794
22.3593 | 1563.82 |  | 1994.3397
22.424 | 1563.6683 |  | 1994.1462
22.4886 | 1562.6595 |  | 1992.8597
22.5532 | 1562.3012 |  | 1992.4027
22.6178 | 1561.7898 |  | 1991.7505
22.6825 | 1560.5183 |  | 1990.129
22.7471 | 1554.5984 |  | 1982.5793
22.8117 | 1549.2574 |  | 1975.768
22.8763 | 1546.7081 |  | 1972.5168
22.9409 | 1548.6159 |  | 1974.9499
23.0056 | 1550.0659 |  | 1976.7991
23.0702 | 1549.4308 |  | 1975.9891
23.1348 | 1546.944 |  | 1972.8177
23.1994 | 1544.4776 |  | 1969.6722
23.2641 | 1542.2177 |  | 1966.7903
23.3287 | 1538.4875 |  | 1962.0331
23.3933 | 1530.1496 |  | 1951.3998
23.4579 | 1521.915 |  | 1940.8982
23.5225 | 1516.9196 |  | 1934.5276
23.5872 | 1518.274 |  | 1936.2548
23.6518 | 1522.8549 |  | 1942.0968
23.7164 | 1524.7678 |  | 1944.5364
23.781 | 1523.0066 |  | 1942.2903
23.8457 | 1517.1543 |  | 1934.8268
23.9103 | 1513.2238 |  | 1929.8143
23.9749 | 1511.469 |  | 1927.5764
24.0395 | 1510.6745 |  | 1926.5632
24.1042 | 1508.5396 |  | 1923.8406
24.1688 | 1503.58 |  | 1917.5155
24.2334 | 1497.4037 |  | 1909.6389
24.298 | 1492.05 |  | 1902.8113
24.3626 | 1490.0465 |  | 1900.2563
24.4273 | 1490.855 |  | 1901.2874
24.4919 | 1491.0897 |  | 1901.5867
24.5565 | 1488.409 |  | 1898.168
24.6211 | 1483.8906 |  | 1892.4057
24.6857 | 1480.6718 |  | 1888.3007
24.7504 | 1479.9461 |  | 1887.3753
24.815 | 1480.0226 |  | 1887.4729
24.8796 | 1479.2485 |  | 1886.4856
24.9442 | 1477.0869 |  | 1883.7289
25.0089 | 1473.2317 |  | 1878.8123
25.0735 | 1468.1891 |  | 1872.3816
25.1381 | 1462.8341 |  | 1865.5524
25.2027 | 1458.303 |  | 1859.7738
25.2674 | 1455.7537 |  | 1856.5227
25.332 | 1455.4846 |  | 1856.1795
25.3966 | 1456.6923 |  | 1857.7197
25.4612 | 1459.1587 |  | 1860.8651
25.5258 | 1462.9451 |  | 1865.6939
25.5905 | 1468.2924 |  | 1872.5133
25.6551 | 1467.1179 |  | 1871.0154
25.7197 | 1459.9877 |  | 1861.9223
25.7843 | 1448.5061 |  | 1847.2799
25.8489 | 1441.909 |  | 1838.8666
25.9136 | 1439.1671 |  | 1835.3698
25.9782 | 1437.6878 |  | 1833.4832
26.0428 | 1434.9114 |  | 1829.9426
26.1074 | 1430.1099 |  | 1823.8192
26.1721 | 1426.4753 |  | 1819.184
26.2367 | 1424.3545 |  | 1816.4793
26.3013 | 1423.713 |  | 1815.6612
26.3659 | 1421.9582 |  | 1813.4233
26.4306 | 1419.5887 |  | 1810.4015
26.4952 | 1416.2028 |  | 1806.0834
26.5598 | 1411.5467 |  | 1800.1455
26.6244 | 1405.7581 |  | 1792.7633
26.689 | 1401.5432 |  | 1787.3881
26.7537 | 1399.2706 |  | 1784.4898
26.8183 | 1398.6623 |  | 1783.7141
26.8829 | 1397.489 |  | 1782.2178
26.9475 | 1395.2636 |  | 1779.3797
27.0122 | 1391.9555 |  | 1775.1609
27.0768 | 1387.7687 |  | 1769.8214
27.1414 | 1384.1826 |  | 1765.248
27.206 | 1382.5043 |  | 1763.1077
27.2706 | 1380.2177 |  | 1760.1916
27.3353 | 1375.0297 |  | 1753.5754
27.3999 | 1368.0449 |  | 1744.6677
27.4645 | 1364.1897 |  | 1739.7511
27.5291 | 1362.732 |  | 1737.8921
27.5938 | 1359.4507 |  | 1733.7074
27.6584 | 1354.1454 |  | 1726.9417
27.723 | 1350.1869 |  | 1721.8933
27.7876 | 1348.9294 |  | 1720.2897
27.8523 | 1348.0316 |  | 1719.1447
27.9169 | 1347.8314 |  | 1718.8894
27.9815 | 1347.7766 |  | 1718.8195
28.0461 | 1345.745 |  | 1716.2286
28.1107 | 1337.731 |  | 1706.0084
28.1754 | 1330.8227 |  | 1697.1982
28.24 | 1326.7405 |  | 1691.9922
28.3046 | 1326.6844 |  | 1691.9206
28.3692 | 1323.9425 |  | 1688.4239
28.4338 | 1322.2361 |  | 1686.2478
28.4985 | 1321.6214 |  | 1685.4638
28.5631 | 1321.5653 |  | 1685.3923
28.6277 | 1319.2239 |  | 1682.4062
28.6923 | 1318.1463 |  | 1681.0319
28.757 | 1317.8555 |  | 1680.6611
28.8216 | 1316.0395 |  | 1678.3451
28.8862 | 1311.3961 |  | 1672.4234
28.9508 | 1307.0027 |  | 1666.8205
29.0155 | 1304.4189 |  | 1663.5255
29.0801 | 1300.5573 |  | 1658.6007
29.1447 | 1294.1808 |  | 1650.4688
29.2093 | 1286.0431 |  | 1640.0908
29.2739 | 1278.7267 |  | 1630.7602
29.3386 | 1273.0347 |  | 1623.5011
29.4032 | 1269.2834 |  | 1618.7171
29.4678 | 1266.9208 |  | 1615.7041
29.5324 | 1264.8967 |  | 1613.1228
29.597 | 1262.3959 |  | 1609.9335
29.6617 | 1259.1766 |  | 1605.828
29.7263 | 1255.529 |  | 1601.1762
29.7909 | 1253.1248 |  | 1598.1101
29.8555 | 1251.5359 |  | 1596.0838
29.9202 | 1249.4566 |  | 1593.4319
29.9848 | 1245.0007 |  | 1587.7493
30.0494 | 1240.9247 |  | 1582.5512
30.114 | 1237.2771 |  | 1577.8994
30.1787 | 1233.7815 |  | 1573.4415
30.2433 | 1228.9664 |  | 1567.3009
30.3079 | 1225.1944 |  | 1562.4904
30.3725 | 1222.6867 |  | 1559.2924
30.4371 | 1220.3102 |  | 1556.2616
30.5018 | 1215.7645 |  | 1550.4645
30.5664 | 1210.1896 |  | 1543.3547
30.631 | 1206.1826 |  | 1538.2446
30.6956 | 1207.0531 |  | 1539.3548
30.7602 | 1208.3658 |  | 1541.0288
30.8249 | 1207.4331 |  | 1539.8395
30.8895 | 1202.5626 |  | 1533.6281
30.9541 | 1197.5197 |  | 1527.1969
31.0187 | 1192.5111 |  | 1520.8094
31.0834 | 1187.1018 |  | 1513.9109
31.148 | 1183.3852 |  | 1509.1711
31.2126 | 1181.803 |  | 1507.1534
31.2772 | 1182.2245 |  | 1507.6909
31.3419 | 1181.6443 |  | 1506.9509
31.4065 | 1178.7843 |  | 1503.3036
31.4711 | 1173.2575 |  | 1496.2553
31.5357 | 1165.2092 |  | 1485.9913
31.6003 | 1159.206 |  | 1478.3354
31.665 | 1155.3856 |  | 1473.4632
31.7296 | 1152.3737 |  | 1469.6222
31.7942 | 1146.7985 |  | 1462.5121
31.8588 | 1143.2684 |  | 1458.0102
31.9235 | 1144.5466 |  | 1459.6402
31.9881 | 1144.2148 |  | 1459.2172
32.0527 | 1140.0078 |  | 1453.8519
32.1173 | 1133.4034 |  | 1445.4293
32.182 | 1131.2825 |  | 1442.7246
32.2466 | 1130.6468 |  | 1441.9139
32.3112 | 1128.9542 |  | 1439.7553
32.3758 | 1125.0304 |  | 1434.7512
32.4404 | 1120.5745 |  | 1429.0686
32.5051 | 1115.7595 |  | 1422.928
32.5697 | 1110.5022 |  | 1416.2234
32.6343 | 1105.1068 |  | 1409.3426
32.6989 | 1102.8615 |  | 1406.4792
32.7636 | 1105.4177 |  | 1409.7392
32.8282 | 1106.9996 |  | 1411.7565
32.8928 | 1105.3693 |  | 1409.6775
32.9574 | 1100.4505 |  | 1403.4045
33.022 | 1096.3054 |  | 1398.1183
33.0867 | 1091.7253 |  | 1392.2773
33.1513 | 1086.4957 |  | 1385.6079
33.2159 | 1081.9706 |  | 1379.8372
33.2805 | 1078.0537 |  | 1374.8419
33.3451 | 1073.8119 |  | 1369.4323
33.4098 | 1067.629 |  | 1361.5473
33.4744 | 1060.6446 |  | 1352.64
33.539 | 1054.1923 |  | 1344.4115
33.6036 | 1049.8814 |  | 1338.9138
33.6683 | 1047.6156 |  | 1336.0242
33.7329 | 1047.0144 |  | 1335.2575
33.7975 | 1048.4445 |  | 1337.0813
33.8621 | 1049.2114 |  | 1338.0593
33.9267 | 1047.9609 |  | 1336.4646
33.9914 | 1042.8142 |  | 1329.901
34.056 | 1036.3825 |  | 1321.6986
34.1206 | 1030.2687 |  | 1313.9017
34.1852 | 1025.1634 |  | 1307.3909
34.2499 | 1019.8578 |  | 1300.6246
34.3145 | 1014.1101 |  | 1293.2947
34.3791 | 1008.9495 |  | 1286.7133
34.4437 | 1003.5887 |  | 1279.8766
34.5084 | 997.4816 |  | 1272.0883
34.573 | 994.4488 |  | 1268.2206
34.6376 | 996.0309 |  | 1270.2381
34.7022 | 1000.0654 |  | 1275.3834
34.7668 | 1000.4592 |  | 1275.8856
34.8315 | 997.2606 |  | 1271.8065
34.8961 | 993.5024 |  | 1267.0137
34.9607 | 991.7063 |  | 1264.7231
35.0253 | 989.765 |  | 1262.2474
35.09 | 985.1226 |  | 1256.3268
35.1546 | 975.0019 |  | 1243.4199
35.2192 | 963.9555 |  | 1229.3325
35.2838 | 958.8019 |  | 1222.7601
35.3484 | 960.5773 |  | 1225.0242
35.4131 | 964.6878 |  | 1230.2664
35.4777 | 964.225 |  | 1229.6761
35.5423 | 959.1956 |  | 1223.2621
35.6069 | 953.3926 |  | 1215.8616
35.6716 | 949.9524 |  | 1211.4742
35.7362 | 948.8608 |  | 1210.0822
35.8008 | 947.3961 |  | 1208.2143
35.8654 | 939.5967 |  | 1198.2676
35.93 | 930.305 |  | 1186.4179
35.9947 | 923.9631 |  | 1178.3302
36.0593 | 923.5693 |  | 1177.828
36.1239 | 923.818 |  | 1178.1451
36.1885 | 920.5296 |  | 1173.9515
36.2531 | 915.1274 |  | 1167.0619
36.3178 | 908.7371 |  | 1158.9124
36.3824 | 903.1621 |  | 1151.8026
36.447 | 899.2381 |  | 1146.7984
36.5117 | 895.4039 |  | 1141.9086
36.5763 | 890.0224 |  | 1135.0456
36.6409 | 885.4007 |  | 1129.1516
36.7055 | 884.102 |  | 1127.4953
36.7701 | 884.9103 |  | 1128.5261
36.8348 | 884.1503 |  | 1127.5569
36.8994 | 879.3353 |  | 1121.4163
36.964 | 873.4355 |  | 1113.8923
37.0286 | 867.8812 |  | 1106.8089
37.0932 | 865.0902 |  | 1103.2495
37.1579 | 863.529 |  | 1101.2585
37.2225 | 861.9884 |  | 1099.2938
37.2871 | 858.0436 |  | 1094.2631
37.3517 | 851.2114 |  | 1085.5498
37.4164 | 843.9921 |  | 1076.3432
37.481 | 839.2115 |  | 1070.2465
37.5456 | 839.3359 |  | 1070.4051
37.6102 | 841.4084 |  | 1073.0481
37.6748 | 842.3341 |  | 1074.2287
37.7395 | 838.4655 |  | 1069.295
37.8041 | 830.4794 |  | 1059.1104
37.8687 | 822.9079 |  | 1049.4544
37.9333 | 819.1497 |  | 1044.6616
37.998 | 818.4727 |  | 1043.7983
38.0626 | 817.4502 |  | 1042.4943
38.1272 | 814.5488 |  | 1038.7941
38.1918 | 810.6802 |  | 1033.8604
38.2565 | 806.9841 |  | 1029.1468
38.3211 | 805.0706 |  | 1026.7066
38.3857 | 804.1724 |  | 1025.5611
38.4503 | 801.347 |  | 1021.9578
38.5149 | 795.9654 |  | 1015.0946
38.5796 | 789.9689 |  | 1007.4473
38.6442 | 785.8723 |  | 1002.2229
38.7088 | 782.95 |  | 998.4962
38.7734 | 780.0003 |  | 994.7343
38.8381 | 776.6012 |  | 990.3995
38.9027 | 772.6703 |  | 985.3865
38.9673 | 769.382 |  | 981.1928
39.0319 | 767.047 |  | 978.2151
39.0965 | 764.4356 |  | 974.8847
39.1612 | 761.5894 |  | 971.255
39.2258 | 759.6966 |  | 968.8411
39.2904 | 758.225 |  | 966.9644
39.355 | 758.0904 |  | 966.7926
| 0 |  | 0
Degrees | #VALUE! |  | #VALUE!
-39.3956 | 646.0406 |  | 823.8956
-39.3086 | 648.4239 |  | 826.935
-39.2217 | 652.2718 |  | 831.8423
-39.1347 | 657.8124 |  | 838.9081
-39.0477 | 660.9279 |  | 842.8814
-38.9608 | 667.2491 |  | 850.9427
-38.8738 | 671.1247 |  | 855.8853
-38.7868 | 675.5392 |  | 861.5151
-38.6999 | 679.6427 |  | 866.7483
-38.6129 | 683.6564 |  | 871.8671
-38.5259 | 692.7478 |  | 883.4613
-38.439 | 698.2538 |  | 890.4831
-38.352 | 705.4178 |  | 899.6193
-38.2651 | 708.8028 |  | 903.9362
-38.1781 | 714.7647 |  | 911.5394
-38.0911 | 717.5349 |  | 915.0723
-38.0042 | 719.0686 |  | 917.0282
-37.9172 | 723.4554 |  | 922.6226
-37.8302 | 726.7437 |  | 926.8163
-37.7433 | 732.07 |  | 933.6089
-37.6563 | 735.5795 |  | 938.0846
-37.5693 | 740.519 |  | 944.3839
-37.4823 | 744.4291 |  | 949.3704
-37.3954 | 745.5552 |  | 950.8065
-37.3084 | 750.1216 |  | 956.6301
-37.2214 | 758.4393 |  | 967.2376
-37.1345 | 763.2199 |  | 973.3343
-37.0475 | 766.8121 |  | 977.9155
-36.9606 | 769.1333 |  | 980.8757
-36.8736 | 776.1798 |  | 989.8622
-36.7866 | 784.7393 |  | 1000.778
-36.6997 | 794.3971 |  | 1013.0947
-36.6127 | 800.0206 |  | 1020.2662
-36.5257 | 804.6491 |  | 1026.169
-36.4388 | 806.5834 |  | 1028.6358
-36.3518 | 810.6731 |  | 1033.8515
-36.2648 | 816.1791 |  | 1040.8732
-36.1779 | 821.7128 |  | 1047.9303
-36.0909 | 830.7972 |  | 1059.5157
-36.0039 | 837.0424 |  | 1067.4802
-35.917 | 843.5362 |  | 1075.7617
-35.83 | 842.3203 |  | 1074.2111
-35.743 | 843.4671 |  | 1075.6736
-35.6561 | 847.4669 |  | 1080.7746
-35.5691 | 858.8589 |  | 1095.3028
-35.4821 | 868.7378 |  | 1107.9013
-35.3952 | 872.268 |  | 1112.4033
-35.3082 | 874.7618 |  | 1115.5837
-35.2212 | 879.1003 |  | 1121.1166
-35.1343 | 886.3748 |  | 1130.3938
-35.0473 | 895.7702 |  | 1142.3757
-34.9603 | 899.6872 |  | 1147.371
-34.8734 | 904.5369 |  | 1153.5559
-34.7864 | 903.5697 |  | 1152.3224
-34.6994 | 910.7958 |  | 1161.5379
-34.6125 | 918.6023 |  | 1171.4935
-34.5255 | 927.5002 |  | 1182.841
-34.4385 | 934.0976 |  | 1191.2546
-34.3516 | 939.7693 |  | 1198.4878
-34.2646 | 945.7935 |  | 1206.1704
-34.1776 | 953.1854 |  | 1215.5973
-34.0907 | 959.016 |  | 1223.0331
-34.0037 | 964.5703 |  | 1230.1166
-33.9167 | 962.8502 |  | 1227.9229
-33.8298 | 964.3562 |  | 1229.8435
-33.7428 | 968.0659 |  | 1234.5745
-33.6559 | 975.7411 |  | 1244.3626
-33.5689 | 979.6788 |  | 1249.3844
-33.4819 | 983.0363 |  | 1253.6662
-33.395 | 989.544 |  | 1261.9655
-33.308 | 999.5818 |  | 1274.7667
-33.221 | 1008.9978 |  | 1286.775
-33.1341 | 1013.288 |  | 1292.2461
-33.0471 | 1019.616 |  | 1300.3163
-32.9601 | 1024.1962 |  | 1306.1575
-32.8732 | 1033.0597 |  | 1317.461
-32.7862 | 1032.438 |  | 1316.6682
-32.6992 | 1036.0303 |  | 1321.2494
-32.6123 | 1037.9163 |  | 1323.6547
-32.5253 | 1049.2114 |  | 1338.0593
-32.4383 | 1057.2803 |  | 1348.3496
-32.3514 | 1064.3474 |  | 1357.3622
-32.2644 | 1064.61 |  | 1357.6971
-32.1774 | 1069.0105 |  | 1363.3091
-32.0905 | 1070.5857 |  | 1365.3179
-32.0035 | 1080.0502 |  | 1377.388
-31.9165 | 1085.259 |  | 1384.0308
-31.8296 | 1090.6406 |  | 1390.894
-31.7426 | 1090.4126 |  | 1390.6032
-31.6556 | 1095.2001 |  | 1396.7087
-31.5687 | 1103.1586 |  | 1406.8582
-31.4817 | 1109.9771 |  | 1415.5538
-31.3947 | 1117.8388 |  | 1425.5799
-31.3078 | 1121.1341 |  | 1429.7823
-31.2208 | 1126.1288 |  | 1436.1521
-31.1338 | 1126.6953 |  | 1436.8745
-31.0469 | 1131.8212 |  | 1443.4116
-30.9599 | 1136.7884 |  | 1449.7462
-30.8729 | 1142.2806 |  | 1456.7504
-30.786 | 1147.4065 |  | 1463.2876
-30.699 | 1155.8624 |  | 1474.0713
-30.612 | 1162.5565 |  | 1482.6083
-30.5251 | 1167.5305 |  | 1488.9517
-30.4381 | 1168.7326 |  | 1490.4847
-30.3511 | 1172.5321 |  | 1495.3302
-30.2642 | 1179.2056 |  | 1503.8409
-30.1772 | 1189.5266 |  | 1517.0033
-30.0902 | 1193.2571 |  | 1521.7608
-30.0033 | 1197.3331 |  | 1526.9589
-29.9163 | 1201.0499 |  | 1531.6989
-29.8293 | 1206.0445 |  | 1538.0685
-29.7424 | 1211.136 |  | 1544.5617
-29.6554 | 1216.9252 |  | 1551.9447
-29.5684 | 1225.1737 |  | 1562.464
-29.4815 | 1232.1512 |  | 1571.3625
-29.3945 | 1234.3826 |  | 1574.2082
-29.3075 | 1237.2841 |  | 1577.9084
-29.2206 | 1239.7779 |  | 1581.0888
-29.1336 | 1245.4566 |  | 1588.3308
-29.0466 | 1252.296 |  | 1597.0531
-28.9597 | 1257.8227 |  | 1604.1012
-28.8727 | 1264.5858 |  | 1612.7263
-28.7858 | 1268.9104 |  | 1618.2414
-28.6988 | 1275.68 |  | 1626.8748
-28.6118 | 1278.3684 |  | 1630.3032
-28.5249 | 1282.948 |  | 1636.1436
-28.4379 | 1289.4074 |  | 1644.3812
-28.3509 | 1290.0425 |  | 1645.1912
-28.264 | 1290.4506 |  | 1645.7116
-28.177 | 1291.8878 |  | 1647.5445
-28.09 | 1300.7167 |  | 1658.804
-28.0031 | 1310.7062 |  | 1671.5436
-27.9161 | 1315.5689 |  | 1677.745
-27.8291 | 1317.58 |  | 1680.3098
-27.7422 | 1320.1702 |  | 1683.613
-27.6552 | 1328.1357 |  | 1693.7714
-27.5682 | 1336.3907 |  | 1704.2991
-27.4813 | 1340.9984 |  | 1710.1752
-27.3943 | 1346.8711 |  | 1717.6647
-27.3073 | 1350.822 |  | 1722.7033
-27.2204 | 1358.5465 |  | 1732.5543
-27.1334 | 1360.4875 |  | 1735.0297
-27.0464 | 1363.2651 |  | 1738.572
-26.9595 | 1362.366 |  | 1737.4254
-26.8725 | 1362.0905 |  | 1737.0741
-26.7855 | 1368.4186 |  | 1745.1442
-26.6986 | 1378.2282 |  | 1757.6544
-26.6116 | 1387.9001 |  | 1769.989
-26.5246 | 1392.75 |  | 1776.1741
-26.4377 | 1392.6735 |  | 1776.0765
-26.3507 | 1394.7051 |  | 1778.6674
-26.2637 | 1397.1983 |  | 1781.847
-26.1768 | 1403.6296 |  | 1790.0488
-26.0898 | 1407.7131 |  | 1795.2565
-26.0028 | 1414.2822 |  | 1803.6341
-25.9159 | 1419.7545 |  | 1810.6129
-25.8289 | 1425.5431 |  | 1817.9951
-25.7419 | 1428.7148 |  | 1822.0399
-25.655 | 1433.6196 |  | 1828.295
-25.568 | 1437.1075 |  | 1832.7432
-25.481 | 1440.1619 |  | 1836.6384
-25.3941 | 1443.0632 |  | 1840.3385
-25.3071 | 1446.5996 |  | 1844.8484
-25.2201 | 1453.9989 |  | 1854.2847
-25.1332 | 1456.5622 |  | 1857.5538
-25.0462 | 1459.6701 |  | 1861.5173
-24.9593 | 1460.4021 |  | 1862.4509
-24.8723 | 1462.2335 |  | 1864.7863
-24.7853 | 1465.3286 |  | 1868.7336
-24.6984 | 1467.3181 |  | 1871.2708
-24.6114 | 1470.088 |  | 1874.8033
-24.5244 | 1471.4909 |  | 1876.5923
-24.4374 | 1474.2124 |  | 1880.063
-24.3505 | 1483.1662 |  | 1891.4819
-24.2635 | 1492.6991 |  | 1903.6392
-24.1765 | 1500.9541 |  | 1914.1668
-24.0896 | 1505.1205 |  | 1919.4802
-24.0026 | 1507.8076 |  | 1922.907
-23.9156 | 1510.9856 |  | 1926.96
-23.8287 | 1514.4264 |  | 1931.348
-23.7417 | 1520.3463 |  | 1938.8977
-23.6547 | 1523.8139 |  | 1943.3198
-23.5678 | 1524.6084 |  | 1944.3331
-23.4808 | 1529.6178 |  | 1950.7215
-23.3939 | 1533.686 |  | 1955.9097
-23.3069 | 1536.7748 |  | 1959.8489
-23.2199 | 1535.5722 |  | 1958.3152
-23.133 | 1541.5342 |  | 1965.9185
-23.046 | 1544.9124 |  | 1970.2268
-22.959 | 1550.1565 |  | 1976.9146
-22.8721 | 1555.9591 |  | 1984.3146
-22.7851 | 1562.4529 |  | 1992.5962
-22.6981 | 1564.8632 |  | 1995.6701
-22.6112 | 1562.8049 |  | 1993.0451
-22.5242 | 1568.0553 |  | 1999.7409
-22.4372 | 1576.304 |  | 2010.2604
-22.3503 | 1581.8439 |  | 2017.3255
-22.2633 | 1583.7581 |  | 2019.7667
-22.1763 | 1584.6495 |  | 2020.9035
-22.0894 | 1589.1539 |  | 2026.6479
-22.0024 | 1593.319 |  | 2031.9597
-21.9154 | 1591.6407 |  | 2029.8194
-21.8285 | 1588.5048 |  | 2025.8201
-21.7415 | 1591.4469 |  | 2029.5722
-21.6545 | 1598.7773 |  | 2038.9207
-21.5676 | 1603.1082 |  | 2044.4439
-21.4806 | 1608.4351 |  | 2051.2373
-21.3936 | 1605.229 |  | 2047.1486
-21.3067 | 1607.0323 |  | 2049.4483
-21.2197 | 1603.9308 |  | 2045.4929
-21.1327 | 1608.4555 |  | 2051.2634
-21.0458 | 1609.2909 |  | 2052.3286
-20.9588 | 1609.602 |  | 2052.7255
-20.8718 | 1617.5331 |  | 2062.84
-20.7849 | 1627.191 |  | 2075.1567
-20.6979 | 1637.4571 |  | 2088.2491
-20.6109 | 1641.6848 |  | 2093.6406
-20.524 | 1644.3858 |  | 2097.0853
-20.437 | 1645.8843 |  | 2098.9963
-20.35 | 1647.4733 |  | 2101.0228
-20.2631 | 1650.7968 |  | 2105.2611
-20.1761 | 1653.4838 |  | 2108.6879
-20.0892 | 1656.7932 |  | 2112.9084
-20.0022 | 1657.7115 |  | 2114.0794
-19.9152 | 1657.5533 |  | 2113.8778
-19.8283 | 1656.3163 |  | 2112.3002
-19.7413 | 1656.7932 |  | 2112.9084
-19.6543 | 1662.3064 |  | 2119.9393
-19.5674 | 1670.2642 |  | 2130.088
-19.4804 | 1676.2888 |  | 2137.771
-19.3934 | 1677.235 |  | 2138.9778
-19.3065 | 1676.6548 |  | 2138.2378
-19.2195 | 1680.5789 |  | 2143.2422
-19.1325 | 1687.8672 |  | 2152.537
-19.0456 | 1689.4001 |  | 2154.492
-18.9586 | 1686.444 |  | 2150.722
-18.8716 | 1682.0365 |  | 2145.1012
-18.7847 | 1684.1497 |  | 2147.7961
-18.6977 | 1686.1532 |  | 2150.3512
-18.6107 | 1687.0038 |  | 2151.436
-18.5238 | 1691.5286 |  | 2157.2064
-18.4368 | 1701.2068 |  | 2169.5491
-18.3498 | 1709.2833 |  | 2179.849
-18.2629 | 1709.9044 |  | 2180.6411
-18.1759 | 1708.0807 |  | 2178.3153
-18.0889 | 1708.0042 |  | 2178.2177
-18.002 | 1709.7807 |  | 2180.4833
-17.915 | 1712.4333 |  | 2183.8662
-17.828 | 1717.1302 |  | 2189.8562
-17.7411 | 1718.7677 |  | 2191.9445
-17.6541 | 1722.0912 |  | 2196.1828
-17.5671 | 1724.8611 |  | 2199.7154
-17.4802 | 1730.3181 |  | 2206.6747
-17.3932 | 1731.7413 |  | 2208.4897
-17.3062 | 1731.5972 |  | 2208.306
-17.2193 | 1731.8242 |  | 2208.5955
-17.1323 | 1729.3655 |  | 2205.4598
-17.0453 | 1732.2464 |  | 2209.1338
-16.9584 | 1731.0438 |  | 2207.6001
-16.8714 | 1735.39 |  | 2213.1428
-16.7844 | 1733.4273 |  | 2210.6398
-16.6975 | 1736.9854 |  | 2215.1775
-16.6105 | 1742.1529 |  | 2221.7676
-16.5235 | 1750.6158 |  | 2232.5603
-16.4366 | 1756.2042 |  | 2239.6872
-16.3496 | 1755.175 |  | 2238.3747
-16.2626 | 1753.3513 |  | 2236.0489
-16.1757 | 1751.3261 |  | 2233.4662
-16.0887 | 1757.2053 |  | 2240.9639
-16.0018 | 1762.8701 |  | 2248.1883
-15.9148 | 1768.2659 |  | 2255.0696
-15.8278 | 1768.3144 |  | 2255.1314
-15.7409 | 1769.0809 |  | 2256.1088
-15.6539 | 1772.7984 |  | 2260.8497
-15.5669 | 1774.6361 |  | 2263.1934
-15.48 | 1770.3664 |  | 2257.7482
-15.393 | 1766.0278 |  | 2252.2152
-15.306 | 1769.4265 |  | 2256.5496
-15.219 | 1777.0808 |  | 2266.3112
-15.1321 | 1782.7393 |  | 2273.5275
-15.0451 | 1783.354 |  | 2274.3114
-14.9581 | 1785.7784 |  | 2277.4031
-14.8712 | 1789.5711 |  | 2282.24
-14.7842 | 1784.4457 |  | 2275.7036
-14.6973 | 1781.288 |  | 2271.6766
-14.6103 | 1782.3516 |  | 2273.033
-14.5233 | 1791.4853 |  | 2284.6812
-14.4364 | 1798.8706 |  | 2294.0997
-14.3494 | 1803.5535 |  | 2300.0718
-14.2624 | 1807.1192 |  | 2304.6192
-14.1755 | 1806.048 |  | 2303.253
-14.0885 | 1806.1168 |  | 2303.3408
-14.0015 | 1808.369 |  | 2306.213
-13.9146 | 1809.1699 |  | 2307.2344
-13.8276 | 1805.8822 |  | 2303.0416
-13.7406 | 1803.4094 |  | 2299.888
-13.6537 | 1806.8769 |  | 2304.3101
-13.5667 | 1813.1361 |  | 2312.2925
-13.4797 | 1819.644 |  | 2320.5919
-13.3928 | 1819.7613 |  | 2320.7416
-13.3058 | 1821.0187 |  | 2322.3452
-13.2188 | 1816.3754 |  | 2316.4235
-13.1319 | 1813.826 |  | 2313.1723
-13.0449 | 1811.4297 |  | 2310.1164
-12.9579 | 1816.1611 |  | 2316.1503
-12.871 | 1820.3683 |  | 2321.5157
-12.784 | 1822.1856 |  | 2323.8333
-12.697 | 1822.331 |  | 2324.0187
-12.6101 | 1824.6036 |  | 2326.917
-12.5231 | 1828.154 |  | 2331.4448
-12.4361 | 1829.6538 |  | 2333.3575
-12.3492 | 1831.1943 |  | 2335.3221
-12.2622 | 1833.8814 |  | 2338.7489
-12.1752 | 1837.6537 |  | 2343.5598
-12.0883 | 1842.7384 |  | 2350.0442
-12.0013 | 1842.3162 |  | 2349.5059
-11.9143 | 1841.3559 |  | 2348.2812
-11.8274 | 1839.7057 |  | 2346.1767
-11.7404 | 1839.5323 |  | 2345.9555
-11.6534 | 1838.3794 |  | 2344.4852
-11.5665 | 1835.5049 |  | 2340.8193
-11.4795 | 1834.1441 |  | 2339.084
-11.3925 | 1835.0355 |  | 2340.2208
-11.3056 | 1841.5294 |  | 2348.5024
-11.2186 | 1849.398 |  | 2358.5372
-11.1317 | 1854.9863 |  | 2365.6641
-11.0447 | 1854.489 |  | 2365.0298
-10.9577 | 1852.182 |  | 2362.0876
-10.8707 | 1848.8662 |  | 2357.859
-10.7838 | 1848.6787 |  | 2357.62
-10.6968 | 1847.5182 |  | 2356.1399
-10.6098 | 1849.2118 |  | 2358.2998
-10.5229 | 1852.6589 |  | 2362.6959
-10.4359 | 1857.4732 |  | 2368.8355
-10.349 | 1858.5929 |  | 2370.2635
-10.262 | 1861.3692 |  | 2373.8042
-10.175 | 1860.6168 |  | 2372.8446
-10.0881 | 1860.0302 |  | 2372.0965
-10.0011 | 1856.6863 |  | 2367.8321
-9.9141 | 1860.326 |  | 2372.4738
-9.8272 | 1865.5841 |  | 2379.1794
-9.7402 | 1870.7031 |  | 2385.7077
-9.6532 | 1874.5163 |  | 2390.5706
-9.5663 | 1878.6891 |  | 2395.8922
-9.4793 | 1881.445 |  | 2399.4068
-9.3923 | 1883.145 |  | 2401.5748
-9.3054 | 1883.5531 |  | 2402.0952
-9.2184 | 1880.8928 |  | 2398.7026
-9.1314 | 1879.4147 |  | 2396.8176
-9.0445 | 1878.9314 |  | 2396.2012
-8.9575 | 1879.1239 |  | 2396.4468
-8.8705 | 1875.6079 |  | 2391.9628
-8.7836 | 1874.0534 |  | 2389.9802
-8.6966 | 1871.504 |  | 2386.7291
-8.6096 | 1870.5998 |  | 2385.576
-8.5227 | 1871.3178 |  | 2386.4916
-8.4357 | 1875.636 |  | 2391.9986
-8.3487 | 1877.6535 |  | 2394.5715
-8.2618 | 1877.8741 |  | 2394.8529
-8.1748 | 1884.0632 |  | 2402.7458
-8.0878 | 1884.8577 |  | 2403.759
-8.0009 | 1886.7719 |  | 2406.2002
-7.9139 | 1882.1566 |  | 2400.3143
-7.8269 | 1881.5496 |  | 2399.5402
-7.74 | 1878.6483 |  | 2395.8401
-7.653 | 1879.7463 |  | 2397.2404
-7.566 | 1883.173 |  | 2401.6106
-7.4791 | 1887.1443 |  | 2406.6751
-7.3921 | 1884.4777 |  | 2403.2743
-7.3051 | 1880.7755 |  | 2398.5529
-7.2182 | 1879.7182 |  | 2397.2047
-7.1312 | 1878.7171 |  | 2395.9279
-7.0442 | 1882.061 |  | 2400.1923
-6.9573 | 1883.7533 |  | 2402.3506
-6.8703 | 1886.3294 |  | 2405.6359
-6.7833 | 1885.5425 |  | 2404.6324
-6.6964 | 1887.1099 |  | 2406.6312
-6.6094 | 1888.0153 |  | 2407.786
-6.5225 | 1891.6767 |  | 2412.4553
-6.4355 | 1890.937 |  | 2411.512
-6.3485 | 1891.3796 |  | 2412.0764
-6.2616 | 1889.5699 |  | 2409.7685
-6.1746 | 1890.7713 |  | 2411.3006
-6.0876 | 1894.9861 |  | 2416.6758
-6.0007 | 1896.3048 |  | 2418.3575
-5.9137 | 1897.4666 |  | 2419.8391
-5.8267 | 1900.285 |  | 2423.4335
-5.7398 | 1906.8757 |  | 2431.8386
-5.6528 | 1908.9405 |  | 2434.4718
-5.5658 | 1906.8056 |  | 2431.7492
-5.4789 | 1900.2977 |  | 2423.4497
-5.3919 | 1900.9405 |  | 2424.2694
-5.3049 | 1904.9271 |  | 2429.3535
-5.218 | 1909.6597 |  | 2435.389
-5.131 | 1908.285 |  | 2433.6358
-5.044 | 1903.7806 |  | 2427.8914
-4.9571 | 1901.3767 |  | 2424.8256
-4.8701 | 1900.3054 |  | 2423.4595
-4.7831 | 1899.7876 |  | 2422.7992
-4.6962 | 1900.146 |  | 2423.2562
-4.6092 | 1903.0549 |  | 2426.966
-4.5222 | 1908.1115 |  | 2433.4146
-4.4353 | 1913.4384 |  | 2440.208
-4.3483 | 1916.4022 |  | 2443.9878
-4.2613 | 1918.7641 |  | 2446.9998
-4.1744 | 1922.6742 |  | 2451.9864
-4.0874 | 1920.0011 |  | 2448.5774
-4.0004 | 1919.366 |  | 2447.7675
-3.9135 | 1916.4022 |  | 2443.9878
-3.8265 | 1919.959 |  | 2448.5238
-3.7395 | 1919.4068 |  | 2447.8195
-3.6526 | 1915.3858 |  | 2442.6915
-3.5656 | 1915.8628 |  | 2443.2998
-3.4786 | 1918.9375 |  | 2447.221
-3.3917 | 1923.7518 |  | 2453.3607
-3.3047 | 1921.5902 |  | 2450.6039
-3.2177 | 1916.4711 |  | 2444.0756
-3.1308 | 1913.39 |  | 2440.1462
-3.0438 | 1909.1343 |  | 2434.719
-2.9568 | 1911.352 |  | 2437.5473
-2.8699 | 1914.4816 |  | 2441.5384
-2.7829 | 1920.5393 |  | 2449.2638
-2.6959 | 1923.7798 |  | 2453.3964
-2.609 | 1923.9597 |  | 2453.6258
-2.522 | 1925.3969 |  | 2455.4587
-2.435 | 1921.9906 |  | 2451.1146
-2.3481 | 1917.8867 |  | 2445.8809
-2.2611 | 1912.7332 |  | 2439.3086
-2.1742 | 1912.3124 |  | 2438.7719
-2.0872 | 1914.6602 |  | 2441.7661
-2.0002 | 1917.6941 |  | 2445.6353
-1.9133 | 1916.5196 |  | 2444.1374
-1.8263 | 1914.9165 |  | 2442.093
-1.7393 | 1914.7852 |  | 2441.9255
-1.6524 | 1910.8955 |  | 2436.965
-1.5654 | 1907.2277 |  | 2432.2875
-1.4784 | 1901.4723 |  | 2424.9476
-1.3915 | 1905.2242 |  | 2429.7325
-1.3045 | 1913.0367 |  | 2439.6957
-1.2175 | 1917.2376 |  | 2445.0531
-1.1306 | 1920.7051 |  | 2449.4752
-1.0436 | 1917.1266 |  | 2444.9116
-0.95663 | 1922.3082 |  | 2451.5196
-0.86966 | 1926.495 |  | 2456.859
-0.78269 | 1928.7816 |  | 2459.7751
-0.69573 | 1926.0461 |  | 2456.2865
-0.60876 | 1916.8295 |  | 2444.5326
-0.5218 | 1914.2801 |  | 2441.2815
-0.43483 | 1913.0724 |  | 2439.7413
-0.34786 | 1916.3461 |  | 2443.9162
-0.2609 | 1920.07 |  | 2448.6653
-0.17393 | 1920.1389 |  | 2448.7531
-0.086966 | 1920.941 |  | 2449.7761
7.2431e-08 | 1920.1185 |  | 2448.7271
0.086966 | 1920.9066 |  | 2449.7322
0.17393 | 1919.1161 |  | 2447.4487
0.2609 | 1918.4669 |  | 2446.6209
0.34786 | 1916.4979 |  | 2444.1098
0.43483 | 1919.6759 |  | 2448.1627
0.5218 | 1923.9597 |  | 2453.6258
0.60876 | 1930.2188 |  | 2461.6081
0.69573 | 1930.0046 |  | 2461.3348
0.78269 | 1926.7577 |  | 2457.1941
0.86966 | 1926.4746 |  | 2456.833
0.95663 | 1929.5621 |  | 2460.7705
1.0436 | 1931.628 |  | 2463.4052
1.1306 | 1929.3899 |  | 2460.5509
1.2175 | 1925.9211 |  | 2456.1271
1.3045 | 1926.5983 |  | 2456.9908
1.3915 | 1927.973 |  | 2458.744
1.4784 | 1930.9228 |  | 2462.5059
1.5654 | 1930.5912 |  | 2462.083
1.6524 | 1927.3443 |  | 2457.9422
1.7393 | 1925.4377 |  | 2455.5107
1.8263 | 1922.1844 |  | 2451.3618
1.9133 | 1925.6584 |  | 2455.7921
2.0002 | 1925.3268 |  | 2455.3693
2.0872 | 1924.1459 |  | 2453.8632
2.1742 | 1927.8493 |  | 2458.5863
2.2611 | 1929.3618 |  | 2460.5151
2.3481 | 1934.3432 |  | 2466.8678
2.435 | 1928.9678 |  | 2460.0126
2.522 | 1928.2281 |  | 2459.0693
2.609 | 1932.3256 |  | 2464.2949
2.6959 | 1931.7594 |  | 2463.5728
2.7829 | 1930.0735 |  | 2461.4227
2.8699 | 1921.5902 |  | 2450.6039
2.9568 | 1923.2685 |  | 2452.7443
3.0438 | 1927.0548 |  | 2457.573
3.1308 | 1926.4121 |  | 2456.7533
3.2177 | 1922.8476 |  | 2452.2075
3.3047 | 1916.4507 |  | 2444.0496
3.3917 | 1916.92 |  | 2444.6481
3.4786 | 1919.4693 |  | 2447.8992
3.5656 | 1923.2136 |  | 2452.6743
3.6526 | 1922.8744 |  | 2452.2417
3.7395 | 1921.5965 |  | 2450.6121
3.8265 | 1922.7571 |  | 2452.0921
3.9135 | 1925.3268 |  | 2455.3693
4.0004 | 1924.8715 |  | 2454.7886
4.0874 | 1922.7226 |  | 2452.0482
4.1744 | 1923.6 |  | 2453.1671
4.2613 | 1926.1698 |  | 2456.4443
4.3483 | 1924.8511 |  | 2454.7626
4.4353 | 1920.913 |  | 2449.7403
4.5222 | 1918.7233 |  | 2446.9478
4.6092 | 1920.7612 |  | 2449.5468
4.6962 | 1924.9684 |  | 2454.9122
4.7831 | 1927.9934 |  | 2458.77
4.8701 | 1930.5428 |  | 2462.0212
4.9571 | 1929.168 |  | 2460.2679
5.044 | 1923.4763 |  | 2453.0094
5.131 | 1918.7781 |  | 2447.0177
5.218 | 1913.9906 |  | 2440.9123
5.3049 | 1913.9218 |  | 2440.8244
5.3919 | 1915.3935 |  | 2442.7013
5.4789 | 1921.4511 |  | 2450.4267
5.5658 | 1925.4237 |  | 2455.4929
5.6528 | 1924.8026 |  | 2454.7008
5.7398 | 1923.8283 |  | 2453.4582
5.8267 | 1921.8873 |  | 2450.9829
5.9137 | 1920.7128 |  | 2449.485
6.0007 | 1918.8406 |  | 2447.0974
6.0876 | 1919.8902 |  | 2448.4359
6.1746 | 1923.711 |  | 2453.3086
6.2616 | 1924.5195 |  | 2454.3397
6.3485 | 1923.2544 |  | 2452.7264
6.4355 | 1919.366 |  | 2447.7675
6.5225 | 1916.9685 |  | 2444.7099
6.6094 | 1914.3158 |  | 2441.327
6.6964 | 1913.8312 |  | 2440.709
6.7833 | 1914.8272 |  | 2441.9792
6.8703 | 1914.4472 |  | 2441.4945
6.9573 | 1911.0753 |  | 2437.1943
7.0442 | 1909.4723 |  | 2435.15
7.1312 | 1914.3426 |  | 2441.3612
7.2182 | 1917.0858 |  | 2444.8595
7.3051 | 1915.5248 |  | 2442.8688
7.3921 | 1913.8593 |  | 2440.7448
7.4791 | 1915.7659 |  | 2443.1762
7.566 | 1916.6496 |  | 2444.3033
7.653 | 1912.2983 |  | 2438.754
7.74 | 1907.1104 |  | 2432.1379
7.8269 | 1907.2341 |  | 2432.2957
7.9139 | 1906.2394 |  | 2431.0271
8.0009 | 1906.6054 |  | 2431.4938
8.0878 | 1907.6562 |  | 2432.834
8.1748 | 1911.9731 |  | 2438.3393
8.2618 | 1915.0198 |  | 2442.2248
8.3487 | 1914.0047 |  | 2440.9302
8.4357 | 1907.3999 |  | 2432.5071
8.5227 | 1904.0216 |  | 2428.1988
8.6096 | 1906.1986 |  | 2430.975
8.6966 | 1911.5446 |  | 2437.7929
8.7836 | 1908.9124 |  | 2434.436
8.8705 | 1904.4437 |  | 2428.7371
8.9575 | 1900.9826 |  | 2424.3231
9.0445 | 1902.4058 |  | 2426.1381
9.1314 | 1903.3317 |  | 2427.3189
9.2184 | 1907.5313 |  | 2432.6746
9.3054 | 1908.3538 |  | 2433.7236
9.3923 | 1912.3876 |  | 2438.8679
9.4793 | 1911.5867 |  | 2437.8465
9.5663 | 1911.1722 |  | 2437.3179
9.6532 | 1903.2131 |  | 2427.1676
9.7402 | 1898.2879 |  | 2420.8865
9.8272 | 1899.2418 |  | 2422.1031
9.9141 | 1906.0812 |  | 2430.8254
10.0011 | 1905.9359 |  | 2430.64
10.0881 | 1900.5337 |  | 2423.7506
10.175 | 1891.8489 |  | 2412.6749
10.262 | 1891.7456 |  | 2412.5431
10.349 | 1895.2756 |  | 2417.045
10.4359 | 1898.0188 |  | 2420.5434
10.5229 | 1899.4969 |  | 2422.4283
10.6098 | 1899.0888 |  | 2421.9079
10.6968 | 1897.3697 |  | 2419.7155
10.7838 | 1894.9517 |  | 2416.6319
10.8707 | 1892.9686 |  | 2414.1029
10.9577 | 1890.7304 |  | 2411.2485
11.0447 | 1894.0526 |  | 2415.4853
11.1317 | 1892.9546 |  | 2414.085
11.2186 | 1890.6884 |  | 2411.1949
11.3056 | 1881.4526 |  | 2399.4166
11.3925 | 1877.0171 |  | 2393.76
11.4795 | 1876.9138 |  | 2393.6282
11.5665 | 1879.3178 |  | 2396.694
11.6534 | 1874.1158 |  | 2390.0599
11.7404 | 1874.2612 |  | 2390.2453
11.8274 | 1871.4352 |  | 2386.6413
11.9143 | 1874.0189 |  | 2389.9363
12.0013 | 1871.3663 |  | 2386.5534
12.0883 | 1873.5075 |  | 2389.2841
12.1752 | 1876.6792 |  | 2393.329
12.2622 | 1879.4071 |  | 2396.8078
12.3492 | 1874.3505 |  | 2390.3592
12.4361 | 1873.2665 |  | 2388.9768
12.5231 | 1871.643 |  | 2386.9064
12.6101 | 1875.7737 |  | 2392.1742
12.697 | 1877.563 |  | 2394.4561
12.784 | 1873.6873 |  | 2389.5135
12.871 | 1869.9915 |  | 2384.8002
12.9579 | 1862.883 |  | 2375.7347
13.0449 | 1863.6915 |  | 2376.7658
13.1319 | 1866.3582 |  | 2380.1666
13.2188 | 1868.34 |  | 2382.694
13.3058 | 1863.2694 |  | 2376.2275
13.3928 | 1858.987 |  | 2370.7661
13.4797 | 1860.0225 |  | 2372.0867
13.5667 | 1866.4615 |  | 2380.2983
13.6537 | 1862.5718 |  | 2375.3378
13.7406 | 1857.653 |  | 2369.0649
13.8276 | 1850.8697 |  | 2360.4141
13.9146 | 1851.8848 |  | 2361.7087
14.0015 | 1854.5655 |  | 2365.1274
14.0885 | 1852.4714 |  | 2362.4568
14.1755 | 1848.0296 |  | 2356.7921
14.2624 | 1845.1346 |  | 2353.1002
14.3494 | 1845.9993 |  | 2354.2029
14.4364 | 1847.3664 |  | 2355.9464
14.5233 | 1847.1866 |  | 2355.7171
14.6103 | 1847.2976 |  | 2355.8586
14.6973 | 1844.7686 |  | 2352.6334
14.7842 | 1846.3309 |  | 2354.6258
14.8712 | 1845.0862 |  | 2353.0384
14.9581 | 1843.2013 |  | 2350.6346
15.0451 | 1832.2375 |  | 2336.6525
15.1321 | 1826.4349 |  | 2329.2525
15.219 | 1824.4722 |  | 2326.7494
15.306 | 1825.7093 |  | 2328.327
15.393 | 1827.9334 |  | 2331.1635
15.48 | 1830.345 |  | 2334.239
15.5669 | 1833.495 |  | 2338.2562
15.6539 | 1835.1248 |  | 2340.3347
15.7409 | 1832.99 |  | 2337.6121
15.8278 | 1826.9246 |  | 2329.877
15.9148 | 1818.4617 |  | 2319.0843
16.0018 | 1816.2236 |  | 2316.23
16.0887 | 1815.6153 |  | 2315.4542
16.1757 | 1811.8225 |  | 2310.6173
16.2626 | 1810.912 |  | 2309.456
16.3496 | 1809.6609 |  | 2307.8605
16.4366 | 1815.3742 |  | 2315.1468
16.5235 | 1811.1594 |  | 2309.7716
16.6105 | 1809.1572 |  | 2307.2181
16.6975 | 1802.1864 |  | 2298.3283
16.7844 | 1798.2342 |  | 2293.2881
16.8714 | 1793.3294 |  | 2287.033
16.9584 | 1790.0761 |  | 2282.8841
17.0453 | 1787.1531 |  | 2279.1564
17.1323 | 1782.0902 |  | 2272.6996
17.2193 | 1783.6371 |  | 2274.6724
17.3062 | 1782.9459 |  | 2273.7909
17.3932 | 1793.295 |  | 2286.9891
17.4802 | 1794.9873 |  | 2289.1473
17.5671 | 1796.7421 |  | 2291.3852
17.6541 | 1789.8887 |  | 2282.645
17.7411 | 1788.6873 |  | 2281.1129
17.828 | 1788.9016 |  | 2281.3862
17.915 | 1780.6529 |  | 2270.8667
18.002 | 1772.7767 |  | 2260.8221
18.0889 | 1765.0815 |  | 2251.0085
18.1759 | 1766.5876 |  | 2252.9292
18.2629 | 1768.5223 |  | 2255.3965
18.3498 | 1769.2199 |  | 2256.2861
18.4368 | 1766.5736 |  | 2252.9113
18.5238 | 1763.9274 |  | 2249.5366
18.6107 | 1764.0179 |  | 2249.652
18.6977 | 1763.4504 |  | 2248.9283
18.7847 | 1758.8848 |  | 2243.1058
18.8716 | 1752.7914 |  | 2235.3349
18.9586 | 1750.1184 |  | 2231.926
19.0456 | 1748.7985 |  | 2230.2427
19.1325 | 1747.272 |  | 2228.2959
19.2195 | 1742.6158 |  | 2222.358
19.3065 | 1738.5948 |  | 2217.23
19.3934 | 1737.2264 |  | 2215.4848
19.4804 | 1739.7553 |  | 2218.71
19.5674 | 1739.272 |  | 2218.0936
19.6543 | 1734.5126 |  | 2212.0239
19.7413 | 1725.9451 |  | 2201.0978
19.8283 | 1718.8162 |  | 2192.0063
19.9152 | 1716.5704 |  | 2189.1422
20.0022 | 1717.1239 |  | 2189.8481
20.0892 | 1715.5489 |  | 2187.8395
20.1761 | 1713.2967 |  | 2184.9673
20.2631 | 1709.3101 |  | 2179.8832
20.35 | 1710.1875 |  | 2181.0021
20.437 | 1712.0737 |  | 2183.4076
20.524 | 1711.5074 |  | 2182.6854
20.6109 | 1705.4625 |  | 2174.9763
20.6979 | 1693.6354 |  | 2159.8932
20.7849 | 1687.6185 |  | 2152.2199
20.8718 | 1685.1929 |  | 2149.1265
20.9588 | 1687.431 |  | 2151.9808
21.0458 | 1689.0826 |  | 2154.087
21.1327 | 1689.483 |  | 2154.5977
21.2197 | 1688.3914 |  | 2153.2055
21.3067 | 1685.0488 |  | 2148.9427
21.3936 | 1681.0686 |  | 2143.8668
21.4806 | 1678.7616 |  | 2140.9246
21.5676 | 1678.5473 |  | 2140.6514
21.6545 | 1673.2421 |  | 2133.8856
21.7415 | 1668.952 |  | 2128.4144
21.8285 | 1664.3443 |  | 2122.5383
21.9154 | 1659.4943 |  | 2116.3531
22.0024 | 1654.0718 |  | 2109.4377
22.0894 | 1649.4284 |  | 2103.516
22.1763 | 1654.0233 |  | 2109.3759
22.2633 | 1653.2632 |  | 2108.4066
22.3503 | 1644.4828 |  | 2097.2089
22.4372 | 1634.742 |  | 2084.7865
22.5242 | 1627.0316 |  | 2074.9534
22.6112 | 1624.9388 |  | 2072.2844
22.6981 | 1626.6936 |  | 2074.5224
22.7851 | 1631.7986 |  | 2081.0328
22.8721 | 1633.7192 |  | 2083.4821
22.959 | 1626.4028 |  | 2074.1515
23.046 | 1616.1163 |  | 2061.0331
23.133 | 1610.3557 |  | 2053.6867
23.2199 | 1608.2069 |  | 2050.9462
23.3069 | 1608.884 |  | 2051.8098
23.3939 | 1610.5483 |  | 2053.9323
23.4808 | 1610.5419 |  | 2053.9241
23.5678 | 1607.7018 |  | 2050.3022
23.6547 | 1600.2834 |  | 2040.8415
23.7417 | 1597.8514 |  | 2037.7399
23.8287 | 1594.417 |  | 2033.3601
23.9156 | 1593.3611 |  | 2032.0134
24.0026 | 1590.9291 |  | 2028.9119
24.0896 | 1587.7511 |  | 2024.8589
24.1765 | 1582.7213 |  | 2018.4444
24.2635 | 1574.9713 |  | 2008.5609
24.3505 | 1572.7599 |  | 2005.7407
24.4374 | 1570.9911 |  | 2003.4849
24.5244 | 1572.663 |  | 2005.6171
24.6114 | 1568.4494 |  | 2000.2435
24.6984 | 1560.8499 |  | 1990.5518
24.7853 | 1550.8745 |  | 1977.8302
24.8723 | 1549.2574 |  | 1975.768
24.9593 | 1546.4466 |  | 1972.1834
25.0462 | 1541.2995 |  | 1965.6193
25.1332 | 1532.3189 |  | 1954.1662
25.2201 | 1530.198 |  | 1951.4616
25.3071 | 1527.4625 |  | 1947.9729
25.3941 | 1523.1099 |  | 1942.4221
25.481 | 1514.4672 |  | 1931.4
25.568 | 1507.0896 |  | 1921.9914
25.655 | 1505.4177 |  | 1919.8592
25.7419 | 1505.5286 |  | 1920.0007
25.8289 | 1502.5993 |  | 1916.2648
25.9159 | 1497.3348 |  | 1909.5511
26.0028 | 1494.7511 |  | 1906.256
26.0898 | 1496.8783 |  | 1908.9689
26.1768 | 1494.8544 |  | 1906.3878
26.2637 | 1493.5013 |  | 1904.6622
26.3507 | 1485.4529 |  | 1894.398
26.4377 | 1480.4919 |  | 1888.0714
26.5246 | 1470.6887 |  | 1875.5693
26.6116 | 1466.0606 |  | 1869.6671
26.6986 | 1461.5219 |  | 1863.8788
26.7855 | 1457.826 |  | 1859.1655
26.8725 | 1454.9732 |  | 1855.5273
26.9595 | 1452.9761 |  | 1852.9804
27.0464 | 1452.6521 |  | 1852.5673
27.1334 | 1450.303 |  | 1849.5715
27.2204 | 1441.3084 |  | 1838.1005
27.3073 | 1434.4753 |  | 1829.3863
27.3943 | 1428.3692 |  | 1821.5992
27.4813 | 1425.2319 |  | 1817.5983
27.5682 | 1420.5975 |  | 1811.688
27.6552 | 1415.3815 |  | 1805.036
27.7422 | 1411.4714 |  | 1800.0495
27.8291 | 1409.7651 |  | 1797.8734
27.9161 | 1408.6658 |  | 1796.4715
28.0031 | 1404.984 |  | 1791.7761
28.09 | 1394.8772 |  | 1778.8869
28.177 | 1387.4027 |  | 1769.3547
28.264 | 1381.2749 |  | 1761.5399
28.3509 | 1379.9486 |  | 1759.8484
28.4379 | 1376.0385 |  | 1754.8619
28.5249 | 1370.7192 |  | 1748.0782
28.6118 | 1366.5668 |  | 1742.7827
28.6988 | 1362.7741 |  | 1737.9458
28.7858 | 1359.8728 |  | 1734.2458
28.8727 | 1353.2476 |  | 1725.7967
28.9597 | 1346.4222 |  | 1717.0922
29.0466 | 1341.4345 |  | 1710.7314
29.1336 | 1337.1852 |  | 1705.3123
29.2206 | 1330.5256 |  | 1696.8193
29.3075 | 1326.5326 |  | 1691.7271
29.3945 | 1321.068 |  | 1684.758
29.4815 | 1314.3331 |  | 1676.169
29.5684 | 1305.1509 |  | 1664.459
29.6554 | 1303.3349 |  | 1662.143
29.7424 | 1303.1207 |  | 1661.8698
29.8293 | 1299.5702 |  | 1657.3419
29.9163 | 1290.4646 |  | 1645.7295
30.0033 | 1284.3572 |  | 1637.9407
30.0902 | 1281.4418 |  | 1634.2228
30.1772 | 1277.7601 |  | 1629.5274
30.2642 | 1273.8706 |  | 1624.5672
30.3511 | 1267.6185 |  | 1616.5939
30.4381 | 1260.2474 |  | 1607.1935
30.5251 | 1251.7294 |  | 1596.3305
30.612 | 1240.5793 |  | 1582.1108
30.699 | 1232.4483 |  | 1571.7413
30.786 | 1227.1703 |  | 1565.0103
30.8729 | 1229.1114 |  | 1567.4858
30.9599 | 1227.3982 |  | 1565.3009
31.0469 | 1225.913 |  | 1563.4068
31.1338 | 1222.3206 |  | 1558.8255
31.2208 | 1216.4693 |  | 1551.3633
31.3078 | 1208.8356 |  | 1541.628
31.3947 | 1195.6889 |  | 1524.862
31.4817 | 1188.8083 |  | 1516.0872
31.5687 | 1181.133 |  | 1506.2989
31.6556 | 1179.9173 |  | 1504.7485
31.7426 | 1176.2834 |  | 1500.1142
31.8296 | 1175.6271 |  | 1499.2773
31.9165 | 1170.1557 |  | 1492.2996
32.0035 | 1164.56 |  | 1485.1633
32.0905 | 1156.5739 |  | 1474.9787
32.1774 | 1152.4979 |  | 1469.7806
32.2644 | 1150.6397 |  | 1467.4108
32.3514 | 1145.2097 |  | 1460.4859
32.4383 | 1137.5967 |  | 1450.777
32.5253 | 1123.6694 |  | 1433.0156
32.6123 | 1115.7179 |  | 1422.875
32.6992 | 1113.1549 |  | 1419.6065
32.7862 | 1116.1256 |  | 1423.395
32.8732 | 1118.7991 |  | 1426.8045
32.9601 | 1113.5417 |  | 1420.0997
33.0471 | 1103.5731 |  | 1407.3867
33.1341 | 1093.7426 |  | 1394.8499
33.221 | 1085.1554 |  | 1383.8987
33.308 | 1080.9828 |  | 1378.5774
33.395 | 1075.5114 |  | 1371.5997
33.4819 | 1070.3025 |  | 1364.9568
33.5689 | 1064.6722 |  | 1357.7765
33.6559 | 1058.9452 |  | 1350.4728
33.7428 | 1054.2062 |  | 1344.4292
33.8298 | 1046.683 |  | 1334.8348
33.9167 | 1039.3324 |  | 1325.4606
34.0037 | 1032.0234 |  | 1316.1394
34.0907 | 1023.8992 |  | 1305.7787
34.1776 | 1014.5798 |  | 1293.8937
34.2646 | 1006.1724 |  | 1283.1717
34.3516 | 1004.5973 |  | 1281.1629
34.4385 | 998.1172 |  | 1272.8989
34.5255 | 996.6872 |  | 1271.0752
34.6125 | 994.525 |  | 1268.3177
34.6994 | 992.5423 |  | 1265.7892
34.7864 | 987.8721 |  | 1259.8333
34.8734 | 980.5631 |  | 1250.5121
34.9603 | 974.3318 |  | 1242.5653
35.0473 | 966.325 |  | 1232.3543
35.1343 | 959.7483 |  | 1223.967
35.2212 | 957.7864 |  | 1221.465
35.3082 | 954.2907 |  | 1217.0069
35.3952 | 950.6016 |  | 1212.3022
35.4821 | 944.9437 |  | 1205.0867
35.5691 | 937.8489 |  | 1196.0387
35.6561 | 932.5363 |  | 1189.2636
35.743 | 923.1272 |  | 1177.2641
35.83 | 918.3605 |  | 1171.1851
35.917 | 915.5833 |  | 1167.6433
36.0039 | 913.8286 |  | 1165.4056
36.0909 | 910.3122 |  | 1160.9211
36.1779 | 898.9688 |  | 1146.4549
36.2648 | 893.3591 |  | 1139.3009
36.3518 | 885.1244 |  | 1128.7991
36.4388 | 882.3473 |  | 1125.2575
36.5257 | 877.9743 |  | 1119.6806
36.6127 | 874.8932 |  | 1115.7513
36.6997 | 868.7724 |  | 1107.9454
36.7866 | 861.1249 |  | 1098.1926
36.8736 | 854.6932 |  | 1089.9902
36.9606 | 848.4411 |  | 1082.017
37.0475 | 841.5052 |  | 1073.1715
37.1345 | 832.7868 |  | 1062.0531
37.2214 | 826.1272 |  | 1053.56
37.3084 | 818.9908 |  | 1044.4589
37.3954 | 816.7939 |  | 1041.6573
37.4823 | 809.6646 |  | 1032.5653
37.5693 | 808.1931 |  | 1030.6886
37.6563 | 800.6629 |  | 1021.0854
37.7433 | 800.131 |  | 1020.4071
37.8302 | 793.0707 |  | 1011.403
37.9172 | 787.2747 |  | 1004.0114
38.0042 | 780.546 |  | 995.4303
38.0911 | 775.1643 |  | 988.5671
38.1781 | 771.1851 |  | 983.4924
38.2651 | 766.3493 |  | 977.3253
38.352 | 763.5444 |  | 973.7482
38.439 | 759.0403 |  | 968.0041
38.5259 | 752.0213 |  | 959.0528
38.6129 | 743.2132 |  | 947.8198
38.6999 | 737.0718 |  | 939.9876
38.7868 | 729.4242 |  | 930.2346
38.8738 | 727.0547 |  | 927.2128
38.9608 | 720.4503 |  | 918.7902
39.0477 | 715.6697 |  | 912.6935
39.1347 | 704.3884 |  | 898.3065
39.2217 | 700.2709 |  | 893.0555
39.3086 | 696.8445 |  | 888.6857
39.3956 | 697.0723 |  | 888.9764
39.4826 | 693.2314 |  | 884.078
39.5695 | 689.3903 |  | 879.1795
39.6565 | 681.8533 |  | 869.5675
39.7435 | 671.56 |  | 856.4404
39.8304 | 662.0886 |  | 844.3616
39.9174 | 656.5549 |  | 837.3045
40.0044 | 657.8193 |  | 838.9169
40.0913 | 656.2027 |  | 836.8553
40.1783 | 651.4498 |  | 830.7939
40.2653 | 639.4983 |  | 815.5522
40.3522 | 633.7299 |  | 808.1957
40.4392 | 629.129 |  | 802.3282
40.5262 | 630.4138 |  | 803.9667
40.6131 | 626.9528 |  | 799.5529
40.7001 | 621.1221 |  | 792.117
40.7871 | 610.7251 |  | 778.8577
40.874 | 606.062 |  | 772.9108
40.961 | 603.2986 |  | 769.3868
41.048 | 602.4073 |  | 768.2501
41.1349 | 597.6269 |  | 762.1536
41.2219 | 589.1779 |  | 751.3786
41.3089 | 580.9569 |  | 740.8944
41.3958 | 577.7378 |  | 736.789
41.4828 | 575.1886 |  | 733.538
41.5697 | 574.4701 |  | 732.6217
41.6567 | 566.3112 |  | 722.2167
41.7437 | 559.6793 |  | 713.759
41.8306 | 556.2183 |  | 709.3452
41.9176 | 554.0973 |  | 706.6403
42.0046 | 553.4273 |  | 705.7858
42.0915 | 545.7453 |  | 695.9889
42.1785 | 538.9957 |  | 687.3812
42.2655 | 532.5917 |  | 679.2142
42.3524 | 526.0081 |  | 670.8181
42.4394 | 518.098 |  | 660.7304
42.5264 | 512.0532 |  | 653.0215
42.6133 | 511.5282 |  | 652.3519
42.7003 | 507.6319 |  | 647.3829
42.7873 | 504.1915 |  | 642.9954
42.8742 | 498.879 |  | 636.2204
42.9612 | 493.2901 |  | 629.0929
10.8884 | 1426.3376 |  | 1819.0083
10.963 | 1428.7811 |  | 1822.1245
11.0376 | 1430.013 |  | 1823.6956
11.1121 | 1429.5896 |  | 1823.1556
11.1867 | 1429.6011 |  | 1823.1703
11.2613 | 1422.5092 |  | 1814.1259
11.3359 | 1423.9974 |  | 1816.0239
11.4105 | 1427.7226 |  | 1820.7746
11.485 | 1430.7731 |  | 1824.6649
11.5596 | 1424.7792 |  | 1817.0209
11.6342 | 1422.8407 |  | 1814.5488
11.7088 | 1425.5495 |  | 1818.0032
11.7834 | 1428.7811 |  | 1822.1245
11.8579 | 1422.4607 |  | 1814.0641
11.9325 | 1425.5609 |  | 1818.0179
12.0071 | 1433.8096 |  | 1828.5374
12.0817 | 1446.5154 |  | 1844.7411
12.1562 | 1442.9586 |  | 1840.2051
12.2308 | 1428.2212 |  | 1821.4105
12.3054 | 1417.964 |  | 1808.3295
12.38 | 1419.3324 |  | 1810.0746
12.4546 | 1425.0393 |  | 1817.3527
12.5291 | 1430.0245 |  | 1823.7102
12.6037 | 1427.8029 |  | 1820.8771
12.6783 | 1426.2993 |  | 1818.9596
12.7529 | 1423.4758 |  | 1815.3587
12.8275 | 1419.8757 |  | 1810.7674
12.902 | 1421.1306 |  | 1812.3678
12.9766 | 1427.1028 |  | 1819.9842
13.0512 | 1435.3948 |  | 1830.559
13.1258 | 1439.44 |  | 1835.7179
13.2003 | 1434.5148 |  | 1829.4368
13.2749 | 1424.1007 |  | 1816.1557
13.3495 | 1413.3219 |  | 1802.4094
13.4241 | 1408.9884 |  | 1796.8829
13.4986 | 1409.0216 |  | 1796.9252
13.5732 | 1408.7614 |  | 1796.5934
13.6478 | 1412.4483 |  | 1801.2953
13.7224 | 1417.5623 |  | 1807.8172
13.797 | 1423.2858 |  | 1815.1164
13.8715 | 1419.9088 |  | 1810.8097
13.9461 | 1419.4637 |  | 1810.2421
14.0207 | 1418.7088 |  | 1809.2793
14.0953 | 1421.8358 |  | 1813.2672
14.1699 | 1425.251 |  | 1817.6227
14.2444 | 1427.9062 |  | 1821.0088
14.319 | 1428.8079 |  | 1822.1587
14.3936 | 1424.4094 |  | 1816.5492
14.4682 | 1420.5873 |  | 1811.675
14.5427 | 1412.7633 |  | 1801.6971
14.6173 | 1408.8265 |  | 1796.6764
14.6919 | 1408.0932 |  | 1795.7412
14.7665 | 1411.5301 |  | 1800.1243
14.8411 | 1415.9286 |  | 1805.7338
14.9156 | 1419.4574 |  | 1810.234
14.9902 | 1417.2906 |  | 1807.4707
15.0648 | 1405.438 |  | 1792.3551
15.1394 | 1396.516 |  | 1780.9768
15.214 | 1404.4828 |  | 1791.1369
15.2885 | 1417.4437 |  | 1807.6659
15.3631 | 1424.1874 |  | 1816.2663
15.4377 | 1422.8076 |  | 1814.5065
15.5123 | 1416.5803 |  | 1806.5648
15.5868 | 1415.3101 |  | 1804.945
15.6614 | 1414.272 |  | 1803.6211
15.736 | 1418.9307 |  | 1809.5623
15.8106 | 1410.83 |  | 1799.2314
15.8851 | 1402.2344 |  | 1788.2696
15.9597 | 1393.9641 |  | 1777.7224
16.0343 | 1393.2474 |  | 1776.8084
16.1089 | 1392.9005 |  | 1776.366
16.1835 | 1391.0972 |  | 1774.0663
16.258 | 1392.1787 |  | 1775.4455
16.3326 | 1388.8438 |  | 1771.1925
16.4072 | 1382.0184 |  | 1762.488
16.4818 | 1387.6335 |  | 1769.649
16.5563 | 1395.1808 |  | 1779.274
16.6309 | 1405.6828 |  | 1792.6673
16.7055 | 1406.258 |  | 1793.4008
16.7801 | 1401.5993 |  | 1787.4596
16.8547 | 1393.1824 |  | 1776.7255
16.9292 | 1376.0296 |  | 1754.8505
17.0038 | 1361.3585 |  | 1736.1405
17.0784 | 1370.0943 |  | 1747.2813
17.153 | 1376.9363 |  | 1756.0069
17.2276 | 1381.1831 |  | 1761.4228
17.3021 | 1367.8638 |  | 1744.4367
17.3767 | 1367.3639 |  | 1743.7992
17.4513 | 1372.321 |  | 1750.121
17.5259 | 1379.8312 |  | 1759.6988
17.6004 | 1380.7316 |  | 1760.847
17.675 | 1376.1278 |  | 1754.9757
17.7496 | 1376.2094 |  | 1755.0798
17.8242 | 1374.3793 |  | 1752.746
17.8988 | 1375.1343 |  | 1753.7088
17.9733 | 1368.1074 |  | 1744.7474
18.0479 | 1367.0221 |  | 1743.3633
18.1225 | 1371.7943 |  | 1749.4493
18.1971 | 1377.2845 |  | 1756.4509
18.2717 | 1378.2511 |  | 1757.6837
18.3462 | 1372.0876 |  | 1749.8233
18.4208 | 1366.3921 |  | 1742.5599
18.4954 | 1364.6322 |  | 1740.3155
18.57 | 1365.3655 |  | 1741.2506
18.6445 | 1365.0773 |  | 1740.8831
18.7191 | 1364.9523 |  | 1740.7237
18.7937 | 1363.7153 |  | 1739.1461
18.8683 | 1366.6854 |  | 1742.934
18.9429 | 1369.926 |  | 1747.0666
19.0174 | 1374.3143 |  | 1752.663
19.092 | 1373.3578 |  | 1751.4432
19.1666 | 1375.5029 |  | 1754.1788
19.2412 | 1373.831 |  | 1752.0466
19.3158 | 1370.4042 |  | 1747.6765
19.3903 | 1363.4054 |  | 1738.7509
19.4649 | 1363.3569 |  | 1738.6891
19.5395 | 1357.6984 |  | 1731.4728
19.6141 | 1353.3764 |  | 1725.9609
19.6886 | 1351.2097 |  | 1723.1977
19.7632 | 1357.8667 |  | 1731.6875
19.8378 | 1357.6933 |  | 1731.4663
19.9124 | 1359.1969 |  | 1733.3838
19.987 | 1359.1153 |  | 1733.2797
20.0615 | 1362.0638 |  | 1737.0399
20.1361 | 1357.4051 |  | 1731.0987
20.2107 | 1351.6879 |  | 1723.8076
20.2853 | 1343.994 |  | 1713.9956
20.3598 | 1335.8002 |  | 1703.546
20.4344 | 1333.432 |  | 1700.5258
20.509 | 1335.7505 |  | 1703.4826
20.5836 | 1337.5206 |  | 1705.74
20.6581 | 1345.1125 |  | 1715.4219
20.7327 | 1344.3677 |  | 1714.4721
20.8073 | 1344.3741 |  | 1714.4803
20.8819 | 1336.6853 |  | 1704.6748
20.9565 | 1338.0371 |  | 1706.3987
21.0311 | 1339.0637 |  | 1707.708
21.1056 | 1335.6485 |  | 1703.3525
21.1802 | 1332.8135 |  | 1699.737
21.2548 | 1331.3099 |  | 1697.8195
21.3294 | 1330.62 |  | 1696.9396
21.4039 | 1328.9684 |  | 1694.8335
21.4785 | 1324.1312 |  | 1688.6646
21.5531 | 1321.4544 |  | 1685.2508
21.6277 | 1313.8638 |  | 1675.5705
21.7022 | 1310.0022 |  | 1670.6458
21.7768 | 1309.3939 |  | 1669.87
21.8514 | 1311.1653 |  | 1672.1291
21.926 | 1318.826 |  | 1681.8988
22.0006 | 1316.1823 |  | 1678.5273
22.0751 | 1310.9587 |  | 1671.8656
22.1497 | 1302.4881 |  | 1661.0631
22.2243 | 1303.6448 |  | 1662.5382
22.2989 | 1298.8395 |  | 1656.41
22.3734 | 1291.0857 |  | 1646.5215
22.448 | 1288.3055 |  | 1642.976
22.5226 | 1294.0227 |  | 1650.2671
22.5972 | 1295.8693 |  | 1652.6221
22.6718 | 1293.4628 |  | 1649.5531
22.7463 | 1291.8776 |  | 1647.5315
22.8209 | 1292.8609 |  | 1648.7855
22.8955 | 1294.8963 |  | 1651.3812
22.9701 | 1295.4344 |  | 1652.0675
23.0447 | 1291.5843 |  | 1647.1575
23.1192 | 1280.91 |  | 1633.5446
23.1938 | 1274.6815 |  | 1625.6013
23.2684 | 1272.2868 |  | 1622.5474
23.343 | 1277.8149 |  | 1629.5973
23.4175 | 1279.835 |  | 1632.1735
23.4921 | 1279.71 |  | 1632.0141
23.5667 | 1273.1014 |  | 1623.5862
23.6413 | 1270.8588 |  | 1620.7262
23.7159 | 1269.3873 |  | 1618.8497
23.7904 | 1270.104 |  | 1619.7637
23.865 | 1267.6606 |  | 1616.6475
23.9396 | 1268.0136 |  | 1617.0977
24.0142 | 1266.96 |  | 1615.7541
24.0888 | 1269.0126 |  | 1618.3718
24.1633 | 1275.2407 |  | 1626.3145
24.2379 | 1268.6054 |  | 1617.8525
24.3125 | 1268.0516 |  | 1617.1462
24.3871 | 1263.0941 |  | 1610.8239
24.4616 | 1264.153 |  | 1612.1743
24.5362 | 1255.6498 |  | 1601.3302
24.6108 | 1251.5774 |  | 1596.1366
24.6854 | 1244.4479 |  | 1587.0445
24.7599 | 1250.1058 |  | 1594.2599
24.8345 | 1255.0471 |  | 1600.5616
24.9091 | 1262.3827 |  | 1609.9167
24.9837 | 1249.4597 |  | 1593.436
25.0583 | 1233.9193 |  | 1573.6173
25.1328 | 1230.9004 |  | 1569.7673
25.2074 | 1234.256 |  | 1574.0467
25.282 | 1234.343 |  | 1574.1576
25.3566 | 1232.0842 |  | 1571.2769
25.4312 | 1227.7782 |  | 1565.7856
25.5057 | 1225.8833 |  | 1563.3689
25.5803 | 1222.5004 |  | 1559.0548
25.6549 | 1220.8064 |  | 1556.8944
25.7295 | 1218.3303 |  | 1553.7366
25.8041 | 1213.8398 |  | 1548.01
25.8786 | 1209.9358 |  | 1543.0311
25.9532 | 1208.5783 |  | 1541.3
26.0278 | 1210.9945 |  | 1544.3813
26.1024 | 1212.4009 |  | 1546.1749
26.1769 | 1209.0724 |  | 1541.93
26.2515 | 1202.9312 |  | 1534.0981
26.3261 | 1199.543 |  | 1529.7772
26.4007 | 1199.4615 |  | 1529.6732
26.4752 | 1198.7828 |  | 1528.8077
26.5498 | 1196.2036 |  | 1525.5184
26.6244 | 1194.1348 |  | 1522.8801
26.699 | 1195.8941 |  | 1525.1237
26.7736 | 1199.7276 |  | 1530.0127
26.8481 | 1199.8633 |  | 1530.1857
26.9227 | 1193.4344 |  | 1521.9869
26.9973 | 1186.2508 |  | 1512.8256
27.0719 | 1176.314 |  | 1500.1533
27.1465 | 1177.5467 |  | 1501.7253
27.221 | 1174.3647 |  | 1497.6673
27.2956 | 1173.762 |  | 1496.8987
27.3702 | 1169.8906 |  | 1491.9615
27.4448 | 1169.2227 |  | 1491.1097
27.5193 | 1169.4724 |  | 1491.4282
27.5939 | 1165.8995 |  | 1486.8717
27.6685 | 1158.0317 |  | 1476.8378
27.7431 | 1149.0345 |  | 1465.3636
27.8177 | 1136.3232 |  | 1449.1529
27.8922 | 1138.2453 |  | 1451.6042
27.9668 | 1139.1629 |  | 1452.7744
28.0414 | 1139.4019 |  | 1453.0792
28.116 | 1131.6698 |  | 1443.2186
28.1906 | 1128.7647 |  | 1439.5136
28.2651 | 1124.839 |  | 1434.5071
28.3397 | 1123.1177 |  | 1432.312
28.4143 | 1130.2906 |  | 1441.4596
28.4889 | 1136.03 |  | 1448.779
28.5634 | 1136.5185 |  | 1449.4021
28.638 | 1125.5938 |  | 1435.4698
28.7126 | 1114.9567 |  | 1421.9042
28.7872 | 1114.7178 |  | 1421.5996
28.8618 | 1116.6236 |  | 1424.0301
28.9363 | 1124.6381 |  | 1434.251
29.0109 | 1119.2408 |  | 1427.3678
29.0855 | 1114.3214 |  | 1421.0941
29.1601 | 1105.8344 |  | 1410.2707
29.2346 | 1101.4308 |  | 1404.6547
29.3092 | 1102.1097 |  | 1405.5205
29.3838 | 1106.4861 |  | 1411.1017
29.4584 | 1108.3322 |  | 1413.4561
29.533 | 1104.7485 |  | 1408.8858
29.6075 | 1099.6335 |  | 1402.3627
29.6821 | 1092.0969 |  | 1392.7512
29.7567 | 1087.3566 |  | 1386.7059
29.8313 | 1072.0825 |  | 1367.2268
29.9059 | 1070.0354 |  | 1364.6161
29.9804 | 1071.4851 |  | 1366.465
30.055 | 1085.4616 |  | 1384.2892
30.1296 | 1091.4345 |  | 1391.9064
30.2042 | 1082.573 |  | 1380.6053
30.2787 | 1072.9242 |  | 1368.3002
30.3533 | 1063.6608 |  | 1356.4866
30.4279 | 1062.6779 |  | 1355.2331
30.5025 | 1059.8599 |  | 1351.6393
30.577 | 1054.354 |  | 1344.6177
30.6516 | 1048.1856 |  | 1336.7512
30.7262 | 1044.6616 |  | 1332.257
30.8008 | 1045.8345 |  | 1333.7527
30.8754 | 1044.9603 |  | 1332.6379
30.9499 | 1039.3784 |  | 1325.5193
31.0245 | 1029.8598 |  | 1313.3803
31.0991 | 1021.5956 |  | 1302.8409
31.1737 | 1017.9794 |  | 1298.2291
31.2482 | 1020.6183 |  | 1301.5945
31.3228 | 1022.0734 |  | 1303.4502
31.3974 | 1025.7331 |  | 1308.1174
31.472 | 1024.2563 |  | 1306.2341
31.5466 | 1019.7005 |  | 1300.4241
31.6212 | 1006.6906 |  | 1283.8325
31.6957 | 999.9305 |  | 1275.2113
31.7703 | 1005.5612 |  | 1282.3922
31.8449 | 1014.9495 |  | 1294.3652
31.9195 | 1010.3341 |  | 1288.4791
31.994 | 1006.6797 |  | 1283.8187
32.0686 | 999.8381 |  | 1275.0936
32.1432 | 998.3559 |  | 1273.2032
32.2178 | 984.9984 |  | 1256.1684
32.2923 | 983.8473 |  | 1254.7004
32.3669 | 975.9686 |  | 1244.6528
32.4415 | 973.4056 |  | 1241.3842
32.5161 | 959.1414 |  | 1223.193
32.5907 | 956.4156 |  | 1219.7168
32.6652 | 954.6726 |  | 1217.494
32.7398 | 954.3468 |  | 1217.0784
32.8144 | 956.2907 |  | 1219.5576
32.889 | 961.4545 |  | 1226.143
32.9635 | 963.7405 |  | 1229.0583
33.0381 | 956.079 |  | 1219.2876
33.1127 | 950.0573 |  | 1211.6081
33.1873 | 943.8454 |  | 1203.6861
33.2619 | 940.1097 |  | 1198.9219
33.3364 | 936.7595 |  | 1194.6494
33.411 | 940.5386 |  | 1199.4689
33.4856 | 942.651 |  | 1202.1628
33.5602 | 939.0453 |  | 1197.5645
33.6348 | 926.0193 |  | 1180.9524
33.7093 | 911.9666 |  | 1163.0311
33.7839 | 906.3794 |  | 1155.9057
33.8585 | 900.765 |  | 1148.7457
33.9331 | 906.0047 |  | 1155.4279
34.0076 | 904.365 |  | 1153.3366
34.0822 | 908.7523 |  | 1158.9317
34.1568 | 907.0907 |  | 1156.8127
34.2314 | 898.5821 |  | 1145.9618
34.306 | 884.4319 |  | 1127.916
34.3805 | 875.0437 |  | 1115.9432
34.4551 | 873.2953 |  | 1113.7136
34.5297 | 879.5071 |  | 1121.6354
34.6043 | 880.3595 |  | 1122.7225
34.6788 | 876.6509 |  | 1117.9929
34.7534 | 875.1251 |  | 1116.0471
34.828 | 878.8337 |  | 1120.7766
34.9026 | 882.4283 |  | 1125.3608
34.9772 | 873.5342 |  | 1114.0182
35.0517 | 861.3061 |  | 1098.4237
35.1263 | 848.1876 |  | 1081.6937
35.2009 | 847.9813 |  | 1081.4305
35.2755 | 839.2989 |  | 1070.3579
35.3501 | 840.765 |  | 1072.2276
35.4246 | 839.1904 |  | 1070.2195
35.4992 | 840.3143 |  | 1071.6528
35.5738 | 834.0266 |  | 1063.6341
35.6484 | 824.5243 |  | 1051.5158
35.7229 | 824.1495 |  | 1051.0378
35.7975 | 819.985 |  | 1045.7269
35.8721 | 817.8944 |  | 1043.0607
35.9467 | 818.0953 |  | 1043.3169
36.0213 | 815.9016 |  | 1040.5193
36.0958 | 811.9053 |  | 1035.4229
36.1704 | 797.6193 |  | 1017.2039
36.245 | 785.2664 |  | 1001.4502
36.3196 | 779.1904 |  | 993.7016
36.3942 | 775.5469 |  | 989.055
36.4687 | 782.0953 |  | 997.4062
36.5433 | 784.8483 |  | 1000.9171
36.6179 | 787.6718 |  | 1004.5179
36.6925 | 785.7334 |  | 1002.0458
36.767 | 784.8972 |  | 1000.9793
36.8416 | 782.014 |  | 997.3024
36.9162 | 774.8519 |  | 988.1686
36.9908 | 764.2527 |  | 974.6515
37.0654 | 756.5207 |  | 964.7909
37.1399 | 750.841 |  | 957.5476
37.2145 | 752.9696 |  | 960.2622
37.2891 | 747.2682 |  | 952.9911
37.3637 | 742.566 |  | 946.9944
37.4382 | 730.8049 |  | 931.9955
37.5128 | 722.2854 |  | 921.1306
37.5874 | 720.1243 |  | 918.3745
37.662 | 716.0412 |  | 913.1673
37.7366 | 717.7569 |  | 915.3554
37.8111 | 714.2982 |  | 910.9445
37.8857 | 717.5723 |  | 915.1199
37.9603 | 717.3116 |  | 914.7875
38.0349 | 712.7451 |  | 908.9639
38.1095 | 707.3425 |  | 902.0738
38.184 | 702.8465 |  | 896.3402
38.2586 | 702.2547 |  | 895.5854
38.3332 | 698.1551 |  | 890.3572
38.4078 | 695.6194 |  | 887.1234
38.4823 | 691.9542 |  | 882.4492
38.5569 | 685.7533 |  | 874.5412
38.6315 | 678.423 |  | 865.1929
38.7061 | 671.6519 |  | 856.5577
38.7807 | 668.8177 |  | 852.9432
38.8552 | 666.4664 |  | 849.9446
38.9298 | 666.3579 |  | 849.8062
39.0044 | 662.2692 |  | 844.5919
39.079 | 662.785 |  | 845.2497
39.1535 | 659.2231 |  | 840.7072
39.2281 | 655.7371 |  | 836.2615
39.3027 | 647.6521 |  | 825.9507
39.3773 | 636.9497 |  | 812.302
39.4519 | 636.3905 |  | 811.5888
39.5264 | 630.7272 |  | 804.3663
39.601 | 630.9063 |  | 804.5949
39.6756 | 623.7334 |  | 795.4472
39.7502 | 622.87 |  | 794.3462
39.8248 | 622.9027 |  | 794.3878
39.8993 | 617.2068 |  | 787.1238
39.9739 | 617.0765 |  | 786.9576
40.0485 | 614.4973 |  | 783.6684
40.1231 | 618.005 |  | 788.1418
40.1976 | 610.5334 |  | 778.6133
40.2722 | 602.6004 |  | 768.4963
40.3468 | 594.4556 |  | 758.1092
40.4214 | 592.5335 |  | 755.6579
40.496 | 586.9679 |  | 748.5602
40.5705 | 582.662 |  | 743.0688
40.6451 | 570.7436 |  | 727.8693
40.7197 | 566.4538 |  | 722.3986
40.7943 | 560.6113 |  | 714.9476
40.8688 | 566.9807 |  | 723.0704
40.9434 | 564.9877 |  | 720.5289
41.018 | 565.0204 |  | 720.5705
41.0926 | 560.1552 |  | 714.366
41.1671 | 551.6955 |  | 703.5773
41.2417 | 544.8485 |  | 694.8452
41.3163 | 541.3571 |  | 690.3927
41.3909 | 541.6991 |  | 690.8289
41.4655 | 540.081 |  | 688.7653
41.54 | 532.805 |  | 679.4863
41.6146 | 528.6241 |  | 674.1543
41.6892 | 529.4873 |  | 675.2552
41.7638 | 528.6023 |  | 674.1265
41.8384 | 527.549 |  | 672.7833
41.9129 | 518.3181 |  | 661.0111
41.9875 | 512.5843 |  | 653.6987
42.0621 | 511.0855 |  | 651.7874
42.1367 | 509.5544 |  | 649.8347
42.2112 | 506.3019 |  | 645.6868
42.2858 | 503.2992 |  | 641.8575
42.3604 | 498.005 |  | 635.1058
42.435 | 497.0276 |  | 633.8594
42.5096 | 491.4893 |  | 626.7963
42.5841 | 488.1064 |  | 622.4821
42.6587 | 482.0793 |  | 614.7958
42.7333 | 481.6992 |  | 614.311
42.8079 | 480.7218 |  | 613.0645
42.8824 | 480.1409 |  | 612.3237
42.957 | 472.0829 |  | 602.0473
43.0316 | 468.0757 |  | 596.9369
43.1062 | 464.4811 |  | 592.3527
43.1808 | 465.6703 |  | 593.8693
43.2553 | 458.291 |  | 584.4586
43.3299 | 450.6077 |  | 574.6601
43.4045 | 439.6015 |  | 560.6238
43.4791 | 443.2721 |  | 565.3049
43.5536 | 443.3209 |  | 565.3672
43.6282 | 298.3274 |  | 380.4569
43.7028 | 147.1437 |  | 187.6524
43.7774 | 0 |  | 0
43.852 | 0 |  | 0
43.9265 | 0 |  | 0
44.0011 | 0 |  | 0
44.0757 | 0 |  | 0
44.1503 | 0 |  | 0
44.2249 | 0 |  | 0
44.2994 | 0 |  | 0
44.374 | 0 |  | 0
44.4486 | 0 |  | 0
44.5232 | 0 |  | 0
44.5977 | 0 |  | 0
44.6723 | 0 |  | 0
44.7469 | 0 |  | 0
44.8215 | 0 |  | 0
44.8961 | 0 |  | 0
44.9706 | 0 |  | 0
45.0452 | 0 |  | 0
45.1198 | 0 |  | 0
45.1944 | 0 |  | 0
45.2689 | 0 |  | 0
45.3435 | 0 |  | 0
45.4181 | 0 |  | 0
45.4927 | 0 |  | 0
45.5673 | 0 |  | 0
45.6418 | 0 |  | 0
45.7164 | 0 |  | 0
45.791 | 0 |  | 0
45.8656 | 0 |  | 0
45.9402 | 0 |  | 0
46.0147 | 0 |  | 0
46.0893 | 0 |  | 0
46.1639 | 0 |  | 0
46.2385 | 0 |  | 0
46.313 | 0 |  | 0
46.3876 | 0 |  | 0
46.4622 | 0 |  | 0
46.5368 | 0 |  | 0
46.6114 | 0 |  | 0
46.6859 | 0 |  | 0
46.7605 | 0 |  | 0
46.8351 | 0 |  | 0
46.9097 | 0 |  | 0
46.9843 | 0 |  | 0
47.0588 | 0 |  | 0
47.1334 | 0 |  | 0
47.208 | 0 |  | 0
47.2826 | 0 |  | 0
47.3571 | 0 |  | 0
47.4317 | 0 |  | 0
47.5063 | 0 |  | 0
47.5809 | 0 |  | 0
47.6555 | 0 |  | 0
47.73 | 0 |  | 0
47.8046 | 0 |  | 0
47.8792 | 0 |  | 0
47.9538 | 0 |  | 0
48.0283 | 0 |  | 0
48.1029 | 0 |  | 0
48.1775 | 0 |  | 0
48.2521 | 0 |  | 0
48.3267 | 0 |  | 0
48.4012 | 0 |  | 0
48.4758 | 0 |  | 0
48.5504 | 0 |  | 0
48.625 | 0 |  | 0
48.6996 | 0 |  | 0
48.7741 | 0 |  | 0
48.8487 | 0 |  | 0
48.9233 | 0 |  | 0
48.9979 | 0 |  | 0
49.0724 | 0 |  | 0
49.147 | 0 |  | 0
49.2216 | 0 |  | 0
49.2962 | 0 |  | 0
49.3708 | 0 |  | 0
49.4453 | 0 |  | 0
49.5199 | 0 |  | 0
49.5945 | 0 |  | 0
49.6691 | 0 |  | 0
49.7436 | 0 |  | 0
49.8182 | 0 |  | 0
49.8928 | 0 |  | 0
49.9674 | 0 |  | 0
50.0419 | 0 |  | 0
50.1165 | 0 |  | 0
50.1911 | 0 |  | 0
50.2657 | 0 |  | 0
50.3403 | 0 |  | 0
50.4148 | 0 |  | 0
50.4894 | 0 |  | 0
50.564 | 0 |  | 0
50.6386 | 0 |  | 0
50.7132 | 0 |  | 0
50.7877 | 0 |  | 0
50.8623 | 0 |  | 0
50.9369 | 0 |  | 0
51.0115 | 0 |  | 0
51.0861 | 0 |  | 0
51.1606 | 0 |  | 0
51.2352 | 0 |  | 0
51.3098 | 0 |  | 0
51.3844 | 0 |  | 0
51.4589 | 0 |  | 0
51.5335 | 0 |  | 0
51.6081 | 0 |  | 0
51.6827 | 0 |  | 0
51.7572 | 0 |  | 0
51.8318 | 0 |  | 0
51.9064 | 0 |  | 0

## Narrow Oval
Desire
D22 Studio HD | 2016-01-19
Diffusion
Narrow Oval | Beam Angle | Field Angle
Horizontal | 21 | 41.7
[5 empty] | Power Consump (Watts) | Efficacy (lm/W)
Mode | Accessory Lens | Max Candela | Field Lumens | Beam Lumens
Boost Full | Narrow Oval | 23079.8183 | 1902.9343 | 846.9175 | 53.4 | 35.6355
Regulated Full | Narrow Oval | 22381.515 | 1845.3591 | 821.2932 | 51.4 | 35.9019
Regulated 3200K | Narrow Oval | 18782.5674 | 1548.6254 | 689.2293 | 41.9 | 36.96
Regulated 5600K | Narrow Oval | 19720.3529 | 1625.9459 | 723.6414 | 45.8 | 35.501
| For Field width at any distance, multiply distance by |  |  |  | 0.76173
| For Beam width at any distance, multiply distance by |  |  |  | 0.37068
Dist for 1.0 fc
Regulated mode | Throw Distance (ft) | 10 | 15 | 20 | 25 | 149.6045
| Throw Distance (m) | 3.048 | 4.572 | 6.096 | 7.62 | 45.5995
| Field Width (ft) | 7.6173 | 11.4259 | 15.2345 | 19.0432 | 113.9577
| Field Width (m) | 2.3217 | 3.4826 | 4.6435 | 5.8044 | 34.7343
| Illuminance (fc) | 223.8152 | 99.4734 | 55.9538 | 35.8104 | 1
| Illuminance (lux) | 2409.1239 | 1070.7217 | 602.281 | 385.4598 | 10.8
| Beam Angle | Field Angle
Vertical | 11.8 | 26.8
| For Field height at any distance, multiply distance by |  |  |  | 0.47647
| For Beam height at any distance, multiply distance by |  |  |  | 0.20668
Test Distance (m) | Iso-Illuminance Diagram grid lines
3.705 | 0.3 | 0.6 | 0.9 | 1.2 | 1.5
| 0.080972 | 0.16194 | 0.24291 | 0.32389 | 0.40486
Regulated mode
Measurement: Full Regulated Warm - NO - Subframed - Make Intensity
Degrees | (Cd)
-31.8209 | 378.9685 |  | 483.2986
-31.7707 | 383.6911 |  | 489.3213
-31.7206 | 383.7708 |  | 489.4229
-31.6705 | 388.322 |  | 495.227
-31.6204 | 389.3945 |  | 496.5948
-31.5703 | 394.4383 |  | 503.0272
-31.5202 | 395.8007 |  | 504.7646
-31.4701 | 399.3663 |  | 509.3119
-31.42 | 401.7433 |  | 512.3433
-31.3698 | 406.1785 |  | 517.9994
-31.3197 | 407.251 |  | 519.3672
-31.2696 | 410.4976 |  | 523.5076
-31.2195 | 414.44 |  | 528.5353
-31.1694 | 417.4257 |  | 532.343
-31.1193 | 419.3969 |  | 534.8569
-31.0692 | 422.2087 |  | 538.4428
-31.0191 | 426.0932 |  | 543.3966
-30.969 | 431.34 |  | 550.0879
-30.9188 | 434.6446 |  | 554.3022
-30.8687 | 438.7319 |  | 559.5148
-30.8186 | 445.66 |  | 568.3501
-30.7685 | 449.3994 |  | 573.119
-30.7184 | 451.8343 |  | 576.2243
-30.6683 | 453.8636 |  | 578.8122
-30.6182 | 453.6607 |  | 578.5535
-30.5681 | 453.6607 |  | 578.5535
-30.5179 | 453.6316 |  | 578.5164
-30.4678 | 454.8491 |  | 580.0691
-30.4177 | 458.6466 |  | 584.912
-30.3676 | 466.0964 |  | 594.4127
-30.3175 | 470.3577 |  | 599.8471
-30.2674 | 473.6913 |  | 604.0985
-30.2173 | 477.0249 |  | 608.3499
-30.1672 | 482.5326 |  | 615.3738
-30.1171 | 486.4749 |  | 620.4015
-30.0669 | 488.823 |  | 623.396
-30.0168 | 494.0408 |  | 630.0502
-29.9667 | 500.5051 |  | 638.2942
-29.9166 | 501.7806 |  | 639.9207
-29.8665 | 506.2157 |  | 645.5768
-29.8164 | 511.6075 |  | 652.4531
-29.7663 | 515.2019 |  | 657.037
-29.7162 | 518.9414 |  | 661.8059
-29.6661 | 525.2318 |  | 669.8281
-29.6159 | 528.4204 |  | 673.8946
-29.5658 | 533.7832 |  | 680.7337
-29.5157 | 539.146 |  | 687.5728
-29.4656 | 541.8418 |  | 691.0109
-29.4155 | 544.5377 |  | 694.4489
-29.3654 | 547.2626 |  | 697.924
-29.3153 | 551.3498 |  | 703.1364
-29.2652 | 557.0315 |  | 710.3823
-29.2151 | 561.5536 |  | 716.1493
-29.1649 | 567.873 |  | 724.2084
-29.1148 | 576.9462 |  | 735.7795
-29.0647 | 579.816 |  | 739.4394
-29.0146 | 580.7436 |  | 740.6223
-28.9645 | 584.3962 |  | 745.2804
-28.9144 | 587.1499 |  | 748.7923
-28.8643 | 590.6575 |  | 753.2655
-28.8142 | 597.0928 |  | 761.4724
-28.7641 | 605.2384 |  | 771.8605
-28.7139 | 611.9635 |  | 780.4371
-28.6638 | 617.1524 |  | 787.0544
-28.6137 | 622.5442 |  | 793.9306
-28.5636 | 628.7186 |  | 801.8048
-28.5135 | 634.1103 |  | 808.6808
-28.4634 | 638.9224 |  | 814.8177
-28.4133 | 642.8067 |  | 819.7714
-28.3632 | 646.3143 |  | 824.2446
-28.313 | 652.6626 |  | 832.3406
-28.2629 | 657.4745 |  | 838.4773
-28.2128 | 661.9966 |  | 844.2443
-28.1627 | 670.78 |  | 855.4457
-28.1126 | 676.7225 |  | 863.0242
-28.0625 | 682.4042 |  | 870.2701
-28.0124 | 686.0276 |  | 874.891
-27.9623 | 693.0428 |  | 883.8375
-27.9122 | 695.1299 |  | 886.4992
-27.862 | 698.7533 |  | 891.1201
-27.8119 | 701.0144 |  | 894.0037
-27.7618 | 708.1743 |  | 903.1347
-27.7117 | 711.1892 |  | 906.9795
-27.6616 | 717.0736 |  | 914.484
-27.6115 | 724.0017 |  | 923.3194
-27.5614 | 728.8138 |  | 929.4562
-27.5113 | 733.3939 |  | 935.2973
-27.4611 | 740.8728 |  | 944.8351
-27.411 | 746.4094 |  | 951.8959
-27.3609 | 750.1489 |  | 956.6649
-27.3108 | 756.7001 |  | 965.0197
-27.2607 | 764.2081 |  | 974.5946
-27.2106 | 769.9767 |  | 981.9512
-27.1605 | 779.4557 |  | 994.0399
-27.1104 | 789.6885 |  | 1007.0897
-27.0602 | 797.6021 |  | 1017.1819
-27.0101 | 804.878 |  | 1026.461
-26.96 | 812.096 |  | 1035.666
-26.9099 | 818.7633 |  | 1044.1688
-26.8598 | 824.9376 |  | 1052.043
-26.8097 | 830.5033 |  | 1059.1408
-26.7596 | 836.185 |  | 1066.3867
-26.7095 | 844.9393 |  | 1077.5511
-26.6594 | 852.6791 |  | 1087.4217
-26.6092 | 859.8681 |  | 1096.5898
-26.5591 | 868.5354 |  | 1107.6432
-26.509 | 875.8694 |  | 1116.9963
-26.4589 | 881.377 |  | 1124.0201
-26.4088 | 887.3486 |  | 1131.6357
-26.3587 | 893.1172 |  | 1138.9924
-26.3086 | 898.9148 |  | 1146.3861
-26.2585 | 906.9154 |  | 1156.5893
-26.2084 | 915.9017 |  | 1168.0495
-26.1582 | 922.337 |  | 1176.2564
-26.1081 | 928.0766 |  | 1183.5761
-26.058 | 935.3236 |  | 1192.8182
-26.0079 | 941.3821 |  | 1200.5446
-25.9578 | 946.5998 |  | 1207.1988
-25.9077 | 955.6441 |  | 1218.733
-25.8576 | 966.7174 |  | 1232.8548
-25.8075 | 976.3994 |  | 1245.2021
-25.7573 | 984.3131 |  | 1255.2945
-25.7072 | 992.6907 |  | 1265.9785
-25.6571 | 1000.0535 |  | 1275.3683
-25.607 | 1007.5324 |  | 1284.9061
-25.5569 | 1014.5765 |  | 1293.8894
-25.5068 | 1023.3308 |  | 1305.0538
-25.4567 | 1031.9983 |  | 1316.1074
-25.4066 | 1042.115 |  | 1329.0092
-25.3565 | 1052.1448 |  | 1341.8003
-25.3063 | 1063.653 |  | 1356.4767
-25.2562 | 1074.6975 |  | 1370.5617
-25.2061 | 1086.5825 |  | 1385.7187
-25.156 | 1095.4527 |  | 1397.0309
-25.1059 | 1100.6126 |  | 1403.6112
-25.0558 | 1103.3374 |  | 1407.0862
-25.0057 | 1112.1208 |  | 1418.2876
-24.9556 | 1119.6867 |  | 1427.9365
-24.9055 | 1127.4264 |  | 1437.8069
-24.8553 | 1137.6881 |  | 1450.8937
-24.8052 | 1153.8634 |  | 1471.522
-24.7551 | 1165.0237 |  | 1485.7547
-24.705 | 1173.2562 |  | 1496.2537
-24.6549 | 1184.9673 |  | 1511.1888
-24.6048 | 1194.8232 |  | 1523.758
-24.5547 | 1205.114 |  | 1536.8819
-24.5046 | 1214.9409 |  | 1549.4142
-24.4545 | 1229.2029 |  | 1567.6024
-24.4043 | 1240.5662 |  | 1582.0941
-24.3542 | 1253.8716 |  | 1599.0625
-24.3041 | 1262.0171 |  | 1609.4504
-24.254 | 1271.6122 |  | 1621.6871
-24.2039 | 1279.6131 |  | 1631.8905
-24.1538 | 1289.4686 |  | 1644.4593
-24.1037 | 1302.0494 |  | 1660.5036
-24.0536 | 1313.5577 |  | 1675.1802
-24.0035 | 1322.5728 |  | 1686.6771
-23.9533 | 1334.4 |  | 1701.7603
-23.9032 | 1347.0101 |  | 1717.842
-23.8531 | 1357.7354 |  | 1731.5199
-23.803 | 1369.157 |  | 1746.0859
-23.7529 | 1381.7659 |  | 1762.166
-23.7028 | 1391.8535 |  | 1775.0308
-23.6527 | 1400.5217 |  | 1786.0853
-23.6026 | 1411.8846 |  | 1800.5765
-23.5524 | 1423.2476 |  | 1815.0676
-23.5023 | 1432.2053 |  | 1826.4914
-23.4522 | 1446.5256 |  | 1844.7541
-23.4021 | 1461.9185 |  | 1864.3846
-23.352 | 1473.803 |  | 1879.541
-23.3019 | 1490.8193 |  | 1901.2419
-23.2518 | 1505.9214 |  | 1920.5016
-23.2017 | 1518.1834 |  | 1936.1393
-23.1516 | 1529.3436 |  | 1950.3719
-23.1014 | 1541.4028 |  | 1965.751
-23.0513 | 1549.8377 |  | 1976.508
-23.0012 | 1564.6222 |  | 1995.3627
-22.9511 | 1581.3184 |  | 2016.6554
-22.901 | 1595.3493 |  | 2034.5489
-22.8509 | 1605.6104 |  | 2047.6349
-22.8008 | 1618.1912 |  | 2063.6792
-22.7507 | 1633.4387 |  | 2083.1243
-22.7005 | 1646.4544 |  | 2099.7233
-22.6504 | 1662.1954 |  | 2119.7978
-22.6003 | 1684.7771 |  | 2148.5963
-22.5502 | 1704.7777 |  | 2174.103
-22.5001 | 1722.2875 |  | 2196.4333
-22.45 | 1740.2017 |  | 2219.2792
-22.3999 | 1755.2757 |  | 2238.5031
-22.3498 | 1765.5955 |  | 2251.6639
-22.2996 | 1777.3639 |  | 2266.6722
-22.2495 | 1790.0315 |  | 2282.8272
-22.1994 | 1803.1926 |  | 2299.6115
-22.1493 | 1819.9768 |  | 2321.0164
-22.0992 | 1841.6008 |  | 2348.5935
-22.0491 | 1863.4582 |  | 2376.4682
-21.999 | 1882.214 |  | 2400.3875
-21.9489 | 1899.6065 |  | 2422.5682
-21.8988 | 1915.9559 |  | 2443.4185
-21.8486 | 1926.4197 |  | 2456.7631
-21.7985 | 1933.1163 |  | 2465.3032
-21.7484 | 1944.9728 |  | 2480.4238
-21.6983 | 1960.2777 |  | 2499.9421
-21.6482 | 1975.96 |  | 2519.9418
-21.5981 | 1998.6004 |  | 2548.8151
-21.548 | 2025.0081 |  | 2582.4928
-21.4979 | 2048.8358 |  | 2612.8803
-21.4478 | 2067.4462 |  | 2636.6142
-21.3976 | 2086.4915 |  | 2660.9027
-21.3475 | 2104.0575 |  | 2683.3046
-21.2974 | 2121.7115 |  | 2705.8187
-21.2473 | 2137.0177 |  | 2725.3386
-21.1972 | 2153.7139 |  | 2746.6313
-21.1471 | 2173.5996 |  | 2771.9916
-21.097 | 2190.0944 |  | 2793.0274
-21.0469 | 2210.0949 |  | 2818.534
-20.9967 | 2231.6041 |  | 2845.9647
-20.9466 | 2253.1427 |  | 2873.4328
-20.8965 | 2267.8979 |  | 2892.2502
-20.8464 | 2287.9864 |  | 2917.8691
-20.7963 | 2305.7845 |  | 2940.567
-20.7462 | 2322.6554 |  | 2962.0825
-20.6961 | 2341.0924 |  | 2985.5952
-20.646 | 2366.1661 |  | 3017.5716
-20.5959 | 2390.0525 |  | 3048.0339
-20.5458 | 2412.7503 |  | 3076.9804
-20.4956 | 2435.6508 |  | 3106.1855
-20.4455 | 2457.3335 |  | 3133.8374
-20.3954 | 2478.117 |  | 3160.3427
-20.3453 | 2502.9892 |  | 3192.0622
-20.2952 | 2521.5703 |  | 3215.7587
-20.2451 | 2542.4712 |  | 3242.4136
-20.195 | 2565.5452 |  | 3271.8398
-20.1449 | 2586.5035 |  | 3298.5679
-20.0947 | 2600.968 |  | 3317.0145
-20.0446 | 2621.9263 |  | 3343.7426
-19.9945 | 2644.1892 |  | 3372.1344
-19.9444 | 2669.9592 |  | 3404.9989
-19.8943 | 2695.0634 |  | 3437.0144
-19.8442 | 2720.66 |  | 3469.6577
-19.7941 | 2745.1253 |  | 3500.8583
-19.744 | 2766.229 |  | 3527.7718
-19.6939 | 2785.157 |  | 3551.9107
-19.6437 | 2809.0727 |  | 3582.4104
-19.5936 | 2837.3359 |  | 3618.4545
-19.5435 | 2866.9037 |  | 3656.1623
-19.4934 | 2895.1669 |  | 3692.2064
-19.4433 | 2922.1255 |  | 3726.5866
-19.3932 | 2947.8088 |  | 3759.3405
-19.3431 | 2967.0849 |  | 3783.9234
-19.293 | 2987.2614 |  | 3809.6545
-19.2429 | 3012.5379 |  | 3841.8896
-19.1927 | 3039.4391 |  | 3876.1966
-19.1426 | 3065.3544 |  | 3909.2465
-19.0925 | 3093.5016 |  | 3945.1426
-19.0424 | 3123.7071 |  | 3983.6636
-18.9923 | 3154.4635 |  | 4022.8873
-18.9422 | 3181.0739 |  | 4056.8235
-18.8921 | 3207.743 |  | 4090.8346
-18.842 | 3236.9346 |  | 4128.0627
-18.7918 | 3267.603 |  | 4167.1741
-18.7417 | 3296.3011 |  | 4203.7728
-18.6916 | 3328.2461 |  | 4244.5122
-18.6415 | 3357.6978 |  | 4282.072
-18.5914 | 3385.0619 |  | 4316.9695
-18.5413 | 3410.3971 |  | 4349.2794
-18.4912 | 3436.7766 |  | 4382.9212
-18.4411 | 3462.3145 |  | 4415.4897
-18.391 | 3490.8098 |  | 4451.8298
-18.3408 | 3525.6829 |  | 4496.3034
-18.2907 | 3561.7433 |  | 4542.2912
-18.2406 | 3599.3404 |  | 4590.2388
-18.1905 | 3638.6477 |  | 4640.3674
-18.1404 | 3676.5649 |  | 4688.7232
-18.0903 | 3707.9003 |  | 4728.6853
-18.0402 | 3736.9465 |  | 4765.7279
-17.9901 | 3764.8323 |  | 4801.2906
-17.9399 | 3791.8495 |  | 4835.7457
-17.8898 | 3819.7645 |  | 4871.3457
-17.8397 | 3853.9413 |  | 4914.9313
-17.7896 | 3884.0601 |  | 4953.3418
-17.7395 | 3917.4538 |  | 4995.9288
-17.6894 | 3953.3407 |  | 5041.6954
-17.6393 | 3986.8225 |  | 5084.3947
-17.5892 | 4012.8819 |  | 5117.6283
-17.539 | 4044.7683 |  | 5158.293
-17.4889 | 4075.5821 |  | 5197.5898
-17.4388 | 4106.4265 |  | 5236.9257
-17.3887 | 4146.1393 |  | 5287.5715
-17.3386 | 4186.8099 |  | 5339.4387
-17.2885 | 4230.8715 |  | 5395.6304
-17.2384 | 4274.5556 |  | 5451.3408
-17.1883 | 4312.733 |  | 5500.0284
-17.1382 | 4342.8518 |  | 5538.4389
-17.088 | 4375.9547 |  | 5580.6551
-17.0379 | 4405.3491 |  | 5618.1418
-16.9878 | 4434.2793 |  | 5655.0364
-16.9377 | 4467.2675 |  | 5697.1062
-16.8876 | 4504.1696 |  | 5744.1675
-16.8375 | 4543.3315 |  | 5794.1107
-16.7874 | 4584.6104 |  | 5846.7536
-16.7373 | 4625.3091 |  | 5898.6566
-16.6872 | 4665.6608 |  | 5950.1172
-16.637 | 4706.3301 |  | 6001.9828
-16.5869 | 4741.6955 |  | 6047.0842
-16.5368 | 4775.6988 |  | 6090.4487
-16.4867 | 4809.2953 |  | 6133.2943
-16.4366 | 4845.2409 |  | 6179.1357
-16.3865 | 4883.389 |  | 6227.7859
-16.3364 | 4926.7543 |  | 6283.0897
-16.2863 | 4970.2649 |  | 6338.5789
-16.2361 | 5012.6751 |  | 6392.6645
-16.186 | 5052.7654 |  | 6443.7917
-16.1359 | 5093.1159 |  | 6495.2507
-16.0858 | 5135.438 |  | 6549.2241
-16.0357 | 5176.8916 |  | 6602.0899
-15.9856 | 5219.0109 |  | 6655.8047
-15.9355 | 5264.7827 |  | 6714.1774
-15.8854 | 5307.2783 |  | 6768.372
-15.8353 | 5351.0797 |  | 6824.232
-15.7851 | 5393.5753 |  | 6878.4266
-15.735 | 5437.9557 |  | 6935.0249
-15.6849 | 5481.8439 |  | 6990.9955
-15.6348 | 5530.5731 |  | 7053.1399
-15.5847 | 5577.7069 |  | 7113.2496
-15.5346 | 5623.2759 |  | 7171.3638
-15.4845 | 5670.7286 |  | 7231.8802
-15.4344 | 5725.2846 |  | 7301.4555
-15.3843 | 5774.0712 |  | 7363.673
-15.3341 | 5818.4797 |  | 7420.3072
-15.284 | 5867.2089 |  | 7482.4516
-15.2339 | 5914.8656 |  | 7543.2281
-15.1838 | 5955.2161 |  | 7594.6871
-15.1337 | 5999.858 |  | 7651.6189
-15.0836 | 6049.1088 |  | 7714.4285
-15.0335 | 6095.721 |  | 7773.873
-14.9834 | 6145.2027 |  | 7836.977
-14.9332 | 6196.5985 |  | 7902.5221
-14.8831 | 6245.4425 |  | 7964.8128
-14.833 | 6292.1147 |  | 8024.3338
-14.7829 | 6349.4802 |  | 8097.4921
-14.7328 | 6410.6742 |  | 8175.5328
-14.6827 | 6462.9972 |  | 8242.2604
-14.6326 | 6514.3638 |  | 8307.7681
-14.5825 | 6568.2822 |  | 8376.5302
-14.5324 | 6617.9372 |  | 8439.8554
-14.4823 | 6662.1736 |  | 8496.27
-14.4321 | 6712.0327 |  | 8559.8553
-14.382 | 6760.7326 |  | 8621.9623
-14.3319 | 6806.7645 |  | 8680.6668
-14.2818 | 6851.3478 |  | 8737.5238
-14.2317 | 6894.6557 |  | 8792.7544
-14.1816 | 6937.1525 |  | 8846.9506
-14.1315 | 6982.7215 |  | 8905.0647
-14.0814 | 7036.2331 |  | 8973.3081
-14.0312 | 7093.2518 |  | 9046.024
-13.9811 | 7153.7507 |  | 9123.1783
-13.931 | 7215.6971 |  | 9202.1786
-13.8809 | 7279.7606 |  | 9283.8786
-13.8308 | 7341.0119 |  | 9361.9925
-13.7807 | 7400.0889 |  | 9437.3334
-13.7306 | 7453.2524 |  | 9505.1327
-13.6805 | 7500.5328 |  | 9565.4295
-13.6303 | 7555.0876 |  | 9635.0032
-13.5802 | 7610.5122 |  | 9705.6862
-13.5301 | 7663.1833 |  | 9772.8577
-13.48 | 7718.4051 |  | 9843.282
-13.4299 | 7785.2805 |  | 9928.5683
-13.3798 | 7850.3872 |  | 10011.5988
-13.3297 | 7912.1895 |  | 10090.4152
-13.2796 | 7970.5421 |  | 10164.8323
-13.2295 | 8025.9386 |  | 10235.4795
-13.1793 | 8076.4928 |  | 10299.9512
-13.1292 | 8124.1494 |  | 10360.7278
-13.0791 | 8176.6459 |  | 10427.6765
-13.029 | 8231.3754 |  | 10497.473
-12.9789 | 8289.1478 |  | 10571.1501
-12.9288 | 8345.5581 |  | 10643.0902
-12.8787 | 8401.9684 |  | 10715.0304
-12.8286 | 8459.9155 |  | 10788.9303
-12.7784 | 8525.5157 |  | 10872.5901
-12.7283 | 8593.8118 |  | 10959.6882
-12.6782 | 8668.0776 |  | 11054.3994
-12.6281 | 8739.0991 |  | 11144.9731
-12.578 | 8804.2924 |  | 11228.1141
-12.5279 | 8870.0367 |  | 11311.9578
-12.4778 | 8942.6217 |  | 11404.5254
-12.4277 | 9015.0625 |  | 11496.9093
-12.3776 | 9081.9954 |  | 11582.2687
-12.3275 | 9142.1169 |  | 11658.9416
-12.2773 | 9202.0062 |  | 11735.3185
-12.2272 | 9257.1413 |  | 11805.6323
-12.1771 | 9307.7528 |  | 11870.1772
-12.127 | 9368.0197 |  | 11947.0355
-12.0769 | 9429.0976 |  | 12024.9282
-12.0268 | 9483.3629 |  | 12094.1327
-11.9767 | 9535.802 |  | 12161.0082
-11.9266 | 9590.154 |  | 12230.3234
-11.8764 | 9644.8541 |  | 12300.0825
-11.8263 | 9716.9469 |  | 12392.0223
-11.7762 | 9801.8818 |  | 12500.3399
-11.7261 | 9874.4094 |  | 12592.8343
-11.676 | 9949.9518 |  | 12689.1735
-11.6259 | 10027.5232 |  | 12788.1004
-11.5758 | 10092.7178 |  | 12871.243
-11.5257 | 10141.4751 |  | 12933.4232
-11.4756 | 10205.1036 |  | 13014.5687
-11.4254 | 10265.4853 |  | 13091.5734
-11.3753 | 10316.1568 |  | 13156.1947
-11.3252 | 10363.8989 |  | 13217.0803
-11.2751 | 10418.6564 |  | 13286.9126
-11.225 | 10475.4456 |  | 13359.3357
-11.1749 | 10534.0864 |  | 13434.1204
-11.1248 | 10611.3976 |  | 13532.7154
-11.0747 | 10701.3178 |  | 13647.3905
-11.0245 | 10798.1385 |  | 13770.8661
-10.9744 | 10896.8136 |  | 13896.7064
-10.9243 | 10997.6618 |  | 14025.3181
-10.8742 | 11079.9301 |  | 14130.2349
-10.8241 | 11162.8055 |  | 14235.9258
-10.774 | 11236.3763 |  | 14329.7506
-10.7239 | 11299.0496 |  | 14409.678
-10.6738 | 11357.4303 |  | 14484.1308
-10.6236 | 11423.0304 |  | 14567.7907
-10.5735 | 11479.2087 |  | 14639.4348
-10.5234 | 11541.6193 |  | 14719.0271
-10.4733 | 11614.4657 |  | 14811.9281
-10.4232 | 11690.4149 |  | 14908.7862
-10.3731 | 11762.2462 |  | 15000.3926
-10.323 | 11833.9614 |  | 15091.851
-10.2729 | 11912.1424 |  | 15191.5552
-10.2228 | 11983.6842 |  | 15282.7925
-10.1727 | 12062.6763 |  | 15383.5311
-10.1225 | 12141.4962 |  | 15484.0501
-10.0724 | 12214.1679 |  | 15576.7283
-10.0223 | 12278.1153 |  | 15658.2804
-9.9722 | 12338.9024 |  | 15735.8023
-9.9221 | 12398.5903 |  | 15811.9222
-9.872 | 12467.0879 |  | 15899.2773
-9.8219 | 12543.8763 |  | 15997.2055
-9.7718 | 12621.0409 |  | 16095.6134
-9.7216 | 12712.8472 |  | 16212.694
-9.6715 | 12798.7705 |  | 16322.272
-9.6214 | 12875.9389 |  | 16420.6849
-9.5713 | 12952.6865 |  | 16518.5611
-9.5212 | 13030.2885 |  | 16617.5269
-9.4711 | 13099.8051 |  | 16706.1814
-9.421 | 13167.1409 |  | 16792.0548
-9.3709 | 13239.6417 |  | 16884.5151
-9.3208 | 13313.9152 |  | 16979.2361
-9.2706 | 13385.7656 |  | 17070.8669
-9.2205 | 13455.55 |  | 17159.8629
-9.1704 | 13526.5715 |  | 17250.4366
-9.1203 | 13592.9763 |  | 17335.1227
-9.0702 | 13662.2634 |  | 17423.4845
-9.0201 | 13738.5263 |  | 17520.7426
-8.97 | 13817.5439 |  | 17621.5138
-8.9199 | 13893.8196 |  | 17718.7882
-8.8697 | 13969.3811 |  | 17815.1518
-8.8196 | 14047.7356 |  | 17915.0772
-8.7695 | 14122.0346 |  | 18009.8307
-8.7194 | 14188.9113 |  | 18095.1186
-8.6693 | 14258.4789 |  | 18183.8381
-8.6192 | 14339.4732 |  | 18287.1302
-8.5691 | 14420.442 |  | 18390.3897
-8.519 | 14493.3637 |  | 18483.3867
-8.4689 | 14573.7203 |  | 18585.8655
-8.4187 | 14656.4873 |  | 18691.4182
-8.3686 | 14730.6077 |  | 18785.944
-8.3185 | 14793.5438 |  | 18866.2064
-8.2684 | 14860.5608 |  | 18951.6732
-8.2183 | 14934.796 |  | 19046.3453
-8.1682 | 15005.2053 |  | 19136.1383
-8.1181 | 15074.4286 |  | 19224.4188
-8.068 | 15150.3472 |  | 19321.2378
-8.0179 | 15232.8464 |  | 19426.449
-7.9677 | 15290.1328 |  | 19499.5064
-7.9176 | 15354.2294 |  | 19581.2488
-7.8675 | 15427.9673 |  | 19675.2866
-7.8174 | 15500.1747 |  | 19767.3728
-7.7673 | 15563.8887 |  | 19848.6273
-7.7172 | 15652.6241 |  | 19961.7915
-7.6671 | 15730.4812 |  | 20061.0826
-7.617 | 15799.9978 |  | 20149.7372
-7.5668 | 15865.5737 |  | 20233.3661
-7.5167 | 15930.614 |  | 20316.312
-7.4666 | 15987.4414 |  | 20388.784
-7.4165 | 16059.1005 |  | 20480.1708
-7.3664 | 16142.199 |  | 20586.1464
-7.3163 | 16230.6156 |  | 20698.904
-7.2662 | 16315.9586 |  | 20807.7421
-7.2161 | 16390.2831 |  | 20902.5281
-7.166 | 16457.3001 |  | 20987.9949
-7.1158 | 16523.4245 |  | 21072.3232
-7.0657 | 16588.7836 |  | 21155.6757
-7.0156 | 16658.4532 |  | 21244.5254
-6.9655 | 16734.6269 |  | 21341.6697
-6.9154 | 16807.0639 |  | 21434.0486
-6.8653 | 16870.9309 |  | 21515.4982
-6.8152 | 16931.3674 |  | 21592.5729
-6.7651 | 16996.0379 |  | 21675.0471
-6.715 | 17065.9626 |  | 21764.2221
-6.6648 | 17137.3029 |  | 21855.2023
-6.6147 | 17209.9439 |  | 21947.8415
-6.5646 | 17287.4567 |  | 22046.6935
-6.5145 | 17364.8291 |  | 22145.3666
-6.4644 | 17440.0208 |  | 22241.2586
-6.4143 | 17515.9394 |  | 22338.0776
-6.3642 | 17594.3449 |  | 22438.068
-6.3141 | 17668.9627 |  | 22533.2281
-6.2639 | 17731.7584 |  | 22613.3115
-6.2138 | 17791.672 |  | 22689.7194
-6.1637 | 17854.5188 |  | 22769.8679
-6.1136 | 17915.2486 |  | 22847.3166
-6.0635 | 17979.3962 |  | 22929.124
-6.0134 | 18054.1288 |  | 23024.4304
-5.9633 | 18135.3781 |  | 23128.0477
-5.9132 | 18204.78 |  | 23216.5559
-5.8631 | 18251.1371 |  | 23275.6752
-5.8129 | 18300.4657 |  | 23338.5839
-5.7628 | 18352.4725 |  | 23404.9081
-5.7127 | 18395.7817 |  | 23460.1403
-5.6626 | 18443.5544 |  | 23521.0649
-5.6125 | 18512.191 |  | 23608.5972
-5.5624 | 18576.5427 |  | 23690.6649
-5.5123 | 18635.9972 |  | 23766.4872
-5.4622 | 18700.9992 |  | 23849.3843
-5.412 | 18769.6103 |  | 23936.8841
-5.3619 | 18839.4075 |  | 24025.8964
-5.3118 | 18914.0763 |  | 24121.1215
-5.2617 | 18986.7557 |  | 24213.8095
-5.2116 | 19047.3069 |  | 24291.0305
-5.1615 | 19109.4905 |  | 24370.3333
-5.1114 | 19172.8602 |  | 24451.1486
-5.0613 | 19225.0072 |  | 24517.6517
-5.0112 | 19284.0281 |  | 24592.921
-4.961 | 19348.4435 |  | 24675.07
-4.9109 | 19408.1531 |  | 24751.2176
-4.8608 | 19465.4395 |  | 24824.275
-4.8107 | 19528.8347 |  | 24905.1229
-4.7606 | 19583.0349 |  | 24974.2445
-4.7105 | 19635.8196 |  | 25041.5607
-4.6604 | 19692.3281 |  | 25113.6261
-4.6103 | 19746.5029 |  | 25182.7151
-4.5602 | 19794.0716 |  | 25243.3795
-4.51 | 19843.7573 |  | 25306.7436
-4.4599 | 19900.5719 |  | 25379.1993
-4.4098 | 19943.2052 |  | 25433.5695
-4.3597 | 19974.6413 |  | 25473.6601
-4.3096 | 20006.4856 |  | 25514.271
-4.2595 | 20047.1931 |  | 25566.1854
-4.2094 | 20093.257 |  | 25624.9306
-4.1593 | 20152.737 |  | 25700.7854
-4.1091 | 20224.243 |  | 25791.9771
-4.059 | 20297.8533 |  | 25885.8524
-4.0089 | 20360.5853 |  | 25965.8545
-3.9588 | 20413.2552 |  | 26033.0244
-3.9087 | 20465.6956 |  | 26099.9016
-3.8586 | 20512.4736 |  | 26159.5576
-3.8085 | 20553.5765 |  | 26211.9761
-3.7584 | 20591.3509 |  | 26260.1498
-3.7083 | 20616.7421 |  | 26292.5312
-3.6581 | 20637.6188 |  | 26319.1552
-3.608 | 20666.0197 |  | 26355.3749
-3.5579 | 20704.2022 |  | 26404.069
-3.5078 | 20751.5668 |  | 26464.4732
-3.4577 | 20819.3363 |  | 26550.8995
-3.4076 | 20877.1711 |  | 26624.6563
-3.3575 | 20920.34 |  | 26679.7096
-3.3074 | 20945.693 |  | 26712.0423
-3.2573 | 20957.6426 |  | 26727.2815
-3.2071 | 20968.8269 |  | 26741.545
-3.157 | 20995.4679 |  | 26775.5203
-3.1069 | 21032.3496 |  | 26822.5555
-3.0568 | 21078.4645 |  | 26881.3657
-3.0067 | 21127.8313 |  | 26944.3233
-2.9566 | 21164.0371 |  | 26990.4965
-2.9065 | 21195.0524 |  | 27030.0503
-2.8564 | 21222.1525 |  | 27064.6111
-2.8062 | 21243.2842 |  | 27091.5604
-2.7561 | 21264.5435 |  | 27118.6723
-2.706 | 21298.0201 |  | 27161.3651
-2.6559 | 21329.6731 |  | 27201.7321
-2.6058 | 21364.7183 |  | 27246.4253
-2.5557 | 21406.816 |  | 27300.1124
-2.5056 | 21446.6691 |  | 27350.9371
-2.4555 | 21465.5053 |  | 27374.9589
-2.4054 | 21469.7138 |  | 27380.326
-2.3552 | 21469.65 |  | 27380.2446
-2.3051 | 21477.4293 |  | 27390.1656
-2.255 | 21495.5386 |  | 27413.2604
-2.2049 | 21521.6312 |  | 27446.5363
-2.1548 | 21562.3005 |  | 27498.4019
-2.1047 | 21605.2271 |  | 27553.1462
-2.0546 | 21642.3894 |  | 27600.5392
-2.0045 | 21677.3198 |  | 27645.086
-1.9544 | 21717.1602 |  | 27695.8944
-1.9042 | 21750.2925 |  | 27738.148
-1.8541 | 21786.6131 |  | 27784.4676
-1.804 | 21806.8138 |  | 27810.2296
-1.7539 | 21811.5962 |  | 27816.3286
-1.7038 | 21811.2263 |  | 27815.857
-1.6537 | 21811.5707 |  | 27816.2961
-1.6036 | 21804.3525 |  | 27807.0907
-1.5535 | 21811.0988 |  | 27815.6943
-1.5033 | 21832.8682 |  | 27843.4568
-1.4532 | 21860.0703 |  | 27878.1477
-1.4031 | 21886.5838 |  | 27911.9603
-1.353 | 21903.9789 |  | 27934.1443
-1.3029 | 21914.5894 |  | 27947.6759
-1.2528 | 21914.9337 |  | 27948.115
-1.2027 | 21905.2032 |  | 27935.7056
-1.1526 | 21894.9115 |  | 27922.5807
-1.1025 | 21887.1067 |  | 27912.6272
-1.0523 | 21872.7596 |  | 27894.3303
-1.0022 | 21864.4191 |  | 27883.6937
-0.95212 | 21873.2314 |  | 27894.932
-0.90201 | 21896.0338 |  | 27924.0119
-0.8519 | 21918.7086 |  | 27952.9291
-0.80178 | 21938.3355 |  | 27977.9593
-0.75167 | 21942.3017 |  | 27983.0173
-0.70156 | 21923.7843 |  | 27959.4021
-0.65145 | 21889.6318 |  | 27915.8474
-0.60134 | 21864.011 |  | 27883.1732
-0.55123 | 21842.7263 |  | 27856.0288
-0.50112 | 21829.884 |  | 27839.651
-0.451 | 21819.5923 |  | 27826.5261
-0.40089 | 21798.3203 |  | 27799.3979
-0.35078 | 21779.4204 |  | 27775.2948
-0.30067 | 21780.4916 |  | 27776.661
-0.25056 | 21796.5476 |  | 27797.1372
-0.20045 | 21824.7573 |  | 27833.113
-0.15033 | 21864.7634 |  | 27884.1328
-0.10022 | 21890.8178 |  | 27917.36
-0.050111 | 21911.6945 |  | 27943.984
6.4616e-07 | 21937.6341 |  | 27977.0647
0.050112 | 21991.2094 |  | 28045.3894
0.10022 | 22089.2673 |  | 28170.4425
0.15034 | 22195.6273 |  | 28306.0835
0.20045 | 22238.4136 |  | 28360.6488
0.25056 | 22242.1885 |  | 28365.463
0.30067 | 22202.9347 |  | 28315.4027
0.35078 | 22108.486 |  | 28194.9522
0.40089 | 22011.7545 |  | 28071.5905
0.451 | 21966.188 |  | 28013.4796
0.50112 | 21935.5808 |  | 27974.4463
0.55123 | 21906.6826 |  | 27937.5923
0.60134 | 21885.4871 |  | 27910.5617
0.65145 | 21869.3418 |  | 27889.9716
0.70156 | 21847.1898 |  | 27861.7212
0.75167 | 21823.5075 |  | 27831.5191
0.80179 | 21800.4628 |  | 27802.1302
0.8519 | 21774.7783 |  | 27769.3747
0.90201 | 21735.5628 |  | 27719.3632
0.95212 | 21699.7906 |  | 27673.743
1.0022 | 21677.8427 |  | 27645.7528
1.0523 | 21665.0897 |  | 27629.4889
1.1025 | 21653.7268 |  | 27614.9978
1.1526 | 21642.6572 |  | 27600.8807
1.2027 | 21631.2305 |  | 27586.3083
1.2528 | 21606.9105 |  | 27555.293
1.3029 | 21573.1151 |  | 27512.1937
1.353 | 21539.8935 |  | 27469.8262
1.4031 | 21514.7063 |  | 27437.705
1.4532 | 21475.8607 |  | 27388.1652
1.5033 | 21444.0037 |  | 27347.5379
1.5535 | 21418.4595 |  | 27314.9613
1.6036 | 21391.4486 |  | 27280.5144
1.6537 | 21355.8167 |  | 27235.0731
1.7038 | 21330.2852 |  | 27202.5127
1.7539 | 21297.2039 |  | 27160.3242
1.804 | 21263.0897 |  | 27116.8182
1.8541 | 21232.5972 |  | 27077.9312
1.9042 | 21201.4544 |  | 27038.2148
1.9544 | 21170.7579 |  | 26999.0676
2.0045 | 21139.7426 |  | 26959.5138
2.0546 | 21099.6855 |  | 26908.4289
2.1047 | 21046.582 |  | 26840.706
2.1548 | 20986.3751 |  | 26763.9241
2.2049 | 20935.3503 |  | 26698.8522
2.255 | 20900.1648 |  | 26653.9801
2.3051 | 20874.1869 |  | 26620.8506
2.3552 | 20853.119 |  | 26593.9826
2.4054 | 20836.2978 |  | 26572.5305
2.4555 | 20819.5148 |  | 26551.1272
2.5056 | 20781.5746 |  | 26502.7421
2.5557 | 20736.327 |  | 26445.0378
2.6058 | 20693.885 |  | 26390.9115
2.6559 | 20655.3582 |  | 26341.7783
2.706 | 20608.1083 |  | 26281.5205
2.7561 | 20569.7601 |  | 26232.615
2.8062 | 20526.3361 |  | 26177.2364
2.8564 | 20477.9257 |  | 26115.4986
2.9065 | 20430.7906 |  | 26055.3873
2.9566 | 20384.7523 |  | 25996.6746
3.0067 | 20335.2962 |  | 25933.6032
3.0568 | 20290.8392 |  | 25876.9072
3.1069 | 20250.4504 |  | 25825.3994
3.157 | 20205.7002 |  | 25768.3294
3.2071 | 20146.9088 |  | 25693.3528
3.2573 | 20086.2046 |  | 25615.9367
3.3074 | 20028.0636 |  | 25541.7895
3.3575 | 19972.435 |  | 25470.8464
3.4076 | 19922.456 |  | 25407.1082
3.4577 | 19886.7094 |  | 25361.5205
3.5078 | 19851.052 |  | 25316.0466
3.5579 | 19809.9491 |  | 25263.628
3.608 | 19760.1486 |  | 25200.1175
3.6581 | 19699.9417 |  | 25123.3356
3.7083 | 19629.5961 |  | 25033.624
3.7584 | 19556.0496 |  | 24939.83
3.8085 | 19476.828 |  | 24838.7987
3.8586 | 19404.7608 |  | 24746.8914
3.9087 | 19344.7834 |  | 24670.4023
3.9588 | 19292.0497 |  | 24603.151
4.0089 | 19236.1661 |  | 24531.8826
4.059 | 19188.2531 |  | 24470.7791
4.1091 | 19138.3888 |  | 24407.1873
4.1593 | 19080.9111 |  | 24333.8859
4.2094 | 19018.8805 |  | 24254.7783
4.2595 | 18961.9766 |  | 24182.2087
4.3096 | 18909.3832 |  | 24115.1364
4.3597 | 18858.6263 |  | 24050.4061
4.4098 | 18801.8754 |  | 23978.0317
4.4599 | 18737.8681 |  | 23896.4032
4.51 | 18677.3934 |  | 23819.2798
4.5602 | 18618.9336 |  | 23744.7261
4.6103 | 18557.936 |  | 23666.9358
4.6604 | 18492.8575 |  | 23583.9412
4.7105 | 18429.7556 |  | 23503.4674
4.7606 | 18372.941 |  | 23431.0117
4.8107 | 18309.3036 |  | 23349.8548
4.8608 | 18240.8965 |  | 23262.6153
4.9109 | 18179.8479 |  | 23184.76
4.961 | 18118.5697 |  | 23106.6119
5.0112 | 18036.3256 |  | 23001.726
5.0613 | 17963.7483 |  | 22909.1682
5.1114 | 17900.8632 |  | 22828.9709
5.1615 | 17841.2174 |  | 22752.9046
5.2116 | 17785.9587 |  | 22682.4331
5.2617 | 17736.0179 |  | 22618.7437
5.3118 | 17668.2358 |  | 22532.3011
5.3619 | 17585.8259 |  | 22427.2037
5.4121 | 17500.8909 |  | 22318.8861
5.4622 | 17421.8095 |  | 22218.0337
5.5123 | 17348.3267 |  | 22124.3211
5.5624 | 17271.694 |  | 22026.5913
5.6125 | 17192.1408 |  | 21925.1371
5.6626 | 17113.2124 |  | 21824.4798
5.7127 | 17036.5414 |  | 21726.7013
5.7628 | 16967.0758 |  | 21638.1118
5.8129 | 16913.1051 |  | 21569.283
5.8631 | 16863.2154 |  | 21505.6586
5.9132 | 16813.7975 |  | 21442.636
5.9633 | 16757.7353 |  | 21371.1399
6.0134 | 16689.7236 |  | 21284.4045
6.0635 | 16610.3617 |  | 21183.1942
6.1136 | 16534.7619 |  | 21086.7818
6.1637 | 16460.1696 |  | 20991.6543
6.2138 | 16385.59 |  | 20896.543
6.2639 | 16311.7247 |  | 20802.3424
6.3141 | 16238.9305 |  | 20709.5081
6.3642 | 16164.2872 |  | 20614.3155
6.4143 | 16083.8158 |  | 20511.6903
6.4644 | 16004.913 |  | 20411.0655
6.5145 | 15928.446 |  | 20313.5472
6.5646 | 15851.9407 |  | 20215.98
6.6147 | 15773.9944 |  | 20116.5751
6.6648 | 15703.5341 |  | 20026.717
6.715 | 15635.5223 |  | 19939.9816
6.7651 | 15566.3246 |  | 19851.7337
6.8152 | 15495.3669 |  | 19761.2414
6.8653 | 15424.1159 |  | 19670.3749
6.9154 | 15349.8806 |  | 19575.7028
6.9655 | 15279.2673 |  | 19485.6496
7.0156 | 15209.3171 |  | 19396.4421
7.0657 | 15139.7112 |  | 19307.6737
7.1158 | 15071.6739 |  | 19220.9058
7.166 | 15004.6059 |  | 19135.3739
7.2161 | 14932.628 |  | 19043.5805
7.2662 | 14862.4737 |  | 18954.1127
7.3163 | 14796.2346 |  | 18869.638
7.3664 | 14729.6257 |  | 18784.6917
7.4165 | 14654.3065 |  | 18688.6371
7.4666 | 14566.3873 |  | 18576.5138
7.5167 | 14475.7518 |  | 18460.9262
7.5668 | 14388.8146 |  | 18350.0552
7.617 | 14310.6259 |  | 18250.3412
7.6671 | 14243.3793 |  | 18164.5817
7.7172 | 14185.4297 |  | 18090.6785
7.7673 | 14123.1696 |  | 18011.2781
7.8174 | 14051.3957 |  | 17919.7449
7.8675 | 13970.1081 |  | 17816.0788
7.9176 | 13888.6802 |  | 17712.2338
7.9677 | 13816.6767 |  | 17620.4078
8.0179 | 13753.1413 |  | 17539.3811
8.068 | 13695.4722 |  | 17465.8357
8.1181 | 13640.8639 |  | 17396.1937
8.1682 | 13582.3914 |  | 17321.6237
8.2183 | 13513.7802 |  | 17234.1239
8.2684 | 13438.2442 |  | 17137.7928
8.3185 | 13361.943 |  | 17040.4859
8.3686 | 13289.9651 |  | 16948.6924
8.4187 | 13213.8679 |  | 16851.6458
8.4689 | 13136.4445 |  | 16752.9076
8.519 | 13063.51 |  | 16659.8944
8.5691 | 12991.1878 |  | 16567.6618
8.6192 | 12912.285 |  | 16467.037
8.6693 | 12840.3325 |  | 16375.2761
8.7194 | 12772.5886 |  | 16288.8823
8.7695 | 12702.7876 |  | 16199.865
8.8196 | 12629.5637 |  | 16106.4826
8.8698 | 12554.8337 |  | 16011.1794
8.9199 | 12489.6391 |  | 15928.0367
8.97 | 12422.0125 |  | 15841.7925
9.0201 | 12350.8456 |  | 15751.0334
9.0702 | 12281.593 |  | 15662.7156
9.1203 | 12220.0815 |  | 15584.2699
9.1704 | 12145.6983 |  | 15489.4091
9.2205 | 12066.4448 |  | 15388.337
9.2706 | 11985.6558 |  | 15285.3069
9.3208 | 11902.8085 |  | 15179.6517
9.3709 | 11817.9908 |  | 15071.4837
9.421 | 11739.1135 |  | 14970.8915
9.4711 | 11663.2243 |  | 14874.1099
9.5212 | 11588.9865 |  | 14779.4345
9.5713 | 11519.7913 |  | 14691.1898
9.6214 | 11453.5254 |  | 14606.681
9.6715 | 11384.0114 |  | 14518.0297
9.7216 | 11314.9921 |  | 14430.0095
9.7718 | 11245.9423 |  | 14341.9502
9.8219 | 11177.502 |  | 14254.6683
9.872 | 11108.5121 |  | 14166.6855
9.9221 | 11039.9265 |  | 14079.2183
9.9722 | 10974.0649 |  | 13995.225
10.0223 | 10911.6836 |  | 13915.6701
10.0724 | 10850.4029 |  | 13837.5188
10.1225 | 10789.2676 |  | 13759.5529
10.1727 | 10725.8418 |  | 13678.666
10.2228 | 10655.6901 |  | 13589.2016
10.2729 | 10577.6838 |  | 13489.7202
10.323 | 10499.0692 |  | 13389.463
10.3731 | 10420.512 |  | 13289.279
10.4232 | 10345.3764 |  | 13193.4586
10.4733 | 10278.617 |  | 13108.3203
10.5234 | 10224.0329 |  | 13038.7092
10.5735 | 10173.2454 |  | 12973.9398
10.6237 | 10122.9233 |  | 12909.7641
10.6738 | 10070.3095 |  | 12842.6657
10.7239 | 10019.4646 |  | 12777.8232
10.774 | 9966.1558 |  | 12709.8385
10.8241 | 9905.2232 |  | 12632.1312
10.8742 | 9839.8552 |  | 12548.7673
10.9243 | 9775.2701 |  | 12466.402
10.9744 | 9706.3376 |  | 12378.4924
11.0245 | 9634.6211 |  | 12287.0323
11.0747 | 9562.8179 |  | 12195.4617
11.1248 | 9492.8422 |  | 12106.2217
11.1749 | 9425.097 |  | 12019.8262
11.225 | 9360.5694 |  | 11937.5341
11.2751 | 9298.739 |  | 11858.6818
11.3252 | 9237.633 |  | 11780.7534
11.3753 | 9174.7288 |  | 11700.5317
11.4254 | 9108.1429 |  | 11615.6146
11.4756 | 9040.5724 |  | 11529.4419
11.5257 | 8976.5089 |  | 11447.7419
11.5758 | 8924.0712 |  | 11380.868
11.6259 | 8871.3987 |  | 11313.6948
11.676 | 8817.1054 |  | 11244.4545
11.7261 | 8762.4333 |  | 11174.7311
11.7762 | 8704.4862 |  | 11100.8312
11.8263 | 8631.2342 |  | 11007.413
11.8765 | 8561.7508 |  | 10918.8008
11.9266 | 8500.4114 |  | 10840.5747
11.9767 | 8445.9433 |  | 10771.1115
12.0268 | 8393.9098 |  | 10704.7532
12.0769 | 8344.9791 |  | 10642.3519
12.127 | 8292.3653 |  | 10575.2535
12.1771 | 8233.6646 |  | 10500.3924
12.2272 | 8165.1083 |  | 10412.9626
12.2773 | 8096.3492 |  | 10325.2741
12.3275 | 8033.533 |  | 10245.1646
12.3776 | 7970.5995 |  | 10164.9055
12.4277 | 7901.5216 |  | 10076.8105
12.4778 | 7843.3144 |  | 10002.5788
12.5279 | 7790.9913 |  | 9935.8513
12.578 | 7739.306 |  | 9869.9369
12.6281 | 7691.7654 |  | 9809.3084
12.6782 | 7651.9938 |  | 9758.5878
12.7283 | 7605.1202 |  | 9698.8098
12.7784 | 7551.5219 |  | 9630.4559
12.8286 | 7497.8369 |  | 9561.9913
12.8787 | 7442.6431 |  | 9491.6028
12.9288 | 7386.8998 |  | 9420.5133
12.9789 | 7332.4024 |  | 9351.0128
13.029 | 7278.2532 |  | 9281.9562
13.0791 | 7219.5817 |  | 9207.1325
13.1292 | 7162.5911 |  | 9134.4524
13.1793 | 7110.7604 |  | 9068.3527
13.2295 | 7058.3506 |  | 9001.5145
13.2796 | 7005.506 |  | 8934.1218
13.3297 | 6954.9799 |  | 8869.6859
13.3798 | 6904.9473 |  | 8805.8793
13.4299 | 6852.2762 |  | 8738.7078
13.48 | 6796.3874 |  | 8667.4329
13.5301 | 6738.0922 |  | 8593.089
13.5802 | 6679.9143 |  | 8518.8947
13.6303 | 6623.9095 |  | 8447.4718
13.6805 | 6570.2525 |  | 8379.043
13.7306 | 6521.8434 |  | 8317.3069
13.7807 | 6476.5919 |  | 8259.5977
13.8308 | 6436.5603 |  | 8208.5453
13.8809 | 6394.1514 |  | 8154.4613
13.931 | 6346.0012 |  | 8093.0553
13.9811 | 6293.418 |  | 8025.996
14.0312 | 6242.0222 |  | 7960.4509
14.0814 | 6192.3951 |  | 7897.1615
14.1315 | 6149.1752 |  | 7842.0432
14.1816 | 6105.1417 |  | 7785.8872
14.2317 | 6066.6455 |  | 7736.793
14.2818 | 6029.8594 |  | 7689.8797
14.3319 | 5986.7849 |  | 7634.9468
14.382 | 5936.2001 |  | 7570.436
14.4321 | 5888.6608 |  | 7509.8091
14.4823 | 5837.5263 |  | 7444.5973
14.5324 | 5781.5203 |  | 7373.1728
14.5825 | 5732.5602 |  | 7310.734
14.6326 | 5689.0202 |  | 7255.2075
14.6827 | 5646.2632 |  | 7200.6795
14.7328 | 5604.5788 |  | 7147.5193
14.7829 | 5567.8514 |  | 7100.6809
14.833 | 5527.7891 |  | 7049.5895
14.8831 | 5486.713 |  | 6997.2051
14.9332 | 5442.6233 |  | 6940.9775
14.9834 | 5398.2429 |  | 6884.3791
15.0335 | 5353.601 |  | 6827.4474
15.0836 | 5311.1628 |  | 6773.326
15.1337 | 5272.7827 |  | 6724.3798
15.1838 | 5239.2155 |  | 6681.5715
15.2339 | 5205.3576 |  | 6638.3925
15.284 | 5165.5567 |  | 6587.6345
15.3341 | 5121.2924 |  | 6531.1841
15.3843 | 5073.8678 |  | 6470.7036
15.4344 | 5030.0676 |  | 6414.8452
15.4845 | 4991.8035 |  | 6366.047
15.5346 | 4958.4965 |  | 6323.5706
15.5847 | 4924.8413 |  | 6280.6501
15.6348 | 4888.7809 |  | 6234.6623
15.6849 | 4849.1255 |  | 6184.0897
15.735 | 4807.2089 |  | 6130.6335
15.7851 | 4766.7998 |  | 6079.0997
15.8353 | 4728.4489 |  | 6030.1909
15.8854 | 4691.8364 |  | 5983.4989
15.9355 | 4656.0068 |  | 5937.8055
15.9856 | 4619.7436 |  | 5891.5591
16.0357 | 4586.0311 |  | 5848.5654
16.0858 | 4551.4768 |  | 5804.4984
16.1359 | 4513.3288 |  | 5755.8482
16.186 | 4475.6743 |  | 5707.8274
16.2361 | 4442.3953 |  | 5665.3868
16.2863 | 4408.9149 |  | 5622.6891
16.3364 | 4377.3754 |  | 5582.4669
16.3865 | 4351.1412 |  | 5549.0104
16.4366 | 4321.8642 |  | 5511.6734
16.4867 | 4283.0785 |  | 5462.21
16.5368 | 4240.9591 |  | 5408.4952
16.5869 | 4200.1725 |  | 5356.48
16.637 | 4161.1547 |  | 5306.7206
16.6872 | 4127.0659 |  | 5263.2472
16.7373 | 4094.0765 |  | 5221.1757
16.7874 | 4059.262 |  | 5176.7769
16.8375 | 4021.0273 |  | 5128.0161
16.8876 | 3985.0536 |  | 5082.1389
16.9377 | 3952.5003 |  | 5040.6236
16.9878 | 3928.1217 |  | 5009.5336
17.0379 | 3905.3078 |  | 4980.4391
17.088 | 3878.1172 |  | 4945.7628
17.1382 | 3843.0706 |  | 4901.068
17.1883 | 3803.8794 |  | 4851.0874
17.2384 | 3765.9048 |  | 4802.6584
17.2885 | 3730.5981 |  | 4757.6318
17.3386 | 3699.0306 |  | 4717.3737
17.3887 | 3670.6514 |  | 4681.1817
17.4388 | 3643.5474 |  | 4646.616
17.4889 | 3612.4722 |  | 4606.9858
17.539 | 3580.4698 |  | 4566.1731
17.5892 | 3555.9164 |  | 4534.8602
17.6393 | 3533.3066 |  | 4506.026
17.6894 | 3508.261 |  | 4474.0853
17.7395 | 3479.2441 |  | 4437.08
17.7896 | 3448.5744 |  | 4397.967
17.8397 | 3415.2968 |  | 4355.528
17.8898 | 3383.2357 |  | 4314.6405
17.9399 | 3353.9293 |  | 4277.2661
17.9901 | 3331.1155 |  | 4248.1716
18.0402 | 3312.3316 |  | 4224.2165
18.0903 | 3288.3878 |  | 4193.681
18.1404 | 3258.8774 |  | 4156.0463
18.1905 | 3228.788 |  | 4117.6733
18.2406 | 3199.2495 |  | 4080.0028
18.2907 | 3170.494 |  | 4043.331
18.3408 | 3146.4049 |  | 4012.6101
18.391 | 3125.0984 |  | 3985.438
18.4411 | 3102.0818 |  | 3956.0849
18.4912 | 3075.4421 |  | 3922.1113
18.5413 | 3043.4397 |  | 3881.2986
18.5914 | 3008.7987 |  | 3837.121
18.6415 | 2973.9843 |  | 3792.7222
18.6916 | 2941.547 |  | 3751.3549
18.7417 | 2911.8351 |  | 3713.4633
18.7918 | 2885.4849 |  | 3679.8588
18.842 | 2861.337 |  | 3649.0631
18.8921 | 2840.0599 |  | 3621.9284
18.9422 | 2819.5365 |  | 3595.7549
18.9923 | 2799.5934 |  | 3570.3215
19.0424 | 2781.7086 |  | 3547.513
19.0925 | 2765.3006 |  | 3526.5878
19.1426 | 2749.4154 |  | 3506.3295
19.1927 | 2732.7473 |  | 3485.0726
19.2429 | 2714.8038 |  | 3462.1893
19.293 | 2694.8607 |  | 3436.7558
19.3431 | 2672.9459 |  | 3408.8079
19.3932 | 2649.1463 |  | 3378.4562
19.4433 | 2625.4053 |  | 3348.1793
19.4934 | 2601.8084 |  | 3318.0862
19.5435 | 2582.0387 |  | 3292.8739
19.5936 | 2568.1252 |  | 3275.13
19.6437 | 2549.8629 |  | 3251.8401
19.6939 | 2527.6574 |  | 3223.5214
19.744 | 2503.859 |  | 3193.1714
19.7941 | 2479.2776 |  | 3161.8227
19.8442 | 2452.6085 |  | 3127.8116
19.8943 | 2429.0116 |  | 3097.7185
19.9444 | 2406.9821 |  | 3069.6243
19.9945 | 2391.5892 |  | 3049.9937
20.0446 | 2379.3846 |  | 3034.4292
20.0948 | 2364.688 |  | 3015.6867
20.1449 | 2351.2961 |  | 2998.6079
20.195 | 2340.5989 |  | 2984.9658
20.2451 | 2323.0903 |  | 2962.6371
20.2952 | 2297.9873 |  | 2930.6232
20.3453 | 2270.187 |  | 2895.1695
20.3954 | 2241.489 |  | 2858.5709
20.4455 | 2213.6033 |  | 2823.0082
20.4956 | 2191.6885 |  | 2795.0603
20.5458 | 2177.2228 |  | 2776.6122
20.5959 | 2167.5126 |  | 2764.2289
20.646 | 2159.0485 |  | 2753.4345
20.6961 | 2147.4522 |  | 2738.6457
20.7462 | 2131.3643 |  | 2718.1288
20.7963 | 2110.3486 |  | 2691.3276
20.8464 | 2087.2733 |  | 2661.8996
20.8965 | 2063.4456 |  | 2631.5122
20.9466 | 2040.2849 |  | 2601.9753
20.9967 | 2019.3266 |  | 2575.2472
21.0469 | 2001.9047 |  | 2553.0291
21.097 | 1985.9035 |  | 2532.6228
21.1471 | 1970.1625 |  | 2512.5482
21.1972 | 1957.8712 |  | 2496.8731
21.2473 | 1947.0592 |  | 2483.0846
21.2974 | 1930.4497 |  | 2461.9025
21.3475 | 1912.5636 |  | 2439.0923
21.3976 | 1901.8383 |  | 2425.4144
21.4478 | 1887.4886 |  | 2407.1143
21.4979 | 1866.7918 |  | 2380.7196
21.548 | 1849.3993 |  | 2358.5389
21.5981 | 1834.6147 |  | 2339.6841
21.6482 | 1816.9901 |  | 2317.2074
21.6983 | 1803.8009 |  | 2300.3873
21.7484 | 1795.6556 |  | 2289.9995
21.7985 | 1786.5537 |  | 2278.392
21.8486 | 1774.3211 |  | 2262.7917
21.8988 | 1760.2328 |  | 2244.8249
21.9489 | 1745.3322 |  | 2225.8222
21.999 | 1727.8823 |  | 2203.5683
22.0491 | 1711.7064 |  | 2182.9392
22.0992 | 1699.5604 |  | 2167.4494
22.1493 | 1686.1978 |  | 2150.4081
22.1994 | 1672.0509 |  | 2132.3666
22.2495 | 1662.1661 |  | 2119.7604
22.2996 | 1651.905 |  | 2106.6745
22.3498 | 1636.5695 |  | 2087.1171
22.3999 | 1621.4968 |  | 2067.8948
22.45 | 1607.6113 |  | 2050.1867
22.5001 | 1592.3638 |  | 2030.7416
22.5502 | 1576.8256 |  | 2010.9256
22.6003 | 1562.5065 |  | 1992.6645
22.6504 | 1548.0114 |  | 1974.179
22.7005 | 1534.3874 |  | 1956.8042
22.7507 | 1522.4442 |  | 1941.5731
22.8008 | 1512.9075 |  | 1929.411
22.8509 | 1505.3131 |  | 1919.7258
22.901 | 1497.4279 |  | 1909.6698
22.9511 | 1483.9773 |  | 1892.5163
23.0012 | 1468.2656 |  | 1872.4792
23.0513 | 1453.3663 |  | 1853.4781
23.1014 | 1439.2781 |  | 1835.5113
23.1516 | 1426.8133 |  | 1819.615
23.2017 | 1419.1895 |  | 1809.8924
23.2518 | 1412.9865 |  | 1801.9817
23.3019 | 1404.9853 |  | 1791.7777
23.352 | 1395.9128 |  | 1780.2076
23.4021 | 1385.2742 |  | 1766.6402
23.4522 | 1370.3736 |  | 1747.6375
23.5023 | 1353.3866 |  | 1725.974
23.5524 | 1338.7487 |  | 1707.3062
23.6026 | 1324.3697 |  | 1688.9687
23.6527 | 1307.963 |  | 1668.0452
23.7028 | 1295.7303 |  | 1652.4449
23.7529 | 1288.5708 |  | 1643.3143
23.803 | 1280.5402 |  | 1633.0729
23.8531 | 1272.8588 |  | 1623.2769
23.9032 | 1268.1916 |  | 1617.3248
23.9533 | 1262.5679 |  | 1610.1529
24.0035 | 1252.3063 |  | 1597.0663
24.0536 | 1238.6819 |  | 1579.6911
24.1037 | 1222.7386 |  | 1559.3586
24.1538 | 1209.81 |  | 1542.8707
24.2039 | 1199.7512 |  | 1530.0427
24.254 | 1191.2867 |  | 1519.2479
24.3041 | 1183.9818 |  | 1509.9319
24.3542 | 1176.8508 |  | 1500.8378
24.4043 | 1167.5166 |  | 1488.9339
24.4545 | 1155.9505 |  | 1474.1837
24.5046 | 1142.3842 |  | 1456.8825
24.5547 | 1131.7745 |  | 1443.3521
24.6048 | 1127.7452 |  | 1438.2135
24.6549 | 1122.2376 |  | 1431.1896
24.705 | 1114.6137 |  | 1421.4669
24.7551 | 1108.6423 |  | 1413.8515
24.8052 | 1100.5547 |  | 1403.5374
24.8553 | 1087.1332 |  | 1386.4209
24.9055 | 1074.9293 |  | 1370.8574
24.9556 | 1066.1461 |  | 1359.6561
25.0057 | 1058.1454 |  | 1349.4528
25.0558 | 1050.1157 |  | 1339.2125
25.1059 | 1042.2019 |  | 1329.1201
25.156 | 1035.1579 |  | 1320.1369
25.2061 | 1029.7372 |  | 1313.2238
25.2562 | 1023.07 |  | 1304.7212
25.3063 | 1013.6199 |  | 1292.6695
25.3565 | 1005.0106 |  | 1281.69
25.4066 | 997.4447 |  | 1272.0412
25.4567 | 989.5309 |  | 1261.9488
25.5068 | 983.6175 |  | 1254.4074
25.5569 | 980.284 |  | 1250.1561
25.607 | 977.9357 |  | 1247.1615
25.6571 | 975.5008 |  | 1244.0562
25.7072 | 972.4861 |  | 1240.2116
25.7573 | 968.0798 |  | 1234.5922
25.8075 | 960.9489 |  | 1225.4981
25.8576 | 951.0061 |  | 1212.8181
25.9077 | 938.9181 |  | 1197.4022
25.9578 | 923.2936 |  | 1177.4763
26.0079 | 907.6981 |  | 1157.5874
26.058 | 899.9293 |  | 1147.6799
26.1081 | 897.4364 |  | 1144.5006
26.1582 | 895.0594 |  | 1141.4692
26.2084 | 893.2621 |  | 1139.1771
26.2585 | 890.4503 |  | 1135.5913
26.3086 | 884.2758 |  | 1127.7169
26.3587 | 876.1014 |  | 1117.2921
26.4088 | 868.5065 |  | 1107.6063
26.4589 | 861.7813 |  | 1099.0297
26.509 | 855.6938 |  | 1091.2663
26.5591 | 848.7657 |  | 1082.4309
26.6092 | 840.5042 |  | 1071.895
26.6594 | 830.6193 |  | 1059.2888
26.7095 | 820.8504 |  | 1046.8305
26.7596 | 813.5164 |  | 1037.4775
26.8097 | 806.6753 |  | 1028.753
26.8598 | 799.9212 |  | 1020.1395
26.9099 | 796.0947 |  | 1015.2595
26.96 | 794.2974 |  | 1012.9675
27.0101 | 791.2827 |  | 1009.1228
27.0603 | 787.8332 |  | 1004.7236
27.1104 | 784.2966 |  | 1000.2135
27.1605 | 777.5134 |  | 991.5629
27.2106 | 767.9475 |  | 979.3635
27.2607 | 760.3237 |  | 969.6408
27.3108 | 754.0043 |  | 961.5817
27.3609 | 746.8153 |  | 952.4135
27.411 | 740.8148 |  | 944.7611
27.4611 | 736.6404 |  | 939.4376
27.5113 | 731.8285 |  | 933.3009
27.5614 | 727.0745 |  | 927.2382
27.6115 | 724.2337 |  | 923.6152
27.6616 | 720.1754 |  | 918.4397
27.7117 | 712.2617 |  | 908.3473
27.7618 | 705.5076 |  | 899.7338
27.8119 | 700.9854 |  | 893.9666
27.862 | 693.6515 |  | 884.6137
27.9122 | 687.1582 |  | 876.3328
27.9623 | 686.7524 |  | 875.8153
28.0124 | 685.9697 |  | 874.8172
28.0625 | 683.4478 |  | 871.601
28.1126 | 684.1724 |  | 872.5251
28.1627 | 686.9263 |  | 876.0371
28.2128 | 686.7813 |  | 875.8522
28.2629 | 683.6506 |  | 871.8596
28.3131 | 677.0124 |  | 863.3939
28.3632 | 668.4899 |  | 852.5252
28.4133 | 658.4892 |  | 839.7712
28.4634 | 646.6331 |  | 824.6512
28.5135 | 634.8061 |  | 809.5682
28.5636 | 626.4575 |  | 798.9212
28.6137 | 618.2249 |  | 788.4222
28.6638 | 609.0068 |  | 776.6663
28.7139 | 604.8035 |  | 771.3059
28.7641 | 604.9196 |  | 771.4539
28.8142 | 603.9339 |  | 770.1969
28.8643 | 602.5136 |  | 768.3856
28.9144 | 601.383 |  | 766.9438
28.9645 | 598.948 |  | 763.8383
29.0146 | 594.9187 |  | 758.6998
29.0647 | 588.9182 |  | 751.0474
29.1148 | 584.57 |  | 745.5021
29.1649 | 585.7586 |  | 747.0179
29.2151 | 586.6281 |  | 748.1268
29.2652 | 584.8888 |  | 745.9087
29.3153 | 582.8887 |  | 743.358
29.3654 | 578.5115 |  | 737.7758
29.4155 | 569.0034 |  | 725.65
29.4656 | 558.5968 |  | 712.3785
29.5157 | 550.1614 |  | 701.6208
29.5658 | 543.784 |  | 693.4877
29.616 | 539.7547 |  | 688.3491
29.6661 | 538.4213 |  | 686.6487
29.7162 | 537.8995 |  | 685.9832
29.7663 | 536.3051 |  | 683.9499
29.8164 | 535.1456 |  | 682.4712
29.8665 | 533.9282 |  | 680.9186
29.9166 | 529.1161 |  | 674.7818
29.9667 | 522.3909 |  | 666.2052
30.0168 | 517.9269 |  | 660.5121
30.0669 | 515.115 |  | 656.9261
30.1171 | 513.4047 |  | 654.745
30.1672 | 513.6366 |  | 655.0408
30.2173 | 514.4193 |  | 656.0389
30.2674 | 513.4047 |  | 654.745
30.3175 | 510.7668 |  | 651.3809
30.3676 | 507.2592 |  | 646.9077
30.4177 | 503.3169 |  | 641.8801
30.4678 | 498.65 |  | 635.9283
30.5179 | 492.0986 |  | 627.5734
30.5681 | 485.7792 |  | 619.5143
30.6182 | 482.7355 |  | 615.6326
30.6683 | 479.228 |  | 611.1595
30.7184 | 473.9232 |  | 604.3942
30.7685 | 468.6474 |  | 597.666
30.8186 | 462.7338 |  | 590.1244
30.8687 | 455.3709 |  | 580.7345
30.9188 | 452.4432 |  | 577.0008
30.969 | 455.7188 |  | 581.1781
31.0191 | 458.5886 |  | 584.838
31.0692 | 459.0813 |  | 585.4664
31.1193 | 457.8059 |  | 583.8399
31.1694 | 453.2258 |  | 577.9989
31.2195 | 446.0079 |  | 568.7938
31.2696 | 441.0509 |  | 562.4722
31.3197 | 439.3986 |  | 560.3651
31.3698 | 439.4566 |  | 560.4391
31.42 | 439.7174 |  | 560.7717
31.4701 | 438.0652 |  | 558.6645
31.5202 | 436.3838 |  | 556.5203
31.5703 | 434.0939 |  | 553.5999
31.6204 | 426.6149 |  | 544.062
31.6705 | 417.9765 |  | 533.0454
31.7206 | 413.8602 |  | 527.7959
31.7707 | 412.1499 |  | 525.6148
31.8209 | 411.8021 |  | 525.1713
31.871 | 415.5416 |  | 529.9402
31.9211 | 419.3969 |  | 534.8569
31.9712 | 418.1505 |  | 533.2673
32.0213 | 414.0052 |  | 527.9809
32.0714 | 409.1933 |  | 521.8442
32.1215 | 407.9177 |  | 520.2175
32.1716 | 409.628 |  | 522.3986
32.2218 | 410.5266 |  | 523.5446
32.2719 | 411.3962 |  | 524.6536
32.322 | 412.3819 |  | 525.9106
32.3721 | 409.3671 |  | 522.0659
32.4222 | 403.1058 |  | 514.0808
32.4723 | 396.2647 |  | 505.3563
32.5224 | 388.7567 |  | 495.7814
32.5725 | 381.0749 |  | 485.9849
32.6226 | 375.4658 |  | 478.8315
| 0 |  | 0
Degrees | #VALUE! |  | #VALUE!
-26.2472 | 565.409 |  | 721.0661
-26.1897 | 504.2083 |  | 643.0169
-26.1321 | 466.8211 |  | 595.337
-26.0745 | 332.3462 |  | 423.8412
-26.017 | 316.6639 |  | 403.8414
-25.9594 | 316.7507 |  | 403.9522
-25.9018 | 313.5621 |  | 399.8857
-25.8443 | 313.1273 |  | 399.3313
-25.7867 | 314.3447 |  | 400.8839
-25.7292 | 313.5621 |  | 399.8857
-25.6716 | 315.9971 |  | 402.9912
-25.614 | 320.2294 |  | 408.3885
-25.5565 | 321.9686 |  | 410.6066
-25.4989 | 323.9108 |  | 413.0834
-25.4414 | 329.0996 |  | 419.7007
-25.3838 | 330.1142 |  | 420.9947
-25.3263 | 331.0419 |  | 422.1777
-25.2687 | 332.897 |  | 424.5436
-25.2111 | 336.4916 |  | 429.1277
-25.1536 | 337.4191 |  | 430.3106
-25.096 | 339.8831 |  | 433.453
-25.0385 | 342.0862 |  | 436.2626
-24.9809 | 346.0866 |  | 441.3642
-24.9233 | 346.8403 |  | 442.3254
-24.8658 | 346.9562 |  | 442.4732
-24.8082 | 346.0866 |  | 441.3642
-24.7507 | 348.8694 |  | 444.9132
-24.6931 | 348.4345 |  | 444.3586
-24.6355 | 348.9853 |  | 445.061
-24.578 | 350.4058 |  | 446.8725
-24.5204 | 352.6088 |  | 449.6821
-24.4629 | 356.2613 |  | 454.34
-24.4053 | 359.6528 |  | 458.6653
-24.3477 | 363.6821 |  | 463.8038
-24.2902 | 368.8131 |  | 470.3473
-24.2326 | 374.4368 |  | 477.5192
-24.1751 | 375.9151 |  | 479.4045
-24.1175 | 376.8427 |  | 480.5875
-24.0599 | 379.7415 |  | 484.2843
-24.0024 | 382.8431 |  | 488.2399
-23.9448 | 384.8724 |  | 490.8278
-23.8873 | 386.3218 |  | 492.6762
-23.8297 | 389.7133 |  | 497.0014
-23.7721 | 391.4816 |  | 499.2565
-23.7146 | 391.1916 |  | 498.8867
-23.657 | 391.6556 |  | 499.4784
-23.5995 | 393.6557 |  | 502.0291
-23.5419 | 395.366 |  | 504.2102
-23.4843 | 399.0475 |  | 508.9053
-23.4268 | 403.1058 |  | 514.0808
-23.3692 | 407.1931 |  | 519.2933
-23.3117 | 409.7439 |  | 522.5465
-23.2541 | 413.1646 |  | 526.9088
-23.1965 | 415.8895 |  | 530.3839
-23.139 | 419.0781 |  | 534.4503
-23.0814 | 421.6 |  | 537.6665
-23.0239 | 424.9917 |  | 541.9919
-22.9663 | 429.0209 |  | 547.1303
-22.9087 | 430.5572 |  | 549.0896
-22.8512 | 434.4707 |  | 554.0805
-22.7936 | 438.4999 |  | 559.2189
-22.7361 | 441.6596 |  | 563.2485
-22.6785 | 443.5439 |  | 565.6515
-22.621 | 445.5151 |  | 568.1654
-22.5634 | 444.7614 |  | 567.2042
-22.5058 | 446.8775 |  | 569.9029
-22.4483 | 451.8924 |  | 576.2983
-22.3907 | 458.2987 |  | 584.4683
-22.3331 | 467.8068 |  | 596.594
-22.2756 | 476.677 |  | 607.9062
-22.218 | 482.4746 |  | 615.2998
-22.1605 | 485.1704 |  | 618.7378
-22.1029 | 486.6778 |  | 620.6602
-22.0453 | 487.7505 |  | 622.0282
-21.9878 | 486.9968 |  | 621.067
-21.9302 | 488.6201 |  | 623.1372
-21.8727 | 494.5337 |  | 630.6788
-21.8151 | 500.969 |  | 638.8857
-21.7575 | 502.9111 |  | 641.3625
-21.7 | 508.4768 |  | 648.4604
-21.6424 | 514.6222 |  | 656.2977
-21.5849 | 519.3182 |  | 662.2865
-21.5273 | 521.8112 |  | 665.4658
-21.4698 | 526.971 |  | 672.0462
-21.4122 | 530.3336 |  | 676.3345
-21.3546 | 532.6526 |  | 679.2919
-21.2971 | 533.9282 |  | 680.9186
-21.2395 | 538.7111 |  | 687.0182
-21.182 | 543.2912 |  | 692.8593
-21.1244 | 550.1614 |  | 701.6208
-21.0668 | 556.7706 |  | 710.0495
-21.0093 | 561.2348 |  | 715.7427
-20.9517 | 565.0321 |  | 720.5855
-20.8942 | 572.801 |  | 730.4931
-20.8366 | 579.1492 |  | 738.589
-20.779 | 583.8163 |  | 744.5409
-20.7215 | 592.8025 |  | 756.0011
-20.6639 | 598.5711 |  | 763.3577
-20.6064 | 602.1946 |  | 767.9788
-20.5488 | 606.108 |  | 772.9695
-20.4912 | 607.5574 |  | 774.8179
-20.4337 | 609.0937 |  | 776.7772
-20.3761 | 615.2682 |  | 784.6516
-20.3186 | 619.8482 |  | 790.4924
-20.261 | 624.8632 |  | 796.888
-20.2034 | 635.5598 |  | 810.5294
-20.1459 | 642.3139 |  | 819.1429
-20.0883 | 643.6184 |  | 820.8066
-20.0308 | 648.2275 |  | 826.6845
-19.9732 | 654.6628 |  | 834.8914
-19.9156 | 659.4458 |  | 840.9912
-19.8581 | 664.7506 |  | 847.7565
-19.8005 | 672.7223 |  | 857.9227
-19.743 | 678.201 |  | 864.9097
-19.6854 | 681.1578 |  | 868.6805
-19.6278 | 682.0853 |  | 869.8634
-19.5703 | 686.4335 |  | 875.4087
-19.5127 | 695.9705 |  | 887.5712
-19.4552 | 704.7248 |  | 898.7355
-19.3976 | 711.8559 |  | 907.8298
-19.3401 | 722.2335 |  | 921.0644
-19.2825 | 731.2778 |  | 932.5986
-19.2249 | 733.0171 |  | 934.8167
-19.1674 | 737.3362 |  | 940.3249
-19.1098 | 744.1484 |  | 949.0124
-19.0523 | 748.2938 |  | 954.299
-18.9947 | 753.0186 |  | 960.3246
-18.9371 | 761.4832 |  | 971.1195
-18.8796 | 769.5997 |  | 981.4705
-18.822 | 775.4843 |  | 988.9751
-18.7645 | 783.7748 |  | 999.548
-18.7069 | 791.3697 |  | 1009.2338
-18.6493 | 798.9355 |  | 1018.8825
-18.5918 | 807.2551 |  | 1029.4924
-18.5342 | 815.5746 |  | 1040.1023
-18.4766 | 820.6765 |  | 1046.6087
-18.4191 | 830.9092 |  | 1059.6585
-18.3615 | 839.6635 |  | 1070.8229
-18.304 | 842.5913 |  | 1074.5567
-18.2464 | 852.0413 |  | 1086.6083
-18.1888 | 863.2887 |  | 1100.9521
-18.1313 | 868.1007 |  | 1107.0888
-18.0737 | 875.9564 |  | 1117.1072
-18.0162 | 886.7399 |  | 1130.8594
-17.9586 | 892.6534 |  | 1138.4009
-17.9011 | 898.9438 |  | 1146.423
-17.8435 | 908.046 |  | 1158.0311
-17.7859 | 913.5248 |  | 1165.0182
-17.7284 | 917.9599 |  | 1170.6743
-17.6708 | 925.2358 |  | 1179.9532
-17.6133 | 935.1206 |  | 1192.5593
-17.5557 | 946.049 |  | 1206.4963
-17.4981 | 958.1371 |  | 1221.9122
-17.4406 | 970.254 |  | 1237.3649
-17.383 | 980.9216 |  | 1250.9693
-17.3255 | 988.6613 |  | 1260.8397
-17.2679 | 993.6763 |  | 1267.2353
-17.2103 | 1001.8219 |  | 1277.6234
-17.1528 | 1013.2141 |  | 1292.152
-17.0952 | 1021.4756 |  | 1302.6879
-17.0377 | 1031.8823 |  | 1315.9595
-16.9801 | 1043.7674 |  | 1331.1165
-16.9225 | 1051.9709 |  | 1341.5784
-16.865 | 1060.1165 |  | 1351.9665
-16.8074 | 1071.2769 |  | 1366.1994
-16.7499 | 1081.9154 |  | 1379.7667
-16.6923 | 1093.6556 |  | 1394.739
-16.6347 | 1104.9028 |  | 1409.0826
-16.5772 | 1114.4108 |  | 1421.2081
-16.5196 | 1123.542 |  | 1432.8531
-16.4621 | 1133.427 |  | 1445.4594
-16.4045 | 1141.4565 |  | 1455.6995
-16.3469 | 1154.0952 |  | 1471.8177
-16.2894 | 1167.8645 |  | 1489.3776
-16.2318 | 1180.0975 |  | 1504.9783
-16.1743 | 1191.6637 |  | 1519.7287
-16.1167 | 1202.0123 |  | 1532.9263
-16.0591 | 1210.3318 |  | 1543.5361
-16.0016 | 1219.579 |  | 1555.329
-15.944 | 1231.5799 |  | 1570.6339
-15.8865 | 1242.7693 |  | 1584.9036
-15.8289 | 1255.0601 |  | 1600.5781
-15.7713 | 1268.7714 |  | 1618.0641
-15.7138 | 1282.6279 |  | 1635.7353
-15.6562 | 1296.8028 |  | 1653.8127
-15.5987 | 1311.0645 |  | 1672.0006
-15.5411 | 1324.8633 |  | 1689.5981
-15.4835 | 1335.0669 |  | 1702.6109
-15.426 | 1344.4009 |  | 1714.5144
-15.3684 | 1351.2135 |  | 1723.2026
-15.3109 | 1359.1267 |  | 1733.2943
-15.2533 | 1370.9245 |  | 1748.3401
-15.1958 | 1385.8532 |  | 1767.3786
-15.1382 | 1400.9273 |  | 1786.6025
-15.0806 | 1415.1889 |  | 1804.7904
-15.0231 | 1430.5818 |  | 1824.421
-14.9655 | 1444.4966 |  | 1842.1665
-14.9079 | 1453.6851 |  | 1853.8847
-14.8504 | 1464.8453 |  | 1868.1172
-14.7928 | 1482.4125 |  | 1890.5207
-14.7353 | 1498.4137 |  | 1910.927
-14.6777 | 1514.531 |  | 1931.4814
-14.6202 | 1533.7791 |  | 1956.0285
-14.5626 | 1550.3593 |  | 1977.1732
-14.505 | 1566.1003 |  | 1997.2477
-14.4475 | 1581.6666 |  | 2017.0994
-14.3899 | 1599.1752 |  | 2039.4281
-14.3324 | 1616.0755 |  | 2060.981
-14.2748 | 1637.6421 |  | 2088.4849
-14.2172 | 1656.8902 |  | 2113.032
-14.1597 | 1672.4284 |  | 2132.848
-14.1021 | 1689.9651 |  | 2155.2125
-14.0446 | 1710.2283 |  | 2181.0542
-13.987 | 1726.7804 |  | 2202.1631
-13.9294 | 1743.3032 |  | 2223.2346
-13.8719 | 1768.5223 |  | 2255.3965
-13.8143 | 1791.076 |  | 2284.1592
-13.7568 | 1804.3812 |  | 2301.1273
-13.6992 | 1824.5564 |  | 2326.8568
-13.6416 | 1843.6017 |  | 2351.1453
-13.5841 | 1863.6903 |  | 2376.7642
-13.5265 | 1879.9236 |  | 2397.4665
-13.469 | 1906.8821 |  | 2431.8468
-13.4114 | 1928.6515 |  | 2459.6092
-13.3538 | 1945.9866 |  | 2481.7168
-13.2963 | 1969.9304 |  | 2512.2522
-13.2387 | 1992.831 |  | 2541.4573
-13.1812 | 2017.7899 |  | 2573.2874
-13.1236 | 2040.8065 |  | 2602.6405
-13.066 | 2074.8085 |  | 2646.0033
-13.0085 | 2095.536 |  | 2672.437
-12.9509 | 2120.1467 |  | 2703.8231
-12.8934 | 2141.8 |  | 2731.4376
-12.8358 | 2167.2219 |  | 2763.858
-12.7782 | 2187.92 |  | 2790.2544
-12.7207 | 2214.7918 |  | 2824.524
-12.6631 | 2242.388 |  | 2859.7175
-12.6056 | 2269.3173 |  | 2894.0603
-12.548 | 2295.929 |  | 2927.9982
-12.4904 | 2322.482 |  | 2961.8613
-12.4329 | 2345.556 |  | 2991.2876
-12.3753 | 2368.746 |  | 3020.8618
-12.3178 | 2394.6614 |  | 3053.9117
-12.2602 | 2421.9681 |  | 3088.736
-12.2027 | 2446.3761 |  | 3119.8634
-12.1451 | 2471.5378 |  | 3151.9521
-12.0875 | 2504.8155 |  | 3194.3911
-12.03 | 2539.2537 |  | 3238.3102
-11.9724 | 2566.6471 |  | 3273.245
-11.9148 | 2606.5334 |  | 3324.112
-11.8573 | 2648.566 |  | 3377.7162
-11.7997 | 2677.148 |  | 3414.1669
-11.7422 | 2708.6007 |  | 3454.2785
-11.6846 | 2744.1969 |  | 3499.6743
-11.6271 | 2766.141 |  | 3527.6596
-11.5695 | 2793.8826 |  | 3563.0385
-11.5119 | 2826.4652 |  | 3604.5911
-11.4544 | 2857.5698 |  | 3644.2588
-11.3968 | 2894.7601 |  | 3691.6876
-11.3392 | 2937.1995 |  | 3745.8106
-11.2817 | 2972.2461 |  | 3790.5054
-11.2241 | 3008.4506 |  | 3836.677
-11.1666 | 3043.2076 |  | 3881.0026
-11.109 | 3078.5729 |  | 3926.1041
-11.0515 | 3119.1568 |  | 3977.8607
-10.9939 | 3161.2761 |  | 4031.5754
-10.9363 | 3206.7865 |  | 4089.6148
-10.8788 | 3250.732 |  | 4145.6586
-10.8212 | 3288.6773 |  | 4194.0502
-10.7637 | 3325.5207 |  | 4241.0366
-10.7061 | 3364.0169 |  | 4290.1308
-10.6485 | 3406.3684 |  | 4344.1416
-10.591 | 3452.2843 |  | 4402.6982
-10.5334 | 3502.3181 |  | 4466.5063
-10.4759 | 3548.2646 |  | 4525.1019
-10.4183 | 3596.1228 |  | 4586.1354
-10.3607 | 3641.1996 |  | 4643.6218
-10.3032 | 3684.0726 |  | 4698.2978
-10.2456 | 3721.8432 |  | 4746.4666
-10.1881 | 3771.4995 |  | 4809.7933
-10.1305 | 3821.8803 |  | 4874.0439
-10.0729 | 3872.7252 |  | 4938.8864
-10.0154 | 3927.396 |  | 5008.6082
-9.9578 | 3986.9092 |  | 5084.5053
-9.9003 | 4036.3628 |  | 5147.5734
-9.8427 | 4082.975 |  | 5207.018
-9.7851 | 4131.0079 |  | 5268.2743
-9.7276 | 4180.084 |  | 5330.8611
-9.67 | 4233.6249 |  | 5399.1418
-9.6125 | 4289.2522 |  | 5470.0833
-9.5549 | 4342.4169 |  | 5537.8843
-9.4973 | 4397.5226 |  | 5608.1606
-9.4398 | 4455.0629 |  | 5681.5417
-9.3822 | 4511.5026 |  | 5753.5192
-9.3247 | 4567.1885 |  | 5824.5355
-9.2671 | 4627.31 |  | 5901.2084
-9.2095 | 4692.5327 |  | 5984.3869
-9.152 | 4758.8279 |  | 6068.9332
-9.0944 | 4816.0506 |  | 6141.9093
-9.0369 | 4871.3297 |  | 6212.4068
-8.9793 | 4938.7842 |  | 6298.4315
-8.9217 | 5001.7177 |  | 6378.6905
-8.8642 | 5062.07 |  | 6455.6578
-8.8066 | 5130.134 |  | 6542.4599
-8.7491 | 5208.7486 |  | 6642.7171
-8.6915 | 5280.1169 |  | 6733.7331
-8.6339 | 5344.7887 |  | 6816.209
-8.5764 | 5409.8672 |  | 6899.2037
-8.5188 | 5480.3939 |  | 6989.1463
-8.4613 | 5546.2261 |  | 7073.1022
-8.4037 | 5617.3917 |  | 7163.8596
-8.3461 | 5692.9928 |  | 7260.2737
-8.2886 | 5768.3898 |  | 7356.4275
-8.231 | 5836.1057 |  | 7442.7855
-8.1735 | 5913.7344 |  | 7541.7855
-8.1159 | 5978.0593 |  | 7623.819
-8.0584 | 6051.514 |  | 7717.4958
-8.0008 | 6132.4777 |  | 7820.7488
-7.9432 | 6214.1071 |  | 7924.8508
-7.8857 | 6299.5918 |  | 8033.8694
-7.8281 | 6388.3246 |  | 8147.0303
-7.7706 | 6466.679 |  | 8246.9557
-7.713 | 6541.0328 |  | 8341.7792
-7.6554 | 6628.4891 |  | 8453.3121
-7.5979 | 6706.4086 |  | 8552.6829
-7.5403 | 6785.0232 |  | 8652.9401
-7.4828 | 6873.8134 |  | 8766.1743
-7.4252 | 6967.3006 |  | 8885.3984
-7.3676 | 7048.0028 |  | 8988.318
-7.3101 | 7137.256 |  | 9102.1426
-7.2525 | 7231.1474 |  | 9221.8823
-7.195 | 7319.8496 |  | 9335.0042
-7.1374 | 7414.3226 |  | 9455.4856
-7.0798 | 7510.4751 |  | 9578.1089
-7.0223 | 7603.7008 |  | 9696.9996
-6.9647 | 7703.9687 |  | 9824.8713
-6.9072 | 7810.4142 |  | 9960.6212
-6.8496 | 7903.1451 |  | 10078.8809
-6.792 | 7999.8485 |  | 10202.2068
-6.7345 | 8096.668 |  | 10325.6807
-6.6769 | 8194.9962 |  | 10451.0786
-6.6194 | 8296.4527 |  | 10580.4661
-6.5618 | 8407.2737 |  | 10721.7961
-6.5042 | 8519.3113 |  | 10864.6778
-6.4467 | 8625.9009 |  | 11000.6114
-6.3891 | 8733.7645 |  | 11138.1699
-6.3316 | 8853.1071 |  | 11290.3675
-6.274 | 8953.2322 |  | 11418.057
-6.2164 | 9055.4143 |  | 11548.3699
-6.1589 | 9166.7863 |  | 11690.4025
-6.1013 | 9283.2007 |  | 11838.8659
-6.0438 | 9377.2375 |  | 11958.791
-5.9862 | 9482.8694 |  | 12093.5033
-5.9286 | 9592.85 |  | 12233.7616
-5.8711 | 9716.1932 |  | 12391.0611
-5.8135 | 9840.6969 |  | 12549.8407
-5.756 | 9968.7944 |  | 12713.2035
-5.6984 | 10101.7903 |  | 12882.8132
-5.6408 | 10235.5399 |  | 13053.3841
-5.5833 | 10360.8841 |  | 13213.2355
-5.5257 | 10468.0233 |  | 13349.8701
-5.4682 | 10577.3089 |  | 13489.242
-5.4106 | 10681.8095 |  | 13622.5117
-5.353 | 10801.4135 |  | 13775.0427
-5.2955 | 10914.7277 |  | 13919.5523
-5.2379 | 11051.144 |  | 14093.524
-5.1804 | 11194.7211 |  | 14276.6279
-5.1228 | 11345.2269 |  | 14468.5679
-5.0652 | 11483.3241 |  | 14644.6832
-5.0077 | 11622.6404 |  | 14822.3533
-4.9501 | 11746.9987 |  | 14980.9475
-4.8926 | 11865.3274 |  | 15131.8521
-4.835 | 11988.5265 |  | 15288.9679
-4.7775 | 12121.0876 |  | 15458.023
-4.7199 | 12251.6502 |  | 15624.5295
-4.6623 | 12391.4282 |  | 15802.7884
-4.6048 | 12535.9044 |  | 15987.0389
-4.5472 | 12688.3219 |  | 16181.4169
-4.4897 | 12822.7972 |  | 16352.9132
-4.4321 | 12962.9016 |  | 16531.5884
-4.3745 | 13106.9595 |  | 16715.3055
-4.317 | 13251.0684 |  | 16899.0875
-4.2594 | 13384.299 |  | 17068.9965
-4.2019 | 13537.0289 |  | 17263.773
-4.1443 | 13695.3064 |  | 17465.6243
-4.0867 | 13842.0679 |  | 17652.7892
-4.0292 | 13990.1685 |  | 17841.6619
-3.9716 | 14142.9367 |  | 18036.4872
-3.9141 | 14279.5213 |  | 18210.6736
-3.8565 | 14402.32 |  | 18367.2787
-3.7989 | 14524.6213 |  | 18523.2495
-3.7414 | 14672.0842 |  | 18711.309
-3.6838 | 14830.2724 |  | 18913.0464
-3.6263 | 14969.2674 |  | 19090.3067
-3.5687 | 15126.8689 |  | 19291.2959
-3.5111 | 15287.6715 |  | 19496.3675
-3.4536 | 15429.2171 |  | 19676.8805
-3.396 | 15572.9434 |  | 19860.1747
-3.3385 | 15745.5297 |  | 20080.274
-3.2809 | 15899.1141 |  | 20276.1402
-3.2233 | 16047.2147 |  | 20465.0129
-3.1658 | 16185.1001 |  | 20640.8582
-3.1082 | 16322.9728 |  | 20816.6872
-3.0507 | 16470.6398 |  | 21005.0069
-2.9931 | 16612.8485 |  | 21186.3657
-2.9355 | 16758.1307 |  | 21371.644
-2.878 | 16918.066 |  | 21575.6096
-2.8204 | 17062.3025 |  | 21759.5543
-2.7629 | 17202.815 |  | 21938.75
-2.7053 | 17374.1643 |  | 22157.2718
-2.6477 | 17552.4895 |  | 22384.6899
-2.5902 | 17718.1 |  | 22595.8929
-2.5326 | 17883.9655 |  | 22807.4212
-2.4751 | 18042.5363 |  | 23009.6465
-2.4175 | 18194.9219 |  | 23203.9839
-2.3599 | 18331.6851 |  | 23378.398
-2.3024 | 18471.9043 |  | 23557.2196
-2.2448 | 18610.4019 |  | 23733.8455
-2.1873 | 18742.0639 |  | 23901.754
-2.1297 | 18845.9881 |  | 24034.2886
-2.0721 | 18962.2061 |  | 24182.5015
-2.0146 | 19086.7392 |  | 24341.3185
-1.957 | 19198.43 |  | 24483.7577
-1.8995 | 19310.3248 |  | 24626.4572
-1.8419 | 19441.3746 |  | 24793.585
-1.7843 | 19566.6601 |  | 24953.3616
-1.7268 | 19672.7268 |  | 25088.6285
-1.6692 | 19784.4686 |  | 25231.1328
-1.6117 | 19897.932 |  | 25375.8327
-1.5541 | 20001.1931 |  | 25507.5215
-1.4966 | 20087.4799 |  | 25617.5631
-1.439 | 20204.2463 |  | 25766.4753
-1.3814 | 20319.1891 |  | 25913.0619
-1.3239 | 20417.451 |  | 26038.3752
-1.2663 | 20506.0078 |  | 26151.3118
-1.2088 | 20602.3057 |  | 26274.1205
-1.1512 | 20664.6679 |  | 26353.6509
-1.0936 | 20733.4576 |  | 26441.3784
-1.0361 | 20815.8292 |  | 26546.427
-0.97851 | 20904.8579 |  | 26659.9653
-0.92095 | 21008.8586 |  | 26792.5974
-0.86339 | 21114.9636 |  | 26927.913
-0.80583 | 21184.3909 |  | 27016.4537
-0.74827 | 21248.5895 |  | 27098.3262
-0.69071 | 21322.5186 |  | 27192.608
-0.63316 | 21383.7075 |  | 27270.6422
-0.5756 | 21449.4237 |  | 27354.4501
-0.51804 | 21509.4521 |  | 27431.0043
-0.46048 | 21575.5254 |  | 27515.2675
-0.40292 | 21641.3181 |  | 27599.173
-0.34536 | 21694.4599 |  | 27666.9447
-0.2878 | 21721.0371 |  | 27700.8387
-0.23024 | 21778.9868 |  | 27774.7418
-0.17268 | 21834.271 |  | 27845.2458
-0.11512 | 21855.8108 |  | 27872.7156
-0.057558 | 21895.715 |  | 27923.6053
1.1807e-06 | 21937.6341 |  | 27977.0647
0.057561 | 21952.5041 |  | 27996.0285
0.11512 | 21971.5826 |  | 28020.3592
0.17268 | 22001.5011 |  | 28058.5144
0.23024 | 22000.2768 |  | 28056.953
0.2878 | 22014.1393 |  | 28074.6319
0.34536 | 22055.5611 |  | 28127.457
0.40292 | 22081.7047 |  | 28160.798
0.46048 | 22105.9354 |  | 28191.6994
0.51804 | 22128.4062 |  | 28220.3564
0.5756 | 22128.6103 |  | 28220.6167
0.63316 | 22128.0236 |  | 28219.8685
0.69072 | 22114.582 |  | 28202.7264
0.74828 | 22086.8059 |  | 28167.3036
0.80584 | 22059.5528 |  | 28132.5476
0.8634 | 22048.9168 |  | 28118.9835
0.92096 | 21998.1343 |  | 28054.2207
0.97852 | 21949.2393 |  | 27991.8649
1.0361 | 21900.2168 |  | 27929.3465
1.0936 | 21865.2608 |  | 27884.7671
1.1512 | 21827.3716 |  | 27836.4471
1.2088 | 21809.9766 |  | 27814.2631
1.2663 | 21788.8958 |  | 27787.3789
1.3239 | 21775.824 |  | 27770.7084
1.3814 | 21744.0818 |  | 27730.2275
1.439 | 21677.2051 |  | 27644.9396
1.4966 | 21631.8682 |  | 27587.1215
1.5541 | 21582.7691 |  | 27524.5054
1.6117 | 21527.5486 |  | 27454.0827
1.6692 | 21448.7223 |  | 27353.5556
1.7268 | 21389.7014 |  | 27278.2862
1.7844 | 21299.8693 |  | 27163.7233
1.8419 | 21200.3576 |  | 27036.8161
1.8995 | 21086.0653 |  | 26891.059
1.957 | 20997.5849 |  | 26778.2201
2.0146 | 20923.5538 |  | 26683.8081
2.0721 | 20854.3305 |  | 26595.5277
2.1297 | 20769.7398 |  | 26487.6492
2.1873 | 20691.7042 |  | 26388.1304
2.2448 | 20616.5381 |  | 26292.271
2.3024 | 20524.3084 |  | 26174.6505
2.3599 | 20421.3917 |  | 26043.4008
2.4175 | 20317.9138 |  | 25911.4355
2.4751 | 20204.4759 |  | 25766.7681
2.5326 | 20099.7227 |  | 25633.1764
2.5902 | 19987.0755 |  | 25489.5174
2.6477 | 19870.105 |  | 25340.3449
2.7053 | 19753.9251 |  | 25192.1807
2.7629 | 19641.5074 |  | 25048.8144
2.8204 | 19526.1055 |  | 24901.6424
2.878 | 19407.1966 |  | 24749.9978
2.9355 | 19293.1337 |  | 24604.5335
2.9931 | 19186.6845 |  | 24468.7787
3.0507 | 19096.5335 |  | 24353.8092
3.1082 | 18968.7867 |  | 24190.8937
3.1658 | 18840.2747 |  | 24027.0023
3.2233 | 18719.338 |  | 23872.7718
3.2809 | 18582.205 |  | 23697.886
3.3385 | 18415.3703 |  | 23485.1217
3.396 | 18266.4025 |  | 23295.1431
3.4536 | 18104.7965 |  | 23089.0469
3.5111 | 17926.0887 |  | 22861.1409
3.5687 | 17772.568 |  | 22665.356
3.6263 | 17629.4794 |  | 22482.8751
3.6838 | 17493.6727 |  | 22309.6808
3.7414 | 17359.5749 |  | 22138.6659
3.7989 | 17232.0066 |  | 21975.9781
3.8565 | 17103.2651 |  | 21811.794
3.9141 | 16971.195 |  | 21643.365
3.9716 | 16829.7898 |  | 21463.0309
4.0292 | 16692.4527 |  | 21287.8849
4.0867 | 16564.5529 |  | 21124.7743
4.1443 | 16423.4154 |  | 20944.7817
4.2019 | 16288.8203 |  | 20773.1325
4.2594 | 16150.2079 |  | 20596.3601
4.317 | 16011.0089 |  | 20418.8397
4.3745 | 15861.7988 |  | 20228.552
4.4321 | 15715.0883 |  | 20041.4521
4.4897 | 15566.8729 |  | 19852.4331
4.5472 | 15412.5234 |  | 19655.5911
4.6048 | 15259.5766 |  | 19460.5381
4.6623 | 15108.4408 |  | 19267.7946
4.7199 | 14965.0334 |  | 19084.907
4.7775 | 14816.0018 |  | 18894.8471
4.835 | 14680.2844 |  | 18721.7667
4.8926 | 14556.1849 |  | 18563.5026
4.9501 | 14427.979 |  | 18400.0016
5.0077 | 14288.3719 |  | 18221.9607
5.0653 | 14148.242 |  | 18043.253
5.1228 | 14002.2584 |  | 17857.0801
5.1804 | 13847.8068 |  | 17660.108
5.2379 | 13695.9186 |  | 17466.4049
5.2955 | 13552.9447 |  | 17284.0703
5.353 | 13406.2342 |  | 17096.9704
5.4106 | 13268.4635 |  | 16921.2715
5.4682 | 13143.6626 |  | 16762.113
5.5257 | 13018.7215 |  | 16602.7755
5.5833 | 12884.6875 |  | 16431.8419
5.6408 | 12763.687 |  | 16277.53
5.6984 | 12625.3323 |  | 16101.0862
5.756 | 12486.6536 |  | 15924.2293
5.8135 | 12354.7595 |  | 15756.0248
5.8711 | 12227.4731 |  | 15593.6964
5.9286 | 12096.7676 |  | 15427.0077
5.9862 | 11979.6568 |  | 15277.6563
6.0438 | 11849.9052 |  | 15112.1841
6.1013 | 11713.5183 |  | 14938.2499
6.1589 | 11583.0143 |  | 14771.8181
6.2164 | 11440.9739 |  | 14590.674
6.274 | 11302.2672 |  | 14413.7813
6.3316 | 11172.1981 |  | 14247.9042
6.3891 | 11064.6826 |  | 14110.7897
6.4467 | 10947.6573 |  | 13961.5473
6.5042 | 10841.9094 |  | 13826.687
6.5618 | 10733.755 |  | 13688.7578
6.6194 | 10628.9062 |  | 13555.0441
6.6769 | 10498.5183 |  | 13388.7604
6.7345 | 10372.3337 |  | 13227.8372
6.792 | 10243.0196 |  | 13062.9229
6.8496 | 10114.0816 |  | 12898.4883
6.9072 | 9987.3181 |  | 12736.8268
6.9647 | 9872.5832 |  | 12590.5053
7.0223 | 9767.9372 |  | 12457.0503
7.0798 | 9672.1328 |  | 12334.871
7.1374 | 9578.6176 |  | 12215.611
7.195 | 9468.6944 |  | 12075.426
7.2525 | 9349.3812 |  | 11923.2658
7.3101 | 9242.0672 |  | 11786.4083
7.3676 | 9127.9419 |  | 11640.8643
7.4252 | 9016.2524 |  | 11498.4267
7.4828 | 8916.3301 |  | 11370.9958
7.5403 | 8819.9748 |  | 11248.1139
7.5979 | 8714.6325 |  | 11113.7708
7.6554 | 8617.841 |  | 10990.3327
7.713 | 8519.8636 |  | 10865.382
7.7706 | 8419.0728 |  | 10736.8435
7.8281 | 8322.7162 |  | 10613.96
7.8857 | 8224.4174 |  | 10488.5994
7.9432 | 8122.3232 |  | 10358.3988
8.0008 | 8030.7503 |  | 10241.6158
8.0584 | 7944.1919 |  | 10131.2279
8.1159 | 7851.8359 |  | 10013.4463
8.1735 | 7757.7124 |  | 9893.4106
8.231 | 7656.9803 |  | 9764.9469
8.2886 | 7560.2768 |  | 9641.621
8.3462 | 7462.2394 |  | 9516.5939
8.4037 | 7375.9424 |  | 9406.5394
8.4613 | 7287.5577 |  | 9293.8224
8.5188 | 7213.0891 |  | 9198.8526
8.5764 | 7130.7622 |  | 9093.861
8.634 | 7044.784 |  | 8984.213
8.6915 | 6955.6176 |  | 8870.4991
8.7491 | 6873.2918 |  | 8765.5091
8.8066 | 6789.3427 |  | 8658.4487
8.8642 | 6701.713 |  | 8546.6946
8.9217 | 6617.4156 |  | 8439.1902
8.9793 | 6533.4091 |  | 8332.0566
9.0369 | 6458.2136 |  | 8236.1598
9.0944 | 6388.1792 |  | 8146.8449
9.152 | 6316.0865 |  | 8054.9051
9.2095 | 6248.2546 |  | 7968.399
9.2671 | 6175.9591 |  | 7876.2006
9.3247 | 6099.9244 |  | 7779.2336
9.3822 | 6023.1067 |  | 7681.268
9.4398 | 5937.5915 |  | 7572.2104
9.4973 | 5860.6003 |  | 7474.0236
9.5549 | 5794.5653 |  | 7389.8091
9.6125 | 5724.4149 |  | 7300.3463
9.67 | 5642.6694 |  | 7196.0963
9.7276 | 5571.3878 |  | 7105.1909
9.7851 | 5498.7148 |  | 7012.511
9.8427 | 5427.8094 |  | 6922.0854
9.9003 | 5355.1671 |  | 6829.4446
9.9578 | 5288.4651 |  | 6744.3795
10.0154 | 5230.1124 |  | 6669.9624
10.0729 | 5171.7024 |  | 6595.4721
10.1305 | 5102.4791 |  | 6507.1916
10.1881 | 5033.5173 |  | 6419.2446
10.2456 | 4973.5119 |  | 6342.7197
10.3032 | 4919.5361 |  | 6273.8843
10.3607 | 4857.3282 |  | 6194.5507
10.4183 | 4789.4682 |  | 6108.0088
10.4759 | 4729.9551 |  | 6032.1117
10.5334 | 4673.8062 |  | 5960.505
10.591 | 4605.6261 |  | 5873.5549
10.6485 | 4541.4185 |  | 5791.6711
10.7061 | 4495.0665 |  | 5732.5583
10.7637 | 4441.004 |  | 5663.6124
10.8212 | 4374.0418 |  | 5578.2155
10.8788 | 4321.2546 |  | 5510.896
10.9363 | 4269.2223 |  | 5444.5392
10.9939 | 4211.5354 |  | 5370.9711
11.0515 | 4157.7637 |  | 5302.396
11.109 | 4115.8178 |  | 5248.9024
11.1666 | 4065.5531 |  | 5184.7999
11.2241 | 4011.5492 |  | 5115.9288
11.2817 | 3959.8346 |  | 5049.977
11.3393 | 3910.4384 |  | 4986.982
11.3968 | 3852.1151 |  | 4912.6023
11.4544 | 3793.2408 |  | 4837.52
11.5119 | 3742.6854 |  | 4773.0467
11.5695 | 3691.4349 |  | 4707.687
11.6271 | 3640.706 |  | 4642.9924
11.6846 | 3596.2682 |  | 4586.3208
11.7422 | 3559.7143 |  | 4539.7036
11.7997 | 3518.9289 |  | 4487.69
11.8573 | 3479.6497 |  | 4437.5972
11.9148 | 3440.313 |  | 4387.4312
11.9724 | 3398.7153 |  | 4334.3816
12.03 | 3348.1611 |  | 4269.9099
12.0875 | 3308.3603 |  | 4219.1519
12.1451 | 3268.9943 |  | 4168.9485
12.2027 | 3224.3818 |  | 4112.0541
12.2602 | 3186.147 |  | 4063.2933
12.3178 | 3151.2459 |  | 4018.7839
12.3753 | 3105.4448 |  | 3960.3737
12.4329 | 3059.9625 |  | 3902.3701
12.4904 | 3019.2638 |  | 3850.4672
12.548 | 2977.6368 |  | 3797.3802
12.6056 | 2941.1708 |  | 3750.8752
12.6631 | 2909.574 |  | 3710.5797
12.7207 | 2875.9762 |  | 3667.7325
12.7782 | 2840.9884 |  | 3623.1125
12.8358 | 2806.985 |  | 3579.748
12.8934 | 2769.5333 |  | 3531.9858
12.9509 | 2729.7911 |  | 3481.3026
13.0085 | 2691.6711 |  | 3432.6882
13.066 | 2658.799 |  | 3390.7664
13.1236 | 2626.5352 |  | 3349.6203
13.1812 | 2593.1415 |  | 3307.0333
13.2387 | 2564.7622 |  | 3270.8412
13.2963 | 2539.6873 |  | 3238.8632
13.3538 | 2509.8593 |  | 3200.8235
13.4114 | 2478.2624 |  | 3160.5281
13.469 | 2446.7817 |  | 3120.3806
13.5265 | 2417.0697 |  | 3082.489
13.5841 | 2389.0373 |  | 3046.7393
13.6416 | 2362.9779 |  | 3013.5057
13.6992 | 2335.5258 |  | 2978.496
13.7568 | 2309.8718 |  | 2945.7795
13.8143 | 2279.9558 |  | 2907.6277
13.8719 | 2247.7214 |  | 2866.519
13.9294 | 2216.9369 |  | 2827.2596
13.987 | 2188.2095 |  | 2790.6235
14.0446 | 2161.6271 |  | 2756.7231
14.1021 | 2137.075 |  | 2725.4118
14.1597 | 2110.8115 |  | 2691.9179
14.2172 | 2087.6215 |  | 2662.3437
14.2748 | 2064.6342 |  | 2633.028
14.3324 | 2041.7043 |  | 2603.7855
14.3899 | 2018.9784 |  | 2574.8032
14.4475 | 1996.6288 |  | 2546.3007
14.505 | 1970.4813 |  | 2512.9548
14.5626 | 1950.741 |  | 2487.78
14.6202 | 1930.5364 |  | 2462.0131
14.6777 | 1907.2303 |  | 2432.2908
14.7353 | 1887.6927 |  | 2407.3745
14.7928 | 1870.8217 |  | 2385.859
14.8504 | 1844.4715 |  | 2352.2545
14.9079 | 1820.4691 |  | 2321.6442
14.9655 | 1798.1194 |  | 2293.1417
15.0231 | 1778.9581 |  | 2268.7052
15.0806 | 1760.5517 |  | 2245.2315
15.1382 | 1744.8973 |  | 2225.2676
15.1958 | 1725.9107 |  | 2201.0539
15.2533 | 1706.0823 |  | 2175.7668
15.3109 | 1685.791 |  | 2149.8893
15.3684 | 1664.9195 |  | 2123.2718
15.426 | 1643.2368 |  | 2095.6199
15.4835 | 1621.8156 |  | 2068.3014
15.5411 | 1606.8869 |  | 2049.2629
15.5987 | 1589.7839 |  | 2027.4514
15.6562 | 1576.7095 |  | 2010.7776
15.7138 | 1563.8966 |  | 1994.4373
15.7713 | 1549.0266 |  | 1975.4736
15.8289 | 1535.025 |  | 1957.6174
15.8865 | 1522.0973 |  | 1941.1307
15.944 | 1504.4714 |  | 1918.6524
16.0016 | 1490.6739 |  | 1901.0565
16.0591 | 1478.7894 |  | 1885.9001
16.1167 | 1463.5407 |  | 1866.4534
16.1743 | 1444.8154 |  | 1842.5731
16.2318 | 1427.1028 |  | 1819.9842
16.2894 | 1411.1603 |  | 1799.6527
16.3469 | 1396.9853 |  | 1781.5754
16.4045 | 1379.969 |  | 1759.8744
16.4621 | 1366.4023 |  | 1742.5729
16.5196 | 1356.1413 |  | 1729.487
16.5772 | 1342.4012 |  | 1711.9642
16.6347 | 1327.5299 |  | 1692.9989
16.6923 | 1314.717 |  | 1676.6586
16.7499 | 1304.2531 |  | 1663.314
16.8074 | 1290.309 |  | 1645.5311
16.865 | 1278.83 |  | 1630.8919
16.9225 | 1265.8726 |  | 1614.3673
16.9801 | 1255.8138 |  | 1601.5393
17.0377 | 1241.9866 |  | 1583.9055
17.0952 | 1230.0436 |  | 1568.6745
17.1528 | 1214.3901 |  | 1548.7117
17.2103 | 1204.4183 |  | 1535.9947
17.2679 | 1191.6637 |  | 1519.7287
17.3255 | 1181.5178 |  | 1506.7896
17.383 | 1170.5025 |  | 1492.7418
17.4406 | 1164.415 |  | 1484.9784
17.4981 | 1157.3999 |  | 1476.0321
17.5557 | 1148.9643 |  | 1465.2742
17.6133 | 1141.8334 |  | 1456.1801
17.6708 | 1132.0644 |  | 1443.7218
17.7284 | 1118.0922 |  | 1425.903
17.7859 | 1104.6709 |  | 1408.7867
17.8435 | 1094.0903 |  | 1395.2934
17.9011 | 1080.0892 |  | 1377.4377
17.9586 | 1069.7116 |  | 1364.2032
18.0162 | 1064.8995 |  | 1358.0663
18.0737 | 1053.971 |  | 1344.1293
18.1313 | 1040.7526 |  | 1327.2717
18.1888 | 1028.4037 |  | 1311.5232
18.2464 | 1018.2579 |  | 1298.5843
18.304 | 1003.9378 |  | 1280.3219
18.3615 | 990.9513 |  | 1263.7602
18.4191 | 981.3565 |  | 1251.5239
18.4766 | 972.2542 |  | 1239.9157
18.5342 | 959.5865 |  | 1223.7606
18.5918 | 949.3828 |  | 1210.7479
18.6493 | 943.7591 |  | 1203.576
18.7069 | 939.9327 |  | 1198.6962
18.7645 | 934.9468 |  | 1192.3376
18.822 | 930.6564 |  | 1186.8661
18.8796 | 925.6126 |  | 1180.4338
18.9371 | 918.8874 |  | 1171.8572
18.9947 | 908.2489 |  | 1158.2898
19.0523 | 898.6539 |  | 1146.0533
19.1098 | 889.6387 |  | 1134.5562
19.1674 | 881.1743 |  | 1123.7616
19.2249 | 873.5794 |  | 1114.0757
19.2825 | 869.3761 |  | 1108.7153
19.3401 | 863.8104 |  | 1101.6174
19.3976 | 860.042 |  | 1096.8116
19.4552 | 851.4037 |  | 1085.7951
19.5127 | 841.113 |  | 1072.6714
19.5703 | 828.2132 |  | 1056.2203
19.6278 | 822.3287 |  | 1048.7158
19.6854 | 816.966 |  | 1041.8767
19.743 | 813.0815 |  | 1036.9229
19.8005 | 809.3422 |  | 1032.1542
19.8581 | 806.2115 |  | 1028.1615
19.9156 | 797.7759 |  | 1017.4036
19.9732 | 786.9925 |  | 1003.6515
20.0308 | 779.5136 |  | 994.1137
20.0883 | 774.9335 |  | 988.2727
20.1459 | 771.1071 |  | 983.3929
20.2034 | 765.8893 |  | 976.7387
20.261 | 759.8018 |  | 968.9752
20.3186 | 752.5548 |  | 959.7331
20.3761 | 742.4381 |  | 946.8313
20.4337 | 731.3068 |  | 932.6355
20.4912 | 723.625 |  | 922.8389
20.5488 | 715.5953 |  | 912.5987
20.6064 | 708.2614 |  | 903.2458
20.6639 | 705.8553 |  | 900.1773
20.7215 | 703.7392 |  | 897.4786
20.779 | 698.2896 |  | 890.5288
20.8366 | 694.4341 |  | 885.6119
20.8942 | 690.4918 |  | 880.5842
20.9517 | 683.0419 |  | 871.0833
21.0093 | 674.1717 |  | 859.7711
21.0668 | 667.0986 |  | 850.7508
21.1244 | 660.1993 |  | 841.9522
21.182 | 655.3295 |  | 835.7417
21.2395 | 649.4449 |  | 828.237
21.2971 | 646.0823 |  | 823.9487
21.3546 | 643.5604 |  | 820.7325
21.4122 | 639.2991 |  | 815.2981
21.4698 | 631.2985 |  | 805.095
21.5273 | 623.0659 |  | 794.596
21.5849 | 618.8048 |  | 789.1617
21.6424 | 613.4999 |  | 782.3964
21.7 | 608.7458 |  | 776.3336
21.7576 | 605.4123 |  | 772.0823
21.8151 | 602.3975 |  | 768.2376
21.8727 | 595.0346 |  | 758.8476
21.9302 | 587.7586 |  | 749.5686
21.9878 | 580.2797 |  | 740.0307
22.0453 | 573.3227 |  | 731.1585
22.1029 | 568.6556 |  | 725.2065
22.1605 | 566.0468 |  | 721.8794
22.218 | 561.7276 |  | 716.3712
22.2756 | 557.6693 |  | 711.1957
22.3331 | 553.9008 |  | 706.3897
22.3907 | 546.8858 |  | 697.4434
22.4483 | 542.6245 |  | 692.009
22.5058 | 536.1602 |  | 683.7651
22.5634 | 529.8119 |  | 675.6691
22.621 | 525.8115 |  | 670.5675
22.6785 | 523.6374 |  | 667.7948
22.7361 | 517.724 |  | 660.2534
22.7936 | 516.5934 |  | 658.8116
22.8512 | 514.7381 |  | 656.4455
22.9088 | 512.3612 |  | 653.4143
22.9663 | 507.6071 |  | 647.3514
23.0239 | 503.2299 |  | 641.7691
23.0814 | 497.5773 |  | 634.5603
23.139 | 494.8525 |  | 631.0854
23.1965 | 488.6201 |  | 623.1372
23.2541 | 483.6921 |  | 616.8525
23.3117 | 479.344 |  | 611.3073
23.3692 | 475.0827 |  | 605.8729
23.4268 | 467.9227 |  | 596.7419
23.4843 | 461.8063 |  | 588.9415
23.5419 | 457.1971 |  | 583.0634
23.5995 | 456.7334 |  | 582.4721
23.657 | 450.8777 |  | 575.0044
23.7146 | 448.124 |  | 571.4925
23.7721 | 449.6603 |  | 573.4518
23.8297 | 448.5298 |  | 572.01
23.8873 | 441.8916 |  | 563.5443
23.9448 | 440.9639 |  | 562.3613
24.0024 | 439.5435 |  | 560.5498
24.0599 | 433.0503 |  | 552.2691
24.1175 | 427.1657 |  | 544.7644
24.1751 | 425.2235 |  | 542.2876
24.2326 | 421.9188 |  | 538.0731
24.2902 | 417.8026 |  | 532.8236
24.3477 | 415.9763 |  | 530.4946
24.4053 | 414.7009 |  | 528.8681
24.4629 | 409.9468 |  | 522.8052
24.5204 | 404.4971 |  | 515.8552
24.578 | 399.4242 |  | 509.3857
24.6355 | 398.0039 |  | 507.5744
24.6931 | 396.5835 |  | 505.7629
24.7507 | 394.0615 |  | 502.5466
24.8082 | 395.3079 |  | 504.1362
24.8658 | 396.5545 |  | 505.726
24.9233 | 391.5976 |  | 499.4044
24.9809 | 387.1044 |  | 493.6743
25.0385 | 385.3072 |  | 491.3822
25.096 | 382.6402 |  | 487.9811
25.1536 | 377.4225 |  | 481.3269
25.2111 | 377.0456 |  | 480.8463
25.2687 | 376.176 |  | 479.7373
25.3263 | 373.4221 |  | 476.2252
25.3838 | 369.8276 |  | 471.6411
25.4414 | 367.7984 |  | 469.0533
25.4989 | 364.378 |  | 464.6912
25.5565 | 360.3485 |  | 459.5525
25.614 | 355.3337 |  | 453.157
25.6716 | 351.7392 |  | 448.573
25.7292 | 352.5508 |  | 449.6081
25.7867 | 350.4927 |  | 446.9834
25.8443 | 349.3622 |  | 445.5416
25.9018 | 348.5215 |  | 444.4695
25.9594 | 346.5213 |  | 441.9186
26.017 | 342.7529 |  | 437.1128
26.0745 | 339.1584 |  | 432.5287
26.1321 | 338.6367 |  | 431.8633
26.1897 | 339.1875 |  | 432.5658
26.2472 | 336.0567 |  | 428.5731
26.3048 | 331.9404 |  | 423.3236
26.3623 | 331.2737 |  | 422.4734
26.4199 | 329.1287 |  | 419.7378
26.4775 | 325.65 |  | 415.3015
26.535 | 324.1427 |  | 413.3792
26.5926 | 321.07 |  | 409.4606
26.6501 | 318.0552 |  | 405.6158
26.7077 | 317.4175 |  | 404.8025
26.7653 | 317.2726 |  | 404.6177
26.8228 | 317.0986 |  | 404.3959
26.8804 | 318.5771 |  | 406.2814
26.9379 | 316.1131 |  | 403.139
26.9955 | 308.1704 |  | 393.0097
27.053 | 304.6049 |  | 388.4626
27.1106 | 304.7498 |  | 388.6474
27.1682 | 303.5033 |  | 387.0577
27.2257 | 304.315 |  | 388.0929
27.2833 | 304.8078 |  | 388.7214
27.3408 | 303.0395 |  | 386.4662
27.3984 | 297.6478 |  | 379.5902
27.456 | 296.3143 |  | 377.8896
27.5135 | 295.3287 |  | 376.6327
27.5711 | 295.9955 |  | 377.483
27.6286 | 294.0533 |  | 375.0062
27.6862 | 290.8646 |  | 370.9396
27.7438 | 287.328 |  | 366.4294
27.8013 | 282.1392 |  | 359.8121
27.8589 | 279.7332 |  | 356.7438
27.9164 | 278.7766 |  | 355.5238
27.974 | 280.0521 |  | 357.1504
28.0316 | 281.3276 |  | 358.7771
28.0891 | 282.8132 |  | 360.6717
5.2538 | 7179.6291 |  | 9156.181
5.2911 | 7147.4699 |  | 9115.1683
5.3283 | 7116.7785 |  | 9076.0276
5.3656 | 7077.4725 |  | 9025.9006
5.4028 | 7036.6017 |  | 8973.7781
5.4401 | 6997.4206 |  | 8923.8105
5.4774 | 6952.1245 |  | 8866.0444
5.5146 | 6920.8707 |  | 8826.1864
5.5519 | 6864.5662 |  | 8754.3813
5.5892 | 6824.5014 |  | 8703.2867
5.6264 | 6793.1137 |  | 8663.2579
5.6637 | 6746.184 |  | 8603.4084
5.7009 | 6690.2774 |  | 8532.1107
5.7382 | 6634.511 |  | 8460.9919
5.7755 | 6574.4686 |  | 8384.4199
5.8127 | 6539.4387 |  | 8339.7462
5.85 | 6461.0511 |  | 8239.7785
5.8872 | 6401.3212 |  | 8163.6049
5.9245 | 6371.1552 |  | 8125.1342
5.9618 | 6336.6813 |  | 8081.1697
5.999 | 6303.0351 |  | 8038.2606
6.0363 | 6288.0299 |  | 8019.1245
6.0735 | 6241.2328 |  | 7959.4441
6.1108 | 6221.2156 |  | 7933.9163
6.1481 | 6172.7836 |  | 7872.1509
6.1853 | 6116.9089 |  | 7800.8939
6.2226 | 6082.9272 |  | 7757.5571
6.2599 | 6064.4035 |  | 7733.9338
6.2971 | 6019.1533 |  | 7676.2262
6.3344 | 5982.1849 |  | 7629.0804
6.3716 | 5937.8121 |  | 7572.4918
6.4089 | 5904.2437 |  | 7529.6819
6.4462 | 5865.1021 |  | 7479.7648
6.4834 | 5798.7636 |  | 7395.1632
6.5207 | 5732.888 |  | 7311.152
6.5579 | 5644.3911 |  | 7198.2919
6.5952 | 5602.5982 |  | 7144.9935
6.6325 | 5570.5321 |  | 7104.0996
6.6697 | 5530.8345 |  | 7053.4733
6.707 | 5488.001 |  | 6998.8477
6.7442 | 5466.8808 |  | 6971.9131
6.7815 | 5439.7105 |  | 6937.2628
6.8188 | 5439.7258 |  | 6937.2824
6.856 | 5409.5038 |  | 6898.7402
6.8933 | 5373.2712 |  | 6852.5328
6.9305 | 5342.7367 |  | 6813.5921
6.9678 | 5304.3999 |  | 6764.7012
7.0051 | 5249.08 |  | 6694.1517
7.0423 | 5200.1084 |  | 6631.6983
7.0796 | 5161.9821 |  | 6583.0757
7.1169 | 5114.6697 |  | 6522.7383
7.1541 | 5059.8484 |  | 6452.8247
7.1914 | 5015.1861 |  | 6395.8669
7.2286 | 4983.1276 |  | 6354.9827
7.2659 | 4962.8759 |  | 6329.1556
7.3032 | 4932.1628 |  | 6289.9872
7.3404 | 4878.3362 |  | 6221.3422
7.3777 | 4824.4076 |  | 6152.567
7.4149 | 4787.9468 |  | 6106.0685
7.4522 | 4761.6271 |  | 6072.5031
7.4895 | 4737.5061 |  | 6041.7416
7.5267 | 4701.8347 |  | 5996.2498
7.564 | 4677.2826 |  | 5964.9385
7.6012 | 4671.0426 |  | 5956.9806
7.6385 | 4662.2698 |  | 5945.7927
7.6758 | 4661.0034 |  | 5944.1777
7.713 | 4656.8204 |  | 5938.8431
7.7503 | 4621.8211 |  | 5894.2085
7.7876 | 4578.0656 |  | 5838.407
7.8248 | 4544.6234 |  | 5795.7582
7.8621 | 4516.0605 |  | 5759.3319
7.8993 | 4470.67 |  | 5701.4455
7.9366 | 4423.2786 |  | 5641.0072
7.9739 | 4354.7287 |  | 5553.5854
8.0111 | 4318.7996 |  | 5507.7652
8.0484 | 4307.3997 |  | 5493.2269
8.0856 | 4268.5222 |  | 5443.6464
8.1229 | 4214.6255 |  | 5374.9119
8.1602 | 4198.5019 |  | 5354.3494
8.1974 | 4166.8272 |  | 5313.9548
8.2347 | 4145.5348 |  | 5286.8006
8.2719 | 4120.4356 |  | 5254.7916
8.3092 | 4088.5965 |  | 5214.1871
8.3465 | 4055.1543 |  | 5171.5383
8.3837 | 4025.8403 |  | 5134.1541
8.421 | 3995.0481 |  | 5094.8849
8.4582 | 3963.8824 |  | 5055.1392
8.4955 | 3921.6189 |  | 5001.2406
8.5328 | 3876.018 |  | 4943.0858
8.57 | 3833.5288 |  | 4888.8993
8.6073 | 3809.2739 |  | 4857.967
8.6446 | 3799.8125 |  | 4845.9008
8.6818 | 3764.9713 |  | 4801.4679
8.7191 | 3744.2821 |  | 4775.0829
8.7563 | 3736.9389 |  | 4765.7182
8.7936 | 3723.5062 |  | 4748.5874
8.8309 | 3704.4277 |  | 4724.2566
8.8681 | 3682.0105 |  | 4695.6679
8.9054 | 3638.3404 |  | 4639.9755
8.9426 | 3610.3169 |  | 4604.2372
8.9799 | 3571.2838 |  | 4554.4582
9.0172 | 3529.5687 |  | 4501.259
9.0544 | 3498.3775 |  | 4461.4808
9.0917 | 3474.5536 |  | 4431.0982
9.1289 | 3440.5247 |  | 4387.7012
9.1662 | 3410.0298 |  | 4348.811
9.2035 | 3383.6081 |  | 4315.1154
9.2407 | 3359.181 |  | 4283.9635
9.278 | 3332.5732 |  | 4250.0305
9.3153 | 3303.8534 |  | 4213.4042
9.3525 | 3284.9075 |  | 4189.2426
9.3898 | 3263.2172 |  | 4161.5809
9.427 | 3237.5633 |  | 4128.8645
9.4643 | 3196.4808 |  | 4076.4719
9.5016 | 3157.5497 |  | 4026.8231
9.5388 | 3129.2215 |  | 3990.6961
9.5761 | 3100.2517 |  | 3953.7511
9.6133 | 3058.7089 |  | 3900.7714
9.6506 | 3023.7733 |  | 3856.2181
9.6879 | 2998.6422 |  | 3824.1684
9.7251 | 2983.9737 |  | 3805.4617
9.7624 | 2967.4127 |  | 3784.3414
9.7996 | 2952.3527 |  | 3765.1353
9.8369 | 2939.7246 |  | 3749.0308
9.8742 | 2918.167 |  | 3721.5383
9.9114 | 2905.2265 |  | 3705.0354
9.9487 | 2893.7016 |  | 3690.3377
9.986 | 2871.644 |  | 3662.2076
10.0232 | 2848.6159 |  | 3632.8399
10.0605 | 2822.383 |  | 3599.3851
10.0977 | 2796.2904 |  | 3566.1091
10.135 | 2772.872 |  | 3536.2437
10.1723 | 2752.6993 |  | 3510.5175
10.2095 | 2726.974 |  | 3477.7099
10.2468 | 2720.7977 |  | 3469.8333
10.284 | 2718.0443 |  | 3466.3219
10.3213 | 2688.6844 |  | 3428.8792
10.3586 | 2645.8585 |  | 3374.2634
10.3958 | 2610.1718 |  | 3328.7521
10.4331 | 2564.2432 |  | 3270.1793
10.4703 | 2535.1013 |  | 3233.0147
10.5076 | 2495.2698 |  | 3182.2176
10.5449 | 2457.41 |  | 3133.935
10.5821 | 2445.5166 |  | 3118.7673
10.6194 | 2440.122 |  | 3111.8876
10.6567 | 2427.1344 |  | 3095.3245
10.6939 | 2426.2276 |  | 3094.1681
10.7312 | 2422.6313 |  | 3089.5817
10.7684 | 2421.2706 |  | 3087.8463
10.8057 | 2408.955 |  | 3072.1403
10.843 | 2367.7794 |  | 3019.629
10.8802 | 2328.2846 |  | 2969.2614
10.9175 | 2304.5691 |  | 2939.017
10.9547 | 2280.9633 |  | 2908.9125
10.992 | 2254.0813 |  | 2874.6298
11.0293 | 2213.704 |  | 2823.1367
11.0665 | 2180.7464 |  | 2781.1059
11.1038 | 2183.311 |  | 2784.3766
11.141 | 2197.3075 |  | 2802.2262
11.1783 | 2200.1998 |  | 2805.9149
11.2156 | 2181.0818 |  | 2781.5337
11.2528 | 2158.3598 |  | 2752.5563
11.2901 | 2162.7545 |  | 2758.1608
11.3273 | 2164.6623 |  | 2760.5939
11.3646 | 2149.3281 |  | 2741.0382
11.4019 | 2116.2851 |  | 2698.8984
11.4391 | 2084.3121 |  | 2658.1232
11.4764 | 2073.3891 |  | 2644.1931
11.5137 | 2057.43 |  | 2623.8405
11.5509 | 2023.2379 |  | 2580.2353
11.5882 | 1991.1399 |  | 2539.3007
11.6254 | 1965.7589 |  | 2506.9323
11.6627 | 1950.2933 |  | 2487.2091
11.7 | 1929.6577 |  | 2460.8925
11.7372 | 1906.4281 |  | 2431.2678
11.7745 | 1885.2696 |  | 2404.2843
11.8117 | 1864.1341 |  | 2377.3302
11.849 | 1850.005 |  | 2359.3114
11.8863 | 1846.2595 |  | 2354.5347
11.9235 | 1837.6117 |  | 2343.5061
11.9608 | 1834.6083 |  | 2339.676
11.998 | 1836.446 |  | 2342.0196
12.0353 | 1837.025 |  | 2342.758
12.0726 | 1825.4376 |  | 2327.9806
12.1098 | 1805.2088 |  | 2302.1828
12.1471 | 1785.3792 |  | 2276.8941
12.1844 | 1766.3951 |  | 2252.6836
12.2216 | 1744.5645 |  | 2224.8431
12.2589 | 1726.3762 |  | 2201.6475
12.2961 | 1714.9456 |  | 2187.0702
12.3334 | 1717.7054 |  | 2190.5897
12.3707 | 1717.9872 |  | 2190.9491
12.4079 | 1706.6179 |  | 2176.4499
12.4452 | 1694.0371 |  | 2160.4055
12.4824 | 1690.0645 |  | 2155.3393
12.5197 | 1662.916 |  | 2120.7167
12.557 | 1633.5483 |  | 2083.2642
12.5942 | 1610.9743 |  | 2054.4755
12.6315 | 1592.6775 |  | 2031.1417
12.6687 | 1575.5145 |  | 2009.2537
12.706 | 1565.0596 |  | 1995.9206
12.7433 | 1551.9394 |  | 1979.1883
12.7805 | 1547.1697 |  | 1973.1056
12.8178 | 1533.8939 |  | 1956.1748
12.8551 | 1530.5003 |  | 1951.847
12.8923 | 1521.0937 |  | 1939.8508
12.9296 | 1512.289 |  | 1928.6222
12.9668 | 1506.2288 |  | 1920.8936
13.0041 | 1485.6722 |  | 1894.6778
13.0413 | 1468.3842 |  | 1872.6304
13.0786 | 1463.3494 |  | 1866.2094
13.1159 | 1438.7731 |  | 1834.8673
13.1531 | 1418.96 |  | 1809.5997
13.1904 | 1405.2454 |  | 1792.1095
13.2277 | 1380.8579 |  | 1761.008
13.2649 | 1363.3263 |  | 1738.65
13.3022 | 1353.6149 |  | 1726.2651
13.3394 | 1340.0023 |  | 1708.905
13.3767 | 1333.1527 |  | 1700.1697
13.414 | 1326.3031 |  | 1691.4343
13.4512 | 1316.2945 |  | 1678.6704
13.4885 | 1313.5654 |  | 1675.1899
13.5258 | 1310.5314 |  | 1671.3207
13.563 | 1295.3477 |  | 1651.9569
13.6003 | 1274.5094 |  | 1625.3819
13.6375 | 1263.719 |  | 1611.6208
13.6748 | 1263.3906 |  | 1611.202
13.712 | 1253.5228 |  | 1598.6177
13.7493 | 1241.2703 |  | 1582.992
13.7866 | 1236.2035 |  | 1576.5303
13.8238 | 1231.4417 |  | 1570.4576
13.8611 | 1227.9699 |  | 1566.03
13.8984 | 1217.6175 |  | 1552.8277
13.9356 | 1204.9817 |  | 1536.7132
13.9729 | 1197.882 |  | 1527.6589
14.0101 | 1187.8579 |  | 1514.8752
14.0474 | 1175.6287 |  | 1499.2792
14.0847 | 1171.9225 |  | 1494.5528
14.1219 | 1170.0772 |  | 1492.1994
14.1592 | 1161.5778 |  | 1481.3602
14.1965 | 1153.6258 |  | 1471.219
14.2337 | 1144.149 |  | 1459.1333
14.271 | 1133.5227 |  | 1445.5815
14.3082 | 1122.5918 |  | 1431.6413
14.3455 | 1102.473 |  | 1405.9838
14.3827 | 1081.4318 |  | 1379.15
14.42 | 1060.9848 |  | 1353.0739
14.4573 | 1039.4197 |  | 1325.572
14.4945 | 1023.6016 |  | 1305.3991
14.5318 | 1016.2672 |  | 1296.0455
14.5691 | 1012.8033 |  | 1291.6281
14.6063 | 1015.2272 |  | 1294.7192
14.6436 | 1013.6322 |  | 1292.6851
14.6808 | 1017.315 |  | 1297.3818
14.7181 | 1020.3879 |  | 1301.3007
14.7554 | 1015.7981 |  | 1295.4474
14.7926 | 1003.9364 |  | 1280.3201
14.8299 | 991.2383 |  | 1264.1262
14.8671 | 982.0273 |  | 1252.3794
14.9044 | 987.532 |  | 1259.3996
14.9417 | 989.2521 |  | 1261.5932
14.9789 | 970.3299 |  | 1237.4617
15.0162 | 955.4502 |  | 1218.4856
15.0534 | 952.4553 |  | 1214.6662
15.0907 | 943.8074 |  | 1203.6376
15.128 | 935.0891 |  | 1192.5191
15.1652 | 913.133 |  | 1164.5186
15.2025 | 882.8808 |  | 1125.9378
15.2398 | 875.0147 |  | 1115.9062
15.277 | 876.0547 |  | 1117.2326
15.3143 | 875.0147 |  | 1115.9062
15.3515 | 875.093 |  | 1116.0061
15.3888 | 874.5769 |  | 1115.3479
15.4261 | 879.7218 |  | 1121.9093
15.4633 | 887.2752 |  | 1131.542
15.5006 | 885.8286 |  | 1129.6972
15.5378 | 875.6872 |  | 1116.7638
15.5751 | 863.8334 |  | 1101.6467
15.6124 | 852.3706 |  | 1087.0282
15.6496 | 836.5994 |  | 1066.9152
15.6869 | 819.7102 |  | 1045.3764
15.7241 | 813.6346 |  | 1037.6283
15.7614 | 816.6762 |  | 1041.5072
15.7987 | 817.8569 |  | 1043.0129
15.8359 | 805.7451 |  | 1027.5668
15.8732 | 793.0468 |  | 1011.3726
15.9105 | 786.1816 |  | 1002.6174
15.9477 | 789.7081 |  | 1007.1147
15.985 | 787.2997 |  | 1004.0433
16.0222 | 774.5311 |  | 987.7596
16.0595 | 763.9206 |  | 974.228
16.0968 | 757.9155 |  | 966.5696
16.134 | 760.2846 |  | 969.591
16.1713 | 752.9504 |  | 960.2376
16.2085 | 735.0524 |  | 937.4124
16.2458 | 727.2333 |  | 927.4407
16.2831 | 727.2333 |  | 927.4407
16.3203 | 723.9805 |  | 923.2924
16.3576 | 723.8397 |  | 923.1128
16.3948 | 712.0408 |  | 908.0656
16.4321 | 705.5039 |  | 899.7291
16.4694 | 708.3892 |  | 903.4088
16.5066 | 712.1892 |  | 908.2549
16.5439 | 720.2822 |  | 918.5759
16.5812 | 718.1241 |  | 915.8237
16.6184 | 710.2971 |  | 905.8419
16.6557 | 714.5742 |  | 911.2965
16.6929 | 717.6783 |  | 915.2551
16.7302 | 716.8651 |  | 914.2181
16.7675 | 706.8879 |  | 901.4942
16.8047 | 686.6677 |  | 875.7073
16.842 | 678.3481 |  | 865.0974
16.8792 | 677.6053 |  | 864.15
16.9165 | 674.0633 |  | 859.6329
16.9538 | 664.5474 |  | 847.4972
16.991 | 654.6561 |  | 834.883
17.0283 | 649.5503 |  | 828.3715
17.0655 | 650.254 |  | 829.269
17.1028 | 653.9603 |  | 833.9956
17.1401 | 654.5546 |  | 834.7535
17.1773 | 650.0663 |  | 829.0296
17.2146 | 649.2689 |  | 828.0126
17.2519 | 640.0187 |  | 816.2159
17.2891 | 629.9634 |  | 803.3923
17.3264 | 626.2336 |  | 798.6358
17.3636 | 617.9688 |  | 788.0956
17.4009 | 618.18 |  | 788.3649
17.4382 | 610.5407 |  | 778.6225
17.4754 | 596.4584 |  | 760.6635
17.5127 | 600.7746 |  | 766.1678
17.5499 | 604.645 |  | 771.1037
17.5872 | 601.5799 |  | 767.1949
17.6245 | 610.2435 |  | 778.2436
17.6617 | 604.2933 |  | 770.6552
17.699 | 599.5861 |  | 764.6522
17.7362 | 605.0672 |  | 771.6422
17.7735 | 597.4828 |  | 761.9698
17.8108 | 585.0269 |  | 746.0848
17.848 | 572.1174 |  | 729.6214
17.8853 | 559.2238 |  | 713.1781
17.9226 | 554.634 |  | 707.3247
17.9598 | 555.9632 |  | 709.0199
17.9971 | 551.3967 |  | 703.1963
18.0343 | 549.747 |  | 701.0924
18.0716 | 547.0416 |  | 697.6421
18.1089 | 546.1581 |  | 696.5154
18.1461 | 542.3422 |  | 691.6491
18.1834 | 538.4014 |  | 686.6234
18.2206 | 538.2763 |  | 686.4638
18.2579 | 544.344 |  | 694.2018
18.2952 | 543.5621 |  | 693.2047
18.3324 | 543.5386 |  | 693.1748
18.3697 | 548.2223 |  | 699.1479
18.4069 | 551.9676 |  | 703.9242
18.4442 | 547.3308 |  | 698.011
18.4815 | 545.7357 |  | 695.9767
18.5187 | 542.1624 |  | 691.4197
18.556 | 541.0678 |  | 690.0238
18.5932 | 543.609 |  | 693.2646
18.6305 | 543.5778 |  | 693.2247
18.6678 | 533.9837 |  | 680.9894
18.705 | 537.5569 |  | 685.5464
18.7423 | 534.14 |  | 681.1888
18.7796 | 530.598 |  | 676.6716
18.8168 | 526.1879 |  | 671.0474
18.8541 | 523.1228 |  | 667.1385
18.8913 | 519.5339 |  | 662.5616
18.9286 | 509.5959 |  | 649.8876
18.9658 | 503.3952 |  | 641.9799
19.0031 | 501.4874 |  | 639.5468
19.0404 | 494.9506 |  | 631.2105
19.0776 | 490.7673 |  | 625.8756
19.1149 | 480.4618 |  | 612.7329
19.1522 | 466.3716 |  | 594.7637
19.1894 | 461.7115 |  | 588.8207
19.2267 | 441.8899 |  | 563.5422
19.2639 | 420.841 |  | 536.6985
19.3012 | 409.3703 |  | 522.0699
19.3385 | 406.2114 |  | 518.0413
19.3757 | 404.8821 |  | 516.3462
19.413 | 405.5154 |  | 517.1538
19.4503 | 412.0678 |  | 525.5101
19.4875 | 422.4047 |  | 538.6928
19.5248 | 423.3821 |  | 539.9392
19.562 | 416.1338 |  | 530.6955
19.5993 | 409.9958 |  | 522.8677
19.6365 | 412.7012 |  | 526.3179
19.6738 | 399.3148 |  | 509.2462
19.7111 | 384.2865 |  | 490.0806
19.7483 | 378.0938 |  | 482.183
19.7856 | 382.324 |  | 487.5778
19.8229 | 393.6537 |  | 502.0266
19.8601 | 335.98 |  | 428.4752
19.8974 | 271.4957 |  | 346.2384
19.9346 | 222.8763 |  | 284.2341
19.9719 | 172.8026 |  | 220.3752
20.0092 | 116.5441 |  | 148.6286
20.0464 | 59.6052 |  | 76.0145
20.0837 | 0 |  | 0
20.1209 | 0 |  | 0
20.1582 | 0 |  | 0
20.1955 | 0 |  | 0
20.2327 | 0 |  | 0
20.27 | 0 |  | 0
20.3072 | 0 |  | 0
20.3445 | 0 |  | 0
20.3818 | 0 |  | 0
20.419 | 0 |  | 0
20.4563 | 0 |  | 0
20.4936 | 0 |  | 0
20.5308 | 0 |  | 0
20.5681 | 0 |  | 0
20.6053 | 0 |  | 0
20.6426 | 0 |  | 0
20.6799 | 0 |  | 0
20.7171 | 0 |  | 0
20.7544 | 0 |  | 0
20.7916 | 0 |  | 0
20.8289 | 0 |  | 0
20.8662 | 0 |  | 0
20.9034 | 0 |  | 0
20.9407 | 0 |  | 0
20.9779 | 0 |  | 0
21.0152 | 0 |  | 0
21.0525 | 0 |  | 0
21.0897 | 0 |  | 0
21.127 | 0 |  | 0
21.1642 | 0 |  | 0
21.2015 | 0 |  | 0
21.2388 | 0 |  | 0
21.276 | 0 |  | 0
21.3133 | 0 |  | 0
21.3506 | 0 |  | 0
21.3878 | 0 |  | 0
21.4251 | 0 |  | 0
21.4623 | 0 |  | 0
21.4996 | 0 |  | 0
21.5369 | 0 |  | 0
21.5741 | 0 |  | 0
21.6114 | 0 |  | 0
21.6486 | 0 |  | 0
21.6859 | 0 |  | 0
21.7232 | 0 |  | 0
21.7604 | 0 |  | 0
21.7977 | 0 |  | 0
21.8349 | 0 |  | 0
21.8722 | 0 |  | 0
21.9095 | 0 |  | 0
21.9467 | 0 |  | 0
21.984 | 0 |  | 0
22.0213 | 0 |  | 0
22.0585 | 0 |  | 0
22.0958 | 0 |  | 0
22.133 | 0 |  | 0
22.1703 | 0 |  | 0
22.2076 | 0 |  | 0
22.2448 | 0 |  | 0
22.2821 | 0 |  | 0
22.3194 | 0 |  | 0
22.3566 | 0 |  | 0
22.3939 | 0 |  | 0
22.4311 | 0 |  | 0
22.4684 | 0 |  | 0
22.5056 | 0 |  | 0
22.5429 | 0 |  | 0
22.5802 | 0 |  | 0
22.6174 | 0 |  | 0
22.6547 | 0 |  | 0
22.692 | 0 |  | 0
22.7292 | 0 |  | 0
22.7665 | 0 |  | 0
22.8037 | 0 |  | 0
22.841 | 0 |  | 0
22.8783 | 0 |  | 0
22.9155 | 0 |  | 0
22.9528 | 0 |  | 0
22.99 | 0 |  | 0
23.0273 | 0 |  | 0
23.0646 | 0 |  | 0
23.1018 | 0 |  | 0
23.1391 | 0 |  | 0
23.1763 | 0 |  | 0
23.2136 | 0 |  | 0
23.2509 | 0 |  | 0
23.2881 | 0 |  | 0
23.3254 | 0 |  | 0
23.3626 | 0 |  | 0
23.3999 | 0 |  | 0
23.4372 | 0 |  | 0
23.4744 | 0 |  | 0
23.5117 | 0 |  | 0
23.549 | 0 |  | 0
23.5862 | 0 |  | 0
23.6235 | 0 |  | 0
23.6607 | 0 |  | 0
23.698 | 0 |  | 0
23.7353 | 0 |  | 0
23.7725 | 0 |  | 0
23.8098 | 0 |  | 0
23.847 | 0 |  | 0
23.8843 | 0 |  | 0
23.9216 | 0 |  | 0
23.9588 | 0 |  | 0
23.9961 | 0 |  | 0
24.0333 | 0 |  | 0
24.0706 | 0 |  | 0
24.1079 | 0 |  | 0
24.1451 | 0 |  | 0
24.1824 | 0 |  | 0
24.2197 | 0 |  | 0
24.2569 | 0 |  | 0
24.2942 | 0 |  | 0
24.3314 | 0 |  | 0
24.3687 | 0 |  | 0
24.406 | 0 |  | 0
24.4432 | 0 |  | 0
24.4805 | 0 |  | 0
24.5177 | 0 |  | 0
24.555 | 0 |  | 0
24.5923 | 0 |  | 0
24.6295 | 0 |  | 0
24.6668 | 0 |  | 0
24.704 | 0 |  | 0
24.7413 | 0 |  | 0
24.7786 | 0 |  | 0
24.8158 | 0 |  | 0
24.8531 | 0 |  | 0
24.8904 | 0 |  | 0
24.9276 | 0 |  | 0
24.9649 | 0 |  | 0
25.0021 | 0 |  | 0
25.0394 | 0 |  | 0
25.0767 | 0 |  | 0
25.1139 | 0 |  | 0
25.1512 | 0 |  | 0
25.1884 | 0 |  | 0
25.2257 | 0 |  | 0
25.263 | 0 |  | 0
25.3002 | 0 |  | 0
25.3375 | 0 |  | 0
25.3747 | 0 |  | 0
25.412 | 0 |  | 0
25.4493 | 0 |  | 0
25.4865 | 0 |  | 0
25.5238 | 0 |  | 0
25.5611 | 0 |  | 0
25.5983 | 0 |  | 0
25.6356 | 0 |  | 0
25.6728 | 0 |  | 0
25.7101 | 0 |  | 0
25.7474 | 0 |  | 0
25.7846 | 0 |  | 0
25.8219 | 0 |  | 0
25.8591 | 0 |  | 0
25.8964 | 0 |  | 0
25.9337 | 0 |  | 0

## Medium Oval
Desire
D22 Studio HD | 2016-01-19
Diffusion
Medium Oval | Beam Angle | Field Angle
Horizontal | 33.5 | 59.9
[5 empty] | Power Consump (Watts) | Efficacy (lm/W)
Mode | Accessory Lens | Max Candela | Field Lumens | Beam Lumens
Boost Full | Medium Oval | 13505.9677 | 1988.4151 | 936.3436 | 53.4 | 37.2362
Regulated Full | Medium Oval | 13097.331 | 1928.2536 | 908.0136 | 51.4 | 37.5147
Regulated 3200K | Medium Oval | 10991.2802 | 1618.1904 | 762.005 | 41.9 | 38.6203
Regulated 5600K | Medium Oval | 11540.0583 | 1698.9842 | 800.0508 | 45.8 | 37.0957
| For Field width at any distance, multiply distance by |  |  |  | 1.1524
| For Beam width at any distance, multiply distance by |  |  |  | 0.60193
Dist for 1.0 fc
Regulated mode | Throw Distance (ft) | 10 | 15 | 20 | 25 | 114.4436
| Throw Distance (m) | 3.048 | 4.572 | 6.096 | 7.62 | 34.8824
| Field Width (ft) | 11.5237 | 17.2856 | 23.0475 | 28.8094 | 131.8819
| Field Width (m) | 3.5124 | 5.2687 | 7.0249 | 8.7811 | 40.1976
| Illuminance (fc) | 130.9733 | 58.2104 | 32.7433 | 20.9557 | 1
| Illuminance (lux) | 1409.7836 | 626.5705 | 352.4459 | 225.5654 | 10.8
| Beam Angle | Field Angle
Vertical | 14.4 | 31.3
| For Field height at any distance, multiply distance by |  |  |  | 0.56029
| For Beam height at any distance, multiply distance by |  |  |  | 0.25266
Test Distance (m) | Iso-Illuminance Diagram grid lines
1.965 | 0.3 | 0.6 | 0.9 | 1.2 | 1.5
| 0.15267 | 0.30534 | 0.45802 | 0.61069 | 0.76336
Regulated mode
Measurement: Full Regulated Warm - MO - Subframed - Make Intensity
Degrees | (Cd)
-39.0552 | 222.041 |  | 283.1688
-38.9956 | 227.3623 |  | 289.9551
-38.936 | 229.2891 |  | 292.4124
-38.8764 | 233.593 |  | 297.9012
-38.8167 | 236.6311 |  | 301.7757
-38.7571 | 239.838 |  | 305.8654
-38.6975 | 239.6129 |  | 305.5784
-38.6379 | 240.6256 |  | 306.8699
-38.5782 | 242.6229 |  | 309.417
-38.5186 | 241.8915 |  | 308.4842
-38.459 | 244.395 |  | 311.677
-38.3993 | 246.5892 |  | 314.4752
-38.3397 | 247.0112 |  | 315.0134
-38.2801 | 248.6989 |  | 317.1657
-38.2205 | 252.0465 |  | 321.4349
-38.1608 | 251.7651 |  | 321.0761
-38.1012 | 252.0465 |  | 321.4349
-38.0416 | 256.6036 |  | 327.2466
-37.982 | 259.1916 |  | 330.547
-37.9223 | 262.0889 |  | 334.242
-37.8627 | 265.0145 |  | 337.973
-37.8031 | 266.5054 |  | 339.8744
-37.7435 | 268.3058 |  | 342.1704
-37.6838 | 271.4 |  | 346.1165
-37.6242 | 274.8882 |  | 350.565
-37.5646 | 278.8827 |  | 355.6591
-37.505 | 285.2963 |  | 363.8384
-37.4453 | 287.7436 |  | 366.9595
-37.3857 | 291.063 |  | 371.1926
-37.3261 | 293.0322 |  | 373.7039
-37.2664 | 295.1701 |  | 376.4304
-37.2068 | 294.2418 |  | 375.2466
-37.1472 | 295.7326 |  | 377.1478
-37.0876 | 296.8016 |  | 378.5111
-37.0279 | 297.7299 |  | 379.6949
-36.9683 | 301.4712 |  | 384.4663
-36.9087 | 305.7471 |  | 389.9192
-36.8491 | 310.8948 |  | 396.4841
-36.7894 | 313.2578 |  | 399.4977
-36.7298 | 314.8331 |  | 401.5066
-36.6702 | 315.48 |  | 402.3317
-36.6106 | 319.9527 |  | 408.0357
-36.5509 | 320.459 |  | 408.6814
-36.4913 | 323.9754 |  | 413.1659
-36.4317 | 331.2893 |  | 422.4932
-36.3721 | 336.8872 |  | 429.6322
-36.3124 | 339.3907 |  | 432.825
-36.2528 | 343.6102 |  | 438.2061
-36.1932 | 346.0576 |  | 441.3273
-36.1335 | 348.1111 |  | 443.9461
-36.0739 | 350.8397 |  | 447.4259
-36.0143 | 354.6935 |  | 452.3406
-35.9547 | 358.7724 |  | 457.5424
-35.895 | 363.7233 |  | 463.8564
-35.8354 | 367.4365 |  | 468.5918
-35.7758 | 373.0062 |  | 475.6949
-35.7162 | 375.6786 |  | 479.103
-35.6565 | 379.5887 |  | 484.0895
-35.5969 | 384.5115 |  | 490.3675
-35.5373 | 388.4217 |  | 495.3542
-35.4776 | 388.9562 |  | 496.0358
-35.418 | 392.7818 |  | 500.9146
-35.3584 | 394.2728 |  | 502.8161
-35.2988 | 394.554 |  | 503.1747
-35.2392 | 397.9297 |  | 507.4797
-35.1795 | 402.7118 |  | 513.5784
-35.1199 | 409.1254 |  | 521.7577
-35.0603 | 416.1581 |  | 530.7264
-35.0006 | 421.6996 |  | 537.7935
-34.941 | 427.6914 |  | 545.4348
-34.8814 | 433.2049 |  | 552.4662
-34.8218 | 435.0615 |  | 554.8339
-34.7621 | 437.7338 |  | 558.242
-34.7025 | 444.035 |  | 566.2778
-34.6429 | 448.6202 |  | 572.1253
-34.5833 | 451.7426 |  | 576.1074
-34.5236 | 457.0312 |  | 582.8519
-34.464 | 462.3478 |  | 589.6321
-34.4044 | 470.393 |  | 599.8922
-34.3447 | 474.6126 |  | 605.2734
-34.2851 | 480.6886 |  | 613.0222
-34.2255 | 488.0025 |  | 622.3496
-34.1659 | 492.869 |  | 628.5559
-34.1063 | 492.6439 |  | 628.2688
-34.0466 | 495.9352 |  | 632.4662
-33.987 | 499.0858 |  | 636.4842
-33.9274 | 501.6738 |  | 639.7846
-33.8677 | 507.5249 |  | 647.2465
-33.8081 | 512.1101 |  | 653.094
-33.7485 | 517.1172 |  | 659.4796
-33.6889 | 524.7968 |  | 669.2733
-33.6292 | 529.607 |  | 675.4078
-33.5696 | 534.2204 |  | 681.2912
-33.51 | 544.2066 |  | 694.0267
-33.4504 | 554.2209 |  | 706.7979
-33.3907 | 561.7318 |  | 716.3765
-33.3311 | 569.5237 |  | 726.3136
-33.2715 | 577.344 |  | 736.2868
-33.2118 | 580.5789 |  | 740.4123
-33.1522 | 582.8575 |  | 743.3182
-33.0926 | 586.2613 |  | 747.659
-33.033 | 592.9562 |  | 756.1971
-32.9734 | 599.0886 |  | 764.0177
-32.9137 | 605.2773 |  | 771.9101
-32.8541 | 614.1101 |  | 783.1746
-32.7945 | 623.8432 |  | 795.5873
-32.7348 | 629.6943 |  | 803.0491
-32.6752 | 635.6297 |  | 810.6185
-32.6156 | 643.3655 |  | 820.484
-32.556 | 649.6386 |  | 828.4841
-32.4963 | 655.6866 |  | 836.1971
-32.4367 | 662.0159 |  | 844.2689
-32.3771 | 668.4577 |  | 852.4841
-32.3175 | 674.1963 |  | 859.8025
-32.2578 | 679.9067 |  | 867.085
-32.1982 | 685.392 |  | 874.0804
-32.1386 | 695.2939 |  | 886.7084
-32.0789 | 705.8145 |  | 900.1253
-32.0193 | 713.1564 |  | 909.4884
-31.9597 | 720.4422 |  | 918.78
-31.9001 | 728.6563 |  | 929.2554
-31.8405 | 736.1671 |  | 938.8338
-31.7808 | 742.8902 |  | 947.4078
-31.7212 | 752.2293 |  | 959.3181
-31.6616 | 761.5404 |  | 971.1925
-31.6019 | 769.6419 |  | 981.5243
-31.5423 | 775.0993 |  | 988.4841
-31.4827 | 781.4847 |  | 996.6275
-31.4231 | 789.6988 |  | 1007.1029
-31.3634 | 796.8439 |  | 1016.215
-31.3038 | 807.7021 |  | 1030.0625
-31.2442 | 815.8035 |  | 1040.3943
-31.1846 | 824.7208 |  | 1051.7665
-31.1249 | 835.1572 |  | 1065.076
-31.0653 | 844.862 |  | 1077.4525
-31.0057 | 851.2195 |  | 1085.5603
-30.946 | 863.878 |  | 1101.7036
-30.8864 | 875.9459 |  | 1117.0938
-30.8268 | 884.2443 |  | 1127.6768
-30.7672 | 893.8648 |  | 1139.9458
-30.7076 | 903.7104 |  | 1152.5018
-30.6479 | 912.8526 |  | 1164.1609
-30.5883 | 924.6111 |  | 1179.1566
-30.5287 | 933.2753 |  | 1190.2059
-30.469 | 940.4765 |  | 1199.3897
-30.4094 | 949.2532 |  | 1210.5826
-30.3498 | 960.7585 |  | 1225.2553
-30.2902 | 970.6602 |  | 1237.8829
-30.2305 | 985.5975 |  | 1256.9325
-30.1709 | 1001.716 |  | 1277.4884
-30.1113 | 1014.909 |  | 1294.3134
-30.0517 | 1023.8545 |  | 1305.7216
-29.992 | 1034.5439 |  | 1319.3538
-29.9324 | 1043.6018 |  | 1330.9054
-29.8728 | 1052.4065 |  | 1342.134
-29.8132 | 1062.8992 |  | 1355.5153
-29.7535 | 1072.7728 |  | 1368.1071
-29.6939 | 1079.6928 |  | 1376.9323
-29.6343 | 1090.7198 |  | 1390.995
-29.5746 | 1102.2533 |  | 1405.7036
-29.515 | 1114.1522 |  | 1420.8783
-29.4554 | 1129.9053 |  | 1440.9683
-29.3958 | 1145.18 |  | 1460.448
-29.3361 | 1160.0045 |  | 1479.3537
-29.2765 | 1177.5859 |  | 1501.7753
-29.2169 | 1189.8787 |  | 1517.4524
-29.1573 | 1198.9649 |  | 1529.0399
-29.0976 | 1210.1888 |  | 1543.3538
-29.038 | 1220.0906 |  | 1555.9815
-28.9784 | 1229.4017 |  | 1567.856
-28.9188 | 1244.0856 |  | 1586.5824
-28.8591 | 1260.8232 |  | 1607.9278
-28.7995 | 1277.0255 |  | 1628.5906
-28.7399 | 1293.2856 |  | 1649.3271
-28.6803 | 1304.1996 |  | 1663.2457
-28.6206 | 1315.0014 |  | 1677.0212
-28.561 | 1324.3978 |  | 1689.0045
-28.5014 | 1332.5265 |  | 1699.3711
-28.4417 | 1341.3886 |  | 1710.6729
-28.3821 | 1355.0318 |  | 1728.072
-28.3225 | 1369.94 |  | 1747.0845
-28.2629 | 1388.8999 |  | 1771.264
-28.2033 | 1408.7321 |  | 1796.556
-28.1436 | 1425.6094 |  | 1818.0797
-28.084 | 1439.0562 |  | 1835.2283
-28.0244 | 1460.3511 |  | 1862.3858
-27.9647 | 1476.272 |  | 1882.6897
-27.9051 | 1493.6288 |  | 1904.8248
-27.8455 | 1513.6013 |  | 1930.2957
-27.7859 | 1536.0772 |  | 1958.9592
-27.7262 | 1548.2856 |  | 1974.5286
-27.6666 | 1563.3635 |  | 1993.7575
-27.607 | 1578.8074 |  | 2013.453
-27.5474 | 1591.6343 |  | 2029.8113
-27.4877 | 1607.4991 |  | 2050.0436
-27.4281 | 1623.8153 |  | 2070.8516
-27.3685 | 1638.5271 |  | 2089.6136
-27.3088 | 1652.2825 |  | 2107.1559
-27.2492 | 1669.0489 |  | 2128.538
-27.1896 | 1683.2544 |  | 2146.6544
-27.13 | 1697.3197 |  | 2164.5918
-27.0703 | 1714.4508 |  | 2186.4391
-27.0107 | 1734.0853 |  | 2211.479
-26.9511 | 1753.1855 |  | 2235.8375
-26.8915 | 1771.8368 |  | 2259.6234
-26.8318 | 1789.9524 |  | 2282.7263
-26.7722 | 1807.6179 |  | 2305.2551
-26.7126 | 1823.4826 |  | 2325.4874
-26.653 | 1839.3486 |  | 2345.7213
-26.5933 | 1857.4642 |  | 2368.8242
-26.5337 | 1877.0427 |  | 2393.7925
-26.4741 | 1896.5369 |  | 2418.6535
-26.4145 | 1914.3439 |  | 2441.3628
-26.3548 | 1930.8565 |  | 2462.4213
-26.2952 | 1949.4504 |  | 2486.134
-26.2356 | 1968.7189 |  | 2510.7072
-26.176 | 1985.8219 |  | 2532.5187
-26.1163 | 2004.5293 |  | 2556.3762
-26.0567 | 2023.9113 |  | 2581.0941
-25.9971 | 2041.0144 |  | 2602.9056
-25.9374 | 2060.0023 |  | 2627.1209
-25.8778 | 2080.5091 |  | 2653.2733
-25.8182 | 2102.281 |  | 2681.039
-25.7586 | 2127.3458 |  | 2713.0041
-25.6989 | 2152.8594 |  | 2745.5416
-25.6393 | 2174.463 |  | 2773.0927
-25.5797 | 2196.0959 |  | 2800.6811
-25.5201 | 2215.3925 |  | 2825.2901
-25.4604 | 2237.7842 |  | 2853.8462
-25.4008 | 2255.4497 |  | 2876.375
-25.3412 | 2275.6479 |  | 2902.1337
-25.2816 | 2299.6146 |  | 2932.6985
-25.2219 | 2325.2698 |  | 2965.4166
-25.1623 | 2343.3013 |  | 2988.4121
-25.1027 | 2371.2903 |  | 3024.1065
-25.0431 | 2400.0674 |  | 3060.806
-24.9834 | 2419.8435 |  | 3086.0264
-24.9238 | 2438.7192 |  | 3110.0986
-24.8642 | 2461.9539 |  | 3139.7298
-24.8045 | 2478.6348 |  | 3161.003
-24.7449 | 2492.2499 |  | 3178.3663
-24.6853 | 2513.263 |  | 3205.1644
-24.6257 | 2535.9085 |  | 3234.0442
-24.566 | 2559.9314 |  | 3264.6805
-24.5064 | 2585.1645 |  | 3296.8602
-24.4468 | 2610.7903 |  | 3329.5409
-24.3872 | 2634.5887 |  | 3359.891
-24.3275 | 2658.3029 |  | 3390.1337
-24.2679 | 2683.3383 |  | 3422.0614
-24.2083 | 2706.7426 |  | 3451.9089
-24.1486 | 2731.5536 |  | 3483.5503
-24.089 | 2757.6029 |  | 3516.7709
-24.0294 | 2784.2413 |  | 3550.743
-23.9698 | 2805.9865 |  | 3578.4746
-23.9102 | 2832.7384 |  | 3612.5913
-23.8505 | 2856.621 |  | 3643.0487
-23.7909 | 2878.9553 |  | 3671.5317
-23.7313 | 2901.7411 |  | 3700.5904
-23.6716 | 2926.2141 |  | 3731.8009
-23.612 | 2947.0308 |  | 3758.3484
-23.5524 | 2973.2484 |  | 3791.7837
-23.4928 | 3002.7857 |  | 3829.4526
-23.4331 | 3032.6035 |  | 3867.4792
-23.3735 | 3061.4928 |  | 3904.3218
-23.3139 | 3090.636 |  | 3941.4881
-23.2543 | 3119.8072 |  | 3978.6901
-23.1946 | 3148.921 |  | 4015.819
-23.135 | 3175.9548 |  | 4050.2952
-23.0754 | 3204.3099 |  | 4086.4564
-23.0158 | 3233.0028 |  | 4123.0485
-22.9561 | 3259.3888 |  | 4156.6985
-22.8965 | 3284.678 |  | 4188.9498
-22.8369 | 3308.4751 |  | 4219.2983
-22.7772 | 3335.9591 |  | 4254.3486
-22.7176 | 3363.8639 |  | 4289.9356
-22.658 | 3392.3031 |  | 4326.2041
-22.5984 | 3421.2499 |  | 4363.1199
-22.5387 | 3454.6959 |  | 4405.7737
-22.4791 | 3487.1867 |  | 4447.2092
-22.4195 | 3514.0228 |  | 4481.4333
-22.3599 | 3539.3681 |  | 4513.7562
-22.3002 | 3565.8663 |  | 4547.5493
-22.2406 | 3593.9127 |  | 4583.3169
-22.181 | 3615.5737 |  | 4610.9411
-22.1214 | 3643.703 |  | 4646.8144
-22.0617 | 3671.9177 |  | 4682.7967
-22.0021 | 3698.1073 |  | 4716.1962
-21.9425 | 3723.9308 |  | 4749.129
-21.8829 | 3752.8202 |  | 4785.9716
-21.8232 | 3779.7686 |  | 4820.3389
-21.7636 | 3810.5161 |  | 4859.5511
-21.704 | 3840.3619 |  | 4897.6135
-21.6443 | 3865.6218 |  | 4929.8274
-21.5847 | 3890.6585 |  | 4961.7567
-21.5251 | 3919.5759 |  | 4998.6351
-21.4655 | 3951.8129 |  | 5039.747
-21.4058 | 3987.8197 |  | 5085.6665
-21.3462 | 4023.5167 |  | 5131.1908
-21.2866 | 4054.0665 |  | 5170.151
-21.227 | 4083.0974 |  | 5207.1741
-21.1673 | 4110.4118 |  | 5242.0081
-21.1077 | 4138.4288 |  | 5277.7383
-21.0481 | 4170.8916 |  | 5319.1381
-20.9885 | 4208.4173 |  | 5366.9946
-20.9288 | 4241.4412 |  | 5409.11
-20.8692 | 4275.1691 |  | 5452.1231
-20.8096 | 4305.1845 |  | 5490.4018
-20.75 | 4333.8214 |  | 5526.9224
-20.6903 | 4364.5956 |  | 5566.1688
-20.6307 | 4398.3516 |  | 5609.2177
-20.5711 | 4427.9168 |  | 5646.9223
-20.5114 | 4457.7066 |  | 5684.9132
-20.4518 | 4486.99 |  | 5722.2584
-20.3922 | 4516.5553 |  | 5759.963
-20.3326 | 4551.6898 |  | 5804.77
-20.273 | 4587.499 |  | 5850.4374
-20.2133 | 4621.3123 |  | 5893.5595
-20.1537 | 4654.3362 |  | 5935.6749
-20.0941 | 4686.9953 |  | 5977.3251
-20.0344 | 4716.8412 |  | 6015.3875
-19.9748 | 4741.6521 |  | 6047.0289
-19.9152 | 4774.6212 |  | 6089.0744
-19.8556 | 4811.7809 |  | 6136.4641
-19.7959 | 4845.6783 |  | 6179.6936
-19.7363 | 4875.4681 |  | 6217.6844
-19.6767 | 4916.988 |  | 6270.6348
-19.6171 | 4951.5601 |  | 6314.7246
-19.5574 | 4984.7256 |  | 6357.0205
-19.4978 | 5026.7238 |  | 6410.5808
-19.4382 | 5071.423 |  | 6467.5858
-19.3786 | 5108.8072 |  | 6515.2618
-19.3189 | 5146.755 |  | 6563.6566
-19.2593 | 5182.003 |  | 6608.6084
-19.1997 | 5208.8953 |  | 6642.9041
-19.14 | 5233.9307 |  | 6674.8318
-19.0804 | 5258.1512 |  | 6705.7202
-19.0208 | 5284.8458 |  | 6739.7638
-18.9612 | 5314.8893 |  | 6778.0783
-18.9015 | 5344.6229 |  | 6815.9976
-18.8419 | 5373.738 |  | 6853.1281
-18.7823 | 5405.8067 |  | 6894.0253
-18.7227 | 5438.55 |  | 6935.7828
-18.663 | 5472.0815 |  | 6978.5455
-18.6034 | 5510.9284 |  | 7028.087
-18.5438 | 5546.6534 |  | 7073.647
-18.4842 | 5585.0233 |  | 7122.5802
-18.4245 | 5623.0273 |  | 7171.0467
-18.3649 | 5652.1985 |  | 7208.2487
-18.3053 | 5689.9206 |  | 7256.3557
-18.2457 | 5737.011 |  | 7316.4102
-18.186 | 5781.4004 |  | 7373.0199
-18.1264 | 5823.4547 |  | 7426.6517
-18.0668 | 5870.855 |  | 7487.1014
-18.0071 | 5906.1018 |  | 7532.0516
-17.9475 | 5936.9883 |  | 7571.4411
-17.8879 | 5967.7638 |  | 7610.6892
-17.8283 | 6001.1537 |  | 7653.2713
-17.7686 | 6029.9028 |  | 7689.935
-17.709 | 6057.0476 |  | 7724.5527
-17.6494 | 6088.1037 |  | 7764.1586
-17.5898 | 6124.3923 |  | 7810.4375
-17.5301 | 6159.4146 |  | 7855.1014
-17.4705 | 6197.3612 |  | 7903.4947
-17.4109 | 6236.0971 |  | 7952.8947
-17.3513 | 6268.6721 |  | 7994.4375
-17.2916 | 6289.1215 |  | 8020.5167
-17.232 | 6313.7642 |  | 8051.9434
-17.1724 | 6345.6071 |  | 8092.5528
-17.1127 | 6382.008 |  | 8138.9748
-17.0531 | 6422.319 |  | 8190.3834
-16.9935 | 6472.0251 |  | 8253.7736
-16.9339 | 6513.2912 |  | 8306.4003
-16.8742 | 6548.538 |  | 8351.3505
-16.8146 | 6584.9108 |  | 8397.7367
-16.755 | 6632.0013 |  | 8457.7912
-16.6954 | 6671.6924 |  | 8508.4093
-16.6357 | 6714.0285 |  | 8562.4006
-16.5761 | 6757.4895 |  | 8617.8264
-16.5165 | 6792.5398 |  | 8662.5261
-16.4569 | 6822.021 |  | 8700.1233
-16.3972 | 6855.5524 |  | 8742.886
-16.3376 | 6888.8582 |  | 8785.3608
-16.278 | 6924.3013 |  | 8830.5614
-16.2184 | 6965.9347 |  | 8883.6566
-16.1587 | 6999.72 |  | 8926.7429
-16.0991 | 7029.5084 |  | 8964.7321
-16.0395 | 7055.1075 |  | 8997.3786
-15.9799 | 7076.4573 |  | 9024.606
-15.9202 | 7103.8572 |  | 9059.549
-15.8606 | 7139.4418 |  | 9104.9302
-15.801 | 7181.412 |  | 9158.4547
-15.7414 | 7227.8546 |  | 9217.6829
-15.6817 | 7277.3069 |  | 9280.7495
-15.6221 | 7321.7817 |  | 9337.4682
-15.5625 | 7360.5725 |  | 9386.9381
-15.5028 | 7386.7901 |  | 9420.3734
-15.4432 | 7412.4734 |  | 9453.1273
-15.3836 | 7435.9619 |  | 9483.0821
-15.324 | 7456.8347 |  | 9509.7013
-15.2643 | 7482.4045 |  | 9542.3104
-15.2047 | 7515.8517 |  | 9584.9657
-15.1451 | 7546.8237 |  | 9624.4642
-15.0855 | 7580.6077 |  | 9667.5489
-15.0258 | 7627.8652 |  | 9727.8165
-14.9662 | 7668.852 |  | 9780.087
-14.9066 | 7712.2849 |  | 9835.477
-14.8469 | 7760.9504 |  | 9897.54
-14.7873 | 7812.3437 |  | 9963.0819
-14.7277 | 7861.4593 |  | 10025.7191
-14.6681 | 7914.4557 |  | 10093.3053
-14.6084 | 7966.5249 |  | 10159.7092
-14.5488 | 8017.1033 |  | 10224.2118
-14.4892 | 8067.3999 |  | 10288.355
-14.4296 | 8105.6576 |  | 10337.1451
-14.3699 | 8140.2004 |  | 10381.1975
-14.3103 | 8179.2169 |  | 10430.9553
-14.2507 | 8214.3527 |  | 10475.764
-14.1911 | 8240.7386 |  | 10509.414
-14.1314 | 8264.903 |  | 10540.2308
-14.0718 | 8292.1039 |  | 10574.9201
-14.0122 | 8320.3747 |  | 10610.9739
-13.9526 | 8351.5711 |  | 10650.7587
-13.8929 | 8383.8936 |  | 10691.9795
-13.8333 | 8415.5682 |  | 10732.3742
-13.7737 | 8451.8556 |  | 10778.6515
-13.7141 | 8488.9592 |  | 10825.9697
-13.6544 | 8530.0009 |  | 10878.3102
-13.5948 | 8575.1784 |  | 10935.925
-13.5352 | 8618.4149 |  | 10991.0645
-13.4755 | 8649.5271 |  | 11030.7419
-13.4159 | 8673.8866 |  | 11061.8076
-13.3563 | 8704.7463 |  | 11101.163
-13.2967 | 8728.5434 |  | 11131.5115
-13.237 | 8753.3837 |  | 11163.1903
-13.1774 | 8783.9884 |  | 11202.2204
-13.1178 | 8822.7805 |  | 11251.6919
-13.0582 | 8852.9362 |  | 11290.1495
-12.9985 | 8893.7802 |  | 11342.2379
-12.9389 | 8945.625 |  | 11408.3556
-12.8793 | 8994.4588 |  | 11470.6333
-12.8197 | 9036.2606 |  | 11523.9431
-12.76 | 9076.092 |  | 11574.7402
-12.7004 | 9110.2994 |  | 11618.3648
-12.6408 | 9145.2082 |  | 11662.884
-12.5811 | 9180.0609 |  | 11707.3316
-12.5215 | 9211.3134 |  | 11747.1879
-12.4619 | 9243.3821 |  | 11788.0851
-12.4023 | 9273.1437 |  | 11826.0402
-12.3427 | 9294.4667 |  | 11853.2334
-12.283 | 9319.3058 |  | 11884.9106
-12.2234 | 9350.6437 |  | 11924.8759
-12.1638 | 9384.0897 |  | 11967.5296
-12.1041 | 9420.4626 |  | 12013.9159
-12.0445 | 9456.3559 |  | 12059.6906
-11.9849 | 9493.7413 |  | 12107.3683
-11.9253 | 9529.6066 |  | 12153.1072
-11.8656 | 9566.2612 |  | 12199.8529
-11.806 | 9608.174 |  | 12253.3043
-11.7464 | 9654.2531 |  | 12312.069
-11.6868 | 9694.9007 |  | 12363.9069
-11.6271 | 9730.2597 |  | 12409.0002
-11.5675 | 9759.3748 |  | 12446.1307
-11.5079 | 9780.7259 |  | 12473.3597
-11.4482 | 9800.2201 |  | 12498.2207
-11.3886 | 9824.7492 |  | 12529.5027
-11.329 | 9854.3706 |  | 12567.2789
-11.2694 | 9890.2359 |  | 12613.0178
-11.2097 | 9927.7616 |  | 12660.8744
-11.1501 | 9960.5623 |  | 12702.7051
-11.0905 | 9990.5204 |  | 12740.9106
-11.0309 | 10024.0518 |  | 12783.6733
-10.9712 | 10056.007 |  | 12824.4258
-10.9116 | 10085.7968 |  | 12862.4166
-10.852 | 10112.5207 |  | 12896.4976
-10.7924 | 10133.8718 |  | 12923.7266
-10.7327 | 10149.6816 |  | 12943.889
-10.6731 | 10172.0721 |  | 12972.4435
-10.6135 | 10207.6581 |  | 13017.8263
-10.5539 | 10250.1064 |  | 13071.9607
-10.4942 | 10294.9179 |  | 13129.1088
-10.4346 | 10344.9607 |  | 13192.9284
-10.375 | 10386.4819 |  | 13245.8804
-10.3154 | 10416.4961 |  | 13284.1575
-10.2557 | 10444.2887 |  | 13319.6014
-10.1961 | 10476.638 |  | 13360.8564
-10.1365 | 10504.1781 |  | 13395.9783
-10.0769 | 10531.0142 |  | 13430.2024
-10.0172 | 10557.9626 |  | 13464.5697
-9.9576 | 10586.6275 |  | 13501.126
-9.898 | 10612.2546 |  | 13533.8083
-9.8383 | 10634.8147 |  | 13562.5792
-9.7787 | 10654.3931 |  | 13587.5475
-9.7191 | 10675.9686 |  | 13615.0628
-9.6595 | 10699.5413 |  | 13645.125
-9.5998 | 10727.4474 |  | 13680.7137
-9.5402 | 10763.0601 |  | 13726.1306
-9.4806 | 10802.8648 |  | 13776.8935
-9.421 | 10838.2238 |  | 13821.9868
-9.3613 | 10862.1905 |  | 13852.5515
-9.3017 | 10891.7264 |  | 13890.2187
-9.2421 | 10915.836 |  | 13920.9656
-9.1824 | 10930.9687 |  | 13940.2644
-9.1228 | 10951.0814 |  | 13965.9142
-9.0632 | 10986.7516 |  | 14011.4043
-9.0036 | 11017.582 |  | 14050.7223
-8.9439 | 11045.3172 |  | 14086.093
-8.8843 | 11081.7181 |  | 14132.5151
-8.8247 | 11117.2186 |  | 14177.7889
-8.7651 | 11147.1499 |  | 14215.9603
-8.7054 | 11174.9986 |  | 14251.4757
-8.6458 | 11207.8542 |  | 14293.3764
-8.5862 | 11239.247 |  | 14333.4116
-8.5266 | 11265.6049 |  | 14367.0259
-8.4669 | 11280.318 |  | 14385.7895
-8.4073 | 11284.2281 |  | 14390.776
-8.3477 | 11283.2155 |  | 14389.4847
-8.2881 | 11294.1869 |  | 14403.4765
-8.2284 | 11313.8495 |  | 14428.5522
-8.1688 | 11347.2955 |  | 14471.2059
-8.1092 | 11391.5726 |  | 14527.6726
-8.0496 | 11427.017 |  | 14572.8748
-7.9899 | 11445.2729 |  | 14596.1566
-7.9303 | 11458.2415 |  | 14612.6954
-7.8707 | 11472.8959 |  | 14631.3842
-7.811 | 11489.2682 |  | 14652.2638
-7.7514 | 11515.4298 |  | 14685.6276
-7.6918 | 11540.3249 |  | 14717.3763
-7.6322 | 11566.5986 |  | 14750.8832
-7.5725 | 11593.8008 |  | 14785.5741
-7.5129 | 11623.1403 |  | 14822.9908
-7.4533 | 11654.8723 |  | 14863.4587
-7.3937 | 11690.2594 |  | 14908.5878
-7.334 | 11724.3252 |  | 14952.0319
-7.2744 | 11754.3113 |  | 14990.2732
-7.2148 | 11775.494 |  | 15017.2875
-7.1552 | 11794.8748 |  | 15042.0038
-7.0955 | 11816.676 |  | 15069.8069
-7.0359 | 11837.9697 |  | 15096.9628
-6.9763 | 11857.4652 |  | 15121.8254
-6.9167 | 11878.5625 |  | 15148.7308
-6.857 | 11897.8871 |  | 15173.3754
-6.7974 | 11910.7715 |  | 15189.8069
-6.7378 | 11915.4697 |  | 15195.7985
-6.6781 | 11914.4278 |  | 15194.4697
-6.6185 | 11919.492 |  | 15200.9281
-6.5589 | 11934.4857 |  | 15220.0496
-6.4993 | 11958.5366 |  | 15250.7217
-6.4396 | 11988.4946 |  | 15288.9272
-6.38 | 12023.3486 |  | 15333.3764
-6.3204 | 12050.7191 |  | 15368.282
-6.2608 | 12068.132 |  | 15390.4888
-6.2011 | 12081.7191 |  | 15407.8163
-6.1415 | 12101.1011 |  | 15432.5342
-6.0819 | 12116.9377 |  | 15452.7307
-6.0223 | 12123.971 |  | 15461.7003
-5.9626 | 12142.7613 |  | 15485.6635
-5.903 | 12165.0408 |  | 15514.0765
-5.8434 | 12181.1593 |  | 15534.6325
-5.7838 | 12193.5641 |  | 15550.4524
-5.7241 | 12212.5801 |  | 15574.7035
-5.6645 | 12220.3174 |  | 15584.5708
-5.6049 | 12226.1953 |  | 15592.0668
-5.5452 | 12236.7152 |  | 15605.4829
-5.4856 | 12256.4632 |  | 15630.6675
-5.426 | 12280.5983 |  | 15661.447
-5.3664 | 12299.6997 |  | 15685.807
-5.3067 | 12317.985 |  | 15709.1262
-5.2471 | 12332.6968 |  | 15727.8883
-5.1875 | 12338.6601 |  | 15735.4933
-5.1279 | 12348.1688 |  | 15747.6196
-5.0682 | 12365.7207 |  | 15770.0036
-5.0086 | 12381.8112 |  | 15790.5238
-4.949 | 12393.9355 |  | 15805.9859
-4.8894 | 12410.2504 |  | 15826.7923
-4.8297 | 12422.0928 |  | 15841.895
-4.7701 | 12433.8256 |  | 15856.8577
-4.7105 | 12443.4452 |  | 15869.1256
-4.6509 | 12459.3099 |  | 15889.3579
-4.5912 | 12481.6174 |  | 15917.8067
-4.5316 | 12496.3574 |  | 15936.6045
-4.472 | 12503.7566 |  | 15946.0408
-4.4123 | 12511.8573 |  | 15956.3717
-4.3527 | 12522.2383 |  | 15969.6105
-4.2931 | 12526.6253 |  | 15975.2053
-4.2335 | 12536.0766 |  | 15987.2585
-4.1738 | 12548.4266 |  | 16003.0084
-4.1142 | 12560.5776 |  | 16018.5047
-4.0546 | 12565.8382 |  | 16025.2135
-3.995 | 12569.4958 |  | 16029.878
-3.9353 | 12575.7983 |  | 16037.9156
-3.8757 | 12583.4489 |  | 16047.6723
-3.8161 | 12592.3658 |  | 16059.0441
-3.7565 | 12603.8154 |  | 16073.6458
-3.6968 | 12621.3406 |  | 16095.9956
-3.6372 | 12636.2488 |  | 16115.0081
-3.5776 | 12645.5598 |  | 16126.8824
-3.518 | 12652.5637 |  | 16135.8145
-3.4583 | 12659.597 |  | 16144.7841
-3.3987 | 12662.0724 |  | 16147.9409
-3.3391 | 12661.0879 |  | 16146.6853
-3.2794 | 12654.5341 |  | 16138.3273
-3.2198 | 12644.6607 |  | 16125.7358
-3.1602 | 12636.8686 |  | 16115.7986
-3.1006 | 12642.4659 |  | 16122.9368
-3.0409 | 12652.1416 |  | 16135.2762
-2.9813 | 12666.0398 |  | 16153.0006
-2.9217 | 12686.7711 |  | 16179.4392
-2.8621 | 12707.4182 |  | 16205.7705
-2.8024 | 12717.3758 |  | 16218.4693
-2.7428 | 12729.8099 |  | 16234.3266
-2.6832 | 12747.4754 |  | 16256.8554
-2.6236 | 12758.3052 |  | 16270.6667
-2.5639 | 12758.5858 |  | 16271.0245
-2.5043 | 12759.6571 |  | 16272.3907
-2.4447 | 12757.3488 |  | 16269.4469
-2.3851 | 12753.7269 |  | 16264.8279
-2.3254 | 12753.7269 |  | 16264.8279
-2.2658 | 12760.6646 |  | 16273.6755
-2.2062 | 12763.3682 |  | 16277.1235
-2.1465 | 12766.633 |  | 16281.287
-2.0869 | 12770.4334 |  | 16286.1337
-2.0273 | 12772.984 |  | 16289.3864
-1.9677 | 12773.0732 |  | 16289.5003
-1.908 | 12772.3973 |  | 16288.6383
-1.8484 | 12769.2473 |  | 16284.6211
-1.7888 | 12764.5287 |  | 16278.6035
-1.7292 | 12758.165 |  | 16270.4878
-1.6695 | 12754.1733 |  | 16265.3972
-1.6099 | 12749.8385 |  | 16259.8691
-1.5503 | 12745.7882 |  | 16254.7037
-1.4907 | 12744.5499 |  | 16253.1244
-1.431 | 12748.9943 |  | 16258.7924
-1.3714 | 12755.1298 |  | 16266.617
-1.3118 | 12759.1469 |  | 16271.7401
-1.2522 | 12765.2811 |  | 16279.563
-1.1925 | 12769.7319 |  | 16285.2391
-1.1329 | 12765.8168 |  | 16280.2461
-1.0733 | 12755.27 |  | 16266.7959
-1.0136 | 12744.634 |  | 16253.2318
-0.95402 | 12732.3695 |  | 16237.5908
-0.89439 | 12720.4148 |  | 16222.345
-0.83477 | 12709.8936 |  | 16208.9273
-0.77514 | 12696.9824 |  | 16192.4617
-0.71551 | 12677.5163 |  | 16167.6365
-0.65589 | 12668.9093 |  | 16156.66
-0.59626 | 12670.7087 |  | 16158.9548
-0.53664 | 12681.3702 |  | 16172.5514
-0.47701 | 12696.7287 |  | 16192.1381
-0.41738 | 12719.7402 |  | 16221.4846
-0.35776 | 12731.9473 |  | 16237.0525
-0.29813 | 12734.3385 |  | 16240.1019
-0.2385 | 12730.0637 |  | 16234.6503
-0.17888 | 12726.7441 |  | 16230.4168
-0.11925 | 12727.165 |  | 16230.9535
-0.059625 | 12724.1565 |  | 16227.1168
1.2968e-06 | 12727.4468 |  | 16231.3129
0.059628 | 12751.8357 |  | 16262.416
0.11925 | 12816.6502 |  | 16345.074
0.17888 | 12893.5253 |  | 16443.1128
0.23851 | 12965.3375 |  | 16534.6948
0.29813 | 12987.5149 |  | 16562.9778
0.35776 | 12973.2826 |  | 16544.8273
0.41739 | 12913.2797 |  | 16468.3056
0.47701 | 12839.6311 |  | 16374.3816
0.53664 | 12774.0042 |  | 16290.6875
0.59626 | 12746.5202 |  | 16255.6372
0.65589 | 12727.7567 |  | 16231.7081
0.71552 | 12710.6243 |  | 16209.8592
0.77514 | 12692.5087 |  | 16186.7563
0.83477 | 12677.2064 |  | 16167.2413
0.8944 | 12668.3456 |  | 16155.9411
0.95402 | 12666.601 |  | 16153.7162
1.0136 | 12667.8112 |  | 16155.2597
1.0733 | 12667.5587 |  | 16154.9376
1.1329 | 12663.8718 |  | 16150.2357
1.1925 | 12653.8595 |  | 16137.467
1.2522 | 12637.8532 |  | 16117.0541
1.3118 | 12617.1499 |  | 16090.6513
1.3714 | 12599.8773 |  | 16068.6235
1.431 | 12585.5582 |  | 16050.3624
1.4907 | 12570.5377 |  | 16031.2068
1.5503 | 12563.3922 |  | 16022.0941
1.6099 | 12562.6602 |  | 16021.1606
1.6695 | 12558.6379 |  | 16016.0309
1.7292 | 12550.1699 |  | 16005.2317
1.7888 | 12544.2627 |  | 15997.6982
1.8484 | 12534.8115 |  | 15985.6451
1.908 | 12522.9129 |  | 15970.4709
1.9677 | 12507.9192 |  | 15951.3494
2.0273 | 12489.6901 |  | 15928.1018
2.0869 | 12466.1455 |  | 15898.0754
2.1465 | 12447.1027 |  | 15873.7901
2.2062 | 12431.3209 |  | 15853.6635
2.2658 | 12419.393 |  | 15838.4519
2.3254 | 12409.2671 |  | 15825.5384
2.3851 | 12408.113 |  | 15824.0665
2.4447 | 12406.8466 |  | 15822.4515
2.5043 | 12402.8817 |  | 15817.395
2.5639 | 12397.4247 |  | 15810.4357
2.6236 | 12393.007 |  | 15804.8019
2.6832 | 12382.9079 |  | 15791.9225
2.7428 | 12363.8078 |  | 15767.5641
2.8024 | 12338.97 |  | 15735.8885
2.8621 | 12309.7427 |  | 15698.6149
2.9217 | 12282.2026 |  | 15663.493
2.9813 | 12259.8951 |  | 15635.0442
3.0409 | 12245.3796 |  | 15616.5326
3.1006 | 12237.7291 |  | 15606.7759
3.1602 | 12232.8345 |  | 15600.5338
3.2198 | 12226.8431 |  | 15592.893
3.2794 | 12219.9514 |  | 15584.104
3.3391 | 12219.4999 |  | 15583.5283
3.3987 | 12209.485 |  | 15570.7562
3.4583 | 12188.051 |  | 15543.4215
3.518 | 12161.5235 |  | 15509.5909
3.5776 | 12133.0843 |  | 15473.3224
3.6372 | 12098.4842 |  | 15429.1968
3.6968 | 12077.5272 |  | 15402.4704
3.7565 | 12076.6842 |  | 15401.3953
3.8161 | 12078.541 |  | 15403.7634
3.8757 | 12073.955 |  | 15397.9149
3.9353 | 12068.6664 |  | 15391.1702
3.995 | 12055.3879 |  | 15374.2362
4.0546 | 12030.6905 |  | 15342.7396
4.1142 | 12004.2191 |  | 15308.9806
4.1738 | 11983.0657 |  | 15282.0037
4.2335 | 11960.2238 |  | 15252.8734
4.2931 | 11940.3648 |  | 15227.5472
4.3527 | 11918.4233 |  | 15199.5652
4.4123 | 11901.1506 |  | 15177.5374
4.472 | 11887.1427 |  | 15159.6731
4.5316 | 11872.4028 |  | 15140.8753
4.5912 | 11851.8666 |  | 15114.6855
4.6509 | 11833.9474 |  | 15091.8331
4.7105 | 11815.0997 |  | 15067.7967
4.7701 | 11796.4791 |  | 15044.0498
4.8297 | 11776.1125 |  | 15018.0763
4.8894 | 11755.8302 |  | 14992.2102
4.949 | 11731.9476 |  | 14961.7528
5.0086 | 11703.4804 |  | 14925.4485
5.0682 | 11670.6797 |  | 14883.6178
5.1279 | 11641.1998 |  | 14846.0222
5.1875 | 11617.0074 |  | 14815.1695
5.2471 | 11596.7263 |  | 14789.305
5.3067 | 11577.2601 |  | 14764.4798
5.3664 | 11558.4699 |  | 14740.5166
5.426 | 11538.9743 |  | 14715.654
5.4856 | 11517.9612 |  | 14688.8559
5.5452 | 11495.3157 |  | 14659.9761
5.6049 | 11478.7202 |  | 14638.8119
5.6645 | 11466.0616 |  | 14622.6684
5.7241 | 11454.1337 |  | 14607.4567
5.7838 | 11437.4809 |  | 14586.2193
5.8434 | 11416.8618 |  | 14559.9239
5.903 | 11391.3762 |  | 14527.4221
5.9626 | 11372.0223 |  | 14502.74
6.0223 | 11343.2732 |  | 14466.0763
6.0819 | 11315.1426 |  | 14430.2014
6.1415 | 11293.7648 |  | 14402.9382
6.2011 | 11273.3421 |  | 14376.8932
6.2608 | 11238.0941 |  | 14331.9414
6.3204 | 11202.1714 |  | 14286.1292
6.38 | 11160.8759 |  | 14233.4651
6.4396 | 11123.8578 |  | 14186.2559
6.4993 | 11092.1258 |  | 14145.788
6.5589 | 11069.0594 |  | 14116.3715
6.6185 | 11056.5985 |  | 14100.4801
6.6781 | 11055.9787 |  | 14099.6896
6.7378 | 11048.582 |  | 14090.2566
6.7974 | 11021.8287 |  | 14056.1382
6.857 | 10993.6433 |  | 14020.1933
6.9167 | 10964.6404 |  | 13983.2059
6.9763 | 10933.444 |  | 13943.4212
7.0359 | 10902.8675 |  | 13904.4269
7.0955 | 10888.8302 |  | 13886.5252
7.1552 | 10874.1745 |  | 13867.8347
7.2148 | 10855.0169 |  | 13843.4031
7.2744 | 10827.0279 |  | 13807.7087
7.334 | 10795.0995 |  | 13766.9904
7.3937 | 10759.0378 |  | 13721.001
7.4533 | 10725.3942 |  | 13678.0952
7.5129 | 10692.2287 |  | 13635.7993
7.5725 | 10663.5064 |  | 13599.1697
7.6322 | 10637.0082 |  | 13565.3766
7.6918 | 10610.3685 |  | 13531.4029
7.7514 | 10579.0611 |  | 13491.4767
7.811 | 10551.1831 |  | 13455.9238
7.8707 | 10534.052 |  | 13434.0765
7.9303 | 10520.2953 |  | 13416.5326
7.9899 | 10505.4164 |  | 13397.5575
8.0496 | 10486.2308 |  | 13373.0901
8.1092 | 10459.6191 |  | 13339.1522
8.1688 | 10421.2491 |  | 13290.219
8.2284 | 10380.349 |  | 13238.0591
8.2881 | 10346.1136 |  | 13194.3986
8.3477 | 10321.5564 |  | 13163.0809
8.4073 | 10304.5936 |  | 13141.4482
8.4669 | 10289.3193 |  | 13121.969
8.5266 | 10270.4717 |  | 13097.9325
8.5862 | 10245.7742 |  | 13066.4359
8.6458 | 10215.533 |  | 13027.8693
8.7054 | 10181.5527 |  | 12984.5341
8.7651 | 10145.1518 |  | 12938.1121
8.8247 | 10109.7928 |  | 12893.0188
8.8843 | 10073.1114 |  | 12846.2389
8.9439 | 10038.3416 |  | 12801.897
9.0036 | 10006.4425 |  | 12761.2161
9.0632 | 9979.0707 |  | 12726.3089
9.1228 | 9950.2936 |  | 12689.6094
9.1825 | 9920.0537 |  | 12651.0445
9.2421 | 9884.7789 |  | 12606.0585
9.3017 | 9845.96 |  | 12556.5528
9.3613 | 9804.889 |  | 12504.1749
9.421 | 9769.7825 |  | 12459.4037
9.4806 | 9740.7529 |  | 12422.3821
9.5402 | 9717.0106 |  | 12392.1036
9.5998 | 9698.3045 |  | 12368.2478
9.6595 | 9686.3205 |  | 12352.9646
9.7191 | 9677.1218 |  | 12341.2334
9.7787 | 9662.0171 |  | 12321.9704
9.8383 | 9642.2972 |  | 12296.8216
9.898 | 9617.2324 |  | 12264.8565
9.9576 | 9585.9799 |  | 12225.0002
10.0172 | 9547.499 |  | 12175.9255
10.0769 | 9512.5328 |  | 12131.3331
10.1365 | 9479.3954 |  | 12089.073
10.1961 | 9445.9201 |  | 12046.3819
10.2557 | 9410.6172 |  | 12001.3602
10.3154 | 9375.9049 |  | 11957.0915
10.375 | 9339.4759 |  | 11910.6336
10.4346 | 9305.7468 |  | 11867.6189
10.4942 | 9274.8883 |  | 11828.2651
10.5539 | 9246.1393 |  | 11791.6014
10.6135 | 9217.1377 |  | 11754.6156
10.6731 | 9183.6062 |  | 11711.853
10.7327 | 9152.1853 |  | 11671.782
10.7924 | 9125.742 |  | 11638.0588
10.852 | 9099.4963 |  | 11604.5877
10.9116 | 9073.7021 |  | 11571.6923
10.9712 | 9052.1534 |  | 11544.2112
11.0309 | 9024.2766 |  | 11508.6599
11.0905 | 8990.8573 |  | 11466.0404
11.1501 | 8956.5951 |  | 11422.3458
11.2097 | 8924.4703 |  | 11381.377
11.2694 | 8895.0186 |  | 11343.8172
11.329 | 8869.0534 |  | 11310.7039
11.3886 | 8837.5765 |  | 11270.5613
11.4482 | 8804.2427 |  | 11228.0507
11.5079 | 8773.7209 |  | 11189.1263
11.5675 | 8742.7783 |  | 11149.6652
11.6271 | 8706.4336 |  | 11103.3147
11.6868 | 8673.6061 |  | 11061.4498
11.7464 | 8651.5523 |  | 11033.3247
11.806 | 8630.4537 |  | 11006.4177
11.8656 | 8608.428 |  | 10978.3283
11.9253 | 8584.7138 |  | 10948.0856
11.9849 | 8553.1808 |  | 10907.8714
12.0445 | 8520.6058 |  | 10866.3285
12.1041 | 8486.3997 |  | 10822.7055
12.1638 | 8447.1013 |  | 10772.5883
12.2234 | 8408.0567 |  | 10722.7947
12.283 | 8382.0929 |  | 10689.6831
12.3427 | 8352.3312 |  | 10651.728
12.4023 | 8318.4899 |  | 10608.5701
12.4619 | 8287.4338 |  | 10568.9643
12.5215 | 8258.2358 |  | 10531.7281
12.5811 | 8222.961 |  | 10486.7421
12.6408 | 8184.3653 |  | 10437.521
12.7004 | 8144.8425 |  | 10387.1176
12.76 | 8108.5831 |  | 10340.8761
12.8197 | 8077.1623 |  | 10300.8051
12.8793 | 8050.3823 |  | 10266.6525
12.9389 | 8021.3513 |  | 10229.6294
12.9985 | 7995.9219 |  | 10197.1991
13.0582 | 7972.038 |  | 10166.7401
13.1178 | 7946.4122 |  | 10134.0594
13.1774 | 7915.7514 |  | 10094.9577
13.237 | 7882.3322 |  | 10052.3382
13.2967 | 7843.6804 |  | 10003.0456
13.3563 | 7807.9554 |  | 9957.4855
13.4159 | 7774.0311 |  | 9914.2219
13.4756 | 7741.8209 |  | 9873.1442
13.5352 | 7714.0283 |  | 9837.7002
13.5948 | 7696.2506 |  | 9815.0284
13.6544 | 7678.8389 |  | 9792.8233
13.7141 | 7660.9477 |  | 9770.0066
13.7737 | 7640.5812 |  | 9744.0332
13.8333 | 7610.2571 |  | 9705.3609
13.8929 | 7570.3963 |  | 9654.5264
13.9526 | 7524.826 |  | 9596.4106
14.0122 | 7479.7046 |  | 9538.8673
14.0718 | 7441.5604 |  | 9490.222
14.1314 | 7416.8336 |  | 9458.6879
14.1911 | 7397.2552 |  | 9433.7196
14.2507 | 7376.8887 |  | 9407.7461
14.3103 | 7351.4311 |  | 9375.2801
14.3699 | 7318.9123 |  | 9333.8088
14.4296 | 7283.4411 |  | 9288.5724
14.4892 | 7249.4875 |  | 9245.2714
14.5488 | 7219.106 |  | 9206.5259
14.6084 | 7192.3821 |  | 9172.4449
14.6681 | 7168.219 |  | 9141.6297
14.7277 | 7143.4922 |  | 9110.0956
14.7873 | 7117.4723 |  | 9076.9124
14.8469 | 7087.7106 |  | 9038.9573
14.9066 | 7053.8412 |  | 8995.7636
14.9662 | 7015.8653 |  | 8947.333
15.0258 | 6973.6426 |  | 8893.4865
15.0855 | 6935.0763 |  | 8844.3028
15.1451 | 6902.4171 |  | 8802.6526
15.2047 | 6874.0328 |  | 8766.454
15.2643 | 6845.6778 |  | 8730.2929
15.324 | 6820.3044 |  | 8697.9342
15.3836 | 6789.5021 |  | 8658.652
15.4432 | 6754.8739 |  | 8614.4906
15.5028 | 6721.6242 |  | 8572.0874
15.5625 | 6699.5424 |  | 8543.9264
15.6221 | 6679.7102 |  | 8518.6345
15.6817 | 6656.7 |  | 8489.2895
15.7414 | 6630.5946 |  | 8455.9973
15.801 | 6603.168 |  | 8421.0201
15.8606 | 6567.9774 |  | 8376.1415
15.9202 | 6531.4362 |  | 8329.5406
15.9799 | 6499.0869 |  | 8288.2856
16.0395 | 6470.8161 |  | 8252.2318
16.0991 | 6443.4163 |  | 8217.2888
16.1587 | 6416.4118 |  | 8182.85
16.2184 | 6386.5379 |  | 8144.7518
16.278 | 6355.2561 |  | 8104.858
16.3376 | 6324.4537 |  | 8065.5758
16.3972 | 6291.0064 |  | 8022.9205
16.4569 | 6254.353 |  | 7976.1764
16.5165 | 6220.4007 |  | 7932.8771
16.5761 | 6188.0783 |  | 7891.6562
16.6357 | 6155.363 |  | 7849.9344
16.6954 | 6124.3081 |  | 7810.3302
16.755 | 6094.5745 |  | 7772.4109
16.8146 | 6066.0499 |  | 7736.0334
16.8742 | 6039.5798 |  | 7702.2761
16.9339 | 6010.4927 |  | 7665.1814
16.9935 | 5971.7287 |  | 7615.7456
17.0531 | 5935.8073 |  | 7569.9351
17.1127 | 5904.8354 |  | 7530.4366
17.1724 | 5874.4271 |  | 7491.6569
17.232 | 5844.6094 |  | 7453.6303
17.2916 | 5823.4827 |  | 7426.6875
17.3513 | 5802.4135 |  | 7399.8179
17.4109 | 5777.5464 |  | 7368.105
17.4705 | 5751.6107 |  | 7335.0291
17.5301 | 5729.979 |  | 7307.4422
17.5898 | 5709.1342 |  | 7280.8589
17.6494 | 5686.4607 |  | 7251.9433
17.709 | 5660.6652 |  | 7219.0463
17.7686 | 5631.0731 |  | 7181.3076
17.8283 | 5597.8503 |  | 7138.9385
17.8879 | 5564.9947 |  | 7097.0378
17.9475 | 5534.1363 |  | 7057.684
18.0071 | 5505.9496 |  | 7021.7375
18.0668 | 5480.802 |  | 6989.6668
18.1264 | 5454.1622 |  | 6955.6931
18.186 | 5420.7162 |  | 6913.0394
18.2457 | 5383.8651 |  | 6866.0432
18.3053 | 5350.0799 |  | 6822.9569
18.3649 | 5318.9396 |  | 6783.2437
18.4245 | 5291.9913 |  | 6748.8764
18.4842 | 5271.4844 |  | 6722.7241
18.5438 | 5253.5945 |  | 6699.9091
18.6034 | 5232.8339 |  | 6673.4331
18.663 | 5209.2893 |  | 6643.4067
18.7227 | 5181.975 |  | 6608.5727
18.7823 | 5150.5809 |  | 6568.5358
18.8419 | 5114.7717 |  | 6522.8684
18.9015 | 5075.7552 |  | 6473.1106
18.9612 | 5044.277 |  | 6432.9664
19.0208 | 5016.316 |  | 6397.3078
19.0804 | 4990.773 |  | 6364.7329
19.14 | 4969.1695 |  | 6337.1818
19.1997 | 4952.4885 |  | 6315.9086
19.2593 | 4930.3213 |  | 6287.6387
19.3189 | 4906.3265 |  | 6257.0382
19.3786 | 4880.9251 |  | 6224.6438
19.4382 | 4851.6697 |  | 6187.3344
19.4978 | 4822.4704 |  | 6150.0965
19.5574 | 4790.7958 |  | 6109.7019
19.6171 | 4757.462 |  | 6067.1913
19.6767 | 4725.1676 |  | 6026.0062
19.7363 | 4697.4043 |  | 5990.5997
19.7959 | 4668.4856 |  | 5953.7197
19.8556 | 4640.4966 |  | 5918.0253
19.9152 | 4613.8569 |  | 5884.0517
19.9748 | 4588.5957 |  | 5851.8361
20.0344 | 4565.1914 |  | 5821.9886
20.0941 | 4542.463 |  | 5793.0031
20.1537 | 4517.5679 |  | 5761.2543
20.2133 | 4491.9127 |  | 5728.5362
20.273 | 4467.608 |  | 5697.5405
20.3326 | 4444.7661 |  | 5668.4102
20.3922 | 4427.2409 |  | 5646.0604
20.4518 | 4410.4478 |  | 5624.6441
20.5114 | 4391.8539 |  | 5600.9313
20.5711 | 4370.8688 |  | 5574.169
20.6307 | 4348.5894 |  | 5545.756
20.6903 | 4316.8867 |  | 5505.3256
20.75 | 4285.1279 |  | 5464.8236
20.8096 | 4258.5723 |  | 5430.9573
20.8692 | 4236.5466 |  | 5402.8679
20.9288 | 4212.6641 |  | 5372.4105
20.9885 | 4190.5542 |  | 5344.2137
21.0481 | 4167.234 |  | 5314.4736
21.1077 | 4140.82 |  | 5280.7878
21.1673 | 4111.3683 |  | 5243.2279
21.227 | 4081.6066 |  | 5205.2729
21.2866 | 4051.535 |  | 5166.9226
21.3462 | 4026.2739 |  | 5134.7071
21.4059 | 4005.2327 |  | 5107.8732
21.4655 | 3987.9039 |  | 5085.7739
21.5251 | 3973.9241 |  | 5067.9454
21.5847 | 3959.5208 |  | 5049.5769
21.6443 | 3941.6016 |  | 5026.7245
21.704 | 3920.1944 |  | 4999.4239
21.7636 | 3895.2712 |  | 4967.6394
21.8232 | 3868.0984 |  | 4932.9859
21.8829 | 3843.8779 |  | 4902.0975
21.9425 | 3821.6265 |  | 4873.7202
22.0021 | 3798.504 |  | 4844.2322
22.0617 | 3774.1432 |  | 4813.1649
22.1214 | 3748.7699 |  | 4780.8062
22.181 | 3722.8328 |  | 4747.7287
22.2406 | 3699.6262 |  | 4718.1333
22.3002 | 3677.1783 |  | 4689.5055
22.3599 | 3653.2397 |  | 4658.9766
22.4195 | 3628.4287 |  | 4627.3351
22.4791 | 3604.0118 |  | 4596.1963
22.5388 | 3578.6946 |  | 4563.9092
22.5984 | 3558.1877 |  | 4537.7568
22.658 | 3538.6655 |  | 4512.8601
22.7176 | 3521.7307 |  | 4491.2632
22.7772 | 3508.0034 |  | 4473.7568
22.8369 | 3495.4009 |  | 4457.6848
22.8965 | 3478.2137 |  | 4435.7659
22.9561 | 3459.5063 |  | 4411.9084
23.0158 | 3433.8524 |  | 4379.1919
23.0754 | 3403.499 |  | 4340.4822
23.135 | 3369.8565 |  | 4297.5781
23.1946 | 3335.2551 |  | 4253.4508
23.2543 | 3301.781 |  | 4210.7613
23.3139 | 3276.2954 |  | 4178.2596
23.3735 | 3254.5222 |  | 4150.4922
23.4331 | 3235.7868 |  | 4126.5989
23.4928 | 3220.4284 |  | 4107.0123
23.5524 | 3207.7978 |  | 4090.9045
23.612 | 3193.3946 |  | 4072.5361
23.6716 | 3175.8145 |  | 4050.1163
23.7313 | 3153.7034 |  | 4021.9179
23.7909 | 3128.9205 |  | 3990.3123
23.8505 | 3104.0815 |  | 3958.6351
23.9102 | 3080.959 |  | 3929.147
23.9698 | 3061.4367 |  | 3904.2502
24.0294 | 3046.1612 |  | 3884.7693
24.089 | 3034.0943 |  | 3869.3804
24.1487 | 3018.7907 |  | 3849.8638
24.2083 | 2997.5531 |  | 3822.7795
24.2679 | 2971.6735 |  | 3789.7752
24.3275 | 2944.5835 |  | 3755.2274
24.3872 | 2916.9031 |  | 3719.9266
24.4468 | 2893.4147 |  | 3689.9717
24.5064 | 2872.3174 |  | 3663.0664
24.566 | 2853.8357 |  | 3639.4967
24.6257 | 2836.8449 |  | 3617.8283
24.6853 | 2822.1331 |  | 3599.0663
24.7449 | 2809.1084 |  | 3582.456
24.8045 | 2796.928 |  | 3566.9223
24.8642 | 2778.7563 |  | 3543.7479
24.9238 | 2759.262 |  | 3518.8869
24.9834 | 2735.97 |  | 3489.1825
25.0431 | 2706.5743 |  | 3451.6942
25.1027 | 2676.2222 |  | 3412.9861
25.1623 | 2654.2245 |  | 3384.9325
25.2219 | 2632.9857 |  | 3357.8466
25.2816 | 2611.859 |  | 3330.9038
25.3412 | 2595.7405 |  | 3310.3479
25.4008 | 2584.236 |  | 3295.6762
25.4604 | 2572.7864 |  | 3281.0745
25.5201 | 2560.8598 |  | 3265.8645
25.5797 | 2548.3414 |  | 3249.8998
25.6393 | 2533.5735 |  | 3231.0662
25.6989 | 2518.5798 |  | 3211.9448
25.7586 | 2502.1807 |  | 3191.031
25.8182 | 2485.0776 |  | 3169.2195
25.8778 | 2466.23 |  | 3145.1831
25.9374 | 2445.4413 |  | 3118.6713
25.9971 | 2422.1773 |  | 3089.0027
26.0567 | 2398.4082 |  | 3058.69
26.1163 | 2373.8498 |  | 3027.3706
26.176 | 2352.9502 |  | 3000.7174
26.2356 | 2339.2496 |  | 2983.2451
26.2952 | 2328.9261 |  | 2970.0794
26.3548 | 2318.6306 |  | 2956.9496
26.4145 | 2306.5063 |  | 2941.4875
26.4741 | 2290.9502 |  | 2921.6488
26.5337 | 2271.822 |  | 2897.2546
26.5933 | 2252.8621 |  | 2873.075
26.653 | 2237.306 |  | 2853.2363
26.7126 | 2223.9447 |  | 2836.1966
26.7722 | 2209.5134 |  | 2817.7924
26.8318 | 2194.3513 |  | 2798.4562
26.8915 | 2178.345 |  | 2778.0434
26.9511 | 2159.5548 |  | 2754.0802
27.0107 | 2141.4952 |  | 2731.0489
27.0704 | 2129.2868 |  | 2715.4794
27.13 | 2119.5256 |  | 2703.0311
27.1896 | 2103.9695 |  | 2683.1923
27.2492 | 2086.4163 |  | 2660.8067
27.3088 | 2070.1843 |  | 2640.106
27.3685 | 2053.8694 |  | 2619.2996
27.4281 | 2037.2726 |  | 2598.1338
27.4877 | 2026.4708 |  | 2584.3582
27.5474 | 2018.0602 |  | 2573.6322
27.607 | 2009.1421 |  | 2562.2589
27.6666 | 1998.7624 |  | 2549.0217
27.7262 | 1983.0379 |  | 2528.9683
27.7859 | 1964.1061 |  | 2504.8245
27.8455 | 1943.5993 |  | 2478.6722
27.9051 | 1923.4853 |  | 2453.0207
27.9647 | 1904.9488 |  | 2429.3812
28.0244 | 1891.1921 |  | 2411.8373
28.084 | 1878.9837 |  | 2396.2679
28.1436 | 1866.0725 |  | 2379.8023
28.2033 | 1850.8544 |  | 2360.3946
28.2629 | 1835.1286 |  | 2340.3396
28.3225 | 1820.1069 |  | 2321.1823
28.3821 | 1806.7736 |  | 2304.1784
28.4417 | 1795.8596 |  | 2290.2598
28.5014 | 1785.9582 |  | 2277.6325
28.561 | 1773.3557 |  | 2261.5605
28.6206 | 1757.0114 |  | 2240.7167
28.6803 | 1737.067 |  | 2215.2815
28.7399 | 1716.5321 |  | 2189.0934
28.7995 | 1698.9789 |  | 2166.7078
28.8591 | 1684.605 |  | 2148.3767
28.9188 | 1672.649 |  | 2133.1293
28.9784 | 1661.6776 |  | 2119.1375
29.038 | 1648.8787 |  | 2102.815
29.0976 | 1633.2385 |  | 2082.869
29.1573 | 1618.1325 |  | 2063.6044
29.2169 | 1606.4023 |  | 2048.6449
29.2765 | 1595.9946 |  | 2035.3719
29.3361 | 1585.8674 |  | 2022.4567
29.3958 | 1575.0656 |  | 2008.6812
29.4554 | 1562.4631 |  | 1992.6092
29.515 | 1547.3291 |  | 1973.3089
29.5746 | 1534.7266 |  | 1957.2369
29.6343 | 1526.316 |  | 1946.5108
29.6939 | 1518.5239 |  | 1936.5736
29.7535 | 1508.6225 |  | 1923.9463
29.8132 | 1498.7759 |  | 1911.3889
29.8728 | 1487.9461 |  | 1897.5776
29.9324 | 1474.4151 |  | 1880.3216
29.992 | 1461.3076 |  | 1863.6056
30.0517 | 1451.2085 |  | 1850.7262
30.1113 | 1442.5161 |  | 1839.6407
30.1709 | 1433.4857 |  | 1828.1243
30.2305 | 1419.8999 |  | 1810.7983
30.2902 | 1404.0058 |  | 1790.5286
30.3498 | 1389.9967 |  | 1772.6627
30.4094 | 1376.101 |  | 1754.9416
30.469 | 1361.81 |  | 1736.7163
30.5287 | 1353.0907 |  | 1725.5966
30.5883 | 1348.3645 |  | 1719.5692
30.6479 | 1342.9075 |  | 1712.6099
30.7076 | 1336.2683 |  | 1704.1429
30.7672 | 1328.026 |  | 1693.6316
30.8268 | 1318.2368 |  | 1681.1474
30.8864 | 1307.0129 |  | 1666.8335
30.9461 | 1294.5507 |  | 1650.9404
31.0057 | 1282.3142 |  | 1635.3352
31.0653 | 1273.5661 |  | 1624.1789
31.1249 | 1266.8992 |  | 1615.6766
31.1846 | 1260.0918 |  | 1606.9951
31.2442 | 1251.1745 |  | 1595.6229
31.3038 | 1239.0785 |  | 1580.1969
31.3634 | 1225.4634 |  | 1562.8335
31.4231 | 1211.3422 |  | 1544.8247
31.4827 | 1198.0646 |  | 1527.8918
31.5423 | 1183.7463 |  | 1509.6317
31.6019 | 1166.362 |  | 1487.4614
31.6616 | 1149.5682 |  | 1466.0443
31.7212 | 1134.603 |  | 1446.9593
31.7808 | 1119.1032 |  | 1427.1923
31.8405 | 1106.8947 |  | 1411.6228
31.9001 | 1102.197 |  | 1405.6319
31.9597 | 1100.0311 |  | 1402.8696
32.0193 | 1098.0899 |  | 1400.3941
32.079 | 1093.8142 |  | 1394.9413
32.1386 | 1086.8098 |  | 1386.0085
32.1982 | 1079.6085 |  | 1376.8248
32.2578 | 1071.5914 |  | 1366.6005
32.3175 | 1062.0834 |  | 1354.4749
32.3771 | 1054.1506 |  | 1344.3583
32.4367 | 1047.5401 |  | 1335.9279
32.4963 | 1039.5511 |  | 1325.7395
32.556 | 1030.5776 |  | 1314.2956
32.6156 | 1022.3354 |  | 1303.7844
32.6752 | 1014.909 |  | 1294.3134
32.7349 | 1007.4545 |  | 1284.8067
32.7945 | 999.325 |  | 1274.4391
32.8541 | 991.4766 |  | 1264.4301
32.9137 | 985.9631 |  | 1257.3988
32.9734 | 981.406 |  | 1251.587
33.033 | 974.9924 |  | 1243.4078
33.0926 | 968.3255 |  | 1234.9055
33.1522 | 960.9553 |  | 1225.5062
33.2119 | 950.6316 |  | 1212.3404
33.2715 | 938.9575 |  | 1197.4525
33.3311 | 928.7181 |  | 1184.3942
33.3907 | 919.8852 |  | 1173.1296
33.4504 | 912.262 |  | 1163.4077
33.51 | 904.5262 |  | 1153.5422
33.5696 | 896.0871 |  | 1142.7799
33.6292 | 886.6354 |  | 1130.7261
33.6889 | 878.1963 |  | 1119.9638
33.7485 | 871.4451 |  | 1111.354
33.8081 | 863.4843 |  | 1101.2016
33.8678 | 854.5387 |  | 1089.7933
33.9274 | 846.6905 |  | 1079.7845
33.987 | 837.7733 |  | 1068.4122
34.0466 | 826.9994 |  | 1054.6723
34.1063 | 819.1511 |  | 1044.6634
34.1659 | 814.8753 |  | 1039.2104
34.2255 | 811.359 |  | 1034.7261
34.2851 | 808.0959 |  | 1030.5647
34.3448 | 805.283 |  | 1026.9774
34.4044 | 800.7258 |  | 1021.1656
34.464 | 794.5934 |  | 1013.345
34.5236 | 787.8984 |  | 1004.8069
34.5833 | 781.4565 |  | 996.5915
34.6429 | 776.5057 |  | 990.2777
34.7025 | 768.8823 |  | 980.5556
34.7621 | 758.4742 |  | 967.2822
34.8218 | 752.7358 |  | 959.9639
34.8814 | 748.0942 |  | 954.0445
34.941 | 738.7832 |  | 942.1702
35.0006 | 731.4692 |  | 932.8427
35.0603 | 727.3623 |  | 927.6051
35.1199 | 719.6546 |  | 917.7755
35.1795 | 709.6402 |  | 905.0041
35.2392 | 700.6386 |  | 893.5244
35.2988 | 693.1278 |  | 883.9459
35.3584 | 687.6988 |  | 877.0222
35.418 | 684.4918 |  | 872.9324
35.4777 | 682.2415 |  | 870.0626
35.5373 | 679.7941 |  | 866.9414
35.5969 | 673.943 |  | 859.4795
35.6565 | 664.0412 |  | 846.8517
35.7162 | 654.0269 |  | 834.0805
35.7758 | 646.4037 |  | 824.3586
35.8354 | 642.3247 |  | 819.1567
35.895 | 638.2176 |  | 813.919
35.9547 | 633.4919 |  | 807.8922
36.0143 | 629.4692 |  | 802.7621
36.0739 | 624.3213 |  | 796.197
36.1335 | 616.1636 |  | 785.7935
36.1932 | 609.1311 |  | 776.8249
36.2528 | 604.4334 |  | 770.8339
36.3124 | 599.2573 |  | 764.2329
36.3721 | 595.0378 |  | 758.8517
36.4317 | 593.4064 |  | 756.7712
36.4913 | 591.7748 |  | 754.6904
36.5509 | 588.5399 |  | 750.5649
36.6106 | 581.6198 |  | 741.7398
36.6702 | 573.7151 |  | 731.6589
36.7298 | 566.1201 |  | 721.9729
36.7894 | 560.1564 |  | 714.3675
36.8491 | 555.4025 |  | 708.3048
36.9087 | 551.4924 |  | 703.3182
36.9683 | 547.1602 |  | 697.7934
37.0279 | 541.0842 |  | 690.0446
37.0876 | 535.43 |  | 682.8339
37.1472 | 531.3511 |  | 677.632
37.2068 | 528.9038 |  | 674.511
37.2664 | 523.6716 |  | 667.8384
37.3261 | 518.1861 |  | 660.8428
37.3857 | 516.4422 |  | 658.6187
37.4453 | 515.0356 |  | 656.825
37.505 | 513.3758 |  | 654.7082
37.5646 | 514.3605 |  | 655.9639
37.6242 | 515.0356 |  | 656.825
37.6838 | 510.8161 |  | 651.4437
37.7435 | 507.0467 |  | 646.6366
37.8031 | 503.8398 |  | 642.5469
37.8627 | 497.398 |  | 634.3317
37.9223 | 491.5469 |  | 626.8698
37.982 | 488.1994 |  | 622.6007
38.0416 | 482.3202 |  | 615.103
38.1012 | 473.9937 |  | 604.4841
38.1608 | 466.6236 |  | 595.0851
38.2205 | 461.3351 |  | 588.3406
38.2801 | 456.7498 |  | 582.4931
38.3397 | 452.4741 |  | 577.0403
38.3993 | 450.3362 |  | 574.3138
38.459 | 450.5894 |  | 574.6366
38.5186 | 448.9859 |  | 572.5918
38.5782 | 443.8663 |  | 566.0626
38.6379 | 437.7058 |  | 558.2062
38.6975 | 434.0207 |  | 553.5066
38.7571 | 431.9952 |  | 550.9235
38.8167 | 427.3257 |  | 544.9685
38.8764 | 424.0907 |  | 540.8429
38.936 | 425.0824 |  | 542.1075
38.9956 | 424.1094 |  | 540.8668
| 0 |  | 0
Degrees | #VALUE! |  | #VALUE!
-33.1484 | 156.6289 |  | 199.7488
-33.0739 | 159.5263 |  | 203.4438
-32.9994 | 165.8275 |  | 211.4798
-32.9249 | 163.8021 |  | 208.8968
-32.8505 | 162.3956 |  | 207.1031
-32.776 | 159.7513 |  | 203.7309
-32.7015 | 160.2014 |  | 204.3048
-32.627 | 160.6515 |  | 204.8788
-32.5525 | 160.8765 |  | 205.1659
-32.478 | 162.508 |  | 207.2465
-32.4035 | 163.1269 |  | 208.0358
-32.329 | 162.9582 |  | 207.8206
-32.2545 | 163.8021 |  | 208.8968
-32.18 | 164.5053 |  | 209.7936
-32.1055 | 165.293 |  | 210.7982
-32.0311 | 168.6404 |  | 215.0672
-31.9566 | 168.1904 |  | 214.4932
-31.8821 | 173.0288 |  | 220.6636
-31.8076 | 173.4507 |  | 221.2017
-31.7331 | 176.4325 |  | 225.0044
-31.6586 | 174.0977 |  | 222.0268
-31.5841 | 172.3818 |  | 219.8385
-31.5096 | 175.7856 |  | 224.1793
-31.4351 | 179.7238 |  | 229.2018
-31.3606 | 182.2836 |  | 232.4663
-31.2861 | 177.9515 |  | 226.9416
-31.2116 | 176.7701 |  | 225.4349
-31.1372 | 179.1049 |  | 228.4125
-31.0627 | 184.0839 |  | 234.7623
-30.9882 | 186.6439 |  | 238.0269
-30.9137 | 186.3343 |  | 237.6322
-30.8392 | 185.6592 |  | 236.7712
-30.7647 | 188.5567 |  | 240.4663
-30.6902 | 192.4105 |  | 245.3811
-30.6157 | 195.8423 |  | 249.7577
-30.5412 | 196.5457 |  | 250.6547
-30.4668 | 192.4105 |  | 245.3811
-30.3923 | 188.8942 |  | 240.8968
-30.3178 | 183.6339 |  | 234.1883
-30.2433 | 183.1557 |  | 233.5784
-30.1688 | 186.897 |  | 238.3497
-30.0943 | 191.6229 |  | 244.3767
-30.0198 | 190.582 |  | 243.0492
-29.9453 | 189.6256 |  | 241.8296
-29.8708 | 189.2599 |  | 241.3631
-29.7963 | 196.405 |  | 250.4753
-29.7218 | 200.5682 |  | 255.7846
-29.6473 | 204.2533 |  | 260.4843
-29.5728 | 205.2379 |  | 261.7398
-29.4984 | 206.5318 |  | 263.39
-29.4239 | 206.4193 |  | 263.2465
-29.3494 | 209.7386 |  | 267.4797
-29.2749 | 210.1044 |  | 267.9461
-29.2004 | 214.1551 |  | 273.112
-29.1259 | 213.9582 |  | 272.8609
-29.0514 | 215.5054 |  | 274.8341
-28.9769 | 213.8456 |  | 272.7173
-28.9024 | 214.8303 |  | 273.9731
-28.828 | 214.1832 |  | 273.1478
-28.7535 | 215.2241 |  | 274.4753
-28.679 | 217.6714 |  | 277.5963
-28.6045 | 223.1567 |  | 284.5918
-28.53 | 226.87 |  | 289.3273
-28.4555 | 228.4453 |  | 291.3362
-28.381 | 229.3735 |  | 292.5201
-28.3065 | 231.2301 |  | 294.8878
-28.232 | 232.5522 |  | 296.5739
-28.1575 | 235.4497 |  | 300.269
-28.083 | 239.1347 |  | 304.9685
-28.0085 | 239.8943 |  | 305.9371
-27.9341 | 240.2881 |  | 306.4394
-27.8596 | 236.4905 |  | 301.5963
-27.7851 | 235.8716 |  | 300.807
-27.7106 | 234.437 |  | 298.9775
-27.6361 | 239.7536 |  | 305.7578
-27.5616 | 245.9985 |  | 313.7219
-27.4871 | 249.9367 |  | 318.7443
-27.4126 | 249.7116 |  | 318.4573
-27.3381 | 251.512 |  | 320.7532
-27.2636 | 251.8496 |  | 321.1837
-27.1892 | 254.4095 |  | 324.4484
-27.1147 | 253.3405 |  | 323.0852
-27.0402 | 251.5964 |  | 320.8609
-26.9657 | 251.8777 |  | 321.2197
-26.8912 | 254.55 |  | 324.6276
-26.8167 | 258.3476 |  | 329.4707
-26.7422 | 258.0382 |  | 329.0761
-26.6677 | 258.0663 |  | 329.1119
-26.5932 | 264.2831 |  | 337.0402
-26.5187 | 270.1904 |  | 344.5738
-26.4442 | 274.635 |  | 350.242
-26.3697 | 276.4635 |  | 352.5739
-26.2953 | 279.0515 |  | 355.8743
-26.2208 | 279.6422 |  | 356.6277
-26.1463 | 282.7084 |  | 360.538
-26.0718 | 286.928 |  | 365.9192
-25.9973 | 290.1629 |  | 370.0447
-25.9228 | 287.9125 |  | 367.1748
-25.8483 | 288.0532 |  | 367.3542
-25.7738 | 291.4569 |  | 371.695
-25.6993 | 295.4232 |  | 376.7533
-25.6248 | 298.1519 |  | 380.2331
-25.5504 | 302.3433 |  | 385.5784
-25.4759 | 307.4348 |  | 392.0716
-25.4014 | 310.6698 |  | 396.1972
-25.3269 | 311.7388 |  | 397.5605
-25.2524 | 312.2169 |  | 398.1702
-25.1779 | 312.7233 |  | 398.8161
-25.1034 | 315.1706 |  | 401.9371
-25.0289 | 320.3747 |  | 408.5739
-24.9544 | 325.6913 |  | 415.3542
-24.8799 | 328.87 |  | 419.4079
-24.8054 | 327.0979 |  | 417.1479
-24.7309 | 329.3483 |  | 420.0178
-24.6565 | 329.7983 |  | 420.5918
-24.582 | 333.4272 |  | 425.2197
-24.5075 | 333.624 |  | 425.4706
-24.433 | 337.5622 |  | 430.4931
-24.3585 | 342.3163 |  | 436.556
-24.284 | 346.7326 |  | 442.1881
-24.2095 | 349.5739 |  | 445.8116
-24.135 | 352.7526 |  | 449.8654
-24.0605 | 357.0002 |  | 455.2824
-23.986 | 360.0946 |  | 459.2286
-23.9115 | 364.1172 |  | 464.3586
-23.8371 | 365.3268 |  | 465.9012
-23.7626 | 369.7995 |  | 471.6053
-23.6881 | 369.2368 |  | 470.8877
-23.6136 | 377.1414 |  | 480.9684
-23.5391 | 378.2104 |  | 482.3317
-23.4646 | 385.6367 |  | 491.8025
-23.3901 | 384.4834 |  | 490.3317
-23.3156 | 390.7001 |  | 498.2599
-23.2411 | 393.2037 |  | 501.4527
-23.1667 | 400.0394 |  | 510.1703
-23.0922 | 405.2154 |  | 516.7711
-23.0177 | 411.2915 |  | 524.5201
-22.9432 | 412.4167 |  | 525.955
-22.8687 | 413.7669 |  | 527.6769
-22.7942 | 415.5672 |  | 529.9729
-22.7197 | 418.746 |  | 534.0268
-22.6452 | 424.9627 |  | 541.955
-22.5707 | 430.3638 |  | 548.8429
-22.4962 | 434.302 |  | 553.8654
-22.4217 | 435.2865 |  | 555.1209
-22.3472 | 436.7211 |  | 556.9505
-22.2727 | 442.4879 |  | 564.3048
-22.1983 | 448.1982 |  | 571.5872
-22.1238 | 454.5839 |  | 579.7308
-22.0493 | 460.3505 |  | 587.085
-21.9748 | 466.1735 |  | 594.5111
-21.9003 | 470.8431 |  | 600.4661
-21.8258 | 477.0317 |  | 608.3585
-21.7513 | 482.2078 |  | 614.9596
-21.6768 | 490.7593 |  | 625.8653
-21.6023 | 495.5976 |  | 632.0357
-21.5279 | 500.8861 |  | 638.78
-21.4534 | 501.4769 |  | 639.5335
-21.3789 | 502.2926 |  | 640.5737
-21.3044 | 507.6093 |  | 647.3542
-21.2299 | 514.3886 |  | 655.9997
-21.1554 | 522.9402 |  | 666.9056
-21.0809 | 525.8657 |  | 670.6366
-21.0064 | 531.4073 |  | 677.7037
-20.9319 | 532.8702 |  | 679.5694
-20.8574 | 538.1868 |  | 686.3496
-20.7829 | 542.4907 |  | 691.8384
-20.7084 | 547.7229 |  | 698.511
-20.634 | 551.2954 |  | 703.067
-20.5595 | 557.7935 |  | 711.3541
-20.485 | 569.6926 |  | 726.5289
-20.4105 | 580.804 |  | 740.6994
-20.336 | 584.8547 |  | 745.8653
-20.2615 | 585.7549 |  | 747.0132
-20.187 | 586.2613 |  | 747.659
-20.1125 | 593.6876 |  | 757.1298
-20.038 | 602.7736 |  | 768.7172
-19.9635 | 614.7571 |  | 783.9997
-19.8891 | 625.4467 |  | 797.6321
-19.8146 | 634.0544 |  | 808.6096
-19.7401 | 638.1333 |  | 813.8114
-19.6656 | 640.9745 |  | 817.4347
-19.5911 | 641.4527 |  | 818.0446
-19.5166 | 647.5287 |  | 825.7934
-19.4421 | 656.0522 |  | 836.6634
-19.3676 | 668.4577 |  | 852.4841
-19.2931 | 676.6998 |  | 862.9953
-19.2186 | 682.382 |  | 870.2418
-19.1441 | 689.3583 |  | 879.1387
-19.0696 | 695.997 |  | 887.605
-18.9952 | 706.8272 |  | 901.4168
-18.9207 | 717.348 |  | 914.8339
-18.8462 | 726.6309 |  | 926.6723
-18.7717 | 734.9292 |  | 937.2553
-18.6972 | 745.6187 |  | 950.8875
-18.6227 | 758.5024 |  | 967.3181
-18.5482 | 768.4323 |  | 979.9817
-18.4737 | 772.5113 |  | 985.1837
-18.3992 | 775.1836 |  | 988.5916
-18.3247 | 781.6254 |  | 996.8068
-18.2503 | 791.9774 |  | 1010.0087
-18.1758 | 802.4417 |  | 1023.3539
-18.1013 | 810.262 |  | 1033.3271
-18.0268 | 818.9822 |  | 1044.448
-17.9523 | 830.4032 |  | 1059.0132
-17.8778 | 838.3077 |  | 1069.0939
-17.8033 | 847.0844 |  | 1080.2867
-17.7288 | 855.439 |  | 1090.9413
-17.6543 | 865.7346 |  | 1104.0713
-17.5798 | 878.0557 |  | 1119.7844
-17.5053 | 893.3865 |  | 1139.3359
-17.4308 | 903.851 |  | 1152.6812
-17.3564 | 909.2802 |  | 1159.6051
-17.2819 | 913.9497 |  | 1165.5601
-17.2074 | 923.5423 |  | 1177.7935
-17.1329 | 938.6763 |  | 1197.0939
-17.0584 | 955.1043 |  | 1218.0445
-16.9839 | 970.4352 |  | 1237.596
-16.9094 | 979.6058 |  | 1249.2912
-16.8349 | 988.0448 |  | 1260.0535
-16.7604 | 1000.5908 |  | 1276.0535
-16.6859 | 1013.5869 |  | 1292.6274
-16.6115 | 1029.2554 |  | 1312.6093
-16.537 | 1043.3487 |  | 1330.5826
-16.4625 | 1056.9919 |  | 1347.9817
-16.388 | 1067.9064 |  | 1361.901
-16.3135 | 1078.8208 |  | 1375.8201
-16.239 | 1090.9731 |  | 1391.318
-16.1645 | 1103.941 |  | 1407.856
-16.09 | 1117.1059 |  | 1424.6452
-16.0155 | 1129.2583 |  | 1440.1431
-15.941 | 1142.9858 |  | 1457.6498
-15.8665 | 1158.373 |  | 1477.2731
-15.792 | 1173.6194 |  | 1496.7169
-15.7176 | 1189.8226 |  | 1517.3808
-15.6431 | 1209.4292 |  | 1542.3851
-15.5686 | 1229.7393 |  | 1568.2865
-15.4941 | 1241.1319 |  | 1582.8155
-15.4196 | 1253.5656 |  | 1598.6722
-15.3451 | 1270.4156 |  | 1620.161
-15.2706 | 1291.7947 |  | 1647.4258
-15.1961 | 1308.5318 |  | 1668.7706
-15.1216 | 1324.2843 |  | 1688.8597
-15.0471 | 1337.1406 |  | 1705.2554
-14.9726 | 1351.1204 |  | 1723.0839
-14.8982 | 1369.8839 |  | 1747.0129
-14.8237 | 1392.472 |  | 1775.8196
-14.7492 | 1412.8105 |  | 1801.7572
-14.6747 | 1430.7297 |  | 1824.6096
-14.6002 | 1450.7864 |  | 1850.1879
-14.5257 | 1478.4387 |  | 1885.4529
-14.4512 | 1500.0703 |  | 1913.0397
-14.3767 | 1517.9896 |  | 1935.8921
-14.3022 | 1533.0394 |  | 1955.0852
-14.2278 | 1552.1115 |  | 1979.4078
-14.1532 | 1572.7306 |  | 2005.7033
-14.0788 | 1590.7059 |  | 2028.6273
-14.0043 | 1605.6155 |  | 2047.6414
-13.9298 | 1626.7408 |  | 2074.5825
-13.8553 | 1651.6079 |  | 2106.2955
-13.7808 | 1682.0442 |  | 2145.1109
-13.7063 | 1709.2463 |  | 2179.8018
-13.6318 | 1733.9451 |  | 2211.3001
-13.5573 | 1759.5429 |  | 2243.945
-13.4828 | 1782.469 |  | 2273.1827
-13.4084 | 1810.3751 |  | 2308.7713
-13.3339 | 1837.8858 |  | 2343.8558
-13.2594 | 1868.2099 |  | 2382.5281
-13.1849 | 1885.6509 |  | 2404.7706
-13.1104 | 1911.8124 |  | 2438.1344
-13.0359 | 1938.1142 |  | 2471.6771
-12.9614 | 1977.243 |  | 2521.578
-12.8869 | 2004.9514 |  | 2556.9145
-12.8124 | 2030.5773 |  | 2589.5952
-12.7379 | 2057.0487 |  | 2623.3542
-12.6634 | 2088.1035 |  | 2662.9584
-12.589 | 2117.3589 |  | 2700.2678
-12.5145 | 2142.958 |  | 2732.9143
-12.44 | 2170.8909 |  | 2768.5372
-12.3655 | 2208.0506 |  | 2815.9269
-12.291 | 2245.3238 |  | 2863.4614
-12.2165 | 2280.9365 |  | 2908.8784
-12.142 | 2313.2016 |  | 2950.026
-12.0675 | 2346.1707 |  | 2992.0715
-11.993 | 2383.6964 |  | 3039.928
-11.9185 | 2422.2908 |  | 3089.1474
-11.844 | 2459.7604 |  | 3136.9324
-11.7696 | 2491.0409 |  | 3176.8245
-11.6951 | 2523.4183 |  | 3218.1153
-11.6206 | 2560.2132 |  | 3265.0399
-11.5461 | 2594.3913 |  | 3308.6272
-11.4716 | 2640.1873 |  | 3367.0308
-11.3971 | 2683.3383 |  | 3422.0614
-11.3226 | 2724.718 |  | 3474.8328
-11.2481 | 2761.3994 |  | 3521.6127
-11.1736 | 2800.8381 |  | 3571.9088
-11.0991 | 2849.8695 |  | 3634.4386
-11.0246 | 2891.9238 |  | 3688.0705
-10.9502 | 2931.7004 |  | 3738.7976
-10.8757 | 2971.8979 |  | 3790.0614
-10.8012 | 3015.6126 |  | 3845.8108
-10.7267 | 3058.9052 |  | 3901.0219
-10.6522 | 3107.7671 |  | 3963.3354
-10.5777 | 3147.8804 |  | 4014.4918
-10.5032 | 3189.0075 |  | 4066.9413
-10.4287 | 3228.6706 |  | 4117.5237
-10.3542 | 3284.5645 |  | 4188.8051
-10.2797 | 3347.7454 |  | 4269.3797
-10.2052 | 3401.1371 |  | 4337.4701
-10.1308 | 3445.1324 |  | 4393.5774
-10.0563 | 3490.0842 |  | 4450.9044
-9.9818 | 3544.4311 |  | 4520.213
-9.9073 | 3608.1744 |  | 4601.5048
-9.8328 | 3670.9893 |  | 4681.6127
-9.7583 | 3725.7864 |  | 4751.4954
-9.6838 | 3770.2893 |  | 4808.2499
-9.6093 | 3812.1472 |  | 4861.6313
-9.5348 | 3872.5428 |  | 4938.6539
-9.4603 | 3938.5077 |  | 5022.7789
-9.3858 | 4006.7796 |  | 5109.8461
-9.3114 | 4063.8837 |  | 5182.6709
-9.2369 | 4117.4157 |  | 5250.9403
-9.1624 | 4173.395 |  | 5322.3307
-9.0879 | 4230.415 |  | 5395.0482
-9.0134 | 4298.6869 |  | 5482.1154
-8.9389 | 4361.8104 |  | 5562.6168
-8.8644 | 4426.06 |  | 5644.5543
-8.7899 | 4484.8807 |  | 5719.5683
-8.7154 | 4551.4921 |  | 5804.5179
-8.6409 | 4621.0024 |  | 5893.1643
-8.5664 | 4690.6529 |  | 5981.9896
-8.492 | 4757.4901 |  | 6067.2271
-8.4175 | 4822.1044 |  | 6149.6298
-8.343 | 4879.6307 |  | 6222.993
-8.2685 | 4938.9857 |  | 6298.6884
-8.194 | 5005.2605 |  | 6383.2087
-8.1195 | 5079.1029 |  | 6477.3799
-8.045 | 5161.046 |  | 6581.882
-7.9705 | 5222.2005 |  | 6659.8723
-7.896 | 5283.3549 |  | 6737.8625
-7.8215 | 5355.0319 |  | 6829.2722
-7.747 | 5450.4486 |  | 6950.957
-7.6726 | 5542.8849 |  | 7068.8411
-7.5981 | 5610.1161 |  | 7154.5811
-7.5236 | 5693.2121 |  | 7260.5534
-7.4491 | 5765.8723 |  | 7353.217
-7.3746 | 5844.4397 |  | 7453.414
-7.3001 | 5908.9993 |  | 7535.7467
-7.2256 | 5991.589 |  | 7641.0734
-7.1511 | 6073.9542 |  | 7746.1138
-7.0766 | 6149.9901 |  | 7843.0824
-7.0021 | 6228.3331 |  | 7942.9932
-6.9276 | 6311.0082 |  | 8048.4288
-6.8532 | 6400.2933 |  | 8162.294
-6.7787 | 6484.7398 |  | 8269.9887
-6.7042 | 6575.7121 |  | 8386.0056
-6.6297 | 6664.2944 |  | 8498.9746
-6.5552 | 6744.6345 |  | 8601.4323
-6.4807 | 6820.1361 |  | 8697.7195
-6.4062 | 6903.7664 |  | 8804.3733
-6.3317 | 6996.5407 |  | 8922.6883
-6.2572 | 7096.2334 |  | 9049.8265
-6.1827 | 7178.767 |  | 9155.0816
-6.1082 | 7272.6941 |  | 9274.8668
-6.0338 | 7369.5748 |  | 9398.4188
-5.9593 | 7463.6422 |  | 9518.3829
-5.8848 | 7546.4845 |  | 9624.0316
-5.8103 | 7629.8636 |  | 9730.365
-5.7358 | 7728.4596 |  | 9856.1045
-5.6613 | 7820.952 |  | 9974.06
-5.5868 | 7901.7409 |  | 10077.0902
-5.5123 | 7981.2661 |  | 10178.5087
-5.4378 | 8075.3054 |  | 10298.437
-5.3633 | 8165.3773 |  | 10413.3057
-5.2888 | 8254.6624 |  | 10527.1709
-5.2144 | 8344.3415 |  | 10641.5387
-5.1399 | 8435.9055 |  | 10758.3102
-5.0654 | 8518.7489 |  | 10863.9605
-4.9909 | 8606.1491 |  | 10975.4219
-4.9164 | 8710.8499 |  | 11108.9469
-4.8419 | 8812.5679 |  | 11238.6678
-4.7674 | 8901.066 |  | 11351.5295
-4.6929 | 8986.2726 |  | 11460.1935
-4.6184 | 9083.462 |  | 11584.1391
-4.5439 | 9189.8513 |  | 11719.8174
-4.4694 | 9287.941 |  | 11844.9112
-4.395 | 9378.8011 |  | 11960.785
-4.3205 | 9470.5908 |  | 12077.8444
-4.246 | 9549.6645 |  | 12178.6871
-4.1715 | 9634.111 |  | 12286.3818
-4.097 | 9713.5507 |  | 12387.6912
-4.0225 | 9807.1106 |  | 12507.0081
-3.948 | 9892.4587 |  | 12615.8526
-3.8735 | 9973.4173 |  | 12719.0991
-3.799 | 10056.5427 |  | 12825.1089
-3.7245 | 10150.4124 |  | 12944.8209
-3.65 | 10251.8498 |  | 13074.184
-3.5756 | 10368.0003 |  | 13222.3107
-3.5011 | 10474.9227 |  | 13358.6689
-3.4266 | 10573.4065 |  | 13484.2652
-3.3521 | 10652.4802 |  | 13585.1079
-3.2776 | 10743.4805 |  | 13701.1606
-3.2031 | 10835.2982 |  | 13818.2558
-3.1286 | 10915.9189 |  | 13921.0713
-3.0541 | 10998.0023 |  | 14025.7523
-2.9796 | 11063.4902 |  | 14109.2691
-2.9051 | 11112.6058 |  | 14171.9062
-2.8306 | 11161.242 |  | 14233.9319
-2.7562 | 11232.9189 |  | 14325.3415
-2.6817 | 11324.5939 |  | 14442.2545
-2.6072 | 11394.048 |  | 14530.8294
-2.5327 | 11445.6109 |  | 14596.5876
-2.4582 | 11497.2019 |  | 14662.3816
-2.3837 | 11570.7331 |  | 14756.156
-2.3092 | 11658.5286 |  | 14868.1215
-2.2347 | 11727.6154 |  | 14956.228
-2.1602 | 11773.8616 |  | 15015.2058
-2.0857 | 11808.9962 |  | 15060.0128
-2.0112 | 11856.255 |  | 15120.2819
-1.9368 | 11911.1936 |  | 15190.3452
-1.8623 | 11979.69 |  | 15277.6986
-1.7878 | 12050.691 |  | 15368.2463
-1.7133 | 12094.8827 |  | 15424.6039
-1.6388 | 12121.3541 |  | 15458.3629
-1.5643 | 12154.4073 |  | 15500.5157
-1.4898 | 12198.1501 |  | 15556.3009
-1.4153 | 12234.5778 |  | 15602.7571
-1.3408 | 12266.1402 |  | 15643.0086
-1.2663 | 12317.3384 |  | 15708.3016
-1.1919 | 12378.211 |  | 15785.9325
-1.1174 | 12427.2973 |  | 15848.5323
-1.0429 | 12456.9187 |  | 15886.3084
-0.96838 | 12488.059 |  | 15926.0216
-0.89389 | 12525.0503 |  | 15973.1967
-0.8194 | 12564.7976 |  | 16023.8864
-0.74491 | 12590.3967 |  | 16056.5329
-0.67042 | 12597.5983 |  | 16065.7171
-0.59592 | 12595.6305 |  | 16063.2076
-0.52143 | 12632.9292 |  | 16110.7746
-0.44694 | 12669.4985 |  | 16157.4114
-0.37245 | 12706.4618 |  | 16204.5507
-0.29796 | 12702.6078 |  | 16199.6357
-0.22347 | 12700.6948 |  | 16197.1961
-0.14898 | 12701.7368 |  | 16198.5249
-0.074489 | 12711.3564 |  | 16210.7928
1.7927e-06 | 12727.4468 |  | 16231.3129
0.074493 | 12729.5562 |  | 16234.003
0.14898 | 12718.2481 |  | 16219.5818
0.22347 | 12721.2871 |  | 16223.4575
0.29797 | 12743.2287 |  | 16251.4395
0.37246 | 12768.2398 |  | 16283.3363
0.44695 | 12776.287 |  | 16293.5988
0.52144 | 12770.8542 |  | 16286.6704
0.59593 | 12754.5941 |  | 16265.9339
0.67042 | 12745.676 |  | 16254.5605
0.74491 | 12747.4193 |  | 16256.7838
0.8194 | 12737.7984 |  | 16244.5143
0.89389 | 12728.629 |  | 16232.8206
0.96838 | 12701.9332 |  | 16198.7754
1.0429 | 12681.2861 |  | 16172.4441
1.1174 | 12643.6469 |  | 16124.4428
1.1919 | 12604.9122 |  | 16075.0445
1.2663 | 12554.3338 |  | 16010.5419
1.3408 | 12508.1437 |  | 15951.6356
1.4153 | 12486.1473 |  | 15923.5837
1.4898 | 12461.2509 |  | 15891.8333
1.5643 | 12438.4944 |  | 15862.812
1.6388 | 12398.9423 |  | 15812.3711
1.7133 | 12379.1675 |  | 15787.1523
1.7878 | 12345.636 |  | 15744.3896
1.8623 | 12294.4672 |  | 15679.134
1.9368 | 12255.5922 |  | 15629.5567
2.0113 | 12201.3843 |  | 15560.4254
2.0857 | 12165.0408 |  | 15514.0765
2.1602 | 12103.7996 |  | 15435.9756
2.2347 | 12053.1664 |  | 15371.4031
2.3092 | 11988.4105 |  | 15288.8199
2.3837 | 11929.5056 |  | 15213.6985
2.4582 | 11878.5344 |  | 15148.695
2.5327 | 11826.2969 |  | 15082.0764
2.6072 | 11755.1275 |  | 14991.3141
2.6817 | 11673.4662 |  | 14887.1714
2.7562 | 11612.5362 |  | 14809.4674
2.8307 | 11574.3907 |  | 14760.8205
2.9051 | 11528.3141 |  | 14702.059
2.9796 | 11443.0794 |  | 14593.3592
3.0541 | 11343.3293 |  | 14466.1478
3.1286 | 11267.7155 |  | 14369.7175
3.2031 | 11199.668 |  | 14282.9366
3.2776 | 11150.8903 |  | 14220.7305
3.3521 | 11062.7034 |  | 14108.2656
3.4266 | 10981.3775 |  | 14004.5507
3.5011 | 10899.0416 |  | 13899.5477
3.5756 | 10840.8394 |  | 13825.3225
3.6501 | 10771.217 |  | 13736.533
3.7245 | 10677.9657 |  | 13617.6097
3.799 | 10579.9615 |  | 13492.6249
3.8735 | 10520.3246 |  | 13416.57
3.948 | 10446.4835 |  | 13322.4004
4.0225 | 10371.0941 |  | 13226.2563
4.097 | 10273.2569 |  | 13101.4846
4.1715 | 10207.8545 |  | 13018.0768
4.246 | 10146.0241 |  | 12939.2245
4.3205 | 10068.5815 |  | 12840.462
4.395 | 9978.5644 |  | 12725.6632
4.4695 | 9892.8248 |  | 12616.3194
4.5439 | 9793.4406 |  | 12489.5748
4.6184 | 9688.7398 |  | 12356.0498
4.6929 | 9561.6753 |  | 12194.0044
4.7674 | 9454.7528 |  | 12057.6463
4.8419 | 9352.0784 |  | 11926.7056
4.9164 | 9258.8553 |  | 11807.8181
4.9909 | 9168.7821 |  | 11692.9478
5.0654 | 9089.1447 |  | 11591.3863
5.1399 | 9010.9153 |  | 11491.6202
5.2144 | 8934.9074 |  | 11394.6874
5.2889 | 8849.6727 |  | 11285.9876
5.3633 | 8767.2513 |  | 11180.8756
5.4378 | 8679.5133 |  | 11068.9833
5.5123 | 8589.6378 |  | 10954.365
5.5868 | 8502.2657 |  | 10842.9394
5.6613 | 8419.0269 |  | 10736.785
5.7358 | 8326.7041 |  | 10619.0457
5.8103 | 8220.8503 |  | 10484.0504
5.8848 | 8125.8265 |  | 10362.8665
5.9593 | 8038.8484 |  | 10251.9434
6.0338 | 7956.0611 |  | 10146.3647
6.1082 | 7859.5744 |  | 10023.3153
6.1827 | 7770.1478 |  | 9909.2695
6.2572 | 7684.4923 |  | 9800.033
6.3317 | 7589.5526 |  | 9678.9564
6.4062 | 7498.917 |  | 9563.3689
6.4807 | 7415.821 |  | 9457.3966
6.5552 | 7338.6871 |  | 9359.0276
6.6297 | 7264.3116 |  | 9264.1765
6.7042 | 7177.1639 |  | 9153.0372
6.7787 | 7095.9248 |  | 9049.4329
6.8532 | 7001.4353 |  | 8928.9304
6.9276 | 6906.3553 |  | 8807.6749
7.0021 | 6809.1085 |  | 8683.6561
7.0766 | 6722.1586 |  | 8572.7688
7.1511 | 6661.819 |  | 8495.8178
7.2256 | 6591.0718 |  | 8405.5938
7.3001 | 6507.8062 |  | 8299.4052
7.3746 | 6407.4656 |  | 8171.4408
7.4491 | 6315.1708 |  | 8053.7374
7.5236 | 6232.8336 |  | 7948.7327
7.5981 | 6162.3389 |  | 7858.8308
7.6726 | 6099.1312 |  | 7778.222
7.747 | 6025.5706 |  | 7684.4102
7.8215 | 5938.1692 |  | 7572.9472
7.896 | 5852.4575 |  | 7463.6391
7.9705 | 5781.4004 |  | 7373.0199
8.045 | 5713.1004 |  | 7285.917
8.1195 | 5640.2719 |  | 7193.0387
8.194 | 5560.382 |  | 7091.1551
8.2685 | 5487.1313 |  | 6997.7385
8.343 | 5423.022 |  | 6915.9799
8.4175 | 5360.6853 |  | 6836.482
8.492 | 5280.6271 |  | 6734.3837
8.5664 | 5191.8203 |  | 6621.1284
8.6409 | 5115.9246 |  | 6524.3387
8.7154 | 5061.5764 |  | 6455.0284
8.7899 | 5004.332 |  | 6382.0246
8.8644 | 4931.0252 |  | 6288.5365
8.9389 | 4858.4211 |  | 6195.9445
9.0134 | 4797.4911 |  | 6118.2404
9.0879 | 4737.6018 |  | 6041.8635
9.1624 | 4664.8854 |  | 5949.1284
9.2369 | 4586.9927 |  | 5849.7917
9.3114 | 4523.0249 |  | 5768.2136
9.3858 | 4464.1201 |  | 5693.0923
9.4603 | 4406.4535 |  | 5619.5502
9.5348 | 4339.925 |  | 5534.7063
9.6093 | 4278.2642 |  | 5456.0704
9.6838 | 4222.707 |  | 5385.2183
9.7583 | 4169.4569 |  | 5317.3084
9.8328 | 4113.1116 |  | 5245.4512
9.9073 | 4051.0287 |  | 5166.2769
9.9818 | 3990.9991 |  | 5089.7211
10.0563 | 3940.4487 |  | 5025.2543
10.1308 | 3892.6275 |  | 4964.2679
10.2052 | 3835.466 |  | 4891.3698
10.2797 | 3764.2686 |  | 4800.5717
10.3542 | 3694.5913 |  | 4711.7123
10.4287 | 3644.7156 |  | 4648.1058
10.5032 | 3602.1269 |  | 4593.7925
10.5777 | 3555.0926 |  | 4533.8096
10.6522 | 3500.7457 |  | 4464.501
10.7267 | 3449.8587 |  | 4399.6048
10.8012 | 3398.408 |  | 4333.9897
10.8757 | 3341.9224 |  | 4261.9536
10.9502 | 3300.5708 |  | 4209.2179
11.0246 | 3258.2627 |  | 4155.2624
11.0991 | 3217.0807 |  | 4102.743
11.1736 | 3158.2039 |  | 4027.6575
11.2481 | 3112.0432 |  | 3968.7887
11.3226 | 3069.0311 |  | 3913.9354
11.3971 | 3027.9333 |  | 3861.5234
11.4716 | 2980.9002 |  | 3801.5421
11.5461 | 2934.4003 |  | 3742.2407
11.6206 | 2891.4456 |  | 3687.4606
11.6951 | 2847.7589 |  | 3631.747
11.7696 | 2803.455 |  | 3575.2462
11.844 | 2764.7471 |  | 3525.882
11.9185 | 2730.0908 |  | 3481.6848
11.993 | 2700.0486 |  | 3443.372
12.0675 | 2665.0263 |  | 3398.708
12.142 | 2627.8653 |  | 3351.3166
12.2165 | 2585.6988 |  | 3297.5417
12.291 | 2543.1102 |  | 3243.2284
12.3655 | 2498.2706 |  | 3186.0445
12.44 | 2455.1463 |  | 3131.0481
12.5145 | 2418.8028 |  | 3084.6993
12.589 | 2384.3991 |  | 3040.8241
12.6634 | 2350.8115 |  | 2997.9899
12.7379 | 2315.5367 |  | 2953.004
12.8124 | 2273.9033 |  | 2899.9088
12.8869 | 2243.7475 |  | 2861.4512
12.9614 | 2209.4853 |  | 2817.7566
13.0359 | 2191.9882 |  | 2795.4425
13.1104 | 2165.0118 |  | 2761.0395
13.1849 | 2140.3985 |  | 2729.6502
13.2594 | 2109.2582 |  | 2689.937
13.3339 | 2077.3579 |  | 2649.2545
13.4084 | 2045.2611 |  | 2608.3215
13.4828 | 2011.8431 |  | 2565.7036
13.5573 | 1979.8867 |  | 2524.9495
13.6318 | 1954.8232 |  | 2492.986
13.7063 | 1928.2396 |  | 2459.0839
13.7808 | 1902.0513 |  | 2425.686
13.8553 | 1874.5392 |  | 2390.5999
13.9298 | 1849.4477 |  | 2358.6007
14.0043 | 1828.0125 |  | 2331.2643
14.0788 | 1794.5652 |  | 2288.609
14.1533 | 1766.5201 |  | 2252.843
14.2278 | 1744.2686 |  | 2224.4658
14.3022 | 1726.3494 |  | 2201.6134
14.3767 | 1703.9015 |  | 2172.9856
14.4512 | 1675.9687 |  | 2137.3628
14.5257 | 1654.9555 |  | 2110.5648
14.6002 | 1635.2075 |  | 2085.3801
14.6747 | 1607.3027 |  | 2049.7931
14.7492 | 1577.2592 |  | 2011.4786
14.8237 | 1551.0989 |  | 1978.1165
14.8982 | 1531.2667 |  | 1952.8245
14.9727 | 1518.2421 |  | 1936.2141
15.0472 | 1505.725 |  | 1920.2511
15.1216 | 1482.3768 |  | 1890.4752
15.1961 | 1460.9416 |  | 1863.1388
15.2706 | 1437.5092 |  | 1833.2555
15.3451 | 1421.9812 |  | 1813.4526
15.4196 | 1404.2877 |  | 1790.8881
15.4941 | 1387.6616 |  | 1769.6848
15.5686 | 1371.7407 |  | 1749.381
15.6431 | 1352.9492 |  | 1725.4161
15.7176 | 1334.6372 |  | 1702.0628
15.7921 | 1315.4515 |  | 1677.5954
15.8666 | 1291.9911 |  | 1647.6763
15.941 | 1267.8557 |  | 1616.8964
16.0155 | 1248.7553 |  | 1592.5376
16.09 | 1237.1375 |  | 1577.7215
16.1645 | 1227.4608 |  | 1565.3808
16.239 | 1213.5081 |  | 1547.5869
16.3135 | 1195.7862 |  | 1524.9861
16.388 | 1177.8671 |  | 1502.1339
16.4625 | 1160.5671 |  | 1480.0713
16.537 | 1143.8579 |  | 1458.762
16.6115 | 1130.299 |  | 1441.4703
16.6859 | 1121.7757 |  | 1430.6005
16.7604 | 1106.6698 |  | 1411.3359
16.8349 | 1087.0067 |  | 1386.2596
16.9094 | 1069.7066 |  | 1364.1968
16.9839 | 1061.2395 |  | 1353.3987
17.0584 | 1053.0255 |  | 1342.9235
17.1329 | 1040.0012 |  | 1326.3135
17.2074 | 1020.31 |  | 1301.2014
17.2819 | 1005.6541 |  | 1282.5107
17.3564 | 995.3023 |  | 1269.309
17.4308 | 990.942 |  | 1263.7484
17.5053 | 981.7435 |  | 1252.0175
17.5798 | 965.9625 |  | 1231.8919
17.6543 | 948.8312 |  | 1210.0445
17.7288 | 936.7633 |  | 1194.6543
17.8033 | 929.5901 |  | 1185.5063
17.8778 | 920.7291 |  | 1174.2058
17.9523 | 909.6459 |  | 1160.0714
18.0268 | 897.9437 |  | 1145.1476
18.1013 | 886.1853 |  | 1130.1521
18.1758 | 872.6828 |  | 1112.9324
18.2503 | 861.1776 |  | 1098.2598
18.3248 | 854.1732 |  | 1089.3271
18.3992 | 846.9719 |  | 1080.1432
18.4737 | 838.4202 |  | 1069.2373
18.5482 | 832.2598 |  | 1061.3809
18.6227 | 823.2581 |  | 1049.901
18.6972 | 818.2508 |  | 1043.5153
18.7717 | 804.7203 |  | 1026.2598
18.8462 | 789.2206 |  | 1006.493
18.9207 | 773.7208 |  | 986.7262
18.9952 | 767.6728 |  | 979.0132
19.0696 | 762.75 |  | 972.7351
19.1441 | 754.2266 |  | 961.8652
19.2186 | 741.0054 |  | 945.0042
19.2931 | 737.1235 |  | 940.0536
19.3676 | 734.423 |  | 936.6096
19.4421 | 726.9966 |  | 927.1388
19.5166 | 717.9387 |  | 915.5872
19.5911 | 707.5867 |  | 902.3853
19.6656 | 702.8046 |  | 896.2867
19.7401 | 696.419 |  | 888.1432
19.8146 | 689.9492 |  | 879.8922
19.8891 | 680.0192 |  | 867.2284
19.9635 | 673.5493 |  | 858.9774
20.038 | 666.5167 |  | 850.0087
20.1125 | 657.4868 |  | 838.4929
20.187 | 646.3473 |  | 824.2867
20.2615 | 632.7886 |  | 806.9952
20.336 | 625.334 |  | 797.4885
20.4105 | 617.6264 |  | 787.6589
20.485 | 612.788 |  | 781.4886
20.5595 | 606.937 |  | 774.0267
20.634 | 605.3053 |  | 771.9459
20.7084 | 600.2138 |  | 765.4527
20.7829 | 593.8002 |  | 757.2734
20.8574 | 586.7113 |  | 748.233
20.9319 | 589.1304 |  | 751.3181
21.0064 | 582.0979 |  | 742.3495
21.0809 | 577.8785 |  | 736.9684
21.1554 | 563.9822 |  | 719.2465
21.2299 | 563.1101 |  | 718.1343
21.3044 | 556.1901 |  | 709.3092
21.3789 | 549.9734 |  | 701.3811
21.4534 | 546.3727 |  | 696.7891
21.5279 | 537.9055 |  | 685.9908
21.6023 | 532.7014 |  | 679.354
21.6768 | 526.2314 |  | 671.1029
21.7513 | 522.8838 |  | 666.8338
21.8258 | 519.7896 |  | 662.8877
21.9003 | 511.1256 |  | 651.8384
21.9748 | 504.9932 |  | 644.0178
22.0493 | 500.1829 |  | 637.8832
22.1238 | 496.0758 |  | 632.6454
22.1983 | 491.0969 |  | 626.2958
22.2728 | 483.7268 |  | 616.8968
22.3472 | 479.0571 |  | 610.9416
22.4217 | 473.6561 |  | 604.0536
22.4962 | 472.0245 |  | 601.9728
22.5707 | 467.9457 |  | 596.7712
22.6452 | 462.2915 |  | 589.5604
22.7197 | 455.3997 |  | 580.7712
22.7942 | 451.7989 |  | 576.1791
22.8687 | 452.5022 |  | 577.0761
22.9432 | 454.7526 |  | 579.946
23.0177 | 453.5993 |  | 578.4752
23.0922 | 449.9705 |  | 573.8473
23.1667 | 443.6412 |  | 565.7756
23.2411 | 439.1122 |  | 559.9998
23.3156 | 430.8701 |  | 549.4886
23.3901 | 420.9682 |  | 536.8608
23.4646 | 416.1861 |  | 530.7622
23.5391 | 415.7923 |  | 530.2599
23.6136 | 413.7669 |  | 527.6769
23.6881 | 409.463 |  | 522.1882
23.7626 | 400.5177 |  | 510.7802
23.8371 | 395.5104 |  | 504.3945
23.9116 | 393.6257 |  | 501.9908
23.986 | 396.4387 |  | 505.5783
24.0605 | 394.8915 |  | 503.6052
24.135 | 385.5524 |  | 491.695
24.2095 | 376.9445 |  | 480.7173
24.284 | 372.8656 |  | 475.5155
24.3585 | 371.2623 |  | 473.4708
24.433 | 368.2804 |  | 469.668
24.5075 | 367.324 |  | 468.4483
24.582 | 366.9864 |  | 468.0178
24.6565 | 363.7514 |  | 463.8922
24.731 | 357.7316 |  | 456.2151
24.8055 | 353.6527 |  | 451.0133
24.8799 | 353.6527 |  | 451.0133
24.9544 | 351.7117 |  | 448.5379
25.0289 | 347.6329 |  | 443.3362
25.1034 | 343.8071 |  | 438.4572
25.1779 | 345.3543 |  | 440.4303
25.2524 | 345.917 |  | 441.1479
25.3269 | 344.7354 |  | 439.6411
25.4014 | 338.0967 |  | 431.1747
25.4759 | 330.0234 |  | 420.8789
25.5504 | 322.2594 |  | 410.9774
25.6248 | 318.5462 |  | 406.242
25.6993 | 316.2396 |  | 403.3003
25.7738 | 316.1833 |  | 403.2286
25.8483 | 314.8612 |  | 401.5425
25.9228 | 314.7768 |  | 401.4349
25.9973 | 311.2043 |  | 396.8789
26.0718 | 307.6036 |  | 392.2869
26.1463 | 304.5374 |  | 388.3766
26.2208 | 301.6119 |  | 384.6456
26.2953 | 298.0956 |  | 380.1614
26.3697 | 295.2544 |  | 376.5379
26.4442 | 292.1601 |  | 372.5918
26.5187 | 287.8843 |  | 367.1389
26.5932 | 283.2991 |  | 361.2913
26.6677 | 280.9643 |  | 358.3137
26.7422 | 280.7111 |  | 357.9909
26.8167 | 280.458 |  | 357.6681
26.8912 | 281.5832 |  | 359.103
26.9657 | 284.2836 |  | 362.5469
27.0402 | 282.9335 |  | 360.8251
27.1147 | 281.3018 |  | 358.7442
27.1892 | 278.5452 |  | 355.2286
27.2636 | 278.3763 |  | 355.0133
27.3381 | 275.7039 |  | 351.6052
27.4126 | 274.2411 |  | 349.7397
27.4871 | 270.4155 |  | 344.8609
27.5616 | 267.1806 |  | 340.7354
27.6361 | 261.4702 |  | 333.4529
27.7106 | 257.9257 |  | 328.9327
27.7851 | 255.7878 |  | 326.2062
27.8596 | 254.3531 |  | 324.3765
27.9341 | 255.5627 |  | 325.9191
28.0085 | 255.4221 |  | 325.7398
28.083 | 256.491 |  | 327.103
28.1575 | 254.6626 |  | 324.7712
28.232 | 250.9495 |  | 320.0358
28.3065 | 248.1082 |  | 316.4124
28.381 | 242.426 |  | 309.1659
28.4555 | 237.3344 |  | 302.6725
28.53 | 233.368 |  | 297.6143
28.6045 | 236.0122 |  | 300.9864
28.679 | 237.5594 |  | 302.9596
28.7535 | 236.2936 |  | 301.3452
28.828 | 232.8336 |  | 296.9326
28.9024 | 232.0459 |  | 295.9282
28.9769 | 232.6367 |  | 296.6815
29.0514 | 233.0023 |  | 297.1478
29.1259 | 230.555 |  | 294.0268
29.2004 | 227.095 |  | 289.6142
29.2749 | 224.9008 |  | 286.816
29.3494 | 226.3636 |  | 288.6815
29.4239 | 230.1331 |  | 293.4888
29.4984 | 230.7801 |  | 294.3138
29.5729 | 227.967 |  | 290.7263
29.6473 | 220.822 |  | 281.6143
29.7218 | 214.9146 |  | 274.0806
29.7963 | 210.6107 |  | 268.5918
29.8708 | 213.2268 |  | 271.9282
29.9453 | 217.1087 |  | 276.8788
30.0198 | 218.881 |  | 279.139
30.0943 | 213.1706 |  | 271.8565
30.1688 | 208.3603 |  | 265.7219
30.2433 | 210.442 |  | 268.3766
30.3178 | 210.3575 |  | 268.269
30.3923 | 210.442 |  | 268.3766
30.4668 | 208.2196 |  | 265.5425
30.5412 | 208.6134 |  | 266.0447
30.6157 | 204.9565 |  | 261.3811
30.6902 | 203.3531 |  | 259.3362
30.7647 | 202.1717 |  | 257.8295
30.8392 | 203.8031 |  | 259.9101
30.9137 | 201.7216 |  | 257.2556
30.9882 | 200.8777 |  | 256.1794
31.0627 | 195.9268 |  | 249.8654
31.1372 | 191.0322 |  | 243.6233
31.2117 | 190.6946 |  | 243.1928
31.2861 | 194.3233 |  | 247.8205
31.3606 | 195.0829 |  | 248.7892
31.4351 | 191.7072 |  | 244.4842
31.5096 | 188.1347 |  | 239.9282
31.5841 | 192.8325 |  | 245.9193
31.6586 | 192.7761 |  | 245.8474
31.7331 | 192.3261 |  | 245.2734
31.8076 | 186.3343 |  | 237.6322
31.8821 | 183.9995 |  | 234.6546
31.9566 | 183.4932 |  | 234.0089
32.0311 | 185.5749 |  | 236.6637
32.1056 | 189.6537 |  | 241.8653
32.18 | 187.6846 |  | 239.3542
32.2545 | 183.6619 |  | 234.2241
32.329 | 180.2583 |  | 229.8834
32.4035 | 180.3708 |  | 230.0269
32.478 | 180.8208 |  | 230.6008
32.5525 | 180.0613 |  | 229.6321
32.627 | 176.8545 |  | 225.5426
32.7015 | 173.6477 |  | 221.4529
32.776 | 170.047 |  | 216.8609
32.8505 | 170.1314 |  | 216.9686
32.925 | 166.6151 |  | 212.4843
32.9994 | 167.1214 |  | 213.13
33.0739 | 169.4563 |  | 216.1076
33.1484 | 171.6222 |  | 218.8698
33.2229 | 170.8628 |  | 217.9013
33.2974 | 165.6024 |  | 211.1928
33.3719 | 164.5053 |  | 209.7936
33.4464 | 160.4827 |  | 204.6636
33.5209 | 162.3393 |  | 207.0313
33.5954 | 160.8765 |  | 205.1659
33.6698 | 162.902 |  | 207.7489
33.7443 | 157.8666 |  | 201.3273
33.8188 | 156.9383 |  | 200.1434
33.8933 | 154.0409 |  | 196.4484
33.9678 | 156.7133 |  | 199.8565
34.0423 | 158.5137 |  | 202.1525
34.1168 | 159.6107 |  | 203.5515
34.1913 | 156.0662 |  | 199.0313
34.2658 | 158.5137 |  | 202.1525
34.3403 | 156.5727 |  | 199.6771
34.4148 | 160.5672 |  | 204.7713
34.4892 | 156.2913 |  | 199.3183
34.5637 | 159.6107 |  | 203.5515
34.6382 | 158.3168 |  | 201.9014
34.7127 | 155.1379 |  | 197.8474
34.7872 | 153.1126 |  | 195.2646
34.8617 | 153.2533 |  | 195.4439
34.9362 | 104.2786 |  | 132.9865
5.7853 | 6784.1394 |  | 8651.813
5.8285 | 6729.5923 |  | 8582.2491
5.8717 | 6683.6114 |  | 8523.6096
5.9148 | 6645.2937 |  | 8474.7431
5.958 | 6615.2464 |  | 8436.4237
6.0012 | 6584.5639 |  | 8397.2944
6.0444 | 6541.3223 |  | 8342.1484
6.0875 | 6492.5191 |  | 8279.9097
6.1307 | 6441.3299 |  | 8214.628
6.1739 | 6372.8667 |  | 8127.3169
6.2171 | 6311.1498 |  | 8048.6093
6.2602 | 6273.0591 |  | 8000.0323
6.3034 | 6239.4563 |  | 7957.1786
6.3466 | 6205.3445 |  | 7913.6759
6.3897 | 6179.3488 |  | 7880.5236
6.4329 | 6137.9679 |  | 7827.7504
6.4761 | 6096.828 |  | 7775.2847
6.5193 | 6071.7773 |  | 7743.3375
6.5624 | 6048.2365 |  | 7713.316
6.6056 | 6007.7738 |  | 7661.7139
6.6488 | 5983.3441 |  | 7630.5588
6.692 | 5944.9704 |  | 7581.6207
6.7351 | 5882.6184 |  | 7502.1032
6.7783 | 5826.6047 |  | 7430.6689
6.8215 | 5794.3829 |  | 7389.5766
6.8647 | 5752.9752 |  | 7336.7693
6.9078 | 5713.8681 |  | 7286.896
6.951 | 5686.9542 |  | 7252.5727
6.9942 | 5652.743 |  | 7208.9432
7.0374 | 5611.0815 |  | 7155.8123
7.0805 | 5563.9719 |  | 7095.7334
7.1237 | 5517.7372 |  | 7036.7703
7.1669 | 5484.4302 |  | 6994.2938
7.2101 | 5453.1981 |  | 6954.4635
7.2532 | 5392.9491 |  | 6877.628
7.2964 | 5346.3892 |  | 6818.2501
7.3396 | 5306.8434 |  | 6767.8174
7.3828 | 5250.8297 |  | 6696.3831
7.4259 | 5192.6824 |  | 6622.2278
7.4691 | 5164.0901 |  | 6585.7642
7.5123 | 5144.4722 |  | 6560.7454
7.5554 | 5111.3909 |  | 6518.5568
7.5986 | 5093.538 |  | 6495.789
7.6418 | 5068.7551 |  | 6464.1834
7.685 | 5036.2528 |  | 6422.7332
7.7281 | 4996.4252 |  | 6371.941
7.7713 | 4961.4807 |  | 6327.3763
7.8145 | 4879.1027 |  | 6222.3196
7.8577 | 4814.9436 |  | 6140.4976
7.9008 | 4774.9897 |  | 6089.5444
7.944 | 4731.3515 |  | 6033.8926
7.9872 | 4696.4644 |  | 5989.4011
8.0304 | 4693.5567 |  | 5985.6929
8.0735 | 4672.8382 |  | 5959.2706
8.1167 | 4633.6036 |  | 5909.2347
8.1599 | 4590.376 |  | 5854.1066
8.2031 | 4539.5681 |  | 5789.3112
8.2462 | 4498.0188 |  | 5736.3234
8.2894 | 4470.3716 |  | 5701.0649
8.3326 | 4435.8926 |  | 5657.0938
8.3758 | 4405.3096 |  | 5618.0913
8.4189 | 4392.8053 |  | 5602.1446
8.4621 | 4367.8961 |  | 5570.3779
8.5053 | 4329.72 |  | 5521.6919
8.5484 | 4304.7394 |  | 5489.8342
8.5916 | 4272.4488 |  | 5448.654
8.6348 | 4220.8936 |  | 5382.9056
8.678 | 4179.0765 |  | 5329.5762
8.7211 | 4145.1484 |  | 5286.3078
8.7643 | 4117.2461 |  | 5250.724
8.8075 | 4093.9311 |  | 5220.9903
8.8507 | 4068.3154 |  | 5188.3226
8.8938 | 4045.0284 |  | 5158.6247
8.937 | 4007.8968 |  | 5111.2708
8.9802 | 3964.2879 |  | 5055.6564
9.0234 | 3925.7585 |  | 5006.5199
9.0665 | 3890.4059 |  | 4961.4347
9.1097 | 3851.128 |  | 4911.3435
9.1529 | 3829.578 |  | 4883.8608
9.1961 | 3804.202 |  | 4851.4989
9.2392 | 3782.6508 |  | 4824.0145
9.2824 | 3761.3826 |  | 4796.8912
9.3256 | 3731.8721 |  | 4759.2565
9.3688 | 3691.4936 |  | 4707.7618
9.4119 | 3665.2862 |  | 4674.3394
9.4551 | 3628.1686 |  | 4627.0034
9.4983 | 3590.5434 |  | 4579.02
9.5414 | 3555.6971 |  | 4534.5805
9.5846 | 3534.6827 |  | 4507.7808
9.6278 | 3505.2424 |  | 4470.2356
9.671 | 3474.1519 |  | 4430.5859
9.7141 | 3439.8284 |  | 4386.8132
9.7573 | 3412.1952 |  | 4351.5726
9.8005 | 3382.6848 |  | 4313.9379
9.8437 | 3344.3391 |  | 4265.0356
9.8868 | 3323.113 |  | 4237.966
9.93 | 3306.0495 |  | 4216.2049
9.9732 | 3278.1905 |  | 4180.6764
10.0164 | 3264.3459 |  | 4163.0203
10.0595 | 3247.0847 |  | 4141.0071
10.1027 | 3216.5859 |  | 4102.112
10.1459 | 3183.548 |  | 4059.9787
10.1891 | 3157.6084 |  | 4026.898
10.2322 | 3111.8378 |  | 3968.5268
10.2754 | 3077.7695 |  | 3925.0794
10.3186 | 3046.0719 |  | 3884.6555
10.3618 | 3013.5977 |  | 3843.2411
10.4049 | 2981.9128 |  | 3802.8334
10.4481 | 2955.6059 |  | 3769.2843
10.4913 | 2919.9422 |  | 3723.8023
10.5344 | 2889.3312 |  | 3684.764
10.5776 | 2868.9939 |  | 3658.828
10.6208 | 2847.0894 |  | 3630.8931
10.664 | 2829.1242 |  | 3607.9821
10.7072 | 2809.6619 |  | 3583.1618
10.7503 | 2790.7645 |  | 3559.062
10.7935 | 2764.5558 |  | 3525.638
10.8367 | 2741.0584 |  | 3495.6718
10.8798 | 2712.4215 |  | 3459.1512
10.923 | 2696.9534 |  | 3439.4247
10.9662 | 2669.9273 |  | 3404.9582
11.0094 | 2646.9515 |  | 3375.6572
11.0525 | 2631.6389 |  | 3356.1291
11.0957 | 2618.5837 |  | 3339.4798
11.1389 | 2596.3692 |  | 3311.1497
11.1821 | 2572.6308 |  | 3280.8761
11.2252 | 2549.6129 |  | 3251.5214
11.2684 | 2516.362 |  | 3209.1165
11.3116 | 2475.2081 |  | 3156.6329
11.3548 | 2443.4671 |  | 3116.1537
11.3979 | 2427.3219 |  | 3095.5636
11.4411 | 2410.7391 |  | 3074.4156
11.4843 | 2404.2759 |  | 3066.1731
11.5274 | 2399.0395 |  | 3059.4951
11.5706 | 2383.0498 |  | 3039.1034
11.6138 | 2362.4014 |  | 3012.7705
11.657 | 2341.8665 |  | 2986.5824
11.7002 | 2313.9655 |  | 2951.0002
11.7433 | 2295.7734 |  | 2927.7998
11.7865 | 2284.4831 |  | 2913.4014
11.8297 | 2265.7413 |  | 2889.4999
11.8728 | 2247.2801 |  | 2865.9563
11.916 | 2227.0424 |  | 2840.1471
11.9592 | 2197.0231 |  | 2801.8635
12.0024 | 2172.0297 |  | 2769.9895
12.0455 | 2160.8658 |  | 2755.7521
12.0887 | 2143.69 |  | 2733.8479
12.1319 | 2130.3109 |  | 2716.7854
12.1751 | 2113.7702 |  | 2695.6912
12.2182 | 2098.7816 |  | 2676.5762
12.2614 | 2071.9251 |  | 2642.326
12.3046 | 2045.9 |  | 2609.1363
12.3478 | 2019.4656 |  | 2575.4245
12.3909 | 2002.9964 |  | 2554.4213
12.4341 | 1980.8661 |  | 2526.1985
12.4773 | 1959.7255 |  | 2499.2379
12.5205 | 1947.4609 |  | 2483.5969
12.5636 | 1935.408 |  | 2468.2259
12.6068 | 1916.9761 |  | 2444.7196
12.65 | 1895.736 |  | 2417.6321
12.6931 | 1879.3076 |  | 2396.681
12.7363 | 1864.4044 |  | 2377.675
12.7795 | 1851.6323 |  | 2361.3867
12.8227 | 1844.4065 |  | 2352.1715
12.8659 | 1834.315 |  | 2339.3019
12.909 | 1815.5592 |  | 2315.3826
12.9522 | 1797.8606 |  | 2292.8116
12.9954 | 1778.7808 |  | 2268.4791
13.0385 | 1756.2131 |  | 2239.6985
13.0817 | 1732.4045 |  | 2209.3355
13.1249 | 1712.7725 |  | 2184.2988
13.1681 | 1702.1034 |  | 2170.6924
13.2112 | 1678.7463 |  | 2140.9051
13.2544 | 1658.5072 |  | 2115.0943
13.2976 | 1651.6066 |  | 2106.2939
13.3408 | 1644.0275 |  | 2096.6283
13.3839 | 1626.0904 |  | 2073.7531
13.4271 | 1622.2364 |  | 2068.8381
13.4703 | 1617.0013 |  | 2062.1618
13.5135 | 1601.4771 |  | 2042.3638
13.5566 | 1587.8709 |  | 2025.0118
13.5998 | 1572.6298 |  | 2005.5748
13.643 | 1553.5768 |  | 1981.2765
13.6861 | 1535.8923 |  | 1958.7234
13.7293 | 1526.3951 |  | 1946.6117
13.7725 | 1516.5013 |  | 1933.9941
13.8157 | 1502.1618 |  | 1915.707
13.8589 | 1489.7851 |  | 1899.9229
13.902 | 1480.0048 |  | 1887.4501
13.9452 | 1463.4221 |  | 1866.3021
13.9884 | 1450.1411 |  | 1849.3649
14.0315 | 1437.7222 |  | 1833.5271
14.0747 | 1425.288 |  | 1817.6698
14.1179 | 1407.393 |  | 1794.8483
14.1611 | 1391.3319 |  | 1774.3656
14.2042 | 1374.7198 |  | 1753.1802
14.2474 | 1359.4787 |  | 1733.7432
14.2906 | 1348.6246 |  | 1719.901
14.3338 | 1344.9416 |  | 1715.204
14.3769 | 1335.0197 |  | 1702.5507
14.4201 | 1323.2079 |  | 1687.4871
14.4633 | 1311.9317 |  | 1673.1065
14.5065 | 1295.8986 |  | 1652.6595
14.5496 | 1280.4586 |  | 1632.9688
14.5928 | 1278.2434 |  | 1630.1438
14.636 | 1277.4948 |  | 1629.1891
14.6791 | 1273.4726 |  | 1624.0596
14.7223 | 1267.5875 |  | 1616.5543
14.7655 | 1257.299 |  | 1603.4334
14.8087 | 1244.95 |  | 1587.6848
14.8519 | 1232.2623 |  | 1571.5041
14.895 | 1218.5725 |  | 1554.0455
14.9382 | 1205.8565 |  | 1537.8288
14.9814 | 1190.6425 |  | 1518.4264
15.0245 | 1172.3943 |  | 1495.1544
15.0677 | 1155.3314 |  | 1473.3941
15.1109 | 1141.1759 |  | 1455.3417
15.1541 | 1128.841 |  | 1439.6109
15.1972 | 1116.8025 |  | 1424.2583
15.2404 | 1103.1268 |  | 1406.8177
15.2836 | 1096.9029 |  | 1398.8802
15.3268 | 1094.4755 |  | 1395.7846
15.3699 | 1093.1066 |  | 1394.0388
15.4131 | 1088.6045 |  | 1388.2973
15.4563 | 1089.3525 |  | 1389.2512
15.4995 | 1078.2454 |  | 1375.0863
15.5426 | 1067.7028 |  | 1361.6414
15.5858 | 1057.8519 |  | 1349.0785
15.629 | 1048.6501 |  | 1337.3435
15.6722 | 1039.1661 |  | 1325.2485
15.7153 | 1031.7989 |  | 1315.8532
15.7585 | 1024.0367 |  | 1305.954
15.8017 | 1013.5505 |  | 1292.581
15.8448 | 1004.49 |  | 1281.0262
15.888 | 993.6935 |  | 1267.2573
15.9312 | 987.8788 |  | 1259.8418
15.9744 | 981.6972 |  | 1251.9585
16.0175 | 974.2314 |  | 1242.4373
16.0607 | 975.5439 |  | 1244.1112
16.1039 | 967.5841 |  | 1233.9601
16.1471 | 955.7289 |  | 1218.8411
16.1902 | 942.5333 |  | 1202.0127
16.2334 | 930.3254 |  | 1186.4439
16.2766 | 915.8734 |  | 1168.0133
16.3198 | 911.1315 |  | 1161.9659
16.3629 | 903.3692 |  | 1152.0668
16.4061 | 895.7198 |  | 1142.3115
16.4493 | 892.5727 |  | 1138.2979
16.4925 | 886.9838 |  | 1131.1704
16.5356 | 878.1349 |  | 1119.8854
16.5788 | 871.5723 |  | 1111.5161
16.622 | 866.3503 |  | 1104.8566
16.6652 | 862.554 |  | 1100.0151
16.7083 | 858.2212 |  | 1094.4895
16.7515 | 851.6868 |  | 1086.1562
16.7947 | 845.9287 |  | 1078.8128
16.8378 | 838.5474 |  | 1069.3995
16.881 | 829.4304 |  | 1057.7726
16.9242 | 824.6318 |  | 1051.6529
16.9674 | 821.8233 |  | 1048.0713
17.0105 | 816.9967 |  | 1041.9159
17.0537 | 813.4825 |  | 1037.4342
17.0969 | 808.4582 |  | 1031.0267
17.1401 | 798.0992 |  | 1017.8159
17.1832 | 788.8127 |  | 1005.9729
17.2264 | 780.7681 |  | 995.7136
17.2696 | 773.8668 |  | 986.9124
17.3128 | 766.8526 |  | 977.9671
17.3559 | 763.1973 |  | 973.3055
17.3991 | 760.671 |  | 970.0838
17.4423 | 755.6467 |  | 963.6763
17.4855 | 748.0115 |  | 953.9391
17.5286 | 739.1626 |  | 942.6541
17.5718 | 726.0938 |  | 925.9875
17.615 | 716.9767 |  | 914.3604
17.6582 | 713.6177 |  | 910.0767
17.7013 | 710.5694 |  | 906.1891
17.7445 | 709.1863 |  | 904.4253
17.7877 | 713.66 |  | 910.1307
17.8309 | 715.523 |  | 912.5065
17.874 | 711.7125 |  | 907.647
17.9172 | 710.6117 |  | 906.2431
17.9604 | 708.9746 |  | 904.1553
18.0036 | 703.7668 |  | 897.5138
18.0467 | 694.0992 |  | 885.1848
18.0899 | 689.456 |  | 879.2632
18.1331 | 681.6514 |  | 869.3101
18.1762 | 674.8207 |  | 860.5988
18.2194 | 669.3306 |  | 853.5973
18.2626 | 661.0886 |  | 843.0863
18.3058 | 651.6751 |  | 831.0813
18.3489 | 646.3404 |  | 824.2779
18.3921 | 641.2596 |  | 817.7984
18.4353 | 634.0336 |  | 808.5831
18.4785 | 629.08 |  | 802.2657
18.5216 | 625.2552 |  | 797.388
18.5648 | 619.7653 |  | 790.3867
18.608 | 614.5575 |  | 783.7452
18.6512 | 613.9083 |  | 782.9172
18.6943 | 614.501 |  | 783.6731
18.7375 | 611.509 |  | 779.8575
18.7807 | 608.9123 |  | 776.5458
18.8239 | 604.6501 |  | 771.1102
18.867 | 597.3253 |  | 761.7689
18.9102 | 591.9059 |  | 754.8576
18.9534 | 586.1618 |  | 747.5321
18.9965 | 578.4137 |  | 737.651
19.0397 | 574.3209 |  | 732.4314
19.0829 | 567.5042 |  | 723.7381
19.1261 | 557.9496 |  | 711.5531
19.1693 | 555.4516 |  | 708.3674
19.2124 | 555.2258 |  | 708.0795
19.2556 | 549.6935 |  | 701.0241
19.2988 | 545.9675 |  | 696.2724
19.3419 | 546.1369 |  | 696.4884
19.3851 | 542.8909 |  | 692.3487
19.4283 | 539.3485 |  | 687.8311
19.4715 | 538.911 |  | 687.2733
19.5146 | 537.415 |  | 685.3653
19.5578 | 535.044 |  | 682.3416
19.601 | 531.6004 |  | 677.95
19.6442 | 526.9148 |  | 671.9745
19.6873 | 523.2736 |  | 667.3308
19.7305 | 518.5033 |  | 661.2473
19.7737 | 514.9609 |  | 656.7297
19.8169 | 513.7472 |  | 655.1818
19.86 | 512.5758 |  | 653.688
19.9032 | 505.2793 |  | 644.3827
19.9464 | 502.2168 |  | 640.4771
19.9896 | 504.6442 |  | 643.5728
20.0327 | 506.4649 |  | 645.8946
20.0759 | 503.2047 |  | 641.7369
20.1191 | 501.9063 |  | 640.0811
20.1623 | 498.1664 |  | 635.3116
20.2054 | 491.7165 |  | 627.0861
20.2486 | 483.4885 |  | 616.5929
20.2918 | 476.8836 |  | 608.1697
20.3349 | 472.9885 |  | 603.2022
20.3781 | 469.9259 |  | 599.2964
20.4213 | 464.2101 |  | 592.0071
20.4645 | 462.3471 |  | 589.6313
20.5076 | 464.2665 |  | 592.079
20.5508 | 462.9681 |  | 590.4232
20.594 | 460.2018 |  | 586.8954
20.6372 | 457.7179 |  | 583.7277
20.6803 | 453.5969 |  | 578.4722
20.7235 | 450.3086 |  | 574.2785
20.7667 | 449.5464 |  | 573.3066
20.8099 | 447.8528 |  | 571.1467
20.853 | 444.4516 |  | 566.8091
20.8962 | 441.883 |  | 563.5334
20.9394 | 437.8466 |  | 558.3857
20.9825 | 431.8626 |  | 550.7544
21.0257 | 429.6469 |  | 547.9287
21.0689 | 429.4917 |  | 547.7308
21.1121 | 421.4895 |  | 537.5255
21.1552 | 416.8745 |  | 531.6401
21.1984 | 415.689 |  | 530.1282
21.2416 | 418.3141 |  | 533.476
21.2848 | 413.2615 |  | 527.0324
21.328 | 412.2736 |  | 525.7726
21.3711 | 410.199 |  | 523.1267
21.4143 | 405.4992 |  | 517.1332
21.4575 | 398.0334 |  | 507.612
21.5006 | 395.1544 |  | 503.9404
21.5438 | 395.0696 |  | 503.8322
21.587 | 393.5455 |  | 501.8885
21.6302 | 391.7107 |  | 499.5486
21.6733 | 388.3235 |  | 495.229
21.7165 | 383.2146 |  | 488.7136
21.7597 | 376.2569 |  | 479.8404
21.8029 | 372.2064 |  | 474.6748
21.846 | 370.922 |  | 473.0369
21.8892 | 371.5431 |  | 473.8289
21.9324 | 377.1742 |  | 481.0102
21.9756 | 381.7186 |  | 486.8057
22.0187 | 380.7731 |  | 485.5999
22.0619 | 377.6399 |  | 481.6042
22.1051 | 372.4744 |  | 475.0167
22.1483 | 367.4501 |  | 468.6092
22.1914 | 365.686 |  | 466.3594
22.2346 | 364.1901 |  | 464.4516
22.2778 | 367.3796 |  | 468.5192
22.3209 | 365.8695 |  | 466.5934
22.3641 | 364.2324 |  | 464.5056
22.4073 | 359.5187 |  | 458.4942
22.4505 | 357.317 |  | 455.6864
22.4936 | 349.9075 |  | 446.237
22.5368 | 349.3431 |  | 445.5172
22.58 | 346.0124 |  | 441.2696
22.6232 | 343.4438 |  | 437.9938
22.6663 | 341.1151 |  | 435.0241
22.7095 | 336.4435 |  | 429.0664
22.7527 | 325.6753 |  | 415.3337
22.7959 | 322.3587 |  | 411.1041
22.839 | 316.4311 |  | 403.5446
22.8822 | 312.4795 |  | 398.5051
22.9254 | 314.9916 |  | 401.7088
22.9686 | 316.9674 |  | 404.2285
23.0117 | 314.9492 |  | 401.6548
23.0549 | 318.0824 |  | 405.6505
23.0981 | 317.4896 |  | 404.8945
23.1412 | 314.8927 |  | 401.5827
23.1844 | 317.2779 |  | 404.6245
23.2276 | 315.5702 |  | 402.4466
23.2708 | 316.0784 |  | 403.0948
23.3139 | 253.3877 |  | 323.1453
23.3571 | 190.0337 |  | 242.35
23.4003 | 126.1152 |  | 160.8347
23.4435 | 64.5113 |  | 82.2712
23.4866 | 0 |  | 0
23.5298 | 0 |  | 0
23.573 | 0 |  | 0
23.6162 | 0 |  | 0
23.6593 | 0 |  | 0
23.7025 | 0 |  | 0
23.7457 | 0 |  | 0
23.7889 | 0 |  | 0
23.832 | 0 |  | 0
23.8752 | 0 |  | 0
23.9184 | 0 |  | 0
23.9616 | 0 |  | 0
24.0047 | 0 |  | 0
24.0479 | 0 |  | 0
24.0911 | 0 |  | 0
24.1343 | 0 |  | 0
24.1774 | 0 |  | 0
24.2206 | 0 |  | 0
24.2638 | 0 |  | 0
24.307 | 0 |  | 0
24.3501 | 0 |  | 0
24.3933 | 0 |  | 0
24.4365 | 0 |  | 0
24.4796 | 0 |  | 0
24.5228 | 0 |  | 0
24.566 | 0 |  | 0
24.6092 | 0 |  | 0
24.6523 | 0 |  | 0
24.6955 | 0 |  | 0
24.7387 | 0 |  | 0
24.7819 | 0 |  | 0
24.825 | 0 |  | 0
24.8682 | 0 |  | 0
24.9114 | 0 |  | 0
24.9546 | 0 |  | 0
24.9977 | 0 |  | 0
25.0409 | 0 |  | 0
25.0841 | 0 |  | 0
25.1273 | 0 |  | 0
25.1704 | 0 |  | 0
25.2136 | 0 |  | 0
25.2568 | 0 |  | 0
25.2999 | 0 |  | 0
25.3431 | 0 |  | 0
25.3863 | 0 |  | 0
25.4295 | 0 |  | 0
25.4727 | 0 |  | 0
25.5158 | 0 |  | 0
25.559 | 0 |  | 0
25.6022 | 0 |  | 0
25.6453 | 0 |  | 0
25.6885 | 0 |  | 0
25.7317 | 0 |  | 0
25.7749 | 0 |  | 0
25.818 | 0 |  | 0
25.8612 | 0 |  | 0
25.9044 | 0 |  | 0
25.9476 | 0 |  | 0
25.9907 | 0 |  | 0
26.0339 | 0 |  | 0
26.0771 | 0 |  | 0
26.1203 | 0 |  | 0
26.1634 | 0 |  | 0
26.2066 | 0 |  | 0
26.2498 | 0 |  | 0
26.293 | 0 |  | 0
26.3361 | 0 |  | 0
26.3793 | 0 |  | 0
26.4225 | 0 |  | 0
26.4657 | 0 |  | 0
26.5088 | 0 |  | 0
26.552 | 0 |  | 0
26.5952 | 0 |  | 0
26.6383 | 0 |  | 0
26.6815 | 0 |  | 0
26.7247 | 0 |  | 0
26.7679 | 0 |  | 0
26.811 | 0 |  | 0
26.8542 | 0 |  | 0
26.8974 | 0 |  | 0
26.9406 | 0 |  | 0
26.9837 | 0 |  | 0
27.0269 | 0 |  | 0
27.0701 | 0 |  | 0
27.1133 | 0 |  | 0
27.1564 | 0 |  | 0
27.1996 | 0 |  | 0
27.2428 | 0 |  | 0
27.286 | 0 |  | 0
27.3291 | 0 |  | 0
27.3723 | 0 |  | 0
27.4155 | 0 |  | 0
27.4586 | 0 |  | 0
27.5018 | 0 |  | 0
27.545 | 0 |  | 0
27.5882 | 0 |  | 0
27.6314 | 0 |  | 0
27.6745 | 0 |  | 0
27.7177 | 0 |  | 0
27.7609 | 0 |  | 0
27.804 | 0 |  | 0
27.8472 | 0 |  | 0
27.8904 | 0 |  | 0
27.9336 | 0 |  | 0
27.9767 | 0 |  | 0
28.0199 | 0 |  | 0
28.0631 | 0 |  | 0
28.1063 | 0 |  | 0
28.1494 | 0 |  | 0
28.1926 | 0 |  | 0
28.2358 | 0 |  | 0
28.279 | 0 |  | 0
28.3221 | 0 |  | 0
28.3653 | 0 |  | 0
28.4085 | 0 |  | 0
28.4517 | 0 |  | 0
28.4948 | 0 |  | 0
28.538 | 0 |  | 0
28.5812 | 0 |  | 0
28.6243 | 0 |  | 0
28.6675 | 0 |  | 0
28.7107 | 0 |  | 0
28.7539 | 0 |  | 0
28.797 | 0 |  | 0
28.8402 | 0 |  | 0
28.8834 | 0 |  | 0
28.9266 | 0 |  | 0
28.9697 | 0 |  | 0
29.0129 | 0 |  | 0
29.0561 | 0 |  | 0
29.0993 | 0 |  | 0
29.1424 | 0 |  | 0
29.1856 | 0 |  | 0
29.2288 | 0 |  | 0
29.272 | 0 |  | 0
29.3151 | 0 |  | 0
29.3583 | 0 |  | 0
29.4015 | 0 |  | 0
29.4446 | 0 |  | 0
29.4878 | 0 |  | 0
29.531 | 0 |  | 0
29.5742 | 0 |  | 0
29.6173 | 0 |  | 0
29.6605 | 0 |  | 0
29.7037 | 0 |  | 0
29.7469 | 0 |  | 0
29.7901 | 0 |  | 0
29.8332 | 0 |  | 0
29.8764 | 0 |  | 0
29.9196 | 0 |  | 0
29.9627 | 0 |  | 0
30.0059 | 0 |  | 0
30.0491 | 0 |  | 0

## Wide Oval
Desire
D22 Studio HD | 2016-01-19
Diffusion
Wide Oval | Beam Angle | Field Angle
Horizontal | 55.2 | 87
[5 empty] | Power Consump (Watts) | Efficacy (lm/W)
Mode | Accessory Lens | Max Candela | Field Lumens | Beam Lumens
Boost Full | Wide Oval | 7759.0272 | 2042.3338 | 986.317 | 53.4 | 38.246
Regulated Full | Wide Oval | 7524.27 | 1980.5409 | 956.475 | 51.4 | 38.5319
Regulated 3200K | Wide Oval | 6314.3674 | 1662.0699 | 802.6738 | 41.9 | 39.6675
Regulated 5600K | Wide Oval | 6629.6343 | 1745.0546 | 842.7501 | 45.8 | 38.1016
| For Field width at any distance, multiply distance by |  |  |  | 1.8979
| For Beam width at any distance, multiply distance by |  |  |  | 1.0456
Dist for 1.0 fc
Regulated mode | Throw Distance (ft) | 10 | 15 | 20 | 25 | 86.7426
| Throw Distance (m) | 3.048 | 4.572 | 6.096 | 7.62 | 26.4391
| Field Width (ft) | 18.9793 | 28.4689 | 37.9586 | 47.4482 | 164.6312
| Field Width (m) | 5.7849 | 8.6773 | 11.5698 | 14.4622 | 50.1796
| Illuminance (fc) | 75.2427 | 33.4412 | 18.8107 | 12.0388 | 1
| Illuminance (lux) | 809.9049 | 359.9577 | 202.4762 | 129.5848 | 10.8
| Beam Angle | Field Angle
Vertical | 17.2 | 36.5
| For Field height at any distance, multiply distance by |  |  |  | 0.6595
| For Beam height at any distance, multiply distance by |  |  |  | 0.30247
Test Distance (m) | Iso-Illuminance Diagram grid lines
1.69 | 0.3 | 0.6 | 0.9 | 1.2 | 1.5
| 0.17751 | 0.35503 | 0.53254 | 0.71006 | 0.88757
Regulated mode
Measurement: Full Regulated Warm - WO - Subframed - Make Intensity
Degrees | (Cd)
-46.9397 | 423.1805 |  | 539.6821
-46.8792 | 422.4098 |  | 538.6993
-46.8187 | 426.6599 |  | 544.1194
-46.7582 | 433.7526 |  | 553.1647
-46.6977 | 438.5294 |  | 559.2565
-46.6373 | 443.1132 |  | 565.1022
-46.5768 | 447.8417 |  | 571.1326
-46.5163 | 453.873 |  | 578.8243
-46.4558 | 455.7387 |  | 581.2035
-46.3953 | 461.7377 |  | 588.854
-46.3348 | 463.909 |  | 591.6231
-46.2743 | 471.5003 |  | 601.3044
-46.2138 | 472.2562 |  | 602.2684
-46.1534 | 479.7833 |  | 611.8676
-46.0929 | 487.4228 |  | 621.6104
-46.0324 | 491.7493 |  | 627.1279
-45.9719 | 493.229 |  | 629.015
-45.9114 | 496.3492 |  | 632.9941
-45.8509 | 499.7588 |  | 637.3424
-45.7904 | 502.5091 |  | 640.8499
-45.7299 | 510.197 |  | 650.6543
-45.6694 | 520.4742 |  | 663.7607
-45.609 | 527.7278 |  | 673.0113
-45.5485 | 530.9124 |  | 677.0725
-45.488 | 535.657 |  | 683.1234
-45.4275 | 538.9701 |  | 687.3486
-45.367 | 543.3608 |  | 692.9481
-45.3065 | 544.905 |  | 694.9173
-45.246 | 551.3865 |  | 703.1833
-45.1855 | 555.0696 |  | 707.8803
-45.125 | 560.554 |  | 714.8746
-45.0645 | 564.6713 |  | 720.1254
-45.0041 | 575.7207 |  | 734.2166
-44.9436 | 581.4463 |  | 741.5184
-44.8831 | 587.3811 |  | 749.0871
-44.8226 | 592.5921 |  | 755.7327
-44.7621 | 599.2506 |  | 764.2243
-44.7016 | 605.7644 |  | 772.5314
-44.6411 | 611.9405 |  | 780.4077
-44.5806 | 619.0653 |  | 789.494
-44.5201 | 622.6841 |  | 794.109
-44.4597 | 626.9463 |  | 799.5446
-44.3992 | 629.8733 |  | 803.2775
-44.3387 | 638.6228 |  | 814.4357
-44.2782 | 641.0996 |  | 817.5943
-44.2177 | 645.2169 |  | 822.8451
-44.1572 | 648.7874 |  | 827.3986
-44.0967 | 657.6655 |  | 838.7207
-44.0362 | 661.5737 |  | 843.705
-43.9757 | 671.272 |  | 856.0732
-43.9153 | 681.5171 |  | 869.1388
-43.8548 | 689.5267 |  | 879.3533
-43.7943 | 691.0223 |  | 881.2608
-43.7338 | 694.9307 |  | 886.2452
-43.6733 | 700.5116 |  | 893.3624
-43.6128 | 708.6337 |  | 903.7206
-43.5523 | 716.6754 |  | 913.9761
-43.4918 | 726.3576 |  | 926.3238
-43.4313 | 735.2516 |  | 937.6664
-43.3708 | 742.1032 |  | 946.4042
-43.3103 | 743.985 |  | 948.8041
-43.2499 | 749.1959 |  | 955.4495
-43.1894 | 756.3853 |  | 964.6181
-43.1289 | 759.8272 |  | 969.0076
-43.0684 | 763.2208 |  | 973.3354
-43.0079 | 773.1602 |  | 986.0112
-42.9474 | 781.99 |  | 997.2718
-42.8869 | 786.5576 |  | 1003.0969
-42.8264 | 798.7006 |  | 1018.5829
-42.7659 | 808.1737 |  | 1030.6639
-42.7055 | 817.5987 |  | 1042.6836
-42.645 | 822.4718 |  | 1048.8983
-42.5845 | 828.2779 |  | 1056.3028
-42.524 | 829.7576 |  | 1058.1899
-42.4635 | 837.3812 |  | 1067.9123
-42.403 | 841.9489 |  | 1073.7374
-42.3425 | 851.1163 |  | 1085.4287
-42.282 | 860.7825 |  | 1097.7559
-42.2216 | 867.1997 |  | 1105.9397
-42.1611 | 872.4429 |  | 1112.6265
-42.1006 | 879.1979 |  | 1121.2411
-42.0401 | 886.2424 |  | 1130.225
-41.9796 | 892.2577 |  | 1137.8962
-41.9191 | 904.7866 |  | 1153.8743
-41.8586 | 916.2862 |  | 1168.5398
-41.7981 | 924.6978 |  | 1179.2672
-41.7376 | 932.7074 |  | 1189.4817
-41.6771 | 943.5636 |  | 1203.3267
-41.6166 | 949.3054 |  | 1210.6492
-41.5562 | 952.7794 |  | 1215.0796
-41.4957 | 960.0169 |  | 1224.3095
-41.4352 | 970.2138 |  | 1237.3137
-41.3747 | 981.6651 |  | 1251.9175
-41.3142 | 991.3152 |  | 1264.2242
-41.2537 | 1000.3701 |  | 1275.7719
-41.1932 | 1008.2832 |  | 1285.8635
-41.1327 | 1011.2907 |  | 1289.699
-41.0722 | 1012.32 |  | 1291.0117
-41.0118 | 1017.2256 |  | 1297.2678
-40.9513 | 1025.3476 |  | 1307.6258
-40.8908 | 1032.8425 |  | 1317.1841
-40.8303 | 1038.7933 |  | 1324.7731
-40.7698 | 1045.6449 |  | 1333.5109
-40.7093 | 1051.9656 |  | 1341.5718
-40.6488 | 1059.2192 |  | 1350.8222
-40.5883 | 1066.4407 |  | 1360.0318
-40.5278 | 1078.9053 |  | 1375.928
-40.4674 | 1090.2601 |  | 1390.4087
-40.4069 | 1101.9205 |  | 1405.2793
-40.3464 | 1112.1496 |  | 1418.3244
-40.2859 | 1120.336 |  | 1428.7645
-40.2254 | 1127.4288 |  | 1437.81
-40.1649 | 1135.5992 |  | 1448.2296
-40.1044 | 1145.8443 |  | 1461.2952
-40.0439 | 1157.6013 |  | 1476.2889
-39.9834 | 1170.5645 |  | 1492.8209
-39.923 | 1186.4709 |  | 1513.1063
-39.8625 | 1196.2978 |  | 1525.6386
-39.802 | 1199.9971 |  | 1530.3563
-39.7415 | 1205.015 |  | 1536.7557
-39.681 | 1210.226 |  | 1543.4013
-39.6205 | 1212.7189 |  | 1546.5804
-39.56 | 1219.9243 |  | 1555.7695
-39.4995 | 1231.2953 |  | 1570.2708
-39.439 | 1239.4817 |  | 1580.711
-39.3785 | 1249.3409 |  | 1593.2844
-39.3181 | 1256.8034 |  | 1602.8014
-39.2576 | 1264.1858 |  | 1612.2161
-39.1971 | 1272.9351 |  | 1623.3741
-39.1366 | 1284.7729 |  | 1638.4709
-39.0761 | 1295.4842 |  | 1652.131
-39.0156 | 1310.5863 |  | 1671.3907
-38.9551 | 1326.1551 |  | 1691.2456
-38.8946 | 1338.282 |  | 1706.711
-38.8341 | 1348.6081 |  | 1719.8799
-38.7737 | 1359.1102 |  | 1733.2732
-38.7132 | 1366.5248 |  | 1742.729
-38.6527 | 1375.3702 |  | 1754.0097
-38.5922 | 1384.2642 |  | 1765.3521
-38.5317 | 1396.2622 |  | 1780.6532
-38.4712 | 1406.6036 |  | 1793.8416
-38.4107 | 1412.8118 |  | 1801.7589
-38.3502 | 1419.7928 |  | 1810.6617
-38.2897 | 1429.0247 |  | 1822.4352
-38.2293 | 1434.3796 |  | 1829.2644
-38.1688 | 1443.998 |  | 1841.5306
-38.1083 | 1457.219 |  | 1858.3914
-38.0478 | 1468.2516 |  | 1872.4613
-37.9873 | 1481.4076 |  | 1889.2391
-37.9268 | 1493.1493 |  | 1904.2133
-37.8663 | 1496.7036 |  | 1908.746
-37.8058 | 1505.8066 |  | 1920.3552
-37.7453 | 1515.666 |  | 1932.9288
-37.6848 | 1527.02 |  | 1947.4086
-37.6244 | 1536.4776 |  | 1959.4699
-37.5639 | 1553.4621 |  | 1981.1302
-37.5034 | 1565.6527 |  | 1996.6768
-37.4429 | 1576.4761 |  | 2010.48
-37.3824 | 1582.2341 |  | 2017.8232
-37.3219 | 1591.6917 |  | 2029.8845
-37.2614 | 1601.6633 |  | 2042.6012
-37.2009 | 1613.0989 |  | 2057.185
-37.1404 | 1622.5871 |  | 2069.2854
-37.0799 | 1636.9024 |  | 2087.5416
-37.0195 | 1647.4364 |  | 2100.9756
-36.959 | 1655.3981 |  | 2111.1292
-36.8985 | 1663.0537 |  | 2120.8924
-36.838 | 1675.3412 |  | 2136.5626
-36.7775 | 1687.1148 |  | 2151.5775
-36.717 | 1703.6962 |  | 2172.7238
-36.6565 | 1714.8577 |  | 2186.958
-36.596 | 1728.4001 |  | 2204.2286
-36.5356 | 1738.4367 |  | 2217.0283
-36.4751 | 1748.3279 |  | 2229.6426
-36.4146 | 1752.9598 |  | 2235.5496
-36.3541 | 1763.1086 |  | 2248.4924
-36.2936 | 1770.6036 |  | 2258.0507
-36.2331 | 1781.0419 |  | 2271.3627
-36.1726 | 1794.9057 |  | 2289.0432
-36.1121 | 1808.5119 |  | 2306.3952
-36.0516 | 1821.3949 |  | 2322.825
-35.9911 | 1829.7737 |  | 2333.5103
-35.9307 | 1844.5225 |  | 2352.3195
-35.8702 | 1856.231 |  | 2367.2514
-35.8097 | 1868.1972 |  | 2382.5119
-35.7492 | 1877.0427 |  | 2393.7925
-35.6887 | 1892.5146 |  | 2413.5239
-35.6282 | 1901.1522 |  | 2424.5394
-35.5677 | 1910.416 |  | 2436.3535
-35.5072 | 1920.9181 |  | 2449.7468
-35.4467 | 1933.4147 |  | 2465.6838
-35.3862 | 1943.2256 |  | 2478.1956
-35.3258 | 1953.7609 |  | 2491.6312
-35.2653 | 1963.8294 |  | 2504.4716
-35.2048 | 1978.0949 |  | 2522.6644
-35.1443 | 1996.3329 |  | 2545.9234
-35.0838 | 2011.1137 |  | 2564.7733
-35.0233 | 2022.3083 |  | 2579.0497
-34.9628 | 2031.5236 |  | 2590.802
-34.9023 | 2042.5575 |  | 2604.8735
-34.8419 | 2049.7629 |  | 2614.0626
-34.7814 | 2056.9199 |  | 2623.1899
-34.7209 | 2070.9444 |  | 2641.0754
-34.6604 | 2086.1268 |  | 2660.4375
-34.5999 | 2097.8035 |  | 2675.3288
-34.5394 | 2109.753 |  | 2690.568
-34.4789 | 2125.29 |  | 2710.3823
-34.4184 | 2135.8087 |  | 2723.7968
-34.3579 | 2140.7619 |  | 2730.1137
-34.2974 | 2144.2206 |  | 2734.5245
-34.237 | 2151.4247 |  | 2743.7119
-34.1765 | 2163.8423 |  | 2759.5481
-34.116 | 2179.0082 |  | 2778.8891
-34.0555 | 2198.1964 |  | 2803.3598
-33.995 | 2219.314 |  | 2830.2912
-33.9345 | 2239.1921 |  | 2855.6417
-33.874 | 2253.9091 |  | 2874.4103
-33.8135 | 2266.3407 |  | 2890.2643
-33.753 | 2282.1034 |  | 2910.3665
-33.6925 | 2299.408 |  | 2932.435
-33.6321 | 2313.8355 |  | 2950.8344
-33.5716 | 2327.4416 |  | 2968.1863
-33.5111 | 2342.6891 |  | 2987.6314
-33.4506 | 2355.0736 |  | 3003.4253
-33.3901 | 2363.7265 |  | 3014.4604
-33.3296 | 2372.6523 |  | 3025.8435
-33.2691 | 2383.1391 |  | 3039.2173
-33.2086 | 2393.77 |  | 3052.7749
-33.1482 | 2403.3717 |  | 3065.0199
-33.0877 | 2414.9196 |  | 3079.7469
-33.0272 | 2426.9342 |  | 3095.0691
-32.9667 | 2437.259 |  | 3108.2364
-32.9062 | 2447.6973 |  | 3121.5484
-32.8457 | 2459.1011 |  | 3136.0916
-32.7852 | 2466.2415 |  | 3145.1977
-32.7247 | 2479.4944 |  | 3162.0992
-32.6642 | 2496.2697 |  | 3183.4927
-32.6037 | 2514.7806 |  | 3207.0998
-32.5433 | 2532.8746 |  | 3230.175
-32.4828 | 2548.6692 |  | 3250.3178
-32.4223 | 2560.49 |  | 3265.3928
-32.3618 | 2572.2304 |  | 3280.3654
-32.3013 | 2582.4442 |  | 3293.3911
-32.2408 | 2591.3866 |  | 3304.7954
-32.1803 | 2604.2213 |  | 3321.1634
-32.1198 | 2619.4203 |  | 3340.5467
-32.0593 | 2630.5333 |  | 3354.7191
-31.9989 | 2640.5686 |  | 3367.5171
-31.9384 | 2654.5778 |  | 3385.383
-31.8779 | 2673.09 |  | 3408.9917
-31.8174 | 2689.2863 |  | 3429.6468
-31.7569 | 2707.8458 |  | 3453.3157
-31.6964 | 2725.7472 |  | 3476.1453
-31.6359 | 2738.9197 |  | 3492.9443
-31.5754 | 2751.4317 |  | 3508.9008
-31.5149 | 2764.1541 |  | 3525.1257
-31.4545 | 2775.5247 |  | 3539.6266
-31.394 | 2784.8369 |  | 3551.5025
-31.3335 | 2791.8817 |  | 3560.4867
-31.273 | 2800.7437 |  | 3571.7885
-31.2125 | 2811.1655 |  | 3585.0793
-31.152 | 2823.5499 |  | 3600.8732
-31.0915 | 2839.0703 |  | 3620.6664
-31.031 | 2864.6107 |  | 3653.2381
-30.9705 | 2883.9583 |  | 3677.912
-30.91 | 2899.0936 |  | 3697.214
-30.8496 | 2914.035 |  | 3716.2688
-30.7891 | 2928.6385 |  | 3734.8926
-30.7286 | 2936.729 |  | 3745.2104
-30.6681 | 2949.9487 |  | 3762.0696
-30.6076 | 2964.44 |  | 3780.5503
-30.5471 | 2975.345 |  | 3794.4575
-30.4866 | 2988.9193 |  | 3811.7688
-30.4261 | 3004.6323 |  | 3831.8076
-30.3656 | 3022.0032 |  | 3853.9606
-30.3052 | 3042.5253 |  | 3880.1325
-30.2447 | 3060.0875 |  | 3902.5295
-30.1842 | 3069.2875 |  | 3914.2623
-30.1237 | 3075.7532 |  | 3922.5081
-30.0632 | 3081.8645 |  | 3930.3018
-30.0027 | 3088.3634 |  | 3938.5898
-29.9422 | 3100.0872 |  | 3953.5413
-29.8817 | 3118.3585 |  | 3976.8425
-29.8212 | 3138.3501 |  | 4002.3378
-29.7608 | 3151.844 |  | 4019.5467
-29.7003 | 3166.2064 |  | 4037.8631
-29.6398 | 3182.2892 |  | 4058.3735
-29.5793 | 3196.2818 |  | 4076.2182
-29.5188 | 3206.9459 |  | 4089.8181
-29.4583 | 3222.3528 |  | 4109.4665
-29.3978 | 3233.467 |  | 4123.6405
-29.3373 | 3244.645 |  | 4137.8958
-29.2768 | 3263.8651 |  | 4162.4071
-29.2163 | 3284.5964 |  | 4188.8457
-29.1559 | 3302.61 |  | 4211.8185
-29.0954 | 3320.0765 |  | 4234.0935
-29.0349 | 3340.0196 |  | 4259.527
-28.9744 | 3352.7739 |  | 4275.7926
-28.9139 | 3364.0323 |  | 4290.1503
-28.8534 | 3373.1991 |  | 4301.8408
-28.7929 | 3380.8866 |  | 4311.6447
-28.7324 | 3388.9452 |  | 4321.9219
-28.6719 | 3398.8046 |  | 4334.4955
-28.6115 | 3410.7223 |  | 4349.6941
-28.551 | 3430.9702 |  | 4375.5163
-28.4905 | 3453.793 |  | 4404.6222
-28.43 | 3472.128 |  | 4428.0048
-28.3695 | 3489.0002 |  | 4449.5219
-28.309 | 3504.8904 |  | 4469.7867
-28.2485 | 3514.8773 |  | 4482.523
-28.188 | 3523.5634 |  | 4493.6003
-28.1275 | 3533.3411 |  | 4506.0699
-28.067 | 3548.8781 |  | 4525.8842
-28.0066 | 3568.8212 |  | 4551.3177
-27.9461 | 3590.3725 |  | 4578.802
-27.8856 | 3610.8309 |  | 4604.8926
-27.8251 | 3630.4054 |  | 4629.8561
-27.7646 | 3641.9686 |  | 4644.6025
-27.7041 | 3646.8747 |  | 4650.8593
-27.6436 | 3650.9913 |  | 4656.1092
-27.5831 | 3657.6497 |  | 4664.6006
-27.5226 | 3667.3317 |  | 4676.9482
-27.4622 | 3685.5379 |  | 4700.1665
-27.4017 | 3712.9288 |  | 4735.0981
-27.3412 | 3739.9486 |  | 4769.5565
-27.2807 | 3762.5622 |  | 4798.3956
-27.2202 | 3783.8725 |  | 4825.5726
-27.1597 | 3790.0322 |  | 4833.428
-27.0992 | 3787.2826 |  | 4829.9216
-27.0387 | 3790.161 |  | 4833.5923
-26.9782 | 3796.3845 |  | 4841.5291
-26.9178 | 3800.3251 |  | 4846.5546
-26.8573 | 3814.2858 |  | 4864.3587
-26.7968 | 3837.3815 |  | 4893.8127
-26.7363 | 3855.7331 |  | 4917.2164
-26.6758 | 3872.8298 |  | 4939.0198
-26.6153 | 3888.655 |  | 4959.2017
-26.5548 | 3901.6184 |  | 4975.7339
-26.4943 | 3909.3709 |  | 4985.6208
-26.4338 | 3918.0557 |  | 4996.6965
-26.3733 | 3928.0758 |  | 5009.475
-26.3129 | 3942.6792 |  | 5028.0988
-26.2524 | 3962.1084 |  | 5052.8769
-26.1919 | 3983.8854 |  | 5080.6491
-26.1314 | 4006.8842 |  | 5109.9794
-26.0709 | 4026.7955 |  | 5135.3722
-26.0104 | 4038.2145 |  | 5149.9349
-25.9499 | 4047.5267 |  | 5161.8108
-25.8894 | 4055.0867 |  | 5171.4521
-25.8289 | 4060.7478 |  | 5178.6716
-25.7685 | 4068.5488 |  | 5188.6203
-25.708 | 4083.4086 |  | 5207.571
-25.6475 | 4099.2835 |  | 5227.8163
-25.587 | 4116.5256 |  | 5249.8051
-25.5265 | 4134.265 |  | 5272.4281
-25.466 | 4153.0986 |  | 5296.4467
-25.4055 | 4169.7604 |  | 5317.6955
-25.345 | 4181.7113 |  | 5332.9364
-25.2845 | 4190.2354 |  | 5343.8071
-25.224 | 4198.4215 |  | 5354.2469
-25.1636 | 4209.31 |  | 5368.1331
-25.1031 | 4222.6267 |  | 5385.1158
-25.0426 | 4239.4823 |  | 5406.6118
-24.9821 | 4257.4794 |  | 5429.5634
-24.9216 | 4278.4683 |  | 5456.3306
-24.8611 | 4297.9778 |  | 5481.2111
-24.8006 | 4315.1382 |  | 5503.0958
-24.7401 | 4329.6295 |  | 5521.5765
-24.6796 | 4343.1719 |  | 5538.8471
-24.6192 | 4352.8055 |  | 5551.1329
-24.5587 | 4361.1689 |  | 5561.7987
-24.4982 | 4369.1306 |  | 5571.9523
-24.4377 | 4378.6201 |  | 5584.0542
-24.3772 | 4391.2137 |  | 5600.1148
-24.3167 | 4403.3724 |  | 5615.6208
-24.2562 | 4414.6308 |  | 5629.9786
-24.1957 | 4427.8186 |  | 5646.7971
-24.1352 | 4446.6204 |  | 5670.775
-24.0748 | 4463.6852 |  | 5692.5377
-24.0143 | 4474.589 |  | 5706.4433
-23.9538 | 4489.7396 |  | 5725.7649
-23.8933 | 4508.3169 |  | 5749.4565
-23.8328 | 4526.5702 |  | 5772.735
-23.7723 | 4541.1265 |  | 5791.2986
-23.7118 | 4561.8897 |  | 5817.7779
-23.6513 | 4579.967 |  | 5840.832
-23.5908 | 4594.6355 |  | 5859.5387
-23.5303 | 4602.323 |  | 5869.3426
-23.4699 | 4609.5119 |  | 5878.5105
-23.4094 | 4612.3915 |  | 5882.1829
-23.3489 | 4614.3211 |  | 5884.6437
-23.2884 | 4617.5055 |  | 5888.7048
-23.2279 | 4624.2289 |  | 5897.2791
-23.1674 | 4635.4069 |  | 5911.5344
-23.1069 | 4651.7958 |  | 5932.4351
-23.0464 | 4667.7829 |  | 5952.8236
-22.9859 | 4681.7589 |  | 5970.6472
-22.9255 | 4694.8512 |  | 5987.3437
-22.865 | 4708.0722 |  | 6004.2045
-22.8045 | 4723.2546 |  | 6023.5666
-22.744 | 4739.7073 |  | 6044.5487
-22.6835 | 4751.9629 |  | 6060.1783
-22.623 | 4761.3236 |  | 6072.116
-22.5625 | 4770.4433 |  | 6083.7463
-22.502 | 4783.6631 |  | 6100.6055
-22.4415 | 4802.8831 |  | 6125.1168
-22.381 | 4830.3212 |  | 6160.1086
-22.3206 | 4856.6332 |  | 6193.6643
-22.2601 | 4881.1291 |  | 6224.904
-22.1996 | 4897.6468 |  | 6245.969
-22.1391 | 4901.6666 |  | 6251.0954
-22.0786 | 4902.2137 |  | 6251.7931
-22.0181 | 4909.5326 |  | 6261.1269
-21.9576 | 4921.9642 |  | 6276.981
-21.8971 | 4930.5368 |  | 6287.9136
-21.8366 | 4936.6965 |  | 6295.769
-21.7762 | 4940.3311 |  | 6300.4043
-21.7157 | 4943.7247 |  | 6304.7321
-21.6552 | 4948.3247 |  | 6310.5985
-21.5947 | 4960.5 |  | 6326.1256
-21.5342 | 4979.8488 |  | 6350.8012
-21.4737 | 4998.5537 |  | 6374.6555
-21.4132 | 5012.9964 |  | 6393.0743
-21.3527 | 5020.3141 |  | 6402.4066
-21.2922 | 5023.4182 |  | 6406.3652
-21.2318 | 5031.4436 |  | 6416.6001
-21.1713 | 5043.8447 |  | 6432.4151
-21.1108 | 5058.1739 |  | 6450.6892
-21.0503 | 5079.4204 |  | 6477.7849
-20.9898 | 5104.6076 |  | 6509.9061
-20.9293 | 5123.8761 |  | 6534.4792
-20.8688 | 5138.3661 |  | 6552.9582
-20.8083 | 5150.8793 |  | 6568.9164
-20.7478 | 5159.8051 |  | 6580.2995
-20.6873 | 5169.0052 |  | 6592.0323
-20.6269 | 5180.9547 |  | 6607.2715
-20.5664 | 5194.6425 |  | 6624.7276
-20.5059 | 5205.5144 |  | 6638.5926
-20.4454 | 5212.8806 |  | 6647.9866
-20.3849 | 5221.4366 |  | 6658.898
-20.3244 | 5230.2667 |  | 6670.1592
-20.2639 | 5240.7051 |  | 6683.4712
-20.2034 | 5257.3184 |  | 6704.6582
-20.1429 | 5276.1201 |  | 6728.636
-20.0825 | 5290.1612 |  | 6746.5426
-20.022 | 5299.8433 |  | 6758.8901
-19.9615 | 5309.3481 |  | 6771.0116
-19.901 | 5320.3973 |  | 6785.1027
-19.8405 | 5328.1345 |  | 6794.97
-19.78 | 5336.2238 |  | 6805.2862
-19.7195 | 5348.7051 |  | 6821.2036
-19.659 | 5364.9652 |  | 6841.9401
-19.5985 | 5378.0408 |  | 6858.6155
-19.538 | 5386.6938 |  | 6869.6506
-19.4776 | 5397.9993 |  | 6884.0685
-19.4171 | 5410.2396 |  | 6899.6786
-19.3566 | 5412.6525 |  | 6902.7557
-19.2961 | 5413.3118 |  | 6903.5966
-19.2356 | 5422.9289 |  | 6915.8612
-19.1751 | 5425.922 |  | 6919.6783
-19.1146 | 5426.853 |  | 6920.8656
-19.0541 | 5438.5143 |  | 6935.7373
-18.9936 | 5444.8028 |  | 6943.757
-18.9332 | 5448.7919 |  | 6948.8444
-18.8727 | 5467.095 |  | 6972.1863
-18.8122 | 5483.3385 |  | 6992.9016
-18.7517 | 5489.4345 |  | 7000.6758
-18.6912 | 5497.2661 |  | 7010.6635
-18.6307 | 5510.8901 |  | 7028.0382
-18.5702 | 5524.6085 |  | 7045.5333
-18.5097 | 5540.7564 |  | 7066.1266
-18.4492 | 5561.8575 |  | 7093.0369
-18.3888 | 5587.4948 |  | 7125.7322
-18.3283 | 5612.4078 |  | 7157.5037
-18.2678 | 5632.0449 |  | 7182.5469
-18.2073 | 5653.8704 |  | 7210.3809
-18.1468 | 5675.1653 |  | 7237.5384
-18.0863 | 5695.3495 |  | 7263.2792
-18.0258 | 5711.6109 |  | 7284.0173
-17.9653 | 5722.354 |  | 7297.718
-17.9048 | 5727.3391 |  | 7304.0756
-17.8443 | 5733.1775 |  | 7311.5212
-17.7839 | 5739.6751 |  | 7319.8077
-17.7234 | 5744.0188 |  | 7325.3472
-17.6629 | 5748.0385 |  | 7330.4735
-17.6024 | 5753.6205 |  | 7337.5923
-17.5419 | 5759.1681 |  | 7344.6671
-17.4814 | 5764.6531 |  | 7351.6622
-17.4209 | 5771.1342 |  | 7359.9275
-17.3604 | 5779.0793 |  | 7370.0599
-17.2999 | 5786.2848 |  | 7379.249
-17.2395 | 5788.199 |  | 7381.6902
-17.179 | 5793.7325 |  | 7388.7471
-17.1185 | 5803.9936 |  | 7401.833
-17.058 | 5811.954 |  | 7411.985
-16.9975 | 5822.5696 |  | 7425.523
-16.937 | 5840.5985 |  | 7448.5153
-16.8765 | 5859.9958 |  | 7473.2527
-16.816 | 5876.8821 |  | 7494.7877
-16.7555 | 5891.9855 |  | 7514.0491
-16.6951 | 5906.3479 |  | 7532.3655
-16.6346 | 5919.0384 |  | 7548.5497
-16.5741 | 5928.1402 |  | 7560.1572
-16.5136 | 5935.3788 |  | 7569.3886
-16.4531 | 5944.9806 |  | 7581.6337
-16.3926 | 5952.5877 |  | 7591.3351
-16.3321 | 5957.1877 |  | 7597.2015
-16.2716 | 5959.6478 |  | 7600.3388
-16.2111 | 5964.6661 |  | 7606.7387
-16.1506 | 5974.4119 |  | 7619.1675
-16.0902 | 5980.7489 |  | 7627.2491
-16.0297 | 5988.2438 |  | 7636.8074
-15.9692 | 6002.1408 |  | 7654.5301
-15.9087 | 6010.3269 |  | 7664.9699
-15.8482 | 6011.5806 |  | 7666.5687
-15.7877 | 6019.2846 |  | 7676.3937
-15.7272 | 6029.6439 |  | 7689.6049
-15.6667 | 6037.4436 |  | 7699.5519
-15.6062 | 6046.7725 |  | 7711.4489
-15.5458 | 6058.2871 |  | 7726.1336
-15.4853 | 6067.5356 |  | 7737.9282
-15.4248 | 6072.8753 |  | 7744.7379
-15.3643 | 6073.3574 |  | 7745.3526
-15.3038 | 6075.9947 |  | 7748.716
-15.2433 | 6081.6723 |  | 7755.9567
-15.1828 | 6090.9374 |  | 7767.7724
-15.1223 | 6102.7581 |  | 7782.8474
-15.0618 | 6116.9114 |  | 7800.8971
-15.0014 | 6131.5468 |  | 7819.5616
-14.9409 | 6145.9742 |  | 7837.9609
-14.8804 | 6159.0983 |  | 7854.6981
-14.8199 | 6174.4249 |  | 7874.2441
-14.7594 | 6191.6988 |  | 7896.2735
-14.6989 | 6207.8314 |  | 7916.8473
-14.6384 | 6220.7298 |  | 7933.2967
-14.5779 | 6228.9325 |  | 7943.7576
-14.5174 | 6233.2583 |  | 7949.2743
-14.457 | 6234.3359 |  | 7950.6486
-14.3965 | 6234.7223 |  | 7951.1414
-14.336 | 6236.8929 |  | 7953.9095
-14.2755 | 6242.4099 |  | 7960.9453
-14.215 | 6252.0435 |  | 7973.231
-14.1545 | 6264.3629 |  | 7988.942
-14.094 | 6277.1503 |  | 8005.2498
-14.0335 | 6288.9558 |  | 8020.3053
-13.973 | 6299.088 |  | 8033.2269
-13.9125 | 6304.7325 |  | 8040.4253
-13.8521 | 6309.4932 |  | 8046.4967
-13.7916 | 6319.3206 |  | 8059.0296
-13.7311 | 6326.7187 |  | 8068.4643
-13.6706 | 6329.5817 |  | 8072.1156
-13.6101 | 6331.6885 |  | 8074.8024
-13.5496 | 6334.3909 |  | 8078.2487
-13.4891 | 6339.0878 |  | 8084.2387
-13.4286 | 6345.3763 |  | 8092.2584
-13.3681 | 6354.1733 |  | 8103.4772
-13.3077 | 6370.4819 |  | 8124.2755
-13.2472 | 6386.7904 |  | 8145.0738
-13.1867 | 6393.4322 |  | 8153.544
-13.1262 | 6398.3867 |  | 8159.8626
-13.0657 | 6403.9993 |  | 8167.0203
-13.0052 | 6408.5355 |  | 8172.8054
-12.9447 | 6412.9098 |  | 8178.3839
-12.8842 | 6418.3617 |  | 8185.3367
-12.8237 | 6430.9719 |  | 8201.4184
-12.7632 | 6450.7059 |  | 8226.5852
-12.7028 | 6463.5086 |  | 8242.9125
-12.6423 | 6472.5148 |  | 8254.3981
-12.5818 | 6481.5694 |  | 8265.9455
-12.5213 | 6485.7358 |  | 8271.2589
-12.4608 | 6484.5932 |  | 8269.8016
-12.4003 | 6486.6528 |  | 8272.4283
-12.3398 | 6492.6033 |  | 8280.017
-12.2793 | 6503.3464 |  | 8293.7177
-12.2188 | 6515.4733 |  | 8309.1831
-12.1584 | 6527.5848 |  | 8324.6289
-12.0979 | 6537.3306 |  | 8337.0578
-12.0374 | 6543.5873 |  | 8345.0368
-11.9769 | 6544.8103 |  | 8346.5965
-11.9164 | 6546.7066 |  | 8349.015
-11.8559 | 6551.452 |  | 8355.0668
-11.7954 | 6560.7643 |  | 8366.9427
-11.7349 | 6572.4409 |  | 8381.8339
-11.6744 | 6582.1715 |  | 8394.2433
-11.614 | 6590.9532 |  | 8405.4426
-11.5535 | 6599.5576 |  | 8416.4158
-11.493 | 6601.5841 |  | 8419.0002
-11.4325 | 6601.5841 |  | 8419.0002
-11.372 | 6609.4488 |  | 8429.0301
-11.3115 | 6618.3747 |  | 8440.4132
-11.251 | 6624.4706 |  | 8448.1874
-11.1905 | 6633.8632 |  | 8460.1657
-11.13 | 6645.4429 |  | 8474.9334
-11.0695 | 6656.6209 |  | 8489.1887
-11.0091 | 6668.7809 |  | 8504.6963
-10.9486 | 6682.419 |  | 8522.0889
-10.8881 | 6694.4336 |  | 8537.4111
-10.8276 | 6704.1309 |  | 8549.7782
-10.7671 | 6711.8032 |  | 8559.5626
-10.7066 | 6717.7703 |  | 8567.1724
-10.6461 | 6721.9354 |  | 8572.4842
-10.5856 | 6720.1028 |  | 8570.1471
-10.5251 | 6710.6936 |  | 8558.1476
-10.4647 | 6696.6526 |  | 8540.241
-10.4042 | 6683.5119 |  | 8523.4827
-10.3437 | 6679.9423 |  | 8518.9305
-10.2832 | 6687.2447 |  | 8528.2432
-10.2227 | 6704.5174 |  | 8550.271
-10.1622 | 6723.3344 |  | 8574.2684
-10.1017 | 6739.643 |  | 8595.0667
-10.0412 | 6746.8165 |  | 8604.2151
-9.9807 | 6749.5826 |  | 8607.7427
-9.9203 | 6750.2751 |  | 8608.6259
-9.8598 | 6754.2477 |  | 8613.6921
-9.7993 | 6761.4684 |  | 8622.9007
-9.7388 | 6769.8637 |  | 8633.6072
-9.6783 | 6778.6773 |  | 8644.8472
-9.6178 | 6787.0739 |  | 8655.5554
-9.5573 | 6793.8611 |  | 8664.211
-9.4968 | 6799.4252 |  | 8671.3069
-9.4363 | 6804.8299 |  | 8678.1996
-9.3758 | 6809.6709 |  | 8684.3734
-9.3154 | 6812.6462 |  | 8688.1677
-9.2549 | 6813.1296 |  | 8688.7841
-9.1944 | 6811.1184 |  | 8686.2193
-9.1339 | 6812.2279 |  | 8687.6343
-9.0734 | 6817.1978 |  | 8693.9723
-9.0129 | 6825.1429 |  | 8704.1047
-8.9524 | 6834.2141 |  | 8715.6732
-8.8919 | 6842.8185 |  | 8726.6465
-8.8314 | 6847.1609 |  | 8732.1844
-8.771 | 6848.3023 |  | 8733.64
-8.7105 | 6853.804 |  | 8740.6562
-8.65 | 6863.8712 |  | 8753.4949
-8.5895 | 6878.0729 |  | 8771.6064
-8.529 | 6892.0502 |  | 8789.4317
-8.4685 | 6903.3876 |  | 8803.8903
-8.408 | 6907.0873 |  | 8808.6084
-8.3475 | 6905.3669 |  | 8806.4144
-8.287 | 6905.0455 |  | 8806.0046
-8.2265 | 6908.6317 |  | 8810.578
-8.1661 | 6917.268 |  | 8821.5919
-8.1056 | 6927.3212 |  | 8834.4127
-8.0451 | 6936.3427 |  | 8845.9178
-7.9846 | 6941.4094 |  | 8852.3795
-7.9241 | 6942.2945 |  | 8853.5082
-7.8636 | 6937.8552 |  | 8847.8467
-7.8031 | 6935.0572 |  | 8844.2784
-7.7426 | 6936.9217 |  | 8846.6562
-7.6821 | 6937.2277 |  | 8847.0465
-7.6217 | 6936.7125 |  | 8846.3895
-7.5612 | 6939.4149 |  | 8849.8358
-7.5007 | 6946.0579 |  | 8858.3076
-7.4402 | 6959.3912 |  | 8875.3116
-7.3797 | 6977.6943 |  | 8898.6535
-7.3192 | 6998.7303 |  | 8925.4808
-7.2587 | 7016.3422 |  | 8947.9413
-7.1982 | 7027.5674 |  | 8962.2567
-7.1377 | 7029.803 |  | 8965.1078
-7.0773 | 7028.2918 |  | 8963.1805
-7.0168 | 7025.0589 |  | 8959.0576
-6.9563 | 7021.8426 |  | 8954.9559
-6.8958 | 7017.9351 |  | 8949.9726
-6.8353 | 7017.9823 |  | 8950.0328
-6.7748 | 7021.0711 |  | 8953.9719
-6.7143 | 7024.9314 |  | 8958.895
-6.6538 | 7029.7724 |  | 8965.0688
-6.5933 | 7034.3877 |  | 8970.9547
-6.5328 | 7035.0305 |  | 8971.7744
-6.4724 | 7033.407 |  | 8969.704
-6.4119 | 7032.2325 |  | 8968.2061
-6.3514 | 7032.9875 |  | 8969.1689
-6.2909 | 7036.3338 |  | 8973.4366
-6.2304 | 7039.3895 |  | 8977.3334
-6.1699 | 7041.7704 |  | 8980.3699
-6.1094 | 7045.1793 |  | 8984.7172
-6.0489 | 7050.3099 |  | 8991.2602
-5.9884 | 7058.32 |  | 9001.4755
-5.928 | 7068.0506 |  | 9013.8849
-5.8675 | 7078.1994 |  | 9026.8277
-5.807 | 7085.0503 |  | 9035.5647
-5.7465 | 7087.7195 |  | 9038.9687
-5.686 | 7088.3635 |  | 9039.79
-5.6255 | 7088.3801 |  | 9039.8112
-5.565 | 7090.0201 |  | 9041.9027
-5.5045 | 7094.8293 |  | 9048.0358
-5.444 | 7103.1914 |  | 9058.7001
-5.3836 | 7111.8941 |  | 9069.7985
-5.3231 | 7120.385 |  | 9080.627
-5.2626 | 7126.8024 |  | 9088.811
-5.2021 | 7130.7749 |  | 9093.8772
-5.1416 | 7131.081 |  | 9094.2676
-5.0811 | 7128.3786 |  | 9090.8213
-5.0206 | 7122.9918 |  | 9083.9514
-4.9601 | 7119.5484 |  | 9079.5601
-4.8996 | 7119.2436 |  | 9079.1714
-4.8391 | 7121.0775 |  | 9081.5102
-4.7787 | 7124.0681 |  | 9085.3241
-4.7182 | 7126.5779 |  | 9088.5248
-4.6577 | 7130.1959 |  | 9093.1389
-4.5972 | 7137.9319 |  | 9103.0045
-4.5367 | 7146.4407 |  | 9113.8558
-4.4762 | 7155.9136 |  | 9125.9366
-4.4157 | 7170.4049 |  | 9144.4173
-4.3552 | 7183.3517 |  | 9160.9284
-4.2947 | 7189.2066 |  | 9168.3952
-4.2343 | 7190.2511 |  | 9169.7272
-4.1738 | 7185.0402 |  | 9163.0818
-4.1133 | 7173.7334 |  | 9148.6622
-4.0528 | 7158.1977 |  | 9128.8495
-3.9923 | 7142.4031 |  | 9108.7067
-3.9318 | 7133.0437 |  | 9096.7706
-3.8713 | 7137.1922 |  | 9102.0612
-3.8108 | 7146.6333 |  | 9114.1014
-3.7503 | 7157.699 |  | 9128.2136
-3.6899 | 7170.8232 |  | 9144.9508
-3.6294 | 7182.95 |  | 9160.4161
-3.5689 | 7188.2412 |  | 9167.164
-3.5084 | 7192.5517 |  | 9172.6612
-3.4479 | 7199.307 |  | 9181.2762
-3.3874 | 7205.4667 |  | 9189.1317
-3.3269 | 7210.5488 |  | 9195.6128
-3.2664 | 7210.9505 |  | 9196.1251
-3.2059 | 7207.7992 |  | 9192.1063
-3.1454 | 7210.661 |  | 9195.7559
-3.085 | 7216.419 |  | 9203.0991
-3.0245 | 7219.9745 |  | 9207.6335
-2.964 | 7226.198 |  | 9215.5703
-2.9035 | 7233.902 |  | 9225.3953
-2.843 | 7231.7149 |  | 9222.606
-2.7825 | 7224.1077 |  | 9212.9046
-2.722 | 7220.9705 |  | 9208.9037
-2.6615 | 7223.0135 |  | 9211.5092
-2.601 | 7231.6499 |  | 9222.5231
-2.5406 | 7244.8543 |  | 9239.3627
-2.4801 | 7260.214 |  | 9258.951
-2.4196 | 7267.774 |  | 9268.5922
-2.3591 | 7267.1938 |  | 9267.8522
-2.2986 | 7263.7364 |  | 9263.443
-2.2381 | 7256.4187 |  | 9254.1108
-2.1776 | 7240.5604 |  | 9233.8867
-2.1171 | 7227.9668 |  | 9217.8261
-2.0566 | 7221.1962 |  | 9209.1916
-1.9962 | 7214.3925 |  | 9200.5148
-1.9357 | 7211.4657 |  | 9196.7822
-1.8752 | 7215.3898 |  | 9201.7866
-1.8147 | 7219.3458 |  | 9206.8317
-1.7542 | 7219.1698 |  | 9206.6072
-1.6937 | 7217.6101 |  | 9204.6181
-1.6332 | 7217.2237 |  | 9204.1253
-1.5727 | 7221.904 |  | 9210.0942
-1.5122 | 7231.1997 |  | 9221.949
-1.4517 | 7239.7404 |  | 9232.8409
-1.3913 | 7244.5495 |  | 9238.974
-1.3308 | 7244.839 |  | 9239.3432
-1.2703 | 7242.0397 |  | 9235.7733
-1.2098 | 7238.2126 |  | 9230.8925
-1.1493 | 7238.6627 |  | 9231.4666
-1.0888 | 7241.8956 |  | 9235.5895
-1.0283 | 7243.0217 |  | 9237.0256
-0.96783 | 7239.7723 |  | 9232.8816
-0.90734 | 7230.525 |  | 9221.0886
-0.84685 | 7223.6244 |  | 9212.2882
-0.78636 | 7224.2518 |  | 9213.0884
-0.72587 | 7226.7285 |  | 9216.2468
-0.66539 | 7230.6692 |  | 9221.2724
-0.6049 | 7241.976 |  | 9235.692
-0.54441 | 7251.996 |  | 9248.4705
-0.48392 | 7254.039 |  | 9251.076
-0.42343 | 7256.1127 |  | 9253.7205
-0.36294 | 7258.0919 |  | 9256.2446
-0.30245 | 7258.1723 |  | 9256.3471
-0.24196 | 7257.9147 |  | 9256.0186
-0.18147 | 7257.6418 |  | 9255.6705
-0.12098 | 7258.2207 |  | 9256.4089
-0.060492 | 7259.797 |  | 9258.4191
-2.6797e-06 | 7263.9774 |  | 9263.7504
0.060487 | 7273.9337 |  | 9276.4477
0.12098 | 7301.8539 |  | 9312.0542
0.18147 | 7348.7211 |  | 9371.8241
0.24195 | 7400.381 |  | 9437.7059
0.30244 | 7444.4821 |  | 9493.9481
0.36293 | 7463.0097 |  | 9517.5763
0.42342 | 7452.6364 |  | 9504.3472
0.48391 | 7417.8794 |  | 9460.0216
0.5444 | 7378.9904 |  | 9410.4264
0.60489 | 7344.2015 |  | 9366.0601
0.66538 | 7326.3817 |  | 9343.3346
0.72587 | 7318.6292 |  | 9333.4478
0.78636 | 7316.0556 |  | 9330.1657
0.84685 | 7312.0512 |  | 9325.0588
0.90734 | 7304.6213 |  | 9315.5835
0.96783 | 7296.7233 |  | 9305.5113
1.0283 | 7289.0039 |  | 9295.6667
1.0888 | 7288.1673 |  | 9294.5998
1.1493 | 7293.1691 |  | 9300.9785
1.2098 | 7299.8274 |  | 9309.4699
1.2703 | 7303.462 |  | 9314.1051
1.3308 | 7300.6321 |  | 9310.4961
1.3913 | 7292.0596 |  | 9299.5635
1.4517 | 7281.7985 |  | 9286.4776
1.5122 | 7272.309 |  | 9274.3756
1.5727 | 7266.0205 |  | 9266.3559
1.6332 | 7263.4316 |  | 9263.0543
1.6937 | 7259.4425 |  | 9257.967
1.7542 | 7254.3923 |  | 9251.5265
1.8147 | 7248.1522 |  | 9243.5686
1.8752 | 7241.0909 |  | 9234.5632
1.9357 | 7241.3651 |  | 9234.9129
1.9961 | 7245.7547 |  | 9240.5109
2.0566 | 7250.5957 |  | 9246.6847
2.1171 | 7258.0919 |  | 9256.2446
2.1776 | 7268.2561 |  | 9269.207
2.2381 | 7273.6761 |  | 9276.1191
2.2986 | 7274.5127 |  | 9277.186
2.3591 | 7268.9957 |  | 9270.1503
2.4196 | 7259.2486 |  | 9257.7198
2.4801 | 7249.6316 |  | 9245.4552
2.5405 | 7242.9886 |  | 9236.9833
2.601 | 7241.0743 |  | 9234.5421
2.6615 | 7244.9831 |  | 9239.527
2.722 | 7252.5431 |  | 9249.1682
2.7825 | 7258.815 |  | 9257.1668
2.843 | 7262.3859 |  | 9261.7207
2.9035 | 7261.9829 |  | 9261.2068
2.964 | 7259.6032 |  | 9258.1719
3.0245 | 7255.6791 |  | 9253.1675
3.085 | 7254.6818 |  | 9251.8957
3.1454 | 7257.3841 |  | 9255.342
3.2059 | 7260.6489 |  | 9259.5056
3.2664 | 7263.4316 |  | 9263.0543
3.3269 | 7262.8361 |  | 9262.2948
3.3874 | 7256.5144 |  | 9254.2328
3.4479 | 7244.5648 |  | 9238.9935
3.5084 | 7233.9671 |  | 9225.4782
3.5689 | 7226.6966 |  | 9216.2062
3.6294 | 7220.2793 |  | 9208.0222
3.6898 | 7216.0172 |  | 9202.5868
3.7503 | 7218.3816 |  | 9205.6021
3.8108 | 7220.505 |  | 9208.31
3.8713 | 7219.2335 |  | 9206.6885
3.9318 | 7220.9386 |  | 9208.863
3.9923 | 7223.6894 |  | 9212.3711
4.0528 | 7224.7505 |  | 9213.7243
4.1133 | 7226.8573 |  | 9216.4111
4.1738 | 7231.7302 |  | 9222.6255
4.2343 | 7233.7579 |  | 9225.2115
4.2947 | 7228.9641 |  | 9219.0979
4.3552 | 7220.264 |  | 9208.0027
4.4157 | 7209.1179 |  | 9193.788
4.4762 | 7197.0382 |  | 9178.3828
4.5367 | 7189.5917 |  | 9168.8864
4.5972 | 7191.6985 |  | 9171.5731
4.6577 | 7198.9053 |  | 9180.7639
4.7182 | 7210.7094 |  | 9195.8177
4.7787 | 7217.1433 |  | 9204.0229
4.8391 | 7216.6766 |  | 9203.4276
4.8996 | 7212.3992 |  | 9197.9727
4.9601 | 7203.0054 |  | 9185.9927
5.0206 | 7187.4696 |  | 9166.18
5.0811 | 7176.7737 |  | 9152.5395
5.1416 | 7172.6723 |  | 9147.309
5.2021 | 7172.7527 |  | 9147.4115
5.2626 | 7176.4676 |  | 9152.1492
5.3231 | 7179.1062 |  | 9155.5142
5.3835 | 7178.1077 |  | 9154.2407
5.444 | 7171.5309 |  | 9145.8534
5.5045 | 7161.1245 |  | 9132.5821
5.565 | 7149.3522 |  | 9117.5689
5.6255 | 7142.6288 |  | 9108.9945
5.686 | 7141.4709 |  | 9107.5178
5.7465 | 7145.701 |  | 9112.9125
5.807 | 7150.2041 |  | 9118.6553
5.8675 | 7151.9245 |  | 9120.8493
5.928 | 7148.2427 |  | 9116.1539
5.9884 | 7139.0427 |  | 9104.4211
6.0489 | 7130.5186 |  | 9093.5503
6.1094 | 7123.5695 |  | 9084.6881
6.1699 | 7118.5193 |  | 9078.2476
6.2304 | 7115.544 |  | 9074.4533
6.2909 | 7114.0812 |  | 9072.5878
6.3514 | 7111.3304 |  | 9069.0797
6.4119 | 7108.0006 |  | 9064.8332
6.4724 | 7102.2758 |  | 9057.5323
6.5328 | 7095.0538 |  | 9048.3221
6.5933 | 7086.8038 |  | 9037.8009
6.6538 | 7077.1536 |  | 9025.494
6.7143 | 7066.9882 |  | 9012.5301
6.7748 | 7060.6844 |  | 9004.4908
6.8353 | 7057.9821 |  | 9001.0445
6.8958 | 7056.1316 |  | 8998.6846
6.9563 | 7054.5719 |  | 8996.6956
7.0168 | 7053.8475 |  | 8995.7718
7.0772 | 7054.7658 |  | 8996.9428
7.1377 | 7058.7217 |  | 9001.9878
7.1982 | 7064.8011 |  | 9009.7408
7.2587 | 7070.5591 |  | 9017.084
7.3192 | 7071.1865 |  | 9017.8842
7.3797 | 7066.3136 |  | 9011.6697
7.4402 | 7056.6315 |  | 8999.3222
7.5007 | 7046.7875 |  | 8986.7681
7.5612 | 7037.8132 |  | 8975.3232
7.6217 | 7030.3348 |  | 8965.786
7.6821 | 7023.3551 |  | 8956.8848
7.7426 | 7016.8575 |  | 8948.5983
7.8031 | 7012.1121 |  | 8942.5465
7.8636 | 7010.2629 |  | 8940.1883
7.9241 | 7006.9178 |  | 8935.9222
7.9846 | 7001.5615 |  | 8929.0914
8.0451 | 6996.0764 |  | 8922.0963
8.1056 | 6989.1286 |  | 8913.2357
8.1661 | 6980.139 |  | 8901.7713
8.2265 | 6977.3397 |  | 8898.2014
8.287 | 6980.7499 |  | 8902.5503
8.3475 | 6987.6174 |  | 8911.3084
8.408 | 6991.9279 |  | 8916.8056
8.4685 | 6982.534 |  | 8904.8257
8.529 | 6970.1024 |  | 8888.9716
8.5895 | 6961.4495 |  | 8877.9366
8.65 | 6952.1538 |  | 8866.0818
8.7105 | 6946.5719 |  | 8858.9631
8.7709 | 6952.2176 |  | 8866.1631
8.8314 | 6959.4549 |  | 8875.3929
8.8919 | 6963.5729 |  | 8880.6445
8.9524 | 6961.6102 |  | 8878.1415
9.0129 | 6952.9573 |  | 8867.1064
9.0734 | 6942.343 |  | 8853.57
9.1339 | 6928.1897 |  | 8835.5203
9.1944 | 6909.3548 |  | 8811.5001
9.2549 | 6893.3204 |  | 8791.0515
9.3154 | 6882.335 |  | 8777.0418
9.3758 | 6872.8786 |  | 8764.9821
9.4363 | 6864.6759 |  | 8754.5212
9.4968 | 6858.5162 |  | 8746.6657
9.5573 | 6853.1931 |  | 8739.8772
9.6178 | 6847.9491 |  | 8733.1895
9.6783 | 6844.4917 |  | 8728.7803
9.7388 | 6842.3365 |  | 8726.0317
9.7993 | 6839.8586 |  | 8722.8716
9.8598 | 6837.2697 |  | 8719.5701
9.9202 | 6834.7293 |  | 8716.3303
9.9807 | 6830.4826 |  | 8710.9144
10.0412 | 6823.7439 |  | 8702.3206
10.1017 | 6815.5093 |  | 8691.819
10.1622 | 6806.4699 |  | 8680.2911
10.2227 | 6797.9611 |  | 8669.4398
10.2832 | 6787.9743 |  | 8656.7036
10.3437 | 6774.8183 |  | 8639.9257
10.4042 | 6763.9935 |  | 8626.1209
10.4647 | 6755.3725 |  | 8615.1265
10.5251 | 6747.4924 |  | 8605.0771
10.5856 | 6743.0531 |  | 8599.4156
10.6461 | 6743.3426 |  | 8599.7848
10.7066 | 6738.309 |  | 8593.3655
10.7671 | 6727.3886 |  | 8579.4387
10.8276 | 6712.8004 |  | 8560.8344
10.8881 | 6697.4088 |  | 8541.2055
10.9486 | 6684.0756 |  | 8524.2016
11.0091 | 6675.7759 |  | 8513.617
11.0695 | 6672.4474 |  | 8509.3722
11.13 | 6670.083 |  | 8506.3568
11.1905 | 6667.8308 |  | 8503.4846
11.251 | 6664.9206 |  | 8499.7732
11.3115 | 6660.4328 |  | 8494.0499
11.372 | 6654.2565 |  | 8486.1733
11.4325 | 6649.4155 |  | 8479.9996
11.493 | 6645.6521 |  | 8475.2001
11.5535 | 6642.7571 |  | 8471.5082
11.614 | 6641.0839 |  | 8469.3743
11.6744 | 6640.6822 |  | 8468.862
11.7349 | 6638.7361 |  | 8466.3802
11.7954 | 6635.5364 |  | 8462.2996
11.8559 | 6632.0459 |  | 8457.8481
11.9164 | 6628.3309 |  | 8453.1104
11.9769 | 6624.4068 |  | 8448.106
12.0374 | 6614.4672 |  | 8435.43
12.0979 | 6599.7336 |  | 8416.6403
12.1584 | 6584.6966 |  | 8397.4635
12.2188 | 6570.6721 |  | 8379.5781
12.2793 | 6558.4483 |  | 8363.9892
12.3398 | 6553.7999 |  | 8358.061
12.4003 | 6553.3012 |  | 8357.425
12.4608 | 6546.7398 |  | 8349.0573
12.5213 | 6534.5964 |  | 8333.5708
12.5818 | 6517.2421 |  | 8311.4389
12.6423 | 6500.3227 |  | 8289.8615
12.7027 | 6486.0087 |  | 8271.6069
12.7632 | 6479.2701 |  | 8263.0131
12.8237 | 6478.0955 |  | 8261.5152
12.8842 | 6481.0223 |  | 8265.2478
12.9447 | 6479.784 |  | 8263.6685
13.0052 | 6474.5897 |  | 8257.0442
13.0657 | 6468.268 |  | 8248.9822
13.1262 | 6460.3548 |  | 8238.8905
13.1867 | 6450.609 |  | 8226.4616
13.2472 | 6439.2384 |  | 8211.9607
13.3077 | 6427.6102 |  | 8197.1313
13.3681 | 6419.0376 |  | 8186.1987
13.4286 | 6411.1563 |  | 8176.1476
13.4891 | 6402.4715 |  | 8165.0719
13.5496 | 6397.2925 |  | 8158.4671
13.6101 | 6394.0277 |  | 8154.3036
13.6706 | 6387.1602 |  | 8145.5454
13.7311 | 6379.1182 |  | 8135.2894
13.7916 | 6371.6398 |  | 8125.7523
13.8521 | 6365.2059 |  | 8117.5471
13.9125 | 6359.1266 |  | 8109.7941
13.973 | 6351.6801 |  | 8100.2976
14.0335 | 6343.6878 |  | 8090.1051
14.094 | 6335.517 |  | 8079.6848
14.1545 | 6325.5122 |  | 8066.9257
14.215 | 6314.1417 |  | 8052.4249
14.2755 | 6302.1436 |  | 8037.1238
14.336 | 6290.5639 |  | 8022.3562
14.3964 | 6279.9164 |  | 8008.7774
14.4569 | 6271.9879 |  | 7998.6662
14.5174 | 6265.7313 |  | 7990.6871
14.5779 | 6259.7794 |  | 7983.0967
14.6384 | 6252.4465 |  | 7973.745
14.6989 | 6243.3115 |  | 7962.0951
14.7594 | 6232.1641 |  | 7947.8789
14.8199 | 6220.3765 |  | 7932.8461
14.8804 | 6209.3426 |  | 7918.7746
14.9409 | 6201.7992 |  | 7909.1545
15.0014 | 6196.2185 |  | 7902.0374
15.0618 | 6187.2761 |  | 7890.6332
15.1223 | 6175.0039 |  | 7874.9824
15.1828 | 6159.2909 |  | 7854.9437
15.2433 | 6144.1888 |  | 7835.684
15.3038 | 6130.3403 |  | 7818.023
15.3643 | 6120.8355 |  | 7805.9015
15.4248 | 6113.324 |  | 7796.3221
15.4853 | 6106.7307 |  | 7787.9136
15.5457 | 6095.6011 |  | 7773.7201
15.6062 | 6082.2998 |  | 7756.7569
15.6667 | 6070.0441 |  | 7741.1273
15.7272 | 6059.5089 |  | 7727.6917
15.7877 | 6050.2783 |  | 7715.9199
15.8482 | 6039.3732 |  | 7702.0126
15.9087 | 6025.123 |  | 7683.8393
15.9692 | 6005.9514 |  | 7659.3898
16.0297 | 5986.5872 |  | 7634.6947
16.0902 | 5969.5556 |  | 7612.9743
16.1506 | 5959.9857 |  | 7600.7698
16.2111 | 5956.7529 |  | 7596.6469
16.2716 | 5959.278 |  | 7599.8672
16.3321 | 5961.5773 |  | 7602.7996
16.3926 | 5960.9665 |  | 7602.0205
16.4531 | 5953.9536 |  | 7593.077
16.5136 | 5942.648 |  | 7578.659
16.5741 | 5927.9477 |  | 7559.9116
16.6346 | 5912.1212 |  | 7539.7281
16.695 | 5896.9706 |  | 7520.4066
16.7555 | 5884.377 |  | 7504.346
16.816 | 5879.1509 |  | 7497.6811
16.8765 | 5878.716 |  | 7497.1265
16.937 | 5880.518 |  | 7499.4246
16.9975 | 5880.8878 |  | 7499.8962
17.058 | 5877.6549 |  | 7495.7733
17.1185 | 5863.2606 |  | 7477.4163
17.179 | 5842.0626 |  | 7450.3824
17.2395 | 5817.5029 |  | 7419.0614
17.2999 | 5794.0054 |  | 7389.0952
17.3604 | 5773.7078 |  | 7363.2095
17.4209 | 5759.5711 |  | 7345.181
17.4814 | 5751.9473 |  | 7335.4584
17.5419 | 5749.1327 |  | 7331.869
17.6024 | 5747.7006 |  | 7330.0426
17.6629 | 5745.9802 |  | 7327.8486
17.7234 | 5742.7792 |  | 7323.7663
17.7839 | 5735.4781 |  | 7314.4552
17.8443 | 5724.7975 |  | 7300.8342
17.9048 | 5712.816 |  | 7285.5543
17.9653 | 5701.4455 |  | 7271.0534
18.0258 | 5690.6373 |  | 7257.2697
18.0863 | 5680.023 |  | 7243.7333
18.1468 | 5667.687 |  | 7228.0012
18.2073 | 5653.6778 |  | 7210.1353
18.2678 | 5639.2669 |  | 7191.7571
18.3283 | 5625.9987 |  | 7174.8361
18.3888 | 5615.239 |  | 7161.1143
18.4492 | 5607.8716 |  | 7151.7186
18.5097 | 5600.2491 |  | 7141.9977
18.5702 | 5586.0308 |  | 7123.8651
18.6307 | 5571.4273 |  | 7105.2413
18.6912 | 5555.8751 |  | 7085.4075
18.7517 | 5539.0347 |  | 7063.931
18.8122 | 5521.1831 |  | 7041.1648
18.8727 | 5505.8234 |  | 7021.5765
18.9332 | 5488.0674 |  | 6998.9323
18.9936 | 5468.5412 |  | 6974.0306
19.0541 | 5449.0011 |  | 6949.1111
19.1146 | 5433.0777 |  | 6928.804
19.1751 | 5421.0325 |  | 6913.4427
19.2356 | 5410.1274 |  | 6899.5355
19.2961 | 5400.0436 |  | 6886.6756
19.3566 | 5390.8589 |  | 6874.9623
19.4171 | 5383.0107 |  | 6864.9535
19.4776 | 5376.8663 |  | 6857.1176
19.538 | 5370.2883 |  | 6848.7287
19.5985 | 5355.959 |  | 6830.4545
19.659 | 5340.2932 |  | 6810.476
19.7195 | 5325.7701 |  | 6791.9546
19.78 | 5314.2223 |  | 6777.2277
19.8405 | 5304.9088 |  | 6765.3502
19.901 | 5302.3365 |  | 6762.0697
19.9615 | 5293.2653 |  | 6750.5012
20.022 | 5276.6991 |  | 6729.3744
20.0825 | 5252.8485 |  | 6698.9577
20.1429 | 5230.3955 |  | 6670.3234
20.2034 | 5211.5135 |  | 6646.2431
20.2639 | 5201.848 |  | 6633.9167
20.3244 | 5197.9073 |  | 6628.8911
20.3849 | 5197.0069 |  | 6627.7429
20.4454 | 5193.0344 |  | 6622.6767
20.5059 | 5185.9896 |  | 6613.6925
20.5664 | 5175.8242 |  | 6600.7286
20.6269 | 5161.9604 |  | 6583.0481
20.6873 | 5145.5881 |  | 6562.1685
20.7478 | 5127.9443 |  | 6539.6674
20.8083 | 5110.9599 |  | 6518.0071
20.8688 | 5093.1082 |  | 6495.2409
20.9293 | 5075.2068 |  | 6472.4113
20.9898 | 5057.5146 |  | 6449.8484
21.0503 | 5040.2738 |  | 6427.8612
21.1108 | 5022.6951 |  | 6405.443
21.1713 | 5010.1181 |  | 6389.4036
21.2318 | 5000.9665 |  | 6377.7326
21.2922 | 4992.2167 |  | 6366.5739
21.3527 | 4982.1482 |  | 6353.7336
21.4132 | 4970.5034 |  | 6338.883
21.4737 | 4954.742 |  | 6318.7825
21.5342 | 4938.4666 |  | 6298.0265
21.5947 | 4924.1029 |  | 6279.7084
21.6552 | 4912.8446 |  | 6265.3507
21.7157 | 4904.3205 |  | 6254.4799
21.7762 | 4894.8641 |  | 6242.4202
21.8366 | 4879.8424 |  | 6223.263
21.8971 | 4863.4535 |  | 6202.3622
21.9576 | 4846.4053 |  | 6180.6206
22.0181 | 4829.5981 |  | 6159.1864
22.0786 | 4812.5818 |  | 6137.4855
22.1391 | 4800.358 |  | 6121.8966
22.1996 | 4790.3214 |  | 6109.0969
22.2601 | 4781.0895 |  | 6097.3234
22.3206 | 4770.1538 |  | 6083.3771
22.381 | 4759.4744 |  | 6069.7578
22.4415 | 4750.2578 |  | 6058.0038
22.502 | 4739.8999 |  | 6044.7943
22.5625 | 4727.7896 |  | 6029.3501
22.623 | 4713.4756 |  | 6011.0955
22.6835 | 4704.1149 |  | 5999.1578
22.744 | 4703.5041 |  | 5998.3787
22.8045 | 4701.7671 |  | 5996.1636
22.865 | 4696.282 |  | 5989.1685
22.9255 | 4685.4586 |  | 5975.3653
22.9859 | 4669.7124 |  | 5955.2843
23.0464 | 4643.6734 |  | 5922.0767
23.1069 | 4618.7604 |  | 5890.3051
23.1674 | 4597.9169 |  | 5863.7234
23.2279 | 4581.9463 |  | 5843.3561
23.2884 | 4563.2249 |  | 5819.4807
23.3489 | 4544.279 |  | 5795.3191
23.4094 | 4524.9302 |  | 5770.6435
23.4699 | 4506.3223 |  | 5746.9128
23.5303 | 4491.5403 |  | 5728.0613
23.5908 | 4482.6795 |  | 5716.7612
23.6513 | 4476.1002 |  | 5708.3706
23.7118 | 4469.8602 |  | 5700.4127
23.7723 | 4462.1242 |  | 5690.547
23.8328 | 4451.7178 |  | 5677.2757
23.8933 | 4437.678 |  | 5659.3707
23.9538 | 4419.5356 |  | 5636.2337
24.0143 | 4398.3375 |  | 5609.1999
24.0748 | 4375.2419 |  | 5579.7459
24.1352 | 4353.5783 |  | 5552.1184
24.1957 | 4334.2295 |  | 5527.4429
24.2562 | 4317.648 |  | 5506.2965
24.3167 | 4303.9118 |  | 5488.7787
24.3772 | 4292.5578 |  | 5474.2989
24.4377 | 4280.4309 |  | 5458.8336
24.4982 | 4267.6116 |  | 5442.4851
24.5587 | 4254.1661 |  | 5425.3381
24.6192 | 4240.1901 |  | 5407.5145
24.6796 | 4226.3263 |  | 5389.834
24.7401 | 4210.8697 |  | 5370.1221
24.8006 | 4193.0499 |  | 5347.3966
24.8611 | 4174.2967 |  | 5323.4805
24.9216 | 4160.0783 |  | 5305.3479
24.9821 | 4148.6759 |  | 5290.8063
25.0426 | 4137.9481 |  | 5277.1252
25.1031 | 4130.5182 |  | 5267.6498
25.1636 | 4128.5236 |  | 5265.1061
25.224 | 4128.9253 |  | 5265.6184
25.2845 | 4124.5026 |  | 5259.9781
25.345 | 4118.9372 |  | 5252.8806
25.4055 | 4109.593 |  | 5240.964
25.466 | 4093.0116 |  | 5219.8177
25.5265 | 4065.6207 |  | 5184.8861
25.587 | 4037.105 |  | 5148.52
25.6475 | 4010.0049 |  | 5113.9592
25.708 | 3988.3248 |  | 5086.3106
25.7685 | 3971.9996 |  | 5065.4911
25.8289 | 3961.6582 |  | 5052.3027
25.8894 | 3953.3433 |  | 5041.6987
25.9499 | 3942.7111 |  | 5028.1395
26.0104 | 3926.8374 |  | 5007.8958
26.0709 | 3910.3045 |  | 4986.8113
26.1314 | 3894.3173 |  | 4966.4228
26.1919 | 3882.3346 |  | 4951.1413
26.2524 | 3876.9949 |  | 4944.3316
26.3129 | 3876.0945 |  | 4943.1834
26.3733 | 3872.1857 |  | 4938.1985
26.4338 | 3862.2461 |  | 4925.5224
26.4943 | 3843.5731 |  | 4901.7088
26.5548 | 3823.5024 |  | 4876.1127
26.6153 | 3803.0913 |  | 4850.0823
26.6758 | 3782.5857 |  | 4823.9316
26.7363 | 3761.6287 |  | 4797.2051
26.7968 | 3748.1998 |  | 4780.0792
26.8573 | 3736.9733 |  | 4765.7621
26.9177 | 3725.5224 |  | 4751.1587
26.9782 | 3713.8776 |  | 4736.3082
27.0387 | 3704.0821 |  | 4723.8159
27.0992 | 3690.3637 |  | 4706.3208
27.1597 | 3670.7738 |  | 4681.3378
27.2202 | 3648.3859 |  | 4652.7865
27.2807 | 3626.4316 |  | 4624.7882
27.3412 | 3606.7614 |  | 4599.7028
27.4017 | 3588.4595 |  | 4576.3625
27.4622 | 3570.6551 |  | 4553.6564
27.5226 | 3553.2039 |  | 4531.4009
27.5831 | 3537.9092 |  | 4511.8956
27.6436 | 3523.4499 |  | 4493.4556
27.7041 | 3510.568 |  | 4477.0274
27.7646 | 3499.1643 |  | 4462.4842
27.8251 | 3484.9626 |  | 4444.3728
27.8856 | 3468.4768 |  | 4423.3484
27.9461 | 3452.3774 |  | 4402.8169
28.0066 | 3439.5912 |  | 4386.5107
28.067 | 3424.1831 |  | 4366.8606
28.1275 | 3411.3484 |  | 4350.4927
28.188 | 3399.4958 |  | 4335.377
28.2485 | 3387.7554 |  | 4320.4044
28.309 | 3374.7588 |  | 4303.8299
28.3695 | 3365.6238 |  | 4292.1801
28.43 | 3357.0831 |  | 4281.2881
28.4905 | 3344.5061 |  | 4265.2487
28.551 | 3331.8169 |  | 4249.0661
28.6114 | 3318.0335 |  | 4231.4881
28.6719 | 3302.9632 |  | 4212.269
28.7324 | 3285.4483 |  | 4189.9322
28.7929 | 3271.1177 |  | 4171.6564
28.8534 | 3254.9864 |  | 4151.0842
28.9139 | 3236.7637 |  | 4127.8447
28.9744 | 3217.6087 |  | 4103.4164
29.0349 | 3202.7961 |  | 4084.5258
29.0954 | 3189.7842 |  | 4067.9318
29.1559 | 3176.5644 |  | 4051.0726
29.2163 | 3159.4512 |  | 4029.2481
29.2768 | 3142.2742 |  | 4007.3422
29.3373 | 3124.5666 |  | 3984.7598
29.3978 | 3106.5849 |  | 3961.8277
29.4583 | 3087.2054 |  | 3937.1131
29.5188 | 3072.8264 |  | 3918.7755
29.5793 | 3061.327 |  | 3904.1104
29.6398 | 3051.2751 |  | 3891.2912
29.7003 | 3039.3728 |  | 3876.1121
29.7607 | 3029.6422 |  | 3863.7027
29.8212 | 3019.9601 |  | 3851.3552
29.8817 | 3008.2835 |  | 3836.4639
29.9422 | 2988.5495 |  | 3811.2972
30.0027 | 2969.522 |  | 3787.0314
30.0632 | 2953.5999 |  | 3766.726
30.1237 | 2941.2002 |  | 3750.9126
30.1842 | 2927.432 |  | 3733.3541
30.2447 | 2918.4896 |  | 3721.9498
30.3052 | 2909.1136 |  | 3709.9926
30.3656 | 2895.056 |  | 3692.0649
30.4261 | 2874.164 |  | 3665.4214
30.4866 | 2854.7348 |  | 3640.6433
30.5471 | 2840.1479 |  | 3622.0407
30.6076 | 2828.6639 |  | 3607.395
30.6681 | 2816.4567 |  | 3591.8272
30.7286 | 2804.78 |  | 3576.936
30.7891 | 2795.4525 |  | 3565.0406
30.8496 | 2784.9657 |  | 3551.6668
30.91 | 2773.5148 |  | 3537.0634
30.9705 | 2764.2344 |  | 3525.2282
31.031 | 2754.0218 |  | 3512.204
31.0915 | 2740.0764 |  | 3494.4195
31.152 | 2723.8967 |  | 3473.7855
31.2125 | 2707.0742 |  | 3452.3317
31.273 | 2685.3138 |  | 3424.5806
31.3335 | 2664.4205 |  | 3397.9355
31.394 | 2645.7807 |  | 3374.1642
31.4544 | 2629.5997 |  | 3353.5285
31.5149 | 2614.7552 |  | 3334.5974
31.5754 | 2605.684 |  | 3323.0288
31.6359 | 2598.7043 |  | 3314.1276
31.6964 | 2590.6138 |  | 3303.8098
31.7569 | 2579.8388 |  | 3290.0684
31.8174 | 2567.1649 |  | 3273.9054
31.8779 | 2552.6252 |  | 3255.3629
31.9384 | 2538.3112 |  | 3237.1083
31.9989 | 2525.3797 |  | 3220.6167
32.0593 | 2513.9772 |  | 3206.0751
32.1198 | 2502.9114 |  | 3191.9629
32.1803 | 2491.2514 |  | 3177.0929
32.2408 | 2476.0205 |  | 3157.6689
32.3013 | 2458.6662 |  | 3135.537
32.3618 | 2443.6763 |  | 3116.4204
32.4223 | 2432.4498 |  | 3102.1033
32.4828 | 2424.0864 |  | 3091.4374
32.5433 | 2418.0874 |  | 3083.7869
32.6037 | 2410.706 |  | 3074.3733
32.6642 | 2397.8229 |  | 3057.9435
32.7247 | 2384.4412 |  | 3040.8778
32.7852 | 2369.8696 |  | 3022.2947
32.8457 | 2353.8187 |  | 3001.8249
32.9062 | 2338.186 |  | 2981.8886
32.9667 | 2323.9843 |  | 2963.7772
33.0272 | 2305.7615 |  | 2940.5377
33.0876 | 2285.4804 |  | 2914.6732
33.1481 | 2268.7702 |  | 2893.3626
33.2086 | 2256.4495 |  | 2877.6501
33.2691 | 2245.8033 |  | 2864.0729
33.3296 | 2234.3358 |  | 2849.4484
33.3901 | 2224.8144 |  | 2837.3058
33.4506 | 2215.4537 |  | 2825.3681
33.5111 | 2203.2618 |  | 2809.8198
33.5716 | 2189.0933 |  | 2791.7506
33.6321 | 2177.0787 |  | 2776.4284
33.6925 | 2167.9437 |  | 2764.7786
33.753 | 2156.6203 |  | 2750.3379
33.8135 | 2144.1071 |  | 2734.3797
33.874 | 2133.4277 |  | 2720.7603
33.9345 | 2124.1958 |  | 2708.9869
33.995 | 2113.0025 |  | 2694.7121
34.0555 | 2102.5323 |  | 2681.3594
34.116 | 2091.418 |  | 2667.1854
34.1765 | 2077.2966 |  | 2649.1764
34.237 | 2060.0877 |  | 2627.2299
34.2974 | 2041.8816 |  | 2604.0115
34.3579 | 2024.2544 |  | 2581.5316
34.4184 | 2009.8435 |  | 2563.1534
34.4789 | 2000.9329 |  | 2551.7898
34.5394 | 1993.5834 |  | 2542.4169
34.5999 | 1983.5952 |  | 2529.679
34.6604 | 1972.4172 |  | 2515.4237
34.7209 | 1963.3626 |  | 2503.8763
34.7814 | 1954.0185 |  | 2491.9598
34.8418 | 1945.59 |  | 2481.211
34.9023 | 1940.2988 |  | 2474.4631
34.9628 | 1935.4093 |  | 2468.2275
35.0233 | 1926.4669 |  | 2456.8232
35.0838 | 1913.5685 |  | 2440.3739
35.1443 | 1899.7685 |  | 2422.7748
35.2048 | 1887.5932 |  | 2407.2476
35.2653 | 1874.1477 |  | 2390.1006
35.3258 | 1858.8684 |  | 2370.6148
35.3862 | 1842.8659 |  | 2350.2069
35.4467 | 1826.2028 |  | 2328.9565
35.5072 | 1808.9455 |  | 2306.9481
35.5677 | 1795.5319 |  | 2289.8418
35.6282 | 1785.8982 |  | 2277.556
35.6887 | 1778.0016 |  | 2267.4854
35.7492 | 1769.3806 |  | 2256.491
35.8097 | 1760.6639 |  | 2245.3746
35.8702 | 1753.2812 |  | 2235.9595
35.9306 | 1746.1561 |  | 2226.8728
35.9911 | 1736.6347 |  | 2214.7302
36.0516 | 1725.8431 |  | 2200.9677
36.1121 | 1713.0888 |  | 2184.7022
36.1726 | 1697.7291 |  | 2165.1139
36.2331 | 1683.1575 |  | 2146.5308
36.2936 | 1671.0473 |  | 2131.0866
36.3541 | 1665.7752 |  | 2124.3631
36.4146 | 1662.2974 |  | 2119.9279
| 0 |  | 0
Degrees | #VALUE! |  | #VALUE!
-40.571 | 42.5807 |  | 54.3032
-40.4844 | 52.5444 |  | 67.0099
-40.3977 | 88.2978 |  | 112.6061
-40.311 | 193.3704 |  | 246.6053
-40.2243 | 384.827 |  | 490.7699
-40.1376 | 521.1497 |  | 664.6222
-40.0509 | 441.8587 |  | 563.5024
-39.9642 | 261.4354 |  | 333.4085
-39.8775 | 123.6169 |  | 157.6486
-39.7908 | 104.7189 |  | 133.548
-39.7041 | 103.4161 |  | 131.8866
-39.6174 | 104.8154 |  | 133.671
-39.5308 | 99.4435 |  | 126.8204
-39.4441 | 96.9667 |  | 123.6616
-39.3574 | 95.0689 |  | 121.2413
-39.2707 | 98.3016 |  | 125.3641
-39.184 | 101.2609 |  | 129.1381
-39.0973 | 105.9734 |  | 135.1479
-39.0106 | 107.2601 |  | 136.7887
-38.9239 | 109.0292 |  | 139.045
-38.8372 | 109.7852 |  | 140.009
-38.7505 | 113.3396 |  | 144.542
-38.6639 | 114.3046 |  | 145.7726
-38.5772 | 109.1418 |  | 139.1885
-38.4905 | 108.0642 |  | 137.8143
-38.4038 | 105.0727 |  | 133.9992
-38.3171 | 108.8684 |  | 138.8399
-38.2304 | 108.6593 |  | 138.5732
-38.1437 | 108.5467 |  | 138.4296
-38.057 | 102.2581 |  | 130.4098
-37.9703 | 100.505 |  | 128.1741
-37.8837 | 101.3092 |  | 129.1996
-37.797 | 103.7378 |  | 132.2968
-37.7103 | 101.4379 |  | 129.3637
-37.6236 | 104.8797 |  | 133.7531
-37.5369 | 107.6621 |  | 137.3015
-37.4502 | 113.42 |  | 144.6445
-37.3635 | 108.8202 |  | 138.7783
-37.2768 | 107.9356 |  | 137.6502
-37.1901 | 106.2629 |  | 135.5171
-37.1034 | 108.6915 |  | 138.6142
-37.0167 | 110.8788 |  | 141.4038
-36.9301 | 111.4417 |  | 142.1216
-36.8434 | 119.0331 |  | 151.8029
-36.7567 | 119.596 |  | 152.5208
-36.67 | 122.105 |  | 155.7205
-36.5833 | 114.8032 |  | 146.4085
-36.4966 | 112.9375 |  | 144.0292
-36.4099 | 112.5515 |  | 143.5369
-36.3232 | 113.1787 |  | 144.3369
-36.2365 | 112.6319 |  | 143.6395
-36.1498 | 112.9697 |  | 144.0702
-36.0632 | 112.1333 |  | 143.0036
-35.9765 | 115.1892 |  | 146.9007
-35.8898 | 116.122 |  | 148.0904
-35.8031 | 122.0407 |  | 155.6385
-35.7164 | 123.8098 |  | 157.8947
-35.6297 | 125.6916 |  | 160.2945
-35.543 | 126.1098 |  | 160.8278
-35.4563 | 127.1552 |  | 162.161
-35.3696 | 126.1419 |  | 160.8688
-35.2829 | 124.6301 |  | 158.9408
-35.1962 | 122.6197 |  | 156.3769
-35.1096 | 124.614 |  | 158.9203
-35.0229 | 124.3084 |  | 158.5306
-34.9362 | 125.0644 |  | 159.4946
-34.8495 | 123.9707 |  | 158.0998
-34.7628 | 124.3406 |  | 158.5716
-34.6761 | 122.2819 |  | 155.9461
-34.5894 | 123.2148 |  | 157.1358
-34.5027 | 127.5734 |  | 162.6943
-34.416 | 135.0844 |  | 172.2731
-34.3293 | 136.0815 |  | 173.5448
-34.2427 | 138.3975 |  | 176.4983
-34.156 | 134.6339 |  | 171.6987
-34.0693 | 135.3577 |  | 172.6216
-33.9826 | 134.0228 |  | 170.9193
-33.8959 | 137.8667 |  | 175.8214
-33.8092 | 139.5715 |  | 177.9955
-33.7225 | 138.3493 |  | 176.4368
-33.6358 | 136.7087 |  | 174.3446
-33.5491 | 137.2074 |  | 174.9805
-33.4624 | 141.5981 |  | 180.58
-33.3757 | 144.3161 |  | 184.0464
-33.2891 | 143.8176 |  | 183.4106
-33.2024 | 140.0541 |  | 178.611
-33.1157 | 141.7589 |  | 180.7851
-33.029 | 143.3672 |  | 182.8362
-32.9423 | 148.0315 |  | 188.7845
-32.8556 | 151.039 |  | 192.62
-32.7689 | 154.3039 |  | 196.7838
-32.6822 | 152.0683 |  | 193.9327
-32.5955 | 147.8545 |  | 188.5588
-32.5089 | 144.7504 |  | 184.6002
-32.4222 | 145.9245 |  | 186.0976
-32.3355 | 148.321 |  | 189.1537
-32.2488 | 149.9453 |  | 191.2253
-32.1621 | 154.9955 |  | 197.6658
-32.0754 | 156.9416 |  | 200.1476
-31.9887 | 160.0618 |  | 204.1268
-31.902 | 153.7249 |  | 196.0454
-31.8153 | 153.1781 |  | 195.348
-31.7286 | 150.9264 |  | 192.4764
-31.642 | 151.7306 |  | 193.502
-31.5553 | 150.7977 |  | 192.3123
-31.4686 | 151.4893 |  | 193.1943
-31.3819 | 153.4838 |  | 195.7378
-31.2952 | 158.9682 |  | 202.7321
-31.2085 | 160.7212 |  | 204.9678
-31.1218 | 164.9833 |  | 210.4032
-31.0351 | 165.9966 |  | 211.6955
-30.9484 | 166.9938 |  | 212.9672
-30.8617 | 166.1735 |  | 211.9211
-30.7751 | 167.042 |  | 213.0286
-30.6883 | 170.5482 |  | 217.5001
-30.6017 | 175.2445 |  | 223.4893
-30.515 | 174.3278 |  | 222.3202
-30.4283 | 174.6494 |  | 222.7304
-30.3416 | 175.0836 |  | 223.2842
-30.2549 | 178.8632 |  | 228.1043
-30.1682 | 179.8283 |  | 229.335
-30.0815 | 177.7213 |  | 226.648
-29.9948 | 176.6759 |  | 225.3147
-29.9081 | 179.5227 |  | 228.9453
-29.8214 | 183.5274 |  | 234.0525
-29.7348 | 185.2162 |  | 236.2062
-29.6481 | 183.1415 |  | 233.5604
-29.5614 | 187.0175 |  | 238.5034
-29.4747 | 189.6552 |  | 241.8673
-29.388 | 195.7829 |  | 249.6819
-29.3013 | 198.4045 |  | 253.0253
-29.2146 | 200.8493 |  | 256.1431
-29.1279 | 200.4793 |  | 255.6713
-29.0412 | 195.3649 |  | 249.1488
-28.9546 | 193.2257 |  | 246.4207
-28.8679 | 191.6817 |  | 244.4516
-28.7812 | 191.9872 |  | 244.8413
-28.6945 | 190.1377 |  | 242.4826
-28.6078 | 191.2635 |  | 243.9183
-28.5211 | 195.6221 |  | 249.4769
-28.4344 | 199.6751 |  | 254.6457
-28.3477 | 203.9534 |  | 260.1017
-28.261 | 209.0036 |  | 266.5422
-28.1743 | 211.7859 |  | 270.0905
-28.0877 | 213.0566 |  | 271.7111
-28.001 | 209.116 |  | 266.6857
-27.9143 | 209.1321 |  | 266.7062
-27.8276 | 211.4321 |  | 269.6394
-27.7409 | 219.1843 |  | 279.5257
-27.6542 | 223.8163 |  | 285.4329
-27.5675 | 223.0121 |  | 284.4073
-27.4808 | 223.1086 |  | 284.5304
-27.3941 | 227.0491 |  | 289.5557
-27.3074 | 232.0671 |  | 295.9552
-27.2207 | 231.0378 |  | 294.6425
-27.134 | 230.0889 |  | 293.4323
-27.0474 | 230.1531 |  | 293.5143
-26.9607 | 232.2922 |  | 296.2422
-26.874 | 234.4635 |  | 299.0113
-26.7873 | 238.2592 |  | 303.852
-26.7006 | 240.1409 |  | 306.2517
-26.6139 | 239.9319 |  | 305.9851
-26.5272 | 240.736 |  | 307.0106
-26.4405 | 242.5213 |  | 309.2874
-26.3538 | 243.9205 |  | 311.0718
-26.2672 | 244.4995 |  | 311.8102
-26.1805 | 248.8902 |  | 317.4097
-26.0938 | 255.6936 |  | 326.086
-26.0071 | 259.5535 |  | 331.0086
-25.9204 | 260.5829 |  | 332.3214
-25.8337 | 259.9074 |  | 331.4599
-25.747 | 260.4221 |  | 332.1163
-25.6603 | 263.4136 |  | 335.9314
-25.5736 | 266.6785 |  | 340.0951
-25.4869 | 268.0295 |  | 341.8181
-25.4002 | 269.7665 |  | 344.0332
-25.3136 | 272.0986 |  | 347.0074
-25.2269 | 277.2775 |  | 353.612
-25.1402 | 281.0571 |  | 358.4321
-25.0535 | 281.2822 |  | 358.7192
-24.9668 | 284.0968 |  | 362.3086
-24.8801 | 285.1744 |  | 363.6829
-24.7934 | 288.761 |  | 368.2568
-24.7067 | 292.5566 |  | 373.0975
-24.62 | 294.8083 |  | 375.969
-24.5333 | 299.2795 |  | 381.6711
-24.4467 | 300.0193 |  | 382.6146
-24.36 | 307.4821 |  | 392.1319
-24.2733 | 313.1916 |  | 399.4133
-24.1866 | 315.8936 |  | 402.8591
-24.0999 | 314.8 |  | 401.4645
-24.0132 | 314.8482 |  | 401.526
-23.9265 | 318.9978 |  | 406.8179
-23.8398 | 323.2277 |  | 412.2123
-23.7531 | 328.5995 |  | 419.063
-23.6664 | 333.3442 |  | 425.1138
-23.5798 | 334.9685 |  | 427.1853
-23.4931 | 333.8266 |  | 425.7291
-23.4064 | 333.1833 |  | 424.9087
-23.3197 | 337.558 |  | 430.4877
-23.233 | 345.7283 |  | 440.9074
-23.1463 | 352.9819 |  | 450.1578
-23.0596 | 356.2308 |  | 454.3012
-22.9729 | 357.0511 |  | 455.3473
-22.8862 | 362.6159 |  | 462.444
-22.7995 | 369.0814 |  | 470.6895
-22.7128 | 377.2196 |  | 481.0681
-22.6262 | 380.565 |  | 485.3345
-22.5395 | 382.8006 |  | 488.1855
-22.4528 | 386.2745 |  | 492.6158
-22.3661 | 387.7703 |  | 494.5234
-22.2794 | 391.6464 |  | 499.4667
-22.1927 | 391.7589 |  | 499.6101
-22.106 | 395.7316 |  | 504.6765
-22.0193 | 399.9454 |  | 510.0504
-21.9326 | 401.1355 |  | 511.5682
-21.8459 | 403.3069 |  | 514.3372
-21.7593 | 406.6521 |  | 518.6034
-21.6726 | 414.7421 |  | 528.9206
-21.5859 | 423.218 |  | 539.7299
-21.4992 | 431.5331 |  | 550.3341
-21.4125 | 437.9343 |  | 558.4976
-21.3258 | 441.6657 |  | 563.2563
-21.2391 | 444.2551 |  | 566.5585
-21.1524 | 446.5389 |  | 569.4711
-21.0657 | 450.1898 |  | 574.1271
-20.979 | 453.3744 |  | 578.1883
-20.8924 | 462.172 |  | 589.408
-20.8057 | 472.2241 |  | 602.2274
-20.719 | 478.8987 |  | 610.7396
-20.6323 | 480.7644 |  | 613.1188
-20.5456 | 479.8476 |  | 611.9496
-20.4589 | 484.4474 |  | 617.8158
-20.3722 | 489.7389 |  | 624.564
-20.2855 | 498.5204 |  | 635.763
-20.1988 | 509.811 |  | 650.162
-20.1121 | 522.2917 |  | 666.0786
-20.0254 | 530.3816 |  | 676.3956
-19.9388 | 534.0325 |  | 681.0517
-19.8521 | 538.8576 |  | 687.2051
-19.7654 | 543.4252 |  | 693.0302
-19.6787 | 549.1991 |  | 700.3937
-19.592 | 554.2172 |  | 706.7932
-19.5053 | 561.2617 |  | 715.777
-19.4186 | 570.6061 |  | 727.6939
-19.3319 | 578.6961 |  | 738.0111
-19.2452 | 587.4777 |  | 749.2103
-19.1586 | 590.2922 |  | 752.7997
-19.0719 | 594.7151 |  | 758.4402
-18.9852 | 600.8267 |  | 766.2343
-18.8985 | 606.7295 |  | 773.7621
-18.8118 | 614.7711 |  | 784.0176
-18.7251 | 624.1637 |  | 795.996
-18.6384 | 634.9879 |  | 809.8001
-18.5517 | 647.4365 |  | 825.6758
-18.465 | 658.3088 |  | 839.5413
-18.3783 | 667.798 |  | 851.6427
-18.2917 | 669.5672 |  | 853.899
-18.205 | 670.2749 |  | 854.8015
-18.1183 | 679.1689 |  | 866.1441
-18.0316 | 694.7377 |  | 885.9989
-17.9449 | 708.8749 |  | 904.0281
-17.8582 | 716.1446 |  | 913.2992
-17.7715 | 719.3773 |  | 917.4219
-17.6848 | 728.0945 |  | 928.539
-17.5981 | 739.8194 |  | 943.4917
-17.5114 | 753.8763 |  | 961.4184
-17.4247 | 761.8376 |  | 971.5714
-17.338 | 772.1147 |  | 984.6779
-17.2514 | 781.8613 |  | 997.1077
-17.1647 | 791.7043 |  | 1009.6605
-17.078 | 800.6949 |  | 1021.1263
-16.9913 | 812.9183 |  | 1036.7147
-16.9046 | 826.2675 |  | 1053.739
-16.8179 | 840.067 |  | 1071.3375
-16.7312 | 850.859 |  | 1085.1005
-16.6445 | 865.8648 |  | 1104.2374
-16.5578 | 877.863 |  | 1119.5386
-16.4712 | 887.0466 |  | 1131.2506
-16.3845 | 895.4261 |  | 1141.9369
-16.2978 | 908.2446 |  | 1158.2843
-16.2111 | 920.5805 |  | 1174.0164
-16.1244 | 931.7423 |  | 1188.251
-16.0377 | 940.4435 |  | 1199.3475
-15.951 | 952.2326 |  | 1214.3822
-15.8643 | 967.8817 |  | 1234.3395
-15.7776 | 985.0265 |  | 1256.2044
-15.6909 | 1002.8953 |  | 1278.9924
-15.6043 | 1019.1073 |  | 1299.6675
-15.5176 | 1034.9493 |  | 1319.8709
-15.4309 | 1047.3979 |  | 1335.7465
-15.3442 | 1059.2996 |  | 1350.9248
-15.2575 | 1073.2439 |  | 1368.7079
-15.1708 | 1094.683 |  | 1396.0492
-15.0841 | 1112.3104 |  | 1418.5295
-14.9974 | 1126.2225 |  | 1436.2716
-14.9107 | 1139.427 |  | 1453.1112
-14.824 | 1157.2635 |  | 1475.8581
-14.7373 | 1172.2532 |  | 1494.9745
-14.6507 | 1186.8407 |  | 1513.578
-14.564 | 1203.8089 |  | 1535.2174
-14.4773 | 1227.0653 |  | 1564.8764
-14.3906 | 1250.1127 |  | 1594.2687
-14.3039 | 1270.1687 |  | 1619.8461
-14.2172 | 1287.1526 |  | 1641.5058
-14.1305 | 1302.3835 |  | 1660.9297
-14.0438 | 1326.8782 |  | 1692.1678
-13.9571 | 1351.6152 |  | 1723.7149
-13.8704 | 1374.1804 |  | 1752.4922
-13.7837 | 1389.9584 |  | 1772.6139
-13.6971 | 1407.8751 |  | 1795.4631
-13.6104 | 1429.0247 |  | 1822.4352
-13.5237 | 1452.1841 |  | 1851.9704
-13.437 | 1474.7327 |  | 1880.7266
-13.3503 | 1490.7364 |  | 1901.1362
-13.2636 | 1509.3928 |  | 1924.9286
-13.1769 | 1526.4895 |  | 1946.732
-13.0902 | 1550.3414 |  | 1977.1504
-13.0035 | 1571.973 |  | 2004.7372
-12.9169 | 1599.5731 |  | 2039.9356
-12.8302 | 1626.5125 |  | 2074.2914
-12.7435 | 1653.2913 |  | 2108.4424
-12.6568 | 1676.7887 |  | 2138.4086
-12.5701 | 1706.4624 |  | 2176.2514
-12.4834 | 1731.8906 |  | 2208.68
-12.3967 | 1753.5554 |  | 2236.3091
-12.31 | 1770.6354 |  | 2258.0914
-12.2233 | 1798.0416 |  | 2293.0425
-12.1366 | 1825.6251 |  | 2328.2197
-12.05 | 1857.3087 |  | 2368.6257
-11.9633 | 1886.902 |  | 2406.3661
-11.8766 | 1922.4306 |  | 2451.6757
-11.7899 | 1952.4422 |  | 2489.9496
-11.7032 | 1976.4383 |  | 2520.5517
-11.6165 | 2001.818 |  | 2552.9185
-11.5298 | 2036.8314 |  | 2597.571
-11.4431 | 2067.422 |  | 2636.5833
-11.3564 | 2091.4346 |  | 2667.2066
-11.2697 | 2109.0133 |  | 2689.6247
-11.183 | 2137.0304 |  | 2725.3549
-11.0963 | 2177.4319 |  | 2776.8789
-11.0097 | 2225.1039 |  | 2837.675
-10.923 | 2265.5858 |  | 2889.3015
-10.8363 | 2298.9578 |  | 2931.8609
-10.7496 | 2325.8335 |  | 2966.1354
-10.6629 | 2355.1858 |  | 3003.5684
-10.5762 | 2384.7625 |  | 3041.2877
-10.4895 | 2413.7782 |  | 3078.2913
-10.4028 | 2445.2845 |  | 3118.4713
-10.3161 | 2488.6293 |  | 3173.749
-10.2294 | 2533.261 |  | 3230.6678
-10.1428 | 2576.1557 |  | 3285.3714
-10.0561 | 2611.2494 |  | 3330.1264
-9.9694 | 2648.4181 |  | 3377.5276
-9.8827 | 2687.0507 |  | 3426.7958
-9.796 | 2729.1407 |  | 3480.4732
-9.7093 | 2770.8124 |  | 3533.6171
-9.6226 | 2809.718 |  | 3583.2334
-9.5359 | 2840.8876 |  | 3622.984
-9.4492 | 2872.8135 |  | 3663.699
-9.3625 | 2919.2624 |  | 3722.9354
-9.2759 | 2967.4637 |  | 3784.4064
-9.1892 | 3011.8378 |  | 3840.9967
-9.1025 | 3052.2711 |  | 3892.5614
-9.0158 | 3094.4428 |  | 3946.3428
-8.9291 | 3130.2111 |  | 3991.9582
-8.8424 | 3162.2505 |  | 4032.818
-8.7557 | 3205.8364 |  | 4088.4031
-8.669 | 3252.7508 |  | 4148.2332
-8.5823 | 3303.3815 |  | 4212.8025
-8.4956 | 3350.1353 |  | 4272.4276
-8.409 | 3406.1541 |  | 4343.8684
-8.3223 | 3462.173 |  | 4415.3092
-8.2356 | 3500.6921 |  | 4464.4327
-8.1489 | 3536.0753 |  | 4509.5569
-8.0622 | 3575.6887 |  | 4560.0758
-7.9755 | 3631.8529 |  | 4631.702
-7.8888 | 3684.8786 |  | 4699.3257
-7.8021 | 3723.5431 |  | 4748.6346
-7.7154 | 3754.1822 |  | 4787.7086
-7.6287 | 3798.5563 |  | 4844.2988
-7.5421 | 3856.4077 |  | 4918.0768
-7.4554 | 3920.5005 |  | 4999.8143
-7.3687 | 3976.7922 |  | 5071.6031
-7.282 | 4032.9399 |  | 5143.2082
-7.1953 | 4074.3705 |  | 5196.0447
-7.1086 | 4121.1409 |  | 5255.691
-7.0219 | 4160.6089 |  | 5306.0245
-6.9352 | 4210.9832 |  | 5370.2669
-6.8485 | 4257.7523 |  | 5429.9115
-6.7618 | 4312.4372 |  | 5499.6511
-6.6752 | 4356.9234 |  | 5556.3845
-6.5885 | 4405.2701 |  | 5618.0409
-6.5018 | 4446.6523 |  | 5670.8156
-6.4151 | 4499.6627 |  | 5738.4198
-6.3284 | 4549.7463 |  | 5802.2914
-6.2417 | 4603.0946 |  | 5870.3265
-6.155 | 4665.9172 |  | 5950.4441
-6.0683 | 4724.1384 |  | 6024.6937
-5.9816 | 4773.4823 |  | 6087.622
-5.8949 | 4814.2703 |  | 6139.6389
-5.8082 | 4864.4342 |  | 6203.6129
-5.7216 | 4927.5768 |  | 6284.1387
-5.6349 | 4989.7401 |  | 6363.4155
-5.5482 | 5042.8627 |  | 6431.1628
-5.4615 | 5088.1703 |  | 6488.9435
-5.3748 | 5134.2966 |  | 6547.7684
-5.2881 | 5176.7577 |  | 6601.9191
-5.2014 | 5221.5488 |  | 6659.0412
-5.1147 | 5273.9164 |  | 6725.8256
-5.028 | 5330.2082 |  | 6797.6145
-4.9413 | 5386.5012 |  | 6869.405
-4.8547 | 5443.0824 |  | 6941.563
-4.768 | 5492.7158 |  | 7004.8605
-4.6813 | 5539.1801 |  | 7064.1164
-4.5946 | 5578.8572 |  | 7114.7166
-4.5079 | 5633.3648 |  | 7184.2302
-4.4212 | 5697.7305 |  | 7266.3157
-4.3345 | 5768.465 |  | 7356.5234
-4.2478 | 5830.1934 |  | 7435.2456
-4.1611 | 5879.3753 |  | 7497.9673
-4.0744 | 5920.6134 |  | 7550.5583
-3.9878 | 5964.0068 |  | 7605.8978
-3.9011 | 6009.169 |  | 7663.4932
-3.8144 | 6053.2854 |  | 7719.7549
-3.7277 | 6089.9235 |  | 7766.4795
-3.641 | 6119.967 |  | 7804.794
-3.5543 | 6154.9319 |  | 7849.3847
-3.4676 | 6207.107 |  | 7915.9236
-3.3809 | 6272.0517 |  | 7998.7475
-3.2942 | 6322.7946 |  | 8063.4599
-3.2075 | 6345.0383 |  | 8091.8274
-3.1208 | 6361.6045 |  | 8112.9542
-3.0342 | 6394.6552 |  | 8155.1037
-2.9475 | 6445.2208 |  | 8219.5901
-2.8608 | 6481.4891 |  | 8265.843
-2.7741 | 6519.3655 |  | 8314.1468
-2.6874 | 6556.9039 |  | 8362.0196
-2.6007 | 6605.8461 |  | 8424.4356
-2.514 | 6645.17 |  | 8474.5853
-2.4273 | 6682.3386 |  | 8521.9864
-2.3406 | 6707.4926 |  | 8554.0654
-2.2539 | 6738.8561 |  | 8594.0632
-2.1673 | 6764.7817 |  | 8627.1261
-2.0806 | 6800.3906 |  | 8672.5381
-1.9939 | 6828.6002 |  | 8708.5139
-1.9072 | 6853.6433 |  | 8740.4513
-1.8205 | 6867.4102 |  | 8758.0082
-1.7338 | 6888.1249 |  | 8784.4256
-1.6471 | 6924.0717 |  | 8830.2687
-1.5604 | 6971.6302 |  | 8890.92
-1.4737 | 7002.2208 |  | 8929.9322
-1.387 | 7014.8935 |  | 8946.0937
-1.3004 | 7024.0297 |  | 8957.7451
-1.2137 | 7048.6061 |  | 8989.0873
-1.127 | 7090.2612 |  | 9042.2101
-1.0403 | 7131.7403 |  | 9095.1084
-0.95359 | 7147.2123 |  | 9114.8398
-0.8669 | 7152.7292 |  | 9121.8755
-0.78021 | 7143.5776 |  | 9110.2046
-0.69352 | 7161.3668 |  | 9132.8911
-0.60683 | 7192.6958 |  | 9172.845
-0.52014 | 7233.9671 |  | 9225.4782
-0.43345 | 7251.8187 |  | 9248.2444
-0.34676 | 7245.7713 |  | 9240.5321
-0.26007 | 7240.5285 |  | 9233.846
-0.17338 | 7239.998 |  | 9233.1694
-0.08669 | 7245.0966 |  | 9239.6717
-1.1369e-13 | 7263.9774 |  | 9263.7504
0.08669 | 7276.7317 |  | 9280.016
0.17338 | 7286.5426 |  | 9292.5278
0.26007 | 7285.8999 |  | 9291.7081
0.34676 | 7294.424 |  | 9302.5789
0.43345 | 7299.4257 |  | 9308.9576
0.52014 | 7304.2183 |  | 9315.0695
0.60683 | 7303.5908 |  | 9314.2694
0.69352 | 7307.6922 |  | 9319.4998
0.78021 | 7306.6783 |  | 9318.2069
0.8669 | 7306.9206 |  | 9318.5159
0.95359 | 7302.9965 |  | 9313.5115
1.0403 | 7288.9389 |  | 9295.5838
1.127 | 7278.1639 |  | 9281.8424
1.2137 | 7264.6852 |  | 9264.6531
1.3004 | 7254.6984 |  | 9251.9168
1.387 | 7241.2848 |  | 9234.8104
1.4737 | 7212.6721 |  | 9198.3208
1.5604 | 7181.8405 |  | 9159.0012
1.6471 | 7143.723 |  | 9110.39
1.7338 | 7125.7094 |  | 9087.4172
1.8205 | 7120.6108 |  | 9080.9149
1.9072 | 7122.8948 |  | 9083.8278
1.9939 | 7113.0355 |  | 9071.2542
2.0806 | 7093.0758 |  | 9045.7995
2.1673 | 7068.1143 |  | 9013.9662
2.2539 | 7048.1712 |  | 8988.5327
2.3406 | 7025.2362 |  | 8959.2837
2.4273 | 7000.8537 |  | 8928.1888
2.514 | 6977.7096 |  | 8898.673
2.6007 | 6958.0559 |  | 8873.6087
2.6874 | 6931.6955 |  | 8839.9912
2.7741 | 6896.376 |  | 8794.9484
2.8608 | 6868.8576 |  | 8759.8541
2.9475 | 6837.6714 |  | 8720.0824
3.0342 | 6804.0902 |  | 8677.2563
3.1208 | 6753.6521 |  | 8612.9325
3.2075 | 6711.0469 |  | 8558.5981
3.2942 | 6677.1915 |  | 8515.4223
3.3809 | 6645.9581 |  | 8475.5904
3.4676 | 6623.4414 |  | 8446.8749
3.5543 | 6596.437 |  | 8412.4361
3.641 | 6565.8948 |  | 8373.4856
3.7277 | 6522.921 |  | 8318.6812
3.8144 | 6475.3294 |  | 8257.9876
3.9011 | 6421.7081 |  | 8189.6044
3.9878 | 6376.3202 |  | 8131.7211
4.0744 | 6335.0821 |  | 8079.1302
4.1611 | 6295.887 |  | 8029.1447
4.2478 | 6246.1248 |  | 7965.683
4.3345 | 6198.1812 |  | 7904.5405
4.4212 | 6165.017 |  | 7862.2462
4.5079 | 6130.325 |  | 7818.0035
4.5946 | 6092.2395 |  | 7769.433
4.6813 | 6044.343 |  | 7708.3506
4.768 | 5998.8747 |  | 7650.365
4.8547 | 5961.1118 |  | 7602.2059
4.9413 | 5921.0802 |  | 7551.1535
5.028 | 5880.1481 |  | 7498.9529
5.1147 | 5833.3127 |  | 7439.2237
5.2014 | 5785.4329 |  | 7378.1626
5.2881 | 5727.1785 |  | 7303.8707
5.3748 | 5682.4027 |  | 7246.7681
5.4615 | 5629.794 |  | 7179.6763
5.5482 | 5585.4837 |  | 7123.1674
5.6349 | 5527.5685 |  | 7049.3081
5.7216 | 5477.388 |  | 6985.3129
5.8082 | 5423.2515 |  | 6916.2726
5.8949 | 5364.6438 |  | 6841.5303
5.9816 | 5303.1246 |  | 6763.0748
6.0683 | 5252.5743 |  | 6698.608
6.155 | 5208.5548 |  | 6642.4699
6.2417 | 5164.0672 |  | 6585.7349
6.3284 | 5118.7124 |  | 6527.8939
6.4151 | 5072.9712 |  | 6469.5602
6.5018 | 5033.085 |  | 6418.6932
6.5885 | 4986.7329 |  | 6359.5805
6.6752 | 4930.8416 |  | 6288.3023
6.7618 | 4869.163 |  | 6209.6436
6.8485 | 4821.4923 |  | 6148.8491
6.9352 | 4780.5271 |  | 6096.6062
7.0219 | 4738.8069 |  | 6043.4005
7.1086 | 4687.1637 |  | 5977.5398
7.1953 | 4638.6079 |  | 5915.6166
7.282 | 4588.282 |  | 5851.436
7.3687 | 4530.8489 |  | 5778.1915
7.4554 | 4471.791 |  | 5702.875
7.5421 | 4420.8708 |  | 5637.9365
7.6287 | 4373.2957 |  | 5577.2641
7.7154 | 4320.9931 |  | 5510.5626
7.8021 | 4268.7211 |  | 5443.9001
7.8888 | 4206.8818 |  | 5365.0364
7.9755 | 4151.9725 |  | 5295.0106
8.0622 | 4096.6462 |  | 5224.4529
8.1489 | 4058.7698 |  | 5176.1491
8.2356 | 4022.8229 |  | 5130.306
8.3223 | 3981.4573 |  | 5077.5525
8.409 | 3941.9077 |  | 5027.1148
8.4956 | 3889.6688 |  | 4960.4947
8.5823 | 3836.5781 |  | 4892.788
8.669 | 3776.3941 |  | 4816.0354
8.7557 | 3728.513 |  | 4754.9726
8.8424 | 3693.9013 |  | 4710.8324
8.9291 | 3663.4395 |  | 4671.9844
9.0158 | 3625.5312 |  | 4623.64
9.1025 | 3578.8247 |  | 4564.0751
9.1892 | 3528.6123 |  | 4500.0392
9.2759 | 3478.3361 |  | 4435.922
9.3625 | 3424.1996 |  | 4366.8818
9.4492 | 3379.633 |  | 4310.046
9.5359 | 3341.4021 |  | 4261.29
9.6226 | 3305.8097 |  | 4215.8991
9.7093 | 3255.5017 |  | 4151.7413
9.796 | 3200.0299 |  | 4080.9982
9.8827 | 3155.0284 |  | 4023.6078
9.9694 | 3131.4826 |  | 3993.5797
10.0561 | 3090.3733 |  | 3941.153
10.1428 | 3048.4274 |  | 3887.6594
10.2294 | 2996.2689 |  | 3821.1417
10.3161 | 2963.9413 |  | 3779.9144
10.4028 | 2924.1354 |  | 3729.1498
10.4895 | 2879.2308 |  | 3671.883
10.5762 | 2827.1526 |  | 3605.4678
10.6629 | 2778.7575 |  | 3543.7495
10.7496 | 2738.0028 |  | 3491.775
10.8363 | 2712.7034 |  | 3459.5106
10.923 | 2685.9731 |  | 3425.4215
11.0097 | 2642.4025 |  | 3369.8559
11.0963 | 2586.4168 |  | 3298.4573
11.183 | 2536.9925 |  | 3235.4266
11.2697 | 2506.0959 |  | 3196.024
11.3564 | 2481.0056 |  | 3164.0264
11.4431 | 2450.8499 |  | 3125.5688
11.5298 | 2417.9752 |  | 3083.6437
11.6165 | 2391.213 |  | 3049.5139
11.7032 | 2365.9455 |  | 3017.2903
11.7899 | 2329.9514 |  | 2971.387
11.8766 | 2289.1954 |  | 2919.4109
11.9633 | 2251.0461 |  | 2870.759
12.05 | 2222.3212 |  | 2834.1262
12.1366 | 2194.2723 |  | 2798.3554
12.2233 | 2163.2302 |  | 2758.7674
12.31 | 2128.4107 |  | 2714.3621
12.3967 | 2100.715 |  | 2679.0418
12.4834 | 2076.1871 |  | 2647.7614
12.5701 | 2048.1382 |  | 2611.9906
12.6568 | 2010.2452 |  | 2563.6657
12.7435 | 1971.6941 |  | 2514.5015
12.8302 | 1936.4551 |  | 2469.5611
12.9169 | 1914.6615 |  | 2441.7678
13.0035 | 1895.2016 |  | 2416.9507
13.0902 | 1871.9606 |  | 2387.3113
13.1769 | 1839.7452 |  | 2346.2271
13.2636 | 1807.1447 |  | 2304.6517
13.3503 | 1784.2097 |  | 2275.4027
13.437 | 1765.7459 |  | 2251.8558
13.5237 | 1739.5296 |  | 2218.4221
13.6104 | 1713.6525 |  | 2185.421
13.6971 | 1681.0188 |  | 2143.8033
13.7837 | 1653.693 |  | 2108.9547
13.8704 | 1624.9044 |  | 2072.2405
13.9571 | 1599.7822 |  | 2040.2023
14.0438 | 1576.1866 |  | 2010.1108
14.1305 | 1551.5313 |  | 1978.6678
14.2172 | 1534.2739 |  | 1956.6595
14.3039 | 1510.6796 |  | 1926.5697
14.3906 | 1487.2778 |  | 1896.7254
14.4773 | 1459.2454 |  | 1860.9757
14.564 | 1437.6291 |  | 1833.4084
14.6507 | 1417.2192 |  | 1807.3797
14.7373 | 1398.5463 |  | 1783.5661
14.824 | 1380.2113 |  | 1760.1834
14.9107 | 1365.0926 |  | 1740.9026
14.9974 | 1346.324 |  | 1716.967
15.0841 | 1327.8602 |  | 1693.4201
15.1708 | 1309.7497 |  | 1670.3238
15.2575 | 1289.9519 |  | 1645.0757
15.3442 | 1269.2842 |  | 1618.7181
15.4309 | 1250.4023 |  | 1594.6381
15.5176 | 1231.0702 |  | 1569.9838
15.6043 | 1213.2658 |  | 1547.2779
15.6909 | 1191.3924 |  | 1519.3827
15.7776 | 1173.2825 |  | 1496.2872
15.8643 | 1157.4403 |  | 1476.0837
15.951 | 1141.5018 |  | 1455.7572
16.0377 | 1124.5338 |  | 1434.1179
16.1244 | 1108.7239 |  | 1413.9556
16.2111 | 1096.3717 |  | 1398.2028
16.2978 | 1084.2932 |  | 1382.7991
16.3845 | 1064.6231 |  | 1357.7139
16.4712 | 1046.4491 |  | 1334.5365
16.5578 | 1028.1461 |  | 1311.1947
16.6445 | 1015.4885 |  | 1295.0525
16.7312 | 1001.5924 |  | 1277.3308
16.8179 | 991.1221 |  | 1263.978
16.9046 | 981.0218 |  | 1251.0972
16.9913 | 966.2091 |  | 1232.2065
17.078 | 947.3271 |  | 1208.1263
17.1647 | 935.4737 |  | 1193.0097
17.2514 | 922.4301 |  | 1176.3751
17.338 | 908.8557 |  | 1159.0636
17.4247 | 888.8641 |  | 1133.5684
17.5114 | 875.2254 |  | 1116.1749
17.5981 | 863.5327 |  | 1101.2632
17.6848 | 847.7228 |  | 1081.1009
17.7715 | 829.4037 |  | 1057.7386
17.8582 | 819.0299 |  | 1044.5089
17.9449 | 818.4993 |  | 1043.8321
18.0316 | 816.9071 |  | 1041.8016
18.1183 | 804.555 |  | 1026.049
18.205 | 789.2436 |  | 1006.5224
18.2917 | 775.3476 |  | 988.8008
18.3783 | 762.8187 |  | 972.8226
18.465 | 747.2821 |  | 953.0088
18.5517 | 734.4958 |  | 936.7025
18.6384 | 727.4834 |  | 927.7596
18.7251 | 723.7199 |  | 922.9599
18.8118 | 719.0395 |  | 916.9911
18.8985 | 714.6811 |  | 911.4327
18.9852 | 705.9639 |  | 900.3157
19.0719 | 697.327 |  | 889.3012
19.1586 | 688.24 |  | 877.7125
19.2452 | 681.099 |  | 868.6055
19.3319 | 668.1519 |  | 852.0941
19.4186 | 653.7734 |  | 833.7572
19.5053 | 638.9605 |  | 814.8663
19.592 | 629.2622 |  | 802.4981
19.6787 | 622.2338 |  | 793.5348
19.7654 | 617.0389 |  | 786.9097
19.8521 | 613.9508 |  | 782.9715
19.9388 | 608.4503 |  | 775.9567
20.0254 | 602.6764 |  | 768.5932
20.1121 | 590.5013 |  | 753.0663
20.1988 | 580.7709 |  | 740.6571
20.2855 | 571.0726 |  | 728.2889
20.3722 | 568.5314 |  | 725.0481
20.4589 | 565.0734 |  | 720.6382
20.5456 | 558.7687 |  | 712.5978
20.6323 | 549.6012 |  | 700.9065
20.719 | 537.9569 |  | 686.0564
20.8057 | 530.1565 |  | 676.1086
20.8924 | 524.5272 |  | 668.9295
20.979 | 518.7693 |  | 661.5865
21.0657 | 515.8423 |  | 657.8536
21.1524 | 510.2774 |  | 650.7567
21.2391 | 507.0768 |  | 646.675
21.3258 | 496.4939 |  | 633.1787
21.4125 | 485.7341 |  | 619.4567
21.4992 | 476.2128 |  | 607.3142
21.5859 | 476.3575 |  | 607.4987
21.6726 | 476.9526 |  | 608.2577
21.7593 | 476.2289 |  | 607.3347
21.8459 | 468.9108 |  | 598.002
21.9326 | 460.3223 |  | 587.0491
22.0193 | 452.5059 |  | 577.0808
22.106 | 448.0668 |  | 571.4196
22.1927 | 445.2201 |  | 567.7892
22.2794 | 438.6903 |  | 559.4618
22.3661 | 431.115 |  | 549.801
22.4528 | 424.3922 |  | 541.2273
22.5395 | 419.4546 |  | 534.9304
22.6262 | 414.9029 |  | 529.1257
22.7128 | 409.2255 |  | 521.8853
22.7995 | 409.0325 |  | 521.6391
22.8862 | 404.9634 |  | 516.4498
22.9729 | 402.4061 |  | 513.1885
23.0596 | 395.8924 |  | 504.8816
23.1463 | 394.9113 |  | 503.6304
23.233 | 393.705 |  | 502.092
23.3197 | 391.6786 |  | 499.5077
23.4064 | 378.5223 |  | 482.7295
23.4931 | 372.1694 |  | 474.6276
23.5798 | 367.1031 |  | 468.1666
23.6664 | 371.5099 |  | 473.7866
23.7531 | 364.7389 |  | 465.1515
23.8398 | 360.2837 |  | 459.4698
23.9265 | 356.8419 |  | 455.0805
24.0132 | 356.7293 |  | 454.9369
24.0999 | 354.1078 |  | 451.5937
24.1866 | 348.189 |  | 444.0455
24.2733 | 341.434 |  | 435.4308
24.36 | 334.2608 |  | 426.2829
24.4467 | 328.5674 |  | 419.022
24.5333 | 330.3848 |  | 421.3398
24.62 | 330.8994 |  | 421.996
24.7067 | 329.6128 |  | 420.3552
24.7934 | 324.6913 |  | 414.0788
24.8801 | 320.1236 |  | 408.2537
24.9668 | 319.3516 |  | 407.2691
25.0535 | 317.0838 |  | 404.377
25.1402 | 315.0413 |  | 401.7722
25.2269 | 310.6988 |  | 396.2342
25.3136 | 308.1254 |  | 392.9523
25.4002 | 304.394 |  | 388.1936
25.4869 | 302.0941 |  | 385.2606
25.5736 | 299.7621 |  | 382.2866
25.6603 | 297.5265 |  | 379.4355
25.747 | 295.8699 |  | 377.3228
25.8337 | 288.9057 |  | 368.4414
25.9204 | 285.1905 |  | 363.7034
26.0071 | 278.7571 |  | 355.4989
26.0938 | 277.181 |  | 353.4889
26.1805 | 273.5943 |  | 348.9148
26.2672 | 274.4146 |  | 349.9609
26.3538 | 271.793 |  | 346.6176
26.4405 | 272.9511 |  | 348.0945
26.5272 | 271.8734 |  | 346.7202
26.6139 | 275.5565 |  | 351.4172
26.7006 | 273.53 |  | 348.8329
26.7873 | 270.6028 |  | 345.0998
26.874 | 262.2235 |  | 334.4136
26.9607 | 257.5431 |  | 328.4448
27.0474 | 256.9802 |  | 327.7269
27.134 | 257.318 |  | 328.1577
27.2207 | 251.721 |  | 321.0198
27.3074 | 246.4456 |  | 314.2921
27.3941 | 241.8297 |  | 308.4054
27.4808 | 242.1675 |  | 308.8362
27.5675 | 240.5269 |  | 306.744
27.6542 | 243.245 |  | 310.2103
27.7409 | 243.245 |  | 310.2103
27.8276 | 240.8808 |  | 307.1953
27.9143 | 235.718 |  | 300.6112
28.001 | 232.2601 |  | 296.2013
28.0877 | 228.2554 |  | 291.0941
28.1743 | 225.8267 |  | 287.9968
28.261 | 225.4408 |  | 287.5046
28.3477 | 223.961 |  | 285.6175
28.4344 | 224.7492 |  | 286.6226
28.5211 | 225.1351 |  | 287.1148
28.6078 | 224.3792 |  | 286.1508
28.6945 | 218.2676 |  | 278.3567
28.7812 | 217.3669 |  | 277.2079
28.8679 | 214.3914 |  | 273.4134
28.9546 | 217.769 |  | 277.7207
29.0412 | 214.2467 |  | 273.2288
29.1279 | 216.6592 |  | 276.3055
29.2146 | 215.8872 |  | 275.321
29.3013 | 214.5201 |  | 273.5775
29.388 | 209.277 |  | 266.8909
29.4747 | 204.7897 |  | 261.1683
29.5614 | 202.9723 |  | 258.8506
29.6481 | 202.4254 |  | 258.1532
29.7348 | 202.8275 |  | 258.666
29.8214 | 200.3989 |  | 255.5687
29.9081 | 201.396 |  | 256.8403
29.9948 | 197.3913 |  | 251.7331
30.0815 | 194.6893 |  | 248.2873
30.1682 | 190.379 |  | 242.7903
30.2549 | 188.3202 |  | 240.1648
30.3416 | 187.1944 |  | 238.729
30.4283 | 185.7469 |  | 236.8831
30.515 | 183.8492 |  | 234.4628
30.6017 | 186.0846 |  | 237.3137
30.6883 | 184.6211 |  | 235.4473
30.7751 | 183.833 |  | 234.4422
30.8617 | 179.7801 |  | 229.2735
30.9484 | 178.429 |  | 227.5505
31.0351 | 177.2389 |  | 226.0328
31.1218 | 175.0515 |  | 223.2432
31.2085 | 173.7327 |  | 221.5613
31.2952 | 174.1026 |  | 222.033
31.3819 | 173.6522 |  | 221.4587
31.4686 | 176.3221 |  | 224.8636
31.5553 | 177.7213 |  | 226.648
31.642 | 179.6675 |  | 229.1299
31.7286 | 178.8472 |  | 228.0838
31.8153 | 175.8396 |  | 224.2483
31.902 | 174.5689 |  | 222.6278
31.9887 | 172.623 |  | 220.146
32.0754 | 171.3684 |  | 218.5462
32.1621 | 165.6909 |  | 211.3056
32.2488 | 159.9814 |  | 204.0243
32.3355 | 158.1156 |  | 201.6449
32.4222 | 157.6332 |  | 201.0296
32.5089 | 157.1024 |  | 200.3527
32.5955 | 158.8395 |  | 202.568
32.6822 | 162.4582 |  | 207.1829
32.7689 | 161.7505 |  | 206.2804
32.8556 | 159.0485 |  | 202.8346
32.9423 | 154.9473 |  | 197.6043
33.029 | 158.6946 |  | 202.3833
33.1157 | 158.5661 |  | 202.2193
33.2024 | 158.1318 |  | 201.6655
33.2891 | 153.8054 |  | 196.148
33.3757 | 154.4326 |  | 196.9479
33.4624 | 155.5745 |  | 198.4041
33.5491 | 154.8668 |  | 197.5017
33.6358 | 154.6257 |  | 197.1941
33.7225 | 153.532 |  | 195.7993
33.8092 | 155.0599 |  | 197.7479
33.8959 | 151.3606 |  | 193.0302
33.9826 | 151.988 |  | 193.8302
34.0693 | 150.2509 |  | 191.6149
34.156 | 151.3606 |  | 193.0302
34.2427 | 150.3956 |  | 191.7995
34.3293 | 148.337 |  | 189.1742
34.416 | 144.0588 |  | 183.7182
34.5027 | 140.2954 |  | 178.9187
34.5894 | 147.3559 |  | 187.923
34.6761 | 150.6369 |  | 192.1072
34.7628 | 149.8489 |  | 191.1023
34.8495 | 141.4051 |  | 180.334
34.9362 | 134.6339 |  | 171.6987
35.0229 | 134.3284 |  | 171.309
35.1096 | 132.2054 |  | 168.6015
35.1962 | 135.7276 |  | 173.0934
35.2829 | 133.5404 |  | 170.304
35.3696 | 134.1193 |  | 171.0424
35.4563 | 129.1656 |  | 164.7249
35.543 | 129.8572 |  | 165.6068
35.6297 | 128.8921 |  | 164.3762
35.7164 | 133.6851 |  | 170.4886
35.8031 | 132.7683 |  | 169.3194
35.8898 | 131.932 |  | 168.2528
35.9765 | 124.5819 |  | 158.8793
36.0632 | 118.7597 |  | 151.4542
36.1498 | 120.1428 |  | 153.2182
36.2365 | 125.4504 |  | 159.9868
36.3232 | 131.3208 |  | 167.4735
36.4099 | 129.1013 |  | 164.6429
36.4966 | 127.9433 |  | 163.1661
36.5833 | 125.1769 |  | 159.6381
36.67 | 126.158 |  | 160.8893
36.7567 | 123.5043 |  | 157.505
36.8434 | 123.5525 |  | 157.5665
36.9301 | 119.7408 |  | 152.7054
37.0167 | 121.2043 |  | 154.5719
37.1034 | 121.6868 |  | 155.1872
37.1901 | 121.7833 |  | 155.3103
37.2768 | 118.2933 |  | 150.8594
37.3635 | 115.3339 |  | 147.0853
37.4502 | 118.7436 |  | 151.4337
37.5369 | 120.1589 |  | 153.2387
37.6236 | 121.3491 |  | 154.7565
37.7103 | 116.7171 |  | 148.8493
37.797 | 112.1816 |  | 143.0652
37.8837 | 109.7369 |  | 139.9475
37.9703 | 106.3916 |  | 135.6812
38.057 | 108.9327 |  | 138.9219
38.1437 | 111.2487 |  | 141.8755
38.2304 | 112.8088 |  | 143.8651
38.3171 | 113.2913 |  | 144.4804
38.4038 | 110.2194 |  | 140.5628
38.4905 | 112.7445 |  | 143.783
38.5772 | 111.7634 |  | 142.5319
38.6639 | 107.9516 |  | 137.6707
38.7505 | 102.7085 |  | 130.9841
38.8372 | 102.5155 |  | 130.738
38.9239 | 104.0112 |  | 132.6455
39.0106 | 107.5656 |  | 137.1785
39.0973 | 108.1607 |  | 137.9374
39.184 | 109.8817 |  | 140.1321
39.2707 | 107.4852 |  | 137.0759
39.3574 | 102.9015 |  | 131.2302
39.4441 | 101.5022 |  | 129.4458
39.5308 | 105.5391 |  | 134.5941
39.6174 | 109.2222 |  | 139.2911
39.7041 | 108.4824 |  | 138.3476
39.7908 | 99.9582 |  | 127.4767
39.8775 | 95.5031 |  | 121.7951
39.9642 | 93.8304 |  | 119.6619
40.0509 | 100.875 |  | 128.6458
40.1376 | 101.2931 |  | 129.1791
40.2243 | 100.2316 |  | 127.8254
40.311 | 98.4303 |  | 125.5281
40.3977 | 98.6394 |  | 125.7948
40.4844 | 96.9828 |  | 123.6821
40.571 | 94.2486 |  | 120.1952
40.6577 | 93.2514 |  | 118.9235
40.7444 | 97.803 |  | 124.7282
40.8311 | 95.2297 |  | 121.4464
40.9178 | 90.0026 |  | 114.7803
41.0045 | 90.3564 |  | 115.2315
41.0912 | 92.6724 |  | 118.1851
41.1779 | 99.0093 |  | 126.2665
41.2646 | 100.8106 |  | 128.5638
41.3513 | 99.8939 |  | 127.3946
41.438 | 103.3518 |  | 131.8045
41.5246 | 96.6289 |  | 123.2309
41.6113 | 93.7822 |  | 119.6004
41.698 | 89.8578 |  | 114.5957
41.7847 | 96.2912 |  | 122.8002
41.8714 | 102.8854 |  | 131.2097
41.9581 | 100.2155 |  | 127.8049
42.0448 | 95.0206 |  | 121.1798
42.1315 | 91.5144 |  | 116.7084
42.2182 | 95.6961 |  | 122.0412
42.3049 | 96.9184 |  | 123.6001
42.3915 | 87.3488 |  | 111.396
42.4782 | 81.8644 |  | 104.4017
42.5649 | 81.2211 |  | 103.5812
13.4907 | 1293.473 |  | 1649.5661
13.5451 | 1281.2123 |  | 1633.93
13.5995 | 1265.1398 |  | 1613.4328
13.6539 | 1249.0988 |  | 1592.9757
13.7083 | 1233.1757 |  | 1572.669
13.7627 | 1222.9507 |  | 1559.6291
13.8171 | 1212.419 |  | 1546.198
13.8715 | 1202.2177 |  | 1533.1882
13.9259 | 1190.515 |  | 1518.2638
13.9803 | 1180.3136 |  | 1505.254
14.0347 | 1167.2276 |  | 1488.5654
14.0891 | 1158.6296 |  | 1477.6003
14.1435 | 1146.5969 |  | 1462.255
14.1979 | 1139.484 |  | 1453.1839
14.2523 | 1128.6774 |  | 1439.4022
14.3067 | 1119.3405 |  | 1427.4949
14.3611 | 1108.6832 |  | 1413.9037
14.4155 | 1101.4604 |  | 1404.6925
14.4699 | 1087.6122 |  | 1387.0318
14.5243 | 1079.3206 |  | 1376.4575
14.5786 | 1068.3095 |  | 1362.4151
14.6331 | 1053.919 |  | 1344.0629
14.6875 | 1043.0574 |  | 1330.2111
14.7418 | 1034.1056 |  | 1318.7948
14.7963 | 1027.3544 |  | 1310.1851
14.8506 | 1019.1806 |  | 1299.761
14.905 | 1010.7632 |  | 1289.0264
14.9594 | 1000.5068 |  | 1275.9463
15.0138 | 989.2363 |  | 1261.5731
15.0682 | 972.881 |  | 1240.7151
15.1226 | 959.8266 |  | 1224.0669
15.177 | 953.6098 |  | 1216.1386
15.2314 | 945.5226 |  | 1205.825
15.2858 | 935.6904 |  | 1193.286
15.3402 | 927.446 |  | 1182.7719
15.3946 | 923.0211 |  | 1177.1288
15.449 | 912.6153 |  | 1163.8582
15.5034 | 902.8146 |  | 1151.3594
15.5578 | 898.6963 |  | 1146.1073
15.6122 | 895.3482 |  | 1141.8376
15.6666 | 885.6891 |  | 1129.5193
15.721 | 876.2656 |  | 1117.5016
15.7754 | 868.6184 |  | 1107.7491
15.8298 | 859.926 |  | 1096.6636
15.8842 | 846.5807 |  | 1079.6444
15.9386 | 833.7621 |  | 1063.2968
15.993 | 825.3683 |  | 1052.5922
16.0474 | 819.2537 |  | 1044.7943
16.1018 | 811.7245 |  | 1035.1923
16.1562 | 804.1715 |  | 1025.56
16.2106 | 795.542 |  | 1014.5547
16.265 | 783.7371 |  | 999.5
16.3194 | 774.2589 |  | 987.4123
16.3738 | 767.0831 |  | 978.2611
16.4282 | 761.558 |  | 971.2149
16.4826 | 759.4832 |  | 968.569
16.537 | 762.0453 |  | 971.8364
16.5914 | 758.4849 |  | 967.2958
16.6458 | 751.1679 |  | 957.9644
16.7002 | 744.3067 |  | 949.2143
16.7546 | 736.5416 |  | 939.3115
16.809 | 724.1238 |  | 923.475
16.8634 | 713.4587 |  | 909.8739
16.9178 | 706.2752 |  | 900.7127
16.9722 | 705.9136 |  | 900.2516
17.0266 | 705.4656 |  | 899.6803
17.081 | 700.8679 |  | 893.8168
17.1354 | 695.9793 |  | 887.5824
17.1898 | 690.9337 |  | 881.1477
17.2442 | 680.3314 |  | 867.6266
17.2985 | 670.0041 |  | 854.4562
17.3529 | 667.9764 |  | 851.8703
17.4074 | 661.9011 |  | 844.1225
17.4617 | 657.4999 |  | 838.5096
17.5161 | 651.4795 |  | 830.8318
17.5705 | 647.4162 |  | 825.6499
17.6249 | 637.6157 |  | 813.1513
17.6793 | 634.5898 |  | 809.2924
17.7337 | 625.1899 |  | 797.3047
17.7881 | 616.584 |  | 786.3295
17.8425 | 606.6183 |  | 773.6203
17.8969 | 599.5998 |  | 764.6696
17.9513 | 591.5204 |  | 754.3659
18.0057 | 585.1385 |  | 746.2271
18.0601 | 581.6883 |  | 741.8271
18.1145 | 581.1538 |  | 741.1455
18.1689 | 580.423 |  | 740.2134
18.2233 | 577.2399 |  | 736.1541
18.2777 | 574.387 |  | 732.5157
18.3321 | 571.1645 |  | 728.4061
18.3865 | 568.2959 |  | 724.7477
18.4409 | 563.4859 |  | 718.6136
18.4953 | 559.6663 |  | 713.7424
18.5497 | 556.1689 |  | 709.2822
18.6041 | 552.5693 |  | 704.6916
18.6585 | 544.0497 |  | 693.8266
18.7129 | 534.5713 |  | 681.7388
18.7673 | 525.4152 |  | 670.062
18.8217 | 517.1628 |  | 659.5378
18.8761 | 511.111 |  | 651.8199
18.9305 | 508.5882 |  | 648.6026
18.9849 | 506.647 |  | 646.1269
19.0393 | 506.0496 |  | 645.3651
19.0937 | 502.9531 |  | 641.416
19.1481 | 498.7011 |  | 635.9935
19.2025 | 491.9971 |  | 627.4439
19.2569 | 489.4113 |  | 624.1462
19.3113 | 486.0789 |  | 619.8965
19.3657 | 484.9236 |  | 618.4231
19.4201 | 480.3494 |  | 612.5896
19.4745 | 478.4553 |  | 610.1741
19.5289 | 475.0601 |  | 605.8441
19.5833 | 469.0084 |  | 598.1264
19.6377 | 462.3043 |  | 589.5767
19.6921 | 458.7519 |  | 585.0463
19.7465 | 453.0853 |  | 577.8196
19.8009 | 445.0687 |  | 567.5962
19.8553 | 440.3846 |  | 561.6224
19.9096 | 436.4077 |  | 556.5507
19.9641 | 431.7628 |  | 550.6271
20.0185 | 427.055 |  | 544.6232
20.0728 | 422.8974 |  | 539.321
20.1272 | 418.8891 |  | 534.2093
20.1816 | 416.6335 |  | 531.3327
20.236 | 415.769 |  | 530.2302
20.2904 | 414.6765 |  | 528.837
20.3448 | 413.4112 |  | 527.2233
20.3992 | 412.9946 |  | 526.692
20.4536 | 410.8411 |  | 523.9456
20.508 | 406.9901 |  | 519.0344
20.5624 | 407.1787 |  | 519.275
20.6168 | 407.045 |  | 519.1045
20.6712 | 403.7442 |  | 514.8949
20.7256 | 401.3234 |  | 511.8077
20.78 | 399.4765 |  | 509.4524
20.8344 | 392.1908 |  | 500.161
20.8888 | 389.0549 |  | 496.1617
20.9432 | 386.6657 |  | 493.1148
20.9976 | 382.6024 |  | 487.9328
21.052 | 379.05 |  | 483.4025
21.1064 | 376.59 |  | 480.2652
21.1608 | 370.1767 |  | 472.0864
21.2152 | 365.6812 |  | 466.3532
21.2696 | 366.5928 |  | 467.5158
21.324 | 365.2724 |  | 465.832
21.3784 | 364.015 |  | 464.2283
21.4328 | 361.0756 |  | 460.4797
21.4872 | 358.5605 |  | 457.2723
21.5416 | 351.7308 |  | 448.5623
21.596 | 346.2999 |  | 441.6363
21.6504 | 342.0087 |  | 436.1637
21.7048 | 342.1031 |  | 436.284
21.7592 | 340.2953 |  | 433.9786
21.8136 | 338.9278 |  | 432.2346
21.868 | 336.8294 |  | 429.5586
21.9224 | 333.9606 |  | 425.9
21.9768 | 330.9821 |  | 422.1014
22.0312 | 329.976 |  | 420.8184
22.0856 | 328.3491 |  | 418.7436
22.14 | 325.0324 |  | 414.5138
22.1944 | 321.9202 |  | 410.5448
22.2488 | 320.3954 |  | 408.6003
22.3032 | 317.9512 |  | 405.4831
22.3576 | 314.1551 |  | 400.642
22.412 | 312.2138 |  | 398.1663
22.4664 | 313.2355 |  | 399.4692
22.5208 | 313.3455 |  | 399.6096
22.5752 | 311.1371 |  | 396.7932
22.6295 | 308.8343 |  | 393.8564
22.6839 | 307.2467 |  | 391.8317
22.7384 | 303.8435 |  | 387.4917
22.7928 | 299.2537 |  | 381.6383
22.8471 | 297.3125 |  | 379.1626
22.9015 | 295.7562 |  | 377.1779
22.9559 | 293.9093 |  | 374.8226
23.0103 | 291.2293 |  | 371.4047
23.0647 | 286.9852 |  | 365.9923
23.1191 | 282.1281 |  | 359.798
23.1735 | 278.9372 |  | 355.7286
23.2279 | 277.106 |  | 353.3933
23.2823 | 276.0685 |  | 352.0702
23.3367 | 276.8938 |  | 353.1226
23.3911 | 276.2807 |  | 352.3408
23.4455 | 275.2905 |  | 351.0779
23.4999 | 273.8679 |  | 349.2637
23.5543 | 270.3233 |  | 344.7433
23.6087 | 266.3386 |  | 339.6616
23.6631 | 263.8236 |  | 336.4542
23.7175 | 261.8195 |  | 333.8984
23.7719 | 260.3891 |  | 332.0742
23.8263 | 260.4048 |  | 332.0942
23.8807 | 260.2868 |  | 331.9438
23.9351 | 259.5952 |  | 331.0618
23.9895 | 258.7543 |  | 329.9893
24.0439 | 257.5361 |  | 328.4358
24.0983 | 254.8482 |  | 325.0079
24.1527 | 251.8695 |  | 321.2091
24.2071 | 249.8339 |  | 318.6132
24.2615 | 247.5704 |  | 315.7266
24.3159 | 246.1714 |  | 313.9424
24.3703 | 245.134 |  | 312.6193
24.4247 | 246.7216 |  | 314.644
24.4791 | 246.9338 |  | 314.9147
24.5335 | 246.5722 |  | 314.4536
24.5879 | 244.7803 |  | 312.1683
24.6423 | 242.5719 |  | 309.3519
24.6967 | 237.6755 |  | 303.1076
24.7511 | 237.0153 |  | 302.2656
24.8055 | 233.9108 |  | 298.3065
24.8599 | 231.8674 |  | 295.7005
24.9143 | 234.5395 |  | 299.1083
24.9687 | 235.7656 |  | 300.6719
25.0231 | 231.0421 |  | 294.6481
25.0775 | 231.1207 |  | 294.7482
25.1319 | 228.8808 |  | 291.8916
25.1863 | 223.0334 |  | 284.4345
25.2406 | 218.0428 |  | 278.0699
25.295 | 218.0899 |  | 278.1301
25.3495 | 216.573 |  | 276.1955
25.4038 | 216.2116 |  | 275.7346
25.4582 | 215.905 |  | 275.3436
25.5126 | 215.85 |  | 275.2735
25.567 | 212.5018 |  | 271.0036
25.6214 | 209.7904 |  | 267.5457
25.6758 | 208.7137 |  | 266.1726
25.7302 | 207.8569 |  | 265.08
25.7846 | 208.085 |  | 265.3708
25.839 | 210.3012 |  | 268.1971
25.8934 | 210.6863 |  | 268.6883
25.9478 | 207.1261 |  | 264.1479
26.0022 | 207.1182 |  | 264.1378
26.0566 | 205.8686 |  | 262.5442
26.111 | 202.5755 |  | 258.3446
26.1654 | 201.5381 |  | 257.0215
26.2198 | 204.9805 |  | 261.4116
26.2742 | 202.9764 |  | 258.8558
26.3286 | 202.0567 |  | 257.683
26.383 | 202.4262 |  | 258.1541
26.4374 | 201.4516 |  | 256.9112
26.4918 | 197.3569 |  | 251.6892
26.5462 | 194.0559 |  | 247.4795
26.6006 | 192.0046 |  | 244.8634
26.655 | 191.6666 |  | 244.4324
26.7094 | 192.0282 |  | 244.8935
26.7638 | 192.6569 |  | 245.6953
26.8182 | 193.0577 |  | 246.2065
26.8726 | 192.5076 |  | 245.5049
26.927 | 192.1067 |  | 244.9937
26.9814 | 190.1419 |  | 242.4879
27.0358 | 186.338 |  | 237.6369
27.0902 | 185.8272 |  | 236.9854
27.1446 | 182.8956 |  | 233.2468
27.199 | 180.7578 |  | 230.5205
27.2534 | 179.3588 |  | 228.7363
27.3078 | 178.7144 |  | 227.9145
27.3622 | 178.3529 |  | 227.4534
27.4166 | 179.5397 |  | 228.9669
27.471 | 177.0639 |  | 225.8096
27.5254 | 174.8712 |  | 223.0132
27.5798 | 174.989 |  | 223.1635
27.6342 | 174.0695 |  | 221.9909
27.6886 | 172.3954 |  | 219.8559
27.743 | 171.8217 |  | 219.1242
27.7974 | 172.474 |  | 219.9561
27.8518 | 171.468 |  | 218.6732
27.9062 | 169.9669 |  | 216.7588
27.9606 | 172.592 |  | 220.1065
28.0149 | 172.5212 |  | 220.0163
28.0694 | 170.9494 |  | 218.0117
28.1237 | 169.7075 |  | 216.428
28.1781 | 167.4283 |  | 213.5213
28.2325 | 164.0489 |  | 209.2115
28.2869 | 160.7558 |  | 205.0118
28.3413 | 159.4589 |  | 203.358
28.3957 | 161.1644 |  | 205.5329
28.4501 | 162.2018 |  | 206.856
28.5045 | 160.8657 |  | 205.152
28.5589 | 161.9975 |  | 206.5955
28.6133 | 162.0446 |  | 206.6555
28.6677 | 158.948 |  | 202.7064
28.7221 | 158.28 |  | 201.8545
28.7765 | 158.9952 |  | 202.7666
28.8309 | 159.0817 |  | 202.8769
28.8853 | 157.4941 |  | 200.8522
28.9397 | 158.2564 |  | 201.8244
28.9941 | 159.0424 |  | 202.8268
29.0485 | 158.1071 |  | 201.634
29.1029 | 157.4862 |  | 200.8421
29.1573 | 157.2111 |  | 200.4913
29.2117 | 155.3485 |  | 198.1159
29.2661 | 153.8551 |  | 196.2114
29.3205 | 152.9356 |  | 195.0388
29.3749 | 151.0259 |  | 192.6033
29.4293 | 148.9195 |  | 189.917
29.4837 | 148.9195 |  | 189.917
29.5381 | 147.2848 |  | 187.8323
29.5925 | 146.7975 |  | 187.2108
29.6469 | 146.3416 |  | 186.6294
29.7013 | 148.6444 |  | 189.5662
29.7557 | 148.5265 |  | 189.4159
29.8101 | 147.4576 |  | 188.0527
29.8645 | 145.3671 |  | 185.3867
29.9189 | 145.9486 |  | 186.1283
29.9733 | 145.6028 |  | 185.6872
30.0277 | 146.263 |  | 186.5292
30.0821 | 117.6627 |  | 150.0553
30.1365 | 89.479 |  | 114.1126
30.1909 | 60.2343 |  | 76.8168
30.2453 | 30.3058 |  | 38.6489
30.2997 | 0 |  | 0
30.3541 | 0 |  | 0
30.4085 | 0 |  | 0
30.4629 | 0 |  | 0
30.5173 | 0 |  | 0
30.5717 | 0 |  | 0
30.626 | 0 |  | 0
30.6805 | 0 |  | 0
30.7349 | 0 |  | 0
30.7892 | 0 |  | 0
30.8436 | 0 |  | 0
30.898 | 0 |  | 0
30.9524 | 0 |  | 0
31.0068 | 0 |  | 0
31.0612 | 0 |  | 0
31.1156 | 0 |  | 0
31.17 | 0 |  | 0
31.2244 | 0 |  | 0
31.2788 | 0 |  | 0
31.3332 | 0 |  | 0
31.3876 | 0 |  | 0
31.442 | 0 |  | 0
31.4964 | 0 |  | 0
31.5508 | 0 |  | 0
31.6052 | 0 |  | 0
31.6596 | 0 |  | 0
31.714 | 0 |  | 0
31.7684 | 0 |  | 0
31.8228 | 0 |  | 0
31.8772 | 0 |  | 0
31.9316 | 0 |  | 0
31.986 | 0 |  | 0
32.0404 | 0 |  | 0
32.0948 | 0 |  | 0
32.1492 | 0 |  | 0
32.2036 | 0 |  | 0
32.258 | 0 |  | 0
32.3124 | 0 |  | 0
32.3668 | 0 |  | 0
32.4212 | 0 |  | 0
32.4756 | 0 |  | 0
32.53 | 0 |  | 0
32.5844 | 0 |  | 0
32.6388 | 0 |  | 0
32.6932 | 0 |  | 0
32.7476 | 0 |  | 0
32.802 | 0 |  | 0
32.8564 | 0 |  | 0
32.9108 | 0 |  | 0
32.9652 | 0 |  | 0
33.0196 | 0 |  | 0
33.074 | 0 |  | 0
33.1284 | 0 |  | 0
33.1827 | 0 |  | 0
33.2371 | 0 |  | 0
33.2916 | 0 |  | 0
33.346 | 0 |  | 0
33.4004 | 0 |  | 0
33.4547 | 0 |  | 0
33.5091 | 0 |  | 0
33.5635 | 0 |  | 0
33.6179 | 0 |  | 0
33.6723 | 0 |  | 0
33.7267 | 0 |  | 0
33.7811 | 0 |  | 0
33.8355 | 0 |  | 0
33.8899 | 0 |  | 0
33.9443 | 0 |  | 0
33.9987 | 0 |  | 0
34.0531 | 0 |  | 0
34.1075 | 0 |  | 0
34.1619 | 0 |  | 0
34.2163 | 0 |  | 0
34.2707 | 0 |  | 0
34.3251 | 0 |  | 0
34.3795 | 0 |  | 0
34.4339 | 0 |  | 0
34.4883 | 0 |  | 0
34.5427 | 0 |  | 0
34.5971 | 0 |  | 0
34.6515 | 0 |  | 0
34.7059 | 0 |  | 0
34.7603 | 0 |  | 0
34.8147 | 0 |  | 0
34.8691 | 0 |  | 0
34.9235 | 0 |  | 0
34.9779 | 0 |  | 0
35.0323 | 0 |  | 0
35.0867 | 0 |  | 0
35.1411 | 0 |  | 0
35.1955 | 0 |  | 0
35.2499 | 0 |  | 0
35.3043 | 0 |  | 0
35.3587 | 0 |  | 0
35.4131 | 0 |  | 0
35.4675 | 0 |  | 0
35.5219 | 0 |  | 0
35.5763 | 0 |  | 0
35.6307 | 0 |  | 0
35.6851 | 0 |  | 0
35.7395 | 0 |  | 0
35.7939 | 0 |  | 0
35.8483 | 0 |  | 0
35.9027 | 0 |  | 0
35.9571 | 0 |  | 0
36.0115 | 0 |  | 0
36.0658 | 0 |  | 0
36.1202 | 0 |  | 0
36.1746 | 0 |  | 0
36.229 | 0 |  | 0
36.2834 | 0 |  | 0
36.3378 | 0 |  | 0
36.3922 | 0 |  | 0
36.4466 | 0 |  | 0
36.501 | 0 |  | 0
36.5554 | 0 |  | 0
36.6098 | 0 |  | 0
36.6642 | 0 |  | 0
36.7186 | 0 |  | 0
36.773 | 0 |  | 0
36.8274 | 0 |  | 0
36.8818 | 0 |  | 0
36.9362 | 0 |  | 0
36.9906 | 0 |  | 0
37.045 | 0 |  | 0
37.0994 | 0 |  | 0
37.1538 | 0 |  | 0
37.2082 | 0 |  | 0
37.2626 | 0 |  | 0
37.317 | 0 |  | 0
37.3714 | 0 |  | 0
37.4258 | 0 |  | 0
37.4802 | 0 |  | 0
37.5346 | 0 |  | 0
37.589 | 0 |  | 0
37.6434 | 0 |  | 0
37.6978 | 0 |  | 0
37.7522 | 0 |  | 0
37.8066 | 0 |  | 0
37.861 | 0 |  | 0

## Very Narrow Linear
Desire
D22 Studio HD | 2016-01-19
Diffusion
Very Narrow Linear | Beam Angle | Field Angle
Horizontal | 27.2 | 41
[5 empty] | Power Consump (Watts) | Efficacy (lm/W)
Mode | Accessory Lens | Max Candela | Field Lumens | Beam Lumens
Boost Full | Very Narrow Linear | 19134.5502 | 1984.4698 | 1063.9073 | 53.4 | 37.1624
Regulated Full | Very Narrow Linear | 18555.615 | 1924.4277 | 1031.7177 | 51.4 | 37.4402
Regulated 3200K | Very Narrow Linear | 15571.8721 | 1614.9797 | 865.8175 | 41.9 | 38.5437
Regulated 5600K | Very Narrow Linear | 16349.3524 | 1695.6132 | 909.0465 | 45.8 | 37.0221
| For Field width at any distance, multiply distance by |  |  |  | 0.74777
| For Beam width at any distance, multiply distance by |  |  |  | 0.48385
Dist for 1.0 fc
Regulated mode | Throw Distance (ft) | 10 | 15 | 20 | 25 | 136.219
| Throw Distance (m) | 3.048 | 4.572 | 6.096 | 7.62 | 41.5196
| Field Width (ft) | 7.4777 | 11.2165 | 14.9554 | 18.6942 | 101.8604
| Field Width (m) | 2.2792 | 3.4188 | 4.5584 | 5.698 | 31.047
| Illuminance (fc) | 185.5562 | 82.4694 | 46.389 | 29.689 | 1
| Illuminance (lux) | 1997.3078 | 887.6924 | 499.327 | 319.5693 | 10.8
| Beam Angle | Field Angle
Vertical | 11.9 | 27.7
| For Field height at any distance, multiply distance by |  |  |  | 0.4931
| For Beam height at any distance, multiply distance by |  |  |  | 0.20844
Test Distance (m) | Iso-Illuminance Diagram grid lines
3.349 | 0.35 | 0.7 | 1.05 | 1.4 | 1.75
| 0.10451 | 0.20902 | 0.31353 | 0.41804 | 0.52254
Regulated mode
Measurement: Full Regulated Warm - VNL - Make Intensity
Degrees | (Cd)
-31.3047 | 0 |  | 0
-31.2638 | 0 |  | 0
-31.223 | 0 |  | 0
-31.1821 | 0 |  | 0
-31.1412 | 0 |  | 0
-31.1003 | 0 |  | 0
-31.0595 | 0 |  | 0
-31.0186 | 0 |  | 0
-30.9778 | 0 |  | 0
-30.9369 | 0 |  | 0
-30.896 | 0 |  | 0
-30.8551 | 0 |  | 0
-30.8143 | 0 |  | 0
-30.7734 | 0 |  | 0
-30.7325 | 0 |  | 0
-30.6917 | 0 |  | 0
-30.6508 | 0 |  | 0
-30.6099 | 0 |  | 0
-30.5691 | 0 |  | 0
-30.5282 | 0 |  | 0
-30.4873 | 0 |  | 0
-30.4465 | 0 |  | 0
-30.4056 | 0 |  | 0
-30.3647 | 0 |  | 0
-30.3239 | 0 |  | 0
-30.283 | 0 |  | 0
-30.2421 | 0 |  | 0
-30.2013 | 0 |  | 0
-30.1604 | 0 |  | 0
-30.1195 | 0 |  | 0
-30.0787 | 0 |  | 0
-30.0378 | 0 |  | 0
-29.9969 | 0 |  | 0
-29.9561 | 0 |  | 0
-29.9152 | 0 |  | 0
-29.8743 | 0 |  | 0
-29.8334 | 0 |  | 0
-29.7926 | 0 |  | 0
-29.7517 | 0 |  | 0
-29.7109 | 0 |  | 0
-29.67 | 0 |  | 0
-29.6291 | 0 |  | 0
-29.5882 | 0 |  | 0
-29.5474 | 0 |  | 0
-29.5065 | 0 |  | 0
-29.4656 | 0 |  | 0
-29.4248 | 0 |  | 0
-29.3839 | 0 |  | 0
-29.343 | 0 |  | 0
-29.3022 | 0 |  | 0
-29.2613 | 0 |  | 0
-29.2204 | 0 |  | 0
-29.1796 | 48.0545 |  | 61.284
-29.1387 | 106.7596 |  | 136.1506
-29.0978 | 164.5335 |  | 209.8295
-29.057 | 223.6449 |  | 285.2143
-29.0161 | 282.3331 |  | 360.0593
-28.9752 | 340.3778 |  | 434.0838
-28.9344 | 399.4385 |  | 509.4039
-28.8935 | 411.5283 |  | 524.8221
-28.8526 | 413.6618 |  | 527.5429
-28.8118 | 416.6419 |  | 531.3434
-28.7709 | 418.386 |  | 533.5677
-28.73 | 420.5873 |  | 536.375
-28.6892 | 423.9737 |  | 540.6937
-28.6483 | 427.1909 |  | 544.7966
-28.6074 | 428.7149 |  | 546.7401
-28.5665 | 429.2059 |  | 547.3663
-28.5257 | 428.935 |  | 547.0209
-28.4848 | 430.9331 |  | 549.5689
-28.4439 | 433.2866 |  | 552.5704
-28.4031 | 435.3016 |  | 555.1401
-28.3622 | 435.5726 |  | 555.4857
-28.3213 | 439.23 |  | 560.1501
-28.2805 | 443.2261 |  | 565.2462
-28.2396 | 447.3068 |  | 570.4503
-28.1987 | 450.761 |  | 574.8555
-28.1579 | 452.9961 |  | 577.706
-28.117 | 454.7571 |  | 579.9517
-28.0761 | 459.549 |  | 586.0628
-28.0353 | 461.8011 |  | 588.9349
-27.9944 | 463.1218 |  | 590.6192
-27.9535 | 466.0681 |  | 594.3766
-27.9127 | 467.1687 |  | 595.7802
-27.8718 | 469.8949 |  | 599.2569
-27.8309 | 472.7394 |  | 602.8846
-27.7901 | 473.8909 |  | 604.3531
-27.7492 | 477.1758 |  | 608.5423
-27.7083 | 480.2745 |  | 612.4941
-27.6675 | 483.6102 |  | 616.7481
-27.6266 | 488.2328 |  | 622.6433
-27.5857 | 491.7547 |  | 627.1347
-27.5449 | 496.2927 |  | 632.9221
-27.504 | 500.6612 |  | 638.4933
-27.4631 | 503.0487 |  | 641.538
-27.4222 | 506.7231 |  | 646.224
-27.3814 | 509.9741 |  | 650.37
-27.3405 | 512.2262 |  | 653.242
-27.2996 | 515.8328 |  | 657.8416
-27.2588 | 518.3727 |  | 661.0807
-27.2179 | 520.5739 |  | 663.8879
-27.1771 | 524.2144 |  | 668.5306
-27.1362 | 527.1268 |  | 672.2448
-27.0953 | 531.3599 |  | 677.6432
-27.0544 | 535.2713 |  | 682.6315
-27.0136 | 537.0492 |  | 684.8989
-26.9727 | 540.0124 |  | 688.6778
-26.9318 | 544.7197 |  | 694.681
-26.891 | 547.9538 |  | 698.8055
-26.8501 | 552.2039 |  | 704.2256
-26.8092 | 554.5067 |  | 707.1624
-26.7684 | 557.5376 |  | 711.0277
-26.7275 | 561.3306 |  | 715.8649
-26.6866 | 566.224 |  | 722.1055
-26.6458 | 570.982 |  | 728.1734
-26.6049 | 575.8078 |  | 734.3276
-26.564 | 578.9912 |  | 738.3874
-26.5232 | 584.3926 |  | 745.2759
-26.4823 | 590.5052 |  | 753.0713
-26.4414 | 595.8051 |  | 759.8303
-26.4006 | 601.4607 |  | 767.0428
-26.3597 | 604.8471 |  | 771.3615
-26.3188 | 608.7416 |  | 776.3282
-26.278 | 612.6869 |  | 781.3596
-26.2371 | 616.5475 |  | 786.283
-26.1962 | 618.2746 |  | 788.4856
-26.1553 | 622.728 |  | 794.165
-26.1145 | 625.6233 |  | 797.8574
-26.0736 | 629.2639 |  | 802.5002
-26.0328 | 633.1245 |  | 807.4236
-25.9919 | 639.1355 |  | 815.0895
-25.951 | 643.1655 |  | 820.229
-25.9102 | 649.295 |  | 828.0459
-25.8693 | 653.1556 |  | 832.9693
-25.8284 | 656.5422 |  | 837.2882
-25.7875 | 661.9437 |  | 844.1768
-25.7467 | 666.7525 |  | 850.3094
-25.7058 | 670.63 |  | 855.2545
-25.6649 | 675.7775 |  | 861.8191
-25.6241 | 680.942 |  | 868.4053
-25.5832 | 685.8185 |  | 874.6243
-25.5423 | 691.1014 |  | 881.3616
-25.5015 | 696.5538 |  | 888.3151
-25.4606 | 701.7351 |  | 894.9228
-25.4197 | 707.8139 |  | 902.6751
-25.3789 | 713.6725 |  | 910.1466
-25.338 | 717.2962 |  | 914.7678
-25.2971 | 723.8829 |  | 923.1678
-25.2563 | 731.0792 |  | 932.3454
-25.2154 | 736.5484 |  | 939.3201
-25.1745 | 742.3901 |  | 946.7701
-25.1337 | 747.9101 |  | 953.8098
-25.0928 | 751.7707 |  | 958.7332
-25.0519 | 757.2399 |  | 965.708
-25.0111 | 763.3526 |  | 973.5036
-24.9702 | 768.7202 |  | 980.3489
-24.9293 | 773.3596 |  | 986.2656
-24.8884 | 778.3041 |  | 992.5712
-24.8476 | 783.4346 |  | 999.1142
-24.8067 | 789.6827 |  | 1007.0824
-24.7659 | 796.0832 |  | 1015.2449
-24.725 | 801.146 |  | 1021.7015
-24.6841 | 807.2587 |  | 1029.497
-24.6432 | 814.455 |  | 1038.6745
-24.6024 | 821.2788 |  | 1047.3768
-24.5615 | 827.4423 |  | 1055.2372
-24.5206 | 834.9434 |  | 1064.8033
-24.4798 | 842.8169 |  | 1074.8445
-24.4389 | 848.5233 |  | 1082.1217
-24.398 | 853.9416 |  | 1089.0318
-24.3572 | 859.8342 |  | 1096.5465
-24.3163 | 865.5235 |  | 1103.8022
-24.2754 | 872.4997 |  | 1112.6988
-24.2346 | 879.1204 |  | 1121.1423
-24.1937 | 885.2499 |  | 1128.9592
-24.1528 | 892.8865 |  | 1138.6982
-24.112 | 900.7263 |  | 1148.6962
-24.0711 | 908.1258 |  | 1158.1329
-24.0302 | 917.5402 |  | 1170.139
-23.9894 | 926.7007 |  | 1181.8214
-23.9485 | 935.0655 |  | 1192.4891
-23.9076 | 943.3793 |  | 1203.0917
-23.8668 | 953.0817 |  | 1215.4651
-23.8259 | 962.7332 |  | 1227.7736
-23.785 | 973.1975 |  | 1241.1188
-23.7442 | 981.5452 |  | 1251.7646
-23.7033 | 990.13 |  | 1262.7128
-23.6624 | 996.429 |  | 1270.7459
-23.6215 | 1004.1671 |  | 1280.6144
-23.5807 | 1013.3107 |  | 1292.2751
-23.5398 | 1019.0339 |  | 1299.574
-23.499 | 1024.1645 |  | 1306.117
-23.4581 | 1031.293 |  | 1315.208
-23.4172 | 1039.8948 |  | 1326.1778
-23.3763 | 1050.0543 |  | 1339.1343
-23.3355 | 1059.6719 |  | 1351.3996
-23.2946 | 1066.0386 |  | 1359.519
-23.2537 | 1076.0966 |  | 1372.346
-23.2129 | 1087.9832 |  | 1387.5049
-23.172 | 1098.8538 |  | 1401.3683
-23.1311 | 1108.5392 |  | 1413.7201
-23.0903 | 1120.4089 |  | 1428.8575
-23.0494 | 1131.3475 |  | 1442.8074
-23.0085 | 1144.1314 |  | 1459.1108
-22.9677 | 1157.2204 |  | 1475.8031
-22.9268 | 1168.4635 |  | 1490.1415
-22.8859 | 1179.4358 |  | 1504.1345
-22.8451 | 1189.0365 |  | 1516.3783
-22.8042 | 1197.4012 |  | 1527.0458
-22.7633 | 1208.238 |  | 1540.8659
-22.7225 | 1219.1765 |  | 1554.8158
-22.6816 | 1227.7105 |  | 1565.6992
-22.6407 | 1235.4487 |  | 1575.5677
-22.5999 | 1244.2197 |  | 1586.7533
-22.559 | 1254.2945 |  | 1599.6018
-22.5181 | 1265.1652 |  | 1613.4652
-22.4773 | 1274.2919 |  | 1625.1044
-22.4364 | 1282.0808 |  | 1635.0376
-22.3955 | 1294.594 |  | 1650.9957
-22.3546 | 1307.0907 |  | 1666.9327
-22.3138 | 1316.7932 |  | 1679.3063
-22.2729 | 1330.7794 |  | 1697.1429
-22.2321 | 1344.003 |  | 1714.007
-22.1912 | 1356.5328 |  | 1729.9863
-22.1503 | 1370.5024 |  | 1747.8017
-22.1094 | 1382.2709 |  | 1762.8101
-22.0686 | 1395.6309 |  | 1779.8481
-22.0277 | 1412.2915 |  | 1801.0953
-21.9868 | 1426.4817 |  | 1819.1921
-21.946 | 1439.9604 |  | 1836.3814
-21.9051 | 1454.81 |  | 1855.3191
-21.8642 | 1468.9824 |  | 1873.3932
-21.8234 | 1481.7328 |  | 1889.6539
-21.7825 | 1494.3812 |  | 1905.7844
-21.7416 | 1507.402 |  | 1922.3898
-21.7008 | 1520.9317 |  | 1939.6442
-21.6599 | 1534.5277 |  | 1956.9832
-21.619 | 1550.6475 |  | 1977.5407
-21.5782 | 1567.2072 |  | 1998.6594
-21.5373 | 1583.6497 |  | 2019.6284
-21.4964 | 1599.9212 |  | 2040.3796
-21.4556 | 1615.7528 |  | 2060.5696
-21.4147 | 1629.7735 |  | 2078.4501
-21.3738 | 1644.2341 |  | 2096.8917
-21.333 | 1659.1513 |  | 2115.9156
-21.2921 | 1674.3401 |  | 2135.2859
-21.2512 | 1690.1551 |  | 2155.4548
-21.2104 | 1707.3079 |  | 2177.3297
-21.1695 | 1724.0194 |  | 2198.6419
-21.1286 | 1740.7322 |  | 2219.9558
-21.0877 | 1758.2918 |  | 2242.3496
-21.0469 | 1772.9552 |  | 2261.0498
-21.006 | 1788.7192 |  | 2281.1536
-20.9652 | 1806.414 |  | 2303.7198
-20.9243 | 1825.0742 |  | 2327.5171
-20.8834 | 1845.1219 |  | 2353.084
-20.8425 | 1862.494 |  | 2375.2386
-20.8017 | 1879.4606 |  | 2396.8761
-20.7608 | 1900.2365 |  | 2423.3717
-20.7199 | 1919.4897 |  | 2447.9253
-20.6791 | 1938.6231 |  | 2472.326
-20.6382 | 1954.1333 |  | 2492.1062
-20.5973 | 1969.1015 |  | 2511.1951
-20.5565 | 1987.7616 |  | 2534.9924
-20.5156 | 2008.961 |  | 2562.0279
-20.4747 | 2027.9081 |  | 2586.1912
-20.4339 | 2048.4812 |  | 2612.4281
-20.393 | 2067.9704 |  | 2637.2826
-20.3521 | 2089.5433 |  | 2664.7946
-20.3113 | 2112.5204 |  | 2694.0973
-20.2704 | 2135.5651 |  | 2723.4862
-20.2295 | 2157.6112 |  | 2751.6016
-20.1887 | 2178.1512 |  | 2777.7962
-20.1478 | 2201.1117 |  | 2807.0777
-20.1069 | 2224.326 |  | 2836.6829
-20.0661 | 2247.8106 |  | 2866.6329
-20.0252 | 2269.0788 |  | 2893.7562
-19.9843 | 2291.4119 |  | 2922.2375
-19.9435 | 2312.68 |  | 2949.3608
-19.9026 | 2333.5745 |  | 2976.0076
-19.8617 | 2353.7753 |  | 3001.7696
-19.8209 | 2377.6502 |  | 3032.2173
-19.78 | 2400.9155 |  | 3061.8875
-19.7391 | 2423.5202 |  | 3090.7153
-19.6983 | 2447.5468 |  | 3121.3565
-19.6574 | 2472.3705 |  | 3153.0142
-19.6165 | 2495.5504 |  | 3182.5754
-19.5756 | 2520.8651 |  | 3214.8593
-19.5348 | 2544.7234 |  | 3245.2858
-19.4939 | 2568.9707 |  | 3276.2083
-19.453 | 2597.2135 |  | 3312.2264
-19.4122 | 2623.7474 |  | 3346.065
-19.3713 | 2652.1776 |  | 3382.3222
-19.3304 | 2684.958 |  | 3424.1269
-19.2896 | 2712.6269 |  | 3459.413
-19.2487 | 2737.2121 |  | 3490.7666
-19.2078 | 2763.797 |  | 3524.6703
-19.167 | 2791.3792 |  | 3559.8459
-19.1261 | 2818.9116 |  | 3594.958
-19.0852 | 2846.2413 |  | 3629.8116
-19.0444 | 2872.5712 |  | 3663.39
-19.0035 | 2900.7808 |  | 3699.3658
-18.9626 | 2929.9724 |  | 3736.5938
-18.9218 | 2960.1626 |  | 3775.0954
-18.8809 | 2988.7791 |  | 3811.5899
-18.84 | 3018.3431 |  | 3849.2929
-18.7992 | 3046.6713 |  | 3885.4199
-18.7583 | 3078.4543 |  | 3925.9528
-18.7174 | 3114.808 |  | 3972.3147
-18.6766 | 3151.1962 |  | 4018.7205
-18.6357 | 3186.2631 |  | 4063.4413
-18.5948 | 3220.0432 |  | 4106.5211
-18.554 | 3253.5862 |  | 4149.2984
-18.5131 | 3290.7879 |  | 4196.7419
-18.4722 | 3324.3143 |  | 4239.498
-18.4313 | 3354.5899 |  | 4278.1085
-18.3905 | 3388.5728 |  | 4321.447
-18.3496 | 3423.6742 |  | 4366.2117
-18.3087 | 3459.2321 |  | 4411.5587
-18.2679 | 3493.5887 |  | 4455.3737
-18.227 | 3525.0657 |  | 4495.5162
-18.1861 | 3558.694 |  | 4538.4025
-18.1453 | 3594.016 |  | 4583.4486
-18.1044 | 3626.9825 |  | 4625.4908
-18.0635 | 3662.6093 |  | 4670.9257
-18.0227 | 3701.131 |  | 4720.0524
-17.9818 | 3742.8193 |  | 4773.2175
-17.9409 | 3786.2509 |  | 4828.6058
-17.9001 | 3829.2081 |  | 4883.3891
-17.8592 | 3868.6608 |  | 4933.7031
-17.8183 | 3907.9273 |  | 4983.7797
-17.7775 | 3944.7057 |  | 5030.6831
-17.7366 | 3980.4664 |  | 5076.2887
-17.6957 | 4017.4641 |  | 5123.472
-17.6549 | 4054.0894 |  | 5170.1802
-17.614 | 4092.1202 |  | 5218.6808
-17.5731 | 4136.8385 |  | 5275.7102
-17.5323 | 4182.6754 |  | 5334.1659
-17.4914 | 4228.766 |  | 5392.9453
-17.4505 | 4275.0925 |  | 5452.0255
-17.4097 | 4322.9443 |  | 5513.0509
-17.3688 | 4376.0109 |  | 5580.7266
-17.3279 | 4425.9287 |  | 5644.3868
-17.2871 | 4469.3768 |  | 5699.7963
-17.2462 | 4513.1809 |  | 5755.6595
-17.2053 | 4560.7444 |  | 5816.3174
-17.1644 | 4611.0002 |  | 5880.4085
-17.1236 | 4655.4316 |  | 5937.072
-17.0827 | 4694.8001 |  | 5987.2786
-17.0419 | 4738.1132 |  | 6042.5157
-17.001 | 4785.3554 |  | 6102.7637
-16.9601 | 4834.5105 |  | 6165.4513
-16.9192 | 4880.0413 |  | 6223.5167
-16.8784 | 4926.8767 |  | 6283.2458
-16.8375 | 4974.9313 |  | 6344.5299
-16.7966 | 5028.6928 |  | 6413.092
-16.7558 | 5077.899 |  | 6475.8446
-16.7149 | 5128.8141 |  | 6540.7766
-16.674 | 5181.966 |  | 6608.5613
-16.6332 | 5236.3703 |  | 6677.9431
-16.5923 | 5288.437 |  | 6744.3437
-16.5514 | 5344.9073 |  | 6816.3603
-16.5106 | 5397.669 |  | 6883.6473
-16.4697 | 5453.0553 |  | 6954.2814
-16.4288 | 5510.1517 |  | 7027.0965
-16.388 | 5565.6745 |  | 7097.9046
-16.3471 | 5621.8731 |  | 7169.5748
-16.3062 | 5675.5326 |  | 7238.0068
-16.2654 | 5729.2087 |  | 7306.4599
-16.2245 | 5785.4584 |  | 7378.1951
-16.1836 | 5842.2322 |  | 7450.5987
-16.1428 | 5895.6214 |  | 7518.6859
-16.1019 | 5952.5482 |  | 7591.2847
-16.061 | 6010.2542 |  | 7664.8772
-16.0202 | 6072.8039 |  | 7744.6468
-15.9793 | 6134.1662 |  | 7822.9022
-15.9384 | 6196.6827 |  | 7902.6294
-15.8976 | 6262.668 |  | 7986.7805
-15.8567 | 6329.1277 |  | 8071.5366
-15.8158 | 6394.2509 |  | 8154.5882
-15.775 | 6458.3743 |  | 8236.3647
-15.7341 | 6518.4332 |  | 8312.9579
-15.6932 | 6576.8177 |  | 8387.4157
-15.6523 | 6634.7431 |  | 8461.2879
-15.6115 | 6690.5694 |  | 8532.4832
-15.5706 | 6747.0907 |  | 8604.5648
-15.5297 | 6805.1181 |  | 8678.5671
-15.4889 | 6867.7851 |  | 8758.4863
-15.448 | 6935.9384 |  | 8845.4022
-15.4071 | 7008.7835 |  | 8938.3016
-15.3663 | 7084.6244 |  | 9035.0214
-15.3254 | 7155.9774 |  | 9126.018
-15.2845 | 7229.1949 |  | 9219.3923
-15.2437 | 7302.8677 |  | 9313.3472
-15.2028 | 7374.5434 |  | 9404.7552
-15.1619 | 7442.1037 |  | 9490.9148
-15.1211 | 7506.4643 |  | 9572.9939
-15.0802 | 7568.5382 |  | 9652.1568
-15.0393 | 7633.9662 |  | 9735.5971
-14.9985 | 7702.8809 |  | 9823.484
-14.9576 | 7769.6632 |  | 9908.6515
-14.9167 | 7836.7338 |  | 9994.1866
-14.8759 | 7907.782 |  | 10084.7944
-14.835 | 7982.8959 |  | 10180.5872
-14.7941 | 8057.4487 |  | 10275.6643
-14.7532 | 8135.3223 |  | 10374.9766
-14.7124 | 8209.5703 |  | 10469.665
-14.6715 | 8282.8886 |  | 10563.1678
-14.6306 | 8354.8181 |  | 10654.8995
-14.5898 | 8426.1545 |  | 10745.8748
-14.5489 | 8495.7311 |  | 10834.6058
-14.5081 | 8566.6607 |  | 10925.0624
-14.4672 | 8638.506 |  | 11016.6867
-14.4263 | 8705.7449 |  | 11102.4365
-14.3854 | 8777.895 |  | 11194.4495
-14.3446 | 8852.7704 |  | 11289.9381
-14.3037 | 8928.1368 |  | 11386.0529
-14.2628 | 9004.0121 |  | 11482.8166
-14.222 | 9076.3471 |  | 11575.0654
-14.1811 | 9147.9042 |  | 11666.3222
-14.1402 | 9225.0662 |  | 11764.7269
-14.0994 | 9301.787 |  | 11862.5689
-14.0585 | 9381.0316 |  | 11963.6295
-14.0176 | 9459.1411 |  | 12063.2427
-13.9768 | 9534.4578 |  | 12159.294
-13.9359 | 9610.2642 |  | 12255.9699
-13.895 | 9687.9338 |  | 12355.0219
-13.8542 | 9762.6562 |  | 12450.3154
-13.8133 | 9831.8769 |  | 12538.5926
-13.7724 | 9898.9806 |  | 12624.17
-13.7316 | 9966.9809 |  | 12710.8907
-13.6907 | 10038.8772 |  | 12802.5801
-13.6498 | 10109.5199 |  | 12892.6707
-13.609 | 10180.6536 |  | 12983.3875
-13.5681 | 10255.3096 |  | 13078.5964
-13.5272 | 10334.011 |  | 13178.9642
-13.4863 | 10410.0214 |  | 13275.9003
-13.4455 | 10479.9359 |  | 13365.0622
-13.4046 | 10553.1011 |  | 13458.3699
-13.3637 | 10629.1791 |  | 13555.3922
-13.3229 | 10703.0739 |  | 13649.6301
-13.282 | 10773.9856 |  | 13740.0639
-13.2411 | 10842.8174 |  | 13827.845
-13.2003 | 10913.2905 |  | 13917.7193
-13.1594 | 10992.0951 |  | 14018.2189
-13.1185 | 11070.915 |  | 14118.7379
-13.0777 | 11145.0469 |  | 14213.2783
-13.0368 | 11224.7136 |  | 14314.8773
-12.9959 | 11306.9896 |  | 14419.8039
-12.9551 | 11383.9297 |  | 14517.9256
-12.9142 | 11456.6882 |  | 14610.7144
-12.8733 | 11529.5346 |  | 14703.6154
-12.8325 | 11596.5184 |  | 14789.0399
-12.7916 | 11666.6701 |  | 14878.5044
-12.7507 | 11738.1583 |  | 14969.6733
-12.7099 | 11806.7019 |  | 15057.0869
-12.669 | 11877.9376 |  | 15147.9338
-12.6281 | 11950.7126 |  | 15240.7438
-12.5873 | 12022.6433 |  | 15332.4771
-12.5464 | 12100.9888 |  | 15432.3911
-12.5055 | 12174.2051 |  | 15525.7638
-12.4647 | 12245.4242 |  | 15616.5895
-12.4238 | 12324.6688 |  | 15717.6501
-12.3829 | 12403.7094 |  | 15818.4505
-12.3421 | 12481.2769 |  | 15917.3725
-12.3012 | 12557.0157 |  | 16013.9622
-12.2603 | 12626.6599 |  | 16102.7793
-12.2195 | 12700.3837 |  | 16196.7993
-12.1786 | 12768.2653 |  | 16283.3688
-12.1377 | 12830.2194 |  | 16362.3788
-12.0968 | 12892.0587 |  | 16441.2425
-12.056 | 12954.3061 |  | 16520.6266
-12.0151 | 13017.3442 |  | 16601.019
-11.9742 | 13084.8076 |  | 16687.0551
-11.9334 | 13154.6812 |  | 16776.165
-11.8925 | 13222.2594 |  | 16862.3474
-11.8516 | 13286.7131 |  | 16944.5452
-11.8108 | 13356.3572 |  | 17033.3623
-11.7699 | 13428.3479 |  | 17125.172
-11.729 | 13496.4616 |  | 17212.0375
-11.6882 | 13559.8441 |  | 17292.8691
-11.6473 | 13621.8236 |  | 17371.9117
-11.6064 | 13685.0147 |  | 17452.4993
-11.5656 | 13751.7895 |  | 17537.6571
-11.5247 | 13816.1538 |  | 17619.741
-11.4838 | 13875.6338 |  | 17695.5958
-11.443 | 13932.4867 |  | 17768.1003
-11.4021 | 13989.8497 |  | 17841.2553
-11.3612 | 14045.0447 |  | 17911.6455
-11.3204 | 14102.1909 |  | 17984.524
-11.2795 | 14158.8142 |  | 18056.7358
-11.2386 | 14217.2229 |  | 18131.2244
-11.1978 | 14279.9805 |  | 18211.2591
-11.1569 | 14342.9038 |  | 18291.5052
-11.116 | 14398.137 |  | 18361.9441
-11.0752 | 14452.3883 |  | 18431.1308
-11.0343 | 14502.5458 |  | 18495.0967
-10.9934 | 14549.2473 |  | 18554.6551
-10.9526 | 14596.4206 |  | 18614.8152
-10.9117 | 14647.4071 |  | 18679.8383
-10.8708 | 14704.2345 |  | 18752.3103
-10.83 | 14766.5457 |  | 18831.7757
-10.7891 | 14825.1329 |  | 18906.492
-10.7482 | 14884.3706 |  | 18982.0379
-10.7073 | 14934.5154 |  | 19045.9875
-10.6665 | 14973.208 |  | 19095.3322
-10.6256 | 15008.5976 |  | 19140.4645
-10.5847 | 15048.8461 |  | 19191.7934
-10.5439 | 15089.2093 |  | 19243.2686
-10.503 | 15135.0436 |  | 19301.7211
-10.4621 | 15178.7864 |  | 19357.5063
-10.4213 | 15223.4219 |  | 19414.4299
-10.3804 | 15271.9343 |  | 19476.2978
-10.3395 | 15321.0461 |  | 19538.9301
-10.2987 | 15365.3628 |  | 19595.4472
-10.2578 | 15410.5722 |  | 19653.1027
-10.2169 | 15450.9864 |  | 19704.643
-10.1761 | 15494.844 |  | 19760.5745
-10.1352 | 15546.991 |  | 19827.0776
-10.0943 | 15606.5475 |  | 19903.03
-10.0535 | 15668.4378 |  | 19981.9588
-10.0126 | 15721.5668 |  | 20049.7142
-9.9717 | 15763.0906 |  | 20102.6694
-9.9309 | 15800.6354 |  | 20150.5504
-9.89 | 15846.3422 |  | 20208.8402
-9.8491 | 15895.2499 |  | 20271.2122
-9.8083 | 15934.3761 |  | 20321.1099
-9.7674 | 15962.7898 |  | 20357.3459
-9.7265 | 15997.3377 |  | 20401.4048
-9.6857 | 16034.0791 |  | 20448.2611
-9.6448 | 16070.5017 |  | 20494.7108
-9.6039 | 16098.7623 |  | 20530.7516
-9.5631 | 16124.3831 |  | 20563.4257
-9.5222 | 16149.2769 |  | 20595.1729
-9.4813 | 16168.8783 |  | 20620.1705
-9.4404 | 16189.5509 |  | 20646.5343
-9.3996 | 16226.8279 |  | 20694.0737
-9.3587 | 16275.4551 |  | 20756.0879
-9.3178 | 16315.7036 |  | 20807.4168
-9.277 | 16341.2989 |  | 20840.0584
-9.2361 | 16364.3435 |  | 20869.4473
-9.1952 | 16397.6416 |  | 20911.9123
-9.1544 | 16427.0373 |  | 20949.4006
-9.1135 | 16439.3949 |  | 20965.1604
-9.0726 | 16442.5577 |  | 20969.1938
-9.0318 | 16453.9716 |  | 20983.75
-8.9909 | 16483.7881 |  | 21021.775
-8.95 | 16524.9676 |  | 21074.2911
-8.9092 | 16568.6083 |  | 21129.9462
-8.8683 | 16616.2663 |  | 21190.7244
-8.8274 | 16674.3945 |  | 21264.8553
-8.7866 | 16738.4528 |  | 21346.5488
-8.7457 | 16798.0731 |  | 21422.5826
-8.7048 | 16844.3537 |  | 21481.6043
-8.664 | 16880.4574 |  | 21527.6474
-8.6231 | 16912.8246 |  | 21568.9252
-8.5822 | 16942.335 |  | 21606.5598
-8.5414 | 16961.4262 |  | 21630.9069
-8.5005 | 16969.7029 |  | 21641.4621
-8.4596 | 16981.2572 |  | 21656.1972
-8.4188 | 17006.2403 |  | 21688.0582
-8.3779 | 17032.2054 |  | 21721.1715
-8.337 | 17050.812 |  | 21744.9006
-8.2962 | 17063.2844 |  | 21760.8067
-8.2553 | 17078.8176 |  | 21780.6161
-8.2144 | 17100.3192 |  | 21808.037
-8.1735 | 17125.2513 |  | 21839.8329
-8.1327 | 17132.6098 |  | 21849.2172
-8.0918 | 17148.9208 |  | 21870.0187
-8.0509 | 17170.7922 |  | 21897.9113
-8.0101 | 17189.7815 |  | 21922.1283
-7.9692 | 17206.8832 |  | 21943.9382
-7.9283 | 17229.4815 |  | 21972.7578
-7.8875 | 17249.8226 |  | 21998.6987
-7.8466 | 17274.6782 |  | 22030.3971
-7.8057 | 17292.7109 |  | 22053.3942
-7.7649 | 17312.0062 |  | 22078.0015
-7.724 | 17336.4154 |  | 22109.1306
-7.6831 | 17360.5696 |  | 22139.9344
-7.6423 | 17385.4762 |  | 22171.6978
-7.6014 | 17405.881 |  | 22197.7201
-7.5605 | 17432.6113 |  | 22231.8092
-7.5197 | 17458.4744 |  | 22264.7924
-7.4788 | 17476.2393 |  | 22287.448
-7.4379 | 17490.663 |  | 22305.8425
-7.3971 | 17506.1579 |  | 22325.6031
-7.3562 | 17513.5546 |  | 22335.0362
-7.3153 | 17521.487 |  | 22345.1523
-7.2745 | 17527.0855 |  | 22352.2922
-7.2336 | 17533.309 |  | 22360.229
-7.1927 | 17549.2885 |  | 22380.6077
-7.1519 | 17569.196 |  | 22405.9956
-7.111 | 17592.1896 |  | 22435.3194
-7.0701 | 17616.8922 |  | 22466.8226
-7.0293 | 17635.7921 |  | 22490.9257
-6.9884 | 17647.5249 |  | 22505.8885
-6.9475 | 17657.7783 |  | 22518.9647
-6.9066 | 17665.2771 |  | 22528.5278
-6.8658 | 17671.1434 |  | 22536.0092
-6.8249 | 17678.4254 |  | 22545.2959
-6.784 | 17689.7246 |  | 22559.7057
-6.7432 | 17706.8263 |  | 22581.5156
-6.7023 | 17727.2439 |  | 22607.5541
-6.6614 | 17741.8716 |  | 22626.2088
-6.6206 | 17755.1219 |  | 22643.107
-6.5797 | 17767.8494 |  | 22659.3384
-6.5388 | 17780.5387 |  | 22675.521
-6.498 | 17794.3374 |  | 22693.1185
-6.4571 | 17802.9329 |  | 22704.0804
-6.4162 | 17816.6679 |  | 22721.5966
-6.3754 | 17828.592 |  | 22736.8033
-6.3345 | 17837.9144 |  | 22748.6923
-6.2936 | 17847.5174 |  | 22760.939
-6.2528 | 17850.5909 |  | 22764.8586
-6.2119 | 17845.6045 |  | 22758.4994
-6.171 | 17840.7838 |  | 22752.3516
-6.1302 | 17835.4276 |  | 22745.5208
-6.0893 | 17840.4395 |  | 22751.9125
-6.0484 | 17847.4409 |  | 22760.8414
-6.0076 | 17854.2255 |  | 22769.4938
-5.9667 | 17866.5577 |  | 22785.221
-5.9258 | 17880.2161 |  | 22802.6396
-5.885 | 17897.879 |  | 22825.1651
-5.8441 | 17918.2073 |  | 22851.0898
-5.8032 | 17937.1073 |  | 22875.1929
-5.7624 | 17948.6105 |  | 22889.8629
-5.7215 | 17955.0252 |  | 22898.0437
-5.6806 | 17960.4452 |  | 22904.9558
-5.6397 | 17973.8359 |  | 22922.0329
-5.5989 | 17985.084 |  | 22936.3777
-5.558 | 17988.0427 |  | 22940.1509
-5.5171 | 17992.6211 |  | 22945.9896
-5.4763 | 18006.0372 |  | 22963.0993
-5.4354 | 18018.2673 |  | 22978.6963
-5.3945 | 18028.5335 |  | 22991.7888
-5.3537 | 18036.5041 |  | 23001.9537
-5.3128 | 18048.5047 |  | 23017.2581
-5.2719 | 18060.1865 |  | 23032.1558
-5.2311 | 18069.8915 |  | 23044.5326
-5.1902 | 18079.1884 |  | 23056.389
-5.1493 | 18090.4621 |  | 23070.7663
-5.1085 | 18096.8131 |  | 23078.8657
-5.0676 | 18096.9916 |  | 23079.0934
-5.0267 | 18096.9151 |  | 23078.9958
-4.9859 | 18098.1011 |  | 23080.5084
-4.945 | 18099.1214 |  | 23081.8095
-4.9041 | 18096.8896 |  | 23078.9633
-4.8633 | 18096.5963 |  | 23078.5892
-4.8224 | 18101.621 |  | 23084.9972
-4.7815 | 18114.1189 |  | 23100.9358
-4.7407 | 18124.0407 |  | 23113.5891
-4.6998 | 18130.1877 |  | 23121.4283
-4.6589 | 18132.2792 |  | 23124.0956
-4.6181 | 18134.1539 |  | 23126.4864
-4.5772 | 18137.5462 |  | 23130.8126
-4.5363 | 18142.2648 |  | 23136.8303
-4.4955 | 18142.9279 |  | 23137.676
-4.4546 | 18141.1935 |  | 23135.4641
-4.4137 | 18142.5198 |  | 23137.1555
-4.3728 | 18147.6338 |  | 23143.6774
-4.332 | 18159.1752 |  | 23158.3962
-4.2911 | 18175.2695 |  | 23178.9212
-4.2502 | 18190.7134 |  | 23198.6168
-4.2094 | 18200.4822 |  | 23211.075
-4.1685 | 18211.9217 |  | 23225.6637
-4.1276 | 18226.3708 |  | 23244.0907
-4.0868 | 18235.8845 |  | 23256.2236
-4.0459 | 18238.2056 |  | 23259.1836
-4.005 | 18233.3722 |  | 23253.0196
-3.9642 | 18226.1668 |  | 23243.8305
-3.9233 | 18223.4504 |  | 23240.3662
-3.8824 | 18222.7234 |  | 23239.4392
-3.8416 | 18221.3844 |  | 23237.7315
-3.8007 | 18223.4249 |  | 23240.3337
-3.7598 | 18231.2424 |  | 23250.3035
-3.719 | 18242.5926 |  | 23264.7784
-3.6781 | 18250.0276 |  | 23274.2602
-3.6372 | 18250.8311 |  | 23275.2848
-3.5964 | 18256.2511 |  | 23282.197
-3.5555 | 18258.7124 |  | 23285.3359
-3.5146 | 18261.9262 |  | 23289.4344
-3.4738 | 18262.245 |  | 23289.841
-3.4329 | 18263.5968 |  | 23291.565
-3.392 | 18272.001 |  | 23302.2829
-3.3512 | 18286.5522 |  | 23320.84
-3.3103 | 18290.123 |  | 23325.3939
-3.2694 | 18295.084 |  | 23331.7206
-3.2286 | 18297.0607 |  | 23334.2415
-3.1877 | 18295.8236 |  | 23332.6639
-3.1468 | 18295.5176 |  | 23332.2736
-3.1059 | 18286.8965 |  | 23321.2792
-3.0651 | 18280.163 |  | 23312.6918
-3.0242 | 18276.4263 |  | 23307.9265
-2.9833 | 18272.2051 |  | 23302.5431
-2.9425 | 18271.8863 |  | 23302.1365
-2.9016 | 18277.0257 |  | 23308.6909
-2.8607 | 18278.4923 |  | 23310.5612
-2.8199 | 18283.2237 |  | 23316.5952
-2.779 | 18279.7421 |  | 23312.1551
-2.7381 | 18277.9949 |  | 23309.927
-2.6973 | 18287.5597 |  | 23322.1249
-2.6564 | 18295.7216 |  | 23332.5338
-2.6155 | 18300.759 |  | 23338.958
-2.5747 | 18305.1716 |  | 23344.5853
-2.5338 | 18307.5947 |  | 23347.6755
-2.4929 | 18309.6224 |  | 23350.2614
-2.4521 | 18308.3598 |  | 23348.6513
-2.4112 | 18302.1874 |  | 23340.7796
-2.3703 | 18300.4147 |  | 23338.5189
-2.3295 | 18294.2805 |  | 23330.696
-2.2886 | 18283.8996 |  | 23317.4571
-2.2477 | 18276.8599 |  | 23308.4795
-2.2069 | 18280.469 |  | 23313.0821
-2.166 | 18288.0826 |  | 23322.7917
-2.1251 | 18295.6196 |  | 23332.4037
-2.0843 | 18299.8536 |  | 23337.8033
-2.0434 | 18303.6285 |  | 23342.6174
-2.0025 | 18306.4469 |  | 23346.2117
-1.9617 | 18311.9434 |  | 23353.2215
-1.9208 | 18313.1422 |  | 23354.7503
-1.8799 | 18316.1902 |  | 23358.6373
-1.839 | 18316.7768 |  | 23359.3855
-1.7982 | 18316.1137 |  | 23358.5398
-1.7573 | 18318.0266 |  | 23360.9793
-1.7164 | 18323.8292 |  | 23368.3794
-1.6756 | 18326.6476 |  | 23371.9737
-1.6347 | 18329.4916 |  | 23375.6006
-1.5938 | 18331.2642 |  | 23377.8613
-1.553 | 18331.3535 |  | 23377.9751
-1.5121 | 18325.6402 |  | 23370.6889
-1.4712 | 18325.5381 |  | 23370.5588
-1.4304 | 18329.0452 |  | 23375.0313
-1.3895 | 18331.7106 |  | 23378.4305
-1.3486 | 18330.1802 |  | 23376.4788
-1.3078 | 18324.8877 |  | 23369.7293
-1.2669 | 18321.3806 |  | 23365.2567
-1.226 | 18325.7932 |  | 23370.8841
-1.1852 | 18320.2074 |  | 23363.7605
-1.1443 | 18312.0965 |  | 23353.4166
-1.1034 | 18310.4513 |  | 23351.3186
-1.0626 | 18311.5736 |  | 23352.7498
-1.0217 | 18321.3551 |  | 23365.2242
-0.98083 | 18328.4586 |  | 23374.2832
-0.93996 | 18327.1833 |  | 23372.6568
-0.89909 | 18323.8292 |  | 23368.3794
-0.85822 | 18316.4707 |  | 23358.9951
-0.81735 | 18303.8453 |  | 23342.8939
-0.77649 | 18295.7344 |  | 23332.55
-0.73562 | 18286.0931 |  | 23320.2545
-0.69475 | 18276.1203 |  | 23307.5362
-0.65388 | 18268.596 |  | 23297.9405
-0.61302 | 18269.935 |  | 23299.6482
-0.57215 | 18275.7759 |  | 23307.097
-0.53128 | 18273.965 |  | 23304.7876
-0.49041 | 18265.0634 |  | 23293.4354
-0.44954 | 18244.3398 |  | 23267.0065
-0.40868 | 18213.2735 |  | 23227.3877
-0.36781 | 18183.5462 |  | 23189.4765
-0.32694 | 18162.6568 |  | 23162.8362
-0.28607 | 18152.4544 |  | 23149.8251
-0.24521 | 18156.7777 |  | 23155.3386
-0.20434 | 18165.2967 |  | 23166.2029
-0.16347 | 18177.6416 |  | 23181.9463
-0.1226 | 18197.9444 |  | 23207.8384
-0.081735 | 18226.5748 |  | 23244.3509
-0.040867 | 18263.4565 |  | 23291.3861
4.4351e-07 | 18314.9914 |  | 23357.1085
0.040868 | 18377.5066 |  | 23436.8342
0.081736 | 18430.7631 |  | 23504.7522
0.1226 | 18452.3157 |  | 23532.2382
0.16347 | 18465.7956 |  | 23549.4292
0.20434 | 18476.9545 |  | 23563.6601
0.24521 | 18475.0288 |  | 23561.2042
0.28607 | 18447.7629 |  | 23526.432
0.32694 | 18406.0733 |  | 23473.2653
0.36781 | 18368.2989 |  | 23425.0916
0.40868 | 18359.155 |  | 23413.4304
0.44955 | 18362.2668 |  | 23417.3988
0.49041 | 18363.2105 |  | 23418.6023
0.53128 | 18351.6308 |  | 23403.8347
0.57215 | 18342.7292 |  | 23392.4825
0.61302 | 18333.1134 |  | 23380.2195
0.65388 | 18325.8952 |  | 23371.0142
0.69475 | 18319.6845 |  | 23363.0936
0.73562 | 18307.7094 |  | 23347.8218
0.77649 | 18293.324 |  | 23329.4762
0.81736 | 18289.1921 |  | 23324.2067
0.85822 | 18285.7105 |  | 23319.7666
0.89909 | 18280.0227 |  | 23312.5129
0.93996 | 18272.3199 |  | 23302.6895
0.98083 | 18263.227 |  | 23291.0934
1.0217 | 18254.9885 |  | 23280.5869
1.0626 | 18253.3561 |  | 23278.5051
1.1034 | 18249.0584 |  | 23273.0242
1.1443 | 18239.6467 |  | 23261.0214
1.1852 | 18229.0872 |  | 23247.5549
1.226 | 18224.19 |  | 23241.3096
1.2669 | 18225.7969 |  | 23243.3588
1.3078 | 18229.6993 |  | 23248.3356
1.3486 | 18228.8066 |  | 23247.1971
1.3895 | 18228.9214 |  | 23247.3435
1.4304 | 18232.1224 |  | 23251.4257
1.4712 | 18240.2843 |  | 23261.8346
1.5121 | 18245.8701 |  | 23268.9582
1.553 | 18250.7163 |  | 23275.1385
1.5938 | 18259.1843 |  | 23285.9377
1.6347 | 18267.5247 |  | 23296.5743
1.6756 | 18269.3739 |  | 23298.9326
1.7164 | 18259.975 |  | 23286.9461
1.7573 | 18248.7523 |  | 23272.6338
1.7982 | 18242.7201 |  | 23264.941
1.839 | 18240.3481 |  | 23261.9159
1.8799 | 18236.7262 |  | 23257.297
1.9208 | 18230.7706 |  | 23249.7017
1.9617 | 18226.9064 |  | 23244.7738
2.0025 | 18229.6356 |  | 23248.2542
2.0434 | 18226.1285 |  | 23243.7817
2.0843 | 18214.5615 |  | 23229.0303
2.1251 | 18198.3907 |  | 23208.4077
2.166 | 18183.9671 |  | 23190.0132
2.2069 | 18175.4226 |  | 23179.1164
2.2477 | 18166.9546 |  | 23168.3172
2.2886 | 18161.2795 |  | 23161.0797
2.3295 | 18162.3762 |  | 23162.4784
2.3703 | 18169.4414 |  | 23171.4886
2.4112 | 18176.2133 |  | 23180.1248
2.4521 | 18176.0475 |  | 23179.9133
2.4929 | 18171.3544 |  | 23173.9282
2.5338 | 18170.4106 |  | 23172.7247
2.5747 | 18168.7655 |  | 23170.6266
2.6155 | 18159.5323 |  | 23158.8516
2.6564 | 18142.7876 |  | 23137.4971
2.6973 | 18133.2739 |  | 23125.3642
2.7381 | 18129.8306 |  | 23120.973
2.779 | 18127.1907 |  | 23117.6063
2.8199 | 18126.6041 |  | 23116.8582
2.8607 | 18127.3948 |  | 23117.8665
2.9016 | 18129.8561 |  | 23121.0055
2.9425 | 18137.9798 |  | 23131.3656
2.9833 | 18137.7757 |  | 23131.1054
3.0242 | 18131.5267 |  | 23123.136
3.0651 | 18122.7399 |  | 23111.9302
3.1059 | 18106.5819 |  | 23091.3239
3.1468 | 18084.4044 |  | 23063.0409
3.1877 | 18064.1654 |  | 23037.2301
3.2286 | 18048.6577 |  | 23017.4532
3.2694 | 18041.363 |  | 23008.1503
3.3103 | 18033.2394 |  | 22997.7902
3.3512 | 18021.9785 |  | 22983.4291
3.392 | 18016.0356 |  | 22975.8502
3.4329 | 18020.8945 |  | 22982.0467
3.4738 | 18029.8471 |  | 22993.464
3.5146 | 18030.1404 |  | 22993.838
3.5555 | 18016.0356 |  | 22975.8502
3.5964 | 18004.2008 |  | 22960.7573
3.6372 | 18001.714 |  | 22957.5858
3.6781 | 17999.4694 |  | 22954.7234
3.719 | 17991.4095 |  | 22944.4446
3.7598 | 17981.0541 |  | 22931.2383
3.8007 | 17973.0452 |  | 22921.0246
3.8416 | 17970.9537 |  | 22918.3573
3.8824 | 17968.1608 |  | 22914.7955
3.9233 | 17961.8863 |  | 22906.7936
3.9642 | 17955.1145 |  | 22898.1575
4.005 | 17941.6601 |  | 22880.9991
4.0459 | 17922.9004 |  | 22857.0749
4.0868 | 17905.9007 |  | 22835.3951
4.1276 | 17896.0809 |  | 22822.8719
4.1685 | 17885.0368 |  | 22808.7874
4.2094 | 17862.2982 |  | 22779.7888
4.2502 | 17841.7276 |  | 22753.5552
4.2911 | 17832.4561 |  | 22741.7313
4.332 | 17825.9266 |  | 22733.4042
4.3728 | 17817.7009 |  | 22722.914
4.4137 | 17802.8564 |  | 22703.9828
4.4546 | 17788.5603 |  | 22685.751
4.4955 | 17786.2265 |  | 22682.7747
4.5363 | 17784.9257 |  | 22681.1158
4.5772 | 17780.5642 |  | 22675.5535
4.6181 | 17772.6573 |  | 22665.4699
4.6589 | 17758.8076 |  | 22647.8073
4.6998 | 17744.5242 |  | 22629.5917
4.7407 | 17733.2123 |  | 22615.1656
4.7815 | 17719.0565 |  | 22597.1127
4.8224 | 17699.3276 |  | 22571.9524
4.8633 | 17681.2056 |  | 22548.8414
4.9041 | 17670.187 |  | 22534.7894
4.945 | 17660.737 |  | 22522.7379
4.9859 | 17648.0605 |  | 22506.5716
5.0267 | 17646.1221 |  | 22504.0995
5.0676 | 17640.5362 |  | 22496.9759
5.1085 | 17628.9948 |  | 22482.257
5.1493 | 17611.8547 |  | 22460.3984
5.1902 | 17591.0418 |  | 22433.8557
5.2311 | 17572.5245 |  | 22410.2405
5.2719 | 17562.998 |  | 22398.0913
5.3128 | 17545.7814 |  | 22376.1351
5.3537 | 17534.1635 |  | 22361.3187
5.3945 | 17528.973 |  | 22354.6993
5.4354 | 17524.1269 |  | 22348.519
5.4763 | 17514.4601 |  | 22336.1909
5.5171 | 17501.6051 |  | 22319.7969
5.558 | 17482.7561 |  | 22295.7589
5.5989 | 17462.5426 |  | 22269.9806
5.6397 | 17444.8415 |  | 22247.4063
5.6806 | 17431.3998 |  | 22230.2642
5.7215 | 17421.0444 |  | 22217.0579
5.7624 | 17415.6881 |  | 22210.227
5.8032 | 17413.5201 |  | 22207.4622
5.8441 | 17411.8239 |  | 22205.2991
5.885 | 17407.5772 |  | 22199.8832
5.9258 | 17395.6786 |  | 22184.709
5.9667 | 17378.7809 |  | 22163.1593
6.0076 | 17360.6079 |  | 22139.9832
6.0484 | 17342.116 |  | 22116.4006
6.0893 | 17320.3722 |  | 22088.6706
6.1302 | 17292.4431 |  | 22053.0527
6.171 | 17265.1389 |  | 22018.2317
6.2119 | 17242.3111 |  | 21989.1193
6.2528 | 17218.565 |  | 21958.8359
6.2936 | 17192.7274 |  | 21925.8852
6.3345 | 17166.6093 |  | 21892.5768
6.3754 | 17146.0259 |  | 21866.3268
6.4162 | 17136.3336 |  | 21853.9663
6.4571 | 17131.8956 |  | 21848.3064
6.498 | 17113.9394 |  | 21825.4069
6.5388 | 17091.2773 |  | 21796.5059
6.5797 | 17072.0713 |  | 21772.0125
6.6206 | 17055.7219 |  | 21751.1622
6.6614 | 17037.3704 |  | 21727.7584
6.7023 | 17019.4396 |  | 21704.8914
6.7432 | 16993.5765 |  | 21671.9082
6.784 | 16974.8296 |  | 21648.0002
6.8249 | 16957.0902 |  | 21625.3772
6.8658 | 16936.8512 |  | 21599.5663
6.9066 | 16924.7103 |  | 21584.0831
6.9475 | 16910.0699 |  | 21565.4121
6.9884 | 16886.5024 |  | 21535.3565
7.0293 | 16863.2536 |  | 21505.7074
7.0701 | 16844.3154 |  | 21481.5555
7.111 | 16829.5475 |  | 21462.7219
7.1519 | 16816.7562 |  | 21446.4092
7.1927 | 16790.3192 |  | 21412.6941
7.2336 | 16756.4855 |  | 21369.546
7.2745 | 16723.0472 |  | 21326.902
7.3153 | 16691.3304 |  | 21286.4537
7.3562 | 16658.1854 |  | 21244.1838
7.3971 | 16623.4972 |  | 21199.946
7.4379 | 16587.368 |  | 21153.8704
7.4788 | 16550.3205 |  | 21106.6238
7.5197 | 16522.5955 |  | 21071.266
7.5605 | 16499.8569 |  | 21042.2675
7.6014 | 16476.9653 |  | 21013.0738
7.6423 | 16450.8089 |  | 20979.7165
7.6831 | 16428.6952 |  | 20951.5149
7.724 | 16406.2626 |  | 20922.9067
7.7649 | 16385.1182 |  | 20895.9412
7.8057 | 16360.1988 |  | 20864.1615
7.8466 | 16328.227 |  | 20823.3879
7.8875 | 16291.5877 |  | 20776.6617
7.9283 | 16257.6392 |  | 20733.3672
7.9692 | 16221.2804 |  | 20686.9989
8.0101 | 16182.677 |  | 20637.768
8.0509 | 16142.8877 |  | 20587.0247
8.0918 | 16103.9145 |  | 20537.3222
8.1327 | 16067.7853 |  | 20491.2465
8.1735 | 16036.1323 |  | 20450.8795
8.2144 | 16003.2423 |  | 20408.9349
8.2553 | 15970.3141 |  | 20366.9416
8.2962 | 15940.7271 |  | 20329.2093
8.337 | 15913.2444 |  | 20294.1606
8.3779 | 15884.2568 |  | 20257.1928
8.4188 | 15858.4193 |  | 20224.2421
8.4596 | 15828.8961 |  | 20186.5912
8.5005 | 15795.9678 |  | 20144.5978
8.5414 | 15758.27 |  | 20096.5217
8.5822 | 15715.8662 |  | 20042.4442
8.6231 | 15671.7026 |  | 19986.1223
8.664 | 15633.01 |  | 19936.7776
8.7048 | 15601.4463 |  | 19896.5245
8.7457 | 15564.1438 |  | 19848.9526
8.7866 | 15526.5479 |  | 19801.0066
8.8274 | 15491.4262 |  | 19756.2158
8.8683 | 15457.5287 |  | 19712.9864
8.9092 | 15420.3027 |  | 19665.512
8.95 | 15380.8704 |  | 19615.2241
8.9909 | 15330.9552 |  | 19551.5671
9.0318 | 15286.2687 |  | 19494.5784
9.0726 | 15245.7396 |  | 19442.8918
9.1135 | 15204.675 |  | 19390.522
9.1544 | 15159.5676 |  | 19332.9966
9.1952 | 15112.2157 |  | 19272.6087
9.2361 | 15056.8295 |  | 19201.9746
9.277 | 15001.3539 |  | 19131.2266
9.3178 | 14948.6202 |  | 19063.9754
9.3587 | 14895.7846 |  | 18996.5941
9.3996 | 14839.3908 |  | 18924.6751
9.4404 | 14777.5005 |  | 18845.7464
9.4813 | 14718.5689 |  | 18770.5909
9.5222 | 14667.4549 |  | 18705.4052
9.5631 | 14620.358 |  | 18645.3426
9.6039 | 14572.0242 |  | 18583.7024
9.6448 | 14519.1757 |  | 18516.3048
9.6857 | 14466.1615 |  | 18448.6958
9.7265 | 14420.5568 |  | 18390.5361
9.7674 | 14381.0735 |  | 18340.183
9.8083 | 14340.3149 |  | 18288.2036
9.8491 | 14291.2414 |  | 18225.6201
9.89 | 14233.8784 |  | 18152.4651
9.9309 | 14172.5364 |  | 18074.2357
9.9717 | 14114.4848 |  | 18000.2024
10.0126 | 14058.3206 |  | 17928.5762
10.0535 | 13997.7948 |  | 17851.3877
10.0943 | 13931.4155 |  | 17766.7341
10.1352 | 13863.3655 |  | 17679.95
10.1761 | 13800.8758 |  | 17600.2568
10.2169 | 13745.5405 |  | 17529.6878
10.2578 | 13685.5376 |  | 17453.1661
10.2987 | 13626.0576 |  | 17377.3113
10.3395 | 13567.2918 |  | 17302.3672
10.3804 | 13509.3167 |  | 17228.4315
10.4213 | 13451.9154 |  | 17155.2277
10.4621 | 13395.4324 |  | 17083.1949
10.503 | 13338.6943 |  | 17010.8368
10.5439 | 13284.2135 |  | 16941.3574
10.5847 | 13220.8693 |  | 16860.5746
10.6256 | 13153.0234 |  | 16774.0507
10.6665 | 13087.3964 |  | 16690.3566
10.7073 | 13021.897 |  | 16606.8253
10.7482 | 12951.1689 |  | 16516.6257
10.7891 | 12880.0199 |  | 16425.8894
10.83 | 12810.3885 |  | 16337.0885
10.8708 | 12745.5599 |  | 16254.4125
10.9117 | 12682.9605 |  | 16174.5796
10.9526 | 12620.5984 |  | 16095.0491
10.9934 | 12559.3023 |  | 16016.8783
11.0343 | 12500.2075 |  | 15941.5146
11.0752 | 12439.0645 |  | 15863.539
11.116 | 12374.5509 |  | 15781.2648
11.1569 | 12307.9037 |  | 15696.2696
11.1978 | 12237.094 |  | 15605.9659
11.2386 | 12163.6902 |  | 15512.3542
11.2795 | 12090.5926 |  | 15419.1327
11.3204 | 12018.2232 |  | 15326.84
11.3612 | 11943.8553 |  | 15231.9987
11.4021 | 11871.2997 |  | 15139.4685
11.443 | 11799.7592 |  | 15048.2329
11.4838 | 11727.238 |  | 14955.7466
11.5247 | 11656.3746 |  | 14865.3746
11.5656 | 11589.6943 |  | 14780.3371
11.6064 | 11524.8427 |  | 14697.6319
11.6473 | 11460.5166 |  | 14615.5968
11.6882 | 11395.6982 |  | 14532.9339
11.729 | 11328.833 |  | 14447.6607
11.7699 | 11261.2382 |  | 14361.4571
11.8108 | 11192.6092 |  | 14273.9346
11.8516 | 11121.8314 |  | 14183.6715
11.8925 | 11049.1571 |  | 14090.9901
11.9334 | 10976.6869 |  | 13998.5688
11.9742 | 10900.4227 |  | 13901.3091
12.0151 | 10823.7517 |  | 13803.5305
12.056 | 10750.8568 |  | 13710.5677
12.0968 | 10683.1256 |  | 13624.1901
12.1377 | 10616.9375 |  | 13539.7804
12.1786 | 10546.7858 |  | 13450.316
12.2195 | 10472.1986 |  | 13355.1949
12.2603 | 10396.933 |  | 13259.2086
12.3012 | 10327.0529 |  | 13170.0906
12.3421 | 10260.0512 |  | 13084.6433
12.3829 | 10186.5455 |  | 12990.9014
12.4238 | 10106.7091 |  | 12889.0862
12.4647 | 10033.1549 |  | 12795.2825
12.5055 | 9968.2855 |  | 12712.5545
12.5464 | 9909.5809 |  | 12637.6885
12.5873 | 9843.5433 |  | 12553.4708
12.6281 | 9772.8662 |  | 12463.3363
12.669 | 9705.6107 |  | 12377.5653
12.7099 | 9642.5203 |  | 12297.1062
12.7507 | 9576.4152 |  | 12212.8023
12.7916 | 9504.2498 |  | 12120.7697
12.8325 | 9423.888 |  | 12018.2844
12.8733 | 9348.6568 |  | 11922.342
12.9142 | 9277.7093 |  | 11831.8627
12.9551 | 9208.1838 |  | 11743.1968
12.9959 | 9137.0335 |  | 11652.4588
13.0368 | 9064.8324 |  | 11560.3808
13.0777 | 8996.1549 |  | 11472.7964
13.1185 | 8934.8079 |  | 11394.5605
13.1594 | 8867.8738 |  | 11309.1994
13.2003 | 8794.743 |  | 11215.9357
13.2411 | 8715.6004 |  | 11115.0052
13.282 | 8639.3859 |  | 11017.8089
13.3229 | 8568.8963 |  | 10927.9134
13.3637 | 8496.4758 |  | 10835.5556
13.4046 | 8418.6545 |  | 10736.31
13.4455 | 8349.5523 |  | 10648.1841
13.4863 | 8286.0041 |  | 10567.1411
13.5272 | 8225.2501 |  | 10489.6615
13.5681 | 8162.5321 |  | 10409.6772
13.609 | 8096.8516 |  | 10325.9149
13.6498 | 8032.7449 |  | 10244.1595
13.6907 | 7971.6516 |  | 10166.2473
13.7316 | 7905.3602 |  | 10081.7059
13.7724 | 7837.2924 |  | 9994.899
13.8133 | 7769.7321 |  | 9908.7393
13.8542 | 7699.3929 |  | 9819.0358
13.895 | 7626.6001 |  | 9726.2031
13.9359 | 7553.8085 |  | 9633.372
13.9768 | 7484.0623 |  | 9544.4247
14.0176 | 7419.4646 |  | 9462.0432
14.0585 | 7354.7495 |  | 9379.512
14.0994 | 7284.5289 |  | 9289.9597
14.1402 | 7219.8138 |  | 9207.4285
14.1811 | 7158.3137 |  | 9128.9975
14.222 | 7095.7322 |  | 9049.1873
14.2628 | 7031.489 |  | 8967.2579
14.3037 | 6966.6553 |  | 8884.5755
14.3446 | 6904.1567 |  | 8804.871
14.3854 | 6847.2298 |  | 8732.2722
14.4263 | 6788.8976 |  | 8657.8811
14.4672 | 6729.7007 |  | 8582.3873
14.5081 | 6670.5217 |  | 8506.9163
14.5489 | 6609.0561 |  | 8428.5292
14.5898 | 6543.6638 |  | 8345.1344
14.6306 | 6478.033 |  | 8261.4355
14.6715 | 6415.9412 |  | 8182.2498
14.7124 | 6354.1542 |  | 8103.4528
14.7532 | 6293.6884 |  | 8026.3408
14.7941 | 6236.4568 |  | 7953.3533
14.835 | 6179.9865 |  | 7881.3367
14.8759 | 6122.8046 |  | 7808.4127
14.9167 | 6066.7079 |  | 7736.8726
14.9576 | 6009.9839 |  | 7664.5324
14.9985 | 5948.7555 |  | 7586.4478
15.0393 | 5883.0915 |  | 7502.7066
15.0802 | 5821.1017 |  | 7423.6511
15.1211 | 5765.8507 |  | 7353.1893
15.1619 | 5717.9823 |  | 7292.1428
15.2028 | 5670.4353 |  | 7231.5061
15.2437 | 5620.2815 |  | 7167.545
15.2845 | 5569.7707 |  | 7103.1286
15.3254 | 5520.1756 |  | 7039.8799
15.3663 | 5467.8883 |  | 6973.1979
15.4071 | 5413.6715 |  | 6904.0552
15.448 | 5357.7763 |  | 6832.7722
15.4889 | 5300.8826 |  | 6760.2156
15.5297 | 5245.5474 |  | 6689.6466
15.5706 | 5196.2736 |  | 6626.8077
15.6115 | 5150.8436 |  | 6568.8708
15.6523 | 5103.3144 |  | 6508.2569
15.6932 | 5054.3455 |  | 6445.8068
15.7341 | 5006.5957 |  | 6384.9115
15.775 | 4961.1147 |  | 6326.9095
15.8158 | 4916.7011 |  | 6270.2689
15.8567 | 4870.7112 |  | 6211.618
15.8976 | 4824.215 |  | 6152.3214
15.9384 | 4778.6498 |  | 6094.2122
15.9793 | 4734.388 |  | 6037.765
16.0202 | 4689.7869 |  | 5980.8853
16.061 | 4645.5595 |  | 5924.4821
16.1019 | 4601.8907 |  | 5868.7912
16.1428 | 4558.6797 |  | 5813.6843
16.1836 | 4515.7723 |  | 5758.9644
16.2245 | 4473.0178 |  | 5704.4396
16.2654 | 4430.8386 |  | 5650.6484
16.3062 | 4389.5405 |  | 5597.981
16.3471 | 4347.022 |  | 5543.7572
16.388 | 4302.3202 |  | 5486.7489
16.4288 | 4256.0434 |  | 5427.7321
16.4697 | 4210.292 |  | 5369.3854
16.5106 | 4170.1953 |  | 5318.2501
16.5514 | 4132.9106 |  | 5270.7009
16.5923 | 4091.7988 |  | 5218.271
16.6332 | 4049.7381 |  | 5164.631
16.674 | 4008.8966 |  | 5112.5459
16.7149 | 3971.7459 |  | 5065.1675
16.7558 | 3936.3741 |  | 5020.0579
16.7966 | 3896.1933 |  | 4968.8153
16.8375 | 3851.1866 |  | 4911.4183
16.8784 | 3807.5344 |  | 4855.7486
16.9192 | 3767.388 |  | 4804.5499
16.9601 | 3734.4368 |  | 4762.5272
17.001 | 3698.0155 |  | 4716.0791
17.0419 | 3656.683 |  | 4663.3678
17.0827 | 3617.8731 |  | 4613.8735
17.1236 | 3583.9233 |  | 4570.5774
17.1644 | 3553.4283 |  | 4531.6871
17.2053 | 3523.6781 |  | 4493.7467
17.2462 | 3490.2525 |  | 4451.119
17.2871 | 3460.4003 |  | 4413.0485
17.3279 | 3434.9517 |  | 4380.5939
17.3688 | 3408.9598 |  | 4347.4464
17.4097 | 3381.0205 |  | 4311.8155
17.4505 | 3351.0497 |  | 4273.5937
17.4914 | 3318.9121 |  | 4232.6086
17.5323 | 3284.3706 |  | 4188.5579
17.5731 | 3249.1162 |  | 4143.5979
17.614 | 3214.8795 |  | 4099.9359
17.6549 | 3181.5215 |  | 4057.3944
17.6957 | 3148.8585 |  | 4015.7393
17.7366 | 3116.1292 |  | 3973.9996
17.7775 | 3083.229 |  | 3932.042
17.8183 | 3050.6502 |  | 3890.4942
17.8592 | 3020.1718 |  | 3851.6251
17.9001 | 2993.8241 |  | 3818.0239
17.9409 | 2967.8335 |  | 3784.8781
17.9818 | 2940.4197 |  | 3749.9172
18.0227 | 2912.3286 |  | 3714.0927
18.0635 | 2885.4734 |  | 3679.8442
18.1044 | 2862.3267 |  | 3650.3252
18.1453 | 2839.7551 |  | 3621.5397
18.1861 | 2810.2766 |  | 3583.9457
18.227 | 2778.375 |  | 3543.2616
18.2679 | 2748.5572 |  | 3505.235
18.3087 | 2721.6177 |  | 3470.8791
18.3496 | 2696.2354 |  | 3438.509
18.3905 | 2669.2616 |  | 3404.1093
18.4313 | 2640.8147 |  | 3367.831
18.4722 | 2615.0779 |  | 3335.0088
18.5131 | 2591.3548 |  | 3304.7547
18.554 | 2567.7349 |  | 3274.6324
18.5948 | 2544.402 |  | 3244.8759
18.6357 | 2521.7629 |  | 3216.0042
18.6766 | 2500.0216 |  | 3188.2775
18.7174 | 2478.923 |  | 3161.3706
18.7583 | 2456.4204 |  | 3132.6729
18.7992 | 2432.4435 |  | 3102.0951
18.84 | 2408.4168 |  | 3071.4539
18.8809 | 2383.8469 |  | 3040.1199
18.9218 | 2358.1611 |  | 3007.3628
18.9626 | 2332.6436 |  | 2974.8204
19.0035 | 2308.1757 |  | 2943.6164
19.0444 | 2286.2813 |  | 2915.6946
19.0852 | 2266.2502 |  | 2890.1489
19.1261 | 2246.8797 |  | 2865.4456
19.167 | 2228.3049 |  | 2841.7573
19.2078 | 2209.3068 |  | 2817.5289
19.2487 | 2189.6646 |  | 2792.4793
19.2896 | 2169.9038 |  | 2767.2783
19.3304 | 2149.9913 |  | 2741.8839
19.3713 | 2130.0966 |  | 2716.5122
19.4122 | 2109.3373 |  | 2690.0378
19.453 | 2087.7822 |  | 2662.5486
19.4939 | 2067.0228 |  | 2636.0742
19.5348 | 2046.2291 |  | 2609.5559
19.5756 | 2023.9292 |  | 2581.1169
19.6165 | 2001.9851 |  | 2553.1316
19.6574 | 1982.4781 |  | 2528.2543
19.6983 | 1964.3267 |  | 2505.1059
19.7391 | 1945.9548 |  | 2481.6761
19.78 | 1928.209 |  | 2459.0449
19.8209 | 1911.8188 |  | 2438.1425
19.8617 | 1897.5954 |  | 2420.0034
19.9026 | 1883.5071 |  | 2402.0367
19.9435 | 1865.695 |  | 2379.3209
19.9843 | 1846.628 |  | 2355.0047
20.0252 | 1829.1704 |  | 2332.7411
20.0661 | 1813.8133 |  | 2313.1561
20.1069 | 1800.3346 |  | 2295.9668
20.1478 | 1786.416 |  | 2278.2163
20.1887 | 1771.9222 |  | 2259.7324
20.2295 | 1760.442 |  | 2245.0916
20.2704 | 1750.8747 |  | 2232.8905
20.3113 | 1739.2937 |  | 2218.1212
20.3521 | 1723.9352 |  | 2198.5346
20.393 | 1705.1233 |  | 2174.5437
20.4339 | 1686.4644 |  | 2150.748
20.4747 | 1670.6494 |  | 2130.5791
20.5156 | 1651.8872 |  | 2106.6517
20.5565 | 1629.4852 |  | 2078.0825
20.5973 | 1612.9421 |  | 2056.985
20.6382 | 1602.1058 |  | 2043.1656
20.6791 | 1592.7426 |  | 2031.2246
20.7199 | 1581.6679 |  | 2017.101
20.7608 | 1567.1397 |  | 1998.5732
20.8017 | 1555.0842 |  | 1983.1989
20.8425 | 1547.7181 |  | 1973.8049
20.8834 | 1536.8309 |  | 1959.9204
20.9243 | 1521.5069 |  | 1940.3777
20.9652 | 1505.8615 |  | 1920.4252
21.006 | 1491.5539 |  | 1902.1787
21.0469 | 1478.0077 |  | 1884.9032
21.0877 | 1464.038 |  | 1867.0877
21.1286 | 1450.3566 |  | 1849.6398
21.1695 | 1437.6062 |  | 1833.3791
21.2104 | 1426.2279 |  | 1818.8685
21.2512 | 1415.4925 |  | 1805.1775
21.2921 | 1405.1804 |  | 1792.0265
21.333 | 1395.9013 |  | 1780.1929
21.3738 | 1387.1986 |  | 1769.0944
21.4147 | 1376.9542 |  | 1756.0296
21.4556 | 1364.6437 |  | 1740.3301
21.4964 | 1349.6411 |  | 1721.1972
21.5373 | 1333.7763 |  | 1700.965
21.5782 | 1319.5363 |  | 1682.8047
21.619 | 1306.819 |  | 1666.5863
21.6599 | 1294.5596 |  | 1650.9518
21.7008 | 1281.3016 |  | 1634.0439
21.7416 | 1267.739 |  | 1616.7475
21.7825 | 1256.9699 |  | 1603.0137
21.8234 | 1247.911 |  | 1591.4609
21.8642 | 1237.4129 |  | 1578.0726
21.9051 | 1226.2373 |  | 1563.8204
21.946 | 1216.8059 |  | 1551.7926
21.9868 | 1208.6106 |  | 1541.3411
22.0277 | 1199.9072 |  | 1530.2416
22.0686 | 1192.4739 |  | 1520.7619
22.1094 | 1187.3603 |  | 1514.2406
22.1503 | 1180.401 |  | 1505.3654
22.1912 | 1170.5631 |  | 1492.8191
22.2321 | 1158.6427 |  | 1477.617
22.2729 | 1147.6027 |  | 1463.5377
22.3138 | 1140.5248 |  | 1454.5112
22.3546 | 1132.9052 |  | 1444.794
22.3955 | 1122.1193 |  | 1431.0387
22.4364 | 1113.3819 |  | 1419.896
22.4773 | 1107.3879 |  | 1412.2518
22.5181 | 1101.2413 |  | 1404.4131
22.559 | 1093.5201 |  | 1394.5662
22.5999 | 1084.4781 |  | 1383.035
22.6407 | 1075.7579 |  | 1371.914
22.6816 | 1068.1382 |  | 1362.1967
22.7225 | 1060.3324 |  | 1352.2419
22.7633 | 1049.7495 |  | 1338.7456
22.8042 | 1038.1846 |  | 1323.9968
22.8451 | 1028.1606 |  | 1311.2133
22.8859 | 1018.6107 |  | 1299.0342
22.9268 | 1009.0098 |  | 1286.7902
22.9677 | 998.9688 |  | 1273.9849
23.0085 | 989.1649 |  | 1261.482
23.0494 | 982.9338 |  | 1253.5354
23.0903 | 979.3101 |  | 1248.9142
23.1311 | 974.8062 |  | 1243.1703
23.172 | 969.3369 |  | 1236.1954
23.2129 | 962.8178 |  | 1227.8816
23.2537 | 955.6385 |  | 1218.7258
23.2946 | 947.9004 |  | 1208.8574
23.3355 | 939.7219 |  | 1198.4273
23.3763 | 931.2387 |  | 1187.6087
23.4172 | 922.4338 |  | 1176.3798
23.4581 | 913.4427 |  | 1164.9134
23.499 | 905.8399 |  | 1155.2176
23.5398 | 899.7442 |  | 1147.4437
23.5807 | 894.7491 |  | 1141.0735
23.6215 | 890.4143 |  | 1135.5454
23.6624 | 887.3835 |  | 1131.6801
23.7033 | 884.6742 |  | 1128.225
23.7442 | 880.7627 |  | 1123.2367
23.785 | 875.2089 |  | 1116.1539
23.8259 | 869.0793 |  | 1108.3369
23.8668 | 863.6949 |  | 1101.4701
23.9076 | 858.3271 |  | 1094.6246
23.9485 | 851.0801 |  | 1085.3825
23.9894 | 843.7822 |  | 1076.0755
24.0302 | 838.1097 |  | 1068.8413
24.0711 | 832.2003 |  | 1061.3051
24.112 | 824.4621 |  | 1051.4365
24.1528 | 816.6392 |  | 1041.46
24.1937 | 810.4759 |  | 1033.5999
24.2346 | 804.9898 |  | 1026.6034
24.2754 | 799.2157 |  | 1019.2398
24.3163 | 793.2385 |  | 1011.6171
24.3572 | 787.8709 |  | 1004.7718
24.398 | 783.841 |  | 999.6324
24.4389 | 779.4894 |  | 994.0828
24.4798 | 774.2063 |  | 987.3453
24.5206 | 769.7361 |  | 981.6445
24.5615 | 766.4174 |  | 977.4121
24.6024 | 762.8277 |  | 972.8342
24.6432 | 758.4592 |  | 967.263
24.6841 | 755.4959 |  | 963.4839
24.725 | 753.9381 |  | 961.4973
24.7659 | 750.1622 |  | 956.6818
24.8067 | 743.44 |  | 948.109
24.8476 | 735.6001 |  | 938.1107
24.8884 | 728.5732 |  | 929.1493
24.9293 | 723.8321 |  | 923.1031
24.9702 | 720.0223 |  | 918.2444
25.0111 | 716.9575 |  | 914.3359
25.0519 | 715.1625 |  | 912.0467
25.0928 | 713.8419 |  | 910.3626
25.1337 | 712.8259 |  | 909.0668
25.1745 | 711.7085 |  | 907.6418
25.2154 | 709.3717 |  | 904.6618
25.2563 | 704.6983 |  | 898.7017
25.2971 | 696.7738 |  | 888.5956
25.338 | 687.6133 |  | 876.9133
25.3789 | 679.1809 |  | 866.1594
25.4197 | 672.3063 |  | 857.3922
25.4606 | 668.0055 |  | 851.9074
25.5015 | 664.4665 |  | 847.3941
25.5423 | 660.4367 |  | 842.2549
25.5832 | 656.9654 |  | 837.828
25.6241 | 654.5949 |  | 834.8049
25.6649 | 653.4604 |  | 833.3581
25.7058 | 651.7163 |  | 831.1338
25.7467 | 647.1785 |  | 825.3468
25.7875 | 641.5569 |  | 818.1775
25.8284 | 636.5956 |  | 811.8503
25.8693 | 632.6334 |  | 806.7973
25.9102 | 629.9073 |  | 803.3207
25.951 | 627.8753 |  | 800.7294
25.9919 | 626.5886 |  | 799.0884
26.0328 | 625.3524 |  | 797.5119
26.0736 | 623.6592 |  | 795.3526
26.1145 | 621.1023 |  | 792.0918
26.1553 | 617.0724 |  | 786.9524
26.1962 | 611.9419 |  | 780.4095
26.2371 | 606.5065 |  | 773.4778
26.278 | 601.1559 |  | 766.6541
26.3188 | 596.1776 |  | 760.3053
26.3597 | 591.0641 |  | 753.784
26.4006 | 587.9993 |  | 749.8755
26.4414 | 587.8299 |  | 749.6595
26.4823 | 587.3727 |  | 749.0764
26.5232 | 585.6457 |  | 746.8739
26.564 | 582.3946 |  | 742.7278
26.6049 | 578.8388 |  | 738.1931
26.6458 | 577.1624 |  | 736.0552
26.6866 | 575.3845 |  | 733.7878
26.7275 | 572.0826 |  | 729.577
26.7684 | 568.9671 |  | 725.6037
26.8092 | 565.7668 |  | 721.5224
26.8501 | 563.4471 |  | 718.564
26.891 | 562.3804 |  | 717.2037
26.9318 | 559.8573 |  | 713.9861
26.9727 | 555.3702 |  | 708.2636
27.0136 | 550.8493 |  | 702.4981
27.0544 | 546.904 |  | 697.4667
27.0953 | 542.6539 |  | 692.0465
27.1362 | 537.6081 |  | 685.6116
27.1771 | 532.6468 |  | 679.2844
27.2179 | 528.82 |  | 674.4041
27.2588 | 525.6197 |  | 670.3229
27.2996 | 522.6058 |  | 666.4792
27.3405 | 520.3368 |  | 663.5855
27.3814 | 519.7442 |  | 662.8298
27.4222 | 519.9813 |  | 663.1321
27.4631 | 518.5589 |  | 661.3182
27.504 | 516.0867 |  | 658.1654
27.5449 | 514.8676 |  | 656.6106
27.5857 | 513.6655 |  | 655.0776
27.6266 | 511.5996 |  | 652.443
27.6675 | 508.8058 |  | 648.88
27.7083 | 504.8605 |  | 643.8486
27.7492 | 501.0168 |  | 638.9467
27.7901 | 498.0367 |  | 635.1462
27.8309 | 495.5477 |  | 631.9719
27.8718 | 493.7019 |  | 629.6181
27.9127 | 491.6023 |  | 626.9404
27.9535 | 489.181 |  | 623.8525
27.9944 | 487.674 |  | 621.9306
28.0353 | 487.8094 |  | 622.1033
28.0761 | 489.8244 |  | 624.673
28.117 | 490.2478 |  | 625.213
28.1579 | 485.9807 |  | 619.7712
28.1987 | 480.0035 |  | 612.1485
28.2396 | 474.4835 |  | 605.1088
28.2805 | 469.9626 |  | 599.3433
28.3213 | 465.6109 |  | 593.7936
28.3622 | 459.803 |  | 586.3868
28.4031 | 454.8757 |  | 580.1029
28.444 | 453.8936 |  | 578.8504
28.4848 | 454.9264 |  | 580.1677
28.5257 | 456.1286 |  | 581.7009
28.5665 | 456.4842 |  | 582.1543
28.6074 | 455.8238 |  | 581.3122
28.6483 | 455.0111 |  | 580.2757
28.6892 | 454.3168 |  | 579.3902
28.73 | 452.4374 |  | 576.9934
28.7709 | 448.7968 |  | 572.3506
28.8118 | 445.1394 |  | 567.6863
28.8526 | 441.7699 |  | 563.3892
28.8935 | 437.4521 |  | 557.8827
28.9344 | 432.5585 |  | 551.6419
28.9752 | 429.2398 |  | 547.4096
29.0161 | 427.7159 |  | 545.466
29.057 | 426.8184 |  | 544.3215
29.0978 | 425.0575 |  | 542.0758
29.1387 | 422.4329 |  | 538.7287
29.1796 | 421.3831 |  | 537.3899
29.2204 | 421.9588 |  | 538.124
29.2613 | 420.7567 |  | 536.591
29.3022 | 418.0474 |  | 533.1359
29.343 | 415.609 |  | 530.0262
29.3839 | 414.0852 |  | 528.0828
29.4248 | 415.0673 |  | 529.3353
29.4656 | 416.1509 |  | 530.7173
29.5065 | 413.5264 |  | 527.3702
29.5474 | 409.6996 |  | 522.4899
29.5882 | 406.8211 |  | 518.8189
29.6291 | 404.586 |  | 515.9685
29.67 | 402.1817 |  | 512.9023
29.7109 | 397.83 |  | 507.3526
29.7517 | 393.0212 |  | 501.2199
29.7926 | 391.6157 |  | 499.4275
29.8334 | 392.2592 |  | 500.2482
29.8743 | 391.9712 |  | 499.8809
29.9152 | 391.4802 |  | 499.2548
29.9561 | 391.9374 |  | 499.8378
29.9969 | 392.7502 |  | 500.8743
30.0378 | 393.1227 |  | 501.3494
30.0787 | 392.2083 |  | 500.1833
30.1195 | 390.0579 |  | 497.4408
30.1604 | 388.5509 |  | 495.5189
30.2013 | 387.4673 |  | 494.137
30.2421 | 386.1634 |  | 492.4742
30.283 | 385.1136 |  | 491.1353
30.3239 | 383.8775 |  | 489.559
30.3647 | 382.7091 |  | 488.0689
30.4056 | 381.236 |  | 486.1903
30.4465 | 378.9162 |  | 483.2319
30.4873 | 375.225 |  | 478.5245
30.5282 | 370.9072 |  | 473.018
30.5691 | 366.7249 |  | 467.6842
30.6099 | 362.0176 |  | 461.6811
30.6508 | 356.2098 |  | 454.2743
30.6917 | 348.8102 |  | 444.8377
30.7325 | 338.583 |  | 431.7949
30.7734 | 320.4991 |  | 408.7325
30.8143 | 295.0325 |  | 376.2549
30.8551 | 263.7412 |  | 336.3492
30.896 | 230.5027 |  | 293.9601
30.9369 | 197.3318 |  | 251.6572
30.9778 | 164.6181 |  | 209.9375
31.0186 | 133.53 |  | 170.2908
31.0595 | 112.5675 |  | 143.5573
31.1003 | 100.4777 |  | 128.1392
31.1412 | 93.112 |  | 118.7458
31.1821 | 89.0736 |  | 113.5956
31.223 | 85.6956 |  | 109.2876
31.2638 | 84.3029 |  | 107.5114
| 0 |  | 0
Degrees | #VALUE! |  | #VALUE!
-23.8339 | 862.5152 |  | 1099.9657
-23.7871 | 850.7752 |  | 1084.9936
-23.7402 | 839.8029 |  | 1071.0006
-23.6934 | 800.6381 |  | 1021.0537
-23.6466 | 809.5954 |  | 1032.477
-23.5998 | 790.8341 |  | 1008.5507
-23.5529 | 775.8995 |  | 989.5047
-23.5061 | 748.4181 |  | 954.4576
-23.4593 | 726.1179 |  | 926.0182
-23.4124 | 692.1174 |  | 882.6574
-23.3656 | 662.4686 |  | 844.8462
-23.3188 | 640.4054 |  | 816.709
-23.272 | 646.6535 |  | 824.6772
-23.2251 | 656.3898 |  | 837.0939
-23.1783 | 686.7668 |  | 875.8337
-23.1315 | 734.2795 |  | 936.4266
-23.0847 | 767.2978 |  | 978.5348
-23.0378 | 801.9418 |  | 1022.7164
-22.991 | 864.0165 |  | 1101.8803
-22.9442 | 897.9663 |  | 1145.1764
-22.8974 | 896.8487 |  | 1143.7512
-22.8505 | 905.5013 |  | 1154.7858
-22.8037 | 938.3165 |  | 1196.635
-22.7569 | 1000.9499 |  | 1276.5115
-22.7101 | 1071.1692 |  | 1366.0621
-22.6633 | 1213.3177 |  | 1547.3441
-22.6164 | 1333.4371 |  | 1700.5323
-22.5696 | 1379.9001 |  | 1759.7866
-22.5228 | 1398.1535 |  | 1783.0651
-22.476 | 1443.9559 |  | 1841.4769
-22.4291 | 1405.3334 |  | 1792.2217
-22.3823 | 1331.9986 |  | 1698.6978
-22.3355 | 1259.6623 |  | 1606.4473
-22.2887 | 1152.6993 |  | 1470.0374
-22.2418 | 1067.8336 |  | 1361.8081
-22.195 | 1010.2459 |  | 1288.3665
-22.1482 | 962.8686 |  | 1227.9463
-22.1014 | 932.0684 |  | 1188.6669
-22.0545 | 904.4005 |  | 1153.382
-22.0077 | 845.6786 |  | 1078.4939
-21.9609 | 817.0964 |  | 1042.0431
-21.914 | 817.1473 |  | 1042.108
-21.8672 | 800.4687 |  | 1020.8377
-21.8204 | 760.6095 |  | 970.0052
-21.7736 | 732.0951 |  | 933.6409
-21.7268 | 777.8468 |  | 991.988
-21.6799 | 971.0978 |  | 1238.4411
-21.6331 | 1316.065 |  | 1678.3776
-21.5863 | 1732.7743 |  | 2209.8071
-21.5395 | 1958.9934 |  | 2498.3043
-21.4926 | 1890.1617 |  | 2410.5232
-21.4458 | 1648.5688 |  | 2102.4198
-21.399 | 1287.9229 |  | 1642.4881
-21.3522 | 871.7378 |  | 1111.7272
-21.3053 | 625.0476 |  | 797.1232
-21.2585 | 584.4773 |  | 745.3838
-21.2117 | 584.5789 |  | 745.5135
-21.1649 | 586.2044 |  | 747.5865
-21.118 | 592.825 |  | 756.0297
-21.0712 | 597.0581 |  | 761.4282
-21.0244 | 601.9517 |  | 767.669
-20.9776 | 605.0165 |  | 771.5775
-20.9307 | 608.7585 |  | 776.3497
-20.8839 | 609.3512 |  | 777.1056
-20.8371 | 613.0594 |  | 781.8347
-20.7903 | 614.9389 |  | 784.2316
-20.7434 | 618.1899 |  | 788.3776
-20.6966 | 622.728 |  | 794.165
-20.6498 | 626.5207 |  | 799.0019
-20.603 | 626.3683 |  | 798.8075
-20.5561 | 632.0239 |  | 806.0201
-20.5093 | 635.2411 |  | 810.123
-20.4625 | 638.6445 |  | 814.4633
-20.4157 | 644.5708 |  | 822.0211
-20.3688 | 653.4774 |  | 833.3797
-20.322 | 658.0322 |  | 839.1885
-20.2752 | 665.0593 |  | 848.1501
-20.2284 | 672.0016 |  | 857.0037
-20.1815 | 675.913 |  | 861.9918
-20.1347 | 678.4189 |  | 865.1876
-20.0879 | 683.1431 |  | 871.2124
-20.0411 | 686.0555 |  | 874.9266
-19.9942 | 689.4082 |  | 879.2022
-19.9474 | 693.9292 |  | 884.968
-19.9006 | 695.8933 |  | 887.4728
-19.8538 | 698.484 |  | 890.7766
-19.8069 | 704.3935 |  | 898.313
-19.7601 | 708.1695 |  | 903.1286
-19.7133 | 711.0989 |  | 906.8644
-19.6665 | 718.4814 |  | 916.2794
-19.6196 | 721.6478 |  | 920.3174
-19.5728 | 723.1887 |  | 922.2826
-19.526 | 727.3371 |  | 927.573
-19.4792 | 731.7395 |  | 933.1873
-19.4323 | 735.7695 |  | 938.3269
-19.3855 | 741.8143 |  | 946.0358
-19.3387 | 749.2478 |  | 955.5157
-19.2919 | 755.5806 |  | 963.5919
-19.245 | 761.6424 |  | 971.3226
-19.1982 | 766.5021 |  | 977.5201
-19.1514 | 771.5649 |  | 983.9767
-19.1046 | 773.6306 |  | 986.6112
-19.0577 | 777.813 |  | 991.9449
-19.0109 | 781.538 |  | 996.6954
-18.9641 | 785.7543 |  | 1002.0724
-18.9173 | 791.0881 |  | 1008.8747
-18.8704 | 799.927 |  | 1020.1468
-18.8236 | 808.0206 |  | 1030.4687
-18.7768 | 817.5536 |  | 1042.6262
-18.73 | 825.5289 |  | 1052.7969
-18.6831 | 832.9114 |  | 1062.212
-18.6363 | 839.4474 |  | 1070.5472
-18.5895 | 843.8499 |  | 1076.1618
-18.5427 | 847.6936 |  | 1081.0636
-18.4958 | 853.1966 |  | 1088.0816
-18.449 | 857.8024 |  | 1093.9554
-18.4022 | 859.3262 |  | 1095.8987
-18.3554 | 861.7307 |  | 1098.9651
-18.3085 | 864.4567 |  | 1102.4417
-18.2617 | 868.8762 |  | 1108.0778
-18.2149 | 876.0555 |  | 1117.2335
-18.1681 | 887.8744 |  | 1132.3063
-18.1212 | 896.7978 |  | 1143.6863
-18.0744 | 907.1268 |  | 1156.8588
-18.0276 | 915.7284 |  | 1167.8284
-17.9808 | 921.9596 |  | 1175.7751
-17.9339 | 925.4478 |  | 1180.2236
-17.8871 | 931.6112 |  | 1188.0838
-17.8403 | 938.8245 |  | 1197.2828
-17.7935 | 948.2051 |  | 1209.2459
-17.7466 | 954.5886 |  | 1217.3868
-17.6998 | 960.6674 |  | 1225.1392
-17.653 | 967.4913 |  | 1233.8417
-17.6062 | 972.4864 |  | 1240.2119
-17.5593 | 977.3798 |  | 1246.4525
-17.5125 | 985.3551 |  | 1256.6233
-17.4657 | 993.398 |  | 1266.8805
-17.4189 | 1000.8822 |  | 1276.4251
-17.372 | 1008.214 |  | 1285.7754
-17.3252 | 1013.5138 |  | 1292.5342
-17.2784 | 1019.5249 |  | 1300.2002
-17.2316 | 1026.535 |  | 1309.1401
-17.1847 | 1032.6814 |  | 1316.9786
-17.1379 | 1037.7443 |  | 1323.4353
-17.0911 | 1042.6548 |  | 1329.6977
-17.0443 | 1047.396 |  | 1335.7441
-16.9974 | 1053.1529 |  | 1343.0859
-16.9506 | 1059.8414 |  | 1351.6157
-16.9038 | 1068.0367 |  | 1362.0672
-16.857 | 1077.3666 |  | 1373.9656
-16.8101 | 1088.779 |  | 1388.5198
-16.7633 | 1099.7682 |  | 1402.5344
-16.7165 | 1109.0303 |  | 1414.3464
-16.6697 | 1119.8333 |  | 1428.1234
-16.6228 | 1130.7886 |  | 1442.0947
-16.576 | 1139.1703 |  | 1452.7838
-16.5292 | 1145.6892 |  | 1461.0975
-16.4824 | 1152.276 |  | 1469.4976
-16.4355 | 1156.8478 |  | 1475.3281
-16.3887 | 1161.1149 |  | 1480.7698
-16.3419 | 1166.11 |  | 1487.14
-16.2951 | 1172.2734 |  | 1495.0002
-16.2482 | 1182.8562 |  | 1508.4965
-16.2014 | 1195.9957 |  | 1525.2533
-16.1546 | 1205.8336 |  | 1537.7996
-16.1078 | 1213.5718 |  | 1547.6681
-16.0609 | 1222.8507 |  | 1559.5015
-16.0141 | 1230.3012 |  | 1569.0031
-15.9673 | 1236.4815 |  | 1576.8849
-15.9205 | 1248.1649 |  | 1591.7847
-15.8736 | 1260.1193 |  | 1607.0302
-15.8268 | 1270.6344 |  | 1620.4401
-15.78 | 1282.42 |  | 1635.4702
-15.7332 | 1293.561 |  | 1649.6784
-15.6863 | 1303.7035 |  | 1662.6131
-15.6395 | 1316.4029 |  | 1678.8086
-15.5927 | 1330.305 |  | 1696.5379
-15.5459 | 1343.2072 |  | 1712.9921
-15.499 | 1356.0596 |  | 1729.3829
-15.4522 | 1366.7607 |  | 1743.0299
-15.4054 | 1373.7876 |  | 1751.9913
-15.3586 | 1380.5773 |  | 1760.6502
-15.3117 | 1386.487 |  | 1768.1869
-15.2649 | 1391.8203 |  | 1774.9885
-15.2181 | 1401.0484 |  | 1786.757
-15.1713 | 1414.1202 |  | 1803.4275
-15.1244 | 1428.0057 |  | 1821.1357
-15.0776 | 1442.2113 |  | 1839.252
-15.0308 | 1457.1463 |  | 1858.2987
-14.984 | 1468.3218 |  | 1872.5507
-14.9371 | 1478.329 |  | 1885.313
-14.8903 | 1487.0317 |  | 1896.4115
-14.8435 | 1499.156 |  | 1911.8736
-14.7967 | 1511.6182 |  | 1927.7667
-14.7498 | 1524.9106 |  | 1944.7185
-14.703 | 1537.5246 |  | 1960.8052
-14.6562 | 1550.1399 |  | 1976.8934
-14.6094 | 1558.8094 |  | 1987.9496
-14.5625 | 1566.6665 |  | 1997.9698
-14.5157 | 1577.1469 |  | 2011.3355
-14.4689 | 1589.2036 |  | 2026.7114
-14.4221 | 1601.9196 |  | 2042.9281
-14.3752 | 1616.041 |  | 2060.9371
-14.3284 | 1632.991 |  | 2082.5535
-14.2816 | 1647.6876 |  | 2101.296
-14.2348 | 1662.7412 |  | 2120.4939
-14.188 | 1679.2168 |  | 2141.5052
-14.1411 | 1694.185 |  | 2160.5942
-14.0943 | 1710.982 |  | 2182.0154
-14.0475 | 1729.3374 |  | 2205.424
-14.0007 | 1745.7276 |  | 2226.3264
-13.9538 | 1760.1372 |  | 2244.7029
-13.907 | 1775.9522 |  | 2264.8718
-13.8602 | 1789.6502 |  | 2282.3409
-13.8133 | 1804.89 |  | 2301.7762
-13.7665 | 1820.0788 |  | 2321.1465
-13.7197 | 1836.2828 |  | 2341.8114
-13.6729 | 1851.7088 |  | 2361.4843
-13.626 | 1866.4398 |  | 2380.2707
-13.5792 | 1881.4424 |  | 2399.4035
-13.5324 | 1897.325 |  | 2419.6586
-13.4856 | 1911.6836 |  | 2437.9701
-13.4388 | 1929.2764 |  | 2460.4062
-13.3919 | 1948.4952 |  | 2484.9159
-13.3451 | 1965.4273 |  | 2506.5095
-13.2983 | 1984.1372 |  | 2530.3702
-13.2515 | 2003.7284 |  | 2555.3548
-13.2046 | 2021.7446 |  | 2578.3308
-13.1578 | 2040.4213 |  | 2602.1493
-13.111 | 2061.0111 |  | 2628.4074
-13.0641 | 2082.2792 |  | 2655.5307
-13.0173 | 2103.4441 |  | 2682.5223
-12.9705 | 2125.253 |  | 2710.3352
-12.9237 | 2144.6924 |  | 2735.1262
-12.8768 | 2164.4698 |  | 2760.3483
-12.83 | 2184.9575 |  | 2786.4763
-12.7832 | 2206.1912 |  | 2813.5556
-12.7364 | 2225.5107 |  | 2838.1938
-12.6896 | 2245.0853 |  | 2863.1573
-12.6427 | 2264.2531 |  | 2887.6019
-12.5959 | 2282.6416 |  | 2911.0529
-12.5491 | 2301.8935 |  | 2935.6048
-12.5023 | 2323.4831 |  | 2963.138
-12.4554 | 2346.1554 |  | 2992.052
-12.4086 | 2367.4057 |  | 3019.1525
-12.3618 | 2390.0448 |  | 3048.0242
-12.3149 | 2412.5819 |  | 3076.7657
-12.2681 | 2433.1717 |  | 3103.0238
-12.2213 | 2454.5737 |  | 3130.3179
-12.1745 | 2476.4171 |  | 3158.1747
-12.1276 | 2496.9392 |  | 3184.3466
-12.0808 | 2517.3096 |  | 3210.3249
-12.034 | 2540.0839 |  | 3239.369
-11.9872 | 2562.7906 |  | 3268.3268
-11.9404 | 2586.8007 |  | 3298.9469
-11.8935 | 2614.1801 |  | 3333.8639
-11.8467 | 2638.8508 |  | 3365.3264
-11.7999 | 2661.9975 |  | 3394.8454
-11.753 | 2690.1229 |  | 3430.7138
-11.7062 | 2719.2125 |  | 3467.8117
-11.6594 | 2744.73 |  | 3500.3542
-11.6126 | 2771.2805 |  | 3534.214
-11.5657 | 2798.0503 |  | 3568.3535
-11.5189 | 2821.8078 |  | 3598.6515
-11.4721 | 2845.8855 |  | 3629.3578
-11.4253 | 2871.6568 |  | 3662.2239
-11.3785 | 2905.1831 |  | 3704.9801
-11.3316 | 2936.0849 |  | 3744.3891
-11.2848 | 2964.4642 |  | 3780.5812
-11.238 | 2997.5671 |  | 3822.7974
-11.1912 | 3031.7873 |  | 3866.4383
-11.1443 | 3053.41 |  | 3894.0137
-11.0975 | 3083.1436 |  | 3931.933
-11.0507 | 3115.35 |  | 3973.0059
-11.0038 | 3146.387 |  | 4012.5873
-10.957 | 3174.6477 |  | 4048.6281
-10.9102 | 3209.8332 |  | 4093.5003
-10.8634 | 3240.3282 |  | 4132.3905
-10.8165 | 3269.7914 |  | 4169.965
-10.7697 | 3300.354 |  | 4208.9414
-10.7229 | 3330.2738 |  | 4247.0982
-10.6761 | 3361.599 |  | 4287.0472
-10.6293 | 3396.1928 |  | 4331.1646
-10.5824 | 3432.1741 |  | 4377.0516
-10.5356 | 3465.2949 |  | 4419.2906
-10.4888 | 3498.3124 |  | 4461.3978
-10.442 | 3530.603 |  | 4502.578
-10.3951 | 3561.5724 |  | 4542.0733
-10.3483 | 3594.3884 |  | 4583.9235
-10.3015 | 3628.0665 |  | 4626.8733
-10.2546 | 3665.5387 |  | 4674.6615
-10.2078 | 3705.9899 |  | 4726.2489
-10.161 | 3747.5762 |  | 4779.2839
-10.1142 | 3788.5031 |  | 4831.478
-10.0673 | 3828.3448 |  | 4882.2881
-10.0205 | 3870.6082 |  | 4936.1866
-9.9737 | 3911.4152 |  | 4988.2279
-9.9269 | 3952.1726 |  | 5040.2057
-9.8801 | 3994.4194 |  | 5094.0831
-9.8332 | 4034.0239 |  | 5144.5906
-9.7864 | 4071.1912 |  | 5191.9901
-9.7396 | 4106.0222 |  | 5236.4101
-9.6928 | 4148.556 |  | 5290.6535
-9.6459 | 4186.4847 |  | 5339.0239
-9.5991 | 4229.7977 |  | 5394.261
-9.5523 | 4275.2111 |  | 5452.1768
-9.5055 | 4322.1817 |  | 5512.0783
-9.4586 | 4368.6281 |  | 5571.3115
-9.4118 | 4410.773 |  | 5625.0588
-9.365 | 4457.2538 |  | 5684.3358
-9.3182 | 4503.1736 |  | 5742.8973
-9.2713 | 4555.3946 |  | 5809.4947
-9.2245 | 4597.218 |  | 5862.8321
-9.1777 | 4642.9184 |  | 5921.1138
-9.1309 | 4686.4176 |  | 5976.5884
-9.084 | 4731.5607 |  | 6034.1593
-9.0372 | 4770.8437 |  | 6084.257
-8.9904 | 4818.2046 |  | 6144.6563
-8.9436 | 4870.3057 |  | 6211.1008
-8.8967 | 4917.7162 |  | 6271.5635
-8.8499 | 4967.3114 |  | 6334.8122
-8.8031 | 5023.0037 |  | 6405.8366
-8.7563 | 5074.3422 |  | 6471.3086
-8.7094 | 5125.835 |  | 6536.9773
-8.6626 | 5181.7964 |  | 6608.345
-8.6158 | 5233.8975 |  | 6674.7895
-8.569 | 5285.3049 |  | 6740.3493
-8.5221 | 5337.1853 |  | 6806.5125
-8.4753 | 5393.0129 |  | 6877.7093
-8.4285 | 5449.297 |  | 6949.4884
-8.3817 | 5508.3229 |  | 7024.7643
-8.3348 | 5568.5362 |  | 7101.5543
-8.288 | 5625.4962 |  | 7174.1953
-8.2412 | 5680.0867 |  | 7243.8146
-8.1944 | 5736.2012 |  | 7315.3774
-8.1475 | 5788.9119 |  | 7382.5993
-8.1007 | 5837.8299 |  | 7444.9844
-8.0539 | 5894.9263 |  | 7517.7995
-8.0071 | 5953.1246 |  | 7592.0198
-7.9602 | 6013.9118 |  | 7669.5417
-7.9134 | 6079.6267 |  | 7753.348
-7.8666 | 6147.1207 |  | 7839.423
-7.8198 | 6210.3131 |  | 7920.0123
-7.7729 | 6269.9321 |  | 7996.0444
-7.7261 | 6327.503 |  | 8069.4645
-7.6793 | 6386.9192 |  | 8145.2381
-7.6325 | 6448.7559 |  | 8224.0985
-7.5856 | 6514.4543 |  | 8307.8836
-7.5388 | 6583.4888 |  | 8395.9233
-7.492 | 6648.6273 |  | 8478.9944
-7.4452 | 6707.9262 |  | 8554.6183
-7.3983 | 6769.2044 |  | 8632.7664
-7.3515 | 6826.5381 |  | 8705.884
-7.3047 | 6889.6629 |  | 8786.3871
-7.2579 | 6958.4092 |  | 8874.0592
-7.211 | 7032.7094 |  | 8968.8143
-7.1642 | 7113.7305 |  | 9072.1405
-7.1174 | 7194.1943 |  | 9174.756
-7.0706 | 7267.5457 |  | 9268.3011
-7.0237 | 7333.8881 |  | 9352.9075
-6.9769 | 7404.226 |  | 9442.6094
-6.9301 | 7471.2111 |  | 9528.0356
-6.8833 | 7538.7549 |  | 9614.1741
-6.8364 | 7609.5659 |  | 9704.4794
-6.7896 | 7686.2867 |  | 9802.3214
-6.7428 | 7759.8421 |  | 9896.1267
-6.696 | 7828.9953 |  | 9984.3177
-6.6491 | 7904.4969 |  | 10080.6049
-6.6023 | 7983.8435 |  | 10181.7956
-6.5555 | 8062.0882 |  | 10281.5811
-6.5087 | 8135.1183 |  | 10374.7164
-6.4618 | 8208.1318 |  | 10467.8304
-6.415 | 8283.1092 |  | 10563.4492
-6.3682 | 8359.5418 |  | 10660.9236
-6.3214 | 8441.2923 |  | 10765.1801
-6.2745 | 8520.8583 |  | 10866.6506
-6.2277 | 8600.2215 |  | 10967.8625
-6.1809 | 8670.8642 |  | 11057.9531
-6.1341 | 8752.7831 |  | 11162.4242
-6.0872 | 8830.6733 |  | 11261.7576
-6.0404 | 8918.0619 |  | 11373.2044
-5.9936 | 9014.8483 |  | 11496.636
-5.9468 | 9111.2967 |  | 11619.6367
-5.8999 | 9197.8054 |  | 11729.9612
-5.8531 | 9289.9853 |  | 11847.5183
-5.8063 | 9374.8004 |  | 11955.683
-5.7595 | 9448.9987 |  | 12050.308
-5.7126 | 9532.2388 |  | 12156.4641
-5.6658 | 9613.8031 |  | 12260.4831
-5.619 | 9694.0119 |  | 12362.7733
-5.5722 | 9777.8118 |  | 12469.6434
-5.5253 | 9858.2067 |  | 12572.171
-5.4785 | 9935.8929 |  | 12671.2442
-5.4317 | 10013.4286 |  | 12770.1255
-5.3849 | 10092.0623 |  | 12870.4071
-5.338 | 10180.1447 |  | 12982.7386
-5.2912 | 10281.2327 |  | 13111.656
-5.2444 | 10386.5699 |  | 13245.9926
-5.1976 | 10482.7135 |  | 13368.6045
-5.1507 | 10585.0525 |  | 13499.1174
-5.1039 | 10663.7219 |  | 13599.4446
-5.0571 | 10748.2322 |  | 13707.2206
-5.0103 | 10842.2244 |  | 13827.0888
-4.9634 | 10937.5543 |  | 13948.663
-4.9166 | 11018.4925 |  | 14051.8835
-4.8698 | 11115.7699 |  | 14175.9413
-4.823 | 11205.6989 |  | 14290.6278
-4.7761 | 11282.8941 |  | 14389.0748
-4.7293 | 11376.5317 |  | 14508.4909
-4.6825 | 11487.0492 |  | 14649.4339
-4.6357 | 11600.0408 |  | 14793.532
-4.5888 | 11708.2564 |  | 14931.5394
-4.542 | 11816.3189 |  | 15069.3515
-4.4952 | 11914.0885 |  | 15194.0371
-4.4484 | 11998.5465 |  | 15301.7464
-4.4015 | 12092.4545 |  | 15421.5073
-4.3547 | 12176.7799 |  | 15529.0474
-4.3079 | 12271.9403 |  | 15650.4054
-4.2611 | 12372.2656 |  | 15778.3503
-4.2142 | 12470.0007 |  | 15902.9919
-4.1674 | 12550.0067 |  | 16005.0235
-4.1206 | 12654.3785 |  | 16138.1289
-4.0738 | 12751.7566 |  | 16262.3152
-4.0269 | 12838.5216 |  | 16372.9666
-3.9801 | 12932.7535 |  | 16493.1406
-3.9333 | 13043.7301 |  | 16634.669
-3.8865 | 13140.2193 |  | 16757.7217
-3.8396 | 13234.8083 |  | 16878.3511
-3.7928 | 13334.218 |  | 17005.1282
-3.746 | 13426.2819 |  | 17122.5373
-3.6992 | 13513.5379 |  | 17233.8149
-3.6523 | 13609.2747 |  | 17355.908
-3.6055 | 13709.4495 |  | 17483.6609
-3.5587 | 13812.8381 |  | 17615.5124
-3.5119 | 13930.6503 |  | 17765.7583
-3.465 | 14028.2872 |  | 17890.2747
-3.4182 | 14118.655 |  | 18005.5207
-3.3714 | 14218.9829 |  | 18133.4688
-3.3246 | 14316.0077 |  | 18257.2046
-3.2777 | 14386.5445 |  | 18347.1602
-3.2309 | 14490.2009 |  | 18479.3532
-3.1841 | 14597.3516 |  | 18616.0025
-3.1373 | 14691.3795 |  | 18735.9163
-3.0904 | 14779.6813 |  | 18848.5275
-3.0436 | 14874.4488 |  | 18969.3846
-2.9968 | 14951.4132 |  | 19067.5372
-2.95 | 15034.4989 |  | 19173.4965
-2.9031 | 15118.809 |  | 19281.0172
-2.8563 | 15205.6187 |  | 19391.7255
-2.8095 | 15311.6344 |  | 19526.9273
-2.7627 | 15425.3656 |  | 19671.9688
-2.7158 | 15527.1218 |  | 19801.7385
-2.669 | 15614.1356 |  | 19912.7071
-2.6222 | 15709.9616 |  | 20034.914
-2.5754 | 15801.7959 |  | 20152.0304
-2.5285 | 15878.3522 |  | 20249.6626
-2.4817 | 15941.7474 |  | 20330.5104
-2.4349 | 16019.0561 |  | 20429.1022
-2.3881 | 16104.5904 |  | 20538.1842
-2.3412 | 16171.6329 |  | 20623.6835
-2.2944 | 16231.9929 |  | 20700.6605
-2.2476 | 16319.4657 |  | 20812.2146
-2.2008 | 16411.5041 |  | 20929.5912
-2.1539 | 16492.677 |  | 21033.1109
-2.1071 | 16594.9815 |  | 21163.5799
-2.0603 | 16715.5229 |  | 21317.3063
-2.0135 | 16820.5056 |  | 21451.1908
-1.9666 | 16910.7968 |  | 21566.3392
-1.9198 | 16987.1618 |  | 21663.7274
-1.873 | 17041.311 |  | 21732.784
-1.8262 | 17090.2825 |  | 21795.2373
-1.7793 | 17122.943 |  | 21836.8892
-1.7325 | 17170.9835 |  | 21898.1553
-1.6857 | 17227.5558 |  | 21970.302
-1.6389 | 17302.6328 |  | 22066.0475
-1.592 | 17364.8036 |  | 22145.3341
-1.5452 | 17435.417 |  | 22235.3873
-1.4984 | 17483.9932 |  | 22297.3365
-1.4516 | 17526.6264 |  | 22351.7067
-1.4047 | 17557.2081 |  | 22390.7075
-1.3579 | 17605.2869 |  | 22452.0224
-1.3111 | 17656.9238 |  | 22517.875
-1.2643 | 17706.3672 |  | 22580.9301
-1.2174 | 17755.4918 |  | 22643.5787
-1.1706 | 17794.8986 |  | 22693.8341
-1.1238 | 17823.7586 |  | 22730.6393
-1.077 | 17850.2083 |  | 22764.3707
-1.0301 | 17883.5702 |  | 22806.917
-0.98332 | 17923.7676 |  | 22858.1808
-0.9365 | 17964.0161 |  | 22909.5097
-0.88967 | 17989.7134 |  | 22942.2815
-0.84285 | 18010.2074 |  | 22968.4176
-0.79602 | 18037.856 |  | 23003.6777
-0.7492 | 18054.4349 |  | 23024.8208
-0.70237 | 18079.0099 |  | 23056.1613
-0.65555 | 18114.629 |  | 23101.5864
-0.60872 | 18146.1927 |  | 23141.8395
-0.5619 | 18164.1362 |  | 23164.7228
-0.51507 | 18182.3092 |  | 23187.8989
-0.46825 | 18195.3683 |  | 23204.5531
-0.42142 | 18212.1385 |  | 23225.9402
-0.3746 | 18239.9145 |  | 23261.3629
-0.32777 | 18261.0462 |  | 23288.3122
-0.28095 | 18288.8988 |  | 23323.8326
-0.23412 | 18298.9354 |  | 23336.6323
-0.1873 | 18286.0676 |  | 23320.222
-0.14047 | 18269.935 |  | 23299.6482
-0.09365 | 18265.9689 |  | 23294.5901
-0.046825 | 18282.7136 |  | 23315.9446
2.5269e-07 | 18314.9914 |  | 23357.1085
0.046825 | 18341.6069 |  | 23391.0513
0.09365 | 18353.0208 |  | 23405.6075
0.14047 | 18359.7927 |  | 23414.2436
0.1873 | 18336.0211 |  | 23383.9277
0.23412 | 18301.3457 |  | 23339.7062
0.28095 | 18282.9176 |  | 23316.2048
0.32777 | 18279.9972 |  | 23312.4804
0.3746 | 18277.6506 |  | 23309.4878
0.42142 | 18273.7227 |  | 23304.4785
0.46825 | 18266.1219 |  | 23294.7853
0.51507 | 18255.3074 |  | 23280.9935
0.5619 | 18230.8088 |  | 23249.7505
0.60872 | 18191.7464 |  | 23199.9342
0.65555 | 18134.5747 |  | 23127.0231
0.70237 | 18079.0099 |  | 23056.1613
0.7492 | 18027.5133 |  | 22990.4877
0.79602 | 17977.6235 |  | 22926.8633
0.84285 | 17930.5267 |  | 22866.8007
0.88967 | 17904.23 |  | 22833.2645
0.9365 | 17888.8882 |  | 22813.6991
0.98332 | 17863.0506 |  | 22780.7484
1.0301 | 17838.0419 |  | 22748.8549
1.077 | 17808.2892 |  | 22710.9112
1.1238 | 17765.962 |  | 22656.9313
1.1706 | 17723.2394 |  | 22602.4473
1.2174 | 17673.2349 |  | 22538.6765
1.2643 | 17616.9942 |  | 22466.9527
1.3111 | 17565.2553 |  | 22400.9701
1.3579 | 17511.1571 |  | 22331.9786
1.4047 | 17438.5032 |  | 22239.3231
1.4516 | 17374.2153 |  | 22157.3368
1.4984 | 17305.2344 |  | 22069.3654
1.5452 | 17250.1286 |  | 21999.0891
1.592 | 17194.296 |  | 21927.8857
1.6389 | 17133.9488 |  | 21850.9249
1.6857 | 17076.3563 |  | 21777.4772
1.7325 | 17026.7599 |  | 21714.2268
1.7793 | 16951.4534 |  | 21618.1885
1.8262 | 16874.2595 |  | 21519.7431
1.873 | 16810.0354 |  | 21437.8381
1.9198 | 16740.6463 |  | 21349.3462
1.9666 | 16665.072 |  | 21252.9663
2.0135 | 16588.9876 |  | 21155.9359
2.0603 | 16505.8253 |  | 21049.879
2.1071 | 16422.5482 |  | 20943.6757
2.1539 | 16336.5165 |  | 20833.9595
2.2008 | 16237.1961 |  | 20707.2962
2.2476 | 16178.9149 |  | 20632.9702
2.2944 | 16122.8272 |  | 20561.4415
2.3412 | 16057.3151 |  | 20477.8939
2.3881 | 15974.9179 |  | 20372.8128
2.4349 | 15912.1094 |  | 20292.7131
2.4817 | 15818.3111 |  | 20173.0921
2.5285 | 15732.815 |  | 20064.0589
2.5754 | 15643.2889 |  | 19949.8863
2.6222 | 15564.9982 |  | 19850.0423
2.669 | 15479.8592 |  | 19741.4645
2.7158 | 15390.4607 |  | 19627.4545
2.7627 | 15297.6316 |  | 19509.0696
2.8095 | 15213.5001 |  | 19401.7766
2.8563 | 15130.274 |  | 19295.6384
2.9031 | 15048.438 |  | 19191.273
2.95 | 14968.5659 |  | 19089.4121
2.9968 | 14875.367 |  | 18970.5556
3.0436 | 14774.0954 |  | 18841.4039
3.0904 | 14690.1042 |  | 18734.2899
3.1373 | 14590.9496 |  | 18607.838
3.1841 | 14478.991 |  | 18465.0572
3.2309 | 14394.987 |  | 18357.9269
3.2777 | 14301.3927 |  | 18238.5662
3.3246 | 14188.4394 |  | 18094.5168
3.3714 | 14085.4462 |  | 17963.1695
3.4182 | 13991.6606 |  | 17843.5648
3.465 | 13880.9901 |  | 17702.4267
3.5119 | 13785.1896 |  | 17580.2522
3.5587 | 13692.3732 |  | 17461.8836
3.6055 | 13599.2126 |  | 17343.0758
3.6523 | 13504.292 |  | 17222.0236
3.6992 | 13409.652 |  | 17101.3292
3.746 | 13322.7275 |  | 16990.4744
3.7928 | 13237.6012 |  | 16881.9129
3.8396 | 13145.5756 |  | 16764.5526
3.8865 | 13061.5843 |  | 16657.4385
3.9333 | 12977.3635 |  | 16550.0317
3.9801 | 12884.5472 |  | 16431.663
4.0269 | 12781.3499 |  | 16300.0556
4.0738 | 12689.3944 |  | 16182.7847
4.1206 | 12599.9398 |  | 16068.7032
4.1674 | 12502.1383 |  | 15943.977
4.2142 | 12401.6778 |  | 15815.8597
4.2611 | 12316.0325 |  | 15706.6362
4.3079 | 12230.6754 |  | 15597.7803
4.3547 | 12133.5498 |  | 15473.9161
4.4015 | 12040.3203 |  | 15355.0204
4.4484 | 11947.106 |  | 15236.1443
4.4952 | 11847.3406 |  | 15108.9135
4.542 | 11750.6384 |  | 14985.5892
4.5888 | 11660.6074 |  | 14870.7726
4.6357 | 11567.4633 |  | 14751.9859
4.6825 | 11477.3467 |  | 14637.0603
4.7293 | 11385.2012 |  | 14519.5471
4.7761 | 11302.924 |  | 14414.6189
4.823 | 11211.4225 |  | 14297.9271
4.8698 | 11123.136 |  | 14185.3353
4.9166 | 11041.8254 |  | 14081.64
4.9634 | 10965.1199 |  | 13983.8175
5.0103 | 10865.0841 |  | 13856.2418
5.0571 | 10775.7813 |  | 13742.3538
5.1039 | 10687.7167 |  | 13630.0451
5.1507 | 10589.8106 |  | 13505.1855
5.1976 | 10500.949 |  | 13391.8603
5.2444 | 10419.4357 |  | 13287.9063
5.2912 | 10332.2 |  | 13176.6547
5.338 | 10254.0739 |  | 13077.0204
5.3849 | 10184.7856 |  | 12988.657
5.4317 | 10101.2751 |  | 12882.1561
5.4785 | 10011.8013 |  | 12768.0502
5.5253 | 9928.528 |  | 12661.8518
5.5722 | 9839.192 |  | 12547.9216
5.619 | 9745.0634 |  | 12427.8793
5.6658 | 9658.556 |  | 12317.5564
5.7126 | 9580.7333 |  | 12218.3092
5.7595 | 9498.6448 |  | 12113.6217
5.8063 | 9412.2216 |  | 12003.4062
5.8531 | 9339.8011 |  | 11911.0484
5.8999 | 9257.9995 |  | 11806.7268
5.9468 | 9183.3435 |  | 11711.5179
5.9936 | 9091.9261 |  | 11594.9334
6.0404 | 9017.6259 |  | 11500.1783
6.0872 | 8931.4386 |  | 11390.2636
6.1341 | 8859.0181 |  | 11297.9058
6.1809 | 8776.4896 |  | 11192.6572
6.2277 | 8710.9264 |  | 11109.0445
6.2745 | 8634.5271 |  | 11011.6123
6.3214 | 8559.7524 |  | 10916.2522
6.3682 | 8483.0992 |  | 10818.4964
6.415 | 8407.8501 |  | 10722.5313
6.4618 | 8336.1757 |  | 10631.1249
6.5087 | 8269.9519 |  | 10546.6697
6.5555 | 8197.5149 |  | 10454.2907
6.6023 | 8125.3648 |  | 10362.2777
6.6491 | 8046.5105 |  | 10261.7148
6.696 | 7970.7538 |  | 10165.1023
6.7428 | 7894.3034 |  | 10067.6051
6.7896 | 7823.2041 |  | 9976.9322
6.8364 | 7753.9337 |  | 9888.5916
6.8833 | 7698.7667 |  | 9818.2372
6.9301 | 7626.3463 |  | 9725.8794
6.9769 | 7556.6346 |  | 9636.9761
7.0237 | 7489.6839 |  | 9551.5938
7.0706 | 7420.4134 |  | 9463.2532
7.1174 | 7347.553 |  | 9370.3343
7.1642 | 7288.6443 |  | 9295.2081
7.211 | 7225.4685 |  | 9214.64
7.2579 | 7161.1934 |  | 9132.6699
7.3047 | 7099.5415 |  | 9054.0453
7.3515 | 7037.9917 |  | 8975.5509
7.3983 | 6971.1928 |  | 8890.3622
7.4452 | 6902.3457 |  | 8802.5615
7.492 | 6838.5603 |  | 8721.216
7.5388 | 6773.404 |  | 8638.1221
7.5856 | 6704.8107 |  | 8550.6451
7.6325 | 6644.1574 |  | 8473.2939
7.6793 | 6587.3658 |  | 8400.8675
7.7261 | 6522.3956 |  | 8318.0111
7.7729 | 6456.2241 |  | 8233.6226
7.8198 | 6403.039 |  | 8165.7956
7.8666 | 6351.0731 |  | 8099.5235
7.9134 | 6298.5473 |  | 8032.5374
7.9602 | 6241.8066 |  | 7960.176
8.0071 | 6180.3078 |  | 7881.7466
8.0539 | 6119.4697 |  | 7804.1597
8.1007 | 6049.5386 |  | 7714.9766
8.1475 | 5976.6271 |  | 7621.9926
8.1944 | 5920.241 |  | 7550.0834
8.2412 | 5868.0035 |  | 7483.4648
8.288 | 5808.4355 |  | 7407.4978
8.3348 | 5762.1765 |  | 7348.5037
8.3817 | 5716.0846 |  | 7289.7227
8.4285 | 5662.7146 |  | 7221.6599
8.4753 | 5610.968 |  | 7155.6675
8.5221 | 5556.5982 |  | 7086.3296
8.569 | 5499.5183 |  | 7013.5357
8.6158 | 5450.6169 |  | 6951.1717
8.6626 | 5403.2229 |  | 6890.7302
8.7094 | 5352.7134 |  | 6826.3154
8.7563 | 5304.5058 |  | 6764.8362
8.8031 | 5256.4512 |  | 6703.5522
8.8499 | 5204.2659 |  | 6637.0003
8.8967 | 5152.9938 |  | 6571.6129
8.9436 | 5106.5308 |  | 6512.3587
8.9904 | 5057.1384 |  | 6449.3686
9.0372 | 5003.6663 |  | 6381.1757
9.084 | 4951.226 |  | 6314.2985
9.1309 | 4897.6175 |  | 6245.9316
9.1777 | 4845.9564 |  | 6180.0481
9.2245 | 4794.007 |  | 6113.7971
9.2713 | 4747.2571 |  | 6054.1769
9.3182 | 4704.0614 |  | 5999.0895
9.365 | 4661.8655 |  | 5945.2771
9.4118 | 4619.1953 |  | 5890.8597
9.4586 | 4583.96 |  | 5845.9242
9.5055 | 4547.9953 |  | 5800.0584
9.5523 | 4502.513 |  | 5742.0548
9.5991 | 4453.9011 |  | 5680.06
9.6459 | 4407.1167 |  | 5620.3959
9.6928 | 4360.331 |  | 5560.7302
9.7396 | 4310.8201 |  | 5497.5888
9.7864 | 4267.5236 |  | 5442.3729
9.8332 | 4230.7631 |  | 5395.4922
9.8801 | 4186.9757 |  | 5339.6501
9.9269 | 4139.1927 |  | 5278.7125
9.9737 | 4096.7928 |  | 5224.6399
10.0205 | 4056.9512 |  | 5173.8299
10.0673 | 4017.4807 |  | 5123.4931
10.1142 | 3981.4152 |  | 5077.4988
10.161 | 3946.2628 |  | 5032.669
10.2078 | 3910.7891 |  | 4987.4293
10.2546 | 3871.946 |  | 4937.8927
10.3015 | 3830.2577 |  | 4884.7276
10.3483 | 3792.1097 |  | 4836.0774
10.3951 | 3753.6555 |  | 4787.0369
10.442 | 3713.7629 |  | 4736.1618
10.4888 | 3672.1422 |  | 4683.0829
10.5356 | 3630.9627 |  | 4630.5668
10.5824 | 3589.8496 |  | 4578.1352
10.6293 | 3554.0889 |  | 4532.5296
10.6761 | 3521.1377 |  | 4490.507
10.7229 | 3492.1323 |  | 4453.5163
10.7697 | 3465.5997 |  | 4419.6793
10.8165 | 3433.7835 |  | 4379.1041
10.8634 | 3395.9721 |  | 4330.8833
10.9102 | 3362.7008 |  | 4288.4524
10.957 | 3326.2451 |  | 4241.9604
11.0038 | 3294.5463 |  | 4201.5348
11.0507 | 3271.1292 |  | 4171.6711
11.0975 | 3248.7783 |  | 4143.167
11.1443 | 3217.0641 |  | 4102.7219
11.1912 | 3188.8201 |  | 4066.7022
11.238 | 3152.3478 |  | 4020.1891
11.2848 | 3113.3172 |  | 3970.4134
11.3316 | 3078.8943 |  | 3926.5139
11.3785 | 3046.3499 |  | 3885.0101
11.4253 | 3015.5999 |  | 3845.7945
11.4721 | 2988.4908 |  | 3811.2224
11.5189 | 2964.3111 |  | 3780.386
11.5657 | 2940.2335 |  | 3749.6798
11.6126 | 2911.4984 |  | 3713.0339
11.6594 | 2881.7138 |  | 3675.0496
11.7062 | 2853.1828 |  | 3638.664
11.753 | 2823.5002 |  | 3600.8098
11.7999 | 2792.3956 |  | 3561.1421
11.8467 | 2766.6065 |  | 3528.2533
11.8935 | 2742.275 |  | 3497.2234
11.9404 | 2715.0984 |  | 3462.565
11.9872 | 2688.3107 |  | 3428.4027
12.034 | 2661.0831 |  | 3393.6792
12.0808 | 2632.45 |  | 3357.1635
12.1276 | 2603.3604 |  | 3320.0656
12.1745 | 2574.2708 |  | 3282.9676
12.2213 | 2546.1798 |  | 3247.1431
12.2681 | 2519.7314 |  | 3213.4134
12.3149 | 2494.5187 |  | 3181.2597
12.3618 | 2471.812 |  | 3152.3018
12.4086 | 2451.916 |  | 3126.9285
12.4554 | 2431.3263 |  | 3100.6704
12.5023 | 2410.2277 |  | 3073.7634
12.5491 | 2388.7746 |  | 3046.4043
12.5959 | 2366.6431 |  | 3018.1799
12.6427 | 2345.7154 |  | 2991.4909
12.6896 | 2324.7189 |  | 2964.714
12.7364 | 2301.6232 |  | 2935.26
12.7832 | 2279.9316 |  | 2907.5968
12.83 | 2256.7683 |  | 2878.0567
12.8768 | 2229.9131 |  | 2843.8081
12.9237 | 2207.4104 |  | 2815.1105
12.9705 | 2190.2576 |  | 2793.2355
13.0173 | 2169.1425 |  | 2766.3074
13.0641 | 2148.9596 |  | 2740.5681
13.111 | 2135.6837 |  | 2723.6374
13.1578 | 2114.7547 |  | 2696.9467
13.2046 | 2092.7265 |  | 2668.8541
13.2515 | 2076.5213 |  | 2648.1876
13.2983 | 2063.2632 |  | 2631.2796
13.3451 | 2046.4663 |  | 2609.8584
13.3919 | 2031.0402 |  | 2590.1856
13.4388 | 2015.581 |  | 2570.4705
13.4856 | 1996.0243 |  | 2545.5298
13.5324 | 1975.858 |  | 2519.8117
13.5792 | 1952.5583 |  | 2490.0976
13.626 | 1931.7658 |  | 2463.5809
13.6729 | 1908.5681 |  | 2433.9969
13.7197 | 1891.2622 |  | 2411.9267
13.7665 | 1871.2311 |  | 2386.381
13.8133 | 1852.6398 |  | 2362.6715
13.8602 | 1834.4706 |  | 2339.5003
13.907 | 1822.1104 |  | 2323.7374
13.9538 | 1806.2788 |  | 2303.5474
14.0007 | 1793.5105 |  | 2287.2639
14.0475 | 1782.7929 |  | 2273.5958
14.0943 | 1769.1459 |  | 2256.1918
14.1411 | 1754.0081 |  | 2236.8865
14.188 | 1739.1075 |  | 2217.8838
14.2348 | 1721.2086 |  | 2195.0574
14.2816 | 1704.6655 |  | 2173.9599
14.3284 | 1691.9329 |  | 2157.722
14.3752 | 1674.4587 |  | 2135.4372
14.4221 | 1657.7293 |  | 2114.1022
14.4689 | 1645.2837 |  | 2098.2303
14.5157 | 1631.9912 |  | 2081.2784
14.5625 | 1617.1416 |  | 2062.3407
14.6094 | 1605.7965 |  | 2047.8723
14.6562 | 1595.8237 |  | 2035.154
14.703 | 1581.8043 |  | 2017.2751
14.7498 | 1568.3588 |  | 2000.128
14.7967 | 1555.7959 |  | 1984.1065
14.8435 | 1544.535 |  | 1969.7454
14.8903 | 1534.9345 |  | 1957.502
14.9371 | 1525.2154 |  | 1945.1073
14.984 | 1515.6647 |  | 1932.9272
15.0308 | 1506.0477 |  | 1920.6626
15.0776 | 1492.1291 |  | 1902.9122
15.1244 | 1476.4837 |  | 1882.9596
15.1713 | 1462.7002 |  | 1865.3816
15.2181 | 1447.8506 |  | 1846.4439
15.2649 | 1433.1184 |  | 1827.6559
15.3117 | 1421.0974 |  | 1812.3255
15.3586 | 1410.5315 |  | 1798.8509
15.4054 | 1402.1834 |  | 1788.2045
15.4522 | 1393.5471 |  | 1777.1906
15.499 | 1385.945 |  | 1767.4957
15.5459 | 1378.6465 |  | 1758.1879
15.5927 | 1368.555 |  | 1745.3182
15.6395 | 1355.3646 |  | 1728.4965
15.6863 | 1341.7852 |  | 1711.1787
15.7332 | 1326.8336 |  | 1692.1109
15.78 | 1311.3578 |  | 1672.3746
15.8268 | 1299.7245 |  | 1657.5387
15.8736 | 1289.0745 |  | 1643.9567
15.9205 | 1280.9636 |  | 1633.6129
15.9673 | 1274.4611 |  | 1625.3203
16.0141 | 1268.2977 |  | 1617.4601
16.0609 | 1261.7618 |  | 1609.1248
16.1078 | 1256.3604 |  | 1602.2364
16.1546 | 1248.673 |  | 1592.4327
16.2014 | 1239.1061 |  | 1580.232
16.2482 | 1228.879 |  | 1567.1893
16.2951 | 1218.042 |  | 1553.3689
16.3419 | 1208.6445 |  | 1541.3844
16.3887 | 1200.5168 |  | 1531.0191
16.4355 | 1190.0526 |  | 1517.674
16.4824 | 1178.4537 |  | 1502.882
16.5292 | 1170.6479 |  | 1492.9272
16.576 | 1158.6427 |  | 1477.617
16.6228 | 1146.4005 |  | 1462.0045
16.6697 | 1139.6952 |  | 1453.4533
16.7165 | 1136.3256 |  | 1449.156
16.7633 | 1128.5367 |  | 1439.2228
16.8101 | 1122.8811 |  | 1432.0103
16.857 | 1117.7336 |  | 1425.4457
16.9038 | 1111.8581 |  | 1417.9526
16.9506 | 1102.9007 |  | 1406.5293
16.9974 | 1093.9266 |  | 1395.0846
17.0443 | 1086.9673 |  | 1386.2094
17.0911 | 1077.0786 |  | 1373.5983
17.1379 | 1064.6332 |  | 1357.7267
17.1847 | 1055.7098 |  | 1346.3467
17.2316 | 1046.9049 |  | 1335.1178
17.2784 | 1036.847 |  | 1322.2909
17.3252 | 1030.4126 |  | 1314.0851
17.372 | 1023.9274 |  | 1305.8146
17.4189 | 1016.0538 |  | 1295.7734
17.4657 | 1007.6043 |  | 1284.9978
17.5125 | 997.9698 |  | 1272.7109
17.5593 | 989.4189 |  | 1261.806
17.6062 | 984.2884 |  | 1255.263
17.653 | 979.3779 |  | 1249.0006
17.6998 | 976.9058 |  | 1245.848
17.7466 | 975.3309 |  | 1243.8396
17.7935 | 973.0621 |  | 1240.946
17.8403 | 966.7292 |  | 1232.8697
17.8871 | 956.7222 |  | 1220.1078
17.9339 | 947.5448 |  | 1208.4039
17.9808 | 939.8573 |  | 1198.6001
18.0276 | 930.6799 |  | 1186.8961
18.0744 | 925.1429 |  | 1179.8348
18.1212 | 920.9945 |  | 1174.5443
18.1681 | 915.6269 |  | 1167.699
18.2149 | 911.9187 |  | 1162.9699
18.2617 | 907.8041 |  | 1157.7225
18.3085 | 900.6925 |  | 1148.6531
18.3554 | 894.038 |  | 1140.1666
18.4022 | 885.0806 |  | 1128.7433
18.449 | 873.2448 |  | 1113.6491
18.4958 | 864.8293 |  | 1102.9168
18.5427 | 858.9707 |  | 1095.4453
18.5895 | 854.2464 |  | 1089.4205
18.6363 | 851.4018 |  | 1085.7927
18.6831 | 849.3698 |  | 1083.2013
18.73 | 844.6456 |  | 1077.1765
18.7768 | 838.1097 |  | 1068.8413
18.8236 | 834.1983 |  | 1063.8531
18.8704 | 828.1873 |  | 1056.1873
18.9173 | 821.0926 |  | 1047.1394
18.9641 | 813.3205 |  | 1037.2277
19.0109 | 805.2946 |  | 1026.9922
19.0577 | 796.9129 |  | 1016.303
19.1046 | 791.7654 |  | 1009.7384
19.1514 | 786.1776 |  | 1002.6122
19.1982 | 783.7563 |  | 999.5244
19.245 | 783.9426 |  | 999.762
19.2919 | 780.6238 |  | 995.5295
19.3387 | 775.2561 |  | 988.6842
19.3855 | 770.4812 |  | 982.5946
19.4323 | 764.2161 |  | 974.6048
19.4792 | 756.5287 |  | 964.8011
19.526 | 751.2966 |  | 958.1285
19.5728 | 747.3852 |  | 953.1404
19.6196 | 743.5416 |  | 948.2386
19.6665 | 738.1908 |  | 941.4148
19.7133 | 733.2295 |  | 935.0876
19.7601 | 729.4875 |  | 930.3155
19.8069 | 722.4943 |  | 921.397
19.8538 | 715.5521 |  | 912.5436
19.9006 | 711.9286 |  | 907.9225
19.9474 | 707.5769 |  | 902.3728
19.9942 | 700.245 |  | 893.0225
20.0411 | 695.995 |  | 887.6024
20.0879 | 693.726 |  | 884.7087
20.1347 | 687.4441 |  | 876.6974
20.1815 | 681.5514 |  | 869.1825
20.2284 | 678.0634 |  | 864.7342
20.2752 | 674.4906 |  | 860.1779
20.322 | 670.0035 |  | 854.4554
20.3688 | 668.1748 |  | 852.1233
20.4157 | 665.4318 |  | 848.6251
20.4625 | 663.1628 |  | 845.7315
20.5093 | 661.0461 |  | 843.0321
20.5561 | 655.0013 |  | 835.3232
20.603 | 649.3967 |  | 828.1756
20.6498 | 646.2472 |  | 824.159
20.6966 | 639.4572 |  | 815.4998
20.7434 | 631.7191 |  | 805.6314
20.7903 | 628.4511 |  | 801.4637
20.8371 | 623.8961 |  | 795.6548
20.8839 | 619.4768 |  | 790.0188
20.9307 | 616.8862 |  | 786.715
20.9776 | 612.9238 |  | 781.6618
21.0244 | 609.7068 |  | 777.559
21.0712 | 607.5902 |  | 774.8597
21.118 | 599.7504 |  | 764.8617
21.1649 | 593.4346 |  | 756.8071
21.2117 | 590.0142 |  | 752.4451
21.2585 | 583.546 |  | 744.1963
21.3053 | 574.521 |  | 732.6866
21.3522 | 570.1185 |  | 727.0722
21.399 | 567.2231 |  | 723.3796
21.4458 | 564.0397 |  | 719.3198
21.4926 | 561.2966 |  | 715.8216
21.5395 | 559.6711 |  | 713.7486
21.5863 | 559.2986 |  | 713.2735
21.6331 | 558.3674 |  | 712.086
21.6799 | 554.2696 |  | 706.86
21.7268 | 551.2218 |  | 702.9731
21.7736 | 547.7507 |  | 698.5464
21.8204 | 543.4497 |  | 693.0614
21.8672 | 538.7764 |  | 687.1015
21.914 | 534.594 |  | 681.7678
21.9609 | 529.3788 |  | 675.1168
22.0077 | 528.2273 |  | 673.6483
22.0545 | 526.5341 |  | 671.489
22.1014 | 524.0789 |  | 668.3579
22.1482 | 523.5033 |  | 667.6237
22.195 | 525.7214 |  | 670.4525
22.2418 | 525.7721 |  | 670.5172
22.2887 | 523.2492 |  | 667.2997
22.3355 | 519.0161 |  | 661.9012
22.3823 | 516.1545 |  | 658.2518
22.4291 | 510.8208 |  | 651.4497
22.476 | 505.3685 |  | 644.4964
22.5228 | 501.2199 |  | 639.2058
22.5696 | 498.4092 |  | 635.6212
22.6164 | 494.6502 |  | 630.8274
22.6633 | 491.4838 |  | 626.7893
22.7101 | 489.0116 |  | 623.6365
22.7569 | 488.9609 |  | 623.5718
22.8037 | 487.657 |  | 621.909
22.8505 | 486.1839 |  | 620.0303
22.8974 | 484.3213 |  | 617.655
22.9442 | 478.4458 |  | 610.1619
22.991 | 471.859 |  | 601.7617
23.0378 | 469.9794 |  | 599.3648
23.0847 | 468.1338 |  | 597.011
23.1315 | 464.7135 |  | 592.6491
23.1783 | 464.2223 |  | 592.0227
23.2251 | 465.5432 |  | 593.7072
23.272 | 462.7662 |  | 590.1657
23.3188 | 458.4315 |  | 584.6376
23.3656 | 455.4683 |  | 580.8587
23.4124 | 453.7072 |  | 578.6128
23.4593 | 448.763 |  | 572.3075
23.5061 | 443.1753 |  | 565.1815
23.5529 | 439.6872 |  | 560.7331
23.5998 | 436.3345 |  | 556.4573
23.6466 | 433.1512 |  | 552.3977
23.6934 | 432.1014 |  | 551.0589
23.7402 | 431.1701 |  | 549.8713
23.7871 | 344.7803 |  | 439.6983
23.8339 | 324.0041 |  | 413.2025
17.1401 | 654.5546 |  | 834.7535
17.1773 | 650.0663 |  | 829.0296
17.2146 | 649.2689 |  | 828.0126
17.2519 | 640.0187 |  | 816.2159
17.2891 | 629.9634 |  | 803.3923
17.3264 | 626.2336 |  | 798.6358
17.3636 | 617.9688 |  | 788.0956
17.4009 | 618.18 |  | 788.3649
17.4382 | 610.5407 |  | 778.6225
17.4754 | 596.4584 |  | 760.6635
17.5127 | 600.7746 |  | 766.1678
17.5499 | 604.645 |  | 771.1037
17.5872 | 601.5799 |  | 767.1949
17.6245 | 610.2435 |  | 778.2436
17.6617 | 604.2933 |  | 770.6552
17.699 | 599.5861 |  | 764.6522
17.7362 | 605.0672 |  | 771.6422
17.7735 | 597.4828 |  | 761.9698
17.8108 | 585.0269 |  | 746.0848
17.848 | 572.1174 |  | 729.6214
17.8853 | 559.2238 |  | 713.1781
17.9226 | 554.634 |  | 707.3247
17.9598 | 555.9632 |  | 709.0199
17.9971 | 551.3967 |  | 703.1963
18.0343 | 549.747 |  | 701.0924
18.0716 | 547.0416 |  | 697.6421
18.1089 | 546.1581 |  | 696.5154
18.1461 | 542.3422 |  | 691.6491
18.1834 | 538.4014 |  | 686.6234
18.2206 | 538.2763 |  | 686.4638
18.2579 | 544.344 |  | 694.2018
18.2952 | 543.5621 |  | 693.2047
18.3324 | 543.5386 |  | 693.1748
18.3697 | 548.2223 |  | 699.1479
18.4069 | 551.9676 |  | 703.9242
18.4442 | 547.3308 |  | 698.011
18.4815 | 545.7357 |  | 695.9767
18.5187 | 542.1624 |  | 691.4197
18.556 | 541.0678 |  | 690.0238
18.5932 | 543.609 |  | 693.2646
18.6305 | 543.5778 |  | 693.2247
18.6678 | 533.9837 |  | 680.9894
18.705 | 537.5569 |  | 685.5464
18.7423 | 534.14 |  | 681.1888
18.7796 | 530.598 |  | 676.6716
18.8168 | 526.1879 |  | 671.0474
18.8541 | 523.1228 |  | 667.1385
18.8913 | 519.5339 |  | 662.5616
18.9286 | 509.5959 |  | 649.8876
18.9658 | 503.3952 |  | 641.9799
19.0031 | 501.4874 |  | 639.5468
19.0404 | 494.9506 |  | 631.2105
19.0776 | 490.7673 |  | 625.8756
19.1149 | 480.4618 |  | 612.7329
19.1522 | 466.3716 |  | 594.7637
19.1894 | 461.7115 |  | 588.8207
19.2267 | 441.8899 |  | 563.5422
19.2639 | 420.841 |  | 536.6985
19.3012 | 409.3703 |  | 522.0699
19.3385 | 406.2114 |  | 518.0413
19.3757 | 404.8821 |  | 516.3462
19.413 | 405.5154 |  | 517.1538
19.4503 | 412.0678 |  | 525.5101
19.4875 | 422.4047 |  | 538.6928
19.5248 | 423.3821 |  | 539.9392
19.562 | 416.1338 |  | 530.6955
19.5993 | 409.9958 |  | 522.8677
19.6365 | 412.7012 |  | 526.3179
19.6738 | 399.3148 |  | 509.2462
19.7111 | 384.2865 |  | 490.0806
19.7483 | 378.0938 |  | 482.183
19.7856 | 382.324 |  | 487.5778
19.8229 | 393.6537 |  | 502.0266
19.8601 | 335.98 |  | 428.4752
19.8974 | 271.4957 |  | 346.2384
19.9346 | 222.8763 |  | 284.2341
19.9719 | 172.8026 |  | 220.3752
20.0092 | 116.5441 |  | 148.6286
20.0464 | 59.6052 |  | 76.0145
20.0837 | 0 |  | 0
20.1209 | 0 |  | 0
20.1582 | 0 |  | 0
20.1955 | 0 |  | 0
20.2327 | 0 |  | 0
20.27 | 0 |  | 0
20.3072 | 0 |  | 0
20.3445 | 0 |  | 0
20.3818 | 0 |  | 0
20.419 | 0 |  | 0
20.4563 | 0 |  | 0
20.4936 | 0 |  | 0
20.5308 | 0 |  | 0
20.5681 | 0 |  | 0
20.6053 | 0 |  | 0
20.6426 | 0 |  | 0
20.6799 | 0 |  | 0
20.7171 | 0 |  | 0
20.7544 | 0 |  | 0
20.7916 | 0 |  | 0
20.8289 | 0 |  | 0
20.8662 | 0 |  | 0
20.9034 | 0 |  | 0
20.9407 | 0 |  | 0
20.9779 | 0 |  | 0
21.0152 | 0 |  | 0
21.0525 | 0 |  | 0
21.0897 | 0 |  | 0
21.127 | 0 |  | 0
21.1642 | 0 |  | 0
21.2015 | 0 |  | 0
21.2388 | 0 |  | 0
21.276 | 0 |  | 0
21.3133 | 0 |  | 0
21.3506 | 0 |  | 0
21.3878 | 0 |  | 0
21.4251 | 0 |  | 0
21.4623 | 0 |  | 0
21.4996 | 0 |  | 0
21.5369 | 0 |  | 0
21.5741 | 0 |  | 0
21.6114 | 0 |  | 0
21.6486 | 0 |  | 0
21.6859 | 0 |  | 0
21.7232 | 0 |  | 0
21.7604 | 0 |  | 0
21.7977 | 0 |  | 0
21.8349 | 0 |  | 0
21.8722 | 0 |  | 0
21.9095 | 0 |  | 0
21.9467 | 0 |  | 0
21.984 | 0 |  | 0
22.0213 | 0 |  | 0
22.0585 | 0 |  | 0
22.0958 | 0 |  | 0
22.133 | 0 |  | 0
22.1703 | 0 |  | 0
22.2076 | 0 |  | 0
22.2448 | 0 |  | 0
22.2821 | 0 |  | 0
22.3194 | 0 |  | 0
22.3566 | 0 |  | 0
22.3939 | 0 |  | 0
22.4311 | 0 |  | 0
22.4684 | 0 |  | 0
22.5056 | 0 |  | 0
22.5429 | 0 |  | 0
22.5802 | 0 |  | 0
22.6174 | 0 |  | 0
22.6547 | 0 |  | 0
22.692 | 0 |  | 0
22.7292 | 0 |  | 0
22.7665 | 0 |  | 0
22.8037 | 0 |  | 0
22.841 | 0 |  | 0
22.8783 | 0 |  | 0
22.9155 | 0 |  | 0
22.9528 | 0 |  | 0
22.99 | 0 |  | 0
23.0273 | 0 |  | 0
23.0646 | 0 |  | 0
23.1018 | 0 |  | 0
23.1391 | 0 |  | 0
23.1763 | 0 |  | 0
23.2136 | 0 |  | 0
23.2509 | 0 |  | 0
23.2881 | 0 |  | 0
23.3254 | 0 |  | 0
23.3626 | 0 |  | 0
23.3999 | 0 |  | 0
23.4372 | 0 |  | 0
23.4744 | 0 |  | 0
23.5117 | 0 |  | 0
23.549 | 0 |  | 0
23.5862 | 0 |  | 0
23.6235 | 0 |  | 0
23.6607 | 0 |  | 0
23.698 | 0 |  | 0
23.7353 | 0 |  | 0
23.7725 | 0 |  | 0
23.8098 | 0 |  | 0
23.847 | 0 |  | 0
23.8843 | 0 |  | 0
23.9216 | 0 |  | 0
23.9588 | 0 |  | 0
23.9961 | 0 |  | 0
24.0333 | 0 |  | 0
24.0706 | 0 |  | 0
24.1079 | 0 |  | 0
24.1451 | 0 |  | 0
24.1824 | 0 |  | 0
24.2197 | 0 |  | 0
24.2569 | 0 |  | 0
24.2942 | 0 |  | 0
24.3314 | 0 |  | 0
24.3687 | 0 |  | 0
24.406 | 0 |  | 0
24.4432 | 0 |  | 0
24.4805 | 0 |  | 0
24.5177 | 0 |  | 0
24.555 | 0 |  | 0
24.5923 | 0 |  | 0
24.6295 | 0 |  | 0
24.6668 | 0 |  | 0
24.704 | 0 |  | 0
24.7413 | 0 |  | 0
24.7786 | 0 |  | 0
24.8158 | 0 |  | 0
24.8531 | 0 |  | 0
24.8904 | 0 |  | 0
24.9276 | 0 |  | 0
24.9649 | 0 |  | 0
25.0021 | 0 |  | 0
25.0394 | 0 |  | 0
25.0767 | 0 |  | 0
25.1139 | 0 |  | 0
25.1512 | 0 |  | 0
25.1884 | 0 |  | 0
25.2257 | 0 |  | 0
25.263 | 0 |  | 0
25.3002 | 0 |  | 0
25.3375 | 0 |  | 0
25.3747 | 0 |  | 0
25.412 | 0 |  | 0
25.4493 | 0 |  | 0
25.4865 | 0 |  | 0
25.5238 | 0 |  | 0
25.5611 | 0 |  | 0
25.5983 | 0 |  | 0
25.6356 | 0 |  | 0
25.6728 | 0 |  | 0
25.7101 | 0 |  | 0
25.7474 | 0 |  | 0
25.7846 | 0 |  | 0
25.8219 | 0 |  | 0
25.8591 | 0 |  | 0
25.8964 | 0 |  | 0
25.9337 | 0 |  | 0

## Narrow Linear
Desire
D22 Studio HD | 2016-01-19
Diffusion
Narrow Linear | Beam Angle | Field Angle
Horizontal | 25.3 | 39
[5 empty] | Power Consump (Watts) | Efficacy (lm/W)
Mode | Accessory Lens | Max Candela | Field Lumens | Beam Lumens
Boost Full | Narrow Linear | 19739.4913 | 1963.4284 | 1078.3733 | 53.4 | 36.7683
Regulated Full | Narrow Linear | 19142.253 | 1904.0229 | 1045.746 | 51.4 | 37.0432
Regulated 3200K | Narrow Linear | 16064.1787 | 1597.856 | 877.59 | 41.9 | 38.135
Regulated 5600K | Narrow Linear | 16866.2391 | 1677.6346 | 921.4068 | 45.8 | 36.6296
| For Field width at any distance, multiply distance by |  |  |  | 0.70824
| For Beam width at any distance, multiply distance by |  |  |  | 0.44889
Dist for 1.0 fc
Regulated mode | Throw Distance (ft) | 10 | 15 | 20 | 25 | 138.3555
| Throw Distance (m) | 3.048 | 4.572 | 6.096 | 7.62 | 42.1708
| Field Width (ft) | 7.0824 | 10.6236 | 14.1647 | 17.7059 | 97.9885
| Field Width (m) | 2.1587 | 3.2381 | 4.3174 | 5.3968 | 29.8669
| Illuminance (fc) | 191.4225 | 85.0767 | 47.8556 | 30.6276 | 1
| Illuminance (lux) | 2060.453 | 915.7569 | 515.1132 | 329.6725 | 10.8
| Beam Angle | Field Angle
Vertical | 12 | 27.6
| For Field height at any distance, multiply distance by |  |  |  | 0.49125
| For Beam height at any distance, multiply distance by |  |  |  | 0.21021
Test Distance (m) | Iso-Illuminance Diagram grid lines
3.349 | 0.35 | 0.7 | 1.05 | 1.4 | 1.75
| 0.10451 | 0.20902 | 0.31353 | 0.41804 | 0.52254
Regulated mode
Measurement: Full Regulated Warm - NL - Make Intensity
Degrees | (Cd)
-31.3047 | 0 |  | 0
-31.2638 | 0 |  | 0
-31.223 | 0 |  | 0
-31.1821 | 0 |  | 0
-31.1412 | 0 |  | 0
-31.1003 | 0 |  | 0
-31.0595 | 0 |  | 0
-31.0186 | 0 |  | 0
-30.9778 | 0 |  | 0
-30.9369 | 0 |  | 0
-30.896 | 0 |  | 0
-30.8551 | 0 |  | 0
-30.8143 | 0 |  | 0
-30.7734 | 0 |  | 0
-30.7325 | 0 |  | 0
-30.6917 | 0 |  | 0
-30.6508 | 0 |  | 0
-30.6099 | 0 |  | 0
-30.5691 | 0 |  | 0
-30.5282 | 0 |  | 0
-30.4873 | 0 |  | 0
-30.4465 | 0 |  | 0
-30.4056 | 0 |  | 0
-30.3647 | 0 |  | 0
-30.3239 | 0 |  | 0
-30.283 | 0 |  | 0
-30.2421 | 0 |  | 0
-30.2013 | 0 |  | 0
-30.1604 | 0 |  | 0
-30.1195 | 0 |  | 0
-30.0787 | 0 |  | 0
-30.0378 | 0 |  | 0
-29.9969 | 0 |  | 0
-29.9561 | 0 |  | 0
-29.9152 | 0 |  | 0
-29.8743 | 0 |  | 0
-29.8334 | 0 |  | 0
-29.7926 | 0 |  | 0
-29.7517 | 0 |  | 0
-29.7109 | 0 |  | 0
-29.67 | 0 |  | 0
-29.6291 | 0 |  | 0
-29.5882 | 0 |  | 0
-29.5474 | 0 |  | 0
-29.5065 | 0 |  | 0
-29.4656 | 0 |  | 0
-29.4248 | 0 |  | 0
-29.3839 | 0 |  | 0
-29.343 | 0 |  | 0
-29.3022 | 0 |  | 0
-29.2613 | 0 |  | 0
-29.2204 | 0 |  | 0
-29.1796 | 44.3749 |  | 56.5913
-29.1387 | 99.1951 |  | 126.5035
-29.0978 | 152.7968 |  | 194.8617
-29.057 | 206.7116 |  | 263.6193
-29.0161 | 258.8856 |  | 330.1569
-28.9752 | 312.3305 |  | 398.3151
-28.9344 | 365.9496 |  | 466.6956
-28.8935 | 375.3677 |  | 478.7065
-28.8526 | 375.0196 |  | 478.2625
-28.8118 | 377.1434 |  | 480.971
-28.7709 | 378.6232 |  | 482.8581
-28.73 | 382.6621 |  | 488.0089
-28.6892 | 384.9252 |  | 490.8951
-28.6483 | 388.5113 |  | 495.4685
-28.6074 | 392.2194 |  | 500.1974
-28.5665 | 395.0048 |  | 503.7496
-28.5257 | 397.8946 |  | 507.435
-28.4848 | 401.655 |  | 512.2306
-28.4439 | 405.3107 |  | 516.8928
-28.4031 | 408.6533 |  | 521.1556
-28.3622 | 411.195 |  | 524.397
-28.3213 | 412.2221 |  | 525.7069
-28.2805 | 414.8334 |  | 529.037
-28.2396 | 417.2706 |  | 532.1452
-28.1987 | 420.2301 |  | 535.9194
-28.1579 | 422.0755 |  | 538.2728
-28.117 | 425.2961 |  | 542.3801
-28.0761 | 425.6443 |  | 542.8241
-28.0353 | 427.5418 |  | 545.244
-27.9944 | 430.6928 |  | 549.2625
-27.9535 | 432.9559 |  | 552.1487
-27.9127 | 435.4628 |  | 555.3457
-27.8718 | 437.987 |  | 558.5648
-27.8309 | 440.755 |  | 562.0949
-27.7901 | 443.732 |  | 565.8914
-27.7492 | 447.0222 |  | 570.0875
-27.7083 | 450.417 |  | 574.4167
-27.6675 | 453.6027 |  | 578.4795
-27.6266 | 454.4732 |  | 579.5896
-27.5857 | 454.0901 |  | 579.1011
-27.5449 | 455.2565 |  | 580.5886
-27.504 | 460.2703 |  | 586.9827
-27.4631 | 464.7268 |  | 592.6661
-27.4222 | 465.8063 |  | 594.0427
-27.3814 | 466.2589 |  | 594.6199
-27.3405 | 469.6884 |  | 598.9936
-27.2996 | 476.234 |  | 607.3412
-27.2588 | 480.9518 |  | 613.3579
-27.2179 | 482.9538 |  | 615.911
-27.1771 | 483.2498 |  | 616.2885
-27.1362 | 483.9809 |  | 617.2209
-27.0953 | 487.3931 |  | 621.5725
-27.0544 | 490.9445 |  | 626.1015
-27.0136 | 492.0412 |  | 627.5002
-26.9727 | 492.9987 |  | 628.7213
-26.9318 | 493.5558 |  | 629.4317
-26.891 | 497.525 |  | 634.4936
-26.8501 | 503.8096 |  | 642.5083
-26.8092 | 506.3339 |  | 645.7276
-26.7684 | 509.7634 |  | 650.1013
-26.7275 | 513.158 |  | 654.4304
-26.6866 | 517.7018 |  | 660.2251
-26.6458 | 522.9766 |  | 666.952
-26.6049 | 527.5725 |  | 672.8132
-26.564 | 530.5494 |  | 676.6097
-26.5232 | 536.5032 |  | 684.2025
-26.4823 | 537.983 |  | 686.0897
-26.4414 | 542.0566 |  | 691.2847
-26.4006 | 546.2521 |  | 696.6352
-26.3597 | 549.3857 |  | 700.6316
-26.3188 | 550.5869 |  | 702.1635
-26.278 | 553.059 |  | 705.3161
-26.2371 | 555.6528 |  | 708.624
-26.1962 | 558.8386 |  | 712.6869
-26.1553 | 561.0843 |  | 715.5508
-26.1145 | 562.599 |  | 717.4825
-26.0736 | 566.4985 |  | 722.4555
-26.0328 | 569.6321 |  | 726.4519
-25.9919 | 573.0269 |  | 730.7811
-25.951 | 576.1604 |  | 734.7773
-25.9102 | 581.1219 |  | 741.1048
-25.8693 | 585.596 |  | 746.8105
-25.8284 | 588.0505 |  | 749.9408
-25.7875 | 589.7566 |  | 752.1166
-25.7467 | 595.1708 |  | 759.0213
-25.7058 | 599.0529 |  | 763.9722
-25.6649 | 601.7164 |  | 767.3689
-25.6241 | 604.2234 |  | 770.5661
-25.5832 | 608.0707 |  | 775.4726
-25.5423 | 613.4847 |  | 782.3771
-25.5015 | 619.1078 |  | 789.5481
-25.4606 | 623.1292 |  | 794.6766
-25.4197 | 627.7947 |  | 800.6266
-25.3789 | 633.5745 |  | 807.9976
-25.338 | 637.6307 |  | 813.1705
-25.2971 | 640.625 |  | 816.9891
-25.2563 | 644.2983 |  | 821.6736
-25.2154 | 648.4589 |  | 826.9797
-25.1745 | 653.9079 |  | 833.9288
-25.1337 | 658.7127 |  | 840.0563
-25.0928 | 662.3163 |  | 844.652
-25.0519 | 667.1908 |  | 850.8684
-25.0111 | 671.4907 |  | 856.3521
-24.9702 | 675.1292 |  | 860.9922
-24.9293 | 679.3769 |  | 866.4094
-24.8884 | 681.5008 |  | 869.118
-24.8476 | 683.1896 |  | 871.2716
-24.8067 | 687.2979 |  | 876.5111
-24.7659 | 693.0428 |  | 883.8375
-24.725 | 700.25 |  | 893.0288
-24.6841 | 707.1264 |  | 901.7983
-24.6432 | 712.1053 |  | 908.1479
-24.6024 | 718.094 |  | 915.7853
-24.5615 | 724.6048 |  | 924.0885
-24.5206 | 730.2975 |  | 931.3484
-24.4798 | 733.8316 |  | 935.8554
-24.4389 | 736.1469 |  | 938.8081
-24.398 | 740.0117 |  | 943.7369
-24.3572 | 746.0525 |  | 951.4408
-24.3163 | 751.7452 |  | 958.7007
-24.2754 | 757.5249 |  | 966.0715
-24.2346 | 762.2078 |  | 972.0436
-24.1937 | 767.7437 |  | 979.1036
-24.1528 | 776.0825 |  | 989.7381
-24.112 | 782.7675 |  | 998.2634
-24.0711 | 787.5202 |  | 1004.3245
-24.0302 | 792.2729 |  | 1010.3856
-23.9894 | 798.7662 |  | 1018.6665
-23.9485 | 806.6698 |  | 1028.7461
-23.9076 | 813.4592 |  | 1037.4045
-23.8668 | 818.56 |  | 1043.9095
-23.8259 | 824.2527 |  | 1051.1694
-23.785 | 831.2161 |  | 1060.0498
-23.7442 | 837.7444 |  | 1068.3755
-23.7033 | 843.35 |  | 1075.5243
-23.6624 | 849.0427 |  | 1082.7842
-23.6215 | 857.3467 |  | 1093.3742
-23.5807 | 865.1633 |  | 1103.3427
-23.5398 | 872.8927 |  | 1113.2001
-23.499 | 878.8639 |  | 1120.8152
-23.4581 | 887.4986 |  | 1131.827
-23.4172 | 896.0638 |  | 1142.7501
-23.3763 | 902.122 |  | 1150.4761
-23.3355 | 907.9018 |  | 1157.8471
-23.2946 | 915.5268 |  | 1167.5713
-23.2537 | 924.353 |  | 1178.8274
-23.2129 | 934.1194 |  | 1191.2824
-23.172 | 941.7096 |  | 1200.9622
-23.1311 | 949.0386 |  | 1210.3089
-23.0903 | 957.2033 |  | 1220.7214
-23.0494 | 965.194 |  | 1230.9119
-23.0085 | 972.7842 |  | 1240.5917
-22.9677 | 980.2699 |  | 1250.1382
-22.9268 | 987.6512 |  | 1259.5516
-22.8859 | 992.9261 |  | 1266.2787
-22.8451 | 999.4893 |  | 1274.6488
-22.8042 | 1007.6365 |  | 1285.0388
-22.7633 | 1014.2693 |  | 1293.4976
-22.7225 | 1021.2675 |  | 1302.4225
-22.6816 | 1026.734 |  | 1309.3938
-22.6407 | 1034.359 |  | 1319.118
-22.5999 | 1044.7868 |  | 1332.4167
-22.559 | 1054.2049 |  | 1344.4276
-22.5181 | 1062.9615 |  | 1355.5948
-22.4773 | 1074.6254 |  | 1370.4698
-22.4364 | 1082.3027 |  | 1380.2607
-22.3955 | 1090.6067 |  | 1390.8507
-22.3546 | 1098.1273 |  | 1400.4417
-22.3138 | 1109.3733 |  | 1414.7837
-22.2729 | 1117.242 |  | 1424.8187
-22.2321 | 1124.7104 |  | 1434.3432
-22.1912 | 1134.5116 |  | 1446.8426
-22.1503 | 1146.454 |  | 1462.0728
-22.1094 | 1159.1276 |  | 1478.2354
-22.0686 | 1170.4955 |  | 1492.7329
-22.0277 | 1178.5732 |  | 1503.0344
-21.9868 | 1192.7613 |  | 1521.1285
-21.946 | 1206.8972 |  | 1539.1561
-21.9051 | 1215.7931 |  | 1550.5009
-21.8642 | 1225.7857 |  | 1563.2445
-21.8234 | 1235.6391 |  | 1575.8105
-21.7825 | 1247.1114 |  | 1590.4412
-21.7416 | 1259.2802 |  | 1605.96
-21.7008 | 1268.6461 |  | 1617.9044
-21.6599 | 1279.3529 |  | 1631.5588
-21.619 | 1291.5218 |  | 1647.0778
-21.5782 | 1305.0476 |  | 1664.3273
-21.5373 | 1318.3133 |  | 1681.245
-21.4964 | 1331.3176 |  | 1697.8293
-21.4556 | 1343.8168 |  | 1713.7695
-21.4147 | 1353.7233 |  | 1726.4033
-21.3738 | 1364.9689 |  | 1740.7448
-21.333 | 1375.8498 |  | 1754.6212
-21.2921 | 1385.25 |  | 1766.6093
-21.2512 | 1395.2075 |  | 1779.3082
-21.2104 | 1407.4632 |  | 1794.9378
-21.1695 | 1420.3118 |  | 1811.3237
-21.1286 | 1436.3793 |  | 1831.8145
-21.0877 | 1450.6372 |  | 1849.9976
-21.0469 | 1465.1386 |  | 1868.4913
-21.006 | 1479.6579 |  | 1887.0077
-20.9652 | 1494.0203 |  | 1905.3241
-20.9243 | 1507.3204 |  | 1922.2857
-20.8834 | 1520.8641 |  | 1939.558
-20.8425 | 1532.4936 |  | 1954.3891
-20.8017 | 1543.9305 |  | 1968.9745
-20.7608 | 1556.7957 |  | 1985.3815
-20.7199 | 1569.5908 |  | 2001.6991
-20.6791 | 1583.1179 |  | 2018.9502
-20.6382 | 1599.7261 |  | 2040.1307
-20.5973 | 1615.6202 |  | 2060.4004
-20.5565 | 1632.1927 |  | 2081.5354
-20.5156 | 1648.4528 |  | 2102.2718
-20.4747 | 1665.3046 |  | 2123.7629
-20.4339 | 1683.4623 |  | 2146.9195
-20.393 | 1701.5155 |  | 2169.9427
-20.3521 | 1715.5463 |  | 2187.8362
-20.3113 | 1729.3693 |  | 2205.4647
-20.2704 | 1746.0987 |  | 2226.7996
-20.2295 | 1763.4899 |  | 2248.9787
-20.1887 | 1778.2184 |  | 2267.7619
-20.1478 | 1793.5896 |  | 2287.3648
-20.1069 | 1812.339 |  | 2311.276
-20.0661 | 1832.1508 |  | 2336.5419
-20.0252 | 1850.9513 |  | 2360.5182
-19.9843 | 1867.7508 |  | 2381.9426
-19.9435 | 1883.1411 |  | 2401.5699
-19.9026 | 1902.3778 |  | 2426.1024
-19.8617 | 1922.7277 |  | 2452.0547
-19.8209 | 1940.9377 |  | 2475.2779
-19.78 | 1958.695 |  | 2497.9237
-19.7391 | 1976.8872 |  | 2521.1242
-19.6983 | 1996.2105 |  | 2545.7673
-19.6574 | 2020.4259 |  | 2576.6492
-19.6165 | 2040.3423 |  | 2602.0485
-19.5756 | 2058.0983 |  | 2624.6927
-19.5348 | 2075.4028 |  | 2646.7612
-19.4939 | 2091.784 |  | 2667.6522
-19.453 | 2113.0586 |  | 2694.7836
-19.4122 | 2134.1227 |  | 2721.6467
-19.3713 | 2152.0892 |  | 2744.5593
-19.3304 | 2174.0409 |  | 2772.5544
-19.2896 | 2196.5856 |  | 2801.3057
-19.2487 | 2218.4685 |  | 2829.2129
-19.2078 | 2241.7606 |  | 2858.9173
-19.167 | 2261.7637 |  | 2884.4272
-19.1261 | 2283.5764 |  | 2912.245
-19.0852 | 2303.4749 |  | 2937.6216
-19.0444 | 2323.3211 |  | 2962.9314
-19.0035 | 2344.8903 |  | 2990.4386
-18.9626 | 2369.3148 |  | 3021.5872
-18.9218 | 2392.4169 |  | 3051.0493
-18.8809 | 2416.214 |  | 3081.3977
-18.84 | 2440.8655 |  | 3112.8358
-18.7992 | 2468.6492 |  | 3148.2684
-18.7583 | 2495.9292 |  | 3183.0585
-18.7174 | 2523.0165 |  | 3217.603
-18.6766 | 2547.6502 |  | 3249.0183
-18.6357 | 2575.2605 |  | 3284.2297
-18.5948 | 2602.9931 |  | 3319.5972
-18.554 | 2627.7136 |  | 3351.1231
-18.5131 | 2652.1203 |  | 3382.249
-18.4722 | 2680.0085 |  | 3417.8149
-18.4313 | 2706.5921 |  | 3451.717
-18.3905 | 2733.7152 |  | 3486.307
-18.3496 | 2759.6548 |  | 3519.3878
-18.3087 | 2785.8367 |  | 3552.7776
-18.2679 | 2814.823 |  | 3589.7438
-18.227 | 2845.8447 |  | 3629.3057
-18.1861 | 2872.9499 |  | 3663.873
-18.1453 | 2901.1876 |  | 3699.8846
-18.1044 | 2929.1116 |  | 3735.496
-18.0635 | 2958.6195 |  | 3773.1274
-18.0227 | 2985.8459 |  | 3807.8492
-17.9818 | 3016.6074 |  | 3847.0794
-17.9409 | 3050.3289 |  | 3890.0844
-17.9001 | 3082.9 |  | 3931.6224
-17.8592 | 3113.1744 |  | 3970.2313
-17.8183 | 3144.2139 |  | 4009.816
-17.7775 | 3173.2869 |  | 4046.8928
-17.7366 | 3206.3287 |  | 4089.0309
-17.6957 | 3235.6618 |  | 4126.4395
-17.6549 | 3262.6102 |  | 4160.8068
-17.614 | 3292.6231 |  | 4199.0822
-17.5731 | 3327.5281 |  | 4243.5965
-17.5323 | 3362.7978 |  | 4288.576
-17.4914 | 3400.5581 |  | 4336.7318
-17.4505 | 3439.4662 |  | 4386.3513
-17.4097 | 3481.2642 |  | 4439.6562
-17.3688 | 3522.7841 |  | 4492.6066
-17.3279 | 3558.7859 |  | 4538.5196
-17.2871 | 3594.2826 |  | 4583.7886
-17.2462 | 3628.6825 |  | 4627.6588
-17.2053 | 3660.8711 |  | 4668.7089
-17.1644 | 3695.776 |  | 4713.2232
-17.1236 | 3728.7298 |  | 4755.2491
-17.0827 | 3763.4613 |  | 4799.5422
-17.0419 | 3805.2248 |  | 4852.8032
-17.001 | 3844.3944 |  | 4902.7562
-16.9601 | 3885.0956 |  | 4954.6624
-16.9192 | 3931.4897 |  | 5013.8289
-16.8784 | 3974.577 |  | 5068.7781
-16.8375 | 4014.8255 |  | 5120.107
-16.7966 | 4055.5803 |  | 5172.0815
-16.7558 | 4095.3938 |  | 5222.8558
-16.7149 | 4136.6702 |  | 5275.4955
-16.674 | 4181.2891 |  | 5332.398
-16.6332 | 4223.7668 |  | 5386.5698
-16.5923 | 4264.3634 |  | 5438.3427
-16.5514 | 4306.7187 |  | 5492.3584
-16.5106 | 4349.0918 |  | 5546.3968
-16.4697 | 4391.2902 |  | 5600.2124
-16.4288 | 4433.1928 |  | 5653.6507
-16.388 | 4476.4535 |  | 5708.8211
-16.3471 | 4521.0558 |  | 5765.7025
-16.3062 | 4569.0517 |  | 5826.9117
-16.2654 | 4618.7362 |  | 5890.2742
-16.2245 | 4667.2894 |  | 5952.1941
-16.1836 | 4717.2518 |  | 6015.9112
-16.1428 | 4768.121 |  | 6080.7847
-16.1019 | 4816.8476 |  | 6142.9258
-16.061 | 4864.7045 |  | 6203.9577
-16.0202 | 4909.4102 |  | 6260.9708
-15.9793 | 4957.8588 |  | 6322.7574
-15.9384 | 5009.5799 |  | 6388.7172
-15.8976 | 5061.3354 |  | 6454.721
-15.8567 | 5113.9109 |  | 6521.7706
-15.8158 | 5166.5897 |  | 6588.9519
-15.775 | 5217.1273 |  | 6653.4025
-15.7341 | 5271.1988 |  | 6722.3598
-15.6932 | 5324.9221 |  | 6790.8731
-15.6523 | 5373.8757 |  | 6853.3037
-15.6115 | 5425.1096 |  | 6918.6423
-15.5706 | 5477.7884 |  | 6985.8236
-15.5297 | 5531.0067 |  | 7053.6929
-15.4889 | 5588.0904 |  | 7126.4917
-15.448 | 5646.253 |  | 7200.6665
-15.4071 | 5700.9519 |  | 7270.424
-15.3663 | 5762.4737 |  | 7348.8827
-15.3254 | 5821.089 |  | 7423.6348
-15.2845 | 5883.3606 |  | 7503.0498
-15.2437 | 5949.7056 |  | 7587.6595
-15.2028 | 6016.6945 |  | 7673.0905
-15.1619 | 6081.2808 |  | 7755.4574
-15.1211 | 6145.8148 |  | 7837.7576
-15.0802 | 6209.7928 |  | 7919.3487
-15.0393 | 6281.707 |  | 8011.0609
-14.9985 | 6343.7873 |  | 8090.2319
-14.9576 | 6403.1168 |  | 8165.8948
-14.9167 | 6462.6197 |  | 8241.7789
-14.8759 | 6524.8046 |  | 8321.0834
-14.835 | 6591.235 |  | 8405.802
-14.7941 | 6656.8671 |  | 8489.5026
-14.7532 | 6717.102 |  | 8566.3202
-14.7124 | 6787.5368 |  | 8656.1457
-14.6715 | 6852.1066 |  | 8738.4915
-14.6306 | 6918.2245 |  | 8822.8117
-14.5898 | 6989.3569 |  | 8913.5268
-14.5489 | 7061.22 |  | 9005.1739
-14.5081 | 7131.6561 |  | 9095.0011
-14.4672 | 7200.9253 |  | 9183.3401
-14.4263 | 7264.6585 |  | 9264.6189
-14.3854 | 7333.0413 |  | 9351.8276
-14.3446 | 7403.6853 |  | 9441.9198
-14.3037 | 7469.8912 |  | 9526.3523
-14.2628 | 7534.7377 |  | 9609.0509
-14.222 | 7602.0059 |  | 9694.8381
-14.1811 | 7671.71 |  | 9783.7317
-14.1402 | 7745.106 |  | 9877.3337
-14.0994 | 7823.4452 |  | 9977.2396
-14.0585 | 7898.9289 |  | 10073.504
-14.0176 | 7980.7853 |  | 10177.8955
-13.9768 | 8058.0277 |  | 10276.4027
-13.9359 | 8137.1856 |  | 10377.3527
-13.895 | 8215.943 |  | 10477.7921
-13.8542 | 8293.2376 |  | 10576.366
-13.8133 | 8369.8373 |  | 10674.0535
-13.7724 | 8449.2553 |  | 10775.3353
-13.7316 | 8526.2031 |  | 10873.4668
-13.6907 | 8609.7467 |  | 10980.01
-13.6498 | 8691.0637 |  | 11083.7135
-13.609 | 8773.9467 |  | 11189.4142
-13.5681 | 8853.9743 |  | 11291.4734
-13.5272 | 8931.0955 |  | 11389.8261
-13.4863 | 9009.6782 |  | 11490.0426
-13.4455 | 9085.528 |  | 11586.7738
-13.4046 | 9164.1464 |  | 11687.0359
-13.3637 | 9242.974 |  | 11787.5647
-13.3229 | 9317.1339 |  | 11882.1409
-13.282 | 9396.2574 |  | 11983.047
-13.2411 | 9479.6276 |  | 12089.369
-13.2003 | 9562.8766 |  | 12195.5365
-13.1594 | 9651.5737 |  | 12308.6519
-13.1185 | 9737.5391 |  | 12418.2836
-13.0777 | 9820.9259 |  | 12524.6268
-13.0368 | 9910.1114 |  | 12638.3651
-12.9959 | 9998.1314 |  | 12750.6169
-12.9551 | 10080.9787 |  | 12856.2721
-12.9142 | 10160.5191 |  | 12957.7101
-12.8733 | 10240.2165 |  | 13059.3481
-12.8325 | 10323.2041 |  | 13165.1821
-12.7916 | 10403.7724 |  | 13267.931
-12.7507 | 10484.4096 |  | 13370.7676
-12.7099 | 10571.871 |  | 13482.3071
-12.669 | 10666.5569 |  | 13603.06
-12.6281 | 10764.1505 |  | 13727.5212
-12.5873 | 10858.8887 |  | 13848.3408
-12.5464 | 10950.5114 |  | 13965.1872
-12.5055 | 11051.936 |  | 14094.534
-12.4647 | 11152.7676 |  | 14223.1245
-12.4238 | 11247.1729 |  | 14343.5197
-12.3829 | 11339.9102 |  | 14461.7875
-12.3421 | 11432.8566 |  | 14580.3221
-12.3012 | 11525.0009 |  | 14697.8336
-12.2603 | 11615.0906 |  | 14812.7251
-12.2195 | 11695.8668 |  | 14915.739
-12.1786 | 11772.5353 |  | 15013.5143
-12.1377 | 11851.345 |  | 15114.0203
-12.0968 | 11931.5142 |  | 15216.2601
-12.056 | 12008.4939 |  | 15314.4323
-12.0151 | 12085.3192 |  | 15412.4076
-11.9742 | 12169.7352 |  | 15520.0633
-11.9334 | 12255.7669 |  | 15629.7795
-11.8925 | 12349.3229 |  | 15749.0915
-11.8516 | 12438.5072 |  | 15862.8282
-11.8108 | 12525.1524 |  | 15973.3268
-11.7699 | 12613.7793 |  | 16086.3528
-11.729 | 12702.7914 |  | 16199.8699
-11.6882 | 12788.3258 |  | 16308.9519
-11.6473 | 12879.8413 |  | 16425.6617
-11.6064 | 12969.8775 |  | 16540.4848
-11.5656 | 13057.6819 |  | 16652.4618
-11.5247 | 13142.043 |  | 16760.0475
-11.4838 | 13226.9652 |  | 16868.3488
-11.443 | 13312.2828 |  | 16977.1543
-11.4021 | 13391.2494 |  | 17077.8603
-11.3612 | 13463.1891 |  | 17169.605
-11.3204 | 13540.0259 |  | 17267.595
-11.2795 | 13621.7981 |  | 17371.8791
-11.2386 | 13706.6311 |  | 17480.0666
-11.1978 | 13789.1302 |  | 17585.2778
-11.1569 | 13869.2828 |  | 17687.4964
-11.116 | 13953.5802 |  | 17795.0008
-11.0752 | 14037.75 |  | 17902.3425
-11.0343 | 14121.2184 |  | 18008.7898
-10.9934 | 14203.2329 |  | 18113.3829
-10.9526 | 14286.714 |  | 18219.8464
-10.9117 | 14372.0954 |  | 18328.7332
-10.8708 | 14459.0326 |  | 18439.6042
-10.83 | 14550.8159 |  | 18556.6555
-10.7891 | 14642.3059 |  | 18673.3328
-10.7482 | 14721.5786 |  | 18774.4292
-10.7073 | 14801.6419 |  | 18876.5339
-10.6665 | 14870.5974 |  | 18964.4729
-10.6256 | 14929.0444 |  | 19039.0103
-10.5847 | 14988.6647 |  | 19115.044
-10.5439 | 15051.843 |  | 19195.6154
-10.503 | 15121.6657 |  | 19284.6603
-10.4621 | 15187.688 |  | 19368.8585
-10.4213 | 15246.6323 |  | 19444.0302
-10.3804 | 15313.254 |  | 19528.9929
-10.3395 | 15390.0398 |  | 19626.9178
-10.2987 | 15462.987 |  | 19719.9473
-10.2578 | 15527.1346 |  | 19801.7547
-10.2169 | 15589.1397 |  | 19880.8298
-10.1761 | 15664.8032 |  | 19977.3235
-10.1352 | 15750.1973 |  | 20086.2266
-10.0943 | 15837.0835 |  | 20197.0326
-10.0535 | 15921.7379 |  | 20304.9924
-10.0126 | 16003.8417 |  | 20409.6994
-9.9717 | 16088.0115 |  | 20517.0411
-9.9309 | 16160.8312 |  | 20609.908
-9.89 | 16224.3794 |  | 20690.951
-9.8491 | 16283.0049 |  | 20765.7161
-9.8083 | 16338.2126 |  | 20836.1226
-9.7674 | 16392.4001 |  | 20905.2279
-9.7265 | 16447.4548 |  | 20975.4391
-9.6857 | 16488.6088 |  | 21027.9228
-9.6448 | 16534.9659 |  | 21087.042
-9.6039 | 16592.0101 |  | 21159.7905
-9.5631 | 16656.8081 |  | 21242.4273
-9.5222 | 16718.9024 |  | 21321.6163
-9.4813 | 16772.6691 |  | 21390.1849
-9.4404 | 16822.7629 |  | 21454.0695
-9.3996 | 16886.9997 |  | 21535.9908
-9.3587 | 16954.9605 |  | 21622.6611
-9.3178 | 17014.1344 |  | 21698.1256
-9.277 | 17062.43 |  | 21759.717
-9.2361 | 17102.1428 |  | 21810.3628
-9.1952 | 17144.5083 |  | 21864.3914
-9.1544 | 17182.5888 |  | 21912.9554
-9.1135 | 17210.6964 |  | 21948.8011
-9.0726 | 17237.975 |  | 21983.5896
-9.0318 | 17269.1561 |  | 22023.3548
-8.9909 | 17308.6777 |  | 22073.7566
-8.95 | 17358.1211 |  | 22136.8118
-8.9092 | 17420.6745 |  | 22216.5862
-8.8683 | 17492.9713 |  | 22308.7863
-8.8274 | 17576.9625 |  | 22415.9003
-8.7866 | 17662.9305 |  | 22525.5353
-8.7457 | 17737.4718 |  | 22620.5978
-8.7048 | 17800.3568 |  | 22700.7951
-8.664 | 17857.2352 |  | 22773.3321
-8.6231 | 17904.6509 |  | 22833.8013
-8.5822 | 17942.387 |  | 22881.9261
-8.5414 | 17964.3222 |  | 22909.9
-8.5005 | 17978.6693 |  | 22928.1969
-8.4596 | 17996.2047 |  | 22950.5598
-8.4188 | 18019.0325 |  | 22979.6722
-8.3779 | 18049.6142 |  | 23018.673
-8.337 | 18079.7113 |  | 23057.0558
-8.2962 | 18109.1707 |  | 23094.6254
-8.2553 | 18138.3241 |  | 23131.8047
-8.2144 | 18171.9793 |  | 23174.7251
-8.1735 | 18205.2008 |  | 23217.0926
-8.1327 | 18230.4263 |  | 23249.2626
-8.0918 | 18259.1333 |  | 23285.8726
-8.0509 | 18281.7443 |  | 23314.7085
-8.0101 | 18301.1161 |  | 23339.4134
-7.9692 | 18326.9155 |  | 23372.3153
-7.9283 | 18362.5856 |  | 23417.8054
-7.8875 | 18397.1462 |  | 23461.8806
-7.8466 | 18435.1884 |  | 23510.3958
-7.8057 | 18463.1558 |  | 23546.0625
-7.7649 | 18491.0593 |  | 23581.6479
-7.724 | 18525.9643 |  | 23626.1622
-7.6831 | 18566.3785 |  | 23677.7025
-7.6423 | 18585.8396 |  | 23702.5213
-7.6014 | 18607.4304 |  | 23730.056
-7.5605 | 18635.9717 |  | 23766.4546
-7.5197 | 18665.1505 |  | 23803.6665
-7.4788 | 18687.0984 |  | 23831.6566
-7.4379 | 18702.351 |  | 23851.1083
-7.3971 | 18708.0644 |  | 23858.3945
-7.3562 | 18718.9299 |  | 23872.2513
-7.3153 | 18730.5224 |  | 23887.0352
-7.2745 | 18734.7181 |  | 23892.386
-7.2336 | 18734.6799 |  | 23892.3372
-7.1927 | 18747.0885 |  | 23908.162
-7.1519 | 18768.5136 |  | 23935.4854
-7.111 | 18795.0781 |  | 23969.3631
-7.0701 | 18825.596 |  | 24008.2826
-7.0293 | 18851.7269 |  | 24041.6073
-6.9884 | 18874.1467 |  | 24070.1993
-6.9475 | 18896.6557 |  | 24098.905
-6.9066 | 18906.9984 |  | 24112.0951
-6.8658 | 18908.7583 |  | 24114.3395
-6.8249 | 18908.4267 |  | 24113.9166
-6.784 | 18910.8371 |  | 24116.9905
-6.7432 | 18918.3103 |  | 24126.5212
-6.7023 | 18929.7625 |  | 24141.1261
-6.6614 | 18937.4271 |  | 24150.9007
-6.6206 | 18950.2693 |  | 24167.2785
-6.5797 | 18970.0875 |  | 24192.5526
-6.5388 | 18991.2702 |  | 24219.5669
-6.498 | 19006.7269 |  | 24239.2788
-6.4571 | 19007.6196 |  | 24240.4172
-6.4162 | 19003.7299 |  | 24235.4568
-6.3754 | 19002.5311 |  | 24233.928
-6.3345 | 19000.5162 |  | 24231.3583
-6.2936 | 18998.6287 |  | 24228.9512
-6.2528 | 18997.3279 |  | 24227.2923
-6.2119 | 18991.9334 |  | 24220.4127
-6.171 | 18993.6933 |  | 24222.6571
-6.1302 | 19001.1921 |  | 24232.2202
-6.0893 | 19010.8333 |  | 24244.5158
-6.0484 | 19020.7934 |  | 24257.2179
-6.0076 | 19027.2847 |  | 24265.4962
-5.9667 | 19026.3792 |  | 24264.3414
-5.9258 | 19022.2345 |  | 24259.0557
-5.885 | 19021.9284 |  | 24258.6653
-5.8441 | 19024.4153 |  | 24261.8368
-5.8032 | 19029.1211 |  | 24267.8382
-5.7624 | 19030.7153 |  | 24269.8712
-5.7215 | 19031.3147 |  | 24270.6356
-5.6806 | 19034.5157 |  | 24274.7178
-5.6397 | 19037.5381 |  | 24278.5724
-5.5989 | 19041.0069 |  | 24282.9961
-5.558 | 19042.5756 |  | 24284.9966
-5.5171 | 19038.9154 |  | 24280.3289
-5.4763 | 19039.9484 |  | 24281.6462
-5.4354 | 19039.0047 |  | 24280.4427
-5.3945 | 19033.3169 |  | 24273.189
-5.3537 | 19031.863 |  | 24271.3349
-5.3128 | 19026.3282 |  | 24264.2764
-5.2719 | 19014.9143 |  | 24249.7202
-5.2311 | 19011.1904 |  | 24244.9711
-5.1902 | 19009.6601 |  | 24243.0195
-5.1493 | 19007.9512 |  | 24240.8401
-5.1085 | 19006.2805 |  | 24238.7095
-5.0676 | 19005.2985 |  | 24237.4572
-5.0267 | 19006.9947 |  | 24239.6203
-4.9859 | 19008.4995 |  | 24241.5395
-4.945 | 19006.2423 |  | 24238.6607
-4.9041 | 19008.3465 |  | 24241.3443
-4.8633 | 19012.4275 |  | 24246.5487
-4.8224 | 19012.6698 |  | 24246.8578
-4.7815 | 19016.1003 |  | 24251.2327
-4.7407 | 19012.3127 |  | 24246.4024
-4.6998 | 19013.0524 |  | 24247.3457
-4.6589 | 19013.4349 |  | 24247.8336
-4.6181 | 19003.7172 |  | 24235.4405
-4.5772 | 18990.1097 |  | 24218.0869
-4.5363 | 18979.3844 |  | 24204.409
-4.4955 | 18968.7102 |  | 24190.7961
-4.4546 | 18966.1723 |  | 24187.5596
-4.4137 | 18960.5993 |  | 24180.4522
-4.3728 | 18955.1282 |  | 24173.475
-4.332 | 18954.9497 |  | 24173.2473
-4.2911 | 18954.0315 |  | 24172.0763
-4.2502 | 18963.2009 |  | 24183.7701
-4.2094 | 18965.8535 |  | 24187.153
-4.1685 | 18970.7762 |  | 24193.4308
-4.1276 | 18983.1211 |  | 24209.1743
-4.0868 | 18988.9492 |  | 24216.6069
-4.0459 | 18984.103 |  | 24210.4266
-4.005 | 18977.1909 |  | 24201.6116
-3.9642 | 18964.0553 |  | 24184.8598
-3.9233 | 18957.9977 |  | 24177.1344
-3.8824 | 18948.943 |  | 24165.587
-3.8416 | 18930.3874 |  | 24141.9231
-3.8007 | 18918.7949 |  | 24127.1392
-3.7598 | 18917.6854 |  | 24125.7242
-3.719 | 18921.7919 |  | 24130.9612
-3.6781 | 18920.8354 |  | 24129.7414
-3.6372 | 18913.0688 |  | 24119.8367
-3.5964 | 18908.312 |  | 24113.7703
-3.5555 | 18903.4021 |  | 24107.5087
-3.5146 | 18907.0622 |  | 24112.1764
-3.4738 | 18912.3802 |  | 24118.9584
-3.4329 | 18915.696 |  | 24123.1871
-3.392 | 18918.017 |  | 24126.1471
-3.3512 | 18924.4955 |  | 24134.4091
-3.3103 | 18926.2809 |  | 24136.6861
-3.2694 | 18928.3087 |  | 24139.272
-3.2286 | 18919.5856 |  | 24128.1475
-3.1877 | 18905.6338 |  | 24110.3548
-3.1468 | 18890.5215 |  | 24091.0821
-3.1059 | 18876.1617 |  | 24072.769
-3.0651 | 18869.7724 |  | 24064.6207
-3.0242 | 18864.7477 |  | 24058.2128
-2.9833 | 18859.7613 |  | 24051.8536
-2.9425 | 18854.6601 |  | 24045.348
-2.9016 | 18852.0202 |  | 24041.9814
-2.8607 | 18855.4635 |  | 24046.3726
-2.8199 | 18866.0613 |  | 24059.8879
-2.779 | 18860.1439 |  | 24052.3415
-2.7381 | 18846.6002 |  | 24035.0692
-2.6973 | 18841.9071 |  | 24029.0841
-2.6564 | 18845.1719 |  | 24033.2477
-2.6155 | 18845.4397 |  | 24033.5892
-2.5747 | 18841.346 |  | 24028.3685
-2.5338 | 18834.9695 |  | 24020.2366
-2.4929 | 18838.451 |  | 24024.6766
-2.4521 | 18848.2708 |  | 24037.1998
-2.4112 | 18846.6257 |  | 24035.1018
-2.3703 | 18837.6859 |  | 24023.7008
-2.3295 | 18826.7948 |  | 24009.8114
-2.2886 | 18817.8804 |  | 23998.4429
-2.2477 | 18810.5857 |  | 23989.14
-2.2069 | 18795.7667 |  | 23970.2413
-2.166 | 18782.3506 |  | 23953.1317
-2.1251 | 18782.5674 |  | 23953.4082
-2.0843 | 18790.1809 |  | 23963.1177
-2.0434 | 18801.5821 |  | 23977.6577
-2.0025 | 18807.4485 |  | 23985.1391
-1.9617 | 18805.4845 |  | 23982.6344
-1.9208 | 18812.8685 |  | 23992.0512
-1.8799 | 18823.1602 |  | 24005.1762
-1.839 | 18824.1294 |  | 24006.4122
-1.7982 | 18815.3043 |  | 23995.1576
-1.7573 | 18808.6218 |  | 23986.6353
-1.7164 | 18809.5527 |  | 23987.8226
-1.6756 | 18820.5203 |  | 24001.8096
-1.6347 | 18830.0341 |  | 24013.9424
-1.5938 | 18830.4166 |  | 24014.4303
-1.553 | 18823.8106 |  | 24006.0056
-1.5121 | 18828.6057 |  | 24012.1209
-1.4712 | 18832.4189 |  | 24016.9838
-1.4304 | 18831.9087 |  | 24016.3332
-1.3895 | 18827.3177 |  | 24010.4782
-1.3486 | 18821.8466 |  | 24003.501
-1.3078 | 18820.4438 |  | 24001.712
-1.2669 | 18823.4535 |  | 24005.5503
-1.226 | 18817.5361 |  | 23998.0038
-1.1852 | 18811.1724 |  | 23989.8881
-1.1443 | 18807.0149 |  | 23984.5861
-1.1034 | 18800.2558 |  | 23975.9662
-1.0626 | 18790.9971 |  | 23964.1586
-1.0217 | 18786.6483 |  | 23958.6126
-0.98083 | 18785.7046 |  | 23957.4091
-0.93996 | 18782.6567 |  | 23953.522
-0.89909 | 18774.9028 |  | 23943.6336
-0.85822 | 18764.4836 |  | 23930.346
-0.81735 | 18752.5596 |  | 23915.1392
-0.77649 | 18748.6317 |  | 23910.1299
-0.73562 | 18742.2424 |  | 23901.9817
-0.69475 | 18737.6131 |  | 23896.0779
-0.65388 | 18737.205 |  | 23895.5575
-0.61302 | 18738.5313 |  | 23897.2489
-0.57215 | 18741.0946 |  | 23900.518
-0.53128 | 18746.4636 |  | 23907.3651
-0.49041 | 18736.2102 |  | 23894.2889
-0.44954 | 18715.3208 |  | 23867.6486
-0.40868 | 18685.8104 |  | 23830.014
-0.36781 | 18643.4577 |  | 23776.0016
-0.32694 | 18620.0432 |  | 23746.141
-0.28607 | 18616.3958 |  | 23741.4896
-0.24521 | 18623.4099 |  | 23750.4347
-0.20434 | 18639.4915 |  | 23770.9435
-0.16347 | 18661.1461 |  | 23798.5596
-0.1226 | 18692.1231 |  | 23838.0646
-0.081735 | 18744.1298 |  | 23904.3888
-0.040867 | 18797.0038 |  | 23971.8189
4.4351e-07 | 18855.8844 |  | 24046.9094
0.040868 | 18922.8886 |  | 24132.3599
0.081736 | 18983.2741 |  | 24209.3695
0.1226 | 19015.654 |  | 24250.6635
0.16347 | 19035.6762 |  | 24276.1978
0.20434 | 19043.9274 |  | 24286.7206
0.24521 | 19033.6995 |  | 24273.6769
0.28607 | 18999.2791 |  | 24229.7807
0.32694 | 18951.7232 |  | 24169.1326
0.36781 | 18910.5437 |  | 24116.6164
0.40868 | 18899.1298 |  | 24102.0602
0.44955 | 18899.6782 |  | 24102.7596
0.49041 | 18903.3383 |  | 24107.4273
0.53128 | 18901.7697 |  | 24105.4269
0.57215 | 18905.8506 |  | 24110.6313
0.61302 | 18908.8731 |  | 24114.4859
0.65388 | 18911.819 |  | 24118.2428
0.69475 | 18914.1146 |  | 24121.1703
0.73562 | 18911.5385 |  | 24117.885
0.77649 | 18906.6413 |  | 24111.6397
0.81736 | 18913.9743 |  | 24120.9914
0.85822 | 18914.2039 |  | 24121.2842
0.89909 | 18910.1484 |  | 24116.1123
0.93996 | 18905.9527 |  | 24110.7614
0.98083 | 18902.8664 |  | 24106.8256
1.0217 | 18899.8057 |  | 24102.9222
1.0626 | 18897.1531 |  | 24099.5393
1.1034 | 18890.8914 |  | 24091.5538
1.1443 | 18886.5043 |  | 24085.959
1.1852 | 18883.0228 |  | 24081.5189
1.226 | 18887.0272 |  | 24086.6258
1.2669 | 18893.8373 |  | 24095.3107
1.3078 | 18897.8035 |  | 24100.3688
1.3486 | 18904.4351 |  | 24108.826
1.3895 | 18912.2654 |  | 24118.8121
1.4304 | 18921.7791 |  | 24130.9449
1.4712 | 18933.767 |  | 24146.233
1.5121 | 18938.3325 |  | 24152.0555
1.553 | 18940.1945 |  | 24154.43
1.5938 | 18946.6985 |  | 24162.7246
1.6347 | 18951.1238 |  | 24168.3682
1.6756 | 18952.7052 |  | 24170.3849
1.7164 | 18957.3983 |  | 24176.37
1.7573 | 18962.3847 |  | 24182.7292
1.7982 | 18968.7102 |  | 24190.7961
1.839 | 18976.5278 |  | 24200.7659
1.8799 | 18985.3528 |  | 24212.0205
1.9208 | 18994.3565 |  | 24223.5028
1.9617 | 19007.6833 |  | 24240.4986
2.0025 | 19015.0546 |  | 24249.8991
2.0434 | 19016.2916 |  | 24251.4767
2.0843 | 19012.9503 |  | 24247.2156
2.1251 | 19008.372 |  | 24241.3768
2.166 | 19006.9437 |  | 24239.5553
2.2069 | 19011.5348 |  | 24245.4103
2.2477 | 19014.2639 |  | 24248.8907
2.2886 | 19020.9337 |  | 24257.3968
2.3295 | 19033.4189 |  | 24273.3191
2.3703 | 19051.3624 |  | 24296.2024
2.4112 | 19071.9202 |  | 24322.4198
2.4521 | 19086.8412 |  | 24341.4486
2.4929 | 19092.9371 |  | 24349.2227
2.5338 | 19095.7173 |  | 24352.7683
2.5747 | 19098.9566 |  | 24356.8993
2.6155 | 19100.8058 |  | 24359.2576
2.6564 | 19097.8853 |  | 24355.5331
2.6973 | 19095.373 |  | 24352.3292
2.7381 | 19090.259 |  | 24345.8073
2.779 | 19086.5606 |  | 24341.0908
2.8199 | 19091.5598 |  | 24347.4662
2.8607 | 19099.556 |  | 24357.6637
2.9016 | 19104.0068 |  | 24363.3398
2.9425 | 19110.1537 |  | 24371.179
2.9833 | 19109.4905 |  | 24370.3333
3.0242 | 19110.4725 |  | 24371.5856
3.0651 | 19116.696 |  | 24379.5224
3.1059 | 19114.4132 |  | 24376.6112
3.1468 | 19098.2807 |  | 24356.0373
3.1877 | 19072.6854 |  | 24323.3957
3.2286 | 19051.7832 |  | 24296.7391
3.2694 | 19051.0308 |  | 24295.7796
3.3103 | 19054.946 |  | 24300.7726
3.3512 | 19051.3879 |  | 24296.235
3.392 | 19047.2176 |  | 24290.9167
3.4329 | 19058.1215 |  | 24304.8223
3.4738 | 19085.1578 |  | 24339.3018
3.5146 | 19103.2033 |  | 24362.3152
3.5555 | 19099.4539 |  | 24357.5336
3.5964 | 19095.2709 |  | 24352.199
3.6372 | 19100.4869 |  | 24358.851
3.6781 | 19104.1343 |  | 24363.5025
3.719 | 19099.3392 |  | 24357.3872
3.7598 | 19098.2807 |  | 24356.0373
3.8007 | 19103.012 |  | 24362.0712
3.8416 | 19111.3015 |  | 24372.6428
3.8824 | 19117.678 |  | 24380.7747
3.9233 | 19115.0636 |  | 24377.4406
3.9642 | 19111.0464 |  | 24372.3175
4.005 | 19110.9571 |  | 24372.2036
4.0459 | 19107.1567 |  | 24367.357
4.0868 | 19103.1268 |  | 24362.2176
4.1276 | 19095.6918 |  | 24352.7357
4.1685 | 19086.8667 |  | 24341.4811
4.2094 | 19085.0685 |  | 24339.1879
4.2502 | 19088.8307 |  | 24343.9858
4.2911 | 19091.9934 |  | 24348.0192
4.332 | 19092.4143 |  | 24348.5559
4.3728 | 19089.9912 |  | 24345.4658
4.4137 | 19090.9222 |  | 24346.653
4.4546 | 19094.3527 |  | 24351.028
4.4955 | 19095.6918 |  | 24352.7357
4.5363 | 19093.7023 |  | 24350.1986
4.5772 | 19083.2449 |  | 24336.8622
4.6181 | 19068.5024 |  | 24318.0611
4.6589 | 19058.1725 |  | 24304.8874
4.6998 | 19054.7419 |  | 24300.5124
4.7407 | 19052.0255 |  | 24297.0482
4.7815 | 19042.7158 |  | 24285.1755
4.8224 | 19032.9343 |  | 24272.7011
4.8633 | 19032.743 |  | 24272.4571
4.9041 | 19035.9567 |  | 24276.5556
4.945 | 19027.0679 |  | 24265.2197
4.9859 | 19003.054 |  | 24234.5948
5.0267 | 18990.9769 |  | 24219.1929
5.0676 | 18986.0288 |  | 24212.8825
5.1085 | 18980.1751 |  | 24205.4173
5.1493 | 18969.233 |  | 24191.4629
5.1902 | 18956.5183 |  | 24175.2478
5.2311 | 18953.279 |  | 24171.1168
5.2719 | 18961.5047 |  | 24181.607
5.3128 | 18956.429 |  | 24175.134
5.3537 | 18947.6295 |  | 24163.9119
5.3945 | 18938.7789 |  | 24152.6247
5.4354 | 18928.2194 |  | 24139.1582
5.4763 | 18911.2579 |  | 24117.5272
5.5171 | 18893.4675 |  | 24094.8391
5.558 | 18874.7206 |  | 24070.9311
5.5989 | 18857.5678 |  | 24049.0562
5.6397 | 18846.2686 |  | 24034.6464
5.6806 | 18845.9243 |  | 24034.2072
5.7215 | 18835.6836 |  | 24021.1473
5.7624 | 18830.5697 |  | 24014.6255
5.8032 | 18828.0446 |  | 24011.4053
5.8441 | 18823.7341 |  | 24005.9081
5.885 | 18810.624 |  | 23989.1888
5.9258 | 18785.0415 |  | 23956.5634
5.9667 | 18747.8155 |  | 23909.0891
6.0076 | 18726.4669 |  | 23881.8633
6.0484 | 18714.7852 |  | 23866.9656
6.0893 | 18701.8026 |  | 23850.4089
6.1302 | 18680.0205 |  | 23822.6302
6.171 | 18661.8092 |  | 23799.4053
6.2119 | 18647.8702 |  | 23781.6289
6.2528 | 18630.4751 |  | 23759.4449
6.2936 | 18608.9225 |  | 23731.9589
6.3345 | 18579.9477 |  | 23695.0073
6.3754 | 18548.7411 |  | 23655.2096
6.4162 | 18529.3311 |  | 23630.4559
6.4571 | 18519.371 |  | 23617.7538
6.498 | 18497.8694 |  | 23590.3329
6.5388 | 18474.7865 |  | 23560.8952
6.5797 | 18454.0374 |  | 23534.4338
6.6206 | 18433.8621 |  | 23508.7043
6.6614 | 18411.7101 |  | 23480.454
6.7023 | 18384.1254 |  | 23445.2751
6.7432 | 18343.5199 |  | 23393.4909
6.784 | 18311.038 |  | 23352.0667
6.8249 | 18281.7061 |  | 23314.6597
6.8658 | 18249.6705 |  | 23273.8048
6.9066 | 18215.9899 |  | 23230.8519
6.9475 | 18179.478 |  | 23184.2883
6.9884 | 18142.4178 |  | 23137.0254
7.0293 | 18111.9764 |  | 23098.2035
7.0701 | 18086.6617 |  | 23065.9196
7.111 | 18058.9239 |  | 23030.5457
7.1519 | 18024.6183 |  | 22986.7958
7.1927 | 17983.3496 |  | 22934.1658
7.2336 | 17941.9024 |  | 22881.3081
7.2745 | 17902.0238 |  | 22830.4509
7.3153 | 17859.0844 |  | 22775.6903
7.3562 | 17810.5337 |  | 22713.7737
7.3971 | 17762.608 |  | 22652.6539
7.4379 | 17724.5785 |  | 22604.155
7.4788 | 17684.1643 |  | 22552.6147
7.5197 | 17640.0771 |  | 22496.3904
7.5605 | 17591.0163 |  | 22433.8231
7.6014 | 17539.8896 |  | 22368.6212
7.6423 | 17492.2571 |  | 22307.8755
7.6831 | 17451.7026 |  | 22256.1563
7.724 | 17405.2816 |  | 22196.9557
7.7649 | 17360.9522 |  | 22140.4224
7.8057 | 17317.9746 |  | 22085.613
7.8466 | 17275.048 |  | 22030.8687
7.8875 | 17231.2415 |  | 21975.0022
7.9283 | 17183.8003 |  | 21914.5005
7.9692 | 17127.4575 |  | 21842.6466
8.0101 | 17070.3113 |  | 21769.7681
8.0509 | 17014.2237 |  | 21698.2394
8.0918 | 16957.5748 |  | 21625.9952
8.1327 | 16902.1375 |  | 21555.296
8.1735 | 16854.1352 |  | 21494.0787
8.2144 | 16797.0528 |  | 21421.2815
8.2553 | 16737.0755 |  | 21344.7923
8.2962 | 16675.0194 |  | 21265.6522
8.337 | 16611.5477 |  | 21184.7068
8.3779 | 16545.7422 |  | 21100.785
8.4188 | 16480.0515 |  | 21017.0097
8.4596 | 16408.6347 |  | 20925.9318
8.5005 | 16349.0272 |  | 20849.9144
8.5414 | 16292.6334 |  | 20777.9954
8.5822 | 16233.8931 |  | 20703.0839
8.6231 | 16174.987 |  | 20627.9609
8.664 | 16120.927 |  | 20559.0182
8.7048 | 16068.8438 |  | 20492.5965
8.7457 | 16012.2332 |  | 20420.401
8.7866 | 15948.9018 |  | 20339.6345
8.8274 | 15880.8518 |  | 20252.8503
8.8683 | 15809.435 |  | 20161.7724
8.9092 | 15734.3581 |  | 20066.0269
8.95 | 15657.3045 |  | 19967.7604
8.9909 | 15576.1061 |  | 19864.2081
9.0318 | 15495.4561 |  | 19761.3552
9.0726 | 15415.7881 |  | 19659.7546
9.1135 | 15337.6888 |  | 19560.1545
9.1544 | 15263.3898 |  | 19465.401
9.1952 | 15192.2025 |  | 19374.6159
9.2361 | 15117.0236 |  | 19278.7402
9.277 | 15042.3675 |  | 19183.5313
9.3178 | 14969.1016 |  | 19090.0952
9.3587 | 14897.1491 |  | 18998.3343
9.3996 | 14823.1307 |  | 18903.9386
9.4404 | 14739.2798 |  | 18797.0035
9.4813 | 14656.2067 |  | 18691.0604
9.5222 | 14581.1808 |  | 18595.3799
9.5631 | 14508.3612 |  | 18502.513
9.6039 | 14432.2003 |  | 18405.385
9.6448 | 14350.1092 |  | 18300.6943
9.6857 | 14265.9011 |  | 18193.3037
9.7265 | 14186.7815 |  | 18092.4025
9.7674 | 14111.5898 |  | 17996.5105
9.8083 | 14034.753 |  | 17898.5205
9.8491 | 13953.9245 |  | 17795.4399
9.89 | 13869.5889 |  | 17687.8867
9.9309 | 13784.0673 |  | 17578.821
9.9717 | 13703.1368 |  | 17475.6103
10.0126 | 13624.6548 |  | 17375.5223
10.0535 | 13536.5443 |  | 17263.155
10.0943 | 13445.7557 |  | 17147.3723
10.1352 | 13358.5635 |  | 17036.176
10.1761 | 13279.4949 |  | 16935.3398
10.2169 | 13206.5349 |  | 16842.294
10.2578 | 13120.6562 |  | 16732.7729
10.2987 | 13036.6395 |  | 16625.6263
10.3395 | 12958.3488 |  | 16525.7822
10.3804 | 12876.6658 |  | 16421.6119
10.4213 | 12789.2313 |  | 16310.1066
10.4621 | 12699.7435 |  | 16195.9828
10.503 | 12611.6891 |  | 16083.6871
10.5439 | 12537.1287 |  | 15988.6002
10.5847 | 12457.9708 |  | 15887.6502
10.6256 | 12372.9466 |  | 15779.2188
10.6665 | 12286.3371 |  | 15668.7657
10.7073 | 12197.728 |  | 15555.7625
10.7482 | 12105.1476 |  | 15437.6947
10.7891 | 12013.8208 |  | 15321.2257
10.83 | 11922.5132 |  | 15204.781
10.8708 | 11827.8604 |  | 15084.0704
10.9117 | 11739.3546 |  | 14971.1989
10.9526 | 11658.6128 |  | 14868.2289
10.9934 | 11580.6397 |  | 14768.7898
11.0343 | 11499.7576 |  | 14665.6409
11.0752 | 11414.2462 |  | 14556.5881
11.116 | 11326.4532 |  | 14444.6258
11.1569 | 11243.4656 |  | 14338.7917
11.1978 | 11154.2979 |  | 14225.0762
11.2386 | 11057.9069 |  | 14102.1487
11.2795 | 10961.2698 |  | 13978.9074
11.3204 | 10870.9186 |  | 13863.6825
11.3612 | 10788.07 |  | 13758.0257
11.4021 | 10705.187 |  | 13652.325
11.443 | 10622.3563 |  | 13546.691
11.4838 | 10543.0416 |  | 13445.5409
11.5247 | 10465.2419 |  | 13346.323
11.5656 | 10385.806 |  | 13245.0184
11.6064 | 10305.7261 |  | 13142.8925
11.6473 | 10225.576 |  | 13040.6771
11.6882 | 10145.2691 |  | 12938.2617
11.729 | 10064.5618 |  | 12835.3356
11.7699 | 9981.2094 |  | 12729.0364
11.8108 | 9897.1939 |  | 12621.8914
11.8516 | 9815.599 |  | 12517.8334
11.8925 | 9735.7282 |  | 12415.9742
11.9334 | 9653.6805 |  | 12311.3387
11.9742 | 9569.98 |  | 12204.5955
12.0151 | 9487.0103 |  | 12098.7842
12.056 | 9405.5709 |  | 11994.9245
12.0968 | 9323.3842 |  | 11890.1118
12.1377 | 9238.8471 |  | 11782.3017
12.1786 | 9153.0219 |  | 11672.8489
12.2195 | 9065.7353 |  | 11561.5322
12.2603 | 8981.8423 |  | 11454.5434
12.3012 | 8901.5353 |  | 11352.128
12.3421 | 8824.8146 |  | 11254.286
12.3829 | 8753.1771 |  | 11162.9268
12.4238 | 8684.9346 |  | 11075.897
12.4647 | 8615.1081 |  | 10986.8473
12.5055 | 8544.3238 |  | 10896.5762
12.5464 | 8477.2137 |  | 10810.9906
12.5873 | 8405.8556 |  | 10719.9876
12.6281 | 8331.4507 |  | 10625.0991
12.669 | 8257.0982 |  | 10530.2773
12.7099 | 8185.6699 |  | 10439.1848
12.7507 | 8117.236 |  | 10351.9111
12.7916 | 8046.5729 |  | 10261.7945
12.8325 | 7967.3985 |  | 10160.8233
12.8733 | 7891.0259 |  | 10063.4253
12.9142 | 7817.5265 |  | 9969.6916
12.9551 | 7745.1405 |  | 9877.3777
12.9959 | 7672.3374 |  | 9784.5319
13.0368 | 7599.3418 |  | 9691.4406
13.0777 | 7528.9937 |  | 9601.7257
13.1185 | 7464.4419 |  | 9519.4027
13.1594 | 7400.8477 |  | 9438.3011
13.2003 | 7335.7564 |  | 9355.2902
13.2411 | 7267.445 |  | 9268.1726
13.282 | 7198.7841 |  | 9180.6094
13.3229 | 7131.081 |  | 9094.2676
13.3637 | 7062.4902 |  | 9006.7938
13.4046 | 6992.0554 |  | 8916.9683
13.4455 | 6921.2533 |  | 8826.6744
13.4863 | 6854.6482 |  | 8741.7329
13.5272 | 6794.9017 |  | 8665.5381
13.5681 | 6735.7979 |  | 8590.1631
13.609 | 6674.0836 |  | 8511.4588
13.6498 | 6611.2904 |  | 8431.3786
13.6907 | 6548.9665 |  | 8351.8969
13.7316 | 6486.7841 |  | 8272.5958
13.7724 | 6422.7883 |  | 8190.9819
13.8133 | 6356.0608 |  | 8105.8843
13.8542 | 6288.9149 |  | 8020.2532
13.895 | 6223.1452 |  | 7936.377
13.9359 | 6159.4465 |  | 7855.1421
13.9768 | 6099.2115 |  | 7778.3245
14.0176 | 6043.5039 |  | 7707.2805
14.0585 | 5990.4769 |  | 7639.6552
14.0994 | 5938.6168 |  | 7573.518
14.1402 | 5883.3606 |  | 7503.0498
14.1811 | 5826.8521 |  | 7430.9845
14.222 | 5772.1366 |  | 7361.2058
14.2628 | 5718.361 |  | 7292.6258
14.3037 | 5661.9736 |  | 7220.715
14.3446 | 5602.6798 |  | 7145.0976
14.3854 | 5540.5651 |  | 7065.8826
14.4263 | 5482.28 |  | 6991.5517
14.4672 | 5427.7903 |  | 6922.061
14.5081 | 5376.4352 |  | 6856.5679
14.5489 | 5325.4105 |  | 6791.496
14.5898 | 5274.3845 |  | 6726.4225
14.6306 | 5225.5698 |  | 6664.1692
14.6715 | 5180.6563 |  | 6606.891
14.7124 | 5135.5324 |  | 6549.3444
14.7532 | 5088.5988 |  | 6489.49
14.7941 | 5040.5161 |  | 6428.1702
14.835 | 4992.1721 |  | 6366.517
14.8759 | 4944.3496 |  | 6305.529
14.9167 | 4896.9275 |  | 6245.0517
14.9576 | 4847.8183 |  | 6182.4227
14.9985 | 4796.6188 |  | 6117.128
15.0393 | 4743.5919 |  | 6049.5027
15.0802 | 4693.2277 |  | 5985.2733
15.1211 | 4645.946 |  | 5924.9749
15.1619 | 4601.0835 |  | 5867.7617
15.2028 | 4555.1586 |  | 5809.1938
15.2437 | 4507.581 |  | 5748.5181
15.2845 | 4460.6474 |  | 5688.6637
15.3254 | 4416.4455 |  | 5632.293
15.3663 | 4372.5765 |  | 5576.3468
15.4071 | 4329.4892 |  | 5521.3976
15.448 | 4285.5321 |  | 5465.3391
15.4889 | 4244.4484 |  | 5412.945
15.5297 | 4207.193 |  | 5365.4333
15.5706 | 4173.0724 |  | 5321.9192
15.6115 | 4139.56 |  | 5279.1809
15.6523 | 4102.4271 |  | 5231.8253
15.6932 | 4062.0039 |  | 5180.2736
15.7341 | 4020.6753 |  | 5127.5672
15.775 | 3978.3902 |  | 5073.641
15.8158 | 3936.9569 |  | 5020.8012
15.8567 | 3895.4192 |  | 4967.828
15.8976 | 3854.7524 |  | 4915.9657
15.9384 | 3815.4438 |  | 4865.8355
15.9793 | 3779.372 |  | 4819.8331
16.0202 | 3747.288 |  | 4778.9163
16.061 | 3715.8136 |  | 4738.777
16.1019 | 3681.4315 |  | 4694.9295
16.1428 | 3646.0559 |  | 4649.8151
16.1836 | 3609.2546 |  | 4602.8824
16.2245 | 3572.6611 |  | 4556.2147
16.2654 | 3535.2323 |  | 4508.4818
16.3062 | 3496.828 |  | 4459.5047
16.3471 | 3458.6506 |  | 4410.8171
16.388 | 3422.302 |  | 4364.4617
16.4288 | 3388.2158 |  | 4320.9916
16.4697 | 3356.8447 |  | 4280.984
16.5106 | 3327.5102 |  | 4243.5738
16.5514 | 3298.8389 |  | 4207.0093
16.5923 | 3267.1541 |  | 4166.6016
16.6332 | 3236.3403 |  | 4127.3048
16.674 | 3208.2952 |  | 4091.5388
16.7149 | 3181.7472 |  | 4057.6823
16.7558 | 3155.1815 |  | 4023.8029
16.7966 | 3126.7525 |  | 3987.5474
16.8375 | 3097.0189 |  | 3949.6282
16.8784 | 3069.2518 |  | 3914.2168
16.9192 | 3040.8228 |  | 3877.9613
16.9601 | 3012.1859 |  | 3841.4407
17.001 | 2982.3299 |  | 3803.3653
17.0419 | 2951.6551 |  | 3764.2457
17.0827 | 2920.4944 |  | 3724.5065
17.1236 | 2889.1233 |  | 3684.4989
17.1644 | 2857.2829 |  | 3643.8928
17.2053 | 2826.2076 |  | 3604.2626
17.2462 | 2796.6997 |  | 3566.6312
17.2871 | 2770.6224 |  | 3533.3748
17.3279 | 2747.0676 |  | 3503.3353
17.3688 | 2722.1036 |  | 3471.4987
17.4097 | 2695.3466 |  | 3437.3755
17.4505 | 2673.3068 |  | 3409.2682
17.4914 | 2652.9913 |  | 3383.3598
17.5323 | 2630.0984 |  | 3354.1645
17.5731 | 2604.3858 |  | 3321.3732
17.614 | 2577.2283 |  | 3286.7392
17.6549 | 2552.6469 |  | 3255.3905
17.6957 | 2531.269 |  | 3228.1274
17.7366 | 2506.722 |  | 3196.8226
17.7775 | 2479.8782 |  | 3162.5887
17.8183 | 2454.1822 |  | 3129.8186
17.8592 | 2429.0792 |  | 3097.8047
17.9001 | 2403.2799 |  | 3064.9028
17.9409 | 2379.9343 |  | 3035.1302
17.9818 | 2359.5843 |  | 3009.1778
18.0227 | 2338.8326 |  | 2982.7132
18.0635 | 2316.5493 |  | 2954.2953
18.1044 | 2293.4651 |  | 2924.856
18.1453 | 2272.5578 |  | 2898.193
18.1861 | 2255.6014 |  | 2876.5685
18.227 | 2238.0533 |  | 2854.1894
18.2679 | 2217.058 |  | 2827.4141
18.3087 | 2196.3242 |  | 2800.9723
18.3496 | 2177.2967 |  | 2776.7065
18.3905 | 2160.1656 |  | 2754.8592
18.4313 | 2142.8968 |  | 2732.8363
18.4722 | 2123.4166 |  | 2707.9932
18.5131 | 2102.9263 |  | 2681.862
18.554 | 2084.4039 |  | 2658.2403
18.5948 | 2066.4897 |  | 2635.3944
18.6357 | 2047.0618 |  | 2610.6179
18.6766 | 2026.2579 |  | 2584.0866
18.7174 | 2006.8822 |  | 2559.3769
18.7583 | 1987.2796 |  | 2534.3777
18.7992 | 1967.904 |  | 2509.6679
18.84 | 1950.4425 |  | 2487.3994
18.8809 | 1935.3149 |  | 2468.1071
18.9218 | 1923.1983 |  | 2452.6548
18.9626 | 1910.2464 |  | 2436.1372
19.0035 | 1893.6203 |  | 2414.9339
19.0444 | 1876.4203 |  | 2392.9988
19.0852 | 1858.6809 |  | 2370.3757
19.1261 | 1839.4277 |  | 2345.8221
19.167 | 1820.2944 |  | 2321.4214
19.2078 | 1801.5105 |  | 2297.4663
19.2487 | 1783.3884 |  | 2274.3553
19.2896 | 1765.9972 |  | 2252.1762
19.3304 | 1750.9729 |  | 2233.0157
19.3713 | 1738.8397 |  | 2217.5422
19.4122 | 1725.852 |  | 2200.9791
19.453 | 1710.7767 |  | 2181.7535
19.4939 | 1695.1785 |  | 2161.8611
19.5348 | 1679.3367 |  | 2141.6581
19.5756 | 1662.6928 |  | 2120.4321
19.6165 | 1643.9267 |  | 2096.4998
19.6574 | 1623.2631 |  | 2070.1474
19.6983 | 1604.2177 |  | 2045.8589
19.7391 | 1588.9154 |  | 2026.3438
19.78 | 1575.2837 |  | 2008.9593
19.8209 | 1562.9592 |  | 1993.2419
19.8617 | 1549.7981 |  | 1976.4575
19.9026 | 1537.5068 |  | 1960.7824
19.9435 | 1528.785 |  | 1949.6595
19.9843 | 1520.8463 |  | 1939.5352
20.0252 | 1509.931 |  | 1925.615
20.0661 | 1497.3272 |  | 1909.5414
20.1069 | 1483.9404 |  | 1892.4691
20.1478 | 1472.3287 |  | 1877.6609
20.1887 | 1460.7694 |  | 1862.9193
20.2295 | 1446.6162 |  | 1844.8696
20.2704 | 1432.4629 |  | 1826.8199
20.3113 | 1421.077 |  | 1812.2995
20.3521 | 1411.9203 |  | 1800.622
20.393 | 1402.5022 |  | 1788.6111
20.4339 | 1393.4846 |  | 1777.1109
20.4747 | 1385.1633 |  | 1766.4987
20.5156 | 1378.1823 |  | 1757.5959
20.5565 | 1371.5494 |  | 1749.137
20.5973 | 1359.8855 |  | 1734.262
20.6382 | 1344.3741 |  | 1714.4803
20.6791 | 1330.3777 |  | 1696.6306
20.7199 | 1318.2955 |  | 1681.2222
20.7608 | 1307.0499 |  | 1666.8807
20.8017 | 1294.1668 |  | 1650.4509
20.8425 | 1279.4218 |  | 1631.6466
20.8834 | 1268.2109 |  | 1617.3493
20.9243 | 1260.4989 |  | 1607.5142
20.9652 | 1252.3688 |  | 1597.146
21.006 | 1243.0204 |  | 1585.2239
21.0469 | 1233.759 |  | 1573.4129
21.0877 | 1225.1938 |  | 1562.4897
21.1286 | 1217.3947 |  | 1552.5435
21.1695 | 1209.3693 |  | 1542.3086
21.2104 | 1199.9337 |  | 1530.2755
21.2512 | 1190.9159 |  | 1518.7751
21.2921 | 1183.0819 |  | 1508.7844
21.333 | 1175.2481 |  | 1498.7939
21.3738 | 1167.0834 |  | 1488.3815
21.4147 | 1158.2049 |  | 1477.0587
21.4556 | 1149.048 |  | 1465.3809
21.4964 | 1140.6395 |  | 1454.6576
21.5373 | 1131.204 |  | 1442.6244
21.5782 | 1119.3659 |  | 1427.5273
21.619 | 1106.8664 |  | 1411.5867
21.6599 | 1095.3767 |  | 1396.9339
21.7008 | 1084.7921 |  | 1383.4354
21.7416 | 1074.6254 |  | 1370.4698
21.7825 | 1065.4684 |  | 1358.7918
21.8234 | 1058.4352 |  | 1349.8225
21.8642 | 1053.7349 |  | 1343.8281
21.9051 | 1049.7657 |  | 1338.7663
21.946 | 1043.7597 |  | 1331.1068
21.9868 | 1036.1172 |  | 1321.3603
22.0277 | 1027.0473 |  | 1309.7934
22.0686 | 1017.9599 |  | 1298.2042
22.1094 | 1009.5863 |  | 1287.5254
22.1503 | 1000.203 |  | 1275.5589
22.1912 | 990.1929 |  | 1262.793
22.2321 | 982.2894 |  | 1252.7136
22.2729 | 976.5793 |  | 1245.4316
22.3138 | 972.3142 |  | 1239.9923
22.3546 | 966.6215 |  | 1232.7325
22.3955 | 958.0912 |  | 1221.8537
22.4364 | 950.2398 |  | 1211.8408
22.4773 | 944.1641 |  | 1204.0925
22.5181 | 938.4715 |  | 1196.8327
22.559 | 932.5003 |  | 1189.2176
22.5999 | 925.6935 |  | 1180.5369
22.6407 | 918.3819 |  | 1171.2125
22.6816 | 912.5498 |  | 1163.7748
22.7225 | 907.4318 |  | 1157.2478
22.7633 | 901.1123 |  | 1149.1885
22.8042 | 893.5396 |  | 1139.531
22.8451 | 885.5316 |  | 1129.3184
22.8859 | 878.7072 |  | 1120.6153
22.9268 | 873.3802 |  | 1113.8217
22.9677 | 868.0531 |  | 1107.0281
23.0085 | 862.4127 |  | 1099.8349
23.0494 | 856.5285 |  | 1092.3307
23.0903 | 850.2439 |  | 1084.3161
23.1311 | 843.5937 |  | 1075.8351
23.172 | 837.2047 |  | 1067.6872
23.2129 | 832.0343 |  | 1061.0933
23.2537 | 826.3068 |  | 1053.789
23.2946 | 818.7166 |  | 1044.1093
23.3355 | 812.0665 |  | 1035.6284
23.3763 | 807.4881 |  | 1029.7895
23.4172 | 804.9637 |  | 1026.5703
23.4581 | 803.2925 |  | 1024.4389
23.499 | 800.1415 |  | 1020.4204
23.5398 | 797.0079 |  | 1016.4242
23.5807 | 795.5803 |  | 1014.6036
23.6215 | 793.8047 |  | 1012.3392
23.6624 | 790.6189 |  | 1008.2763
23.7033 | 785.6748 |  | 1001.9711
23.7442 | 779.164 |  | 993.6679
23.785 | 772.5139 |  | 985.1869
23.8259 | 766.0726 |  | 976.9724
23.8668 | 760.0491 |  | 969.2906
23.9076 | 754.13 |  | 961.742
23.9485 | 747.2015 |  | 952.906
23.9894 | 740.4294 |  | 944.2696
24.0302 | 736.0598 |  | 938.6971
24.0711 | 733.3092 |  | 935.1893
24.112 | 730.5587 |  | 931.6815
24.1528 | 727.1641 |  | 927.3523
24.1937 | 723.5603 |  | 922.7565
24.2346 | 720.4616 |  | 918.8047
24.2754 | 716.8058 |  | 914.1425
24.3163 | 711.322 |  | 907.149
24.3572 | 705.2985 |  | 899.4672
24.398 | 700.6678 |  | 893.5616
24.4389 | 697.0468 |  | 888.9438
24.4798 | 693.5477 |  | 884.4813
24.5206 | 690.6927 |  | 880.8403
24.5615 | 688.708 |  | 878.3094
24.6024 | 686.0967 |  | 874.9792
24.6432 | 681.6574 |  | 869.3177
24.6841 | 676.6437 |  | 862.9237
24.725 | 672.5527 |  | 857.7064
24.7659 | 669.4017 |  | 853.6879
24.8067 | 667.0341 |  | 850.6685
24.8476 | 665.5893 |  | 848.826
24.8884 | 664.8232 |  | 847.849
24.9293 | 663.6045 |  | 846.2948
24.9702 | 661.2369 |  | 843.2755
25.0111 | 658.2949 |  | 839.5235
25.0519 | 653.995 |  | 834.0398
25.0928 | 646.9619 |  | 825.0705
25.1337 | 637.8571 |  | 813.4592
25.1745 | 629.1352 |  | 802.3361
25.2154 | 624.4001 |  | 796.2975
25.2563 | 622.4677 |  | 793.833
25.2971 | 619.7171 |  | 790.3252
25.338 | 616.9317 |  | 786.773
25.3789 | 615.6609 |  | 785.1523
25.4197 | 615.1735 |  | 784.5307
25.4606 | 614.0244 |  | 783.0654
25.5015 | 609.7593 |  | 777.6261
25.5423 | 602.3257 |  | 768.146
25.5832 | 594.718 |  | 758.4439
25.6241 | 588.4858 |  | 750.4959
25.6649 | 583.3501 |  | 743.9464
25.7058 | 579.0154 |  | 738.4183
25.7467 | 575.5685 |  | 734.0225
25.7875 | 573.2879 |  | 731.1141
25.8284 | 572.0171 |  | 729.4934
25.8693 | 570.7114 |  | 727.8283
25.9102 | 568.7269 |  | 725.2974
25.951 | 566.5333 |  | 722.4999
25.9919 | 564.392 |  | 719.7692
26.0328 | 562.216 |  | 716.9941
26.0736 | 560.301 |  | 714.5519
26.1145 | 559.7613 |  | 713.8636
26.1553 | 559.6569 |  | 713.7304
26.1962 | 557.3241 |  | 710.7554
26.2371 | 553.9642 |  | 706.4705
26.278 | 552.3277 |  | 704.3835
26.3188 | 551.5966 |  | 703.4511
26.3597 | 550.5695 |  | 702.1412
26.4006 | 547.2095 |  | 697.8563
26.4414 | 541.9173 |  | 691.1071
26.4823 | 538.0526 |  | 686.1785
26.5232 | 534.7276 |  | 681.938
26.564 | 530.2013 |  | 676.1657
26.6049 | 525.1527 |  | 669.7273
26.6458 | 519.9475 |  | 663.089
26.6866 | 515.9957 |  | 658.0493
26.7275 | 514.7423 |  | 656.4509
26.7684 | 514.0111 |  | 655.5183
26.8092 | 511.0343 |  | 651.722
26.8501 | 506.4557 |  | 645.8829
26.891 | 502.3473 |  | 640.6435
26.9318 | 499.1963 |  | 636.625
26.9727 | 496.4108 |  | 633.0727
27.0136 | 492.7377 |  | 628.3883
27.0544 | 489.6911 |  | 624.5031
27.0953 | 490.1437 |  | 625.0803
27.1362 | 491.6931 |  | 627.0562
27.1771 | 491.1882 |  | 626.4123
27.2179 | 488.6465 |  | 623.1709
27.2588 | 484.6426 |  | 618.0647
27.2996 | 480.6733 |  | 613.0027
27.3405 | 477.3657 |  | 608.7845
27.3814 | 473.5184 |  | 603.878
27.4222 | 469.6709 |  | 598.9713
27.4631 | 467.1467 |  | 595.7522
27.504 | 466.311 |  | 594.6864
27.5449 | 466.9552 |  | 595.5079
27.5857 | 467.8257 |  | 596.6181
27.6266 | 467.7909 |  | 596.5737
27.6675 | 466.9726 |  | 595.5302
27.7083 | 464.518 |  | 592.3997
27.7492 | 460.8622 |  | 587.7375
27.7901 | 456.3532 |  | 581.9873
27.8309 | 451.7051 |  | 576.0596
27.8718 | 447.5793 |  | 570.7979
27.9127 | 444.3586 |  | 566.6906
27.9535 | 442.2348 |  | 563.982
27.9944 | 441.4513 |  | 562.9829
28.0353 | 441.1728 |  | 562.6277
28.0761 | 441.0162 |  | 562.428
28.117 | 440.8247 |  | 562.1837
28.1579 | 440.6158 |  | 561.9173
28.1987 | 440.0239 |  | 561.1625
28.2396 | 439.1709 |  | 560.0746
28.2805 | 438.1089 |  | 558.7203
28.3213 | 437.1688 |  | 557.5213
28.3622 | 436.4376 |  | 556.5889
28.4031 | 435.4105 |  | 555.279
28.444 | 433.8786 |  | 553.3254
28.4848 | 432.155 |  | 551.1273
28.5257 | 429.979 |  | 548.3522
28.5665 | 428.0118 |  | 545.8435
28.6074 | 426.1317 |  | 543.4457
28.6483 | 424.5997 |  | 541.4919
28.6892 | 423.7293 |  | 540.3819
28.73 | 422.0755 |  | 538.2728
28.7709 | 419.2901 |  | 534.7206
28.8118 | 416.8179 |  | 531.5679
28.8526 | 414.99 |  | 529.2368
28.8935 | 414.0848 |  | 528.0824
28.9344 | 413.5451 |  | 527.3941
28.9752 | 412.1873 |  | 525.6625
29.0161 | 410.3071 |  | 523.2647
29.057 | 407.1039 |  | 519.1797
29.0978 | 403.2043 |  | 514.2065
29.1387 | 400.1578 |  | 510.3212
29.1796 | 397.6336 |  | 507.1021
29.2204 | 395.3529 |  | 504.1936
29.2613 | 392.7068 |  | 500.819
29.3022 | 389.9911 |  | 497.3556
29.343 | 389.1728 |  | 496.3121
29.3839 | 389.1207 |  | 496.2456
29.4248 | 388.9988 |  | 496.0901
29.4656 | 388.1805 |  | 495.0466
29.5065 | 386.1263 |  | 492.4268
29.5474 | 384.0895 |  | 489.8293
29.5882 | 382.4705 |  | 487.7646
29.6291 | 380.6948 |  | 485.5
29.67 | 378.5361 |  | 482.7471
29.7109 | 375.4895 |  | 478.8618
29.7517 | 372.5302 |  | 475.0877
29.7926 | 370.4236 |  | 472.4013
29.8334 | 369.0135 |  | 470.603
29.8743 | 367.1507 |  | 468.2273
29.9152 | 366.1062 |  | 466.8953
29.9561 | 367.8471 |  | 469.1155
29.9969 | 369.9884 |  | 471.8462
30.0378 | 370.0407 |  | 471.9129
30.0787 | 368.9264 |  | 470.4919
30.1195 | 367.5163 |  | 468.6936
30.1604 | 366.7156 |  | 467.6724
30.2013 | 365.1314 |  | 465.6521
30.2421 | 361.0577 |  | 460.4569
30.283 | 356.2181 |  | 454.2849
30.3239 | 352.2488 |  | 449.2229
30.3647 | 348.8019 |  | 444.8271
30.4056 | 346.034 |  | 441.2972
30.4465 | 343.4053 |  | 437.9447
30.4873 | 339.9931 |  | 433.5932
30.5282 | 337.0336 |  | 429.819
30.5691 | 335.7106 |  | 428.1317
30.6099 | 335.728 |  | 428.1539
30.6508 | 336.0936 |  | 428.6201
30.6917 | 332.7162 |  | 424.313
30.7325 | 325.5961 |  | 415.2327
30.7734 | 312.2262 |  | 398.1821
30.8143 | 291.3357 |  | 371.5404
30.8551 | 262.6635 |  | 334.9747
30.896 | 229.6389 |  | 292.8585
30.9369 | 194.6474 |  | 248.2338
30.9778 | 161.1356 |  | 205.4962
31.0186 | 130.2872 |  | 166.1553
31.0595 | 107.8473 |  | 137.5376
31.1003 | 93.4676 |  | 119.1993
31.1412 | 85.2507 |  | 108.7202
31.1821 | 81.119 |  | 103.4511
31.223 | 78.1862 |  | 99.7109
31.2638 | 77.1687 |  | 98.4132
| 0 |  | 0
Degrees | #VALUE! |  | #VALUE!
-23.8339 | 831.6745 |  | 1060.6345
-23.7871 | 829.5927 |  | 1057.9796
-23.7402 | 826.3068 |  | 1053.789
-23.6934 | 813.3026 |  | 1037.2047
-23.6466 | 828.8486 |  | 1057.0306
-23.5998 | 837.8141 |  | 1068.4643
-23.5529 | 808.1496 |  | 1030.6332
-23.5061 | 773.9413 |  | 987.0074
-23.4593 | 744.9383 |  | 950.0198
-23.4124 | 711.6702 |  | 907.593
-23.3656 | 667.7653 |  | 851.6011
-23.3188 | 657.79 |  | 838.8796
-23.272 | 673.4407 |  | 858.8389
-23.2251 | 695.8978 |  | 887.4785
-23.1783 | 712.1576 |  | 908.2146
-23.1315 | 731.081 |  | 932.3476
-23.0847 | 747.6019 |  | 953.4167
-23.0378 | 767.8134 |  | 979.1924
-22.991 | 797.8958 |  | 1017.5565
-22.9442 | 830.0846 |  | 1058.6069
-22.8974 | 865.9292 |  | 1104.3195
-22.8505 | 908.9464 |  | 1159.1793
-22.8037 | 973.1846 |  | 1241.1023
-22.7569 | 1025.7765 |  | 1308.1727
-22.7101 | 1105.4913 |  | 1409.833
-22.6633 | 1223.2615 |  | 1560.0254
-22.6164 | 1313.3001 |  | 1674.8516
-22.5696 | 1338.0728 |  | 1706.4443
-22.5228 | 1378.7919 |  | 1758.3733
-22.476 | 1416.7601 |  | 1806.7942
-22.4291 | 1394.1631 |  | 1777.9762
-22.3823 | 1353.9312 |  | 1726.6684
-22.3355 | 1290.3549 |  | 1645.5896
-22.2887 | 1198.0535 |  | 1527.8777
-22.2418 | 1104.7077 |  | 1408.8337
-22.195 | 1056.9903 |  | 1347.9798
-22.1482 | 996.7735 |  | 1271.1852
-22.1014 | 958.7005 |  | 1222.6308
-22.0545 | 914.2386 |  | 1165.9285
-22.0077 | 854.1609 |  | 1089.3114
-21.9609 | 805.486 |  | 1027.2363
-21.914 | 799.097 |  | 1019.0884
-21.8672 | 774.3069 |  | 987.4736
-21.8204 | 741.0039 |  | 945.0023
-21.7736 | 729.4969 |  | 930.3273
-21.7268 | 772.7576 |  | 985.4977
-21.6799 | 972.9931 |  | 1240.8581
-21.6331 | 1320.0362 |  | 1683.4422
-21.5863 | 1756.7002 |  | 2240.3198
-21.5395 | 1979.0807 |  | 2523.9216
-21.4926 | 1915.7824 |  | 2443.1973
-21.4458 | 1667.933 |  | 2127.1149
-21.399 | 1309.6094 |  | 1670.1449
-21.3522 | 876.479 |  | 1117.7737
-21.3053 | 629.7619 |  | 803.1353
-21.2585 | 591.2363 |  | 754.0037
-21.2117 | 591.6368 |  | 754.5144
-21.1649 | 594.1437 |  | 757.7114
-21.118 | 597.1379 |  | 761.53
-21.0712 | 599.227 |  | 764.1942
-21.0244 | 600.8112 |  | 766.2145
-20.9776 | 605.4071 |  | 772.0757
-20.9307 | 614.3378 |  | 783.465
-20.8839 | 620.1176 |  | 790.8359
-20.8371 | 624.5916 |  | 796.5416
-20.7903 | 628.6653 |  | 801.7368
-20.7434 | 630.4582 |  | 804.0233
-20.6966 | 631.5028 |  | 805.3555
-20.6498 | 634.5668 |  | 809.2631
-20.603 | 637.1259 |  | 812.5266
-20.5561 | 642.5052 |  | 819.3869
-20.5093 | 647.9715 |  | 826.3581
-20.4625 | 651.9408 |  | 831.42
-20.4157 | 655.3005 |  | 835.7048
-20.3688 | 661.8115 |  | 844.0081
-20.322 | 665.2933 |  | 848.4485
-20.2752 | 668.0961 |  | 852.023
-20.2284 | 671.4212 |  | 856.2635
-20.1815 | 675.7385 |  | 861.7693
-20.1347 | 681.3093 |  | 868.8737
-20.0879 | 687.7505 |  | 877.0883
-20.0411 | 691.2671 |  | 881.5729
-19.9942 | 696.716 |  | 888.522
-19.9474 | 703.1572 |  | 896.7364
-19.9006 | 706.4997 |  | 900.9991
-19.8538 | 710.5733 |  | 906.1941
-19.8069 | 717.0147 |  | 914.4089
-19.7601 | 720.5486 |  | 918.9156
-19.7133 | 723.3341 |  | 922.468
-19.6665 | 726.5721 |  | 926.5974
-19.6196 | 729.5142 |  | 930.3495
-19.5728 | 733.9186 |  | 935.9664
-19.526 | 738.8278 |  | 942.2271
-19.4792 | 743.1974 |  | 947.7996
-19.4323 | 749.2904 |  | 955.57
-19.3855 | 755.5924 |  | 963.607
-19.3387 | 762.8171 |  | 972.8207
-19.2919 | 770.1636 |  | 982.1897
-19.245 | 776.1696 |  | 989.8491
-19.1982 | 782.785 |  | 998.2857
-19.1514 | 787.9205 |  | 1004.835
-19.1046 | 789.2262 |  | 1006.5001
-19.0577 | 793.1781 |  | 1011.54
-19.0109 | 798.2961 |  | 1018.067
-18.9641 | 801.4646 |  | 1022.1078
-18.9173 | 805.19 |  | 1026.8588
-18.8704 | 812.1885 |  | 1035.7839
-18.8236 | 818.6123 |  | 1043.9762
-18.7768 | 824.3571 |  | 1051.3026
-18.73 | 830.5024 |  | 1059.1397
-18.6831 | 836.9785 |  | 1067.3987
-18.6363 | 842.4448 |  | 1074.3699
-18.5895 | 847.9459 |  | 1081.3855
-18.5427 | 854.3176 |  | 1089.5112
-18.4958 | 861.6988 |  | 1098.9245
-18.449 | 868.4187 |  | 1107.4944
-18.4022 | 874.3725 |  | 1115.0872
-18.3554 | 879.1425 |  | 1121.1704
-18.3085 | 885.0266 |  | 1128.6744
-18.2617 | 890.1274 |  | 1135.1795
-18.2149 | 898.4487 |  | 1145.7917
-18.1681 | 908.1107 |  | 1158.1135
-18.1212 | 917.8769 |  | 1170.5684
-18.0744 | 926.7032 |  | 1181.8247
-18.0276 | 933.8059 |  | 1190.8827
-17.9808 | 939.4639 |  | 1198.0983
-17.9339 | 945.0172 |  | 1205.1804
-17.8871 | 949.1779 |  | 1210.4865
-17.8403 | 952.9557 |  | 1215.3044
-17.7935 | 961.9037 |  | 1226.7158
-17.7466 | 970.5907 |  | 1237.7943
-17.6998 | 979.0514 |  | 1248.5842
-17.653 | 988.5739 |  | 1260.7283
-17.6062 | 997.8179 |  | 1272.5172
-17.5593 | 1003.058 |  | 1279.1999
-17.5125 | 1008.6637 |  | 1286.3488
-17.4657 | 1014.0778 |  | 1293.2534
-17.4189 | 1020.0663 |  | 1300.8906
-17.372 | 1026.1071 |  | 1308.5944
-17.3252 | 1030.3028 |  | 1313.9451
-17.2784 | 1034.7071 |  | 1319.562
-17.2316 | 1041.2529 |  | 1327.9098
-17.1847 | 1048.4078 |  | 1337.0345
-17.1379 | 1054.675 |  | 1345.027
-17.0911 | 1065.2248 |  | 1358.4812
-17.0443 | 1075.9312 |  | 1372.1351
-16.9974 | 1083.4516 |  | 1381.7259
-16.9506 | 1092.3476 |  | 1393.0709
-16.9038 | 1102.5838 |  | 1406.1252
-16.857 | 1114.5089 |  | 1421.3332
-16.8101 | 1122.987 |  | 1432.1453
-16.7633 | 1133.2581 |  | 1445.2441
-16.7165 | 1143.1115 |  | 1457.81
-16.6697 | 1148.8738 |  | 1465.1587
-16.6228 | 1152.8255 |  | 1470.1984
-16.576 | 1159.0405 |  | 1478.1243
-16.5292 | 1165.4121 |  | 1486.2501
-16.4824 | 1169.9211 |  | 1492.0003
-16.4355 | 1178.782 |  | 1503.3007
-16.3887 | 1188.4439 |  | 1515.6225
-16.3419 | 1198.3146 |  | 1528.2106
-16.2951 | 1206.7058 |  | 1538.9119
-16.2482 | 1214.766 |  | 1549.191
-16.2014 | 1224.2015 |  | 1561.2242
-16.1546 | 1230.2772 |  | 1568.9725
-16.1078 | 1236.3877 |  | 1576.7652
-16.0609 | 1244.4131 |  | 1587.0001
-16.0141 | 1255.6069 |  | 1601.2755
-15.9673 | 1265.6517 |  | 1614.0856
-15.9205 | 1277.403 |  | 1629.072
-15.8736 | 1289.8843 |  | 1644.9895
-15.8268 | 1301.9665 |  | 1660.3979
-15.78 | 1313.4736 |  | 1675.0728
-15.7332 | 1325.3989 |  | 1690.2812
-15.6863 | 1334.7647 |  | 1702.2254
-15.6395 | 1344.9135 |  | 1715.1682
-15.5927 | 1355.9334 |  | 1729.2219
-15.5459 | 1365.4038 |  | 1741.2994
-15.499 | 1374.4737 |  | 1752.8663
-15.4522 | 1386.5215 |  | 1768.2308
-15.4054 | 1397.1575 |  | 1781.7949
-15.3586 | 1406.7324 |  | 1794.0059
-15.3117 | 1416.1327 |  | 1805.994
-15.2649 | 1424.2283 |  | 1816.3183
-15.2181 | 1432.0624 |  | 1826.3092
-15.1713 | 1442.4026 |  | 1839.496
-15.1244 | 1453.0054 |  | 1853.0178
-15.0776 | 1462.9107 |  | 1865.65
-15.0308 | 1474.2787 |  | 1880.1476
-14.984 | 1485.3151 |  | 1894.2224
-14.9371 | 1496.1258 |  | 1908.0093
-14.8903 | 1511.6207 |  | 1927.7699
-14.8435 | 1530.1432 |  | 1951.3916
-14.7967 | 1548.9794 |  | 1975.4134
-14.7498 | 1566.4051 |  | 1997.6364
-14.703 | 1583.7798 |  | 2019.7943
-14.6562 | 1596.9409 |  | 2036.5787
-14.6094 | 1607.1076 |  | 2049.5443
-14.5625 | 1619.0495 |  | 2064.7738
-14.5157 | 1631.828 |  | 2081.0702
-14.4689 | 1645.1281 |  | 2098.0318
-14.4221 | 1657.8887 |  | 2114.3055
-14.3752 | 1673.2956 |  | 2133.9539
-14.3284 | 1687.3609 |  | 2151.8914
-14.2816 | 1702.3674 |  | 2171.0291
-14.2348 | 1715.1114 |  | 2187.2816
-14.188 | 1728.0111 |  | 2203.7325
-14.1411 | 1740.0933 |  | 2219.141
-14.0943 | 1753.0452 |  | 2235.6586
-14.0475 | 1766.0495 |  | 2252.2429
-14.0007 | 1779.5064 |  | 2269.4046
-13.9538 | 1795.7308 |  | 2290.0955
-13.907 | 1813.9587 |  | 2313.3415
-13.8602 | 1831.5935 |  | 2335.8312
-13.8133 | 1850.3073 |  | 2359.6969
-13.7665 | 1868.7953 |  | 2383.2746
-13.7197 | 1883.4192 |  | 2401.9244
-13.6729 | 1897.2243 |  | 2419.5301
-13.626 | 1915.1728 |  | 2442.4199
-13.5792 | 1934.2705 |  | 2466.7751
-13.5324 | 1954.1856 |  | 2492.1728
-13.4856 | 1972.3433 |  | 2515.3294
-13.4388 | 1989.264 |  | 2536.9083
-13.3919 | 2002.2516 |  | 2553.4715
-13.3451 | 2012.5395 |  | 2566.5916
-13.2983 | 2026.8496 |  | 2584.8413
-13.2515 | 2046.678 |  | 2610.1284
-13.2046 | 2070.5809 |  | 2640.6118
-13.1578 | 2095.388 |  | 2672.2484
-13.111 | 2116.6792 |  | 2699.401
-13.0641 | 2132.6077 |  | 2719.7146
-13.0173 | 2148.554 |  | 2740.0509
-12.9705 | 2163.9443 |  | 2759.6782
-12.9237 | 2182.6237 |  | 2783.5
-12.8768 | 2209.4675 |  | 2817.7338
-12.83 | 2237.4781 |  | 2853.4559
-12.7832 | 2261.6425 |  | 2884.2727
-12.7364 | 2284.7956 |  | 2913.7998
-12.6896 | 2306.9922 |  | 2942.1071
-12.6427 | 2328.143 |  | 2969.0808
-12.5959 | 2349.7122 |  | 2996.588
-12.5491 | 2371.0556 |  | 3023.8072
-12.5023 | 2391.1276 |  | 3049.405
-12.4554 | 2411.0439 |  | 3074.8043
-12.4086 | 2431.2026 |  | 3100.5127
-12.3618 | 2451.2758 |  | 3126.112
-12.3149 | 2474.1687 |  | 3155.3074
-12.2681 | 2499.3763 |  | 3187.4546
-12.2213 | 2521.5193 |  | 3215.6936
-12.1745 | 2543.4902 |  | 3243.7131
-12.1276 | 2568.9069 |  | 3276.127
-12.0808 | 2595.1934 |  | 3309.6502
-12.034 | 2618.8528 |  | 3339.823
-11.9872 | 2644.7388 |  | 3372.8354
-11.9404 | 2670.1555 |  | 3405.2494
-11.8935 | 2691.6035 |  | 3432.602
-11.8467 | 2712.6855 |  | 3459.4879
-11.7999 | 2739.4426 |  | 3493.6111
-11.753 | 2765.4511 |  | 3526.7797
-11.7062 | 2791.3907 |  | 3559.8605
-11.6594 | 2821.0031 |  | 3597.6253
-11.6126 | 2850.9638 |  | 3635.8341
-11.5657 | 2877.4594 |  | 3669.624
-11.5189 | 2909.2475 |  | 3710.1634
-11.4721 | 2942.2025 |  | 3752.1909
-11.4253 | 2969.5348 |  | 3787.0477
-11.3785 | 2996.501 |  | 3821.4377
-11.3316 | 3028.2011 |  | 3861.8649
-11.2848 | 3056.5778 |  | 3898.0537
-11.238 | 3082.0124 |  | 3930.4904
-11.1912 | 3118.9885 |  | 3977.646
-11.1443 | 3154.642 |  | 4023.115
-11.0975 | 3188.4668 |  | 4066.2517
-11.0507 | 3217.1037 |  | 4102.7723
-11.0038 | 3249.6761 |  | 4144.3119
-10.957 | 3274.3965 |  | 4175.8379
-10.9102 | 3302.4952 |  | 4211.6721
-10.8634 | 3330.488 |  | 4247.3714
-10.8165 | 3366.8022 |  | 4293.6828
-10.7697 | 3403.1865 |  | 4340.0838
-10.7229 | 3439.7277 |  | 4386.6847
-10.6761 | 3478.0096 |  | 4435.5057
-10.6293 | 3513.2628 |  | 4480.464
-10.5824 | 3544.9285 |  | 4520.8473
-10.5356 | 3577.1872 |  | 4561.9868
-10.4888 | 3612.161 |  | 4606.5889
-10.442 | 3645.1683 |  | 4648.6831
-10.3951 | 3679.4458 |  | 4692.3973
-10.3483 | 3718.0759 |  | 4741.6622
-10.3015 | 3758.0642 |  | 4792.6593
-10.2546 | 3797.582 |  | 4843.0563
-10.2078 | 3840.0074 |  | 4897.1614
-10.161 | 3885.1479 |  | 4954.7291
-10.1142 | 3928.0962 |  | 5009.501
-10.0673 | 3972.9752 |  | 5066.7353
-10.0205 | 4019.1258 |  | 5125.5911
-9.9737 | 4058.2609 |  | 5175.5002
-9.9269 | 4100.0423 |  | 5228.784
-9.8801 | 4143.3719 |  | 5284.0422
-9.8332 | 4180.8185 |  | 5331.7979
-9.7864 | 4221.2073 |  | 5383.3057
-9.7396 | 4260.6204 |  | 5433.5692
-9.6928 | 4295.8736 |  | 5478.5275
-9.6459 | 4341.7448 |  | 5537.0272
-9.5991 | 4387.6518 |  | 5595.5723
-9.5523 | 4427.4488 |  | 5646.3255
-9.5055 | 4475.0609 |  | 5707.0451
-9.4586 | 4528.158 |  | 5774.7599
-9.4118 | 4568.6857 |  | 5826.4449
-9.365 | 4612.6606 |  | 5882.5261
-9.3182 | 4661.0047 |  | 5944.1793
-9.2713 | 4709.5924 |  | 6006.1431
-9.2245 | 4753.1145 |  | 6061.6469
-9.1777 | 4802.5375 |  | 6124.6761
-9.1309 | 4852.3265 |  | 6188.172
-9.084 | 4904.0654 |  | 6254.1546
-9.0372 | 4953.6975 |  | 6317.4505
-8.9904 | 5004.4621 |  | 6382.1905
-8.9436 | 5052.6672 |  | 6443.6665
-8.8967 | 5099.9324 |  | 6503.9437
-8.8499 | 5145.926 |  | 6562.5995
-8.8031 | 5194.3913 |  | 6624.4072
-8.7563 | 5248.793 |  | 6693.7857
-8.7094 | 5309.6554 |  | 6771.4036
-8.6626 | 5366.8781 |  | 6844.3797
-8.6158 | 5423.2643 |  | 6916.2889
-8.569 | 5485.1533 |  | 6995.216
-8.5221 | 5541.1747 |  | 7066.6601
-8.4753 | 5592.1637 |  | 7131.6864
-8.4285 | 5649.579 |  | 7204.9081
-8.3817 | 5710.6659 |  | 7282.8122
-8.3348 | 5763.5015 |  | 7350.1935
-8.288 | 5821.4372 |  | 7424.0788
-8.2412 | 5871.9582 |  | 7488.5082
-8.1944 | 5922.9651 |  | 7553.5573
-8.1475 | 5978.1524 |  | 7623.9377
-8.1007 | 6039.8476 |  | 7702.6176
-8.0539 | 6098.4451 |  | 7777.347
-8.0071 | 6165.156 |  | 7862.4235
-7.9602 | 6231.7968 |  | 7947.4105
-7.9134 | 6297.55 |  | 8031.2655
-7.8666 | 6366.1063 |  | 8118.6954
-7.8198 | 6436.1228 |  | 8207.9874
-7.7729 | 6499.5269 |  | 8288.8467
-7.7261 | 6568.2031 |  | 8376.4294
-7.6793 | 6636.725 |  | 8463.8153
-7.6325 | 6698.248 |  | 8542.2757
-7.5856 | 6761.1445 |  | 8622.4876
-7.5388 | 6831.337 |  | 8712.0041
-7.492 | 6893.3472 |  | 8791.0857
-7.4452 | 6950.2039 |  | 8863.595
-7.3983 | 7015.3654 |  | 8946.6954
-7.3515 | 7084.6524 |  | 9035.0572
-7.3047 | 7149.9172 |  | 9118.2894
-7.2579 | 7218.0207 |  | 9205.1418
-7.211 | 7303.4454 |  | 9314.084
-7.1642 | 7383.8556 |  | 9416.6311
-7.1174 | 7450.5844 |  | 9501.7303
-7.0706 | 7523.5265 |  | 9594.7533
-7.0237 | 7597.828 |  | 9689.5101
-6.9769 | 7659.8025 |  | 9768.5461
-6.9301 | 7724.0406 |  | 9850.469
-6.8833 | 7799.9439 |  | 9947.2685
-6.8364 | 7875.6024 |  | 10043.7557
-6.7896 | 7960.7835 |  | 10152.3872
-6.7428 | 8045.7721 |  | 10260.7731
-6.696 | 8129.5261 |  | 10367.5846
-6.6491 | 8210.9464 |  | 10471.4199
-6.6023 | 8288.8685 |  | 10570.794
-6.5555 | 8361.0453 |  | 10662.8411
-6.5087 | 8437.3478 |  | 10760.1497
-6.4618 | 8516.2264 |  | 10860.7435
-6.415 | 8594.0618 |  | 10960.007
-6.3682 | 8670.1207 |  | 11057.0049
-6.3214 | 8749.0171 |  | 11157.6215
-6.2745 | 8823.5788 |  | 11252.71
-6.2277 | 8896.2428 |  | 11345.3785
-6.1809 | 8975.087 |  | 11445.9284
-6.1341 | 9068.3981 |  | 11564.9281
-6.0872 | 9154.9719 |  | 11675.3356
-6.0404 | 9243.9827 |  | 11788.8512
-5.9936 | 9341.6809 |  | 11913.4457
-5.9468 | 9432.7985 |  | 12029.648
-5.8999 | 9522.6281 |  | 12144.2076
-5.8531 | 9616.1127 |  | 12263.4285
-5.8063 | 9708.1524 |  | 12380.8067
-5.7595 | 9791.2968 |  | 12486.8409
-5.7126 | 9875.3289 |  | 12594.007
-5.6658 | 9957.8459 |  | 12699.2409
-5.619 | 10042.8179 |  | 12807.6056
-5.5722 | 10127.9136 |  | 12916.1282
-5.5253 | 10220.2134 |  | 13033.8381
-5.4785 | 10311.0709 |  | 13149.7087
-5.4317 | 10385.6848 |  | 13244.8639
-5.3849 | 10463.4322 |  | 13344.0151
-5.338 | 10549.8478 |  | 13454.2209
-5.2912 | 10634.4551 |  | 13562.1205
-5.2444 | 10721.3948 |  | 13672.9948
-5.1976 | 10821.687 |  | 13800.8974
-5.1507 | 10930.7353 |  | 13939.9667
-5.1039 | 11023.8016 |  | 14058.6542
-5.0571 | 11117.4443 |  | 14178.0768
-5.0103 | 11223.8643 |  | 14313.7941
-4.9634 | 11328.9426 |  | 14447.8005
-4.9166 | 11420.1483 |  | 14564.1151
-4.8698 | 11511.9801 |  | 14681.2282
-4.823 | 11602.6603 |  | 14796.8726
-4.7761 | 11684.5167 |  | 14901.2641
-4.7293 | 11769.8202 |  | 15010.0517
-4.6825 | 11863.8098 |  | 15129.9167
-4.6357 | 11973.9371 |  | 15270.362
-4.5888 | 12085.7363 |  | 15412.9395
-4.542 | 12197.4831 |  | 15555.4503
-4.4952 | 12312.102 |  | 15701.6237
-4.4484 | 12407.3809 |  | 15823.1329
-4.4015 | 12507.8478 |  | 15951.2583
-4.3547 | 12607.0062 |  | 16077.715
-4.3079 | 12707.8212 |  | 16206.2844
-4.2611 | 12793.3632 |  | 16315.3761
-4.2142 | 12895.7953 |  | 16446.0078
-4.1674 | 12980.3605 |  | 16553.8537
-4.1206 | 13068.1521 |  | 16665.8144
-4.0738 | 13150.6258 |  | 16770.9931
-4.0269 | 13242.1158 |  | 16887.6703
-3.9801 | 13332.7386 |  | 17003.2416
-3.9333 | 13438.8436 |  | 17138.5572
-3.8865 | 13542.3597 |  | 17270.5713
-3.8396 | 13648.6432 |  | 17406.1147
-3.7928 | 13758.0512 |  | 17545.6427
-3.746 | 13868.4411 |  | 17686.423
-3.6992 | 13976.102 |  | 17823.7228
-3.6523 | 14084.8213 |  | 17962.3726
-3.6055 | 14193.5661 |  | 18101.0549
-3.5587 | 14307.5142 |  | 18246.3728
-3.5119 | 14409.2704 |  | 18376.1425
-3.465 | 14497.4829 |  | 18488.6399
-3.4182 | 14583.2723 |  | 18598.0472
-3.3714 | 14680.5267 |  | 18722.0757
-3.3246 | 14778.9416 |  | 18847.5842
-3.2777 | 14875.469 |  | 18970.6857
-3.2309 | 14968.5532 |  | 19089.3959
-3.1841 | 15063.1804 |  | 19210.074
-3.1373 | 15156.4304 |  | 19328.9957
-3.0904 | 15231.2395 |  | 19424.3997
-3.0436 | 15310.6779 |  | 19525.7075
-2.9968 | 15401.6833 |  | 19641.7667
-2.95 | 15492.3572 |  | 19757.4031
-2.9031 | 15580.5441 |  | 19869.868
-2.8563 | 15684.9402 |  | 20003.0042
-2.8095 | 15791.0069 |  | 20138.2711
-2.7627 | 15892.3933 |  | 20267.5691
-2.7158 | 15999.544 |  | 20404.2184
-2.669 | 16089.5546 |  | 20519.009
-2.6222 | 16165.9451 |  | 20616.4298
-2.5754 | 16262.6256 |  | 20739.7264
-2.5285 | 16350.277 |  | 20851.5082
-2.4817 | 16425.8768 |  | 20947.9206
-2.4349 | 16509.8935 |  | 21055.0672
-2.3881 | 16600.7841 |  | 21170.98
-2.3412 | 16678.807 |  | 21270.4826
-2.2944 | 16756.2305 |  | 21369.2207
-2.2476 | 16838.1175 |  | 21473.6512
-2.2008 | 16933.2038 |  | 21594.9149
-2.1539 | 17029.0809 |  | 21717.1869
-2.1071 | 17114.0541 |  | 21825.5532
-2.0603 | 17215.5298 |  | 21954.9651
-2.0135 | 17323.3564 |  | 22092.4764
-1.9666 | 17409.3371 |  | 22202.1276
-1.9198 | 17481.8252 |  | 22294.5716
-1.873 | 17544.4424 |  | 22374.4274
-1.8262 | 17602.341 |  | 22448.2655
-1.7793 | 17636.417 |  | 22491.7226
-1.7325 | 17694.2646 |  | 22565.4957
-1.6857 | 17753.209 |  | 22640.6674
-1.6389 | 17823.427 |  | 22730.2165
-1.592 | 17889.7809 |  | 22814.8375
-1.5452 | 17961.0064 |  | 22905.6714
-1.4984 | 18000.6299 |  | 22956.2034
-1.4516 | 18042.0899 |  | 23009.0773
-1.4047 | 18071.7789 |  | 23046.9397
-1.3579 | 18101.9908 |  | 23085.4689
-1.3111 | 18141.8057 |  | 23136.2448
-1.2643 | 18187.7165 |  | 23194.7948
-1.2174 | 18235.9866 |  | 23256.3537
-1.1706 | 18290.0465 |  | 23325.2963
-1.1238 | 18339.847 |  | 23388.8069
-1.077 | 18369.4084 |  | 23426.5066
-1.0301 | 18402.9743 |  | 23469.3132
-0.98332 | 18444.9445 |  | 23522.8377
-0.9365 | 18477.1075 |  | 23563.8552
-0.88967 | 18502.0141 |  | 23595.6186
-0.84285 | 18538.781 |  | 23642.5075
-0.79602 | 18575.9178 |  | 23689.8679
-0.7492 | 18589.1044 |  | 23706.6848
-0.70237 | 18620.362 |  | 23746.5476
-0.65555 | 18655.3562 |  | 23791.1758
-0.60872 | 18676.4369 |  | 23818.06
-0.5619 | 18685.3003 |  | 23829.3634
-0.51507 | 18710.3982 |  | 23861.3708
-0.46825 | 18728.2906 |  | 23884.189
-0.42142 | 18736.7714 |  | 23895.0045
-0.3746 | 18754.7021 |  | 23917.8716
-0.32777 | 18783.6131 |  | 23954.7418
-0.28095 | 18807.1169 |  | 23984.7162
-0.23412 | 18803.1125 |  | 23979.6093
-0.1873 | 18805.4718 |  | 23982.6182
-0.14047 | 18816.3756 |  | 23996.5238
-0.09365 | 18803.2017 |  | 23979.7232
-0.046825 | 18824.9839 |  | 24007.5019
2.5269e-07 | 18855.8844 |  | 24046.9094
0.046825 | 18855.5656 |  | 24046.5028
0.09365 | 18849.1508 |  | 24038.322
0.14047 | 18861.738 |  | 24054.3745
0.1873 | 18823.5045 |  | 24005.6153
0.23412 | 18790.5635 |  | 23963.6057
0.28095 | 18793.9303 |  | 23967.8993
0.32777 | 18790.9461 |  | 23964.0936
0.3746 | 18778.3844 |  | 23948.0736
0.42142 | 18785.9724 |  | 23957.7507
0.46825 | 18785.4113 |  | 23957.035
0.51507 | 18761.1934 |  | 23926.1499
0.5619 | 18738.0084 |  | 23896.5821
0.60872 | 18714.4536 |  | 23866.5427
0.65555 | 18661.0823 |  | 23798.4783
0.70237 | 18600.327 |  | 23720.997
0.7492 | 18553.0006 |  | 23660.6417
0.79602 | 18502.3967 |  | 23596.1066
0.84285 | 18448.5663 |  | 23527.4566
0.88967 | 18408.2668 |  | 23476.0627
0.9365 | 18393.1545 |  | 23456.79
0.98332 | 18374.0378 |  | 23432.4104
1.0301 | 18351.1334 |  | 23403.2004
1.077 | 18316.7513 |  | 23359.3529
1.1238 | 18275.6484 |  | 23306.9344
1.1706 | 18225.5419 |  | 23243.0335
1.2174 | 18162.0957 |  | 23162.1206
1.2643 | 18108.0867 |  | 23093.243
1.3111 | 18052.8917 |  | 23022.8528
1.3579 | 18008.7153 |  | 22966.5147
1.4047 | 17948.4192 |  | 22889.619
1.4516 | 17878.0481 |  | 22799.8748
1.4984 | 17792.2969 |  | 22690.5163
1.5452 | 17730.5852 |  | 22611.8153
1.592 | 17671.3857 |  | 22536.3182
1.6389 | 17608.9598 |  | 22456.7064
1.6857 | 17560.9958 |  | 22395.5379
1.7325 | 17512.5344 |  | 22333.7351
1.7793 | 17453.1054 |  | 22257.9453
1.8262 | 17380.1455 |  | 22164.8995
1.873 | 17318.2042 |  | 22085.9058
1.9198 | 17254.758 |  | 22004.9929
1.9666 | 17187.1798 |  | 21918.8105
2.0135 | 17115.406 |  | 21827.2772
2.0603 | 17035.5849 |  | 21725.4815
2.1071 | 16944.7836 |  | 21609.6825
2.1539 | 16857.9101 |  | 21498.8928
2.2008 | 16775.3727 |  | 21393.6328
2.2476 | 16684.7499 |  | 21278.0615
2.2944 | 16606.8291 |  | 21178.6891
2.3412 | 16541.7378 |  | 21095.6782
2.3881 | 16457.8103 |  | 20988.6454
2.4349 | 16376.038 |  | 20884.3613
2.4817 | 16308.8042 |  | 20798.618
2.5285 | 16236.737 |  | 20706.7107
2.5754 | 16152.8733 |  | 20599.7593
2.6222 | 16079.6201 |  | 20506.3394
2.669 | 15993.346 |  | 20396.3142
2.7158 | 15890.2763 |  | 20264.8693
2.7627 | 15783.6994 |  | 20128.9519
2.8095 | 15684.1495 |  | 20001.9959
2.8563 | 15583.5921 |  | 19873.755
2.9031 | 15481.3641 |  | 19743.3836
2.95 | 15396.1995 |  | 19634.7733
2.9968 | 15311.035 |  | 19526.1629
3.0436 | 15220.4249 |  | 19410.6079
3.0904 | 15135.9618 |  | 19302.8921
3.1373 | 15071.4316 |  | 19220.5968
3.1841 | 14972.5449 |  | 19094.4865
3.2309 | 14887.865 |  | 18986.4942
3.2777 | 14786.0322 |  | 18856.6269
3.3246 | 14682.9625 |  | 18725.1821
3.3714 | 14564.9207 |  | 18574.6434
3.4182 | 14462.2463 |  | 18443.7027
3.465 | 14344.3448 |  | 18293.343
3.5119 | 14241.3644 |  | 18162.012
3.5587 | 14132.8363 |  | 18023.6062
3.6055 | 14032.4575 |  | 17895.593
3.6523 | 13940.5594 |  | 17778.3954
3.6992 | 13846.9396 |  | 17659.0021
3.746 | 13761.0864 |  | 17549.5135
3.7928 | 13679.4034 |  | 17445.3432
3.8396 | 13591.1017 |  | 17332.7319
3.8865 | 13513.8185 |  | 17234.1727
3.9333 | 13434.8519 |  | 17133.4666
3.9801 | 13341.7678 |  | 17014.7564
4.0269 | 13251.1194 |  | 16899.1526
4.0738 | 13156.0586 |  | 16777.9215
4.1206 | 13047.8621 |  | 16639.9386
4.1674 | 12932.677 |  | 16493.043
4.2142 | 12839.95 |  | 16374.7882
4.2611 | 12744.1367 |  | 16252.5975
4.3079 | 12649.2582 |  | 16131.5989
4.3547 | 12549.4889 |  | 16004.3632
4.4015 | 12454.6805 |  | 15883.4541
4.4484 | 12351.0114 |  | 15751.2449
4.4952 | 12251.2421 |  | 15624.0091
4.542 | 12159.1132 |  | 15506.5171
4.5888 | 12079.3304 |  | 15404.7701
4.6357 | 12004.5417 |  | 15309.3921
4.6825 | 11916.4542 |  | 15197.0541
4.7293 | 11823.7348 |  | 15078.809
4.7761 | 11728.387 |  | 14957.2119
4.823 | 11621.4276 |  | 14820.8066
4.8698 | 11523.8875 |  | 14696.4138
4.9166 | 11443.4059 |  | 14593.7756
4.9634 | 11357.1459 |  | 14483.7682
5.0103 | 11260.7166 |  | 14360.7919
5.0571 | 11185.8259 |  | 14265.2838
5.1039 | 11102.1943 |  | 14158.6284
5.1507 | 11004.06 |  | 14033.4777
5.1976 | 10908.9927 |  | 13912.2384
5.2444 | 10822.697 |  | 13802.1855
5.2912 | 10719.566 |  | 13670.6626
5.338 | 10618.3174 |  | 13541.5402
5.3849 | 10527.3745 |  | 13425.5607
5.4317 | 10438.9388 |  | 13312.7787
5.4785 | 10354.3137 |  | 13204.8563
5.5253 | 10272.8055 |  | 13100.9088
5.5722 | 10185.5533 |  | 12989.6361
5.619 | 10101.4345 |  | 12882.3594
5.6658 | 10025.3055 |  | 12785.2721
5.7126 | 9947.3668 |  | 12685.8769
5.7595 | 9875.7115 |  | 12594.4949
5.8063 | 9793.021 |  | 12489.0397
5.8531 | 9709.0234 |  | 12381.9176
5.8999 | 9618.9681 |  | 12267.07
5.9468 | 9537.303 |  | 12162.9225
5.9936 | 9439.3957 |  | 12038.0613
6.0404 | 9354.9632 |  | 11930.3845
6.0872 | 9273.3172 |  | 11826.2614
6.1341 | 9190.3806 |  | 11720.4924
6.1809 | 9101.8582 |  | 11607.5997
6.2277 | 9032.084 |  | 11518.6167
6.2745 | 8965.285 |  | 11433.428
6.3214 | 8894.6232 |  | 11343.313
6.3682 | 8826.9379 |  | 11256.994
6.415 | 8752.1505 |  | 11161.6176
6.4618 | 8668.45 |  | 11054.8743
6.5087 | 8585.5313 |  | 10949.1281
6.5555 | 8509.1064 |  | 10851.6634
6.6023 | 8433.4492 |  | 10755.1778
6.6491 | 8353.0199 |  | 10652.6063
6.696 | 8270.3983 |  | 10547.2389
6.7428 | 8196.9665 |  | 10453.5914
6.7896 | 8119.4296 |  | 10354.7085
6.8364 | 8042.6386 |  | 10256.7771
6.8833 | 7982.3692 |  | 10179.9155
6.9301 | 7914.0234 |  | 10092.754
6.9769 | 7843.308 |  | 10002.5707
7.0237 | 7773.2392 |  | 9913.2119
7.0706 | 7700.0523 |  | 9819.8766
7.1174 | 7628.2401 |  | 9728.2946
7.1642 | 7564.0543 |  | 9646.4384
7.211 | 7488.8485 |  | 9550.5285
7.2579 | 7418.1689 |  | 9460.3908
7.3047 | 7354.9229 |  | 9379.7332
7.3515 | 7287.9518 |  | 9294.3249
7.3983 | 7224.7237 |  | 9213.6901
7.4452 | 7165.3763 |  | 9138.0045
7.492 | 7104.0625 |  | 9059.8109
7.5388 | 7039.8078 |  | 8977.8668
7.5856 | 6969.3194 |  | 8887.973
7.6325 | 6897.2815 |  | 8796.1031
7.6793 | 6834.802 |  | 8716.423
7.7261 | 6764.0178 |  | 8626.1518
7.7729 | 6696.7852 |  | 8540.4102
7.8198 | 6638.5703 |  | 8466.1687
7.8666 | 6582.3564 |  | 8394.4791
7.9134 | 6523.3062 |  | 8319.1723
7.9602 | 6465.5096 |  | 8245.4643
8.0071 | 6406.7897 |  | 8170.5788
8.0539 | 6344.5014 |  | 8091.1427
8.1007 | 6279.9152 |  | 8008.7758
8.1475 | 6212.805 |  | 7923.1903
8.1944 | 6156.521 |  | 7851.4112
8.2412 | 6101.7889 |  | 7781.6114
8.288 | 6045.7841 |  | 7710.1885
8.3348 | 5992.7571 |  | 7642.5632
8.3817 | 5938.0417 |  | 7572.7845
8.4285 | 5880.1571 |  | 7498.9643
8.4753 | 5819.8711 |  | 7422.0816
8.5221 | 5762.5782 |  | 7349.016
8.569 | 5705.6871 |  | 7276.4628
8.6158 | 5649.9093 |  | 7205.3293
8.6626 | 5597.6654 |  | 7138.7026
8.7094 | 5548.0677 |  | 7075.4507
8.7563 | 5496.9906 |  | 7010.3122
8.8031 | 5444.0848 |  | 6942.8414
8.8499 | 5391.911 |  | 6876.3041
8.8967 | 5338.3102 |  | 6807.9469
8.9436 | 5282.8448 |  | 6737.212
8.9904 | 5229.4352 |  | 6669.0988
9.0372 | 5172.4217 |  | 6596.3894
9.084 | 5129.2655 |  | 6541.3523
9.1309 | 5078.3619 |  | 6476.435
9.1777 | 5028.2426 |  | 6412.5178
9.2245 | 4981.0119 |  | 6352.2845
9.2713 | 4944.611 |  | 6305.8624
9.3182 | 4891.7575 |  | 6238.4583
9.365 | 4847.6257 |  | 6182.1771
9.4118 | 4798.6376 |  | 6119.7026
9.4586 | 4745.7497 |  | 6052.2545
9.5055 | 4695.0386 |  | 5987.5828
9.5523 | 4649.4977 |  | 5929.5044
9.5991 | 4602.9288 |  | 5870.1151
9.6459 | 4562.8359 |  | 5818.9847
9.6928 | 4524.7631 |  | 5770.4304
9.7396 | 4480.8061 |  | 5714.372
9.7864 | 4436.0482 |  | 5657.2922
9.8332 | 4391.7251 |  | 5600.767
9.8801 | 4346.568 |  | 5543.1782
9.9269 | 4300.2083 |  | 5484.0556
9.9737 | 4254.0399 |  | 5425.1771
10.0205 | 4209.0384 |  | 5367.7866
10.0673 | 4165.6731 |  | 5312.4829
10.1142 | 4124.2233 |  | 5259.6219
10.161 | 4085.1749 |  | 5209.8235
10.2078 | 4047.8507 |  | 5162.2239
10.2546 | 4008.9948 |  | 5112.6711
10.3015 | 3967.4047 |  | 5059.6313
10.3483 | 3920.5923 |  | 4999.9314
10.3951 | 3878.9856 |  | 4946.8704
10.442 | 3842.6536 |  | 4900.5362
10.4888 | 3806.4427 |  | 4854.3564
10.5356 | 3764.4356 |  | 4800.7848
10.5824 | 3726.9546 |  | 4752.9852
10.6293 | 3691.8239 |  | 4708.183
10.6761 | 3652.1672 |  | 4657.6088
10.7229 | 3611.3435 |  | 4605.5464
10.7697 | 3577.6743 |  | 4562.6081
10.8165 | 3544.755 |  | 4520.6261
10.8634 | 3506.2639 |  | 4471.5384
10.9102 | 3470.3323 |  | 4425.7148
10.957 | 3437.7255 |  | 4384.1313
11.0038 | 3403.6558 |  | 4340.6823
11.0507 | 3371.0668 |  | 4299.1215
11.0975 | 3340.5323 |  | 4260.1808
11.1443 | 3309.4405 |  | 4220.5294
11.1912 | 3277.095 |  | 4179.2793
11.238 | 3242.5727 |  | 4135.2529
11.2848 | 3207.1818 |  | 4090.119
11.3316 | 3171.249 |  | 4044.2938
11.3785 | 3137.2329 |  | 4000.9131
11.4253 | 3103.4247 |  | 3957.7975
11.4721 | 3074.8044 |  | 3921.2981
11.5189 | 3049.5445 |  | 3889.0842
11.5657 | 3027.1056 |  | 3860.4678
11.6126 | 3001.6711 |  | 3828.0311
11.6594 | 2974.2177 |  | 3793.0198
11.7062 | 2945.2492 |  | 3756.0764
11.753 | 2914.0006 |  | 3716.2249
11.7999 | 2879.4616 |  | 3672.1774
11.8467 | 2846.9249 |  | 3630.6833
11.8935 | 2818.4793 |  | 3594.4067
11.9404 | 2789.8935 |  | 3557.9511
11.9872 | 2763.6937 |  | 3524.5386
12.034 | 2738.4326 |  | 3492.323
12.0808 | 2708.8902 |  | 3454.6477
12.1276 | 2678.3557 |  | 3415.7071
12.1745 | 2650.9368 |  | 3380.7397
12.2213 | 2622.8559 |  | 3344.9282
12.2681 | 2593.2613 |  | 3307.1862
12.3149 | 2567.7056 |  | 3274.595
12.3618 | 2548.4333 |  | 3250.0169
12.4086 | 2529.9108 |  | 3226.3953
12.4554 | 2507.7665 |  | 3198.1546
12.5023 | 2484.7524 |  | 3168.8048
12.5491 | 2461.1632 |  | 3138.7214
12.5959 | 2434.4941 |  | 3104.7104
12.6427 | 2406.0473 |  | 3068.4321
12.6896 | 2380.0733 |  | 3035.3074
12.7364 | 2359.305 |  | 3008.8217
12.7832 | 2341.322 |  | 2985.8879
12.83 | 2318.4469 |  | 2956.7154
12.8768 | 2295.1357 |  | 2926.9866
12.9237 | 2276.2995 |  | 2902.9648
12.9705 | 2256.0363 |  | 2877.1231
13.0173 | 2231.525 |  | 2845.8639
13.0641 | 2210.7389 |  | 2819.3554
13.111 | 2191.6592 |  | 2795.0229
13.1578 | 2167.6695 |  | 2764.4289
13.2046 | 2145.5073 |  | 2736.1655
13.2515 | 2128.1684 |  | 2714.0531
13.2983 | 2106.9308 |  | 2686.9688
13.3451 | 2085.5172 |  | 2659.6601
13.3919 | 2065.2017 |  | 2633.7517
13.4388 | 2046.1385 |  | 2609.4404
13.4856 | 2024.5694 |  | 2581.9333
13.5324 | 2009.8766 |  | 2563.1957
13.5792 | 1994.0693 |  | 2543.0366
13.626 | 1976.8515 |  | 2521.0787
13.6729 | 1956.5538 |  | 2495.193
13.7197 | 1938.6396 |  | 2472.3471
13.7665 | 1915.6077 |  | 2442.9745
13.8133 | 1895.5881 |  | 2417.4435
13.8602 | 1879.3458 |  | 2396.7298
13.907 | 1863.8165 |  | 2376.9252
13.9538 | 1849.7334 |  | 2358.965
14.0007 | 1836.6411 |  | 2342.2685
14.0475 | 1824.9773 |  | 2327.3935
14.0943 | 1811.2946 |  | 2309.944
14.1411 | 1794.9133 |  | 2289.053
14.188 | 1778.0271 |  | 2267.5179
14.2348 | 1764.778 |  | 2250.6214
14.2816 | 1750.7816 |  | 2232.7717
14.3284 | 1736.7507 |  | 2214.8782
14.3752 | 1724.2859 |  | 2198.9819
14.4221 | 1709.4708 |  | 2180.0881
14.4689 | 1695.0918 |  | 2161.7505
14.5157 | 1680.1019 |  | 2142.634
14.5625 | 1665.2867 |  | 2123.7402
14.6094 | 1650.8899 |  | 2105.3799
14.6562 | 1638.3218 |  | 2089.3518
14.703 | 1625.125 |  | 2072.5219
14.7498 | 1609.5447 |  | 2052.6523
14.7967 | 1591.9965 |  | 2030.2732
14.8435 | 1575.5107 |  | 2009.2488
14.8903 | 1562.9069 |  | 1993.1752
14.9371 | 1551.5733 |  | 1978.7215
14.984 | 1540.5012 |  | 1964.6012
15.0308 | 1532.6326 |  | 1954.5663
15.0776 | 1524.7283 |  | 1944.486
15.1244 | 1510.6273 |  | 1926.503
15.1713 | 1492.9759 |  | 1903.9921
15.2181 | 1475.8805 |  | 1882.1903
15.2649 | 1458.5058 |  | 1860.0324
15.3117 | 1442.6984 |  | 1839.8733
15.3586 | 1429.7465 |  | 1823.3557
15.4054 | 1419.0582 |  | 1809.7249
15.4522 | 1408.2296 |  | 1795.9152
15.499 | 1399.4033 |  | 1784.659
15.5459 | 1392.6136 |  | 1776.0001
15.5927 | 1387.4779 |  | 1769.4506
15.6395 | 1381.141 |  | 1761.3691
15.6863 | 1374.2824 |  | 1752.6224
15.7332 | 1363.3493 |  | 1738.6793
15.78 | 1350.0326 |  | 1721.6965
15.8268 | 1337.0794 |  | 1705.1773
15.8736 | 1324.0751 |  | 1688.593
15.9205 | 1312.7772 |  | 1674.1848
15.9673 | 1303.0288 |  | 1661.7527
16.0141 | 1294.6552 |  | 1651.0738
16.0609 | 1284.9936 |  | 1638.7523
16.1078 | 1278.3952 |  | 1630.3373
16.1546 | 1272.9287 |  | 1623.366
16.2014 | 1264.4332 |  | 1612.5316
16.2482 | 1252.8911 |  | 1597.812
16.2951 | 1240.2873 |  | 1581.7384
16.3419 | 1227.6137 |  | 1565.5758
16.3887 | 1216.4546 |  | 1551.3445
16.4355 | 1206.4272 |  | 1538.5566
16.4824 | 1200.1774 |  | 1530.5863
16.5292 | 1195.3726 |  | 1524.4587
16.576 | 1186.4419 |  | 1513.0694
16.6228 | 1174.5692 |  | 1497.928
16.6697 | 1165.4819 |  | 1486.339
16.7165 | 1158.1004 |  | 1476.9255
16.7633 | 1148.2646 |  | 1464.3818
16.8101 | 1142.8852 |  | 1457.5215
16.857 | 1137.5059 |  | 1450.6612
16.9038 | 1132.1092 |  | 1443.7788
16.9506 | 1122.7258 |  | 1431.8122
16.9974 | 1115.5187 |  | 1422.621
17.0443 | 1106.3094 |  | 1410.8763
17.0911 | 1096.6824 |  | 1398.599
17.1379 | 1087.2643 |  | 1386.5881
17.1847 | 1075.2521 |  | 1371.269
17.2316 | 1064.6503 |  | 1357.7485
17.2784 | 1057.6868 |  | 1348.8679
17.3252 | 1052.1682 |  | 1341.83
17.372 | 1046.8236 |  | 1335.0142
17.4189 | 1043.0634 |  | 1330.2188
17.4657 | 1038.0147 |  | 1323.7802
17.5125 | 1032.0437 |  | 1316.1653
17.5593 | 1023.7744 |  | 1305.6194
17.6062 | 1016.3409 |  | 1296.1395
17.653 | 1011.0661 |  | 1289.4126
17.6998 | 1003.0928 |  | 1279.2443
17.7466 | 992.6476 |  | 1265.9235
17.7935 | 984.2392 |  | 1255.2002
17.8403 | 975.0473 |  | 1243.4778
17.8871 | 965.4029 |  | 1231.1783
17.9339 | 957.2556 |  | 1220.7881
17.9808 | 951.3366 |  | 1213.2395
18.0276 | 944.6169 |  | 1204.6699
18.0744 | 937.8796 |  | 1196.0778
18.1212 | 931.0553 |  | 1187.3749
18.1681 | 926.2505 |  | 1181.2473
18.2149 | 919.3045 |  | 1172.389
18.2617 | 913.1244 |  | 1164.5075
18.3085 | 909.2944 |  | 1159.6231
18.3554 | 904.9596 |  | 1154.095
18.4022 | 901.1123 |  | 1149.1885
18.449 | 896.4293 |  | 1143.2163
18.4958 | 890.4755 |  | 1135.6235
18.5427 | 882.955 |  | 1126.0325
18.5895 | 875.1907 |  | 1116.1307
18.6363 | 867.0433 |  | 1105.7403
18.6831 | 859.5401 |  | 1096.1715
18.73 | 854.7006 |  | 1089.9996
18.7768 | 849.6172 |  | 1083.5169
18.8236 | 844.0638 |  | 1076.4346
18.8704 | 838.493 |  | 1069.3302
18.9173 | 833.5141 |  | 1062.9806
18.9641 | 827.2818 |  | 1055.0324
19.0109 | 823.7652 |  | 1050.5478
19.0577 | 819.0997 |  | 1044.5978
19.1046 | 812.4668 |  | 1036.139
19.1514 | 807.0702 |  | 1029.2566
19.1982 | 803.0314 |  | 1024.106
19.245 | 795.4586 |  | 1014.4483
19.2919 | 788.0424 |  | 1004.9905
19.3387 | 782.228 |  | 997.5753
19.3855 | 777.2316 |  | 991.2034
19.4323 | 770.3552 |  | 982.4339
19.4792 | 766.1074 |  | 977.0168
19.526 | 765.8289 |  | 976.6616
19.5728 | 764.1924 |  | 974.5746
19.6196 | 761.3374 |  | 970.9336
19.6665 | 758.6563 |  | 967.5144
19.7133 | 751.0661 |  | 957.8346
19.7601 | 743.6153 |  | 948.3326
19.8069 | 734.4756 |  | 936.6768
19.8538 | 727.9299 |  | 928.329
19.9006 | 723.2122 |  | 922.3125
19.9474 | 720.5661 |  | 918.9379
19.9942 | 714.2119 |  | 910.8344
20.0411 | 709.3548 |  | 904.6401
20.0879 | 702.1128 |  | 895.4045
20.1347 | 694.4878 |  | 885.6803
20.1815 | 687.942 |  | 877.3324
20.2284 | 682.5626 |  | 870.4721
20.2752 | 680.6999 |  | 868.0966
20.322 | 677.7231 |  | 864.3003
20.3688 | 672.6745 |  | 857.8617
20.4157 | 666.5988 |  | 850.1134
20.4625 | 663.2042 |  | 845.7843
20.5093 | 659.0086 |  | 840.4337
20.5561 | 653.5946 |  | 833.5291
20.603 | 650.165 |  | 829.1555
20.6498 | 645.7258 |  | 823.4942
20.6966 | 639.4065 |  | 815.4351
20.7434 | 632.6867 |  | 806.8653
20.7903 | 628.9088 |  | 802.0474
20.8371 | 624.2259 |  | 796.0753
20.8839 | 622.2761 |  | 793.5887
20.9307 | 621.6321 |  | 792.7674
20.9776 | 619.6823 |  | 790.2808
21.0244 | 617.5932 |  | 787.6166
21.0712 | 615.2778 |  | 784.6638
21.118 | 612.0746 |  | 780.5788
21.1649 | 606.0338 |  | 772.8749
21.2117 | 601.6294 |  | 767.258
21.2585 | 597.8691 |  | 762.4624
21.3053 | 594.457 |  | 758.111
21.3522 | 589.9307 |  | 752.3386
21.399 | 586.6752 |  | 748.1869
21.4458 | 582.706 |  | 743.125
21.4926 | 574.8547 |  | 733.1122
21.5395 | 568.2742 |  | 724.7201
21.5863 | 562.86 |  | 717.8154
21.6331 | 561.3107 |  | 715.8395
21.6799 | 559.152 |  | 713.0865
21.7268 | 557.063 |  | 710.4225
21.7736 | 554.1557 |  | 706.7148
21.8204 | 551.2136 |  | 702.9627
21.8672 | 545.4861 |  | 695.6584
21.914 | 541.7955 |  | 690.9518
21.9609 | 539.5845 |  | 688.1322
22.0077 | 535.476 |  | 682.8926
22.0545 | 533.4219 |  | 680.2729
22.1014 | 532.0466 |  | 678.519
22.1482 | 528.443 |  | 673.9234
22.195 | 524.1778 |  | 668.4839
22.2418 | 522.5066 |  | 666.3527
22.2887 | 520.6786 |  | 664.0214
22.3355 | 517.5973 |  | 660.0919
22.3823 | 513.1232 |  | 654.386
22.4291 | 509.5196 |  | 649.7903
22.476 | 505.8986 |  | 645.1725
22.5228 | 503.7747 |  | 642.4639
22.5696 | 501.5987 |  | 639.6888
22.6164 | 499.3704 |  | 636.847
22.6633 | 498.3084 |  | 635.4927
22.7101 | 496.6371 |  | 633.3614
22.7569 | 492.372 |  | 627.9221
22.8037 | 488.0025 |  | 622.3496
22.8505 | 483.4762 |  | 616.5772
22.8974 | 479.9944 |  | 612.1368
22.9442 | 475.0677 |  | 605.8539
22.991 | 472.5261 |  | 602.6125
23.0378 | 469.5665 |  | 598.8381
23.0847 | 466.7811 |  | 595.2859
23.1315 | 461.7849 |  | 588.9142
23.1783 | 459.835 |  | 586.4276
23.2251 | 455.6221 |  | 581.0549
23.272 | 450.678 |  | 574.7497
23.3188 | 446.8655 |  | 569.8876
23.3656 | 446.7262 |  | 569.71
23.4124 | 444.3413 |  | 566.6685
23.4593 | 443.0007 |  | 564.9588
23.5061 | 442.2521 |  | 564.0041
23.5529 | 442.2348 |  | 563.982
23.5998 | 439.6235 |  | 560.6518
23.6466 | 438.2307 |  | 558.8756
23.6934 | 433.3389 |  | 552.6371
23.7402 | 431.3718 |  | 550.1284
23.7871 | 344.1364 |  | 438.8771
23.8339 | 321.4746 |  | 409.9765
17.1401 | 654.5546 |  | 834.7535
17.1773 | 650.0663 |  | 829.0296
17.2146 | 649.2689 |  | 828.0126
17.2519 | 640.0187 |  | 816.2159
17.2891 | 629.9634 |  | 803.3923
17.3264 | 626.2336 |  | 798.6358
17.3636 | 617.9688 |  | 788.0956
17.4009 | 618.18 |  | 788.3649
17.4382 | 610.5407 |  | 778.6225
17.4754 | 596.4584 |  | 760.6635
17.5127 | 600.7746 |  | 766.1678
17.5499 | 604.645 |  | 771.1037
17.5872 | 601.5799 |  | 767.1949
17.6245 | 610.2435 |  | 778.2436
17.6617 | 604.2933 |  | 770.6552
17.699 | 599.5861 |  | 764.6522
17.7362 | 605.0672 |  | 771.6422
17.7735 | 597.4828 |  | 761.9698
17.8108 | 585.0269 |  | 746.0848
17.848 | 572.1174 |  | 729.6214
17.8853 | 559.2238 |  | 713.1781
17.9226 | 554.634 |  | 707.3247
17.9598 | 555.9632 |  | 709.0199
17.9971 | 551.3967 |  | 703.1963
18.0343 | 549.747 |  | 701.0924
18.0716 | 547.0416 |  | 697.6421
18.1089 | 546.1581 |  | 696.5154
18.1461 | 542.3422 |  | 691.6491
18.1834 | 538.4014 |  | 686.6234
18.2206 | 538.2763 |  | 686.4638
18.2579 | 544.344 |  | 694.2018
18.2952 | 543.5621 |  | 693.2047
18.3324 | 543.5386 |  | 693.1748
18.3697 | 548.2223 |  | 699.1479
18.4069 | 551.9676 |  | 703.9242
18.4442 | 547.3308 |  | 698.011
18.4815 | 545.7357 |  | 695.9767
18.5187 | 542.1624 |  | 691.4197
18.556 | 541.0678 |  | 690.0238
18.5932 | 543.609 |  | 693.2646
18.6305 | 543.5778 |  | 693.2247
18.6678 | 533.9837 |  | 680.9894
18.705 | 537.5569 |  | 685.5464
18.7423 | 534.14 |  | 681.1888
18.7796 | 530.598 |  | 676.6716
18.8168 | 526.1879 |  | 671.0474
18.8541 | 523.1228 |  | 667.1385
18.8913 | 519.5339 |  | 662.5616
18.9286 | 509.5959 |  | 649.8876
18.9658 | 503.3952 |  | 641.9799
19.0031 | 501.4874 |  | 639.5468
19.0404 | 494.9506 |  | 631.2105
19.0776 | 490.7673 |  | 625.8756
19.1149 | 480.4618 |  | 612.7329
19.1522 | 466.3716 |  | 594.7637
19.1894 | 461.7115 |  | 588.8207
19.2267 | 441.8899 |  | 563.5422
19.2639 | 420.841 |  | 536.6985
19.3012 | 409.3703 |  | 522.0699
19.3385 | 406.2114 |  | 518.0413
19.3757 | 404.8821 |  | 516.3462
19.413 | 405.5154 |  | 517.1538
19.4503 | 412.0678 |  | 525.5101
19.4875 | 422.4047 |  | 538.6928
19.5248 | 423.3821 |  | 539.9392
19.562 | 416.1338 |  | 530.6955
19.5993 | 409.9958 |  | 522.8677
19.6365 | 412.7012 |  | 526.3179
19.6738 | 399.3148 |  | 509.2462
19.7111 | 384.2865 |  | 490.0806
19.7483 | 378.0938 |  | 482.183
19.7856 | 382.324 |  | 487.5778
19.8229 | 393.6537 |  | 502.0266
19.8601 | 335.98 |  | 428.4752
19.8974 | 271.4957 |  | 346.2384
19.9346 | 222.8763 |  | 284.2341
19.9719 | 172.8026 |  | 220.3752
20.0092 | 116.5441 |  | 148.6286
20.0464 | 59.6052 |  | 76.0145
20.0837 | 0 |  | 0
20.1209 | 0 |  | 0
20.1582 | 0 |  | 0
20.1955 | 0 |  | 0
20.2327 | 0 |  | 0
20.27 | 0 |  | 0
20.3072 | 0 |  | 0
20.3445 | 0 |  | 0
20.3818 | 0 |  | 0
20.419 | 0 |  | 0
20.4563 | 0 |  | 0
20.4936 | 0 |  | 0
20.5308 | 0 |  | 0
20.5681 | 0 |  | 0
20.6053 | 0 |  | 0
20.6426 | 0 |  | 0
20.6799 | 0 |  | 0
20.7171 | 0 |  | 0
20.7544 | 0 |  | 0
20.7916 | 0 |  | 0
20.8289 | 0 |  | 0
20.8662 | 0 |  | 0
20.9034 | 0 |  | 0
20.9407 | 0 |  | 0
20.9779 | 0 |  | 0
21.0152 | 0 |  | 0
21.0525 | 0 |  | 0
21.0897 | 0 |  | 0
21.127 | 0 |  | 0
21.1642 | 0 |  | 0
21.2015 | 0 |  | 0
21.2388 | 0 |  | 0
21.276 | 0 |  | 0
21.3133 | 0 |  | 0
21.3506 | 0 |  | 0
21.3878 | 0 |  | 0
21.4251 | 0 |  | 0
21.4623 | 0 |  | 0
21.4996 | 0 |  | 0
21.5369 | 0 |  | 0
21.5741 | 0 |  | 0
21.6114 | 0 |  | 0
21.6486 | 0 |  | 0
21.6859 | 0 |  | 0
21.7232 | 0 |  | 0
21.7604 | 0 |  | 0
21.7977 | 0 |  | 0
21.8349 | 0 |  | 0
21.8722 | 0 |  | 0
21.9095 | 0 |  | 0
21.9467 | 0 |  | 0
21.984 | 0 |  | 0
22.0213 | 0 |  | 0
22.0585 | 0 |  | 0
22.0958 | 0 |  | 0
22.133 | 0 |  | 0
22.1703 | 0 |  | 0
22.2076 | 0 |  | 0
22.2448 | 0 |  | 0
22.2821 | 0 |  | 0
22.3194 | 0 |  | 0
22.3566 | 0 |  | 0
22.3939 | 0 |  | 0
22.4311 | 0 |  | 0
22.4684 | 0 |  | 0
22.5056 | 0 |  | 0
22.5429 | 0 |  | 0
22.5802 | 0 |  | 0
22.6174 | 0 |  | 0
22.6547 | 0 |  | 0
22.692 | 0 |  | 0
22.7292 | 0 |  | 0
22.7665 | 0 |  | 0
22.8037 | 0 |  | 0
22.841 | 0 |  | 0
22.8783 | 0 |  | 0
22.9155 | 0 |  | 0
22.9528 | 0 |  | 0
22.99 | 0 |  | 0
23.0273 | 0 |  | 0
23.0646 | 0 |  | 0
23.1018 | 0 |  | 0
23.1391 | 0 |  | 0
23.1763 | 0 |  | 0
23.2136 | 0 |  | 0
23.2509 | 0 |  | 0
23.2881 | 0 |  | 0
23.3254 | 0 |  | 0
23.3626 | 0 |  | 0
23.3999 | 0 |  | 0
23.4372 | 0 |  | 0
23.4744 | 0 |  | 0
23.5117 | 0 |  | 0
23.549 | 0 |  | 0
23.5862 | 0 |  | 0
23.6235 | 0 |  | 0
23.6607 | 0 |  | 0
23.698 | 0 |  | 0
23.7353 | 0 |  | 0
23.7725 | 0 |  | 0
23.8098 | 0 |  | 0
23.847 | 0 |  | 0
23.8843 | 0 |  | 0
23.9216 | 0 |  | 0
23.9588 | 0 |  | 0
23.9961 | 0 |  | 0
24.0333 | 0 |  | 0
24.0706 | 0 |  | 0
24.1079 | 0 |  | 0
24.1451 | 0 |  | 0
24.1824 | 0 |  | 0
24.2197 | 0 |  | 0
24.2569 | 0 |  | 0
24.2942 | 0 |  | 0
24.3314 | 0 |  | 0
24.3687 | 0 |  | 0
24.406 | 0 |  | 0
24.4432 | 0 |  | 0
24.4805 | 0 |  | 0
24.5177 | 0 |  | 0
24.555 | 0 |  | 0
24.5923 | 0 |  | 0
24.6295 | 0 |  | 0
24.6668 | 0 |  | 0
24.704 | 0 |  | 0
24.7413 | 0 |  | 0
24.7786 | 0 |  | 0
24.8158 | 0 |  | 0
24.8531 | 0 |  | 0
24.8904 | 0 |  | 0
24.9276 | 0 |  | 0
24.9649 | 0 |  | 0
25.0021 | 0 |  | 0
25.0394 | 0 |  | 0
25.0767 | 0 |  | 0
25.1139 | 0 |  | 0
25.1512 | 0 |  | 0
25.1884 | 0 |  | 0
25.2257 | 0 |  | 0
25.263 | 0 |  | 0
25.3002 | 0 |  | 0
25.3375 | 0 |  | 0
25.3747 | 0 |  | 0
25.412 | 0 |  | 0
25.4493 | 0 |  | 0
25.4865 | 0 |  | 0
25.5238 | 0 |  | 0
25.5611 | 0 |  | 0
25.5983 | 0 |  | 0
25.6356 | 0 |  | 0
25.6728 | 0 |  | 0
25.7101 | 0 |  | 0
25.7474 | 0 |  | 0
25.7846 | 0 |  | 0
25.8219 | 0 |  | 0
25.8591 | 0 |  | 0
25.8964 | 0 |  | 0
25.9337 | 0 |  | 0

## Medium Linear
Desire
D22 Studio HD | 2016-01-19
Diffusion
Medium Linear | Beam Angle | Field Angle
Horizontal | 42.5 | 57.9
[5 empty] | Power Consump (Watts) | Efficacy (lm/W)
Mode | Accessory Lens | Max Candela | Field Lumens | Beam Lumens
Boost Full | Medium Linear | 12085.6712 | 2054.1696 | 1075.7431 | 53.4 | 38.4676
Regulated Full | Medium Linear | 11720.007 | 1992.0186 | 1043.1954 | 51.4 | 38.7552
Regulated 3200K | Medium Linear | 9835.4299 | 1671.702 | 875.4496 | 41.9 | 39.8974
Regulated 5600K | Medium Linear | 10326.4982 | 1755.1676 | 919.1595 | 45.8 | 38.3224
| For Field width at any distance, multiply distance by |  |  |  | 1.1063
| For Beam width at any distance, multiply distance by |  |  |  | 0.77776
Dist for 1.0 fc
Regulated mode | Throw Distance (ft) | 10 | 15 | 20 | 25 | 108.259
| Throw Distance (m) | 3.048 | 4.572 | 6.096 | 7.62 | 32.9973
| Field Width (ft) | 11.0634 | 16.5951 | 22.1268 | 27.6584 | 119.771
| Field Width (m) | 3.3721 | 5.0582 | 6.7442 | 8.4303 | 36.5062
| Illuminance (fc) | 117.2001 | 52.0889 | 29.3 | 18.752 | 1
| Illuminance (lux) | 1261.5298 | 560.6799 | 315.3825 | 201.8448 | 10.8
| Beam Angle | Field Angle
Vertical | 13 | 31.3
| For Field height at any distance, multiply distance by |  |  |  | 0.56029
| For Beam height at any distance, multiply distance by |  |  |  | 0.22787
Test Distance (in) | Iso-Illuminance Diagram grid lines
88.25 | 10 | 20 | 30 | 40 | 50
| 0.11331 | 0.22663 | 0.33994 | 0.45326 | 0.56657
Regulated mode
Measurement: ML Full reg. - Intensity
Degrees | (Cd)
-33.6774 | 0 |  | 0
-33.5759 | 0 |  | 0
-33.4744 | 0 |  | 0
-33.373 | 0 |  | 0
-33.2715 | 0 |  | 0
-33.17 | 0 |  | 0
-33.0686 | 0 |  | 0
-32.9671 | 0 |  | 0
-32.8656 | 0 |  | 0
-32.7642 | 0 |  | 0
-32.6627 | 0 |  | 0
-32.5612 | 0 |  | 0
-32.4598 | 0 |  | 0
-32.3583 | 0 |  | 0
-32.2568 | 0 |  | 0
-32.1554 | 0 |  | 0
-32.0539 | 0 |  | 0
-31.9524 | 0 |  | 0
-31.851 | 0 |  | 0
-31.7495 | 0 |  | 0
-31.648 | 0 |  | 0
-31.5466 | 0 |  | 0
-31.4451 | 0 |  | 0
-31.3436 | 0 |  | 0
-31.2422 | 0 |  | 0
-31.1407 | 0 |  | 0
-31.0392 | 0 |  | 0
-30.9378 | 87.8753 |  | 112.0674
-30.8363 | 177.7752 |  | 226.7167
-30.7348 | 269.9443 |  | 344.2599
-30.6334 | 364.2137 |  | 464.4817
-30.5319 | 459.6694 |  | 586.2164
-30.4304 | 557.2599 |  | 710.6736
-30.329 | 656.3555 |  | 837.0501
-30.2275 | 796.0523 |  | 1015.2055
-30.126 | 905.3791 |  | 1154.6299
-30.0246 | 1017.3336 |  | 1297.4055
-29.9231 | 1044.3071 |  | 1331.8048
-29.8216 | 1065.7845 |  | 1359.195
-29.7202 | 1087.5762 |  | 1386.986
-29.6187 | 1109.5637 |  | 1415.0265
-29.5172 | 1133.2576 |  | 1445.2434
-29.4158 | 1158.0019 |  | 1476.7998
-29.3143 | 1184.1821 |  | 1510.1874
-29.2128 | 1216.612 |  | 1551.5452
-29.1114 | 1242.4396 |  | 1584.4832
-29.0099 | 1269.3942 |  | 1618.8584
-28.9084 | 1306.2184 |  | 1665.8203
-28.807 | 1336.911 |  | 1704.9626
-28.7055 | 1367.3078 |  | 1743.7276
-28.604 | 1399.1826 |  | 1784.3776
-28.5026 | 1432.1708 |  | 1826.4475
-28.4011 | 1463.3621 |  | 1866.2257
-28.2996 | 1495.7075 |  | 1907.4758
-28.1982 | 1538.4722 |  | 1962.0136
-28.0967 | 1576.5679 |  | 2010.5971
-27.9952 | 1613.9674 |  | 2058.2926
-27.8938 | 1661.4302 |  | 2118.822
-27.7923 | 1698.8475 |  | 2166.5403
-27.6908 | 1739.1725 |  | 2217.9667
-27.5894 | 1778.8675 |  | 2268.5897
-27.4879 | 1818.2947 |  | 2318.8712
-27.3864 | 1861.734 |  | 2374.2693
-27.285 | 1904.3532 |  | 2428.6216
-27.1835 | 1957.0142 |  | 2495.7802
-27.082 | 2001.2046 |  | 2552.1362
-26.9806 | 2043.6058 |  | 2606.2104
-26.8791 | 2103.7081 |  | 2682.8589
-26.7776 | 2151.6007 |  | 2743.9364
-26.6761 | 2200.9625 |  | 2806.8874
-26.5747 | 2251.1353 |  | 2870.8729
-26.4732 | 2303.2097 |  | 2937.2833
-26.3717 | 2356.7136 |  | 3005.5168
-26.2703 | 2410.4879 |  | 3074.0952
-26.1688 | 2478.8784 |  | 3161.3136
-26.0674 | 2535.3347 |  | 3233.3123
-25.9659 | 2593.8786 |  | 3307.9734
-25.8644 | 2666.79 |  | 3400.9573
-25.763 | 2727.5096 |  | 3478.393
-25.6615 | 2788.1336 |  | 3555.7067
-25.56 | 2853.0208 |  | 3638.4574
-25.4585 | 2916.3573 |  | 3719.2305
-25.3571 | 2979.8622 |  | 3800.2182
-25.2556 | 3046.6611 |  | 3885.4069
-25.1542 | 3130.3399 |  | 3992.1225
-25.0527 | 3199.6308 |  | 4080.4891
-24.9512 | 3270.6841 |  | 4171.1035
-24.8498 | 3360.4767 |  | 4285.616
-24.7483 | 3432.5235 |  | 4377.4972
-24.6468 | 3503.8906 |  | 4468.5117
-24.5453 | 3574.9834 |  | 4559.1764
-24.4439 | 3649.9673 |  | 4654.8033
-24.3424 | 3726.4394 |  | 4752.3281
-24.241 | 3804.4724 |  | 4851.8437
-24.1395 | 3902.7075 |  | 4977.1229
-24.038 | 3981.1257 |  | 5077.1296
-23.9365 | 4064.6553 |  | 5183.6549
-23.8351 | 4170.0078 |  | 5318.011
-23.7336 | 4256.0625 |  | 5427.7565
-23.6321 | 4343.793 |  | 5539.6392
-23.5307 | 4433.0499 |  | 5653.4686
-23.4292 | 4522.831 |  | 5767.9664
-23.3277 | 4609.2926 |  | 5878.2308
-23.2263 | 4696.6965 |  | 5989.6971
-23.1248 | 4806.8289 |  | 6130.1489
-23.0233 | 4895.8435 |  | 6243.6693
-22.9219 | 4985.0061 |  | 6357.3783
-22.8204 | 5099.4987 |  | 6503.3908
-22.7189 | 5188.2851 |  | 6616.62
-22.6175 | 5278.0497 |  | 6731.0968
-22.516 | 5366.2966 |  | 6843.6381
-22.4145 | 5453.0183 |  | 6954.2342
-22.3131 | 5543.1986 |  | 7069.2411
-22.2116 | 5633.097 |  | 7183.8886
-22.1101 | 5746.285 |  | 7328.2373
-22.0087 | 5833.4454 |  | 7439.3929
-21.9072 | 5923.7698 |  | 7554.5836
-21.8057 | 6033.8167 |  | 7694.9264
-21.7043 | 6125.8474 |  | 7812.2932
-21.6028 | 6219.1994 |  | 7931.345
-21.5013 | 6311.4725 |  | 8049.0208
-21.3999 | 6407.852 |  | 8171.9336
-21.2984 | 6502.3122 |  | 8292.3987
-21.1969 | 6596.2049 |  | 8412.1401
-21.0955 | 6715.2375 |  | 8563.9424
-20.994 | 6806.9801 |  | 8680.9417
-20.8925 | 6898.6754 |  | 8797.8808
-20.7911 | 7005.8554 |  | 8934.5675
-20.6896 | 7092.6014 |  | 9045.1945
-20.5881 | 7178.7122 |  | 9155.0116
-20.4867 | 7263.0146 |  | 9262.5225
-20.3852 | 7342.8318 |  | 9364.3134
-20.2837 | 7424.2546 |  | 9468.1519
-20.1823 | 7503.767 |  | 9569.5541
-20.0808 | 7600.6184 |  | 9693.0686
-19.9793 | 7678.325 |  | 9792.1678
-19.8779 | 7754.4323 |  | 9889.2275
-19.7764 | 7848.2243 |  | 10008.8404
-19.6749 | 7920.229 |  | 10100.668
-19.5735 | 7990.109 |  | 10189.7861
-19.472 | 8063.514 |  | 10283.3994
-19.3705 | 8134.0254 |  | 10373.3225
-19.2691 | 8201.5232 |  | 10459.4025
-19.1676 | 8268.1831 |  | 10544.4139
-19.0661 | 8349.2986 |  | 10647.8604
-18.9647 | 8411.3891 |  | 10727.0445
-18.8632 | 8475.9741 |  | 10809.4098
-18.7617 | 8549.3625 |  | 10903.002
-18.6603 | 8605.5969 |  | 10974.7177
-18.5588 | 8663.0568 |  | 11047.9963
-18.4573 | 8718.1548 |  | 11118.2629
-18.3559 | 8774.4173 |  | 11190.0143
-18.2544 | 8831.5367 |  | 11262.8587
-18.1529 | 8889.6036 |  | 11336.9115
-18.0515 | 8961.5038 |  | 11428.6058
-17.95 | 9014.1175 |  | 11495.7041
-17.8485 | 9064.9561 |  | 11560.5385
-17.7471 | 9130.0653 |  | 11643.5722
-17.6456 | 9182.4151 |  | 11710.3339
-17.5441 | 9228.2073 |  | 11768.7327
-17.4427 | 9273.9025 |  | 11827.0079
-17.3412 | 9318.3391 |  | 11883.6778
-17.2397 | 9361.8587 |  | 11939.1784
-17.1383 | 9402.4477 |  | 11990.9415
-17.0368 | 9454.0221 |  | 12056.7144
-16.9353 | 9498.2801 |  | 12113.1566
-16.8339 | 9544.9829 |  | 12172.7166
-16.7324 | 9601.1968 |  | 12244.4063
-16.6309 | 9648.4365 |  | 12304.651
-16.5295 | 9697.9066 |  | 12367.7403
-16.428 | 9745.2827 |  | 12428.1591
-16.3265 | 9795.777 |  | 12492.5544
-16.225 | 9839.7748 |  | 12548.6648
-16.1236 | 9885.1985 |  | 12606.5936
-16.0221 | 9938.5136 |  | 12674.5865
-15.9207 | 9979.8015 |  | 12727.2408
-15.8192 | 10012.2336 |  | 12768.6016
-15.7177 | 10051.4223 |  | 12818.5789
-15.6163 | 10082.3777 |  | 12858.0563
-15.5148 | 10110.359 |  | 12893.7409
-15.4133 | 10137.7244 |  | 12928.64
-15.3118 | 10161.8251 |  | 12959.3755
-15.2104 | 10191.9145 |  | 12997.7485
-15.1089 | 10220.5437 |  | 13034.2594
-15.0075 | 10252.9529 |  | 13075.5908
-14.906 | 10283.9146 |  | 13115.0763
-14.8045 | 10315.9604 |  | 13155.9443
-14.703 | 10357.3528 |  | 13208.732
-14.6016 | 10381.5006 |  | 13239.5277
-14.5001 | 10404.4522 |  | 13268.7978
-14.3986 | 10422.0794 |  | 13291.2778
-14.2972 | 10435.1499 |  | 13307.9467
-14.1957 | 10441.6743 |  | 13316.2673
-14.0943 | 10445.5168 |  | 13321.1676
-13.9928 | 10455.1313 |  | 13333.4289
-13.8913 | 10455.1058 |  | 13333.3964
-13.7898 | 10454.2258 |  | 13332.2742
-13.6884 | 10464.0303 |  | 13344.7779
-13.5869 | 10476.9338 |  | 13361.2337
-13.4855 | 10495.6438 |  | 13385.0945
-13.384 | 10519.7278 |  | 13415.8089
-13.2825 | 10549.6259 |  | 13453.9379
-13.181 | 10584.8944 |  | 13498.9158
-13.0796 | 10620.201 |  | 13543.9424
-12.9781 | 10660.9647 |  | 13595.9283
-12.8766 | 10693.5053 |  | 13637.4273
-12.7752 | 10724.2566 |  | 13676.6444
-12.6737 | 10757.3761 |  | 13718.8818
-12.5722 | 10778.8955 |  | 13746.3255
-12.4708 | 10798.5785 |  | 13771.4272
-12.3693 | 10813.4944 |  | 13790.4494
-12.2678 | 10828.1897 |  | 13809.1903
-12.1664 | 10841.6964 |  | 13826.4154
-12.0649 | 10853.2761 |  | 13841.1831
-11.9634 | 10872.5867 |  | 13865.8099
-11.862 | 10887.0091 |  | 13884.2027
-11.7605 | 10904.468 |  | 13906.468
-11.659 | 10926.282 |  | 13934.2874
-11.5576 | 10944.367 |  | 13957.3512
-11.4561 | 10957.3024 |  | 13973.8477
-11.3546 | 10975.5315 |  | 13997.0953
-11.2532 | 10994.5781 |  | 14021.3855
-11.1517 | 11007.0072 |  | 14037.2363
-11.0502 | 11021.2587 |  | 14055.4112
-10.9488 | 11042.1825 |  | 14082.0953
-10.8473 | 11057.2744 |  | 14101.342
-10.7458 | 11067.4896 |  | 14114.3694
-10.6444 | 11076.6704 |  | 14126.0778
-10.5429 | 11087.0756 |  | 14139.3475
-10.4414 | 11102.1739 |  | 14158.6024
-10.34 | 11113.8671 |  | 14173.5147
-10.2385 | 11119.4874 |  | 14180.6822
-10.137 | 11131.9368 |  | 14196.559
-10.0356 | 11138.1935 |  | 14204.5381
-9.9341 | 11148.5668 |  | 14217.7672
-9.8326 | 11160.3059 |  | 14232.7381
-9.7312 | 11170.3795 |  | 14245.585
-9.6297 | 11183.1248 |  | 14261.8391
-9.5282 | 11192.9204 |  | 14274.3314
-9.4268 | 11197.1302 |  | 14279.7001
-9.3253 | 11202.6356 |  | 14286.7212
-9.2238 | 11211.5691 |  | 14298.1141
-9.1224 | 11216.3438 |  | 14304.2033
-9.0209 | 11229.3315 |  | 14320.7665
-8.9194 | 11237.1121 |  | 14330.6891
-8.818 | 11244.0765 |  | 14339.5708
-8.7165 | 11254.6551 |  | 14353.0617
-8.615 | 11263.7952 |  | 14364.718
-8.5136 | 11271.6957 |  | 14374.7935
-8.4121 | 11279.9915 |  | 14385.3732
-8.3106 | 11285.7176 |  | 14392.6757
-8.2092 | 11297.6111 |  | 14407.8434
-8.1077 | 11307.427 |  | 14420.3617
-8.0062 | 11311.2389 |  | 14425.223
-7.9048 | 11317.7557 |  | 14433.5338
-7.8033 | 11321.9387 |  | 14438.8684
-7.7018 | 11324.8783 |  | 14442.6172
-7.6004 | 11328.0499 |  | 14446.6621
-7.4989 | 11331.8465 |  | 14451.5038
-7.3974 | 11337.7358 |  | 14459.0145
-7.296 | 11341.9022 |  | 14464.3279
-7.1945 | 11340.5147 |  | 14462.5584
-7.093 | 11347.6793 |  | 14471.6955
-6.9916 | 11354.1821 |  | 14479.9884
-6.8901 | 11357.2543 |  | 14483.9064
-6.7886 | 11357.2454 |  | 14483.895
-6.6872 | 11363.3668 |  | 14491.7017
-6.5857 | 11366.2464 |  | 14495.3741
-6.4842 | 11369.047 |  | 14498.9456
-6.3828 | 11378.0187 |  | 14510.3873
-6.2813 | 11389.5105 |  | 14525.0427
-6.1798 | 11394.0237 |  | 14530.7985
-6.0784 | 11397.2974 |  | 14534.9734
-5.9769 | 11403.095 |  | 14542.367
-5.8754 | 11408.779 |  | 14549.6158
-5.774 | 11414.162 |  | 14556.4808
-5.6725 | 11417.9509 |  | 14561.3128
-5.571 | 11427.193 |  | 14573.0993
-5.4696 | 11430.6746 |  | 14577.5393
-5.3681 | 11429.2284 |  | 14575.695
-5.2666 | 11428.7795 |  | 14575.1225
-5.1652 | 11433.9916 |  | 14581.7695
-5.0637 | 11434.6395 |  | 14582.5957
-4.9622 | 11431.6974 |  | 14578.8437
-4.8608 | 11437.1391 |  | 14585.7835
-4.7593 | 11437.5778 |  | 14586.343
-4.6578 | 11442.7925 |  | 14592.9933
-4.5564 | 11441.5746 |  | 14591.4401
-4.4549 | 11446.2077 |  | 14597.3487
-4.3534 | 11449.6957 |  | 14601.7969
-4.2519 | 11447.659 |  | 14599.1996
-4.1505 | 11444.9911 |  | 14595.7972
-4.049 | 11445.111 |  | 14595.95
-3.9475 | 11448.0467 |  | 14599.694
-3.8461 | 11447.6004 |  | 14599.1248
-3.7446 | 11445.2627 |  | 14596.1436
-3.6431 | 11446.5176 |  | 14597.7439
-3.5417 | 11451.8012 |  | 14604.4821
-3.4402 | 11454.3467 |  | 14607.7284
-3.3387 | 11458.8434 |  | 14613.463
-3.2373 | 11468.9986 |  | 14626.414
-3.1358 | 11476.5841 |  | 14636.0877
-3.0343 | 11474.2414 |  | 14633.1
-2.9329 | 11470.6183 |  | 14628.4795
-2.8314 | 11475.0384 |  | 14634.1165
-2.7299 | 11475.4555 |  | 14634.6484
-2.6285 | 11474.3103 |  | 14633.1879
-2.527 | 11467.6978 |  | 14624.755
-2.4255 | 11459.8152 |  | 14614.7023
-2.3241 | 11449.6587 |  | 14601.7497
-2.2226 | 11444.3356 |  | 14594.9612
-2.1211 | 11439.1898 |  | 14588.3987
-2.0197 | 11444.0933 |  | 14594.6522
-1.9182 | 11458.4774 |  | 14612.9962
-1.8167 | 11464.5389 |  | 14620.7265
-1.7153 | 11471.4638 |  | 14629.5578
-1.6138 | 11485.0011 |  | 14646.8219
-1.5123 | 11510.7545 |  | 14679.6652
-1.4109 | 11535.5706 |  | 14711.3131
-1.3094 | 11563.6807 |  | 14747.162
-1.2079 | 11584.2539 |  | 14773.399
-1.1065 | 11605.2415 |  | 14800.1645
-1.005 | 11626.8706 |  | 14827.748
-0.90354 | 11647.6822 |  | 14854.2891
-0.80207 | 11673.1614 |  | 14886.7827
-0.70061 | 11689.6434 |  | 14907.8022
-0.59914 | 11702.3645 |  | 14924.0254
-0.49767 | 11714.2375 |  | 14939.1671
-0.3962 | 11720.0351 |  | 14946.5607
-0.29474 | 11720.8155 |  | 14947.5561
-0.19327 | 11720.8627 |  | 14947.6162
-0.091803 | 11721.7248 |  | 14948.7157
0.0096635 | 11718.4754 |  | 14944.5716
0.11113 | 11706.8485 |  | 14929.7438
0.2126 | 11696.3158 |  | 14916.3115
0.31406 | 11684.847 |  | 14901.6854
0.41553 | 11673.5096 |  | 14887.2267
0.517 | 11643.7441 |  | 14849.2668
0.61847 | 11626.743 |  | 14827.5854
0.71993 | 11608.5177 |  | 14804.3427
0.8214 | 11595.3439 |  | 14787.542
0.92287 | 11581.4928 |  | 14769.8778
1.0243 | 11576.699 |  | 14763.7642
1.1258 | 11576.245 |  | 14763.1852
1.2273 | 11580.3476 |  | 14768.4173
1.3287 | 11571.4052 |  | 14757.0131
1.4302 | 11568.0155 |  | 14752.6901
1.5317 | 11565.6064 |  | 14749.6179
1.6331 | 11559.5041 |  | 14741.8356
1.7346 | 11558.8384 |  | 14740.9866
1.8361 | 11552.856 |  | 14733.3572
1.9375 | 11546.5904 |  | 14725.3668
2.039 | 11533.3617 |  | 14708.4962
2.1405 | 11517.1769 |  | 14687.8557
2.2419 | 11502.2865 |  | 14668.866
2.3434 | 11503.5669 |  | 14670.4989
2.4449 | 11499.0549 |  | 14664.7447
2.5463 | 11490.9899 |  | 14654.4594
2.6478 | 11489.1241 |  | 14652.08
2.7493 | 11488.7313 |  | 14651.5791
2.8507 | 11483.9834 |  | 14645.524
2.9522 | 11479.0263 |  | 14639.2023
3.0537 | 11473.0503 |  | 14631.581
3.1551 | 11467.9886 |  | 14625.1258
3.2566 | 11455.988 |  | 14609.8215
3.3581 | 11445.5382 |  | 14596.4949
3.4595 | 11437.6887 |  | 14586.4844
3.561 | 11431.1018 |  | 14578.0841
3.6625 | 11429.2182 |  | 14575.682
3.7639 | 11427.1216 |  | 14573.0082
3.8654 | 11433.6422 |  | 14581.3239
3.9669 | 11441.7251 |  | 14591.632
4.0683 | 11442.5323 |  | 14592.6615
4.1698 | 11446.5623 |  | 14597.8009
4.2713 | 11450.6904 |  | 14603.0655
4.3727 | 11455.3988 |  | 14609.0701
4.4742 | 11460.5765 |  | 14615.6733
4.5757 | 11456.5683 |  | 14610.5615
4.6771 | 11457.5184 |  | 14611.7732
4.7786 | 11452.1557 |  | 14604.9342
4.8801 | 11445.9769 |  | 14597.0544
4.9815 | 11435.6597 |  | 14583.8969
5.083 | 11431.5903 |  | 14578.707
5.1845 | 11418.0593 |  | 14561.4511
5.2859 | 11403.2773 |  | 14542.5996
5.3874 | 11392.3085 |  | 14528.611
5.4889 | 11383.7652 |  | 14517.7158
5.5903 | 11369.7165 |  | 14499.7995
5.6918 | 11352.3482 |  | 14477.6497
5.7933 | 11341.2148 |  | 14463.4513
5.8947 | 11323.4435 |  | 14440.7875
5.9962 | 11310.1957 |  | 14423.8926
6.0977 | 11301.0403 |  | 14412.2167
6.1992 | 11300.9268 |  | 14412.072
6.3006 | 11296.1253 |  | 14405.9486
6.4021 | 11288.8995 |  | 14396.7335
6.5036 | 11276.737 |  | 14381.2226
6.605 | 11277.6743 |  | 14382.418
6.7065 | 11278.8131 |  | 14383.8704
6.808 | 11274.4529 |  | 14378.3098
6.9094 | 11274.2603 |  | 14378.0642
7.0109 | 11268.9729 |  | 14371.3212
7.1124 | 11267.9565 |  | 14370.0249
7.2138 | 11258.7476 |  | 14358.2808
7.3153 | 11245.5163 |  | 14341.407
7.4168 | 11235.0767 |  | 14328.0933
7.5182 | 11230.3619 |  | 14322.0806
7.6197 | 11218.1178 |  | 14306.4656
7.7212 | 11205.3316 |  | 14290.1594
7.8226 | 11198.5776 |  | 14281.5461
7.9241 | 11182.2666 |  | 14260.7445
8.0256 | 11171.8767 |  | 14247.4943
8.127 | 11154.2724 |  | 14225.0436
8.2285 | 11144.2728 |  | 14212.2911
8.33 | 11138.4549 |  | 14204.8715
8.4314 | 11129.9895 |  | 14194.0756
8.5329 | 11117.0056 |  | 14177.5173
8.6344 | 11100.1615 |  | 14156.0359
8.7358 | 11087.7962 |  | 14140.2664
8.8373 | 11066.3686 |  | 14112.9398
8.9388 | 11056.068 |  | 14099.8035
9.0402 | 11044.6846 |  | 14085.2863
9.1417 | 11029.0558 |  | 14065.3549
9.2432 | 11017.3244 |  | 14050.3937
9.3446 | 11006.3466 |  | 14036.3938
9.4461 | 10993.6204 |  | 14020.164
9.5476 | 10975.0061 |  | 13996.4252
9.649 | 10958.4004 |  | 13975.248
9.7505 | 10947.4366 |  | 13961.2659
9.852 | 10939.7874 |  | 13951.5109
9.9534 | 10931.2072 |  | 13940.5685
10.0549 | 10920.3748 |  | 13926.7539
10.1564 | 10906.159 |  | 13908.6246
10.2578 | 10887.7003 |  | 13885.0842
10.3593 | 10859.4894 |  | 13849.1068
10.4608 | 10844.8413 |  | 13830.4261
10.5622 | 10826.5561 |  | 13807.1069
10.6637 | 10797.5098 |  | 13770.0643
10.7652 | 10767.085 |  | 13731.2635
10.8666 | 10737.8934 |  | 13694.0354
10.9681 | 10706.8462 |  | 13654.4409
11.0696 | 10673.3581 |  | 13611.7336
11.171 | 10642.9103 |  | 13572.9035
11.2725 | 10611.1222 |  | 13532.3641
11.374 | 10569.1406 |  | 13478.825
11.4754 | 10537.0272 |  | 13437.8708
11.5769 | 10506.9608 |  | 13399.5271
11.6784 | 10467.4379 |  | 13349.1236
11.7798 | 10438.2361 |  | 13311.8825
11.8813 | 10405.5566 |  | 13270.2063
11.9828 | 10381.7301 |  | 13239.8204
12.0842 | 10355.1733 |  | 13205.9525
12.1857 | 10327.0198 |  | 13170.0483
12.2872 | 10296.7454 |  | 13131.4394
12.3886 | 10261.3061 |  | 13086.2437
12.4901 | 10236.2031 |  | 13054.2298
12.5916 | 10211.1001 |  | 13022.216
12.693 | 10188.98 |  | 12994.0062
12.7945 | 10172.9559 |  | 12973.5706
12.896 | 10156.9037 |  | 12953.0993
12.9974 | 10130.5419 |  | 12919.4801
13.0989 | 10108.807 |  | 12891.7616
13.2004 | 10092.3684 |  | 12870.7974
13.3018 | 10074.328 |  | 12847.7905
13.4033 | 10047.0901 |  | 12813.0541
13.5048 | 10019.6801 |  | 12778.0981
13.6062 | 9991.3366 |  | 12741.9515
13.7077 | 9943.7832 |  | 12681.3067
13.8092 | 9906.8059 |  | 12634.1495
13.9106 | 9869.0123 |  | 12585.9514
14.0121 | 9834.3982 |  | 12541.808
14.1136 | 9800.2966 |  | 12498.3183
14.215 | 9762.2608 |  | 12449.8112
14.3165 | 9729.8401 |  | 12408.4651
14.418 | 9694.1203 |  | 12362.9116
14.5194 | 9665.1569 |  | 12325.9746
14.6209 | 9634.4758 |  | 12286.8469
14.7224 | 9598.4932 |  | 12240.9583
14.8238 | 9568.1755 |  | 12202.2942
14.9253 | 9537.7953 |  | 12163.5503
15.0268 | 9507.4827 |  | 12124.8926
15.1282 | 9476.4023 |  | 12085.2559
15.2297 | 9443.9204 |  | 12043.8317
15.3312 | 9405.4421 |  | 11994.7603
15.4327 | 9354.0182 |  | 11929.1794
15.5341 | 9314.2671 |  | 11878.4848
15.6356 | 9272.7242 |  | 11825.5051
15.737 | 9218.6004 |  | 11756.4811
15.8385 | 9176.3727 |  | 11702.6281
15.94 | 9130.3203 |  | 11643.8975
16.0415 | 9082.9697 |  | 11583.5113
16.1429 | 9028.9238 |  | 11514.5865
16.2444 | 8977.5126 |  | 11449.0218
16.3458 | 8928.2146 |  | 11386.1521
16.4473 | 8867.2017 |  | 11308.3423
16.5488 | 8814.2487 |  | 11240.8114
16.6502 | 8760.0727 |  | 11171.7207
16.7517 | 8690.5102 |  | 11083.0076
16.8532 | 8630.1375 |  | 11006.0143
16.9547 | 8573.2514 |  | 10933.4676
17.0561 | 8511.6621 |  | 10854.9227
17.1576 | 8452.3696 |  | 10779.3069
17.259 | 8391.5365 |  | 10701.7265
17.3605 | 8323.841 |  | 10615.3944
17.462 | 8236.7941 |  | 10504.3836
17.5634 | 8168.0874 |  | 10416.7618
17.6649 | 8099.1268 |  | 10328.8164
17.7664 | 8009.389 |  | 10214.3738
17.8679 | 7939.4197 |  | 10125.1419
17.9693 | 7867.8409 |  | 10033.8575
18.0708 | 7794.9601 |  | 9940.9126
18.1722 | 7720.5144 |  | 9845.9721
18.2737 | 7643.6036 |  | 9747.8877
18.3752 | 7566.3396 |  | 9649.3529
18.4766 | 7467.5906 |  | 9523.4182
18.5781 | 7383.9959 |  | 9416.81
18.6796 | 7297.7997 |  | 9306.8839
18.7811 | 7188.4848 |  | 9167.4746
18.8825 | 7101.656 |  | 9056.7419
18.984 | 7014.275 |  | 8945.3049
19.0855 | 6926.4999 |  | 8833.3653
19.1869 | 6838.5654 |  | 8721.2225
19.2884 | 6750.7954 |  | 8609.2894
19.3899 | 6664.3212 |  | 8499.0088
19.4913 | 6553.9376 |  | 8358.2366
19.5928 | 6469.3061 |  | 8250.3061
19.6943 | 6388.5694 |  | 8147.3426
19.7957 | 6280.4992 |  | 8009.5207
19.8972 | 6196.6049 |  | 7902.5302
19.9987 | 6110.8155 |  | 7793.123
20.1001 | 6021.0968 |  | 7678.7048
20.2016 | 5933.0399 |  | 7566.4058
20.3031 | 5847.0987 |  | 7456.805
20.4045 | 5759.3747 |  | 7344.9305
20.506 | 5653.118 |  | 7209.4213
20.6075 | 5565.8887 |  | 7098.1779
20.7089 | 5477.7591 |  | 6985.7862
20.8104 | 5371.0866 |  | 6849.7468
20.9119 | 5280.0493 |  | 6733.6469
21.0133 | 5189.8844 |  | 6618.6595
21.1148 | 5102.2891 |  | 6506.9493
21.2163 | 5015.0522 |  | 6395.6961
21.3177 | 4926.3729 |  | 6282.6034
21.4192 | 4839.9624 |  | 6172.4041
21.5207 | 4730.4078 |  | 6032.6891
21.6221 | 4644.1465 |  | 5922.68
21.7236 | 4557.1761 |  | 5811.7667
21.8251 | 4451.6986 |  | 5677.2513
21.9265 | 4372.7716 |  | 5576.5956
22.028 | 4294.977 |  | 5477.3842
22.1295 | 4219.3887 |  | 5380.9864
22.2309 | 4147.2603 |  | 5289.0011
22.3324 | 4075.429 |  | 5197.3946
22.4339 | 4003.6577 |  | 5105.8647
22.5353 | 3913.7286 |  | 4991.1781
22.6368 | 3844.9581 |  | 4903.475
22.7383 | 3777.2014 |  | 4817.0649
22.8397 | 3689.5271 |  | 4705.2539
22.9412 | 3618.4431 |  | 4614.6005
23.0427 | 3548.1881 |  | 4525.0043
23.1441 | 3480.5131 |  | 4438.6983
23.2456 | 3410.6929 |  | 4349.6567
23.3471 | 3340.2772 |  | 4259.8556
23.4485 | 3269.3871 |  | 4169.4494
23.55 | 3184.002 |  | 4060.5577
23.6515 | 3120.3428 |  | 3979.3732
23.7529 | 3057.0535 |  | 3898.6603
23.8544 | 2976.7479 |  | 3796.2466
23.9559 | 2916.9376 |  | 3719.9705
24.0573 | 2859.4458 |  | 3646.6512
24.1588 | 2802.6541 |  | 3574.2248
24.2603 | 2744.693 |  | 3500.307
24.3617 | 2689.6804 |  | 3430.1494
24.4632 | 2635.1282 |  | 3360.5789
24.5647 | 2567.6967 |  | 3274.5836
24.6661 | 2516.0738 |  | 3208.7489
24.7676 | 2468.2437 |  | 3147.7512
24.8691 | 2409.256 |  | 3072.5241
24.9705 | 2361.6362 |  | 3011.7947
25.072 | 2312.1878 |  | 2948.7331
25.1735 | 2264.3513 |  | 2887.7272
25.2749 | 2218.9774 |  | 2829.8618
25.3764 | 2172.7503 |  | 2770.9084
25.4779 | 2130.4409 |  | 2716.9513
25.5793 | 2076.0009 |  | 2647.524
25.6808 | 2033.2274 |  | 2592.9749
25.7823 | 1991.2636 |  | 2539.4585
25.8837 | 1939.2276 |  | 2473.0969
25.9852 | 1899.7532 |  | 2422.7553
26.0867 | 1862.2377 |  | 2374.9117
26.1882 | 1823.9545 |  | 2326.0891
26.2896 | 1786.3127 |  | 2278.0846
26.3911 | 1753.0338 |  | 2235.6439
26.4926 | 1718.0625 |  | 2191.0451
26.594 | 1675.8105 |  | 2137.1612
26.6955 | 1641.6758 |  | 2093.6292
26.7969 | 1610.6886 |  | 2054.1112
26.8984 | 1572.3952 |  | 2005.2756
26.9999 | 1541.1108 |  | 1965.3786
27.1014 | 1510.246 |  | 1926.0167
27.2028 | 1480.6322 |  | 1888.2503
27.3043 | 1452.1254 |  | 1851.8956
27.4058 | 1422.5296 |  | 1814.1519
27.5072 | 1395.3516 |  | 1779.4919
27.6087 | 1360.5194 |  | 1735.0704
27.7101 | 1332.6911 |  | 1699.5809
27.8116 | 1305.9327 |  | 1665.456
27.9131 | 1272.8551 |  | 1623.2721
28.0145 | 1246.3879 |  | 1589.5185
28.116 | 1221.6601 |  | 1557.9831
28.2175 | 1197.5363 |  | 1527.218
28.319 | 1172.768 |  | 1495.6311
28.4204 | 1147.7593 |  | 1463.7374
28.5219 | 1124.9622 |  | 1434.6642
28.6233 | 1098.5804 |  | 1401.0196
28.7248 | 1077.2541 |  | 1373.8221
28.8263 | 1057.384 |  | 1348.4818
28.9278 | 1034.5954 |  | 1319.4195
29.0292 | 1017.8614 |  | 1298.0787
29.1307 | 1000.1635 |  | 1275.5085
29.2322 | 981.7351 |  | 1252.0068
29.3336 | 965.6466 |  | 1231.4891
29.4351 | 950.371 |  | 1212.0082
29.5366 | 934.0515 |  | 1191.1959
29.638 | 914.9785 |  | 1166.8721
29.7395 | 901.4044 |  | 1149.561
29.841 | 886.6514 |  | 1130.7466
29.9424 | 867.154 |  | 1105.8815
30.0439 | 852.4239 |  | 1087.0962
30.1454 | 837.4974 |  | 1068.0605
30.2468 | 824.4818 |  | 1051.4617
30.3483 | 810.2411 |  | 1033.3004
30.4498 | 796.7061 |  | 1016.0392
30.5512 | 783.2673 |  | 998.9008
30.6527 | 764.7238 |  | 975.2523
30.7542 | 749.9059 |  | 956.3549
30.8556 | 736.329 |  | 939.0404
30.9571 | 722.0712 |  | 920.8574
31.0586 | 709.0186 |  | 904.2114
31.16 | 698.3099 |  | 890.5546
31.2615 | 687.3973 |  | 876.6378
31.363 | 677.8793 |  | 864.4995
31.4644 | 667.8101 |  | 851.6582
31.5659 | 658.1965 |  | 839.398
31.6674 | 647.9623 |  | 826.3464
31.7688 | 639.6149 |  | 815.7008
31.8703 | 630.825 |  | 804.4911
31.9718 | 619.552 |  | 790.1146
32.0732 | 609.3914 |  | 777.1568
32.1747 | 600.7892 |  | 766.1865
32.2762 | 592.5386 |  | 755.6644
32.3776 | 583.5083 |  | 744.1481
32.4791 | 574.2789 |  | 732.3779
32.5806 | 565.8396 |  | 721.6153
32.682 | 555.8614 |  | 708.8901
32.7835 | 548.2784 |  | 699.2194
32.885 | 539.5041 |  | 688.0295
32.9864 | 529.6641 |  | 675.4806
33.0879 | 523.5613 |  | 667.6977
33.1894 | 517.5743 |  | 660.0624
33.2908 | 513.1357 |  | 654.402
33.3923 | 508.923 |  | 649.0295
33.4938 | 505.6596 |  | 644.8677
33.5952 | 501.8376 |  | 639.9934
| 0 |  | 0
Degrees | #VALUE! |  | #VALUE!
-33.6774 | 0 |  | 0
-33.5759 | 0 |  | 0
-33.4744 | 0 |  | 0
-33.373 | 0 |  | 0
-33.2715 | 0 |  | 0
-33.17 | 0 |  | 0
-33.0686 | 0 |  | 0
-32.9671 | 0 |  | 0
-32.8656 | 0 |  | 0
-32.7642 | 0 |  | 0
-32.6627 | 0 |  | 0
-32.5612 | 0 |  | 0
-32.4598 | 0 |  | 0
-32.3583 | 0 |  | 0
-32.2568 | 0 |  | 0
-32.1554 | 0 |  | 0
-32.0539 | 0 |  | 0
-31.9524 | 0 |  | 0
-31.851 | 0 |  | 0
-31.7495 | 0 |  | 0
-31.648 | 0 |  | 0
-31.5466 | 0 |  | 0
-31.4451 | 0 |  | 0
-31.3436 | 0 |  | 0
-31.2422 | 0 |  | 0
-31.1407 | 0 |  | 0
-31.0392 | 0 |  | 0
-30.9378 | 0 |  | 0
-30.8363 | 0 |  | 0
-30.7348 | 0 |  | 0
-30.6334 | 0 |  | 0
-30.5319 | 0 |  | 0
-30.4304 | 0 |  | 0
-30.329 | 0 |  | 0
-30.2275 | 0 |  | 0
-30.126 | 0 |  | 0
-30.0246 | 0 |  | 0
-29.9231 | 0 |  | 0
-29.8216 | 0 |  | 0
-29.7202 | 0 |  | 0
-29.6187 | 0 |  | 0
-29.5172 | 0 |  | 0
-29.4158 | 0 |  | 0
-29.3143 | 0 |  | 0
-29.2128 | 0 |  | 0
-29.1114 | 0 |  | 0
-29.0099 | 0 |  | 0
-28.9084 | 0 |  | 0
-28.807 | 0 |  | 0
-28.7055 | 0 |  | 0
-28.604 | 0 |  | 0
-28.5026 | 0 |  | 0
-28.4011 | 0 |  | 0
-28.2996 | 0 |  | 0
-28.1982 | 0 |  | 0
-28.0967 | 0 |  | 0
-27.9952 | 0 |  | 0
-27.8938 | 0 |  | 0
-27.7923 | 0 |  | 0
-27.6908 | 0 |  | 0
-27.5894 | 0 |  | 0
-27.4879 | 0 |  | 0
-27.3864 | 0 |  | 0
-27.285 | 0 |  | 0
-27.1835 | 0 |  | 0
-27.082 | 0 |  | 0
-26.9806 | 0 |  | 0
-26.8791 | 22.313 |  | 28.4558
-26.7776 | 50.7315 |  | 64.6979
-26.6761 | 78.9114 |  | 100.6357
-26.5747 | 107.7123 |  | 137.3656
-26.4732 | 137.6239 |  | 175.5117
-26.3717 | 168.0186 |  | 214.2741
-26.2703 | 197.9767 |  | 252.4797
-26.1688 | 238.9994 |  | 304.7959
-26.0674 | 269.5218 |  | 343.7211
-25.9659 | 301.2445 |  | 384.1771
-25.8644 | 310.5642 |  | 396.0626
-25.763 | 313.8957 |  | 400.3112
-25.6615 | 317.6544 |  | 405.1047
-25.56 | 320.2002 |  | 408.3513
-25.4585 | 321.2125 |  | 409.6423
-25.3571 | 322.8407 |  | 411.7187
-25.2556 | 324.8808 |  | 414.3204
-25.1542 | 329.5263 |  | 420.2449
-25.0527 | 333.6005 |  | 425.4407
-24.9512 | 338.3414 |  | 431.4868
-24.8498 | 342.471 |  | 436.7532
-24.7483 | 345.4983 |  | 440.614
-24.6468 | 348.9125 |  | 444.9681
-24.5453 | 352.8667 |  | 450.0109
-24.4439 | 357.55 |  | 455.9835
-24.3424 | 361.2855 |  | 460.7474
-24.241 | 365.2527 |  | 465.8067
-24.1395 | 368.9036 |  | 470.4628
-24.038 | 371.3848 |  | 473.6271
-23.9365 | 374.721 |  | 477.8817
-23.8351 | 380.4203 |  | 485.15
-23.7336 | 384.2687 |  | 490.0578
-23.6321 | 387.3348 |  | 493.968
-23.5307 | 391.5398 |  | 499.3307
-23.4292 | 396.0523 |  | 505.0855
-23.3277 | 400.2771 |  | 510.4734
-23.2263 | 404.5192 |  | 515.8833
-23.1248 | 410.803 |  | 523.897
-23.0233 | 414.9034 |  | 529.1263
-22.9219 | 419.8749 |  | 535.4665
-22.8204 | 426.4325 |  | 543.8294
-22.7189 | 431.7962 |  | 550.6697
-22.6175 | 438.0008 |  | 558.5824
-22.516 | 443.5885 |  | 565.7084
-22.4145 | 448.3767 |  | 571.8148
-22.3131 | 452.6653 |  | 577.2841
-22.2116 | 458.8784 |  | 585.2077
-22.1101 | 465.9625 |  | 594.242
-22.0087 | 471.6071 |  | 601.4405
-21.9072 | 476.1317 |  | 607.2108
-21.8057 | 481.9505 |  | 614.6315
-21.7043 | 486.9042 |  | 620.9489
-21.6028 | 492.5048 |  | 628.0914
-21.5013 | 497.686 |  | 634.6989
-21.3999 | 503.3262 |  | 641.8919
-21.2984 | 510.8119 |  | 651.4384
-21.1969 | 517.1827 |  | 659.5631
-21.0955 | 525.899 |  | 670.679
-20.994 | 532.2917 |  | 678.8316
-20.8925 | 539.4823 |  | 688.0017
-20.7911 | 548.071 |  | 698.955
-20.6896 | 555.0709 |  | 707.8819
-20.5881 | 561.0781 |  | 715.5428
-20.4867 | 568.4845 |  | 724.9883
-20.3852 | 576.7696 |  | 735.5543
-20.2837 | 583.5539 |  | 744.2063
-20.1823 | 590.7604 |  | 753.3967
-20.0808 | 601.3611 |  | 766.9158
-19.9793 | 609.7402 |  | 777.6017
-19.8779 | 617.4726 |  | 787.4628
-19.7764 | 627.5967 |  | 800.374
-19.6749 | 636.1403 |  | 811.2697
-19.5735 | 644.9724 |  | 822.5333
-19.472 | 653.4006 |  | 833.2818
-19.3705 | 660.75 |  | 842.6545
-19.2691 | 669.8768 |  | 854.2939
-19.1676 | 678.2869 |  | 865.0193
-19.0661 | 687.6988 |  | 877.0222
-18.9647 | 696.9988 |  | 888.8825
-18.8632 | 706.051 |  | 900.4268
-18.7617 | 716.9684 |  | 914.3498
-18.6603 | 724.9771 |  | 924.5632
-18.5588 | 734.3899 |  | 936.5675
-18.4573 | 743.6063 |  | 948.3211
-18.3559 | 753.7272 |  | 961.2283
-18.2544 | 762.6714 |  | 972.6348
-18.1529 | 772.9716 |  | 985.7706
-18.0515 | 784.7894 |  | 1000.8419
-17.95 | 794.8002 |  | 1013.6088
-17.8485 | 806.5571 |  | 1028.6023
-17.7471 | 820.9901 |  | 1047.0086
-17.6456 | 833.5638 |  | 1063.0439
-17.5441 | 845.2682 |  | 1077.9705
-17.4427 | 857.0209 |  | 1092.9587
-17.3412 | 868.6228 |  | 1107.7546
-17.2397 | 881.6798 |  | 1124.4063
-17.1383 | 894.5041 |  | 1140.7611
-17.0368 | 911.8422 |  | 1162.8723
-16.9353 | 924.2775 |  | 1178.7311
-16.8339 | 936.2523 |  | 1194.0026
-16.7324 | 951.3386 |  | 1213.2421
-16.6309 | 963.2877 |  | 1228.4807
-16.5295 | 975.976 |  | 1244.6622
-16.428 | 988.5142 |  | 1260.6522
-16.3265 | 1001.9236 |  | 1277.7532
-16.225 | 1015.9369 |  | 1295.6243
-16.1236 | 1030.3887 |  | 1314.0547
-16.0221 | 1049.1505 |  | 1337.9817
-15.9207 | 1066.0444 |  | 1359.5265
-15.8192 | 1081.7172 |  | 1379.514
-15.7177 | 1103.7053 |  | 1407.5554
-15.6163 | 1123.1358 |  | 1432.3351
-15.5148 | 1141.0956 |  | 1455.2392
-15.4133 | 1159.0451 |  | 1478.1302
-15.3118 | 1177.1797 |  | 1501.2573
-15.2104 | 1194.6554 |  | 1523.544
-15.1089 | 1210.806 |  | 1544.1409
-15.0075 | 1231.5656 |  | 1570.6156
-14.906 | 1249.8689 |  | 1593.9578
-14.8045 | 1270.1514 |  | 1619.824
-14.703 | 1293.8416 |  | 1650.0362
-14.6016 | 1312.0503 |  | 1673.2578
-14.5001 | 1333.0048 |  | 1699.981
-14.3986 | 1355.0981 |  | 1728.1566
-14.2972 | 1378.4475 |  | 1757.9341
-14.1957 | 1402.4155 |  | 1788.5005
-14.0943 | 1427.354 |  | 1820.3046
-13.9928 | 1458.655 |  | 1860.2227
-13.8913 | 1481.817 |  | 1889.7612
-13.7898 | 1506.9442 |  | 1921.806
-13.6884 | 1540.074 |  | 1964.0563
-13.5869 | 1566.6971 |  | 1998.0088
-13.4855 | 1593.0627 |  | 2031.6328
-13.384 | 1619.6144 |  | 2065.4943
-13.2825 | 1645.9341 |  | 2099.0597
-13.181 | 1672.408 |  | 2132.8219
-13.0796 | 1699.9417 |  | 2167.9357
-12.9781 | 1735.4078 |  | 2213.1656
-12.8766 | 1766.4767 |  | 2252.7877
-12.7752 | 1796.1682 |  | 2290.6533
-12.6737 | 1835.9091 |  | 2341.3349
-12.5722 | 1867.9039 |  | 2382.1378
-12.4708 | 1899.9419 |  | 2422.996
-12.3693 | 1934.3266 |  | 2466.8467
-12.2678 | 1969.0007 |  | 2511.0666
-12.1664 | 2005.7255 |  | 2557.9018
-12.0649 | 2042.3942 |  | 2604.6654
-11.9634 | 2087.8497 |  | 2662.6348
-11.862 | 2125.2262 |  | 2710.301
-11.7605 | 2164.0464 |  | 2759.8083
-11.659 | 2214.2524 |  | 2823.8361
-11.5576 | 2254.0889 |  | 2874.6396
-11.4561 | 2296.2503 |  | 2928.4081
-11.3546 | 2337.2398 |  | 2980.6819
-11.2532 | 2380.1613 |  | 3035.4197
-11.1517 | 2422.505 |  | 3089.4207
-11.0502 | 2465.688 |  | 3144.4919
-10.9488 | 2523.8531 |  | 3218.6699
-10.8473 | 2571.9001 |  | 3279.9441
-10.7458 | 2618.1973 |  | 3338.987
-10.6444 | 2677.4056 |  | 3414.4954
-10.5429 | 2726.3657 |  | 3476.9341
-10.4414 | 2775.1446 |  | 3539.1419
-10.34 | 2826.8006 |  | 3605.0189
-10.2385 | 2878.4171 |  | 3670.8454
-10.137 | 2931.9606 |  | 3739.1294
-10.0356 | 2987.6134 |  | 3810.1034
-9.9341 | 3053.938 |  | 3894.6871
-9.8326 | 3106.5428 |  | 3961.774
-9.7312 | 3163.9785 |  | 4035.0218
-9.6297 | 3236.9473 |  | 4128.0789
-9.5282 | 3296.2348 |  | 4203.6882
-9.4268 | 3355.6841 |  | 4279.504
-9.3253 | 3417.0975 |  | 4357.8244
-9.2238 | 3480.0731 |  | 4438.1372
-9.1224 | 3541.1434 |  | 4516.0201
-9.0209 | 3603.3308 |  | 4595.3278
-8.9194 | 3682.7795 |  | 4696.6486
-8.818 | 3749.6396 |  | 4781.9154
-8.7165 | 3817.2662 |  | 4868.1596
-8.615 | 3903.4153 |  | 4978.0255
-8.5136 | 3972.0456 |  | 5065.5497
-8.4121 | 4043.8169 |  | 5157.0797
-8.3106 | 4113.9023 |  | 5246.4596
-8.2092 | 4184.406 |  | 5336.3729
-8.1077 | 4257.1452 |  | 5429.1373
-8.0062 | 4330.9826 |  | 5523.3021
-7.9048 | 4426.7244 |  | 5645.4017
-7.8033 | 4502.2209 |  | 5741.6823
-7.7018 | 4580.6404 |  | 5841.6907
-7.6004 | 4681.069 |  | 5969.7673
-7.4989 | 4760.7102 |  | 6071.3337
-7.3974 | 4842.147 |  | 6175.1901
-7.296 | 4923.4831 |  | 6278.918
-7.1945 | 5006.0971 |  | 6384.2756
-7.093 | 5090.8611 |  | 6492.3752
-6.9916 | 5178.5661 |  | 6604.2253
-6.8901 | 5285.7423 |  | 6740.9071
-6.7886 | 5374.3323 |  | 6853.886
-6.6872 | 5463.7359 |  | 6967.9024
-6.5857 | 5580.9513 |  | 7117.3872
-6.4842 | 5675.386 |  | 7237.8197
-6.3828 | 5768.1424 |  | 7356.112
-6.2813 | 5866.6185 |  | 7481.6985
-6.1798 | 5965.9988 |  | 7608.4382
-6.0784 | 6069.6488 |  | 7740.6231
-5.9769 | 6166.0449 |  | 7863.5571
-5.8754 | 6291.1748 |  | 8023.1352
-5.774 | 6393.1937 |  | 8153.2399
-5.6725 | 6494.7318 |  | 8282.7314
-5.571 | 6619.8706 |  | 8442.321
-5.4696 | 6721.4317 |  | 8571.8418
-5.3681 | 6825.982 |  | 8705.1749
-5.2666 | 6930.1613 |  | 8838.0347
-5.1652 | 7035.6669 |  | 8972.5859
-5.0637 | 7141.4339 |  | 9107.4706
-4.9622 | 7255.6408 |  | 9253.1187
-4.8608 | 7390.2474 |  | 9424.7826
-4.7593 | 7497.6978 |  | 9561.8141
-4.6578 | 7603.47 |  | 9696.7052
-4.5564 | 7740.617 |  | 9871.6089
-4.4549 | 7848.061 |  | 10008.6322
-4.3534 | 7958.136 |  | 10149.0108
-4.2519 | 8071.0204 |  | 10292.9724
-4.1505 | 8182.3771 |  | 10434.9855
-4.049 | 8289.7408 |  | 10571.9064
-3.9475 | 8398.5494 |  | 10710.67
-3.8461 | 8546.2521 |  | 10899.0353
-3.7446 | 8671.7964 |  | 11059.142
-3.6431 | 8792.3174 |  | 11212.8423
-3.5417 | 8942.1498 |  | 11403.9237
-3.4402 | 9063.2217 |  | 11558.3266
-3.3387 | 9180.4332 |  | 11707.8065
-3.2373 | 9291.6815 |  | 11849.6814
-3.1358 | 9400.7732 |  | 11988.8061
-3.0343 | 9504.9359 |  | 12121.6447
-2.9329 | 9607.1371 |  | 12251.982
-2.8314 | 9724.2709 |  | 12401.3627
-2.7299 | 9817.3436 |  | 12520.0583
-2.6285 | 9918.874 |  | 12649.54
-2.527 | 10054.5825 |  | 12822.6091
-2.4255 | 10163.8222 |  | 12961.9224
-2.3241 | 10265.9673 |  | 13092.1881
-2.2226 | 10370.1402 |  | 13225.0398
-2.1211 | 10475.6432 |  | 13359.5878
-2.0197 | 10585.2744 |  | 13499.4004
-1.9182 | 10691.7951 |  | 13635.2463
-1.8167 | 10824.4403 |  | 13804.4088
-1.7153 | 10918.458 |  | 13924.3095
-1.6138 | 11000.3884 |  | 14028.7953
-1.5123 | 11087.1062 |  | 14139.3866
-1.4109 | 11145.075 |  | 14213.3141
-1.3094 | 11206.8837 |  | 14292.1387
-1.2079 | 11268.1682 |  | 14370.2949
-1.1065 | 11323.8389 |  | 14441.2917
-1.005 | 11366.8012 |  | 14496.0816
-0.90354 | 11411.1599 |  | 14552.6523
-0.80207 | 11465.466 |  | 14621.9088
-0.70061 | 11516.8798 |  | 14687.4768
-0.59914 | 11563.5966 |  | 14747.0547
-0.49767 | 11627.3412 |  | 14828.3482
-0.3962 | 11661.9553 |  | 14872.4917
-0.29474 | 11685.8966 |  | 14903.0239
-0.19327 | 11697.9685 |  | 14918.4193
-0.091803 | 11711.7227 |  | 14935.9599
0.0096635 | 11718.4754 |  | 14944.5716
0.11113 | 11706.1509 |  | 14928.8542
0.2126 | 11691.1801 |  | 14909.762
0.31406 | 11666.8079 |  | 14878.6801
0.41553 | 11634.7864 |  | 14837.843
0.517 | 11581.7109 |  | 14770.1559
0.61847 | 11546.3787 |  | 14725.0968
0.71993 | 11508.7931 |  | 14677.1638
0.8214 | 11471.928 |  | 14630.1498
0.92287 | 11425.1857 |  | 14570.5393
1.0243 | 11382.7807 |  | 14516.4602
1.1258 | 11343.5537 |  | 14466.4341
1.2273 | 11271.3743 |  | 14374.3837
1.3287 | 11204.8572 |  | 14289.5544
1.4302 | 11139.3361 |  | 14205.9954
1.5317 | 11044.5635 |  | 14085.1318
1.6331 | 10963.9301 |  | 13982.3
1.7346 | 10875.0098 |  | 13868.9
1.8361 | 10787.4707 |  | 13757.2613
1.9375 | 10692.7516 |  | 13636.4661
2.039 | 10597.8488 |  | 13515.4366
2.1405 | 10507.6418 |  | 13400.3956
2.2419 | 10389.9456 |  | 13250.2976
2.3434 | 10291.1838 |  | 13124.3467
2.4449 | 10190.7527 |  | 12996.2669
2.5463 | 10075.5931 |  | 12849.4039
2.6478 | 9985.3847 |  | 12734.3612
2.7493 | 9902.1816 |  | 12628.2522
2.8507 | 9803.819 |  | 12502.8104
2.9522 | 9708.9341 |  | 12381.8037
3.0537 | 9608.7555 |  | 12254.0459
3.1551 | 9495.1161 |  | 12109.1215
3.2566 | 9361.9709 |  | 11939.3215
3.3581 | 9254.2349 |  | 11801.9257
3.4595 | 9138.4134 |  | 11654.2186
3.561 | 8988.7378 |  | 11463.3373
3.6625 | 8862.2268 |  | 11301.9978
3.7639 | 8731.0469 |  | 11134.7041
3.8654 | 8607.4116 |  | 10977.032
3.9669 | 8485.6944 |  | 10821.8061
4.0683 | 8364.7016 |  | 10667.504
4.1698 | 8249.4336 |  | 10520.5027
4.2713 | 8102.7308 |  | 10333.4126
4.3727 | 7990.3284 |  | 10190.0658
4.4742 | 7886.1785 |  | 10057.2434
4.5757 | 7764.8923 |  | 9902.5672
4.6771 | 7670.5915 |  | 9782.3054
4.7786 | 7577.5227 |  | 9663.6147
4.8801 | 7484.9755 |  | 9545.5892
4.9815 | 7388.8599 |  | 9423.0131
5.083 | 7293.7034 |  | 9301.66
5.1845 | 7196.8214 |  | 9178.1064
5.2859 | 7081.042 |  | 9030.4529
5.3874 | 6982.6042 |  | 8904.9151
5.4889 | 6876.3908 |  | 8769.4612
5.5903 | 6746.4722 |  | 8603.776
5.6918 | 6641.2102 |  | 8469.5354
5.7933 | 6540.5788 |  | 8341.2002
5.8947 | 6437.8509 |  | 8210.1912
5.9962 | 6334.3756 |  | 8078.2292
6.0977 | 6231.1885 |  | 7946.6347
6.1992 | 6132.2928 |  | 7820.513
6.3006 | 6007.9957 |  | 7661.9969
6.4021 | 5911.6583 |  | 7539.1378
6.5036 | 5819.3469 |  | 7421.4131
6.605 | 5700.869 |  | 7270.3183
6.7065 | 5608.9352 |  | 7153.075
6.808 | 5513.3349 |  | 7031.156
6.9094 | 5421.3959 |  | 6913.9063
7.0109 | 5332.5573 |  | 6800.6103
7.1124 | 5247.1951 |  | 6691.7479
7.2138 | 5163.9346 |  | 6585.5657
7.3153 | 5058.5552 |  | 6451.1755
7.4168 | 4974.2821 |  | 6343.702
7.5182 | 4893.3133 |  | 6240.4425
7.6197 | 4793.8068 |  | 6113.5418
7.7212 | 4716.6218 |  | 6015.1078
7.8226 | 4643.0472 |  | 5921.2781
7.9241 | 4568.7903 |  | 5826.5783
8.0256 | 4494.5258 |  | 5731.8687
8.127 | 4418.4108 |  | 5634.7992
8.2285 | 4338.8448 |  | 5533.3288
8.33 | 4245.6306 |  | 5414.4527
8.4314 | 4169.6775 |  | 5317.5897
8.5329 | 4095.2 |  | 5222.6086
8.6344 | 4002.487 |  | 5104.3716
8.7358 | 3933.8223 |  | 5016.8035
8.8373 | 3865.5963 |  | 4929.7949
8.9388 | 3795.5071 |  | 4840.4101
9.0402 | 3728.5589 |  | 4755.0312
9.1417 | 3663.5365 |  | 4672.108
9.2432 | 3600.3262 |  | 4591.496
9.3446 | 3520.282 |  | 4489.4156
9.4461 | 3461.344 |  | 4414.252
9.5476 | 3400.5135 |  | 4336.6748
9.649 | 3328.7192 |  | 4245.1156
9.7505 | 3267.4895 |  | 4167.0293
9.852 | 3208.0376 |  | 4091.2103
9.9534 | 3151.7598 |  | 4019.4393
10.0549 | 3096.737 |  | 3949.2687
10.1564 | 3044.6589 |  | 3882.8535
10.2578 | 2992.1662 |  | 3815.9096
10.3593 | 2923.4633 |  | 3728.2927
10.4608 | 2869.6724 |  | 3659.6932
10.5622 | 2821.3819 |  | 3598.1083
10.6637 | 2759.2212 |  | 3518.8348
10.7652 | 2712.1971 |  | 3458.8649
10.8666 | 2664.8567 |  | 3398.4917
10.9681 | 2616.0458 |  | 3336.2433
11.0696 | 2568.8087 |  | 3276.0018
11.171 | 2521.1992 |  | 3215.2854
11.2725 | 2475.5818 |  | 3157.1094
11.374 | 2424.9307 |  | 3092.5141
11.4754 | 2381.6406 |  | 3037.3063
11.5769 | 2339.6029 |  | 2983.6956
11.6784 | 2287.6969 |  | 2917.4999
11.7798 | 2245.8186 |  | 2864.0925
11.8813 | 2206.1797 |  | 2813.541
11.9828 | 2169.247 |  | 2766.4408
12.0842 | 2131.3502 |  | 2718.1109
12.1857 | 2094.8881 |  | 2671.6108
12.2872 | 2060.5991 |  | 2627.8821
12.3886 | 2017.4761 |  | 2572.8873
12.4901 | 1985.2276 |  | 2531.7608
12.5916 | 1952.8631 |  | 2490.4863
12.693 | 1913.1196 |  | 2439.8014
12.7945 | 1882.0533 |  | 2400.1826
12.896 | 1850.3111 |  | 2359.7017
12.9974 | 1819.7995 |  | 2320.7904
13.0989 | 1790.7801 |  | 2283.7818
13.2004 | 1762.7158 |  | 2247.9915
13.3018 | 1733.8252 |  | 2211.1473
13.4033 | 1696.7178 |  | 2163.8242
13.5048 | 1667.6843 |  | 2126.7978
13.6062 | 1640.5217 |  | 2092.1573
13.7077 | 1608.3433 |  | 2051.1202
13.8092 | 1582.7952 |  | 2018.5388
13.9106 | 1557.9116 |  | 1986.8046
14.0121 | 1533.348 |  | 1955.4787
14.1136 | 1509.5344 |  | 1925.1092
14.215 | 1485.9541 |  | 1895.0372
14.3165 | 1462.6161 |  | 1865.2743
14.418 | 1433.5226 |  | 1828.1714
14.5194 | 1412.8959 |  | 1801.8662
14.6209 | 1391.3459 |  | 1774.3835
14.7224 | 1365.3387 |  | 1741.2165
14.8238 | 1344.8893 |  | 1715.1373
14.9253 | 1324.9066 |  | 1689.6534
15.0268 | 1305.3677 |  | 1664.7355
15.1282 | 1285.6223 |  | 1639.5541
15.2297 | 1265.5005 |  | 1613.8927
15.3312 | 1247.3691 |  | 1590.7699
15.4327 | 1224.7685 |  | 1561.9473
15.5341 | 1205.4187 |  | 1537.2704
15.6356 | 1187.9376 |  | 1514.9768
15.737 | 1166.0853 |  | 1487.1086
15.8385 | 1149.4565 |  | 1465.9018
15.94 | 1132.9802 |  | 1444.8897
16.0415 | 1116.7933 |  | 1424.2466
16.1429 | 1100.5523 |  | 1403.5343
16.2444 | 1084.9064 |  | 1383.5811
16.3458 | 1070.2514 |  | 1364.8916
16.4473 | 1052.4051 |  | 1342.1322
16.5488 | 1037.3548 |  | 1322.9386
16.6502 | 1024.0836 |  | 1306.0138
16.7517 | 1006.861 |  | 1284.0498
16.8532 | 993.1974 |  | 1266.6246
16.9547 | 979.8673 |  | 1249.6248
17.0561 | 966.794 |  | 1232.9523
17.1576 | 954.0429 |  | 1216.6909
17.259 | 942.0257 |  | 1201.3654
17.3605 | 928.4475 |  | 1184.0491
17.462 | 913.4976 |  | 1164.9835
17.5634 | 900.7548 |  | 1148.7327
17.6649 | 888.6786 |  | 1133.3319
17.7664 | 872.3746 |  | 1112.5393
17.8679 | 860.6599 |  | 1097.5996
17.9693 | 849.3888 |  | 1083.2256
18.0708 | 838.0462 |  | 1068.7603
18.1722 | 828.1441 |  | 1056.1322
18.2737 | 817.2357 |  | 1042.2207
18.3752 | 806.6677 |  | 1028.7433
18.4766 | 793.8468 |  | 1012.3929
18.5781 | 784.4502 |  | 1000.4093
18.6796 | 774.8733 |  | 988.1959
18.7811 | 762.7652 |  | 972.7545
18.8825 | 753.7539 |  | 961.2624
18.984 | 744.2644 |  | 949.1604
19.0855 | 735.9344 |  | 938.5372
19.1869 | 725.4001 |  | 925.1027
19.2884 | 716.2267 |  | 913.4039
19.3899 | 707.4945 |  | 902.2677
19.4913 | 697.2657 |  | 889.2229
19.5928 | 689.0095 |  | 878.6938
19.6943 | 680.8276 |  | 868.2594
19.7957 | 670.5187 |  | 855.1125
19.8972 | 663.3612 |  | 845.9845
19.9987 | 655.6112 |  | 836.101
20.1001 | 647.383 |  | 825.6075
20.2016 | 639.9946 |  | 816.1852
20.3031 | 633.7272 |  | 808.1923
20.4045 | 626.4965 |  | 798.971
20.506 | 616.3464 |  | 786.0265
20.6075 | 609.1848 |  | 776.8934
20.7089 | 602.4927 |  | 768.3589
20.8104 | 593.6129 |  | 757.0345
20.9119 | 585.121 |  | 746.2049
21.0133 | 578.1428 |  | 737.3056
21.1148 | 571.0319 |  | 728.237
21.2163 | 563.959 |  | 719.2169
21.3177 | 555.3008 |  | 708.1751
21.4192 | 548.706 |  | 699.7647
21.5207 | 540.3479 |  | 689.1057
21.6221 | 533.5094 |  | 680.3845
21.7236 | 526.8327 |  | 671.8697
21.8251 | 519.1564 |  | 662.0801
21.9265 | 513.4214 |  | 654.7663
22.028 | 507.7845 |  | 647.5776
22.1295 | 501.2852 |  | 639.2891
22.2309 | 496.1196 |  | 632.7014
22.3324 | 491.0583 |  | 626.2467
22.4339 | 485.1072 |  | 618.6572
22.5353 | 478.1987 |  | 609.8468
22.6368 | 473.6207 |  | 604.0084
22.7383 | 469.1792 |  | 598.3442
22.8397 | 462.0764 |  | 589.286
22.9412 | 456.6731 |  | 582.3952
23.0427 | 451.6479 |  | 575.9865
23.1441 | 447.3499 |  | 570.5053
23.2456 | 442.8734 |  | 564.7965
23.3471 | 437.9654 |  | 558.5373
23.4485 | 433.0161 |  | 552.2255
23.55 | 426.6447 |  | 544.1
23.6515 | 421.5647 |  | 537.6215
23.7529 | 416.4122 |  | 531.0505
23.8544 | 411.9368 |  | 525.343
23.9559 | 407.9093 |  | 520.2067
24.0573 | 403.4811 |  | 514.5594
24.1588 | 398.5153 |  | 508.2266
24.2603 | 393.0723 |  | 501.2851
24.3617 | 389.6488 |  | 496.9191
24.4632 | 386.2691 |  | 492.609
24.5647 | 382.0951 |  | 487.2858
24.6661 | 378.361 |  | 482.5238
24.7676 | 375.6672 |  | 479.0883
24.8691 | 370.4725 |  | 472.4636
24.9705 | 367.2608 |  | 468.3677
25.072 | 363.3298 |  | 463.3545
25.1735 | 360.0965 |  | 459.2311
25.2749 | 357.867 |  | 456.3878
25.3764 | 354.5148 |  | 452.1127
25.4779 | 351.8692 |  | 448.7388
25.5793 | 348.5813 |  | 444.5458
25.6808 | 344.7612 |  | 439.6739
25.7823 | 341.3663 |  | 435.3445
25.8837 | 336.7514 |  | 429.459
25.9852 | 303.0631 |  | 386.4963
26.0867 | 270.1363 |  | 344.5049
26.1882 | 237.6059 |  | 303.0188
26.2896 | 204.5663 |  | 260.8834
26.3911 | 172.147 |  | 219.5391
26.4926 | 139.3365 |  | 177.6958
26.594 | 96.1932 |  | 122.6751
26.6955 | 63.4338 |  | 80.8971
26.7969 | 31.0841 |  | 39.6416
26.8984 | 0 |  | 0
26.9999 | 0 |  | 0
27.1014 | 0 |  | 0
27.2028 | 0 |  | 0
27.3043 | 0 |  | 0
27.4058 | 0 |  | 0
27.5072 | 0 |  | 0
27.6087 | 0 |  | 0
27.7101 | 0 |  | 0
27.8116 | 0 |  | 0
27.9131 | 0 |  | 0
28.0145 | 0 |  | 0
28.116 | 0 |  | 0
28.2175 | 0 |  | 0
28.319 | 0 |  | 0
28.4204 | 0 |  | 0
28.5219 | 0 |  | 0
28.6233 | 0 |  | 0
28.7248 | 0 |  | 0
28.8263 | 0 |  | 0
28.9278 | 0 |  | 0
29.0292 | 0 |  | 0
29.1307 | 0 |  | 0
29.2322 | 0 |  | 0
29.3336 | 0 |  | 0
29.4351 | 0 |  | 0
29.5366 | 0 |  | 0
29.638 | 0 |  | 0
29.7395 | 0 |  | 0
29.841 | 0 |  | 0
29.9424 | 0 |  | 0
30.0439 | 0 |  | 0
30.1454 | 0 |  | 0
30.2468 | 0 |  | 0
30.3483 | 0 |  | 0
30.4498 | 0 |  | 0
30.5512 | 0 |  | 0
30.6527 | 0 |  | 0
30.7542 | 0 |  | 0
30.8556 | 0 |  | 0
30.9571 | 0 |  | 0
31.0586 | 0 |  | 0
31.16 | 0 |  | 0
31.2615 | 0 |  | 0
31.363 | 0 |  | 0
31.4644 | 0 |  | 0
31.5659 | 0 |  | 0
31.6674 | 0 |  | 0
31.7688 | 0 |  | 0
31.8703 | 0 |  | 0
31.9718 | 0 |  | 0
32.0732 | 0 |  | 0
32.1747 | 0 |  | 0
32.2762 | 0 |  | 0
32.3776 | 0 |  | 0
32.4791 | 0 |  | 0
32.5806 | 0 |  | 0
32.682 | 0 |  | 0
32.7835 | 0 |  | 0
32.885 | 0 |  | 0
32.9864 | 0 |  | 0
33.0879 | 0 |  | 0
33.1894 | 0 |  | 0
33.2908 | 0 |  | 0
33.3923 | 0 |  | 0
33.4938 | 0 |  | 0
33.5952 | 0 |  | 0
| 0 |  | 0
| 0 |  | 0
| 0 |  | 0
| 0 |  | 0
| 0 |  | 0
| 0 |  | 0
| 0 |  | 0
| 0 |  | 0
| 0 |  | 0
| 0 |  | 0
| 0 |  | 0
| 0 |  | 0
| 0 |  | 0
| 0 |  | 0
| 0 |  | 0
| 0 |  | 0
| 0 |  | 0
| 0 |  | 0
| 0 |  | 0
| 0 |  | 0
| 0 |  | 0
| 0 |  | 0
| 0 |  | 0
| 0 |  | 0
| 0 |  | 0
| 0 |  | 0
| 0 |  | 0
| 0 |  | 0
| 0 |  | 0
| 0 |  | 0
| 0 |  | 0
| 0 |  | 0
| 0 |  | 0
| 0 |  | 0
| 0 |  | 0
| 0 |  | 0
| 0 |  | 0
| 0 |  | 0
| 0 |  | 0
| 0 |  | 0
| 0 |  | 0
| 0 |  | 0
| 0 |  | 0
| 0 |  | 0
| 0 |  | 0
| 0 |  | 0
| 0 |  | 0
| 0 |  | 0
| 0 |  | 0
| 0 |  | 0
| 0 |  | 0
| 0 |  | 0
| 0 |  | 0
| 0 |  | 0
| 0 |  | 0
| 0 |  | 0
| 0 |  | 0
| 0 |  | 0
| 0 |  | 0
| 0 |  | 0
| 0 |  | 0
| 0 |  | 0
| 0 |  | 0
| 0 |  | 0
| 0 |  | 0
| 0 |  | 0
| 0 |  | 0
| 0 |  | 0
| 0 |  | 0
| 0 |  | 0
| 0 |  | 0
| 0 |  | 0
| 0 |  | 0
| 0 |  | 0
| 0 |  | 0
| 0 |  | 0
| 0 |  | 0
| 0 |  | 0
| 0 |  | 0
| 0 |  | 0
| 0 |  | 0
| 0 |  | 0
| 0 |  | 0
| 0 |  | 0
| 0 |  | 0
| 0 |  | 0
| 0 |  | 0
| 0 |  | 0
| 0 |  | 0
| 0 |  | 0
| 0 |  | 0
| 0 |  | 0
| 0 |  | 0
| 0 |  | 0
| 0 |  | 0
| 0 |  | 0
| 0 |  | 0
| 0 |  | 0
| 0 |  | 0
| 0 |  | 0
| 0 |  | 0
| 0 |  | 0
| 0 |  | 0
| 0 |  | 0
| 0 |  | 0
| 0 |  | 0
| 0 |  | 0
| 0 |  | 0
| 0 |  | 0
| 0 |  | 0
| 0 |  | 0
| 0 |  | 0
| 0 |  | 0
| 0 |  | 0
| 0 |  | 0
| 0 |  | 0
| 0 |  | 0
| 0 |  | 0
| 0 |  | 0
| 0 |  | 0
| 0 |  | 0
| 0 |  | 0
| 0 |  | 0
| 0 |  | 0
| 0 |  | 0
| 0 |  | 0
| 0 |  | 0
| 0 |  | 0
| 0 |  | 0
| 0 |  | 0
| 0 |  | 0
| 0 |  | 0
| 0 |  | 0
| 0 |  | 0
| 0 |  | 0
| 0 |  | 0
| 0 |  | 0
| 0 |  | 0
| 0 |  | 0
| 0 |  | 0
| 0 |  | 0
| 0 |  | 0
| 0 |  | 0
| 0 |  | 0
| 0 |  | 0
| 0 |  | 0
| 0 |  | 0
| 0 |  | 0
| 0 |  | 0
| 0 |  | 0
| 0 |  | 0
| 0 |  | 0
| 0 |  | 0
| 0 |  | 0
| 0 |  | 0
| 0 |  | 0
| 0 |  | 0
| 0 |  | 0
| 0 |  | 0
| 0 |  | 0
| 0 |  | 0
| 0 |  | 0
| 0 |  | 0
| 0 |  | 0
| 0 |  | 0
| 0 |  | 0
| 0 |  | 0
| 0 |  | 0
| 0 |  | 0
| 0 |  | 0
| 0 |  | 0
| 0 |  | 0
| 0 |  | 0
| 0 |  | 0
| 0 |  | 0
| 0 |  | 0
| 0 |  | 0
| 0 |  | 0
| 0 |  | 0
| 0 |  | 0
| 0 |  | 0
| 0 |  | 0
| 0 |  | 0
| 0 |  | 0
| 0 |  | 0
| 0 |  | 0
| 0 |  | 0
| 0 |  | 0
| 0 |  | 0
| 0 |  | 0
| 0 |  | 0
| 0 |  | 0
| 0 |  | 0
| 0 |  | 0
| 0 |  | 0
| 0 |  | 0
| 0 |  | 0
| 0 |  | 0
| 0 |  | 0
| 0 |  | 0
| 0 |  | 0
| 0 |  | 0
| 0 |  | 0
| 0 |  | 0
| 0 |  | 0
| 0 |  | 0
| 0 |  | 0
| 0 |  | 0
| 0 |  | 0
| 0 |  | 0
| 0 |  | 0
| 0 |  | 0
| 0 |  | 0
| 0 |  | 0
| 0 |  | 0
| 0 |  | 0
| 0 |  | 0
| 0 |  | 0
| 0 |  | 0
| 0 |  | 0
| 0 |  | 0
| 0 |  | 0
| 0 |  | 0
| 0 |  | 0
| 0 |  | 0
| 0 |  | 0
| 0 |  | 0
| 0 |  | 0
| 0 |  | 0
| 0 |  | 0
| 0 |  | 0
| 0 |  | 0
| 0 |  | 0
| 0 |  | 0
| 0 |  | 0
| 0 |  | 0
| 0 |  | 0
| 0 |  | 0
| 0 |  | 0
| 0 |  | 0
| 0 |  | 0
| 0 |  | 0
| 0 |  | 0
| 0 |  | 0
| 0 |  | 0
| 0 |  | 0
| 0 |  | 0
| 0 |  | 0
| 0 |  | 0
| 0 |  | 0
| 0 |  | 0
| 0 |  | 0
| 0 |  | 0
| 0 |  | 0
| 0 |  | 0
| 0 |  | 0
| 0 |  | 0
| 0 |  | 0
| 0 |  | 0
| 0 |  | 0
| 0 |  | 0
| 0 |  | 0
| 0 |  | 0
| 0 |  | 0
| 0 |  | 0
| 0 |  | 0
| 0 |  | 0
| 0 |  | 0
| 0 |  | 0
| 0 |  | 0
| 0 |  | 0
| 0 |  | 0
| 0 |  | 0
| 0 |  | 0
| 0 |  | 0
| 0 |  | 0
| 0 |  | 0
| 0 |  | 0
| 0 |  | 0
| 0 |  | 0
| 0 |  | 0
| 0 |  | 0
| 0 |  | 0
| 0 |  | 0
| 0 |  | 0
| 0 |  | 0
| 0 |  | 0
| 0 |  | 0
| 0 |  | 0
| 0 |  | 0
| 0 |  | 0
| 0 |  | 0
| 0 |  | 0
| 0 |  | 0
| 0 |  | 0
| 0 |  | 0
| 0 |  | 0
| 0 |  | 0
| 0 |  | 0
| 0 |  | 0
| 0 |  | 0
| 0 |  | 0
| 0 |  | 0
| 0 |  | 0
| 0 |  | 0
| 0 |  | 0
| 0 |  | 0
| 0 |  | 0
| 0 |  | 0
| 0 |  | 0
| 0 |  | 0
| 0 |  | 0
| 0 |  | 0
| 0 |  | 0
| 0 |  | 0
| 0 |  | 0
| 0 |  | 0
| 0 |  | 0
| 0 |  | 0
| 0 |  | 0
| 0 |  | 0
| 0 |  | 0
| 0 |  | 0
| 0 |  | 0
| 0 |  | 0
| 0 |  | 0
| 0 |  | 0
| 0 |  | 0
| 0 |  | 0
| 0 |  | 0
| 0 |  | 0
| 0 |  | 0
| 0 |  | 0
| 0 |  | 0
| 0 |  | 0
| 0 |  | 0
| 0 |  | 0
| 0 |  | 0
| 0 |  | 0
| 0 |  | 0
| 0 |  | 0
| 0 |  | 0
| 0 |  | 0
| 0 |  | 0
| 0 |  | 0
| 0 |  | 0
| 0 |  | 0
| 0 |  | 0
| 0 |  | 0
| 0 |  | 0
| 0 |  | 0
| 0 |  | 0
| 0 |  | 0
| 0 |  | 0
| 0 |  | 0
| 0 |  | 0
| 0 |  | 0
| 0 |  | 0
| 0 |  | 0
| 0 |  | 0
| 0 |  | 0
| 0 |  | 0
| 0 |  | 0
| 0 |  | 0
| 0 |  | 0
| 0 |  | 0
| 0 |  | 0
| 0 |  | 0
| 0 |  | 0
| 0 |  | 0
| 0 |  | 0
| 0 |  | 0
| 0 |  | 0
| 0 |  | 0
| 0 |  | 0
| 0 |  | 0
| 0 |  | 0
| 0 |  | 0
| 0 |  | 0
| 0 |  | 0
| 0 |  | 0
| 0 |  | 0
| 0 |  | 0
| 0 |  | 0
| 0 |  | 0
| 0 |  | 0
| 0 |  | 0
| 0 |  | 0
| 0 |  | 0
| 0 |  | 0
| 0 |  | 0
| 0 |  | 0
| 0 |  | 0
| 0 |  | 0
| 0 |  | 0
| 0 |  | 0
| 0 |  | 0
| 0 |  | 0
| 0 |  | 0
| 0 |  | 0
| 0 |  | 0
| 0 |  | 0
| 0 |  | 0
| 0 |  | 0
| 0 |  | 0
| 0 |  | 0
| 0 |  | 0
| 0 |  | 0
| 0 |  | 0
| 0 |  | 0
| 0 |  | 0
| 0 |  | 0
| 0 |  | 0
| 0 |  | 0
| 0 |  | 0
| 0 |  | 0
| 0 |  | 0
| 0 |  | 0
| 0 |  | 0
| 0 |  | 0
| 0 |  | 0
| 0 |  | 0
| 0 |  | 0
| 0 |  | 0
| 0 |  | 0
| 0 |  | 0
| 0 |  | 0
| 0 |  | 0
| 0 |  | 0
| 0 |  | 0
| 0 |  | 0
| 0 |  | 0
| 0 |  | 0
| 0 |  | 0
| 0 |  | 0
| 0 |  | 0
| 0 |  | 0
| 0 |  | 0
| 0 |  | 0
| 0 |  | 0
| 0 |  | 0
| 0 |  | 0
| 0 |  | 0
| 0 |  | 0
| 0 |  | 0
| 0 |  | 0
| 0 |  | 0
| 0 |  | 0
| 0 |  | 0
| 0 |  | 0
| 0 |  | 0
| 0 |  | 0
| 0 |  | 0
| 0 |  | 0
| 0 |  | 0
| 0 |  | 0
| 0 |  | 0
| 0 |  | 0
| 0 |  | 0
| 0 |  | 0
| 0 |  | 0
| 0 |  | 0
| 0 |  | 0
| 0 |  | 0
| 0 |  | 0
| 0 |  | 0
| 0 |  | 0
| 0 |  | 0
| 0 |  | 0
| 0 |  | 0
| 0 |  | 0
| 0 |  | 0
| 0 |  | 0
| 0 |  | 0
| 0 |  | 0
| 0 |  | 0
| 0 |  | 0
| 0 |  | 0
| 0 |  | 0
| 0 |  | 0
| 0 |  | 0
| 0 |  | 0
| 0 |  | 0
| 0 |  | 0
| 0 |  | 0
| 0 |  | 0
| 0 |  | 0
| 0 |  | 0
| 0 |  | 0
| 0 |  | 0
| 0 |  | 0
| 0 |  | 0
| 0 |  | 0
| 0 |  | 0
| 0 |  | 0
| 0 |  | 0
| 0 |  | 0
| 0 |  | 0
| 0 |  | 0
| 0 |  | 0
| 0 |  | 0
| 0 |  | 0
| 0 |  | 0
| 0 |  | 0
| 0 |  | 0
| 0 |  | 0
| 0 |  | 0
| 0 |  | 0
| 0 |  | 0
| 0 |  | 0
| 0 |  | 0
| 0 |  | 0
| 0 |  | 0
| 0 |  | 0
| 0 |  | 0
| 0 |  | 0
| 0 |  | 0
| 0 |  | 0
| 0 |  | 0
| 0 |  | 0
| 0 |  | 0
| 0 |  | 0
| 0 |  | 0
| 0 |  | 0
| 0 |  | 0
| 0 |  | 0
| 0 |  | 0
| 0 |  | 0
| 0 |  | 0
| 0 |  | 0
| 0 |  | 0
| 0 |  | 0
| 0 |  | 0
| 0 |  | 0
| 0 |  | 0
| 0 |  | 0
| 0 |  | 0
| 0 |  | 0
| 0 |  | 0
| 0 |  | 0
| 0 |  | 0
| 0 |  | 0
| 0 |  | 0
| 0 |  | 0
| 0 |  | 0
| 0 |  | 0
| 0 |  | 0
| 0 |  | 0
| 0 |  | 0
| 0 |  | 0
| 0 |  | 0
| 0 |  | 0
| 0 |  | 0
| 0 |  | 0
| 0 |  | 0
| 0 |  | 0
| 0 |  | 0
| 0 |  | 0
| 0 |  | 0
| 0 |  | 0
| 0 |  | 0
| 0 |  | 0
| 0 |  | 0
| 0 |  | 0
| 0 |  | 0
| 0 |  | 0
| 0 |  | 0
| 0 |  | 0
| 0 |  | 0
| 0 |  | 0
| 0 |  | 0
| 0 |  | 0
| 0 |  | 0
| 0 |  | 0
| 0 |  | 0
| 0 |  | 0
| 0 |  | 0
| 0 |  | 0
| 0 |  | 0
| 0 |  | 0
| 0 |  | 0
| 0 |  | 0
| 0 |  | 0
| 0 |  | 0
| 0 |  | 0
| 0 |  | 0
| 0 |  | 0
| 0 |  | 0
| 0 |  | 0
| 0 |  | 0
| 0 |  | 0
| 0 |  | 0
| 0 |  | 0
| 0 |  | 0
| 0 |  | 0
| 0 |  | 0
| 0 |  | 0
| 0 |  | 0
| 0 |  | 0
| 0 |  | 0
| 0 |  | 0
| 0 |  | 0
| 0 |  | 0
| 0 |  | 0
| 0 |  | 0
| 0 |  | 0
| 0 |  | 0
| 0 |  | 0
| 0 |  | 0
| 0 |  | 0
| 0 |  | 0
| 0 |  | 0
| 0 |  | 0
| 0 |  | 0
| 0 |  | 0
| 0 |  | 0
| 0 |  | 0
| 0 |  | 0
| 0 |  | 0
| 0 |  | 0
| 0 |  | 0
| 0 |  | 0
| 0 |  | 0
| 0 |  | 0
| 0 |  | 0
| 0 |  | 0
| 0 |  | 0
| 0 |  | 0
| 0 |  | 0
| 0 |  | 0
| 0 |  | 0
| 0 |  | 0
| 0 |  | 0
| 0 |  | 0
| 0 |  | 0
| 0 |  | 0
| 0 |  | 0
| 0 |  | 0
| 0 |  | 0
| 0 |  | 0
| 0 |  | 0
| 0 |  | 0
| 0 |  | 0
| 0 |  | 0
| 0 |  | 0
| 0 |  | 0
| 0 |  | 0
| 0 |  | 0
| 0 |  | 0
| 0 |  | 0
| 0 |  | 0
| 0 |  | 0
| 0 |  | 0
| 0 |  | 0
| 0 |  | 0
| 0 |  | 0
| 0 |  | 0
| 0 |  | 0
| 0 |  | 0
| 0 |  | 0
| 0 |  | 0
| 0 |  | 0
| 0 |  | 0
| 0 |  | 0
| 0 |  | 0
| 0 |  | 0
| 0 |  | 0
| 0 |  | 0
| 0 |  | 0
| 0 |  | 0
| 0 |  | 0
| 0 |  | 0
| 0 |  | 0
| 0 |  | 0
| 0 |  | 0
| 0 |  | 0
| 0 |  | 0
| 0 |  | 0
| 0 |  | 0
| 0 |  | 0
| 0 |  | 0
| 0 |  | 0
| 0 |  | 0
| 0 |  | 0
| 0 |  | 0
| 0 |  | 0
| 0 |  | 0
| 0 |  | 0
| 0 |  | 0
| 0 |  | 0
| 0 |  | 0
| 0 |  | 0
| 0 |  | 0
| 0 |  | 0
| 0 |  | 0
| 0 |  | 0
| 0 |  | 0
| 0 |  | 0
| 0 |  | 0
| 0 |  | 0
| 0 |  | 0
| 0 |  | 0
| 0 |  | 0
| 0 |  | 0
| 0 |  | 0
| 0 |  | 0
| 0 |  | 0
| 0 |  | 0
| 0 |  | 0
| 0 |  | 0
| 0 |  | 0
| 0 |  | 0
| 0 |  | 0
| 0 |  | 0
| 0 |  | 0
| 0 |  | 0
| 0 |  | 0
| 0 |  | 0
| 0 |  | 0
| 0 |  | 0
| 0 |  | 0
| 0 |  | 0
| 0 |  | 0
| 0 |  | 0
| 0 |  | 0
| 0 |  | 0
| 0 |  | 0
| 0 |  | 0
| 0 |  | 0
| 0 |  | 0
| 0 |  | 0
| 0 |  | 0
| 0 |  | 0
| 0 |  | 0
| 0 |  | 0
| 0 |  | 0
| 0 |  | 0
| 0 |  | 0
| 0 |  | 0
| 0 |  | 0
| 0 |  | 0
| 0 |  | 0
| 0 |  | 0
| 0 |  | 0
| 0 |  | 0
| 0 |  | 0
| 0 |  | 0
| 0 |  | 0
| 0 |  | 0
| 0 |  | 0
| 0 |  | 0
| 0 |  | 0
| 0 |  | 0
| 0 |  | 0
| 0 |  | 0
| 0 |  | 0
| 0 |  | 0
| 0 |  | 0
| 0 |  | 0
| 0 |  | 0
| 0 |  | 0
| 0 |  | 0
| 0 |  | 0
| 0 |  | 0
| 0 |  | 0
| 0 |  | 0
| 0 |  | 0
| 0 |  | 0
| 0 |  | 0
| 0 |  | 0
| 0 |  | 0
| 0 |  | 0
| 0 |  | 0
| 0 |  | 0
| 0 |  | 0
| 0 |  | 0
| 0 |  | 0
| 0 |  | 0
| 0 |  | 0
| 0 |  | 0
| 0 |  | 0
| 0 |  | 0
| 0 |  | 0
| 0 |  | 0
| 0 |  | 0
| 0 |  | 0
| 0 |  | 0
| 0 |  | 0
| 0 |  | 0
| 0 |  | 0
| 0 |  | 0
| 0 |  | 0
| 0 |  | 0
| 0 |  | 0
| 0 |  | 0
| 0 |  | 0
| 0 |  | 0
| 0 |  | 0
| 0 |  | 0
| 0 |  | 0
| 0 |  | 0
| 0 |  | 0
| 0 |  | 0
| 0 |  | 0
| 0 |  | 0
| 0 |  | 0
| 0 |  | 0
| 0 |  | 0
| 0 |  | 0
| 0 |  | 0
| 0 |  | 0
| 0 |  | 0
| 0 |  | 0
| 0 |  | 0
| 0 |  | 0
| 0 |  | 0
| 0 |  | 0
| 0 |  | 0
| 0 |  | 0
| 0 |  | 0
| 0 |  | 0
| 0 |  | 0
| 0 |  | 0
| 0 |  | 0
| 0 |  | 0
| 0 |  | 0
| 0 |  | 0
| 0 |  | 0
| 0 |  | 0
| 0 |  | 0
| 0 |  | 0
| 0 |  | 0
| 0 |  | 0
| 0 |  | 0
| 0 |  | 0
| 0 |  | 0
| 0 |  | 0
| 0 |  | 0
| 0 |  | 0
| 0 |  | 0
| 0 |  | 0
| 0 |  | 0
| 0 |  | 0
| 0 |  | 0
| 0 |  | 0
| 0 |  | 0
| 0 |  | 0
| 0 |  | 0
| 0 |  | 0
| 0 |  | 0
| 0 |  | 0
| 0 |  | 0
| 0 |  | 0
| 0 |  | 0
| 0 |  | 0
| 0 |  | 0
| 0 |  | 0
| 0 |  | 0
| 0 |  | 0
| 0 |  | 0
| 0 |  | 0
| 0 |  | 0
| 0 |  | 0
| 0 |  | 0
| 0 |  | 0
| 0 |  | 0
| 0 |  | 0
| 0 |  | 0
| 0 |  | 0
| 0 |  | 0
| 0 |  | 0
| 0 |  | 0
| 0 |  | 0
| 0 |  | 0
| 0 |  | 0
| 0 |  | 0
| 0 |  | 0
| 0 |  | 0
| 0 |  | 0
| 0 |  | 0
| 0 |  | 0
| 0 |  | 0
| 0 |  | 0
| 0 |  | 0
| 0 |  | 0
| 0 |  | 0
| 0 |  | 0
| 0 |  | 0
| 0 |  | 0
| 0 |  | 0
| 0 |  | 0
| 0 |  | 0
| 0 |  | 0
| 0 |  | 0
| 0 |  | 0
| 0 |  | 0
| 0 |  | 0
| 0 |  | 0
| 0 |  | 0
| 0 |  | 0
| 0 |  | 0
| 0 |  | 0
| 0 |  | 0
| 0 |  | 0
| 0 |  | 0
| 0 |  | 0
| 0 |  | 0
| 0 |  | 0
| 0 |  | 0
| 0 |  | 0
| 0 |  | 0
| 0 |  | 0
| 0 |  | 0
| 0 |  | 0
| 0 |  | 0
| 0 |  | 0
| 0 |  | 0
| 0 |  | 0
| 0 |  | 0
| 0 |  | 0
| 0 |  | 0
| 0 |  | 0
| 0 |  | 0
| 0 |  | 0
| 0 |  | 0
| 0 |  | 0
| 0 |  | 0
| 0 |  | 0
| 0 |  | 0
| 0 |  | 0
| 0 |  | 0
| 0 |  | 0
| 0 |  | 0
| 0 |  | 0
| 0 |  | 0
| 0 |  | 0
| 0 |  | 0
| 0 |  | 0
| 0 |  | 0
| 0 |  | 0
| 0 |  | 0
| 0 |  | 0
| 0 |  | 0
| 0 |  | 0
| 0 |  | 0
| 0 |  | 0
| 0 |  | 0
| 0 |  | 0
| 0 |  | 0
| 0 |  | 0
| 0 |  | 0
| 0 |  | 0
| 0 |  | 0
| 0 |  | 0
| 0 |  | 0
| 0 |  | 0
| 0 |  | 0
| 0 |  | 0
| 0 |  | 0
| 0 |  | 0
| 0 |  | 0
| 0 |  | 0
| 0 |  | 0
| 0 |  | 0
| 0 |  | 0
| 0 |  | 0
| 0 |  | 0
| 0 |  | 0
| 0 |  | 0
| 0 |  | 0
| 0 |  | 0
| 0 |  | 0
| 0 |  | 0
| 0 |  | 0
| 0 |  | 0
| 0 |  | 0
| 0 |  | 0
| 0 |  | 0
| 0 |  | 0
| 0 |  | 0
| 0 |  | 0
| 0 |  | 0
| 0 |  | 0
| 0 |  | 0
| 0 |  | 0
| 0 |  | 0
| 0 |  | 0
| 0 |  | 0
| 0 |  | 0
| 0 |  | 0
| 0 |  | 0
| 0 |  | 0
| 0 |  | 0
| 0 |  | 0
| 0 |  | 0
| 0 |  | 0
| 0 |  | 0
| 0 |  | 0
| 0 |  | 0
| 0 |  | 0
| 0 |  | 0
| 0 |  | 0
| 0 |  | 0
| 0 |  | 0
| 0 |  | 0
| 0 |  | 0
| 0 |  | 0
| 0 |  | 0
| 0 |  | 0
| 0 |  | 0
| 0 |  | 0
| 0 |  | 0
| 0 |  | 0
| 0 |  | 0
| 0 |  | 0
| 0 |  | 0
| 0 |  | 0
| 0 |  | 0
| 0 |  | 0
| 0 |  | 0
| 0 |  | 0
| 0 |  | 0
| 0 |  | 0
| 0 |  | 0
| 0 |  | 0
| 0 |  | 0
| 0 |  | 0
| 0 |  | 0
| 0 |  | 0
| 0 |  | 0
| 0 |  | 0
| 0 |  | 0
| 0 |  | 0
| 0 |  | 0
| 0 |  | 0
| 0 |  | 0
| 0 |  | 0
| 0 |  | 0
| 0 |  | 0
| 0 |  | 0
| 0 |  | 0
| 0 |  | 0
| 0 |  | 0
| 0 |  | 0
| 0 |  | 0
| 0 |  | 0
| 0 |  | 0
| 0 |  | 0
| 0 |  | 0
| 0 |  | 0
| 0 |  | 0
| 0 |  | 0
| 0 |  | 0
| 0 |  | 0
| 0 |  | 0
| 0 |  | 0
| 0 |  | 0
| 0 |  | 0
| 0 |  | 0
| 0 |  | 0
| 0 |  | 0
| 0 |  | 0
| 0 |  | 0
| 0 |  | 0
| 0 |  | 0
| 0 |  | 0
| 0 |  | 0
| 0 |  | 0
| 0 |  | 0
| 0 |  | 0
| 0 |  | 0
| 0 |  | 0
| 0 |  | 0
| 0 |  | 0
| 0 |  | 0
| 0 |  | 0
| 0 |  | 0
| 0 |  | 0
| 0 |  | 0
| 0 |  | 0
| 0 |  | 0
| 0 |  | 0
| 0 |  | 0
| 0 |  | 0
| 0 |  | 0
| 0 |  | 0
| 0 |  | 0
| 0 |  | 0
| 0 |  | 0
| 0 |  | 0
| 0 |  | 0
| 0 |  | 0
| 0 |  | 0
| 0 |  | 0
| 0 |  | 0
| 0 |  | 0
| 0 |  | 0
| 0 |  | 0
| 0 |  | 0
| 0 |  | 0
| 0 |  | 0
| 0 |  | 0
| 0 |  | 0
| 0 |  | 0
| 0 |  | 0
| 0 |  | 0
| 0 |  | 0
| 0 |  | 0
| 0 |  | 0
| 0 |  | 0
| 0 |  | 0
| 0 |  | 0
| 0 |  | 0
| 0 |  | 0
| 0 |  | 0
| 0 |  | 0
| 0 |  | 0
| 0 |  | 0
| 0 |  | 0
| 0 |  | 0
| 0 |  | 0
| 0 |  | 0
| 0 |  | 0
| 0 |  | 0
| 0 |  | 0
| 0 |  | 0
| 0 |  | 0
| 0 |  | 0
| 0 |  | 0
| 0 |  | 0
| 0 |  | 0
| 0 |  | 0
| 0 |  | 0
| 0 |  | 0
| 0 |  | 0
| 0 |  | 0
| 0 |  | 0
| 0 |  | 0
| 0 |  | 0
| 0 |  | 0
| 0 |  | 0
| 0 |  | 0
| 0 |  | 0
| 0 |  | 0
| 0 |  | 0
| 0 |  | 0
| 0 |  | 0
| 0 |  | 0
| 0 |  | 0
| 0 |  | 0
| 0 |  | 0
| 0 |  | 0
| 0 |  | 0
| 0 |  | 0
| 0 |  | 0
| 0 |  | 0
| 0 |  | 0
| 0 |  | 0
| 0 |  | 0
| 0 |  | 0
| 0 |  | 0
| 0 |  | 0
| 0 |  | 0
| 0 |  | 0
| 0 |  | 0
| 0 |  | 0
| 0 |  | 0
| 0 |  | 0
| 0 |  | 0
| 0 |  | 0
| 0 |  | 0
| 0 |  | 0
| 0 |  | 0
| 0 |  | 0
| 0 |  | 0
| 0 |  | 0
| 0 |  | 0
| 0 |  | 0
| 0 |  | 0
| 0 |  | 0
| 0 |  | 0
| 0 |  | 0
| 0 |  | 0
| 0 |  | 0
| 0 |  | 0
| 0 |  | 0
| 0 |  | 0
| 0 |  | 0
| 0 |  | 0
| 0 |  | 0
| 0 |  | 0
| 0 |  | 0
| 0 |  | 0
| 0 |  | 0
| 0 |  | 0
| 0 |  | 0
| 0 |  | 0
| 0 |  | 0
| 0 |  | 0
| 0 |  | 0
| 0 |  | 0
| 0 |  | 0
| 0 |  | 0
| 0 |  | 0
| 0 |  | 0
| 0 |  | 0
| 0 |  | 0
| 0 |  | 0
| 0 |  | 0
| 0 |  | 0
| 0 |  | 0
| 0 |  | 0
| 0 |  | 0
| 0 |  | 0
| 0 |  | 0
| 0 |  | 0
| 0 |  | 0
| 0 |  | 0
| 0 |  | 0
| 0 |  | 0
| 0 |  | 0
| 0 |  | 0
| 0 |  | 0
| 0 |  | 0
| 0 |  | 0
| 0 |  | 0
| 0 |  | 0
| 0 |  | 0
| 0 |  | 0
| 0 |  | 0
| 0 |  | 0
| 0 |  | 0
| 0 |  | 0
| 0 |  | 0
| 0 |  | 0
| 0 |  | 0
| 0 |  | 0
| 0 |  | 0
| 0 |  | 0
| 0 |  | 0
| 0 |  | 0
| 0 |  | 0
| 0 |  | 0
| 0 |  | 0
| 0 |  | 0
| 0 |  | 0
| 0 |  | 0
| 0 |  | 0
| 0 |  | 0
| 0 |  | 0
| 0 |  | 0
| 0 |  | 0
| 0 |  | 0
| 0 |  | 0
| 0 |  | 0
| 0 |  | 0
| 0 |  | 0
| 0 |  | 0
| 0 |  | 0
| 0 |  | 0
| 0 |  | 0
| 0 |  | 0
| 0 |  | 0
| 0 |  | 0
| 0 |  | 0
| 0 |  | 0
| 0 |  | 0
| 0 |  | 0
| 0 |  | 0
| 0 |  | 0
| 0 |  | 0
| 0 |  | 0
| 0 |  | 0
| 0 |  | 0
| 0 |  | 0
| 0 |  | 0
| 0 |  | 0
| 0 |  | 0
| 0 |  | 0
| 0 |  | 0
| 0 |  | 0
| 0 |  | 0
| 0 |  | 0
| 0 |  | 0
| 0 |  | 0
| 0 |  | 0
| 0 |  | 0
| 0 |  | 0
| 0 |  | 0
| 0 |  | 0
| 0 |  | 0
| 0 |  | 0
| 0 |  | 0
| 0 |  | 0
| 0 |  | 0
| 0 |  | 0
| 0 |  | 0
| 0 |  | 0
| 0 |  | 0
| 0 |  | 0
| 0 |  | 0
| 0 |  | 0
| 0 |  | 0
| 0 |  | 0
| 0 |  | 0
| 0 |  | 0
| 0 |  | 0
| 0 |  | 0
| 0 |  | 0
| 0 |  | 0
| 0 |  | 0
| 0 |  | 0
| 0 |  | 0
| 0 |  | 0
| 0 |  | 0
| 0 |  | 0
| 0 |  | 0
| 0 |  | 0
| 0 |  | 0
| 0 |  | 0
| 0 |  | 0
| 0 |  | 0
| 0 |  | 0
| 0 |  | 0
| 0 |  | 0
| 0 |  | 0
| 0 |  | 0
| 0 |  | 0
| 0 |  | 0
| 0 |  | 0
| 0 |  | 0
| 0 |  | 0
| 0 |  | 0
| 0 |  | 0
| 0 |  | 0
| 0 |  | 0
| 0 |  | 0
| 0 |  | 0
| 0 |  | 0
| 0 |  | 0
| 0 |  | 0
| 0 |  | 0
| 0 |  | 0
| 0 |  | 0
| 0 |  | 0
| 0 |  | 0
| 0 |  | 0
| 0 |  | 0
| 0 |  | 0
| 0 |  | 0
| 0 |  | 0
| 0 |  | 0
| 0 |  | 0
| 0 |  | 0
| 0 |  | 0
| 0 |  | 0
| 0 |  | 0
| 0 |  | 0
| 0 |  | 0
| 0 |  | 0
| 0 |  | 0
| 0 |  | 0
| 0 |  | 0
| 0 |  | 0
| 0 |  | 0
| 0 |  | 0
| 0 |  | 0
| 0 |  | 0
| 0 |  | 0
| 0 |  | 0
| 0 |  | 0
| 0 |  | 0
| 0 |  | 0
| 0 |  | 0
| 0 |  | 0
| 0 |  | 0
| 0 |  | 0
| 0 |  | 0
| 0 |  | 0
| 0 |  | 0
| 0 |  | 0
| 0 |  | 0
| 0 |  | 0
| 0 |  | 0
| 0 |  | 0
| 0 |  | 0
| 0 |  | 0
| 0 |  | 0
| 0 |  | 0
| 0 |  | 0
| 0 |  | 0
| 0 |  | 0
| 0 |  | 0
| 0 |  | 0
| 0 |  | 0
| 0 |  | 0
| 0 |  | 0
| 0 |  | 0
| 0 |  | 0
| 0 |  | 0
| 0 |  | 0
| 0 |  | 0
| 0 |  | 0
| 0 |  | 0
| 0 |  | 0
| 0 |  | 0
| 0 |  | 0
| 0 |  | 0
| 0 |  | 0
| 0 |  | 0
| 0 |  | 0
| 0 |  | 0
| 0 |  | 0
| 0 |  | 0
| 0 |  | 0
| 0 |  | 0
| 0 |  | 0
| 0 |  | 0
| 0 |  | 0
| 0 |  | 0
| 0 |  | 0
| 0 |  | 0
| 0 |  | 0
| 0 |  | 0
| 0 |  | 0
| 0 |  | 0
| 0 |  | 0
| 0 |  | 0
| 0 |  | 0
| 0 |  | 0
| 0 |  | 0
| 0 |  | 0
| 0 |  | 0
| 0 |  | 0
| 0 |  | 0
| 0 |  | 0
| 0 |  | 0
| 0 |  | 0
| 0 |  | 0
| 0 |  | 0
| 0 |  | 0
| 0 |  | 0
| 0 |  | 0
| 0 |  | 0
| 0 |  | 0
| 0 |  | 0
| 0 |  | 0
| 0 |  | 0
| 0 |  | 0
| 0 |  | 0
| 0 |  | 0
| 0 |  | 0
| 0 |  | 0
| 0 |  | 0
| 0 |  | 0
| 0 |  | 0
| 0 |  | 0
| 0 |  | 0
| 0 |  | 0
| 0 |  | 0

## Wide Linear
Desire
D22 Studio HD | 2016-01-19
Diffusion
Wide Linear | Beam Angle | Field Angle
Horizontal | 51.7 | 68.3
[5 empty] | Power Consump (Watts) | Efficacy (lm/W)
Mode | Accessory Lens | Max Candela | Field Lumens | Beam Lumens
Boost Full | Wide Linear | 11165.1087 | 2097.5675 | 1052.0715 | 53.4 | 39.2803
Regulated Full | Wide Linear | 10827.297 | 2034.1035 | 1020.24 | 51.4 | 39.574
Regulated 3200K | Wide Linear | 9086.2676 | 1707.0197 | 856.1854 | 41.9 | 40.7403
Regulated 5600K | Wide Linear | 9539.9314 | 1792.2486 | 898.9335 | 45.8 | 39.1321
| For Field width at any distance, multiply distance by |  |  |  | 1.3566
| For Beam width at any distance, multiply distance by |  |  |  | 0.96899
Dist for 1.0 fc
Regulated mode | Throw Distance (ft) | 10 | 15 | 20 | 25 | 104.0543
| Throw Distance (m) | 3.048 | 4.572 | 6.096 | 7.62 | 31.7158
| Field Width (ft) | 13.5665 | 20.3497 | 27.133 | 33.9162 | 141.1651
| Field Width (m) | 4.1351 | 6.2026 | 8.2701 | 10.3377 | 43.0271
| Illuminance (fc) | 108.273 | 48.1213 | 27.0682 | 17.3237 | 1
| Illuminance (lux) | 1165.4394 | 517.9731 | 291.3599 | 186.4703 | 10.8
| Beam Angle | Field Angle
Vertical | 12.7 | 29.5
| For Field height at any distance, multiply distance by |  |  |  | 0.52656
| For Beam height at any distance, multiply distance by |  |  |  | 0.22257
Test Distance (m) | Iso-Illuminance Diagram grid lines
1.57 | 0.3 | 0.6 | 0.9 | 1.2 | 1.5
| 0.19108 | 0.38217 | 0.57325 | 0.76433 | 0.95541
Regulated mode
Measurement: Full Regulated Warm - WL - Subframed - Make Intensity
Degrees | (Cd)
-42.9218 | 240.7105 |  | 306.978
-42.8557 | 236.6476 |  | 301.7967
-42.7895 | 224.7094 |  | 286.5719
-42.7234 | 225.6336 |  | 287.7505
-42.6573 | 247.3536 |  | 315.4501
-42.5911 | 250.0108 |  | 318.8388
-42.525 | 245.6976 |  | 313.3382
-42.4589 | 239.1122 |  | 304.9398
-42.3927 | 262.9119 |  | 335.2915
-42.3266 | 283.3609 |  | 361.3702
-42.2605 | 278.4317 |  | 355.0839
-42.1943 | 266.6089 |  | 340.0063
-42.1282 | 233.5667 |  | 297.8677
-42.0621 | 220.0111 |  | 280.5801
-41.9959 | 221.1278 |  | 282.0043
-41.9298 | 246.8914 |  | 314.8607
-41.8637 | 273.0402 |  | 348.2082
-41.7975 | 272.6551 |  | 347.717
-41.7314 | 251.5898 |  | 320.8524
-41.6653 | 252.3984 |  | 321.8837
-41.5991 | 226.7119 |  | 289.1256
-41.533 | 249.7027 |  | 318.4459
-41.4669 | 273.5022 |  | 348.7974
-41.4007 | 312.6676 |  | 398.745
-41.3346 | 320.4082 |  | 408.6165
-41.2684 | 295.5304 |  | 376.8899
-41.2023 | 289.0605 |  | 368.6389
-41.1362 | 284.6318 |  | 362.9909
-41.07 | 276.8142 |  | 353.0211
-41.0039 | 280.2417 |  | 357.3922
-40.9378 | 278.2776 |  | 354.8874
-40.8716 | 301.1529 |  | 384.0603
-40.8055 | 289.5997 |  | 369.3265
-40.7394 | 306.6984 |  | 391.1325
-40.6732 | 304.3492 |  | 388.1365
-40.6071 | 328.996 |  | 419.5686
-40.541 | 324.6828 |  | 414.068
-40.4748 | 329.2271 |  | 419.8633
-40.4087 | 332.6931 |  | 424.2835
-40.3425 | 337.2758 |  | 430.1278
-40.2764 | 345.7097 |  | 440.8836
-40.2103 | 347.5967 |  | 443.29
-40.1441 | 351.3708 |  | 448.1032
-40.078 | 340.8959 |  | 434.7445
-40.0119 | 341.8971 |  | 436.0214
-39.9457 | 350.4079 |  | 446.8752
-39.8796 | 351.8713 |  | 448.7415
-39.8135 | 355.5684 |  | 453.4564
-39.7473 | 343.0139 |  | 437.4456
-39.6812 | 347.4041 |  | 443.0444
-39.6151 | 349.4067 |  | 445.5984
-39.5489 | 364.1177 |  | 464.3593
-39.4828 | 365.1959 |  | 465.7344
-39.4166 | 386.0302 |  | 492.3044
-39.3505 | 402.6283 |  | 513.4718
-39.2844 | 414.374 |  | 528.4512
-39.2182 | 399.432 |  | 509.3956
-39.1521 | 382.4488 |  | 487.737
-39.086 | 375.4398 |  | 478.7983
-39.0198 | 370.0868 |  | 471.9717
-38.9537 | 372.667 |  | 475.2622
-38.8876 | 371.9354 |  | 474.3292
-38.8214 | 381.2934 |  | 486.2635
-38.7553 | 396.9287 |  | 506.2032
-38.6892 | 399.2009 |  | 509.1009
-38.623 | 398.6232 |  | 508.3642
-38.5569 | 387.07 |  | 493.6304
-38.4908 | 404.7849 |  | 516.2222
-38.4246 | 427.6217 |  | 545.346
-38.3585 | 445.1055 |  | 567.643
-38.2923 | 446.3764 |  | 569.2639
-38.2262 | 439.1364 |  | 560.0307
-38.1601 | 449.3031 |  | 572.9963
-38.0939 | 475.1437 |  | 605.9508
-38.0278 | 483.3465 |  | 616.4118
-37.9617 | 488.3529 |  | 622.7965
-37.8955 | 473.8344 |  | 604.281
-37.8294 | 480.2272 |  | 612.4338
-37.7633 | 473.9499 |  | 604.4284
-37.6971 | 475.4904 |  | 606.3929
-37.631 | 485.5802 |  | 619.2604
-37.5649 | 508.1474 |  | 648.0403
-37.4987 | 539.495 |  | 688.018
-37.4326 | 530.7146 |  | 676.8203
-37.3665 | 529.5208 |  | 675.2978
-37.3003 | 520.0856 |  | 663.2651
-37.2342 | 534.1419 |  | 681.1912
-37.1681 | 542.4218 |  | 691.7505
-37.1019 | 543.8082 |  | 693.5186
-37.0358 | 555.0148 |  | 707.8103
-36.9696 | 560.2137 |  | 714.4405
-36.9035 | 574.7707 |  | 733.0051
-36.8374 | 582.0492 |  | 742.2874
-36.7712 | 582.8964 |  | 743.3678
-36.7051 | 606.6574 |  | 773.6702
-36.639 | 631.4198 |  | 805.2496
-36.5728 | 652.331 |  | 831.9177
-36.5067 | 649.0962 |  | 827.7924
-36.4406 | 644.2823 |  | 821.6532
-36.3744 | 651.2527 |  | 830.5426
-36.3083 | 659.0319 |  | 840.4634
-36.2422 | 672.4336 |  | 857.5545
-36.176 | 696.8493 |  | 888.6919
-36.1099 | 716.4512 |  | 913.6902
-36.0438 | 702.3948 |  | 895.7641
-35.9776 | 682.6004 |  | 870.5203
-35.9115 | 681.8687 |  | 869.5872
-35.8453 | 753.3058 |  | 960.6909
-35.7792 | 770.058 |  | 982.055
-35.7131 | 760.0451 |  | 969.2856
-35.6469 | 727.1956 |  | 927.3925
-35.5808 | 739.0184 |  | 942.4701
-35.5147 | 770.4045 |  | 982.4969
-35.4485 | 780.2632 |  | 995.0697
-35.3824 | 782.2273 |  | 997.5745
-35.3163 | 770.7126 |  | 982.8898
-35.2501 | 781.6111 |  | 996.7886
-35.184 | 818.9664 |  | 1044.4279
-35.1179 | 866.604 |  | 1105.18
-35.0517 | 900.1853 |  | 1148.0063
-34.9856 | 899.2996 |  | 1146.8768
-34.9194 | 878.7348 |  | 1120.6504
-34.8533 | 871.9185 |  | 1111.9577
-34.7872 | 873.9982 |  | 1114.6099
-34.721 | 898.1442 |  | 1145.4033
-34.6549 | 891.3278 |  | 1136.7104
-34.5888 | 915.859 |  | 1167.995
-34.5226 | 936.2697 |  | 1194.0247
-34.4565 | 972.8548 |  | 1240.6818
-34.3904 | 998.5798 |  | 1273.4888
-34.3242 | 1020.6464 |  | 1301.6304
-34.2581 | 1027.3472 |  | 1310.1759
-34.192 | 1026.4229 |  | 1308.9971
-34.1258 | 1040.8259 |  | 1327.3653
-34.0597 | 1065.0107 |  | 1358.2081
-33.9935 | 1088.3865 |  | 1388.0194
-33.9274 | 1082.5714 |  | 1380.6034
-33.8613 | 1088.1169 |  | 1387.6755
-33.7951 | 1090.3506 |  | 1390.5242
-33.729 | 1106.3324 |  | 1410.9058
-33.6629 | 1120.9665 |  | 1429.5686
-33.5967 | 1142.4169 |  | 1456.9243
-33.5306 | 1170.9532 |  | 1493.3166
-33.4645 | 1197.7952 |  | 1527.5482
-33.3983 | 1219.5537 |  | 1555.2968
-33.3322 | 1235.9592 |  | 1576.2187
-33.2661 | 1251.2864 |  | 1595.7655
-33.1999 | 1279.9 |  | 1632.2565
-33.1338 | 1307.9349 |  | 1668.0094
-33.0677 | 1335.5477 |  | 1703.224
-33.0015 | 1353.9937 |  | 1726.7481
-32.9354 | 1376.87 |  | 1755.9223
-32.8693 | 1401.593 |  | 1787.4515
-32.8031 | 1422.1967 |  | 1813.7275
-32.737 | 1443.9546 |  | 1841.4753
-32.6709 | 1453.3128 |  | 1853.4098
-32.6047 | 1476.073 |  | 1882.4359
-32.5386 | 1497.9852 |  | 1910.3806
-32.4724 | 1531.9516 |  | 1953.6978
-32.4063 | 1557.8695 |  | 1986.751
-32.3402 | 1577.3943 |  | 2011.651
-32.274 | 1586.4821 |  | 2023.2407
-32.2079 | 1594.4158 |  | 2033.3584
-32.1418 | 1626.8033 |  | 2074.6622
-32.0756 | 1688.5737 |  | 2153.4381
-32.0095 | 1758.2013 |  | 2242.2341
-31.9434 | 1803.7206 |  | 2300.2848
-31.8772 | 1812.0393 |  | 2310.8938
-31.8111 | 1796.3264 |  | 2290.855
-31.7449 | 1808.8817 |  | 2306.8668
-31.6788 | 1847.0833 |  | 2355.5853
-31.6127 | 1905.7356 |  | 2430.3846
-31.5465 | 1939.9328 |  | 2473.9963
-31.4804 | 1965.6581 |  | 2506.8038
-31.4143 | 1983.2573 |  | 2529.248
-31.3481 | 1997.1211 |  | 2546.9285
-31.282 | 2022.2305 |  | 2578.9505
-31.2159 | 2056.3116 |  | 2622.4142
-31.1497 | 2091.9728 |  | 2667.8929
-31.0836 | 2116.1193 |  | 2698.687
-31.0175 | 2135.9132 |  | 2723.9302
-30.9513 | 2170.8042 |  | 2768.4266
-30.8852 | 2225.9507 |  | 2838.7549
-30.8191 | 2267.7346 |  | 2892.042
-30.7529 | 2313.6786 |  | 2950.6343
-30.6868 | 2346.4895 |  | 2992.4781
-30.6207 | 2388.35 |  | 3045.8627
-30.5545 | 2419.8129 |  | 3085.9874
-30.4884 | 2458.517 |  | 3135.3467
-30.4222 | 2487.3222 |  | 3172.082
-30.3561 | 2520.596 |  | 3214.5161
-30.29 | 2545.3585 |  | 3246.0957
-30.2238 | 2579.0545 |  | 3289.0682
-30.1577 | 2603.8948 |  | 3320.747
-30.0916 | 2636.0502 |  | 3361.7548
-30.0254 | 2690.3895 |  | 3431.0537
-29.9593 | 2768.2567 |  | 3530.3578
-29.8932 | 2823.2885 |  | 3600.5398
-29.827 | 2835.6512 |  | 3616.306
-29.7609 | 2823.7897 |  | 3601.179
-29.6948 | 2862.2616 |  | 3650.2423
-29.6286 | 2926.1503 |  | 3731.7195
-29.5625 | 2986.1889 |  | 3808.2867
-29.4963 | 3012.3377 |  | 3841.6342
-29.4302 | 3037.8309 |  | 3874.1458
-29.3641 | 3067.8311 |  | 3912.405
-29.298 | 3115.007 |  | 3972.5684
-29.2318 | 3172.0792 |  | 4045.3526
-29.1657 | 3229.8452 |  | 4119.0216
-29.0995 | 3266.5458 |  | 4165.8258
-29.0334 | 3296.2768 |  | 4203.7419
-28.9673 | 3339.7926 |  | 4259.2375
-28.9011 | 3396.0576 |  | 4330.9922
-28.835 | 3451.7818 |  | 4402.0574
-28.7689 | 3495.7605 |  | 4458.1434
-28.7027 | 3529.7664 |  | 4501.5111
-28.6366 | 3564.6178 |  | 4545.9571
-28.5705 | 3630.3557 |  | 4629.7926
-28.5043 | 3699.4055 |  | 4717.8519
-28.4382 | 3755.9383 |  | 4789.9481
-28.3721 | 3774.0387 |  | 4813.0315
-28.3059 | 3793.1784 |  | 4837.4404
-28.2398 | 3827.8002 |  | 4881.5936
-28.1736 | 3873.9354 |  | 4940.4299
-28.1075 | 3916.1045 |  | 4994.2081
-28.0414 | 3955.1542 |  | 5044.0082
-27.9752 | 3994.9359 |  | 5094.7418
-27.9091 | 4027.5925 |  | 5136.3887
-27.843 | 4070.9935 |  | 5191.738
-27.7768 | 4117.1301 |  | 5250.576
-27.7107 | 4170.4669 |  | 5318.5965
-27.6446 | 4206.7441 |  | 5364.8608
-27.5784 | 4249.4131 |  | 5419.2765
-27.5123 | 4297.0124 |  | 5479.9799
-27.4462 | 4350.8887 |  | 5548.6884
-27.38 | 4395.5612 |  | 5605.6592
-27.3139 | 4444.585 |  | 5668.1793
-27.2477 | 4484.6358 |  | 5719.256
-27.1816 | 4526.7666 |  | 5772.9855
-27.1155 | 4546.7149 |  | 5798.4255
-27.0494 | 4556.7285 |  | 5811.1959
-26.9832 | 4574.0968 |  | 5833.3457
-26.9171 | 4603.2872 |  | 5870.5721
-26.8509 | 4654.8144 |  | 5936.2848
-26.7848 | 4701.22 |  | 5995.4659
-26.7187 | 4760.6809 |  | 6071.2963
-26.6525 | 4827.8433 |  | 6156.9485
-26.5864 | 4863.465 |  | 6202.3769
-26.5203 | 4881.2184 |  | 6225.0178
-26.4541 | 4895.4291 |  | 6243.1407
-26.388 | 4950.5373 |  | 6313.4203
-26.3219 | 5031.3327 |  | 6416.4586
-26.2557 | 5104.5795 |  | 6509.8703
-26.1896 | 5151.3703 |  | 6569.5425
-26.1234 | 5170.9717 |  | 6594.5402
-26.0573 | 5204.2838 |  | 6637.0231
-25.9912 | 5228.3143 |  | 6667.6692
-25.925 | 5252.4225 |  | 6698.4144
-25.8589 | 5264.7062 |  | 6714.0798
-25.7928 | 5303.5646 |  | 6763.6359
-25.7266 | 5362.4082 |  | 6838.6792
-25.6605 | 5422.0999 |  | 6914.804
-25.5944 | 5472.3557 |  | 6978.8952
-25.5282 | 5508.9019 |  | 7025.5026
-25.4621 | 5545.0261 |  | 7071.5718
-25.396 | 5578.9924 |  | 7114.889
-25.3298 | 5603.4846 |  | 7146.1239
-25.2637 | 5608.6074 |  | 7152.6571
-25.1976 | 5632.6762 |  | 7183.3519
-25.1314 | 5704.9984 |  | 7275.5845
-25.0653 | 5802.161 |  | 7399.4959
-24.9992 | 5864.7017 |  | 7479.2541
-24.933 | 5889.579 |  | 7510.9801
-24.8669 | 5902.0578 |  | 7526.8943
-24.8008 | 5941.6469 |  | 7577.3823
-24.7346 | 5992.9038 |  | 7642.7502
-24.6685 | 6027.4861 |  | 7686.853
-24.6023 | 6046.0876 |  | 7710.5755
-24.5362 | 6055.0989 |  | 7722.0676
-24.4701 | 6083.5572 |  | 7758.3605
-24.4039 | 6098.6925 |  | 7777.6625
-24.3378 | 6136.1633 |  | 7825.4491
-24.2717 | 6168.9743 |  | 7867.2929
-24.2055 | 6202.2086 |  | 7909.6766
-24.1394 | 6222.6963 |  | 7935.8046
-24.0733 | 6261.7842 |  | 7985.6534
-24.0071 | 6321.4376 |  | 8061.7294
-23.941 | 6370.0763 |  | 8123.7583
-23.8748 | 6438.741 |  | 8211.3264
-23.8087 | 6505.7108 |  | 8296.733
-23.7426 | 6570.4859 |  | 8379.3406
-23.6764 | 6602.9895 |  | 8420.7925
-23.6103 | 6643.155 |  | 8472.0156
-23.5442 | 6667.4941 |  | 8503.0553
-23.478 | 6673.8489 |  | 8511.1596
-23.4119 | 6666.1461 |  | 8501.3362
-23.3458 | 6681.1641 |  | 8520.4885
-23.2796 | 6708.8164 |  | 8555.7536
-23.2135 | 6749.2523 |  | 8607.3215
-23.1474 | 6803.4755 |  | 8676.4724
-23.0812 | 6853.5387 |  | 8740.3179
-23.0151 | 6890.5479 |  | 8787.5158
-22.949 | 6904.4487 |  | 8805.2434
-22.8828 | 6926.3622 |  | 8833.1897
-22.8167 | 6950.8161 |  | 8864.3757
-22.7506 | 6971.9593 |  | 8891.3396
-22.6844 | 6984.7059 |  | 8907.5954
-22.6183 | 6998.724 |  | 8925.4727
-22.5521 | 7034.0766 |  | 8970.5578
-22.486 | 7072.4338 |  | 9019.4748
-22.4199 | 7098.0431 |  | 9052.1343
-22.3537 | 7133.2413 |  | 9097.0227
-22.2876 | 7180.7246 |  | 9157.5781
-22.2215 | 7245.1923 |  | 9239.7937
-22.1553 | 7284.0481 |  | 9289.3466
-22.0892 | 7311.4301 |  | 9324.2668
-22.0231 | 7325.6012 |  | 9342.3392
-21.9569 | 7326.411 |  | 9343.372
-21.8908 | 7318.5539 |  | 9333.3518
-21.8247 | 7325.1778 |  | 9341.7993
-21.7585 | 7341.9684 |  | 9363.2123
-21.6924 | 7360.8773 |  | 9387.3268
-21.6262 | 7400.5047 |  | 9437.8636
-21.5601 | 7455.8438 |  | 9508.4376
-21.494 | 7517.9228 |  | 9587.607
-21.4278 | 7535.5232 |  | 9610.0528
-21.3617 | 7544.3802 |  | 9621.3481
-21.2956 | 7551.1967 |  | 9630.0411
-21.2294 | 7569.5278 |  | 9653.4189
-21.1633 | 7588.1281 |  | 9677.1398
-21.0972 | 7605.689 |  | 9699.5352
-21.031 | 7627.4469 |  | 9727.283
-20.9649 | 7647.8963 |  | 9753.3622
-20.8988 | 7681.4392 |  | 9796.1395
-20.8326 | 7718.7558 |  | 9843.7293
-20.7665 | 7750.1422 |  | 9883.7564
-20.7004 | 7785.1492 |  | 9928.4008
-20.6342 | 7819.2303 |  | 9971.8644
-20.5681 | 7853.6596 |  | 10015.7721
-20.502 | 7876.3421 |  | 10044.699
-20.4358 | 7883.6585 |  | 10054.0296
-20.3697 | 7892.6315 |  | 10065.4729
-20.3035 | 7910.3467 |  | 10088.0651
-20.2374 | 7932.1824 |  | 10115.9122
-20.1713 | 7967.1881 |  | 10160.5549
-20.1051 | 7998.1511 |  | 10200.0421
-20.039 | 8008.0091 |  | 10212.6141
-19.9729 | 8019.5634 |  | 10227.3492
-19.9067 | 8027.5735 |  | 10237.5645
-19.8406 | 8049.3697 |  | 10265.3611
-19.7745 | 8045.1727 |  | 10260.0087
-19.7083 | 8038.0476 |  | 10250.9221
-19.6422 | 8057.1107 |  | 10275.2333
-19.576 | 8101.4363 |  | 10331.7618
-19.5099 | 8158.4703 |  | 10404.4972
-19.4438 | 8209.921 |  | 10470.1123
-19.3776 | 8231.7567 |  | 10497.9593
-19.3115 | 8230.9469 |  | 10496.9266
-19.2454 | 8221.9356 |  | 10485.4345
-19.1792 | 8226.2487 |  | 10490.9349
-19.1131 | 8228.5978 |  | 10493.9308
-19.047 | 8220.0482 |  | 10483.0274
-18.9808 | 8198.3285 |  | 10455.3284
-18.9147 | 8190.1258 |  | 10444.8674
-18.8486 | 8212.77 |  | 10473.7456
-18.7824 | 8256.1328 |  | 10529.0461
-18.7163 | 8274.9651 |  | 10553.063
-18.6502 | 8268.4178 |  | 10544.7132
-18.584 | 8263.527 |  | 10538.476
-18.5179 | 8310.1252 |  | 10597.9026
-18.4518 | 8356.4543 |  | 10656.9861
-18.3856 | 8402.2044 |  | 10715.3312
-18.3195 | 8438.5581 |  | 10761.6931
-18.2534 | 8483.4996 |  | 10819.0071
-18.1872 | 8539.8411 |  | 10890.8594
-18.1211 | 8592.9472 |  | 10958.5855
-18.0549 | 8614.8976 |  | 10986.579
-17.9888 | 8621.8684 |  | 10995.4688
-17.9227 | 8619.9045 |  | 10992.9642
-17.8565 | 8640.1601 |  | 11018.7961
-17.7904 | 8648.9418 |  | 11029.9954
-17.7243 | 8640.1218 |  | 11018.7473
-17.6581 | 8628.1454 |  | 11003.4739
-17.592 | 8613.3571 |  | 10984.6143
-17.5259 | 8599.9167 |  | 10967.4737
-17.4597 | 8594.2569 |  | 10960.2558
-17.3936 | 8616.2839 |  | 10988.3468
-17.3274 | 8651.8686 |  | 11033.728
-17.2613 | 8688.8765 |  | 11080.9242
-17.1952 | 8702.3947 |  | 11098.1639
-17.129 | 8710.6357 |  | 11108.6737
-17.0629 | 8724.3834 |  | 11126.2062
-16.9968 | 8731.0456 |  | 11134.7024
-16.9306 | 8758.5423 |  | 11169.769
-16.8645 | 8804.9097 |  | 11228.9013
-16.7984 | 8827.5539 |  | 11257.7795
-16.7322 | 8818.9278 |  | 11246.7786
-16.6661 | 8798.2858 |  | 11220.4538
-16.6 | 8846.6554 |  | 11282.1396
-16.5338 | 8888.0924 |  | 11334.9842
-16.4677 | 8903.8436 |  | 11355.0718
-16.4016 | 8893.061 |  | 11341.3207
-16.3354 | 8902.5339 |  | 11353.4015
-16.2693 | 8933.6117 |  | 11393.035
-16.2032 | 8965.0363 |  | 11433.1109
-16.137 | 8988.9903 |  | 11463.6593
-16.0709 | 9008.014 |  | 11487.9202
-16.0048 | 9026.2673 |  | 11511.1987
-15.9386 | 9033.8171 |  | 11520.827
-15.8725 | 9031.1594 |  | 11517.4376
-15.8063 | 9018.4893 |  | 11501.2794
-15.7402 | 9022.1086 |  | 11505.8951
-15.6741 | 9035.3564 |  | 11522.79
-15.6079 | 9048.1808 |  | 11539.145
-15.5418 | 9055.9601 |  | 11549.066
-15.4757 | 9058.3475 |  | 11552.1106
-15.4095 | 9055.6898 |  | 11548.7212
-15.3434 | 9065.0862 |  | 11560.7044
-15.2773 | 9092.0065 |  | 11595.0359
-15.2111 | 9141.492 |  | 11658.1447
-15.145 | 9180.7737 |  | 11708.2408
-15.0788 | 9211.3108 |  | 11747.1847
-15.0127 | 9234.3019 |  | 11776.5052
-14.9466 | 9247.3954 |  | 11793.2034
-14.8804 | 9244.2773 |  | 11789.2269
-14.8143 | 9219.9 |  | 11758.1384
-14.7482 | 9204.7647 |  | 11738.8364
-14.682 | 9207.1903 |  | 11741.9298
-14.6159 | 9234.3797 |  | 11776.6044
-14.5498 | 9266.5364 |  | 11817.6139
-14.4836 | 9287.3697 |  | 11844.1826
-14.4175 | 9282.1333 |  | 11837.5046
-14.3514 | 9267.3449 |  | 11818.645
-14.2852 | 9261.0679 |  | 11810.6399
-14.2191 | 9280.1694 |  | 11835
-14.153 | 9300.4632 |  | 11860.8807
-14.0868 | 9318.5635 |  | 11883.9641
-14.0207 | 9331.2719 |  | 11900.1711
-13.9545 | 9343.6347 |  | 11915.9373
-13.8884 | 9355.0716 |  | 11930.5227
-13.8223 | 9365.5851 |  | 11943.9307
-13.7561 | 9369.4365 |  | 11948.8424
-13.69 | 9358.5378 |  | 11934.9433
-13.6239 | 9323.9172 |  | 11890.7917
-13.5577 | 9329.3079 |  | 11897.6664
-13.4916 | 9358.2305 |  | 11934.5513
-13.4255 | 9379.2181 |  | 11961.3168
-13.3593 | 9370.8993 |  | 11950.7079
-13.2932 | 9349.7191 |  | 11923.6968
-13.2271 | 9338.281 |  | 11909.1097
-13.1609 | 9366.548 |  | 11945.1586
-13.0948 | 9423.7745 |  | 12018.1396
-13.0287 | 9471.4503 |  | 12078.9406
-12.9625 | 9480.6924 |  | 12090.7271
-12.8964 | 9473.2995 |  | 12081.2989
-12.8302 | 9500.2568 |  | 12115.6775
-12.7641 | 9522.2455 |  | 12143.7197
-12.698 | 9531.2185 |  | 12155.163
-12.6319 | 9534.3775 |  | 12159.1916
-12.5657 | 9524.9428 |  | 12147.1595
-12.4996 | 9498.9853 |  | 12114.056
-12.4334 | 9459.59 |  | 12063.8152
-12.3673 | 9435.9052 |  | 12033.6099
-12.3012 | 9440.912 |  | 12039.9951
-12.235 | 9470.8344 |  | 12078.1551
-12.1689 | 9517.3548 |  | 12137.4825
-12.1028 | 9574.8134 |  | 12210.7595
-12.0366 | 9614.9407 |  | 12261.9339
-11.9705 | 9631.0771 |  | 12282.5126
-11.9044 | 9618.5613 |  | 12266.5512
-11.8382 | 9618.9069 |  | 12266.992
-11.7721 | 9629.9612 |  | 12281.0895
-11.7059 | 9647.2517 |  | 12303.1401
-11.6398 | 9634.3508 |  | 12286.6875
-11.5737 | 9614.1704 |  | 12260.9515
-11.5076 | 9630.1142 |  | 12281.2847
-11.4414 | 9640.6278 |  | 12294.6926
-11.3753 | 9627.9194 |  | 12278.4857
-11.3091 | 9592.1434 |  | 12232.8605
-11.243 | 9591.3336 |  | 12231.8278
-11.1769 | 9626.764 |  | 12277.0121
-11.1107 | 9670.4354 |  | 12332.7062
-11.0446 | 9715.0301 |  | 12389.5779
-10.9785 | 9754.85 |  | 12440.3603
-10.9123 | 9786.5451 |  | 12480.7809
-10.8462 | 9807.687 |  | 12507.7432
-10.7801 | 9813.3481 |  | 12514.9628
-10.7139 | 9794.4009 |  | 12490.7995
-10.6478 | 9770.8321 |  | 12460.7422
-10.5816 | 9762.6676 |  | 12450.33
-10.5155 | 9768.2522 |  | 12457.452
-10.4494 | 9776.0698 |  | 12467.4218
-10.3833 | 9771.3716 |  | 12461.4301
-10.3171 | 9774.4527 |  | 12465.3595
-10.251 | 9795.7094 |  | 12492.4682
-10.1848 | 9851.5497 |  | 12563.6813
-10.1187 | 9894.9902 |  | 12619.081
-10.0526 | 9908.5466 |  | 12636.3695
-9.9864 | 9913.7843 |  | 12643.0491
-9.9203 | 9916.7864 |  | 12646.8776
-9.8542 | 9908.5849 |  | 12636.4183
-9.788 | 9894.7594 |  | 12618.7866
-9.7219 | 9895.2976 |  | 12619.473
-9.6558 | 9921.3698 |  | 12652.7229
-9.5896 | 9924.3349 |  | 12656.5043
-9.5235 | 9914.399 |  | 12643.833
-9.4574 | 9908.1232 |  | 12635.8296
-9.3912 | 9913.1671 |  | 12642.262
-9.3251 | 9925.2212 |  | 12657.6346
-9.2589 | 9934.6176 |  | 12669.6178
-9.1928 | 9950.1763 |  | 12689.4598
-9.1267 | 9975.0153 |  | 12721.137
-9.0605 | 9996.851 |  | 12748.984
-8.9944 | 10002.2812 |  | 12755.9092
-8.9283 | 9983.4488 |  | 12731.8923
-8.8621 | 9977.673 |  | 12724.5264
-8.796 | 9997.3139 |  | 12749.5744
-8.7299 | 10055.9637 |  | 12824.3705
-8.6637 | 10118.3896 |  | 12903.9823
-8.5976 | 10167.6455 |  | 12966.7983
-8.5315 | 10171.2648 |  | 12971.414
-8.4653 | 10137.5688 |  | 12928.4416
-8.3992 | 10078.8783 |  | 12853.5935
-8.3331 | 10041.2148 |  | 12805.5613
-8.2669 | 10033.8984 |  | 12796.2307
-8.2008 | 10060.9322 |  | 12830.7069
-8.1346 | 10092.1643 |  | 12870.5372
-8.0685 | 10118.9686 |  | 12904.7207
-8.0024 | 10133.294 |  | 12922.9899
-7.9362 | 10145.0396 |  | 12937.9689
-7.8701 | 10150.3537 |  | 12944.7461
-7.804 | 10133.7557 |  | 12923.5786
-7.7378 | 10121.625 |  | 12908.1084
-7.6717 | 10132.3312 |  | 12921.762
-7.6056 | 10179.5453 |  | 12981.9742
-7.5394 | 10217.0162 |  | 13029.7608
-7.4733 | 10215.7065 |  | 13028.0905
-7.4072 | 10204.3844 |  | 13013.6514
-7.341 | 10198.1073 |  | 13005.6463
-7.2749 | 10205.6558 |  | 13015.2729
-7.2088 | 10203.1142 |  | 13012.0315
-7.1426 | 10195.0262 |  | 13001.7169
-7.0765 | 10193.024 |  | 12999.1635
-7.0103 | 10200.9576 |  | 13009.2813
-6.9442 | 10220.4047 |  | 13034.0821
-6.8781 | 10252.4466 |  | 13074.9451
-6.8119 | 10285.1797 |  | 13116.6897
-6.7458 | 10307.5153 |  | 13145.1743
-6.6797 | 10304.8971 |  | 13141.8353
-6.6135 | 10292.0727 |  | 13125.4803
-6.5474 | 10296.6561 |  | 13131.3256
-6.4813 | 10308.2486 |  | 13146.1095
-6.4151 | 10314.4096 |  | 13153.9666
-6.349 | 10310.7125 |  | 13149.2517
-6.2829 | 10318.3375 |  | 13158.9758
-6.2167 | 10343.4074 |  | 13190.9474
-6.1506 | 10358.7735 |  | 13210.5438
-6.0845 | 10359.6981 |  | 13211.7229
-6.0183 | 10340.135 |  | 13186.7741
-5.9522 | 10316.5661 |  | 13156.7168
-5.886 | 10295.8463 |  | 13130.2928
-5.8199 | 10291.9197 |  | 13125.2852
-5.7538 | 10299.0435 |  | 13134.3702
-5.6876 | 10313.0233 |  | 13152.1987
-5.6215 | 10329.1584 |  | 13172.7758
-5.5554 | 10346.1034 |  | 13194.3856
-5.4892 | 10361.0843 |  | 13213.4908
-5.4231 | 10375.3715 |  | 13231.7113
-5.357 | 10387.0405 |  | 13246.5927
-5.2908 | 10383.536 |  | 13242.1234
-5.2247 | 10366.591 |  | 13220.5136
-5.1586 | 10344.9875 |  | 13192.9625
-5.0924 | 10341.7138 |  | 13188.7876
-5.0263 | 10345.0245 |  | 13193.0097
-4.9601 | 10346.3342 |  | 13194.68
-4.894 | 10346.6045 |  | 13195.0248
-4.8279 | 10352.4582 |  | 13202.4899
-4.7617 | 10371.2893 |  | 13226.5052
-4.6956 | 10396.4752 |  | 13258.6248
-4.6295 | 10425.3199 |  | 13295.4105
-4.5633 | 10447.0778 |  | 13323.1583
-4.4972 | 10452.4698 |  | 13330.0347
-4.4311 | 10434.678 |  | 13307.3449
-4.3649 | 10419.1576 |  | 13287.5517
-4.2988 | 10415.2297 |  | 13282.5425
-4.2327 | 10429.9798 |  | 13301.3533
-4.1665 | 10434.3312 |  | 13306.9025
-4.1004 | 10423.7411 |  | 13293.397
-4.0343 | 10403.6003 |  | 13267.7114
-3.9681 | 10397.3232 |  | 13259.7063
-3.902 | 10418.0035 |  | 13286.0799
-3.8358 | 10448.5801 |  | 13325.0742
-3.7697 | 10470.6083 |  | 13353.1668
-3.7036 | 10463.3302 |  | 13343.885
-3.6374 | 10438.4134 |  | 13312.1086
-3.5713 | 10405.1013 |  | 13269.6257
-3.5052 | 10389.4278 |  | 13249.6373
-3.439 | 10399.7871 |  | 13262.8485
-3.3729 | 10439.8379 |  | 13313.9253
-3.3068 | 10490.0171 |  | 13377.9189
-3.2406 | 10534.228 |  | 13434.3009
-3.1745 | 10552.2122 |  | 13457.2363
-3.1084 | 10536.5005 |  | 13437.1991
-3.0422 | 10494.408 |  | 13383.5185
-2.9761 | 10455.82 |  | 13334.3072
-2.91 | 10445.8458 |  | 13321.5872
-2.8438 | 10475.4213 |  | 13359.3048
-2.7777 | 10505.7301 |  | 13397.9576
-2.7115 | 10521.327 |  | 13417.8484
-2.6454 | 10509.4272 |  | 13402.6725
-2.5793 | 10499.2222 |  | 13389.6581
-2.5131 | 10494.7919 |  | 13384.0081
-2.447 | 10497.6804 |  | 13387.6918
-2.3809 | 10489.6715 |  | 13377.4781
-2.3147 | 10459.5566 |  | 13339.0725
-2.2486 | 10430.9809 |  | 13302.63
-2.1825 | 10421.1611 |  | 13290.1068
-2.1163 | 10447.4247 |  | 13323.6007
-2.0502 | 10473.9203 |  | 13357.3906
-1.9841 | 10489.5937 |  | 13377.3789
-1.9179 | 10479.2345 |  | 13364.1677
-1.8518 | 10462.2513 |  | 13342.5091
-1.7857 | 10449.4651 |  | 13326.2029
-1.7195 | 10455.82 |  | 13334.3072
-1.6534 | 10468.5666 |  | 13350.563
-1.5872 | 10469.2986 |  | 13351.4965
-1.5211 | 10475.6917 |  | 13359.6496
-1.455 | 10498.452 |  | 13388.6758
-1.3888 | 10521.5183 |  | 13418.0923
-1.3227 | 10520.0186 |  | 13416.1797
-1.2566 | 10490.1714 |  | 13378.1156
-1.1904 | 10481.3515 |  | 13366.8675
-1.1243 | 10493.6377 |  | 13382.5362
-1.0582 | 10524.9081 |  | 13422.4153
-0.99203 | 10539.0027 |  | 13440.3901
-0.92589 | 10529.1446 |  | 13427.8181
-0.85976 | 10496.4485 |  | 13386.1207
-0.79362 | 10469.1826 |  | 13351.3485
-0.72749 | 10465.1781 |  | 13346.2417
-0.66135 | 10457.7839 |  | 13336.8118
-0.59522 | 10435.4483 |  | 13308.3272
-0.52908 | 10394.0113 |  | 13255.4826
-0.46295 | 10370.7893 |  | 13225.8676
-0.39681 | 10370.4029 |  | 13225.3748
-0.33068 | 10394.2408 |  | 13255.7753
-0.26454 | 10432.9449 |  | 13305.1346
-0.19841 | 10482.0452 |  | 13367.7523
-0.13227 | 10513.9724 |  | 13408.469
-0.066136 | 10526.6412 |  | 13424.6255
-3.5486e-07 | 10521.7874 |  | 13418.4355
0.066135 | 10522.8281 |  | 13419.7626
0.13227 | 10534.5748 |  | 13434.7433
0.19841 | 10570.0422 |  | 13479.9748
0.26454 | 10617.4872 |  | 13540.4814
0.33068 | 10665.5112 |  | 13601.7264
0.39681 | 10675.331 |  | 13614.2496
0.46295 | 10651.8769 |  | 13584.3387
0.52908 | 10606.8193 |  | 13526.8767
0.59522 | 10565.5748 |  | 13474.2776
0.66135 | 10532.2627 |  | 13431.7946
0.72749 | 10515.7807 |  | 13410.7752
0.79362 | 10513.702 |  | 13408.1242
0.85976 | 10523.6761 |  | 13420.8442
0.92589 | 10518.4767 |  | 13414.2134
0.99203 | 10497.8347 |  | 13387.8886
1.0582 | 10468.3358 |  | 13350.2686
1.1243 | 10470.8392 |  | 13353.4612
1.1904 | 10518.4767 |  | 13414.2134
1.2566 | 10561.6864 |  | 13469.3187
1.3227 | 10581.7495 |  | 13494.9051
1.3888 | 10575.9341 |  | 13487.4888
1.455 | 10562.8801 |  | 13470.841
1.5211 | 10534.1897 |  | 13434.2521
1.5872 | 10493.0983 |  | 13381.8482
1.6534 | 10471.7255 |  | 13354.5915
1.7195 | 10474.6906 |  | 13358.3729
1.7857 | 10468.7592 |  | 13350.8086
1.8518 | 10451.0057 |  | 13328.1676
1.9179 | 10423.8176 |  | 13293.4946
1.9841 | 10422.6239 |  | 13291.9723
2.0502 | 10439.338 |  | 13313.2877
2.1163 | 10443.1116 |  | 13318.1002
2.1825 | 10426.7061 |  | 13297.1783
2.2486 | 10398.8243 |  | 13261.6206
2.3147 | 10395.474 |  | 13257.348
2.3809 | 10399.0168 |  | 13261.8662
2.447 | 10390.7376 |  | 13251.3076
2.5131 | 10384.1137 |  | 13242.8602
2.5793 | 10393.5866 |  | 13254.941
2.6454 | 10429.633 |  | 13300.9109
2.7115 | 10452.508 |  | 13330.0835
2.7777 | 10447.8493 |  | 13324.1423
2.8438 | 10421.5845 |  | 13290.6468
2.91 | 10394.5112 |  | 13256.1201
2.9761 | 10384.6914 |  | 13243.5969
3.0422 | 10383.4199 |  | 13241.9754
3.1084 | 10377.528 |  | 13234.4615
3.1745 | 10336.5144 |  | 13182.1568
3.2406 | 10292.3813 |  | 13125.8739
3.3068 | 10268.9286 |  | 13095.9646
3.3729 | 10298.0041 |  | 13133.0447
3.439 | 10350.2238 |  | 13199.6405
3.5052 | 10404.6396 |  | 13269.0369
3.5713 | 10436.9111 |  | 13310.1927
3.6374 | 10443.6511 |  | 13318.7882
3.7036 | 10416.8085 |  | 13284.5559
3.7697 | 10382.5348 |  | 13240.8467
3.8358 | 10354.3826 |  | 13204.9441
3.902 | 10339.7881 |  | 13186.3317
3.9681 | 10333.3172 |  | 13178.0794
4.0343 | 10336.0514 |  | 13181.5664
4.1004 | 10357.4255 |  | 13208.8247
4.1665 | 10385.9233 |  | 13245.168
4.2327 | 10394.5112 |  | 13256.1201
4.2988 | 10374.9863 |  | 13231.2201
4.3649 | 10331.0841 |  | 13175.2316
4.4311 | 10292.9195 |  | 13126.5603
4.4972 | 10263.7674 |  | 13089.3826
4.5633 | 10244.4747 |  | 13064.7786
4.6295 | 10232.2663 |  | 13049.2091
4.6956 | 10233.576 |  | 13050.8795
4.7617 | 10261.2258 |  | 13086.1412
4.8279 | 10288.3769 |  | 13120.7671
4.894 | 10299.3509 |  | 13134.7621
4.9601 | 10270.1223 |  | 13097.4869
5.0263 | 10237.4656 |  | 13055.8399
5.0924 | 10229.9171 |  | 13046.2133
5.1586 | 10253.3317 |  | 13076.0739
5.2247 | 10280.7519 |  | 13111.0429
5.2908 | 10275.6685 |  | 13104.5601
5.357 | 10255.1796 |  | 13078.4305
5.4231 | 10231.8811 |  | 13048.718
5.4892 | 10219.7505 |  | 13033.2478
5.5554 | 10212.3167 |  | 13023.7675
5.6215 | 10209.506 |  | 13020.183
5.6876 | 10208.6209 |  | 13019.0543
5.7538 | 10201.2267 |  | 13009.6244
5.8199 | 10177.6962 |  | 12979.6159
5.886 | 10142.4214 |  | 12934.63
5.9522 | 10103.2939 |  | 12884.7307
6.0183 | 10085.8108 |  | 12862.4345
6.0844 | 10092.6273 |  | 12871.1276
6.1506 | 10119.6228 |  | 12905.555
6.2167 | 10131.061 |  | 12920.1421
6.2829 | 10121.6633 |  | 12908.1572
6.349 | 10085.4639 |  | 12861.9921
6.4151 | 10049.6879 |  | 12816.367
6.4813 | 10023.1923 |  | 12782.5771
6.5474 | 10018.0707 |  | 12776.0455
6.6135 | 10012.717 |  | 12769.218
6.6797 | 9999.1223 |  | 12751.8806
6.7458 | 9978.5976 |  | 12725.7055
6.8119 | 9966.9669 |  | 12710.8728
6.8781 | 9973.0131 |  | 12718.5836
6.9442 | 9982.486 |  | 12730.6644
7.0103 | 9984.6043 |  | 12733.3658
7.0765 | 9965.6571 |  | 12709.2025
7.1426 | 9951.4082 |  | 12691.0309
7.2087 | 9950.8305 |  | 12690.2941
7.2749 | 9966.004 |  | 12709.6449
7.341 | 9971.5108 |  | 12716.6677
7.4072 | 9960.5355 |  | 12702.671
7.4733 | 9953.9116 |  | 12694.2235
7.5394 | 9942.8203 |  | 12680.0788
7.6056 | 9913.2053 |  | 12642.3107
7.6717 | 9864.5667 |  | 12580.2819
7.7378 | 9818.8165 |  | 12521.9367
7.804 | 9803.9134 |  | 12502.9307
7.8701 | 9807.9943 |  | 12508.1352
7.9362 | 9819.1634 |  | 12522.3791
8.0024 | 9798.0598 |  | 12495.4656
8.0685 | 9779.3052 |  | 12471.5479
8.1346 | 9791.3976 |  | 12486.9693
8.2008 | 9820.8966 |  | 12524.5894
8.2669 | 9829.0598 |  | 12534.9999
8.3331 | 9789.894 |  | 12485.0518
8.3992 | 9772.9886 |  | 12463.4924
8.4653 | 9775.6846 |  | 12466.9306
8.5315 | 9782.5394 |  | 12475.6724
8.5976 | 9765.7488 |  | 12454.2594
8.6637 | 9732.4366 |  | 12411.7765
8.7299 | 9711.2947 |  | 12384.8142
8.796 | 9705.325 |  | 12377.201
8.8621 | 9713.413 |  | 12387.5156
8.9283 | 9712.5267 |  | 12386.3853
8.9944 | 9700.7034 |  | 12371.307
9.0605 | 9677.5975 |  | 12341.8401
9.1267 | 9659.3824 |  | 12318.6103
9.1928 | 9649.0614 |  | 12305.448
9.2589 | 9651.9882 |  | 12309.1805
9.3251 | 9664.4657 |  | 12325.0931
9.3912 | 9672.5537 |  | 12335.4077
9.4573 | 9636.6221 |  | 12289.5841
9.5235 | 9592.4508 |  | 12233.2525
9.5896 | 9565.0318 |  | 12198.2851
9.6558 | 9568.7672 |  | 12203.0488
9.7219 | 9565.4935 |  | 12198.8739
9.788 | 9538.3436 |  | 12164.2496
9.8542 | 9533.9541 |  | 12158.6516
9.9203 | 9550.6669 |  | 12179.9654
9.9864 | 9585.4035 |  | 12224.2651
10.0526 | 9594.0296 |  | 12235.266
10.1187 | 9578.1636 |  | 12215.032
10.1848 | 9542.2333 |  | 12169.2101
10.251 | 9510.4618 |  | 12128.6919
10.3171 | 9490.9752 |  | 12103.8406
10.3832 | 9496.4054 |  | 12110.7658
10.4494 | 9501.2962 |  | 12117.003
10.5155 | 9490.3975 |  | 12103.1039
10.5816 | 9445.2251 |  | 12045.4955
10.6478 | 9388.7305 |  | 11973.4481
10.7139 | 9335.1998 |  | 11905.1803
10.7801 | 9323.1852 |  | 11889.8581
10.8462 | 9342.9026 |  | 11915.0037
10.9123 | 9384.494 |  | 11968.0452
10.9785 | 9392.2721 |  | 11977.9645
11.0446 | 9368.4341 |  | 11947.5641
11.1107 | 9316.9082 |  | 11881.853
11.1769 | 9273.4294 |  | 11826.4045
11.243 | 9248.1657 |  | 11794.1857
11.3091 | 9255.0982 |  | 11803.0268
11.3753 | 9270.9642 |  | 11823.2607
11.4414 | 9282.3629 |  | 11837.7974
11.5075 | 9268.8077 |  | 11820.5105
11.5737 | 9240.0025 |  | 11783.7752
11.6398 | 9203.3389 |  | 11737.0181
11.7059 | 9180.7737 |  | 11708.2408
11.7721 | 9185.3942 |  | 11714.1332
11.8382 | 9221.2467 |  | 11759.8559
11.9044 | 9247.6658 |  | 11793.5482
11.9705 | 9245.9327 |  | 11791.3379
12.0366 | 9204.0327 |  | 11737.9029
12.1028 | 9178.8468 |  | 11705.7833
12.1689 | 9166.2532 |  | 11689.7227
12.235 | 9159.6306 |  | 11681.2768
12.3012 | 9141.1068 |  | 11657.6535
12.3673 | 9124.5088 |  | 11636.4861
12.4334 | 9125.0865 |  | 11637.2228
12.4996 | 9123.9693 |  | 11635.7981
12.5657 | 9120.6191 |  | 11631.5256
12.6319 | 9118.0775 |  | 11628.2842
12.698 | 9122.6596 |  | 11634.1278
12.7641 | 9129.823 |  | 11643.2632
12.8302 | 9128.1676 |  | 11641.1522
12.8964 | 9106.7553 |  | 11613.8451
12.9625 | 9068.8611 |  | 11565.5185
13.0287 | 9032.6221 |  | 11519.303
13.0948 | 9011.0951 |  | 11491.8496
13.1609 | 9004.6255 |  | 11483.5989
13.2271 | 9001.9295 |  | 11480.1607
13.2932 | 8999.6952 |  | 11477.3113
13.3593 | 8994.3045 |  | 11470.4365
13.4255 | 8975.1265 |  | 11445.9789
13.4916 | 8956.8336 |  | 11422.6499
13.5577 | 8949.1308 |  | 11412.8265
13.6239 | 8960.2999 |  | 11427.0704
13.69 | 8968.5791 |  | 11437.629
13.7561 | 8959.2988 |  | 11425.7937
13.8223 | 8913.0462 |  | 11366.8078
13.8884 | 8864.9852 |  | 11305.5157
13.9545 | 8841.0708 |  | 11275.0176
14.0207 | 8864.215 |  | 11304.5333
14.0868 | 8898.9133 |  | 11348.7842
14.153 | 8920.0565 |  | 11375.7481
14.2191 | 8921.3267 |  | 11377.368
14.2852 | 8904.7669 |  | 11356.2493
14.3514 | 8872.1103 |  | 11314.6023
14.4175 | 8831.6361 |  | 11262.9856
14.4836 | 8795.0886 |  | 11216.3765
14.5498 | 8771.7519 |  | 11186.6152
14.6159 | 8761.5469 |  | 11173.6008
14.682 | 8761.3926 |  | 11173.404
14.7482 | 8768.4017 |  | 11182.3426
14.8143 | 8775.1021 |  | 11190.8877
14.8804 | 8775.9872 |  | 11192.0164
14.9466 | 8767.5931 |  | 11181.3115
15.0127 | 8767.4771 |  | 11181.1635
15.0788 | 8767.3993 |  | 11181.0643
15.145 | 8759.6212 |  | 11171.145
15.2111 | 8723.8057 |  | 11125.4694
15.2773 | 8673.7808 |  | 11061.6726
15.3434 | 8623.8706 |  | 10998.0222
15.4095 | 8614.2434 |  | 10985.7446
15.4757 | 8623.6016 |  | 10997.6791
15.5418 | 8633.9213 |  | 11010.8398
15.6079 | 8609.9686 |  | 10980.293
15.6741 | 8586.0146 |  | 10949.7445
15.7402 | 8584.5519 |  | 10947.879
15.8063 | 8603.5373 |  | 10972.0911
15.8725 | 8622.8695 |  | 10996.7455
15.9386 | 8630.4946 |  | 11006.4697
16.0048 | 8627.4134 |  | 11002.5403
16.0709 | 8623.0621 |  | 10996.9911
16.137 | 8622.1375 |  | 10995.812
16.2032 | 8625.6038 |  | 11000.2325
16.2693 | 8620.0588 |  | 10993.161
16.3354 | 8599.3785 |  | 10966.7874
16.4016 | 8562.4088 |  | 10919.64
16.4677 | 8535.3355 |  | 10885.1134
16.5338 | 8523.7048 |  | 10870.2807
16.6 | 8520.5089 |  | 10866.2049
16.6661 | 8507.0685 |  | 10849.0644
16.7322 | 8482.1899 |  | 10817.3368
16.7984 | 8456.2337 |  | 10784.2349
16.8645 | 8434.0907 |  | 10755.9959
16.9306 | 8420.1109 |  | 10738.1674
16.9968 | 8418.995 |  | 10736.7443
17.0629 | 8423.308 |  | 10742.2447
17.129 | 8422.9229 |  | 10741.7536
17.1952 | 8406.5557 |  | 10720.8805
17.2613 | 8383.835 |  | 10691.9047
17.3274 | 8367.0048 |  | 10670.4412
17.3936 | 8367.6603 |  | 10671.2772
17.4597 | 8385.1052 |  | 10693.5246
17.5259 | 8410.1763 |  | 10725.4978
17.592 | 8429.6233 |  | 10750.2986
17.6581 | 8411.639 |  | 10727.3633
17.7243 | 8363.6163 |  | 10666.1199
17.7904 | 8298.2636 |  | 10582.7756
17.8565 | 8251.3198 |  | 10522.9081
17.9227 | 8224.323 |  | 10488.4791
17.9888 | 8213.4255 |  | 10474.5816
18.0549 | 8209.6124 |  | 10469.7187
18.1211 | 8211.7689 |  | 10472.4689
18.1872 | 8222.6294 |  | 10486.3192
18.2534 | 8245.7735 |  | 10515.835
18.3195 | 8251.3198 |  | 10522.9081
18.3856 | 8241.3457 |  | 10510.1882
18.4518 | 8216.7758 |  | 10478.8541
18.5179 | 8202.449 |  | 10460.5833
18.584 | 8176.2238 |  | 10427.1382
18.6502 | 8128.8566 |  | 10366.7308
18.7163 | 8066.0455 |  | 10286.6278
18.7824 | 8010.5126 |  | 10215.8067
18.8486 | 7972.3875 |  | 10167.1857
18.9147 | 7952.2849 |  | 10141.5489
18.9808 | 7969.1903 |  | 10163.1084
19.047 | 8010.2435 |  | 10215.4635
19.1131 | 8059.5746 |  | 10278.3755
19.1792 | 8078.3292 |  | 10302.2932
19.2454 | 8065.7369 |  | 10286.2342
19.3115 | 8027.4957 |  | 10237.4653
19.3776 | 7978.6262 |  | 10175.142
19.4438 | 7936.1103 |  | 10120.9214
19.5099 | 7909.4616 |  | 10086.9364
19.576 | 7902.8377 |  | 10078.4889
19.6422 | 7895.5583 |  | 10069.2055
19.7083 | 7889.4343 |  | 10061.3956
19.7745 | 7885.5459 |  | 10056.4367
19.8406 | 7895.2127 |  | 10068.7647
19.9067 | 7898.7925 |  | 10073.33
19.9729 | 7880.886 |  | 10050.4939
20.039 | 7834.3656 |  | 9991.1664
20.1051 | 7778.7561 |  | 9920.2477
20.1713 | 7727.7683 |  | 9855.223
20.2374 | 7694.2637 |  | 9812.4945
20.3035 | 7667.3446 |  | 9778.1646
20.3697 | 7655.1744 |  | 9762.644
20.4358 | 7661.2984 |  | 9770.4539
20.502 | 7690.6826 |  | 9807.9275
20.5681 | 7705.8944 |  | 9827.3271
20.6342 | 7692.9539 |  | 9810.8241
20.7004 | 7650.7849 |  | 9757.0459
20.7665 | 7605.8815 |  | 9699.7807
20.8326 | 7565.3691 |  | 9648.1152
20.8988 | 7530.9794 |  | 9604.258
20.9649 | 7503.5209 |  | 9569.2402
21.031 | 7484.4972 |  | 9544.9793
21.0972 | 7472.5196 |  | 9529.7042
21.1633 | 7463.8935 |  | 9518.7033
21.2294 | 7444.6377 |  | 9494.1465
21.2956 | 7418.2964 |  | 9460.5534
21.3617 | 7387.2951 |  | 9421.0175
21.4278 | 7360.5687 |  | 9386.9332
21.494 | 7325.0248 |  | 9341.6041
21.5601 | 7288.3229 |  | 9294.7982
21.6262 | 7265.9108 |  | 9266.216
21.6924 | 7264.4468 |  | 9264.3489
21.7585 | 7268.8759 |  | 9269.9974
21.8246 | 7260.2497 |  | 9258.9965
21.8908 | 7233.9084 |  | 9225.4034
21.9569 | 7193.6255 |  | 9174.0306
22.0231 | 7145.7571 |  | 9112.9841
22.0892 | 7100.0453 |  | 9054.6877
22.1553 | 7067.2344 |  | 9012.844
22.2215 | 7057.375 |  | 9000.2704
22.2876 | 7064.6149 |  | 9009.5034
22.3537 | 7069.8908 |  | 9016.2318
22.4199 | 7029.5327 |  | 8964.763
22.486 | 6974.6552 |  | 8894.7778
22.5521 | 6928.557 |  | 8835.9887
22.6183 | 6924.2822 |  | 8830.537
22.6844 | 6926.9781 |  | 8833.9752
22.7506 | 6922.4725 |  | 8828.2292
22.8167 | 6905.4893 |  | 8806.5706
22.8828 | 6866.4792 |  | 8756.8209
22.949 | 6798.1601 |  | 8669.6936
23.0151 | 6720.3298 |  | 8570.4366
23.0812 | 6665.761 |  | 8500.845
23.1474 | 6644.0796 |  | 8473.1947
23.2135 | 6637.9952 |  | 8465.4352
23.2796 | 6625.2868 |  | 8449.2283
23.3458 | 6597.8678 |  | 8414.2609
23.4119 | 6558.1627 |  | 8363.6248
23.478 | 6512.9507 |  | 8305.9661
23.5442 | 6468.8955 |  | 8249.7824
23.6103 | 6426.1092 |  | 8195.217
23.6764 | 6391.7577 |  | 8151.4086
23.7426 | 6368.2667 |  | 8121.4505
23.8087 | 6358.1765 |  | 8108.5825
23.8748 | 6355.6361 |  | 8105.3427
23.941 | 6333.1066 |  | 8076.6109
24.0071 | 6286.8936 |  | 8017.6754
24.0733 | 6214.3775 |  | 7925.1956
24.1394 | 6141.1689 |  | 7831.8327
24.2055 | 6092.492 |  | 7769.755
24.2717 | 6046.4728 |  | 7711.0667
24.3378 | 5989.361 |  | 7638.2321
24.4039 | 5893.3156 |  | 7515.7454
24.4701 | 5843.5215 |  | 7452.243
24.5362 | 5837.7839 |  | 7444.9259
24.6023 | 5869.0913 |  | 7484.8521
24.6685 | 5868.0137 |  | 7483.4778
24.7346 | 5850.9157 |  | 7461.6728
24.8007 | 5826.0372 |  | 7429.9452
24.8669 | 5798.2331 |  | 7394.4866
24.933 | 5765.4222 |  | 7352.6429
24.9992 | 5729.4141 |  | 7306.7217
25.0653 | 5686.9364 |  | 7252.5499
25.1314 | 5640.9937 |  | 7193.9592
25.1976 | 5598.8246 |  | 7140.181
25.2637 | 5579.801 |  | 7115.9202
25.3298 | 5562.6252 |  | 7094.0159
25.396 | 5532.6251 |  | 7055.7567
25.4621 | 5470.0066 |  | 6975.8994
25.5282 | 5387.5559 |  | 6870.75
25.5944 | 5316.8111 |  | 6780.5293
25.6605 | 5261.3177 |  | 6709.7585
25.7266 | 5221.5373 |  | 6659.0265
25.7928 | 5166.8129 |  | 6589.2365
25.8589 | 5119.6765 |  | 6529.1235
25.925 | 5085.3633 |  | 6485.3638
25.9912 | 5069.4195 |  | 6465.0307
26.0573 | 5048.2776 |  | 6438.0684
26.1234 | 5014.1187 |  | 6394.5056
26.1896 | 4963.8234 |  | 6330.364
26.2557 | 4896.5845 |  | 6244.6142
26.3219 | 4828.0741 |  | 6157.2429
26.388 | 4793.1449 |  | 6112.6977
26.4541 | 4775.8531 |  | 6090.6455
26.5203 | 4756.6369 |  | 6066.139
26.5864 | 4696.3675 |  | 5989.2775
26.6525 | 4609.9111 |  | 5879.0196
26.7187 | 4515.9457 |  | 5759.1856
26.7848 | 4430.683 |  | 5650.45
26.8509 | 4373.6873 |  | 5577.7634
26.9171 | 4348.0002 |  | 5545.0046
26.9832 | 4341.185 |  | 5536.3132
27.0494 | 4331.2096 |  | 5523.5916
27.1155 | 4301.7884 |  | 5486.0707
27.1816 | 4251.9548 |  | 5422.5179
27.2477 | 4183.7913 |  | 5335.589
27.3139 | 4100.5308 |  | 5229.4069
27.38 | 4035.4879 |  | 5146.4577
27.4462 | 3990.3525 |  | 5088.8965
27.5123 | 3964.0494 |  | 5055.3522
27.5784 | 3927.7735 |  | 5009.0896
27.6446 | 3895.8477 |  | 4968.3745
27.7107 | 3876.7462 |  | 4944.0144
27.7768 | 3874.5514 |  | 4941.2154
27.843 | 3865.5784 |  | 4929.7721
27.9091 | 3824.7191 |  | 4877.6642
27.9752 | 3759.9823 |  | 4795.1054
28.0414 | 3695.0925 |  | 4712.3514
28.1075 | 3649.3028 |  | 4653.9559
28.1736 | 3610.3297 |  | 4604.2534
28.2398 | 3568.3149 |  | 4550.672
28.3059 | 3527.5703 |  | 4498.7105
28.3721 | 3484.5927 |  | 4443.9011
28.4382 | 3434.7604 |  | 4380.3499
28.5043 | 3372.5653 |  | 4301.0325
28.5705 | 3303.9784 |  | 4213.5636
28.6366 | 3247.5221 |  | 4141.565
28.7027 | 3201.3869 |  | 4082.7287
28.7689 | 3158.2154 |  | 4027.6721
28.835 | 3110.6939 |  | 3967.0679
28.9011 | 3074.2624 |  | 3920.6069
28.9673 | 3052.4663 |  | 3892.8102
29.0334 | 3027.7803 |  | 3861.3282
29.0995 | 2996.4321 |  | 3821.3499
29.1657 | 2962.351 |  | 3777.8862
29.2318 | 2931.4645 |  | 3738.4967
29.298 | 2891.7989 |  | 3687.9111
29.3641 | 2844.6242 |  | 3627.7493
29.4302 | 2797.6409 |  | 3567.8315
29.4963 | 2764.6374 |  | 3525.7421
29.5625 | 2733.1745 |  | 3485.6174
29.6286 | 2684.0729 |  | 3422.9982
29.6948 | 2610.0558 |  | 3328.6041
29.7609 | 2561.9948 |  | 3267.312
29.827 | 2545.8967 |  | 3246.7821
29.8932 | 2554.2537 |  | 3257.4398
29.9593 | 2538.2717 |  | 3237.0579
30.0254 | 2501.8797 |  | 3190.6472
30.0916 | 2456.8221 |  | 3133.1852
30.1577 | 2416.1553 |  | 3081.3229
30.2238 | 2387.0415 |  | 3044.194
30.29 | 2357.8881 |  | 3007.0147
30.3561 | 2315.9499 |  | 2953.5309
30.4222 | 2260.6108 |  | 2882.957
30.4884 | 2215.0915 |  | 2824.9062
30.5545 | 2183.7051 |  | 2784.8791
30.6207 | 2154.3605 |  | 2747.4559
30.6868 | 2120.162 |  | 2703.8426
30.7529 | 2090.7408 |  | 2666.3218
30.8191 | 2075.6438 |  | 2647.0686
30.8852 | 2060.6642 |  | 2627.965
30.9513 | 2042.4095 |  | 2604.6849
31.0175 | 2023.5784 |  | 2580.6696
31.0836 | 1998.6234 |  | 2548.8444
31.1497 | 1970.5107 |  | 2512.9923
31.2159 | 1945.7482 |  | 2481.4126
31.282 | 1923.6039 |  | 2453.172
31.3481 | 1866.4934 |  | 2380.339
31.4143 | 1794.3241 |  | 2288.3016
31.4804 | 1753.8117 |  | 2236.636
31.5465 | 1760.6282 |  | 2245.3291
31.6127 | 1780.6912 |  | 2270.9155
31.6788 | 1778.3803 |  | 2267.9685
31.7449 | 1770.2937 |  | 2257.6555
31.8111 | 1758.5864 |  | 2242.7253
31.8772 | 1737.9444 |  | 2216.4005
31.9434 | 1695.9679 |  | 2162.8679
32.0095 | 1644.2099 |  | 2096.8608
32.0756 | 1591.9124 |  | 2030.1658
32.1418 | 1553.6329 |  | 1981.3481
32.2079 | 1522.2465 |  | 1941.321
32.274 | 1492.0156 |  | 1902.7674
32.3402 | 1460.8995 |  | 1863.0851
32.4063 | 1440.797 |  | 1837.4484
32.4724 | 1433.904 |  | 1828.6577
32.5386 | 1437.1764 |  | 1832.831
32.6047 | 1437.1381 |  | 1832.7822
32.6709 | 1430.5537 |  | 1824.3852
32.737 | 1414.726 |  | 1804.2001
32.8031 | 1386.0356 |  | 1767.6112
32.8693 | 1348.5647 |  | 1719.8246
32.9354 | 1308.4744 |  | 1668.6974
33.0015 | 1283.6354 |  | 1637.0202
33.0677 | 1272.082 |  | 1622.2862
33.1338 | 1272.6983 |  | 1623.0721
33.1999 | 1262.0693 |  | 1609.5169
33.2661 | 1233.0325 |  | 1572.4863
33.3322 | 1189.0532 |  | 1516.3996
33.3983 | 1149.2333 |  | 1465.6172
33.4645 | 1126.2809 |  | 1436.3461
33.5306 | 1121.8138 |  | 1430.6492
33.5967 | 1132.5967 |  | 1444.4006
33.6629 | 1147.3847 |  | 1463.2597
33.729 | 1150.4271 |  | 1467.1397
33.7951 | 1133.6365 |  | 1445.7266
33.8613 | 1104.9846 |  | 1409.1868
33.9274 | 1087.2698 |  | 1386.5951
33.9935 | 1086.461 |  | 1385.5637
34.0597 | 1085.8064 |  | 1384.7289
34.1258 | 1066.0889 |  | 1359.5832
34.192 | 1041.7887 |  | 1328.5932
34.2581 | 1028.2331 |  | 1311.3056
34.3242 | 1032.7772 |  | 1317.1008
34.3904 | 1027.0006 |  | 1309.7339
34.4565 | 1005.2421 |  | 1281.9852
34.5226 | 972.6621 |  | 1240.436
34.5888 | 942.3159 |  | 1201.7354
34.6549 | 919.6716 |  | 1172.8572
34.721 | 903.6512 |  | 1152.4264
34.7872 | 896.026 |  | 1142.702
34.8533 | 894.3702 |  | 1140.5903
34.9194 | 893.9465 |  | 1140.05
34.9856 | 903.3046 |  | 1151.9843
35.0517 | 930.1464 |  | 1186.2157
35.1179 | 928.7601 |  | 1184.4477
35.184 | 892.3292 |  | 1137.9874
35.2501 | 828.3244 |  | 1056.3622
35.3163 | 792.317 |  | 1010.4418
35.3824 | 782.3427 |  | 997.7217
35.4485 | 781.9192 |  | 997.1816
35.5147 | 781.2261 |  | 996.2976
35.5808 | 776.0271 |  | 989.6673
35.6469 | 772.176 |  | 984.7561
35.7131 | 772.2916 |  | 984.9035
35.7792 | 772.2529 |  | 984.8542
35.8453 | 763.3956 |  | 973.5584
35.9115 | 740.9054 |  | 944.8767
35.9776 | 711.9454 |  | 907.944
36.0438 | 691.1882 |  | 881.4724
36.1099 | 678.9034 |  | 865.8055
36.176 | 669.1601 |  | 853.3799
36.2422 | 657.1449 |  | 838.0569
36.3083 | 648.6725 |  | 827.2521
36.3744 | 649.8278 |  | 828.7254
36.4406 | 653.8329 |  | 833.8331
36.5067 | 648.634 |  | 827.203
36.5728 | 639.507 |  | 815.5632
36.639 | 633.8844 |  | 808.3928
36.7051 | 644.3594 |  | 821.7515
36.7712 | 656.2207 |  | 836.8782
36.8374 | 646.5544 |  | 824.5508
36.9035 | 625.6432 |  | 797.8827
36.9696 | 612.8577 |  | 781.5774
37.0358 | 610.2004 |  | 778.1886
37.1019 | 604.963 |  | 771.5094
37.1681 | 598.5317 |  | 763.3075
37.2342 | 602.8449 |  | 768.8081
37.3003 | 609.6612 |  | 777.501
37.3665 | 596.7603 |  | 761.0484
37.4326 | 572.1135 |  | 729.6163
37.4987 | 555.862 |  | 708.8907
37.5649 | 551.9724 |  | 703.9304
37.631 | 547.6207 |  | 698.3807
37.6971 | 531.2152 |  | 677.4588
37.7633 | 511.1512 |  | 651.8711
37.8294 | 504.7199 |  | 643.6692
37.8955 | 512.0754 |  | 653.0498
37.9617 | 526.5169 |  | 671.467
38.0278 | 533.6799 |  | 680.602
38.0939 | 527.7107 |  | 672.9895
38.1601 | 507.0691 |  | 646.6652
38.2262 | 482.3067 |  | 615.0858
38.2923 | 460.6637 |  | 587.4845
38.3585 | 459.5084 |  | 586.0111
38.4246 | 476.7997 |  | 608.0627
38.4907 | 495.0922 |  | 631.3911
38.5569 | 495.4774 |  | 631.8823
38.623 | 474.7201 |  | 605.4105
38.6892 | 453.2698 |  | 578.055
38.7553 | 442.2557 |  | 564.0087
38.8214 | 459.7395 |  | 586.3058
38.8876 | 486.4273 |  | 620.3408
38.9537 | 494.8226 |  | 631.0473
39.0198 | 481.4979 |  | 614.0543
39.086 | 464.1297 |  | 591.9047
39.1521 | 439.406 |  | 560.3745
39.2182 | 410.446 |  | 523.4418
39.2844 | 401.4345 |  | 511.9494
39.3505 | 417.8784 |  | 532.9204
39.4166 | 432.8591 |  | 552.0253
39.4828 | 426.0813 |  | 543.3815
39.5489 | 420.0351 |  | 535.6708
39.6151 | 425.3495 |  | 542.4483
39.6812 | 430.895 |  | 549.5205
39.7473 | 430.818 |  | 549.4222
39.8135 | 421.2289 |  | 537.1932
39.8796 | 400.3562 |  | 510.5743
39.9457 | 372.667 |  | 475.2622
40.0119 | 358.0716 |  | 456.6487
40.078 | 366.9674 |  | 467.9936
40.1441 | 401.473 |  | 511.9985
40.2103 | 424.1557 |  | 540.9258
40.2764 | 423.5395 |  | 540.1399
40.3425 | 402.5898 |  | 513.4227
40.4087 | 385.1446 |  | 491.1748
40.4748 | 382.4488 |  | 487.737
40.541 | 396.4667 |  | 505.6139
40.6071 | 417.8015 |  | 532.8223
40.6732 | 424.3098 |  | 541.1223
40.7394 | 408.1353 |  | 520.4949
40.8055 | 383.0649 |  | 488.5227
40.8716 | 381.7171 |  | 486.8038
40.9378 | 385.9147 |  | 492.157
41.0039 | 375.0933 |  | 478.3565
41.07 | 354.6056 |  | 452.2285
41.1362 | 345.6326 |  | 440.7852
41.2023 | 361.8456 |  | 461.4617
41.2684 | 369.2782 |  | 470.9404
41.3346 | 364.0021 |  | 464.2119
41.4007 | 358.6877 |  | 457.4344
41.4668 | 365.042 |  | 465.5381
41.533 | 375.4013 |  | 478.7492
41.5991 | 355.7224 |  | 453.6527
41.6653 | 321.2555 |  | 409.6971
41.7314 | 299.9975 |  | 382.5868
41.7975 | 310.1258 |  | 395.5034
41.8637 | 325.5301 |  | 415.1486
41.9298 | 311.7433 |  | 397.5662
41.9959 | 297.3788 |  | 379.2472
42.0621 | 302.8089 |  | 386.1722
42.1282 | 327.1861 |  | 417.2605
42.1943 | 333.4633 |  | 425.2657
42.2605 | 312.7831 |  | 398.8923
42.3266 | 299.4969 |  | 381.9484
42.3927 | 292.7576 |  | 373.3538
| 0 |  | 0
Degrees | #VALUE! |  | #VALUE!
-39.1932 | 83.2407 |  | 106.1568
-39.1051 | 93.8888 |  | 119.7364
-39.017 | 116.5716 |  | 148.6637
-38.929 | 104.9799 |  | 133.8809
-38.8409 | 83.9916 |  | 107.1145
-38.7528 | 96.6616 |  | 123.2725
-38.6647 | 108.7924 |  | 138.743
-38.5767 | 127.8167 |  | 163.0046
-38.4886 | 117.4573 |  | 149.7933
-38.4005 | 119.8065 |  | 152.7892
-38.3124 | 112.7205 |  | 143.7525
-38.2244 | 103.9401 |  | 132.5548
-38.1363 | 104.5948 |  | 133.3897
-38.0482 | 99.4344 |  | 126.8086
-37.9601 | 90.731 |  | 115.7092
-37.8721 | 102.2456 |  | 130.3939
-37.784 | 110.4099 |  | 140.8057
-37.6959 | 111.2186 |  | 141.8371
-37.6078 | 90.1533 |  | 114.9725
-37.5198 | 101.0518 |  | 128.8714
-37.4317 | 117.6114 |  | 149.9898
-37.3436 | 126.6614 |  | 161.5312
-37.2555 | 119.999 |  | 153.0348
-37.1675 | 99.0107 |  | 126.2684
-37.0794 | 99.3188 |  | 126.6613
-36.9913 | 101.7065 |  | 129.7063
-36.9032 | 127.0465 |  | 162.0223
-36.8152 | 124.4663 |  | 158.7318
-36.7271 | 117.6884 |  | 150.088
-36.639 | 118.0735 |  | 150.5791
-36.5509 | 110.2173 |  | 140.5602
-36.4629 | 110.8335 |  | 141.346
-36.3748 | 109.4471 |  | 139.5779
-36.2867 | 116.8797 |  | 149.0567
-36.1986 | 127.6241 |  | 162.759
-36.1106 | 131.2441 |  | 167.3755
-36.0225 | 122.5407 |  | 156.2762
-35.9344 | 112.682 |  | 143.7034
-35.8463 | 97.1622 |  | 123.911
-35.7583 | 103.1314 |  | 131.5234
-35.6702 | 97.3548 |  | 124.1566
-35.5821 | 93.5807 |  | 119.3435
-35.494 | 91.4242 |  | 116.5932
-35.406 | 116.5331 |  | 148.6146
-35.3179 | 119.5369 |  | 152.4454
-35.2298 | 138.8307 |  | 177.0508
-35.1417 | 136.8282 |  | 174.497
-35.0537 | 157.5854 |  | 200.9686
-34.9656 | 155.3903 |  | 198.1693
-34.8775 | 159.2028 |  | 203.0314
-34.7894 | 145.1465 |  | 185.1053
-34.7014 | 125.0824 |  | 159.5176
-34.6133 | 108.2918 |  | 138.1045
-34.5252 | 120.7692 |  | 154.017
-34.4372 | 140.3711 |  | 179.0153
-34.3491 | 149.4982 |  | 190.655
-34.261 | 133.8244 |  | 170.6662
-34.1729 | 127.0465 |  | 162.0223
-34.0849 | 115.1852 |  | 146.8957
-33.9968 | 121.0773 |  | 154.4099
-33.9087 | 131.5907 |  | 167.8176
-33.8206 | 142.1812 |  | 181.3236
-33.7326 | 152.502 |  | 194.4858
-33.6445 | 160.4737 |  | 204.6521
-33.5564 | 168.5994 |  | 215.0148
-33.4683 | 167.6752 |  | 213.8361
-33.3802 | 158.0861 |  | 201.6072
-33.2922 | 140.1786 |  | 178.7697
-33.2041 | 126.9309 |  | 161.875
-33.116 | 112.836 |  | 143.8998
-33.0279 | 110.5254 |  | 140.9531
-32.9399 | 118.112 |  | 150.6282
-32.8518 | 132.3995 |  | 168.8491
-32.7637 | 138.9462 |  | 177.1981
-32.6757 | 122.9643 |  | 156.8164
-32.5876 | 106.1737 |  | 135.4034
-32.4995 | 95.6603 |  | 121.9956
-32.4114 | 101.9761 |  | 130.0501
-32.3234 | 124.5818 |  | 158.8792
-32.2353 | 145.8396 |  | 185.9893
-32.1472 | 158.0861 |  | 201.6072
-32.0591 | 159.511 |  | 203.4243
-31.9711 | 176.7251 |  | 225.3775
-31.883 | 191.8213 |  | 244.6297
-31.7949 | 176.8406 |  | 225.5248
-31.7068 | 147.1875 |  | 187.7082
-31.6188 | 125.3905 |  | 159.9105
-31.5307 | 135.0567 |  | 172.2378
-31.4426 | 143.2594 |  | 182.6987
-31.3545 | 154.1194 |  | 196.5484
-31.2665 | 154.8126 |  | 197.4325
-31.1784 | 178.9588 |  | 228.2261
-31.0903 | 168.1373 |  | 214.4255
-31.0022 | 159.588 |  | 203.5226
-30.9142 | 139.4469 |  | 177.8366
-30.8261 | 154.9667 |  | 197.629
-30.738 | 159.9345 |  | 203.9644
-30.6499 | 167.1745 |  | 213.1976
-30.5619 | 154.7741 |  | 197.3834
-30.4738 | 164.9024 |  | 210.3
-30.3857 | 173.4518 |  | 221.203
-30.2976 | 169.5621 |  | 216.2425
-30.2096 | 179.1128 |  | 228.4226
-30.1215 | 171.3721 |  | 218.5509
-30.0334 | 179.3439 |  | 228.7173
-29.9453 | 159.4339 |  | 203.3261
-29.8573 | 163.6316 |  | 208.6793
-29.7692 | 176.3786 |  | 224.9356
-29.6811 | 193.9008 |  | 247.2817
-29.5931 | 204.2217 |  | 260.4439
-29.505 | 202.3346 |  | 258.0374
-29.4169 | 204.5683 |  | 260.886
-29.3288 | 181.7315 |  | 231.7622
-29.2407 | 178.227 |  | 227.2929
-29.1527 | 172.7585 |  | 220.3189
-29.0646 | 192.8996 |  | 246.0048
-28.9765 | 200.8712 |  | 256.1711
-28.8884 | 193.0922 |  | 246.2504
-28.8004 | 175.9934 |  | 224.4444
-28.7123 | 163.9781 |  | 209.1212
-28.6242 | 174.2219 |  | 222.1852
-28.5361 | 186.3528 |  | 237.6558
-28.4481 | 199.0998 |  | 253.912
-28.36 | 173.4518 |  | 221.203
-28.2719 | 171.0256 |  | 218.109
-28.1839 | 168.869 |  | 215.3586
-28.0958 | 191.1281 |  | 243.7456
-28.0077 | 193.6313 |  | 246.9381
-27.9196 | 199.87 |  | 254.8942
-27.8316 | 211.7698 |  | 270.07
-27.7435 | 218.1625 |  | 278.2226
-27.6554 | 217.0072 |  | 276.7493
-27.5673 | 208.1883 |  | 265.5025
-27.4793 | 197.752 |  | 252.1931
-27.3912 | 198.5992 |  | 253.2735
-27.3031 | 196.8661 |  | 251.0634
-27.215 | 207.9572 |  | 265.2078
-27.127 | 196.3656 |  | 250.425
-27.0389 | 215.4668 |  | 274.7848
-26.9508 | 214.1574 |  | 273.115
-26.8627 | 239.0739 |  | 304.8909
-26.7747 | 226.0187 |  | 288.2417
-26.6866 | 226.2883 |  | 288.5855
-26.5985 | 201.2564 |  | 256.6622
-26.5104 | 184.2347 |  | 234.9545
-26.4224 | 178.6892 |  | 227.8823
-26.3343 | 187.2 |  | 238.7362
-26.2462 | 207.6107 |  | 264.7659
-26.1581 | 235.9545 |  | 300.9127
-26.0701 | 256.8272 |  | 327.5317
-25.982 | 253.8619 |  | 323.75
-25.8939 | 239.6514 |  | 305.6275
-25.8058 | 234.9146 |  | 299.5866
-25.7178 | 256.057 |  | 326.5495
-25.6297 | 254.324 |  | 324.3394
-25.5416 | 247.161 |  | 315.2045
-25.4535 | 238.9198 |  | 304.6944
-25.3655 | 242.9249 |  | 309.8021
-25.2774 | 247.7773 |  | 315.9904
-25.1893 | 243.5795 |  | 310.6369
-25.1013 | 247.8542 |  | 316.0884
-25.0132 | 252.437 |  | 321.9329
-24.9251 | 255.5949 |  | 325.9601
-24.837 | 252.3599 |  | 321.8346
-24.749 | 255.4793 |  | 325.8128
-24.6609 | 270.0749 |  | 344.4265
-24.5728 | 293.4507 |  | 374.2377
-24.4847 | 306.0052 |  | 390.2484
-24.3967 | 294.298 |  | 375.3183
-24.3086 | 282.4753 |  | 360.2407
-24.2205 | 272.578 |  | 347.6188
-24.1324 | 274.157 |  | 349.6324
-24.0444 | 271.6923 |  | 346.4892
-23.9563 | 276.2365 |  | 352.2844
-23.8682 | 283.0913 |  | 361.0264
-23.7801 | 279.3174 |  | 356.2134
-23.692 | 265.5691 |  | 338.6803
-23.604 | 262.7578 |  | 335.0951
-23.5159 | 274.696 |  | 350.3199
-23.4278 | 290.755 |  | 370.7999
-23.3397 | 302.0771 |  | 385.239
-23.2517 | 307.122 |  | 391.6726
-23.1636 | 311.0116 |  | 396.6331
-23.0755 | 310.4339 |  | 395.8964
-22.9875 | 305.5431 |  | 389.6592
-22.8994 | 295.8 |  | 377.2337
-22.8113 | 283.438 |  | 361.4685
-22.7232 | 278.8552 |  | 355.624
-22.6352 | 286.6344 |  | 365.5448
-22.5471 | 304.2723 |  | 388.0385
-22.459 | 309.1631 |  | 394.2757
-22.3709 | 326.9165 |  | 416.9166
-22.2829 | 335.7354 |  | 428.1633
-22.1948 | 337.9305 |  | 430.9628
-22.1067 | 327.3015 |  | 417.4076
-22.0186 | 320.7548 |  | 409.0586
-21.9306 | 332.5776 |  | 424.1362
-21.8425 | 357.2628 |  | 455.6172
-21.7544 | 370.7801 |  | 472.8558
-21.6663 | 385.2985 |  | 491.3712
-21.5783 | 377.8275 |  | 481.8434
-21.4902 | 396.6591 |  | 505.8594
-21.4021 | 413.1802 |  | 526.9288
-21.314 | 426.582 |  | 544.02
-21.226 | 411.9864 |  | 525.4063
-21.1379 | 398.6617 |  | 508.4133
-21.0498 | 382.8338 |  | 488.228
-20.9617 | 384.4128 |  | 490.2416
-20.8737 | 389.4963 |  | 496.7246
-20.7856 | 405.0545 |  | 516.5661
-20.6975 | 409.8683 |  | 522.705
-20.6094 | 401.1649 |  | 511.6056
-20.5214 | 398.9313 |  | 508.7571
-20.4333 | 410.6386 |  | 523.6874
-20.3452 | 425.4266 |  | 542.5465
-20.2571 | 445.5676 |  | 568.2324
-20.1691 | 452.6536 |  | 577.2691
-20.081 | 465.7857 |  | 594.0165
-19.9929 | 471.5238 |  | 601.3343
-19.9048 | 479.4184 |  | 611.4023
-19.8168 | 488.9305 |  | 623.5331
-19.7287 | 492.5506 |  | 628.1497
-19.6406 | 491.4338 |  | 626.7255
-19.5526 | 486.3118 |  | 620.1934
-19.4645 | 493.3207 |  | 629.1319
-19.3764 | 505.2206 |  | 644.3078
-19.2883 | 511.1512 |  | 651.8711
-19.2003 | 506.4144 |  | 645.8302
-19.1122 | 504.0267 |  | 642.7853
-19.0241 | 510.3424 |  | 650.8397
-18.936 | 517.6209 |  | 660.122
-18.848 | 529.6748 |  | 675.4943
-18.7599 | 533.1792 |  | 679.9634
-18.6718 | 541.8441 |  | 691.0138
-18.5837 | 537.3769 |  | 685.3167
-18.4957 | 543.2305 |  | 692.7818
-18.4076 | 557.826 |  | 711.3955
-18.3195 | 584.7449 |  | 745.7252
-18.2314 | 605.9258 |  | 772.7371
-18.1434 | 613.1658 |  | 781.9703
-18.0553 | 618.018 |  | 788.1584
-17.9672 | 627.1451 |  | 799.7981
-17.8791 | 642.8574 |  | 819.8361
-17.7911 | 663.6146 |  | 846.3077
-17.703 | 666.1178 |  | 849.5
-17.6149 | 661.9973 |  | 844.2451
-17.5268 | 652.6776 |  | 832.3598
-17.4388 | 649.5582 |  | 828.3816
-17.3507 | 646.7855 |  | 824.8455
-17.2626 | 645.245 |  | 822.881
-17.1745 | 665.4246 |  | 848.616
-17.0865 | 685.7198 |  | 874.4984
-16.9984 | 693.4218 |  | 884.3208
-16.9103 | 689.1856 |  | 878.9184
-16.8222 | 689.6478 |  | 879.5078
-16.7342 | 705.2446 |  | 899.3984
-16.6461 | 704.0508 |  | 897.876
-16.558 | 708.5566 |  | 903.6222
-16.4699 | 724.3459 |  | 923.7583
-16.3819 | 760.3149 |  | 969.6295
-16.2938 | 798.8253 |  | 1018.742
-16.2057 | 816.8098 |  | 1041.6775
-16.1176 | 818.6198 |  | 1043.9858
-16.0296 | 804.0627 |  | 1025.4212
-15.9415 | 792.8947 |  | 1011.1786
-15.8534 | 807.4132 |  | 1029.6941
-15.7653 | 828.9792 |  | 1057.1971
-15.6773 | 840.802 |  | 1072.2748
-15.5892 | 854.7813 |  | 1090.1026
-15.5011 | 862.4448 |  | 1099.8759
-15.4131 | 875.2304 |  | 1116.1813
-15.325 | 879.7746 |  | 1121.9766
-15.2369 | 895.1789 |  | 1141.6216
-15.1488 | 915.3584 |  | 1167.3566
-15.0608 | 943.1246 |  | 1202.7669
-14.9727 | 982.7906 |  | 1253.3528
-14.8846 | 1002.1612 |  | 1278.0562
-14.7965 | 1004.0869 |  | 1280.5121
-14.7084 | 983.3681 |  | 1254.0894
-14.6204 | 991.5709 |  | 1264.5503
-14.5323 | 1015.1778 |  | 1294.6563
-14.4442 | 1049.2982 |  | 1338.17
-14.3561 | 1070.325 |  | 1364.9855
-14.2681 | 1070.7486 |  | 1365.5257
-14.18 | 1083.6882 |  | 1382.0276
-14.0919 | 1113.1489 |  | 1419.5988
-14.0038 | 1132.5967 |  | 1444.4006
-13.9158 | 1128.5531 |  | 1439.2438
-13.8277 | 1122.2373 |  | 1431.1893
-13.7396 | 1147.9239 |  | 1463.9474
-13.6516 | 1185.2793 |  | 1511.5866
-13.5635 | 1205.4588 |  | 1537.3216
-13.4754 | 1207.3844 |  | 1539.7773
-13.3873 | 1218.9375 |  | 1554.511
-13.2993 | 1237.2301 |  | 1577.8396
-13.2112 | 1263.4942 |  | 1611.3341
-13.1231 | 1283.0576 |  | 1636.2834
-13.035 | 1314.4441 |  | 1676.3105
-12.947 | 1345.3293 |  | 1715.6984
-12.8589 | 1364.6233 |  | 1740.3041
-12.7708 | 1377.8711 |  | 1757.199
-12.6827 | 1396.7404 |  | 1781.2631
-12.5947 | 1413.4545 |  | 1802.5786
-12.5066 | 1443.8003 |  | 1841.2785
-12.4185 | 1479.5393 |  | 1886.8565
-12.3304 | 1517.857 |  | 1935.723
-12.2424 | 1531.4899 |  | 1953.1091
-12.1543 | 1535.3796 |  | 1958.0696
-12.0662 | 1549.2816 |  | 1975.7989
-11.9781 | 1582.4012 |  | 2018.0362
-11.8901 | 1619.1005 |  | 2064.8388
-11.802 | 1648.4081 |  | 2102.2149
-11.7139 | 1662.5028 |  | 2120.1898
-11.6258 | 1670.2043 |  | 2130.0115
-11.5378 | 1692.4634 |  | 2158.3986
-11.4497 | 1742.0266 |  | 2221.6066
-11.3616 | 1792.7071 |  | 2286.2393
-11.2735 | 1830.1397 |  | 2333.9771
-11.1855 | 1854.0541 |  | 2364.4752
-11.0974 | 1888.945 |  | 2408.9716
-11.0093 | 1938.3922 |  | 2472.0316
-10.9212 | 1988.6493 |  | 2536.1244
-10.8332 | 2018.7642 |  | 2574.53
-10.7451 | 2033.3983 |  | 2593.1928
-10.657 | 2081.4975 |  | 2654.5337
-10.5689 | 2139.3795 |  | 2728.3507
-10.4809 | 2196.7221 |  | 2801.4797
-10.3928 | 2213.551 |  | 2822.9415
-10.3047 | 2234.6929 |  | 2849.9038
-10.2166 | 2270.5849 |  | 2895.677
-10.1286 | 2305.8227 |  | 2940.6157
-10.0405 | 2354.2688 |  | 3002.3991
-9.9524 | 2395.3973 |  | 3054.8501
-9.8643 | 2455.205 |  | 3131.1229
-9.7763 | 2500.2626 |  | 3188.5849
-9.6882 | 2533.6895 |  | 3231.2142
-9.6001 | 2575.9734 |  | 3285.1388
-9.5121 | 2626.7316 |  | 3349.8708
-9.424 | 2646.5255 |  | 3375.114
-9.3359 | 2677.2182 |  | 3414.2563
-9.2478 | 2715.8827 |  | 3463.5652
-9.1598 | 2786.7805 |  | 3553.9811
-9.0717 | 2823.9057 |  | 3601.327
-8.9836 | 2873.8146 |  | 3664.9757
-8.8955 | 2928.3847 |  | 3734.569
-8.8075 | 2991.85 |  | 3815.5063
-8.7194 | 3024.6609 |  | 3857.35
-8.6313 | 3078.5755 |  | 3926.1073
-8.5432 | 3137.5351 |  | 4001.2986
-8.4552 | 3192.2595 |  | 4071.0886
-8.3671 | 3254.5312 |  | 4150.5036
-8.279 | 3313.2205 |  | 4225.3501
-8.1909 | 3390.1262 |  | 4323.4279
-8.1029 | 3440.0746 |  | 4387.1271
-8.0148 | 3490.0612 |  | 4450.8751
-7.9267 | 3553.8351 |  | 4532.206
-7.8386 | 3631.3568 |  | 4631.0693
-7.7506 | 3711.2658 |  | 4732.9773
-7.6625 | 3775.5792 |  | 4814.9962
-7.5744 | 3844.2044 |  | 4902.5138
-7.4863 | 3902.5494 |  | 4976.9212
-7.3983 | 3946.0269 |  | 5032.3681
-7.3102 | 3983.4977 |  | 5080.1547
-7.2221 | 4068.8753 |  | 5189.0366
-7.134 | 4162.7654 |  | 5308.7747
-7.046 | 4260.0427 |  | 5432.8325
-6.9579 | 4331.2491 |  | 5523.642
-6.8698 | 4409.4633 |  | 5623.3885
-6.7817 | 4477.4342 |  | 5710.0718
-6.6937 | 4557.9222 |  | 5812.7182
-6.6056 | 4644.2626 |  | 5922.828
-6.5175 | 4729.6796 |  | 6031.7604
-6.4294 | 4793.414 |  | 6113.0409
-6.3414 | 4852.0663 |  | 6187.8402
-6.2533 | 4925.4675 |  | 6281.4487
-6.1652 | 5025.2865 |  | 6408.7479
-6.0771 | 5137.7373 |  | 6552.1564
-5.9891 | 5228.1599 |  | 6667.4724
-5.901 | 5293.2436 |  | 6750.4736
-5.8129 | 5371.1887 |  | 6849.8769
-5.7248 | 5486.2972 |  | 6996.6749
-5.6368 | 5595.0115 |  | 7135.3181
-5.5487 | 5694.8317 |  | 7262.6189
-5.4606 | 5773.3558 |  | 7362.7606
-5.3725 | 5867.1273 |  | 7482.3475
-5.2845 | 5951.8136 |  | 7590.3479
-5.1964 | 6029.1427 |  | 7688.9657
-5.1083 | 6087.4469 |  | 7763.321
-5.0202 | 6195.9698 |  | 7901.7203
-4.9322 | 6309.4218 |  | 8046.4056
-4.8441 | 6426.5721 |  | 8195.8074
-4.756 | 6490.6916 |  | 8277.579
-4.668 | 6566.2493 |  | 8373.9378
-4.5799 | 6648.0075 |  | 8478.204
-4.4918 | 6724.6441 |  | 8575.9387
-4.4037 | 6843.0251 |  | 8726.91
-4.3157 | 6965.2193 |  | 8882.7442
-4.2276 | 7103.4338 |  | 9059.0091
-4.1395 | 7224.5885 |  | 9213.5178
-4.0514 | 7367.732 |  | 9396.0687
-3.9634 | 7488.9251 |  | 9550.6261
-3.8753 | 7575.5358 |  | 9661.0808
-3.7872 | 7651.2095 |  | 9757.5875
-3.6991 | 7753.9936 |  | 9888.6681
-3.6111 | 7859.7823 |  | 10023.5804
-3.523 | 7944.1204 |  | 10131.1368
-3.4349 | 8064.5432 |  | 10284.7119
-3.3468 | 8158.4703 |  | 10404.4972
-3.2588 | 8235.2995 |  | 10502.4774
-3.1707 | 8279.8177 |  | 10559.2515
-3.0826 | 8374.6681 |  | 10680.2142
-2.9945 | 8479.7643 |  | 10814.2434
-2.9065 | 8541.2274 |  | 10892.6273
-2.8184 | 8619.9823 |  | 10993.0634
-2.7303 | 8715.2956 |  | 11114.6165
-2.6422 | 8822.0472 |  | 11250.7567
-2.5542 | 8877.0011 |  | 11320.8395
-2.4661 | 8934.8436 |  | 11394.6061
-2.378 | 9065.6269 |  | 11561.394
-2.2899 | 9211.196 |  | 11747.0383
-2.2019 | 9329.424 |  | 11897.8144
-2.1138 | 9356.1505 |  | 11931.8987
-2.0257 | 9377.0615 |  | 11958.5666
-1.9376 | 9443.0303 |  | 12042.6965
-1.8496 | 9532.8752 |  | 12157.2757
-1.7615 | 9603.9272 |  | 12247.8884
-1.6734 | 9667.8159 |  | 12329.3656
-1.5853 | 9745.6079 |  | 12428.5738
-1.4973 | 9849.7018 |  | 12561.3247
-1.4092 | 9943.0894 |  | 12680.4219
-1.3211 | 10012.6405 |  | 12769.1204
-1.233 | 10045.9896 |  | 12811.6505
-1.145 | 10050.8038 |  | 12817.7901
-1.0569 | 10083.4604 |  | 12859.4371
-0.96882 | 10153.2423 |  | 12948.4299
-0.88075 | 10209.4295 |  | 13020.0854
-0.79267 | 10248.1718 |  | 13069.4935
-0.7046 | 10240.469 |  | 13059.6701
-0.61652 | 10291.2259 |  | 13124.4004
-0.52845 | 10351.8422 |  | 13201.7044
-0.44037 | 10426.2049 |  | 13296.5392
-0.3523 | 10446.3853 |  | 13322.2752
-0.26422 | 10461.4428 |  | 13341.478
-0.17615 | 10467.0643 |  | 13348.6471
-0.088076 | 10503.6118 |  | 13395.2562
-1.2967e-06 | 10521.7874 |  | 13418.4355
0.088073 | 10530.3 |  | 13429.2916
0.17615 | 10494.4463 |  | 13383.5673
0.26422 | 10481.391 |  | 13366.9179
0.3523 | 10491.5577 |  | 13379.8835
0.44037 | 10504.3439 |  | 13396.1897
0.52845 | 10473.8042 |  | 13357.2426
0.61652 | 10439.7996 |  | 13313.8765
0.70459 | 10431.097 |  | 13302.778
0.79267 | 10451.776 |  | 13329.1499
0.88074 | 10431.9055 |  | 13303.8091
0.96882 | 10402.098 |  | 13265.7955
1.0569 | 10358.7735 |  | 13210.5438
1.145 | 10346.4502 |  | 13194.828
1.233 | 10327.8882 |  | 13171.1559
1.3211 | 10279.4026 |  | 13109.3222
1.4092 | 10257.7595 |  | 13081.7207
1.4973 | 10215.4757 |  | 13027.7961
1.5853 | 10157.864 |  | 12954.3239
1.6734 | 10047.8005 |  | 12813.96
1.7615 | 9934.8102 |  | 12669.8634
1.8496 | 9900.2661 |  | 12625.8094
1.9376 | 9887.9046 |  | 12610.0448
2.0257 | 9891.5239 |  | 12614.6605
2.1138 | 9821.6273 |  | 12525.5213
2.2019 | 9722.9242 |  | 12399.6452
2.2899 | 9662.8869 |  | 12323.0796
2.378 | 9608.818 |  | 12254.1256
2.4661 | 9563.6073 |  | 12196.4684
2.5542 | 9444.2622 |  | 12044.2676
2.6422 | 9345.0592 |  | 11917.754
2.7303 | 9296.6131 |  | 11855.9707
2.8184 | 9243.2367 |  | 11787.8997
2.9065 | 9164.9065 |  | 11688.0052
2.9945 | 9054.843 |  | 11547.6412
3.0826 | 8966.7695 |  | 11435.3211
3.1707 | 8879.2737 |  | 11323.7377
3.2588 | 8768.8633 |  | 11182.9314
3.3468 | 8624.5631 |  | 10998.9054
3.4349 | 8500.984 |  | 10841.3049
3.523 | 8423.3463 |  | 10742.2935
3.6111 | 8387.1074 |  | 10696.078
3.6991 | 8329.4957 |  | 10622.6059
3.7872 | 8225.5179 |  | 10490.003
3.8753 | 8077.675 |  | 10301.4589
3.9634 | 7941.2319 |  | 10127.453
4.0514 | 7820.2314 |  | 9973.1411
4.1395 | 7745.0589 |  | 9877.2736
4.2276 | 7670.348 |  | 9781.9948
4.3157 | 7588.7453 |  | 9677.9269
4.4037 | 7494.5479 |  | 9557.7969
4.4918 | 7408.6692 |  | 9448.2758
4.5799 | 7327.3343 |  | 9344.5495
4.6679 | 7231.8667 |  | 9222.7996
4.756 | 7123.9992 |  | 9085.2362
4.8441 | 7032.3052 |  | 8968.2988
4.9322 | 6940.4568 |  | 8851.1645
5.0202 | 6840.2526 |  | 8723.3742
5.1083 | 6766.0429 |  | 8628.7346
5.1964 | 6692.9491 |  | 8535.518
5.2845 | 6622.4748 |  | 8445.6421
5.3725 | 6527.0071 |  | 8323.8921
5.4606 | 6426.6882 |  | 8195.9554
5.5487 | 6337.9974 |  | 8082.8481
5.6368 | 6210.0262 |  | 7919.6464
5.7248 | 6109.0517 |  | 7790.8737
5.8129 | 5996.0614 |  | 7646.7771
5.901 | 5886.3448 |  | 7506.8556
5.9891 | 5776.4356 |  | 7366.6884
6.0771 | 5705.6922 |  | 7276.4693
6.1652 | 5662.7146 |  | 7221.6599
6.2533 | 5595.8978 |  | 7136.4485
6.3414 | 5496.1553 |  | 7009.2469
6.4294 | 5397.7226 |  | 6883.7156
6.5175 | 5322.4339 |  | 6787.7
6.6056 | 5268.7897 |  | 6719.2875
6.6937 | 5163.501 |  | 6585.0128
6.7817 | 5058.1357 |  | 6450.6404
6.8698 | 4946.8785 |  | 6308.7541
6.9579 | 4891.0765 |  | 6237.5898
7.046 | 4847.136 |  | 6181.5526
7.134 | 4799.6145 |  | 6120.9484
7.2221 | 4755.0198 |  | 6064.0768
7.3102 | 4678.4597 |  | 5966.4397
7.3983 | 4599.2049 |  | 5865.3661
7.4863 | 4502.967 |  | 5742.6338
7.5744 | 4413.3912 |  | 5628.3978
7.6625 | 4318.3086 |  | 5507.139
7.7506 | 4253.188 |  | 5424.0906
7.8386 | 4193.7654 |  | 5348.309
7.9267 | 4151.0581 |  | 5293.8444
8.0148 | 4078.6568 |  | 5201.511
8.1029 | 4009.3774 |  | 5113.159
8.1909 | 3934.0888 |  | 5017.1434
8.279 | 3876.5536 |  | 4943.7689
8.3671 | 3824.1414 |  | 4876.9275
8.4552 | 3760.5217 |  | 4795.7934
8.5432 | 3686.4663 |  | 4701.3505
8.6313 | 3625.3489 |  | 4623.4074
8.7194 | 3565.3498 |  | 4546.8906
8.8075 | 3485.3248 |  | 4444.8347
8.8955 | 3427.1354 |  | 4370.6257
8.9836 | 3359.1644 |  | 4283.9424
9.0717 | 3327.3929 |  | 4243.4241
9.1598 | 3253.298 |  | 4148.9309
9.2478 | 3197.1886 |  | 4077.3746
9.3359 | 3144.775 |  | 4010.5316
9.424 | 3079.2692 |  | 3926.9921
9.5121 | 3044.0314 |  | 3882.0533
9.6001 | 2988.9614 |  | 3811.8225
9.6882 | 2958.9613 |  | 3773.5633
9.7763 | 2902.5828 |  | 3701.6638
9.8643 | 2849.4755 |  | 3633.9361
9.9524 | 2800.4912 |  | 3571.4664
10.0405 | 2767.2174 |  | 3529.0323
10.1286 | 2734.9841 |  | 3487.9253
10.2166 | 2699.4007 |  | 3442.5457
10.3047 | 2651.2237 |  | 3381.1056
10.3928 | 2606.2821 |  | 3323.7916
10.4809 | 2566.8078 |  | 3273.45
10.5689 | 2515.7818 |  | 3208.3765
10.657 | 2451.2771 |  | 3126.1137
10.7451 | 2413.3433 |  | 3077.7367
10.8332 | 2384.422 |  | 3040.8534
10.9212 | 2351.4185 |  | 2998.7641
11.0093 | 2277.2471 |  | 2904.1732
11.0974 | 2206.4654 |  | 2813.9053
11.1855 | 2178.0058 |  | 2777.6108
11.2735 | 2186.4011 |  | 2788.3173
11.3616 | 2179.9315 |  | 2780.0666
11.4497 | 2140.2263 |  | 2729.4306
11.5378 | 2073.1022 |  | 2643.8272
11.6258 | 2006.441 |  | 2558.8142
11.7139 | 1951.524 |  | 2488.7786
11.802 | 1920.7166 |  | 2449.4899
11.8901 | 1904.2716 |  | 2428.5176
11.9781 | 1866.9933 |  | 2380.9765
12.0662 | 1832.7196 |  | 2337.2673
12.1543 | 1789.0865 |  | 2281.622
12.2424 | 1782.5021 |  | 2273.2249
12.3304 | 1766.4805 |  | 2252.7926
12.4185 | 1754.3894 |  | 2237.3728
12.5066 | 1716.7642 |  | 2189.3894
12.5947 | 1661.656 |  | 2119.1098
12.6827 | 1639.2426 |  | 2090.526
12.7708 | 1608.087 |  | 2050.7933
12.8589 | 1591.6433 |  | 2029.8227
12.947 | 1549.4359 |  | 1975.9957
13.035 | 1526.9843 |  | 1947.3631
13.1231 | 1504.3783 |  | 1918.5337
13.2112 | 1479.6541 |  | 1887.0028
13.2993 | 1449.1157 |  | 1848.0573
13.3873 | 1408.2947 |  | 1795.9982
13.4754 | 1389.4623 |  | 1771.9813
13.5635 | 1363.5826 |  | 1738.9769
13.6516 | 1352.916 |  | 1725.3738
13.7396 | 1326.1131 |  | 1691.192
13.8277 | 1318.0634 |  | 1680.9262
13.9158 | 1320.6446 |  | 1684.218
14.0038 | 1327.6141 |  | 1693.1062
14.0919 | 1308.1275 |  | 1668.255
14.18 | 1271.4659 |  | 1621.5005
14.2681 | 1221.3252 |  | 1557.5561
14.3561 | 1193.559 |  | 1522.1458
14.4442 | 1172.4167 |  | 1495.183
14.5323 | 1157.7056 |  | 1476.422
14.6204 | 1132.7122 |  | 1444.5478
14.7084 | 1097.1285 |  | 1399.1679
14.7965 | 1073.9065 |  | 1369.553
14.8846 | 1056.8463 |  | 1347.7961
14.9727 | 1058.5408 |  | 1349.9571
15.0608 | 1035.7811 |  | 1320.9316
15.1488 | 1027.0776 |  | 1309.8321
15.2369 | 1015.1009 |  | 1294.5582
15.325 | 1028.5412 |  | 1311.6986
15.413 | 1032.9313 |  | 1317.2973
15.5011 | 1018.1433 |  | 1298.4381
15.5892 | 997.5015 |  | 1272.1137
15.6773 | 959.453 |  | 1223.5904
15.7653 | 940.5828 |  | 1199.5253
15.8534 | 914.049 |  | 1165.6866
15.9415 | 905.3072 |  | 1154.5382
16.0296 | 890.2109 |  | 1135.286
16.1176 | 867.2202 |  | 1105.9659
16.2057 | 845.4617 |  | 1078.2173
16.2938 | 835.6415 |  | 1065.6936
16.3819 | 839.1459 |  | 1070.1627
16.4699 | 844.9225 |  | 1077.5296
16.558 | 841.6877 |  | 1073.4043
16.6461 | 824.5119 |  | 1051.5001
16.7342 | 794.3966 |  | 1013.094
16.8222 | 780.5328 |  | 995.4135
16.9103 | 781.8422 |  | 997.0833
16.9984 | 783.3441 |  | 998.9987
17.0865 | 760.0836 |  | 969.3347
17.1745 | 725.2701 |  | 924.937
17.2626 | 702.7029 |  | 896.157
17.3507 | 712.7156 |  | 908.9262
17.4388 | 724.1148 |  | 923.4636
17.5268 | 718.3767 |  | 916.1459
17.6149 | 704.6669 |  | 898.6617
17.703 | 684.2949 |  | 872.6812
17.7911 | 678.2102 |  | 864.9214
17.8791 | 656.3747 |  | 837.0747
17.9672 | 652.5621 |  | 832.2124
18.0553 | 658.9934 |  | 840.4143
18.1434 | 664.77 |  | 847.7812
18.2314 | 662.6904 |  | 845.1291
18.3195 | 653.5633 |  | 833.4893
18.4076 | 641.5096 |  | 818.1172
18.4957 | 621.0989 |  | 792.0874
18.5837 | 611.7024 |  | 780.104
18.6718 | 599.0709 |  | 763.9951
18.7599 | 602.999 |  | 769.0046
18.848 | 594.8732 |  | 758.6419
18.936 | 590.9451 |  | 753.6322
19.0241 | 575.3484 |  | 733.7418
19.1122 | 552.8966 |  | 705.1091
19.2003 | 537.4154 |  | 685.3658
19.2883 | 546.1188 |  | 696.4653
19.3764 | 562.4473 |  | 717.2891
19.4645 | 558.3651 |  | 712.083
19.5526 | 529.4052 |  | 675.1505
19.6406 | 500.0602 |  | 637.7267
19.7287 | 499.3669 |  | 636.8426
19.8168 | 508.3399 |  | 648.2859
19.9048 | 522.0497 |  | 665.7699
19.9929 | 506.2988 |  | 645.6829
20.081 | 493.1283 |  | 628.8865
20.1691 | 457.5829 |  | 583.5554
20.2571 | 452.6921 |  | 577.3182
20.3452 | 457.8141 |  | 583.8503
20.4333 | 484.7714 |  | 618.2289
20.5214 | 482.6148 |  | 615.4787
20.6094 | 459.624 |  | 586.1585
20.6975 | 448.918 |  | 572.5051
20.7856 | 452.3455 |  | 576.8762
20.8737 | 453.3852 |  | 578.2022
20.9617 | 440.4073 |  | 561.6514
21.0498 | 426.4279 |  | 543.8235
21.1379 | 412.9492 |  | 526.6341
21.226 | 397.3138 |  | 506.6944
21.314 | 397.9685 |  | 507.5292
21.4021 | 381.0239 |  | 485.9198
21.4902 | 386.8004 |  | 493.2866
21.5783 | 380.7928 |  | 485.6251
21.6663 | 412.0249 |  | 525.4554
21.7544 | 426.8129 |  | 544.3145
21.8425 | 425.8117 |  | 543.0377
21.9306 | 401.1649 |  | 511.6056
22.0186 | 376.7107 |  | 480.4192
22.1067 | 369.3167 |  | 470.9896
22.1948 | 357.5709 |  | 456.0102
22.2829 | 352.218 |  | 449.1836
22.3709 | 350.2924 |  | 446.7279
22.459 | 353.8738 |  | 451.2953
22.5471 | 371.9354 |  | 474.3292
22.6352 | 377.2883 |  | 481.1558
22.7232 | 369.2396 |  | 470.8913
22.8113 | 340.01 |  | 433.6148
22.8994 | 322.2182 |  | 410.9249
22.9874 | 324.0667 |  | 413.2823
23.0755 | 315.9024 |  | 402.8703
23.1636 | 307.5841 |  | 392.262
23.2517 | 310.8576 |  | 396.4367
23.3397 | 312.398 |  | 398.4012
23.4278 | 312.0899 |  | 398.0082
23.5159 | 326.1077 |  | 415.8852
23.604 | 349.6378 |  | 445.8931
23.692 | 359.9585 |  | 459.0551
23.7801 | 343.7071 |  | 438.3297
23.8682 | 322.6033 |  | 411.416
23.9563 | 316.5956 |  | 403.7544
24.0444 | 323.8742 |  | 413.0367
24.1324 | 336.6982 |  | 429.3912
24.2205 | 331.7303 |  | 423.0556
24.3086 | 308.547 |  | 393.49
24.3967 | 292.1414 |  | 372.5679
24.4847 | 292.1414 |  | 372.5679
24.5728 | 292.7576 |  | 373.3538
24.6609 | 277.1223 |  | 353.4141
24.749 | 265.8387 |  | 339.0241
24.837 | 277.2764 |  | 353.6105
24.9251 | 295.1837 |  | 376.4478
25.0132 | 293.1813 |  | 373.8941
25.1012 | 273.6563 |  | 348.9939
25.1893 | 265.2995 |  | 338.3365
25.2774 | 264.5294 |  | 337.3543
25.3655 | 269.2661 |  | 343.395
25.4535 | 261.41 |  | 333.3761
25.5416 | 248.4319 |  | 316.8252
25.6297 | 230.948 |  | 294.528
25.7178 | 222.7838 |  | 284.1162
25.8058 | 225.287 |  | 287.3085
25.8939 | 246.0828 |  | 313.8294
25.982 | 245.0429 |  | 312.5032
26.0701 | 250.0108 |  | 318.8388
26.1581 | 238.5732 |  | 304.2524
26.2462 | 255.3638 |  | 325.6654
26.3343 | 259.3303 |  | 330.724
26.4224 | 255.0557 |  | 325.2725
26.5104 | 234.7992 |  | 299.4394
26.5985 | 213.7338 |  | 272.5747
26.6866 | 200.4092 |  | 255.5818
26.7747 | 192.4759 |  | 245.4646
26.8627 | 217.5079 |  | 277.3878
26.9508 | 228.0597 |  | 290.8446
27.0389 | 221.7826 |  | 282.8393
27.127 | 198.0214 |  | 252.5367
27.215 | 200.8712 |  | 256.1711
27.3031 | 212.6555 |  | 271.1996
27.3912 | 217.816 |  | 277.7808
27.4793 | 215.3512 |  | 274.6374
27.5673 | 212.5785 |  | 271.1013
27.6554 | 206.7249 |  | 263.6362
27.7435 | 217.6234 |  | 277.5352
27.8316 | 235.5308 |  | 300.3725
27.9196 | 226.3269 |  | 288.6346
28.0077 | 203.2975 |  | 259.2653
28.0958 | 196.558 |  | 250.6705
28.1838 | 201.3719 |  | 256.8096
28.2719 | 212.1935 |  | 270.6103
28.36 | 211.3847 |  | 269.5789
28.4481 | 210.6915 |  | 268.6949
28.5361 | 199.8315 |  | 254.8451
28.6242 | 186.9304 |  | 238.3924
28.7123 | 176.5326 |  | 225.1321
28.8004 | 160.5122 |  | 204.7012
28.8884 | 140.8718 |  | 179.6538
28.9765 | 145.3005 |  | 185.3018
29.0646 | 164.4402 |  | 209.7106
29.1527 | 177.6879 |  | 226.6054
29.2407 | 194.8637 |  | 248.5096
29.3288 | 184.5428 |  | 235.3474
29.4169 | 168.8305 |  | 215.3095
29.505 | 149.1516 |  | 190.213
29.593 | 143.9912 |  | 183.632
29.6811 | 164.0166 |  | 209.1704
29.7692 | 173.0281 |  | 220.6628
29.8573 | 195.2102 |  | 248.9515
29.9453 | 205.531 |  | 262.1137
30.0334 | 216.2371 |  | 275.7671
30.1215 | 217.7774 |  | 277.7315
30.2096 | 188.0472 |  | 239.8166
30.2976 | 172.8355 |  | 220.4172
30.3857 | 168.2913 |  | 214.6219
30.4738 | 193.0922 |  | 246.2504
30.5619 | 197.2513 |  | 251.5546
30.6499 | 183.349 |  | 233.825
30.738 | 161.2823 |  | 205.6834
30.8261 | 156.5071 |  | 199.5935
30.9142 | 169.0615 |  | 215.6042
31.0022 | 173.1051 |  | 220.761
31.0903 | 164.9024 |  | 210.3
31.1784 | 147.1875 |  | 187.7082
31.2665 | 140.4482 |  | 179.1135
31.3545 | 134.3634 |  | 171.3537
31.4426 | 136.5201 |  | 174.1041
31.5307 | 127.6241 |  | 162.759
31.6188 | 149.6906 |  | 190.9005
31.7068 | 162.9768 |  | 207.8444
31.7949 | 180.037 |  | 229.6012
31.883 | 169.2926 |  | 215.8989
31.9711 | 153.1566 |  | 195.3207
32.0591 | 143.606 |  | 183.1408
32.1472 | 150.9231 |  | 192.4722
32.2353 | 151.6932 |  | 193.4544
32.3234 | 159.3184 |  | 203.1787
32.4114 | 132.8615 |  | 169.4383
32.4995 | 117.6884 |  | 150.088
32.5876 | 126.3148 |  | 161.0892
32.6757 | 135.8654 |  | 173.2691
32.7637 | 132.515 |  | 168.9964
32.8518 | 122.1171 |  | 155.736
32.9399 | 130.7435 |  | 166.7372
33.0279 | 150.5765 |  | 192.0302
33.116 | 165.095 |  | 210.5456
33.2041 | 180.3837 |  | 230.0433
33.2922 | 173.1051 |  | 220.761
33.3802 | 156.1605 |  | 199.1515
33.4683 | 124.1967 |  | 158.388
33.5564 | 128.972 |  | 164.478
33.6445 | 142.5663 |  | 181.8148
33.7326 | 160.9744 |  | 205.2906
33.8206 | 155.8139 |  | 198.7094
33.9087 | 139.601 |  | 178.0331
33.9968 | 110.641 |  | 141.1004
34.0849 | 118.5356 |  | 151.1685
34.1729 | 116.379 |  | 148.4182
34.261 | 138.9462 |  | 177.1981
34.3491 | 119.4984 |  | 152.3963
34.4372 | 139.4469 |  | 177.8366
34.5252 | 129.3956 |  | 165.0183
34.6133 | 140.14 |  | 178.7206
34.7014 | 117.8039 |  | 150.2353
34.7894 | 133.5163 |  | 170.2733
34.8775 | 149.9217 |  | 191.1952
34.9656 | 158.7407 |  | 202.442
35.0537 | 135.0567 |  | 172.2378
35.1417 | 110.4869 |  | 140.9039
35.2298 | 83.2214 |  | 106.1322
35.3179 | 93.6963 |  | 119.4909
35.406 | 90.5769 |  | 115.5128
35.494 | 86.7259 |  | 110.6015
35.5821 | 93.5807 |  | 119.3435
35.6702 | 107.6371 |  | 137.2696
35.7583 | 126.8924 |  | 161.8259
35.8463 | 136.135 |  | 173.6129
35.9344 | 145.7241 |  | 185.8419
36.0225 | 167.9448 |  | 214.18
36.1106 | 134.9412 |  | 172.0904
36.1986 | 99.8195 |  | 127.2998
36.2867 | 100.8593 |  | 128.6258
36.3748 | 119.7295 |  | 152.691
36.4629 | 126.0452 |  | 160.7454
36.5509 | 113.6063 |  | 144.8821
36.639 | 116.0324 |  | 147.9762
36.7271 | 135.2878 |  | 172.5325
36.8152 | 125.8141 |  | 160.4507
36.9032 | 123.5805 |  | 157.6022
36.9913 | 114.569 |  | 146.1099
37.0794 | 91.9248 |  | 117.2317
37.1675 | 78.5231 |  | 100.1405
37.2555 | 79.3703 |  | 101.221
37.3436 | 105.8656 |  | 135.0104
37.4317 | 118.5741 |  | 151.2176
37.5198 | 128.7409 |  | 164.1833
37.6078 | 138.3301 |  | 176.4124
37.6959 | 145.493 |  | 185.5472
37.784 | 141.2184 |  | 180.0959
37.8721 | 112.9901 |  | 144.0963
37.9601 | 107.9452 |  | 137.6625
38.0482 | 106.7899 |  | 136.1892
38.1363 | 129.2416 |  | 164.8218
38.2244 | 112.3739 |  | 143.3105
38.3124 | 99.9735 |  | 127.4962
38.4005 | 95.9684 |  | 122.3885
38.4886 | 105.1724 |  | 134.1264
38.5767 | 117.4188 |  | 149.7442
38.6647 | 123.6575 |  | 157.7005
38.7528 | 121.9246 |  | 155.4904
38.8409 | 120.1531 |  | 153.2312
38.929 | 132.7845 |  | 169.3401
39.017 | 132.3224 |  | 168.7508
39.1051 | 129.5882 |  | 165.2638
39.1932 | 107.7141 |  | 137.3679
39.2812 | 124.6203 |  | 158.9283
39.3693 | 126.8924 |  | 161.8259
39.4574 | 128.7409 |  | 164.1833
39.5455 | 115.3007 |  | 147.043
39.6335 | 114.2224 |  | 145.6679
39.7216 | 119.3829 |  | 152.249
39.8097 | 105.2495 |  | 134.2246
39.8978 | 95.6603 |  | 121.9956
39.9858 | 96.8927 |  | 123.5672
40.0739 | 120.6922 |  | 153.9188
40.162 | 146.4173 |  | 186.726
40.2501 | 125.8141 |  | 160.4507
40.3381 | 116.225 |  | 148.2217
40.4262 | 135.6728 |  | 173.0235
40.5143 | 142.4893 |  | 181.7166
40.6024 | 114.7231 |  | 146.3063
40.6904 | 105.0569 |  | 133.9791
40.7785 | 126.1222 |  | 160.8437
40.8666 | 132.2069 |  | 168.6035
40.9547 | 89.8837 |  | 114.6287
41.0427 | 36.7776 |  | 46.9025
7.5856 | 6969.3194 |  | 8887.973
7.6325 | 6897.2815 |  | 8796.1031
7.6793 | 6834.802 |  | 8716.423
7.7261 | 6764.0178 |  | 8626.1518
7.7729 | 6696.7852 |  | 8540.4102
7.8198 | 6638.5703 |  | 8466.1687
7.8666 | 6582.3564 |  | 8394.4791
7.9134 | 6523.3062 |  | 8319.1723
7.9602 | 6465.5096 |  | 8245.4643
8.0071 | 6406.7897 |  | 8170.5788
8.0539 | 6344.5014 |  | 8091.1427
8.1007 | 6279.9152 |  | 8008.7758
8.1475 | 6212.805 |  | 7923.1903
8.1944 | 6156.521 |  | 7851.4112
8.2412 | 6101.7889 |  | 7781.6114
8.288 | 6045.7841 |  | 7710.1885
8.3348 | 5992.7571 |  | 7642.5632
8.3817 | 5938.0417 |  | 7572.7845
8.4285 | 5880.1571 |  | 7498.9643
8.4753 | 5819.8711 |  | 7422.0816
8.5221 | 5762.5782 |  | 7349.016
8.569 | 5705.6871 |  | 7276.4628
8.6158 | 5649.9093 |  | 7205.3293
8.6626 | 5597.6654 |  | 7138.7026
8.7094 | 5548.0677 |  | 7075.4507
8.7563 | 5496.9906 |  | 7010.3122
8.8031 | 5444.0848 |  | 6942.8414
8.8499 | 5391.911 |  | 6876.3041
8.8967 | 5338.3102 |  | 6807.9469
8.9436 | 5282.8448 |  | 6737.212
8.9904 | 5229.4352 |  | 6669.0988
9.0372 | 5172.4217 |  | 6596.3894
9.084 | 5129.2655 |  | 6541.3523
9.1309 | 5078.3619 |  | 6476.435
9.1777 | 5028.2426 |  | 6412.5178
9.2245 | 4981.0119 |  | 6352.2845
9.2713 | 4944.611 |  | 6305.8624
9.3182 | 4891.7575 |  | 6238.4583
9.365 | 4847.6257 |  | 6182.1771
9.4118 | 4798.6376 |  | 6119.7026
9.4586 | 4745.7497 |  | 6052.2545
9.5055 | 4695.0386 |  | 5987.5828
9.5523 | 4649.4977 |  | 5929.5044
9.5991 | 4602.9288 |  | 5870.1151
9.6459 | 4562.8359 |  | 5818.9847
9.6928 | 4524.7631 |  | 5770.4304
9.7396 | 4480.8061 |  | 5714.372
9.7864 | 4436.0482 |  | 5657.2922
9.8332 | 4391.7251 |  | 5600.767
9.8801 | 4346.568 |  | 5543.1782
9.9269 | 4300.2083 |  | 5484.0556
9.9737 | 4254.0399 |  | 5425.1771
10.0205 | 4209.0384 |  | 5367.7866
10.0673 | 4165.6731 |  | 5312.4829
10.1142 | 4124.2233 |  | 5259.6219
10.161 | 4085.1749 |  | 5209.8235
10.2078 | 4047.8507 |  | 5162.2239
10.2546 | 4008.9948 |  | 5112.6711
10.3015 | 3967.4047 |  | 5059.6313
10.3483 | 3920.5923 |  | 4999.9314
10.3951 | 3878.9856 |  | 4946.8704
10.442 | 3842.6536 |  | 4900.5362
10.4888 | 3806.4427 |  | 4854.3564
10.5356 | 3764.4356 |  | 4800.7848
10.5824 | 3726.9546 |  | 4752.9852
10.6293 | 3691.8239 |  | 4708.183
10.6761 | 3652.1672 |  | 4657.6088
10.7229 | 3611.3435 |  | 4605.5464
10.7697 | 3577.6743 |  | 4562.6081
10.8165 | 3544.755 |  | 4520.6261
10.8634 | 3506.2639 |  | 4471.5384
10.9102 | 3470.3323 |  | 4425.7148
10.957 | 3437.7255 |  | 4384.1313
11.0038 | 3403.6558 |  | 4340.6823
11.0507 | 3371.0668 |  | 4299.1215
11.0975 | 3340.5323 |  | 4260.1808
11.1443 | 3309.4405 |  | 4220.5294
11.1912 | 3277.095 |  | 4179.2793
11.238 | 3242.5727 |  | 4135.2529
11.2848 | 3207.1818 |  | 4090.119
11.3316 | 3171.249 |  | 4044.2938
11.3785 | 3137.2329 |  | 4000.9131
11.4253 | 3103.4247 |  | 3957.7975
11.4721 | 3074.8044 |  | 3921.2981
11.5189 | 3049.5445 |  | 3889.0842
11.5657 | 3027.1056 |  | 3860.4678
11.6126 | 3001.6711 |  | 3828.0311
11.6594 | 2974.2177 |  | 3793.0198
11.7062 | 2945.2492 |  | 3756.0764
11.753 | 2914.0006 |  | 3716.2249
11.7999 | 2879.4616 |  | 3672.1774
11.8467 | 2846.9249 |  | 3630.6833
11.8935 | 2818.4793 |  | 3594.4067
11.9404 | 2789.8935 |  | 3557.9511
11.9872 | 2763.6937 |  | 3524.5386
12.034 | 2738.4326 |  | 3492.323
12.0808 | 2708.8902 |  | 3454.6477
12.1276 | 2678.3557 |  | 3415.7071
12.1745 | 2650.9368 |  | 3380.7397
12.2213 | 2622.8559 |  | 3344.9282
12.2681 | 2593.2613 |  | 3307.1862
12.3149 | 2567.7056 |  | 3274.595
12.3618 | 2548.4333 |  | 3250.0169
12.4086 | 2529.9108 |  | 3226.3953
12.4554 | 2507.7665 |  | 3198.1546
12.5023 | 2484.7524 |  | 3168.8048
12.5491 | 2461.1632 |  | 3138.7214
12.5959 | 2434.4941 |  | 3104.7104
12.6427 | 2406.0473 |  | 3068.4321
12.6896 | 2380.0733 |  | 3035.3074
12.7364 | 2359.305 |  | 3008.8217
12.7832 | 2341.322 |  | 2985.8879
12.83 | 2318.4469 |  | 2956.7154
12.8768 | 2295.1357 |  | 2926.9866
12.9237 | 2276.2995 |  | 2902.9648
12.9705 | 2256.0363 |  | 2877.1231
13.0173 | 2231.525 |  | 2845.8639
13.0641 | 2210.7389 |  | 2819.3554
13.111 | 2191.6592 |  | 2795.0229
13.1578 | 2167.6695 |  | 2764.4289
13.2046 | 2145.5073 |  | 2736.1655
13.2515 | 2128.1684 |  | 2714.0531
13.2983 | 2106.9308 |  | 2686.9688
13.3451 | 2085.5172 |  | 2659.6601
13.3919 | 2065.2017 |  | 2633.7517
13.4388 | 2046.1385 |  | 2609.4404
13.4856 | 2024.5694 |  | 2581.9333
13.5324 | 2009.8766 |  | 2563.1957
13.5792 | 1994.0693 |  | 2543.0366
13.626 | 1976.8515 |  | 2521.0787
13.6729 | 1956.5538 |  | 2495.193
13.7197 | 1938.6396 |  | 2472.3471
13.7665 | 1915.6077 |  | 2442.9745
13.8133 | 1895.5881 |  | 2417.4435
13.8602 | 1879.3458 |  | 2396.7298
13.907 | 1863.8165 |  | 2376.9252
13.9538 | 1849.7334 |  | 2358.965
14.0007 | 1836.6411 |  | 2342.2685
14.0475 | 1824.9773 |  | 2327.3935
14.0943 | 1811.2946 |  | 2309.944
14.1411 | 1794.9133 |  | 2289.053
14.188 | 1778.0271 |  | 2267.5179
14.2348 | 1764.778 |  | 2250.6214
14.2816 | 1750.7816 |  | 2232.7717
14.3284 | 1736.7507 |  | 2214.8782
14.3752 | 1724.2859 |  | 2198.9819
14.4221 | 1709.4708 |  | 2180.0881
14.4689 | 1695.0918 |  | 2161.7505
14.5157 | 1680.1019 |  | 2142.634
14.5625 | 1665.2867 |  | 2123.7402
14.6094 | 1650.8899 |  | 2105.3799
14.6562 | 1638.3218 |  | 2089.3518
14.703 | 1625.125 |  | 2072.5219
14.7498 | 1609.5447 |  | 2052.6523
14.7967 | 1591.9965 |  | 2030.2732
14.8435 | 1575.5107 |  | 2009.2488
14.8903 | 1562.9069 |  | 1993.1752
14.9371 | 1551.5733 |  | 1978.7215
14.984 | 1540.5012 |  | 1964.6012
15.0308 | 1532.6326 |  | 1954.5663
15.0776 | 1524.7283 |  | 1944.486
15.1244 | 1510.6273 |  | 1926.503
15.1713 | 1492.9759 |  | 1903.9921
15.2181 | 1475.8805 |  | 1882.1903
15.2649 | 1458.5058 |  | 1860.0324
15.3117 | 1442.6984 |  | 1839.8733
15.3586 | 1429.7465 |  | 1823.3557
15.4054 | 1419.0582 |  | 1809.7249
15.4522 | 1408.2296 |  | 1795.9152
15.499 | 1399.4033 |  | 1784.659
15.5459 | 1392.6136 |  | 1776.0001
15.5927 | 1387.4779 |  | 1769.4506
15.6395 | 1381.141 |  | 1761.3691
15.6863 | 1374.2824 |  | 1752.6224
15.7332 | 1363.3493 |  | 1738.6793
15.78 | 1350.0326 |  | 1721.6965
15.8268 | 1337.0794 |  | 1705.1773
15.8736 | 1324.0751 |  | 1688.593
15.9205 | 1312.7772 |  | 1674.1848
15.9673 | 1303.0288 |  | 1661.7527
16.0141 | 1294.6552 |  | 1651.0738
16.0609 | 1284.9936 |  | 1638.7523
16.1078 | 1278.3952 |  | 1630.3373
16.1546 | 1272.9287 |  | 1623.366
16.2014 | 1264.4332 |  | 1612.5316
16.2482 | 1252.8911 |  | 1597.812
16.2951 | 1240.2873 |  | 1581.7384
16.3419 | 1227.6137 |  | 1565.5758
16.3887 | 1216.4546 |  | 1551.3445
16.4355 | 1206.4272 |  | 1538.5566
16.4824 | 1200.1774 |  | 1530.5863
16.5292 | 1195.3726 |  | 1524.4587
16.576 | 1186.4419 |  | 1513.0694
16.6228 | 1174.5692 |  | 1497.928
16.6697 | 1165.4819 |  | 1486.339
16.7165 | 1158.1004 |  | 1476.9255
16.7633 | 1148.2646 |  | 1464.3818
16.8101 | 1142.8852 |  | 1457.5215
16.857 | 1137.5059 |  | 1450.6612
16.9038 | 1132.1092 |  | 1443.7788
16.9506 | 1122.7258 |  | 1431.8122
16.9974 | 1115.5187 |  | 1422.621
17.0443 | 1106.3094 |  | 1410.8763
17.0911 | 1096.6824 |  | 1398.599
17.1379 | 1087.2643 |  | 1386.5881
17.1847 | 1075.2521 |  | 1371.269
17.2316 | 1064.6503 |  | 1357.7485
17.2784 | 1057.6868 |  | 1348.8679
17.3252 | 1052.1682 |  | 1341.83
17.372 | 1046.8236 |  | 1335.0142
17.4189 | 1043.0634 |  | 1330.2188
17.4657 | 1038.0147 |  | 1323.7802
17.5125 | 1032.0437 |  | 1316.1653
17.5593 | 1023.7744 |  | 1305.6194
17.6062 | 1016.3409 |  | 1296.1395
17.653 | 1011.0661 |  | 1289.4126
17.6998 | 1003.0928 |  | 1279.2443
17.7466 | 992.6476 |  | 1265.9235
17.7935 | 984.2392 |  | 1255.2002
17.8403 | 975.0473 |  | 1243.4778
17.8871 | 965.4029 |  | 1231.1783
17.9339 | 957.2556 |  | 1220.7881
17.9808 | 951.3366 |  | 1213.2395
18.0276 | 944.6169 |  | 1204.6699
18.0744 | 937.8796 |  | 1196.0778
18.1212 | 931.0553 |  | 1187.3749
18.1681 | 926.2505 |  | 1181.2473
18.2149 | 919.3045 |  | 1172.389
18.2617 | 913.1244 |  | 1164.5075
18.3085 | 909.2944 |  | 1159.6231
18.3554 | 904.9596 |  | 1154.095
18.4022 | 901.1123 |  | 1149.1885
18.449 | 896.4293 |  | 1143.2163
18.4958 | 890.4755 |  | 1135.6235
18.5427 | 882.955 |  | 1126.0325
18.5895 | 875.1907 |  | 1116.1307
18.6363 | 867.0433 |  | 1105.7403
18.6831 | 859.5401 |  | 1096.1715
18.73 | 854.7006 |  | 1089.9996
18.7768 | 849.6172 |  | 1083.5169
18.8236 | 844.0638 |  | 1076.4346
18.8704 | 838.493 |  | 1069.3302
18.9173 | 833.5141 |  | 1062.9806
18.9641 | 827.2818 |  | 1055.0324
19.0109 | 823.7652 |  | 1050.5478
19.0577 | 819.0997 |  | 1044.5978
19.1046 | 812.4668 |  | 1036.139
19.1514 | 807.0702 |  | 1029.2566
19.1982 | 803.0314 |  | 1024.106
19.245 | 795.4586 |  | 1014.4483
19.2919 | 788.0424 |  | 1004.9905
19.3387 | 782.228 |  | 997.5753
19.3855 | 777.2316 |  | 991.2034
19.4323 | 770.3552 |  | 982.4339
19.4792 | 766.1074 |  | 977.0168
19.526 | 765.8289 |  | 976.6616
19.5728 | 764.1924 |  | 974.5746
19.6196 | 761.3374 |  | 970.9336
19.6665 | 758.6563 |  | 967.5144
19.7133 | 751.0661 |  | 957.8346
19.7601 | 743.6153 |  | 948.3326
19.8069 | 734.4756 |  | 936.6768
19.8538 | 727.9299 |  | 928.329
19.9006 | 723.2122 |  | 922.3125
19.9474 | 720.5661 |  | 918.9379
19.9942 | 714.2119 |  | 910.8344
20.0411 | 709.3548 |  | 904.6401
20.0879 | 702.1128 |  | 895.4045
20.1347 | 694.4878 |  | 885.6803
20.1815 | 687.942 |  | 877.3324
20.2284 | 682.5626 |  | 870.4721
20.2752 | 680.6999 |  | 868.0966
20.322 | 677.7231 |  | 864.3003
20.3688 | 672.6745 |  | 857.8617
20.4157 | 666.5988 |  | 850.1134
20.4625 | 663.2042 |  | 845.7843
20.5093 | 659.0086 |  | 840.4337
20.5561 | 653.5946 |  | 833.5291
20.603 | 650.165 |  | 829.1555
20.6498 | 645.7258 |  | 823.4942
20.6966 | 639.4065 |  | 815.4351
20.7434 | 632.6867 |  | 806.8653
20.7903 | 628.9088 |  | 802.0474
20.8371 | 624.2259 |  | 796.0753
20.8839 | 622.2761 |  | 793.5887
20.9307 | 621.6321 |  | 792.7674
20.9776 | 619.6823 |  | 790.2808
21.0244 | 617.5932 |  | 787.6166
21.0712 | 615.2778 |  | 784.6638
21.118 | 612.0746 |  | 780.5788
21.1649 | 606.0338 |  | 772.8749
21.2117 | 601.6294 |  | 767.258
21.2585 | 597.8691 |  | 762.4624
21.3053 | 594.457 |  | 758.111
21.3522 | 589.9307 |  | 752.3386
21.399 | 586.6752 |  | 748.1869
21.4458 | 582.706 |  | 743.125
21.4926 | 574.8547 |  | 733.1122
21.5395 | 568.2742 |  | 724.7201
21.5863 | 562.86 |  | 717.8154
21.6331 | 561.3107 |  | 715.8395
21.6799 | 559.152 |  | 713.0865
21.7268 | 557.063 |  | 710.4225
21.7736 | 554.1557 |  | 706.7148
21.8204 | 551.2136 |  | 702.9627
21.8672 | 545.4861 |  | 695.6584
21.914 | 541.7955 |  | 690.9518
21.9609 | 539.5845 |  | 688.1322
22.0077 | 535.476 |  | 682.8926
22.0545 | 533.4219 |  | 680.2729
22.1014 | 532.0466 |  | 678.519
22.1482 | 528.443 |  | 673.9234
22.195 | 524.1778 |  | 668.4839
22.2418 | 522.5066 |  | 666.3527
22.2887 | 520.6786 |  | 664.0214
22.3355 | 517.5973 |  | 660.0919
22.3823 | 513.1232 |  | 654.386
22.4291 | 509.5196 |  | 649.7903
22.476 | 505.8986 |  | 645.1725
22.5228 | 503.7747 |  | 642.4639
22.5696 | 501.5987 |  | 639.6888
22.6164 | 499.3704 |  | 636.847
22.6633 | 498.3084 |  | 635.4927
22.7101 | 496.6371 |  | 633.3614
22.7569 | 492.372 |  | 627.9221
22.8037 | 488.0025 |  | 622.3496
22.8505 | 483.4762 |  | 616.5772
22.8974 | 479.9944 |  | 612.1368
22.9442 | 475.0677 |  | 605.8539
22.991 | 472.5261 |  | 602.6125
23.0378 | 469.5665 |  | 598.8381
23.0847 | 466.7811 |  | 595.2859
23.1315 | 461.7849 |  | 588.9142
23.1783 | 459.835 |  | 586.4276
23.2251 | 455.6221 |  | 581.0549
23.272 | 450.678 |  | 574.7497
23.3188 | 446.8655 |  | 569.8876
23.3656 | 446.7262 |  | 569.71
23.4124 | 444.3413 |  | 566.6685
23.4593 | 443.0007 |  | 564.9588
23.5061 | 442.2521 |  | 564.0041
23.5529 | 442.2348 |  | 563.982
23.5998 | 439.6235 |  | 560.6518
23.6466 | 438.2307 |  | 558.8756
23.6934 | 433.3389 |  | 552.6371
23.7402 | 431.3718 |  | 550.1284
23.7871 | 344.1364 |  | 438.8771
23.8339 | 321.4746 |  | 409.9765
17.1401 | 654.5546 |  | 834.7535
17.1773 | 650.0663 |  | 829.0296
17.2146 | 649.2689 |  | 828.0126
17.2519 | 640.0187 |  | 816.2159
17.2891 | 629.9634 |  | 803.3923
17.3264 | 626.2336 |  | 798.6358
17.3636 | 617.9688 |  | 788.0956
17.4009 | 618.18 |  | 788.3649
17.4382 | 610.5407 |  | 778.6225
17.4754 | 596.4584 |  | 760.6635
17.5127 | 600.7746 |  | 766.1678
17.5499 | 604.645 |  | 771.1037
17.5872 | 601.5799 |  | 767.1949
17.6245 | 610.2435 |  | 778.2436
17.6617 | 604.2933 |  | 770.6552
17.699 | 599.5861 |  | 764.6522
17.7362 | 605.0672 |  | 771.6422
17.7735 | 597.4828 |  | 761.9698
17.8108 | 585.0269 |  | 746.0848
17.848 | 572.1174 |  | 729.6214
17.8853 | 559.2238 |  | 713.1781
17.9226 | 554.634 |  | 707.3247
17.9598 | 555.9632 |  | 709.0199
17.9971 | 551.3967 |  | 703.1963
18.0343 | 549.747 |  | 701.0924
18.0716 | 547.0416 |  | 697.6421
18.1089 | 546.1581 |  | 696.5154
18.1461 | 542.3422 |  | 691.6491
18.1834 | 538.4014 |  | 686.6234
18.2206 | 538.2763 |  | 686.4638
18.2579 | 544.344 |  | 694.2018
18.2952 | 543.5621 |  | 693.2047
18.3324 | 543.5386 |  | 693.1748
18.3697 | 548.2223 |  | 699.1479
18.4069 | 551.9676 |  | 703.9242
18.4442 | 547.3308 |  | 698.011
18.4815 | 545.7357 |  | 695.9767
18.5187 | 542.1624 |  | 691.4197
18.556 | 541.0678 |  | 690.0238
18.5932 | 543.609 |  | 693.2646
18.6305 | 543.5778 |  | 693.2247
18.6678 | 533.9837 |  | 680.9894
18.705 | 537.5569 |  | 685.5464
18.7423 | 534.14 |  | 681.1888
18.7796 | 530.598 |  | 676.6716
18.8168 | 526.1879 |  | 671.0474
18.8541 | 523.1228 |  | 667.1385
18.8913 | 519.5339 |  | 662.5616
18.9286 | 509.5959 |  | 649.8876
18.9658 | 503.3952 |  | 641.9799
19.0031 | 501.4874 |  | 639.5468
19.0404 | 494.9506 |  | 631.2105
19.0776 | 490.7673 |  | 625.8756
19.1149 | 480.4618 |  | 612.7329
19.1522 | 466.3716 |  | 594.7637
19.1894 | 461.7115 |  | 588.8207
19.2267 | 441.8899 |  | 563.5422
19.2639 | 420.841 |  | 536.6985
19.3012 | 409.3703 |  | 522.0699
19.3385 | 406.2114 |  | 518.0413
19.3757 | 404.8821 |  | 516.3462
19.413 | 405.5154 |  | 517.1538
19.4503 | 412.0678 |  | 525.5101
19.4875 | 422.4047 |  | 538.6928
19.5248 | 423.3821 |  | 539.9392
19.562 | 416.1338 |  | 530.6955
19.5993 | 409.9958 |  | 522.8677
19.6365 | 412.7012 |  | 526.3179
19.6738 | 399.3148 |  | 509.2462
19.7111 | 384.2865 |  | 490.0806
19.7483 | 378.0938 |  | 482.183
19.7856 | 382.324 |  | 487.5778
19.8229 | 393.6537 |  | 502.0266
19.8601 | 335.98 |  | 428.4752
19.8974 | 271.4957 |  | 346.2384
19.9346 | 222.8763 |  | 284.2341
19.9719 | 172.8026 |  | 220.3752
20.0092 | 116.5441 |  | 148.6286
20.0464 | 59.6052 |  | 76.0145
20.0837 | 0 |  | 0
20.1209 | 0 |  | 0
20.1582 | 0 |  | 0
20.1955 | 0 |  | 0
20.2327 | 0 |  | 0
20.27 | 0 |  | 0
20.3072 | 0 |  | 0
20.3445 | 0 |  | 0
20.3818 | 0 |  | 0
20.419 | 0 |  | 0
20.4563 | 0 |  | 0
20.4936 | 0 |  | 0
20.5308 | 0 |  | 0
20.5681 | 0 |  | 0
20.6053 | 0 |  | 0
20.6426 | 0 |  | 0
20.6799 | 0 |  | 0
20.7171 | 0 |  | 0
20.7544 | 0 |  | 0
20.7916 | 0 |  | 0
20.8289 | 0 |  | 0
20.8662 | 0 |  | 0
20.9034 | 0 |  | 0
20.9407 | 0 |  | 0
20.9779 | 0 |  | 0
21.0152 | 0 |  | 0
21.0525 | 0 |  | 0
21.0897 | 0 |  | 0
21.127 | 0 |  | 0
21.1642 | 0 |  | 0
21.2015 | 0 |  | 0
21.2388 | 0 |  | 0
21.276 | 0 |  | 0
21.3133 | 0 |  | 0
21.3506 | 0 |  | 0
21.3878 | 0 |  | 0
21.4251 | 0 |  | 0
21.4623 | 0 |  | 0
21.4996 | 0 |  | 0
21.5369 | 0 |  | 0
21.5741 | 0 |  | 0
21.6114 | 0 |  | 0
21.6486 | 0 |  | 0
21.6859 | 0 |  | 0
21.7232 | 0 |  | 0
21.7604 | 0 |  | 0
21.7977 | 0 |  | 0
21.8349 | 0 |  | 0
21.8722 | 0 |  | 0
21.9095 | 0 |  | 0
21.9467 | 0 |  | 0
21.984 | 0 |  | 0
22.0213 | 0 |  | 0
22.0585 | 0 |  | 0
22.0958 | 0 |  | 0
22.133 | 0 |  | 0
22.1703 | 0 |  | 0
22.2076 | 0 |  | 0
22.2448 | 0 |  | 0
22.2821 | 0 |  | 0
22.3194 | 0 |  | 0
22.3566 | 0 |  | 0
22.3939 | 0 |  | 0
22.4311 | 0 |  | 0
22.4684 | 0 |  | 0
22.5056 | 0 |  | 0
22.5429 | 0 |  | 0
22.5802 | 0 |  | 0
22.6174 | 0 |  | 0
22.6547 | 0 |  | 0
22.692 | 0 |  | 0
22.7292 | 0 |  | 0
22.7665 | 0 |  | 0
22.8037 | 0 |  | 0
22.841 | 0 |  | 0
22.8783 | 0 |  | 0
22.9155 | 0 |  | 0
22.9528 | 0 |  | 0
22.99 | 0 |  | 0
23.0273 | 0 |  | 0
23.0646 | 0 |  | 0
23.1018 | 0 |  | 0
23.1391 | 0 |  | 0
23.1763 | 0 |  | 0
23.2136 | 0 |  | 0
23.2509 | 0 |  | 0
23.2881 | 0 |  | 0
23.3254 | 0 |  | 0
23.3626 | 0 |  | 0
23.3999 | 0 |  | 0
23.4372 | 0 |  | 0
23.4744 | 0 |  | 0
23.5117 | 0 |  | 0
23.549 | 0 |  | 0
23.5862 | 0 |  | 0
23.6235 | 0 |  | 0
23.6607 | 0 |  | 0
23.698 | 0 |  | 0
23.7353 | 0 |  | 0
23.7725 | 0 |  | 0
23.8098 | 0 |  | 0
23.847 | 0 |  | 0
23.8843 | 0 |  | 0
23.9216 | 0 |  | 0
23.9588 | 0 |  | 0
23.9961 | 0 |  | 0
24.0333 | 0 |  | 0
24.0706 | 0 |  | 0
24.1079 | 0 |  | 0
24.1451 | 0 |  | 0
24.1824 | 0 |  | 0
24.2197 | 0 |  | 0
24.2569 | 0 |  | 0
24.2942 | 0 |  | 0
24.3314 | 0 |  | 0
24.3687 | 0 |  | 0
24.406 | 0 |  | 0
24.4432 | 0 |  | 0
24.4805 | 0 |  | 0
24.5177 | 0 |  | 0
24.555 | 0 |  | 0
24.5923 | 0 |  | 0
24.6295 | 0 |  | 0
24.6668 | 0 |  | 0
24.704 | 0 |  | 0
24.7413 | 0 |  | 0
24.7786 | 0 |  | 0
24.8158 | 0 |  | 0
24.8531 | 0 |  | 0
24.8904 | 0 |  | 0
24.9276 | 0 |  | 0
24.9649 | 0 |  | 0
25.0021 | 0 |  | 0
25.0394 | 0 |  | 0
25.0767 | 0 |  | 0
25.1139 | 0 |  | 0
25.1512 | 0 |  | 0
25.1884 | 0 |  | 0
25.2257 | 0 |  | 0
25.263 | 0 |  | 0
25.3002 | 0 |  | 0
25.3375 | 0 |  | 0
25.3747 | 0 |  | 0
25.412 | 0 |  | 0
25.4493 | 0 |  | 0
25.4865 | 0 |  | 0
25.5238 | 0 |  | 0
25.5611 | 0 |  | 0
25.5983 | 0 |  | 0
25.6356 | 0 |  | 0
25.6728 | 0 |  | 0
25.7101 | 0 |  | 0
25.7474 | 0 |  | 0
25.7846 | 0 |  | 0
25.8219 | 0 |  | 0
25.8591 | 0 |  | 0
25.8964 | 0 |  | 0
25.9337 | 0 |  | 0

## Extra Wide Linear
Desire
D22 Studio HD | 2016-01-19
Diffusion
Extra Wide Linear | Beam Angle | Field Angle
Horizontal | 62.7 | 80
[5 empty] | Power Consump (Watts) | Efficacy (lm/W)
Mode | Accessory Lens | Max Candela | Field Lumens | Beam Lumens
Boost Full | Wide Linear | 9179.3237 | 2010.7716 | 936.3436 | 53.4 | 37.6549
Regulated Full | Wide Linear | 8901.594 | 1949.9337 | 908.0136 | 51.4 | 37.9365
Regulated 3200K | Wide Linear | 7470.2177 | 1636.3844 | 762.005 | 41.9 | 39.0545
Regulated 5600K | Wide Linear | 7843.1945 | 1718.0866 | 800.0508 | 45.8 | 37.5128
| For Field width at any distance, multiply distance by |  |  |  | 1.6782
| For Beam width at any distance, multiply distance by |  |  |  | 1.2184
Dist for 1.0 fc
Regulated mode | Throw Distance (ft) | 10 | 15 | 20 | 25 | 94.3483
| Throw Distance (m) | 3.048 | 4.572 | 6.096 | 7.62 | 28.7573
| Field Width (ft) | 16.782 | 25.173 | 33.564 | 41.955 | 158.3352
| Field Width (m) | 5.1152 | 7.6727 | 10.2303 | 12.7879 | 48.2606
| Illuminance (fc) | 89.0159 | 39.5626 | 22.254 | 14.2426 | 1
| Illuminance (lux) | 958.1587 | 425.8483 | 239.5397 | 153.3054 | 10.8
| Beam Angle | Field Angle
Vertical | 12.7 | 30.4
| For Field height at any distance, multiply distance by |  |  |  | 0.54339
| For Beam height at any distance, multiply distance by |  |  |  | 0.22257
Test Distance (m) | Iso-Illuminance Diagram grid lines
1.69 | 0.3 | 0.6 | 0.9 | 1.2 | 1.5
| 0.17751 | 0.35503 | 0.53254 | 0.71006 | 0.88757
Regulated mode
Measurement: Full Regulated Warm - EWL - Subframed - Make Intensity
Degrees | (Cd)
-47.6672 | 223.9653 |  | 285.6229
-47.6049 | 211.4566 |  | 269.6706
-47.5426 | 219.6384 |  | 280.1049
-47.4802 | 227.1865 |  | 289.731
-47.4179 | 219.6957 |  | 280.1779
-47.3556 | 220.8774 |  | 281.6849
-47.2933 | 221.1443 |  | 282.0253
-47.231 | 206.1624 |  | 262.919
-47.1687 | 201.8356 |  | 257.401
-47.1064 | 204.9996 |  | 261.436
-47.0441 | 206.8104 |  | 263.7453
-46.9818 | 213.7296 |  | 272.5693
-46.9195 | 231.5324 |  | 295.2732
-46.8571 | 237.2507 |  | 302.5658
-46.7948 | 236.107 |  | 301.1073
-46.7325 | 235.8402 |  | 300.767
-46.6702 | 245.9234 |  | 313.6261
-46.6079 | 238.1466 |  | 303.7083
-46.5456 | 237.5175 |  | 302.906
-46.4833 | 242.8546 |  | 309.7125
-46.421 | 247.0289 |  | 315.036
-46.3587 | 248.8779 |  | 317.3939
-46.2964 | 247.7913 |  | 316.0082
-46.234 | 256.769 |  | 327.4575
-46.1717 | 267.3288 |  | 340.9244
-46.1094 | 254.1959 |  | 324.176
-46.0471 | 252.8234 |  | 322.4257
-45.9848 | 269.9401 |  | 344.2546
-45.9225 | 275.0865 |  | 350.8179
-45.8602 | 274.7625 |  | 350.4046
-45.7979 | 284.8266 |  | 363.2394
-45.7356 | 282.3106 |  | 360.0307
-45.6733 | 272.4371 |  | 347.439
-45.6109 | 273.6188 |  | 348.9461
-45.5486 | 276.3826 |  | 352.4708
-45.4863 | 274.5337 |  | 350.1128
-45.424 | 291.6695 |  | 371.9661
-45.3617 | 292.0888 |  | 372.5009
-45.2994 | 294.0712 |  | 375.029
-45.2371 | 282.5774 |  | 360.371
-45.1748 | 288.1623 |  | 367.4934
-45.1125 | 282.1772 |  | 359.8606
-45.0502 | 288.9628 |  | 368.5143
-44.9878 | 286.5802 |  | 365.4757
-44.9255 | 296.1488 |  | 377.6785
-44.8632 | 300.0944 |  | 382.7104
-44.8009 | 290.583 |  | 370.5805
-44.7386 | 302.3054 |  | 385.5301
-44.6763 | 306.5751 |  | 390.9752
-44.614 | 312.4458 |  | 398.4622
-44.5517 | 326.1506 |  | 415.9398
-44.4894 | 346.1645 |  | 441.4636
-44.4271 | 344.8684 |  | 439.8107
-44.3647 | 352.5499 |  | 449.6069
-44.3024 | 354.9326 |  | 452.6455
-44.2401 | 349.1761 |  | 445.3043
-44.1778 | 352.3593 |  | 449.3638
-44.1155 | 362.6331 |  | 462.466
-44.0532 | 359.9646 |  | 459.0629
-43.9909 | 368.7516 |  | 470.2689
-43.9286 | 372.3351 |  | 474.8389
-43.8663 | 363.1478 |  | 463.1224
-43.804 | 354.9516 |  | 452.6697
-43.7416 | 369.3807 |  | 471.0712
-43.6793 | 378.0152 |  | 482.0828
-43.617 | 381.3128 |  | 486.2882
-43.5547 | 392.1584 |  | 500.1197
-43.4924 | 394.6172 |  | 503.2553
-43.4301 | 389.9855 |  | 497.3485
-43.3678 | 386.1923 |  | 492.5111
-43.3055 | 394.0645 |  | 502.5505
-43.2432 | 401.9557 |  | 512.6141
-43.1808 | 413.3351 |  | 527.1262
-43.1185 | 420.7115 |  | 536.5334
-43.0562 | 434.8167 |  | 554.5218
-42.9939 | 446.3294 |  | 569.2038
-42.9316 | 449.4744 |  | 573.2147
-42.8693 | 452.2765 |  | 576.7882
-42.807 | 450.2369 |  | 574.1871
-42.7447 | 448.9408 |  | 572.5342
-42.6824 | 458.2806 |  | 584.4452
-42.6201 | 472.824 |  | 602.9924
-42.5577 | 485.1945 |  | 618.7686
-42.4954 | 494.6868 |  | 630.8741
-42.4331 | 502.9021 |  | 641.351
-42.3708 | 506.3521 |  | 645.7509
-42.3085 | 508.1057 |  | 647.9872
-42.2462 | 514.0336 |  | 655.5471
-42.1839 | 529.4921 |  | 675.2612
-42.1216 | 532.5227 |  | 679.1262
-42.0593 | 531.9508 |  | 678.3969
-41.997 | 539.2702 |  | 687.7312
-41.9346 | 537.326 |  | 685.2518
-41.8723 | 533.3232 |  | 680.1471
-41.81 | 530.5785 |  | 676.6467
-41.7477 | 543.7687 |  | 693.4682
-41.6854 | 548.0001 |  | 698.8645
-41.6231 | 556.3297 |  | 709.4873
-41.5608 | 569.0433 |  | 725.701
-41.4985 | 598.7401 |  | 763.5732
-41.4362 | 602.0758 |  | 767.8272
-41.3739 | 615.5137 |  | 784.9647
-41.3115 | 636.1566 |  | 811.2905
-41.2492 | 646.297 |  | 824.2226
-41.1869 | 643.6285 |  | 820.8194
-41.1246 | 652.9111 |  | 832.6576
-41.0623 | 661.2979 |  | 843.3532
-41 | 666.4444 |  | 849.9165
-40.9377 | 678.4717 |  | 865.255
-40.8754 | 686.1532 |  | 875.0512
-40.8131 | 693.1486 |  | 883.9725
-40.7508 | 701.7833 |  | 894.9843
-40.6885 | 705.9385 |  | 900.2834
-40.6261 | 708.8928 |  | 904.0511
-40.5638 | 723.3601 |  | 922.5011
-40.5015 | 735.6734 |  | 938.2043
-40.4392 | 747.3197 |  | 953.0568
-40.3769 | 764.5698 |  | 975.0558
-40.3146 | 785.0793 |  | 1001.2116
-40.2523 | 798.5934 |  | 1018.4461
-40.19 | 811.8217 |  | 1035.3162
-40.1277 | 818.512 |  | 1043.8484
-40.0654 | 827.0323 |  | 1054.7143
-40.003 | 838.9453 |  | 1069.9069
-39.9407 | 850.1721 |  | 1084.2245
-39.8784 | 859.0545 |  | 1095.5521
-39.8161 | 871.5965 |  | 1111.547
-39.7538 | 880.4026 |  | 1122.7774
-39.6915 | 879.3734 |  | 1121.4649
-39.6292 | 887.2265 |  | 1131.4799
-39.5669 | 906.7638 |  | 1156.3959
-39.5046 | 928.9888 |  | 1184.7395
-39.4423 | 953.482 |  | 1215.9756
-39.3799 | 974.449 |  | 1242.7147
-39.3176 | 989.2783 |  | 1261.6266
-39.2553 | 1004.9083 |  | 1281.5596
-39.193 | 1021.9296 |  | 1303.2669
-39.1307 | 1035.5581 |  | 1320.6473
-39.0684 | 1058.5837 |  | 1350.0118
-39.0061 | 1086.9462 |  | 1386.1825
-38.9438 | 1108.0466 |  | 1413.0918
-38.8815 | 1122.6282 |  | 1431.6878
-38.8192 | 1136.4284 |  | 1449.2871
-38.7568 | 1148.1317 |  | 1464.2123
-38.6945 | 1156.3469 |  | 1474.6892
-38.6322 | 1161.4362 |  | 1481.1796
-38.5699 | 1173.6351 |  | 1496.7369
-38.5076 | 1200.9494 |  | 1531.5707
-38.4453 | 1223.0981 |  | 1559.8171
-38.383 | 1240.5196 |  | 1582.0347
-38.3207 | 1268.9586 |  | 1618.3029
-38.2584 | 1293.7944 |  | 1649.976
-38.196 | 1306.9657 |  | 1666.7734
-38.1337 | 1325.5124 |  | 1690.4259
-38.0714 | 1342.3043 |  | 1711.8406
-38.0091 | 1355.9334 |  | 1729.2219
-37.9468 | 1371.2969 |  | 1748.815
-37.8845 | 1391.3867 |  | 1774.4355
-37.8222 | 1410.8861 |  | 1799.303
-37.7599 | 1440.1057 |  | 1836.5669
-37.6976 | 1466.3144 |  | 1869.9908
-37.6353 | 1493.2475 |  | 1904.3385
-37.5729 | 1519.6092 |  | 1937.9576
-37.5106 | 1541.853 |  | 1966.3251
-37.4483 | 1565.3746 |  | 1996.3223
-37.386 | 1585.1023 |  | 2021.4809
-37.3237 | 1604.2203 |  | 2045.8621
-37.2614 | 1627.8172 |  | 2075.9552
-37.1991 | 1663.7092 |  | 2121.7283
-37.1368 | 1686.1825 |  | 2150.3886
-37.0745 | 1715.2122 |  | 2187.4101
-37.0122 | 1747.3867 |  | 2228.4423
-36.9498 | 1776.2633 |  | 2265.2686
-36.8875 | 1798.2406 |  | 2293.2962
-36.8252 | 1829.6155 |  | 2333.3087
-36.7629 | 1862.9149 |  | 2375.7753
-36.7006 | 1894.2311 |  | 2415.713
-36.6383 | 1910.4708 |  | 2436.4234
-36.576 | 1935.7269 |  | 2468.6325
-36.5137 | 1971.7133 |  | 2514.5259
-36.4514 | 2002.6686 |  | 2554.0033
-36.3891 | 2035.8341 |  | 2596.2992
-36.3267 | 2075.2141 |  | 2646.5205
-36.2644 | 2109.6574 |  | 2690.446
-36.2021 | 2139.507 |  | 2728.5133
-36.1398 | 2170.7289 |  | 2768.3306
-36.0775 | 2195.6406 |  | 2800.1005
-36.0152 | 2222.6311 |  | 2834.5214
-35.9529 | 2245.5993 |  | 2863.8127
-35.8906 | 2272.0745 |  | 2897.5766
-35.8283 | 2300.4002 |  | 2933.7003
-35.766 | 2334.9952 |  | 2977.8194
-35.7037 | 2370.219 |  | 3022.7403
-35.6413 | 2402.1079 |  | 3063.4082
-35.579 | 2428.8509 |  | 3097.5136
-35.5167 | 2460.7398 |  | 3138.1815
-35.4544 | 2491.8661 |  | 3177.8768
-35.3921 | 2528.6916 |  | 3224.8404
-35.3298 | 2576.8967 |  | 3286.3163
-35.2675 | 2624.5291 |  | 3347.062
-35.2052 | 2658.1154 |  | 3389.8946
-35.1429 | 2683.3511 |  | 3422.0776
-35.0806 | 2708.9693 |  | 3454.7486
-35.0182 | 2734.9497 |  | 3487.8814
-34.9559 | 2764.8746 |  | 3526.0446
-34.8936 | 2802.3672 |  | 3573.8589
-34.8313 | 2853.3371 |  | 3638.8608
-34.769 | 2904.0762 |  | 3703.5683
-34.7067 | 2941.1313 |  | 3750.8247
-34.6444 | 2972.8863 |  | 3791.3219
-34.5821 | 3006.09 |  | 3833.6665
-34.5198 | 3030.0121 |  | 3864.1744
-34.4575 | 3054.3907 |  | 3895.2644
-34.3951 | 3089.9575 |  | 3940.6228
-34.3328 | 3116.0527 |  | 3973.902
-34.2705 | 3139.4022 |  | 4003.6796
-34.2082 | 3174.0738 |  | 4047.8963
-34.1459 | 3205.9053 |  | 4088.491
-34.0836 | 3225.5002 |  | 4113.4805
-34.0213 | 3262.3641 |  | 4160.4929
-33.959 | 3308.2621 |  | 4219.0267
-33.8967 | 3339.2749 |  | 4258.5772
-33.8344 | 3367.1606 |  | 4294.1399
-33.772 | 3400.8973 |  | 4337.1644
-33.7097 | 3429.8326 |  | 4374.0656
-33.6474 | 3455.1065 |  | 4406.2974
-33.5851 | 3478.419 |  | 4436.0278
-33.5228 | 3505.4095 |  | 4470.4487
-33.4605 | 3551.3075 |  | 4528.9825
-33.3982 | 3596.3677 |  | 4586.4477
-33.3359 | 3630.9245 |  | 4630.518
-33.2736 | 3667.3879 |  | 4677.0197
-33.2112 | 3705.8904 |  | 4726.1221
-33.1489 | 3728.3255 |  | 4754.7335
-33.0866 | 3746.3761 |  | 4777.7535
-33.0243 | 3764.0454 |  | 4800.2871
-32.962 | 3783.9069 |  | 4825.6165
-32.8997 | 3806.4185 |  | 4854.3255
-32.8374 | 3835.1434 |  | 4890.9583
-32.7751 | 3861.2373 |  | 4924.2359
-32.7128 | 3872.4255 |  | 4938.5042
-32.6505 | 3895.6615 |  | 4968.1371
-32.5881 | 3925.0916 |  | 5005.6693
-32.5258 | 3947.3736 |  | 5034.0856
-32.4635 | 3972.7623 |  | 5066.4637
-32.4012 | 4017.2129 |  | 5123.1516
-32.3389 | 4051.4457 |  | 5166.8087
-32.2766 | 4069.5346 |  | 5189.8775
-32.2143 | 4083.2581 |  | 5207.379
-32.152 | 4099.4786 |  | 5228.0651
-32.0897 | 4123.152 |  | 5258.2558
-32.0274 | 4150.4485 |  | 5293.067
-31.9651 | 4180.7356 |  | 5331.6922
-31.9027 | 4208.527 |  | 5367.1345
-31.8404 | 4227.3402 |  | 5391.127
-31.7781 | 4238.9097 |  | 5405.8816
-31.7158 | 4265.385 |  | 5439.6454
-31.6535 | 4286.7335 |  | 5466.8712
-31.5912 | 4314.6766 |  | 5502.507
-31.5289 | 4352.9318 |  | 5551.2939
-31.4666 | 4387.1072 |  | 5594.8779
-31.4043 | 4400.202 |  | 5611.5776
-31.342 | 4405.7878 |  | 5618.7012
-31.2796 | 4409.1419 |  | 5622.9786
-31.2173 | 4409.2184 |  | 5623.0762
-31.155 | 4406.6448 |  | 5619.7942
-31.0927 | 4410.3049 |  | 5624.4619
-31.0304 | 4428.9843 |  | 5648.2836
-30.9681 | 4456.8891 |  | 5683.8707
-30.9058 | 4485.8244 |  | 5720.7718
-30.8435 | 4508.9443 |  | 5750.2567
-30.7812 | 4529.9689 |  | 5777.0693
-30.7188 | 4546.5516 |  | 5798.2173
-30.6565 | 4557.9311 |  | 5812.7296
-30.5942 | 4571.0068 |  | 5829.4049
-30.5319 | 4593.0032 |  | 5857.4569
-30.4696 | 4606.4792 |  | 5874.643
-30.4073 | 4624.7199 |  | 5897.9052
-30.345 | 4639.0542 |  | 5916.1859
-30.2827 | 4647.2888 |  | 5926.6875
-30.2204 | 4663.9098 |  | 5947.8842
-30.1581 | 4680.9121 |  | 5969.5672
-30.0957 | 4694.9022 |  | 5987.4087
-30.0334 | 4708.6461 |  | 6004.9363
-29.9711 | 4722.5787 |  | 6022.7047
-29.9088 | 4736.38 |  | 6040.3055
-29.8465 | 4750.0461 |  | 6057.7338
-29.7842 | 4757.8982 |  | 6067.7475
-29.7219 | 4759.8047 |  | 6070.179
-29.6596 | 4756.679 |  | 6066.1927
-29.5973 | 4761.1961 |  | 6071.9534
-29.535 | 4777.1131 |  | 6092.2524
-29.4727 | 4802.4253 |  | 6124.5329
-29.4103 | 4834.4276 |  | 6165.3456
-29.348 | 4865.383 |  | 6204.8229
-29.2857 | 4888.8472 |  | 6234.7469
-29.2234 | 4907.1261 |  | 6258.0579
-29.1611 | 4918.7926 |  | 6272.9362
-29.0988 | 4927.2172 |  | 6283.6801
-29.0365 | 4931.9817 |  | 6289.7563
-28.9742 | 4932.6487 |  | 6290.6069
-28.9119 | 4937.9488 |  | 6297.3662
-28.8496 | 4948.1079 |  | 6310.322
-28.7872 | 4962.1362 |  | 6328.2123
-28.7249 | 4985.6961 |  | 6358.2582
-28.6626 | 5003.1549 |  | 6380.5235
-28.6003 | 5008.5877 |  | 6387.4519
-28.538 | 5026.1613 |  | 6409.8636
-28.4757 | 5039.5813 |  | 6426.9781
-28.4134 | 5047.4525 |  | 6437.0161
-28.3511 | 5056.1258 |  | 6448.0772
-28.2888 | 5080.1422 |  | 6478.7054
-28.2264 | 5096.6306 |  | 6499.733
-28.1641 | 5115.0804 |  | 6523.262
-28.1018 | 5134.4841 |  | 6548.0075
-28.0395 | 5161.6084 |  | 6582.5992
-27.9772 | 5180.0964 |  | 6606.177
-27.9149 | 5192.9247 |  | 6622.5368
-27.8526 | 5203.2941 |  | 6635.761
-27.7903 | 5195.4408 |  | 6625.7457
-27.728 | 5192.0103 |  | 6621.3707
-27.6657 | 5193.3251 |  | 6623.0475
-27.6033 | 5190.8855 |  | 6619.9362
-27.541 | 5189.9137 |  | 6618.6969
-27.4787 | 5217.0368 |  | 6653.287
-27.4164 | 5235.9648 |  | 6677.4259
-27.3541 | 5245.0181 |  | 6688.9716
-27.2918 | 5261.1252 |  | 6709.5129
-27.2295 | 5288.9535 |  | 6745.0024
-27.1672 | 5312.4177 |  | 6774.9263
-27.1049 | 5321.2811 |  | 6786.2298
-27.0425 | 5335.3668 |  | 6804.1932
-26.9803 | 5348.3468 |  | 6820.7466
-26.9179 | 5351.8169 |  | 6825.172
-26.8556 | 5350.9968 |  | 6824.1263
-26.7933 | 5374.2889 |  | 6853.8307
-26.731 | 5395.5813 |  | 6880.9849
-26.6687 | 5409.1709 |  | 6898.3157
-26.6064 | 5421.0083 |  | 6913.4118
-26.5441 | 5432.94 |  | 6928.6283
-26.4818 | 5430.7286 |  | 6925.8082
-26.4195 | 5428.155 |  | 6922.5261
-26.3572 | 5440.5254 |  | 6938.3021
-26.2948 | 5455.889 |  | 6957.8952
-26.2325 | 5476.341 |  | 6983.9776
-26.1702 | 5502.3596 |  | 7017.1593
-26.1079 | 5530.3397 |  | 7052.8423
-26.0456 | 5544.9993 |  | 7071.5376
-25.9833 | 5555.4631 |  | 7084.8821
-25.921 | 5566.8809 |  | 7099.4432
-25.8587 | 5577.3256 |  | 7112.7633
-25.7964 | 5588.8008 |  | 7127.3976
-25.734 | 5604.9256 |  | 7147.9617
-25.6717 | 5618.4974 |  | 7165.2697
-25.6094 | 5626.9794 |  | 7176.0868
-25.5471 | 5631.1535 |  | 7181.41
-25.4848 | 5628.8095 |  | 7178.4207
-25.4225 | 5630.9622 |  | 7181.1661
-25.3602 | 5642.6095 |  | 7196.0199
-25.2979 | 5660.6601 |  | 7219.0398
-25.2356 | 5683.933 |  | 7248.7198
-25.1732 | 5705.4728 |  | 7276.1895
-25.1109 | 5721.9982 |  | 7297.2643
-25.0486 | 5744.5276 |  | 7325.9961
-24.9863 | 5756.1545 |  | 7340.8239
-24.924 | 5764.0652 |  | 7350.9124
-24.8617 | 5779.4466 |  | 7370.5283
-24.7994 | 5796.8876 |  | 7392.7708
-24.7371 | 5804.0739 |  | 7401.9355
-24.6748 | 5822.6398 |  | 7425.6125
-24.6125 | 5851.3442 |  | 7462.2193
-24.5501 | 5868.9383 |  | 7484.657
-24.4878 | 5888.1902 |  | 7509.2089
-24.4255 | 5917.1624 |  | 7546.1573
-24.3632 | 5937.1757 |  | 7571.6802
-24.3009 | 5938.6053 |  | 7573.5034
-24.2386 | 5946.1921 |  | 7583.1788
-24.1763 | 5959.5725 |  | 7600.2429
-24.114 | 5965.4428 |  | 7607.7291
-24.0517 | 5974.0204 |  | 7618.6682
-23.9894 | 5987.1152 |  | 7635.368
-23.9271 | 6004.1379 |  | 7657.0771
-23.8647 | 6021.5585 |  | 7679.2936
-23.8024 | 6045.1363 |  | 7709.3623
-23.7401 | 6059.2041 |  | 7727.303
-23.6778 | 6079.0643 |  | 7752.6307
-23.6155 | 6100.0889 |  | 7779.4434
-23.5532 | 6110.7058 |  | 7792.9831
-23.4909 | 6107.0278 |  | 7788.2926
-23.4286 | 6112.4593 |  | 7795.2194
-23.3663 | 6117.8347 |  | 7802.0746
-23.304 | 6125.021 |  | 7811.2393
-23.2416 | 6133.9418 |  | 7822.6159
-23.1793 | 6151.1532 |  | 7844.5657
-23.117 | 6176.3519 |  | 7876.7015
-23.0547 | 6200.9218 |  | 7908.0356
-22.9924 | 6219.1815 |  | 7931.3222
-22.9301 | 6231.6093 |  | 7947.1714
-22.8678 | 6245.6198 |  | 7965.0389
-22.8055 | 6255.6449 |  | 7977.824
-22.7432 | 6262.1069 |  | 7986.0649
-22.6808 | 6277.3556 |  | 8005.5116
-22.6185 | 6298.6276 |  | 8032.6398
-22.5562 | 6316.1247 |  | 8054.9539
-22.4939 | 6339.2651 |  | 8084.4647
-22.4316 | 6367.1508 |  | 8120.0274
-22.3693 | 6386.2114 |  | 8144.3354
-22.307 | 6402.6615 |  | 8165.3142
-22.2447 | 6419.1868 |  | 8186.389
-22.1824 | 6432.1299 |  | 8202.8952
-22.1201 | 6454.7932 |  | 8231.7978
-22.0577 | 6475.0361 |  | 8257.6135
-21.9954 | 6487.863 |  | 8273.9717
-21.9331 | 6497.299 |  | 8286.0054
-21.8708 | 6505.8575 |  | 8296.9201
-21.8085 | 6502.7509 |  | 8292.9582
-21.7462 | 6495.8885 |  | 8284.2066
-21.6839 | 6497.3181 |  | 8286.0298
-21.6216 | 6506.9441 |  | 8298.3058
-21.5593 | 6524.1555 |  | 8320.2555
-21.497 | 6540.9869 |  | 8341.7206
-21.4347 | 6565.0034 |  | 8372.3488
-21.3723 | 6586.5802 |  | 8399.8657
-21.31 | 6600.2845 |  | 8417.3429
-21.2477 | 6605.183 |  | 8423.5898
-21.1854 | 6616.1442 |  | 8437.5687
-21.1231 | 6635.2035 |  | 8461.8751
-21.0608 | 6660.0591 |  | 8493.5734
-20.9985 | 6689.7749 |  | 8531.4699
-20.9362 | 6713.7544 |  | 8562.0509
-20.8739 | 6733.5394 |  | 8587.2828
-20.8116 | 6749.2842 |  | 8607.3622
-20.7492 | 6757.1184 |  | 8617.3531
-20.6869 | 6766.8196 |  | 8629.725
-20.6246 | 6788.816 |  | 8657.777
-20.5623 | 6806.9418 |  | 8680.8929
-20.5 | 6821.734 |  | 8699.7574
-20.4377 | 6840.6034 |  | 8723.8215
-20.3754 | 6856.0625 |  | 8743.5366
-20.3131 | 6866.9842 |  | 8757.465
-20.2508 | 6885.207 |  | 8780.7044
-20.1884 | 6902.361 |  | 8802.581
-20.1261 | 6918.0102 |  | 8822.5385
-20.0638 | 6931.9059 |  | 8840.2596
-20.0015 | 6937.6243 |  | 8847.5523
-19.9392 | 6937.09 |  | 8846.8709
-19.8769 | 6935.6413 |  | 8845.0233
-19.8146 | 6921.4791 |  | 8826.9622
-19.7523 | 6911.0152 |  | 8813.6177
-19.69 | 6918.8303 |  | 8823.5842
-19.6277 | 6939.6253 |  | 8850.1041
-19.5653 | 6961.6217 |  | 8878.1561
-19.503 | 6987.2208 |  | 8910.8026
-19.4407 | 7004.5853 |  | 8932.9476
-19.3784 | 7008.531 |  | 8937.9796
-19.3161 | 7006.377 |  | 8935.2326
-19.2538 | 7012.9716 |  | 8943.6427
-19.1915 | 7029.173 |  | 8964.3044
-19.1292 | 7043.6209 |  | 8982.7297
-19.0669 | 7054.8282 |  | 8997.0225
-19.0046 | 7055.8013 |  | 8998.2634
-18.9423 | 7040.5334 |  | 8978.7923
-18.8799 | 7034.2054 |  | 8970.7221
-18.8176 | 7039.2568 |  | 8977.1642
-18.7553 | 7045.1079 |  | 8984.6261
-18.693 | 7057.6505 |  | 9000.6217
-18.6307 | 7082.3913 |  | 9032.1736
-18.5684 | 7105.0164 |  | 9061.0274
-18.5061 | 7121.2752 |  | 9081.7623
-18.4438 | 7137.6118 |  | 9102.5963
-18.3815 | 7153.4689 |  | 9122.8189
-18.3192 | 7172.8547 |  | 9147.5416
-18.2568 | 7194.1637 |  | 9174.717
-18.1945 | 7226.1112 |  | 9215.4597
-18.1322 | 7254.8922 |  | 9252.164
-18.0699 | 7274.3342 |  | 9276.9583
-18.0076 | 7293.8335 |  | 9301.8259
-17.9453 | 7306.3378 |  | 9317.7726
-17.883 | 7308.5492 |  | 9320.5928
-17.8207 | 7316.5351 |  | 9330.7772
-17.7584 | 7334.3574 |  | 9353.506
-17.696 | 7346.5557 |  | 9369.0624
-17.6337 | 7352.408 |  | 9376.5259
-17.5714 | 7363.5019 |  | 9390.6739
-17.5091 | 7389.824 |  | 9424.2426
-17.4468 | 7400.8044 |  | 9438.2458
-17.3845 | 7401.794 |  | 9439.5079
-17.3222 | 7419.3881 |  | 9461.9456
-17.2599 | 7429.4897 |  | 9474.8282
-17.1976 | 7418.378 |  | 9460.6575
-17.1353 | 7425.5631 |  | 9469.8206
-17.0729 | 7444.7193 |  | 9494.2506
-17.0106 | 7454.0022 |  | 9506.0891
-16.9483 | 7462.7699 |  | 9517.2705
-16.886 | 7479.2379 |  | 9538.2721
-16.8237 | 7499.2524 |  | 9563.7966
-16.7614 | 7517.8183 |  | 9587.4736
-16.6991 | 7534.4392 |  | 9608.6704
-16.6368 | 7553.4425 |  | 9632.9052
-16.5745 | 7568.4056 |  | 9651.9876
-16.5122 | 7574.0284 |  | 9659.1584
-16.4499 | 7575.7819 |  | 9661.3947
-16.3875 | 7580.0325 |  | 9666.8154
-16.3252 | 7590.6302 |  | 9680.3307
-16.2629 | 7608.2039 |  | 9702.7424
-16.2006 | 7626.8653 |  | 9726.5414
-16.1383 | 7642.4189 |  | 9746.3768
-16.076 | 7648.4995 |  | 9754.1314
-16.0137 | 7645.2016 |  | 9749.9256
-15.9514 | 7634.7747 |  | 9736.6282
-15.8891 | 7639.5405 |  | 9742.7061
-15.8268 | 7658.6012 |  | 9767.0141
-15.7644 | 7673.6217 |  | 9786.1697
-15.7021 | 7695.1028 |  | 9813.5646
-15.6398 | 7724.6668 |  | 9851.2676
-15.5775 | 7739.0382 |  | 9869.5954
-15.5152 | 7741.9165 |  | 9873.2661
-15.4529 | 7751.9047 |  | 9886.004
-15.3906 | 7758.5949 |  | 9894.5361
-15.3283 | 7759.6815 |  | 9895.9218
-15.266 | 7765.1142 |  | 9902.8502
-15.2036 | 7776.4172 |  | 9917.2649
-15.1413 | 7793.3047 |  | 9938.8015
-15.079 | 7807.5817 |  | 9957.009
-15.0167 | 7817.7025 |  | 9969.916
-14.9544 | 7821.0387 |  | 9974.1706
-14.8921 | 7823.8023 |  | 9977.695
-14.8298 | 7827.9763 |  | 9983.0182
-14.7675 | 7840.2128 |  | 9998.6234
-14.7052 | 7859.6739 |  | 10023.4421
-14.6429 | 7884.4543 |  | 10055.0445
-14.5806 | 7903.8962 |  | 10079.8388
-14.5182 | 7917.5623 |  | 10097.2672
-14.4559 | 7925.0917 |  | 10106.8694
-14.3936 | 7930.7145 |  | 10114.0402
-14.3313 | 7933.5163 |  | 10117.6134
-14.269 | 7934.9268 |  | 10119.4122
-14.2067 | 7937.2721 |  | 10122.4031
-14.1444 | 7940.3787 |  | 10126.365
-14.0821 | 7939.4248 |  | 10125.1484
-14.0198 | 7938.4734 |  | 10123.9351
-13.9574 | 7941.4653 |  | 10127.7507
-13.8951 | 7947.8507 |  | 10135.894
-13.8328 | 7956.7893 |  | 10147.2934
-13.7705 | 7968.2835 |  | 10161.952
-13.7082 | 7977.3382 |  | 10173.4994
-13.6459 | 7983.8001 |  | 10181.7403
-13.5836 | 7991.2708 |  | 10191.2677
-13.5213 | 8000.5729 |  | 10203.1306
-13.459 | 8012.7711 |  | 10218.687
-13.3967 | 8019.5187 |  | 10227.2922
-13.3344 | 8025.9233 |  | 10235.46
-13.272 | 8035.9497 |  | 10248.2466
-13.2097 | 8059.794 |  | 10278.6553
-13.1474 | 8094.5229 |  | 10322.9451
-13.0851 | 8120.3516 |  | 10355.8844
-13.0228 | 8140.4031 |  | 10381.4561
-12.9605 | 8152.984 |  | 10397.5005
-12.8982 | 8149.8952 |  | 10393.5613
-12.8359 | 8135.9243 |  | 10375.7442
-12.7736 | 8146.522 |  | 10389.2595
-12.7112 | 8163.0091 |  | 10410.2855
-12.6489 | 8173.4933 |  | 10423.6561
-12.5866 | 8180.0497 |  | 10432.0173
-12.5243 | 8183.442 |  | 10436.3435
-12.462 | 8183.1563 |  | 10435.9792
-12.3997 | 8189.7713 |  | 10444.4153
-12.3374 | 8207.0784 |  | 10466.487
-12.2751 | 8228.2165 |  | 10493.4445
-12.2128 | 8250.0789 |  | 10521.3257
-12.1505 | 8268.9113 |  | 10545.3426
-12.0882 | 8286.1036 |  | 10567.2679
-12.0258 | 8296.8735 |  | 10581.0028
-11.9635 | 8291.5555 |  | 10574.2208
-11.9012 | 8278.1559 |  | 10557.1323
-11.8389 | 8260.9254 |  | 10535.1581
-11.7766 | 8244.3235 |  | 10513.9858
-11.7143 | 8232.0283 |  | 10498.3057
-11.652 | 8234.2206 |  | 10501.1015
-11.5897 | 8239.0808 |  | 10507.2997
-11.5274 | 8243.5609 |  | 10513.0132
-11.465 | 8253.9291 |  | 10526.2357
-11.4027 | 8268.5874 |  | 10544.9295
-11.3404 | 8286.601 |  | 10567.9022
-11.2781 | 8307.5287 |  | 10594.5913
-11.2158 | 8330.3833 |  | 10623.7378
-11.1535 | 8344.1068 |  | 10641.2394
-11.0912 | 8351.3875 |  | 10650.5245
-11.0289 | 8355.0667 |  | 10655.2166
-10.9666 | 8353.5989 |  | 10653.3446
-10.9043 | 8349.9579 |  | 10648.7013
-10.842 | 8349.6161 |  | 10648.2654
-10.7796 | 8354.2658 |  | 10654.1952
-10.7173 | 8364.7501 |  | 10667.5658
-10.655 | 8375.0622 |  | 10680.7168
-10.5927 | 8382.8951 |  | 10690.7061
-10.5304 | 8381.7333 |  | 10689.2244
-10.4681 | 8377.711 |  | 10684.0948
-10.4058 | 8373.4795 |  | 10678.6984
-10.3435 | 8384.3055 |  | 10692.5049
-10.2812 | 8403.2157 |  | 10716.621
-10.2188 | 8420.4832 |  | 10738.6423
-10.1565 | 8433.6354 |  | 10755.4152
-10.0942 | 8440.2874 |  | 10763.8985
-10.0319 | 8432.6636 |  | 10754.1759
-9.9696 | 8419.4923 |  | 10737.3786
-9.9073 | 8412.0777 |  | 10727.9228
-9.845 | 8412.8978 |  | 10728.9685
-9.7827 | 8420.0076 |  | 10738.0356
-9.7204 | 8423.896 |  | 10742.9945
-9.6581 | 8426.2591 |  | 10746.0082
-9.5957 | 8428.4131 |  | 10748.7552
-9.5334 | 8433.2158 |  | 10754.8802
-9.4711 | 8440.6496 |  | 10764.3604
-9.4088 | 8453.0021 |  | 10780.1136
-9.3465 | 8462.799 |  | 10792.6075
-9.2842 | 8463.2173 |  | 10793.141
-9.2219 | 8458.6249 |  | 10787.2844
-9.1596 | 8451.6286 |  | 10778.362
-9.0973 | 8452.0673 |  | 10778.9215
-9.035 | 8463.0655 |  | 10792.9475
-8.9726 | 8487.3115 |  | 10823.8684
-8.9103 | 8512.5102 |  | 10856.0042
-8.848 | 8536.107 |  | 10886.0973
-8.7857 | 8555.7212 |  | 10911.1112
-8.7234 | 8568.5099 |  | 10927.4206
-8.6611 | 8572.3026 |  | 10932.2575
-8.5988 | 8570.8551 |  | 10930.4116
-8.5365 | 8565.5945 |  | 10923.7027
-8.4742 | 8559.9143 |  | 10916.4588
-8.4119 | 8553.6437 |  | 10908.4618
-8.3495 | 8546.7048 |  | 10899.6126
-8.2872 | 8537.5558 |  | 10887.9449
-8.2249 | 8527.6633 |  | 10875.329
-8.1626 | 8522.307 |  | 10868.4982
-8.1003 | 8523.6219 |  | 10870.175
-8.038 | 8533.2287 |  | 10882.4266
-7.9757 | 8544.0177 |  | 10896.1858
-7.9134 | 8554.4433 |  | 10909.4816
-7.8511 | 8562.1257 |  | 10919.2789
-7.7888 | 8571.4074 |  | 10931.1158
-7.7264 | 8585.6843 |  | 10949.3232
-7.6641 | 8603.9645 |  | 10972.6359
-7.6018 | 8624.5874 |  | 10998.9363
-7.5395 | 8642.1431 |  | 11021.3251
-7.4772 | 8651.4439 |  | 11033.1864
-7.4149 | 8648.2225 |  | 11029.0782
-7.3526 | 8635.2999 |  | 11012.5979
-7.2903 | 8614.7905 |  | 10986.4423
-7.228 | 8593.8042 |  | 10959.6785
-7.1657 | 8581.0716 |  | 10943.4406
-7.1033 | 8584.7878 |  | 10948.1799
-7.041 | 8604.745 |  | 10973.6313
-6.9787 | 8637.32 |  | 11015.1741
-6.9164 | 8664.2721 |  | 11049.5463
-6.8541 | 8680.9697 |  | 11070.8406
-6.7918 | 8683.1619 |  | 11073.6364
-6.7295 | 8670.0097 |  | 11056.8634
-6.6672 | 8644.5828 |  | 11024.4364
-6.6049 | 8625.7122 |  | 11000.3707
-6.5426 | 8611.3587 |  | 10982.0657
-6.4802 | 8599.3709 |  | 10966.7777
-6.4179 | 8591.9932 |  | 10957.369
-6.3556 | 8588.8675 |  | 10953.3827
-6.2933 | 8580.7285 |  | 10943.0031
-6.231 | 8572.837 |  | 10932.939
-6.1687 | 8573.3904 |  | 10933.6448
-6.1064 | 8582.5394 |  | 10945.3126
-6.0441 | 8600.5327 |  | 10968.2593
-5.9818 | 8622.1477 |  | 10995.825
-5.9195 | 8643.7054 |  | 11023.3175
-5.8571 | 8660.079 |  | 11044.1987
-5.7948 | 8662.4038 |  | 11047.1636
-5.7325 | 8646.2789 |  | 11026.5995
-5.6702 | 8633.8129 |  | 11010.7016
-5.6079 | 8624.6256 |  | 10998.9851
-5.5456 | 8617.688 |  | 10990.1375
-5.4833 | 8619.5372 |  | 10992.4958
-5.421 | 8633.4316 |  | 11010.2153
-5.3587 | 8652.3583 |  | 11034.3525
-5.2964 | 8674.3177 |  | 11062.3573
-5.234 | 8692.6731 |  | 11085.766
-5.1717 | 8706.2435 |  | 11103.0724
-5.1094 | 8713.5638 |  | 11112.4079
-5.0471 | 8713.4311 |  | 11112.2387
-4.9848 | 8707.7497 |  | 11104.9932
-4.9225 | 8703.7287 |  | 11099.8652
-4.8602 | 8699.0776 |  | 11093.9337
-4.7979 | 8690.3469 |  | 11082.7994
-4.7356 | 8685.4868 |  | 11076.6013
-4.6733 | 8686.2685 |  | 11077.5982
-4.6109 | 8682.5893 |  | 11072.9061
-4.5486 | 8680.3027 |  | 11069.99
-4.4863 | 8686.4968 |  | 11077.8894
-4.424 | 8689.4325 |  | 11081.6333
-4.3617 | 8686.0964 |  | 11077.3787
-4.2994 | 8687.7747 |  | 11079.519
-4.2371 | 8693.1105 |  | 11086.3238
-4.1748 | 8699.3824 |  | 11094.3224
-4.1125 | 8700.1642 |  | 11095.3194
-4.0502 | 8691.32 |  | 11084.0404
-3.9878 | 8683.5993 |  | 11074.1942
-3.9255 | 8679.8448 |  | 11069.4061
-3.8632 | 8684.5341 |  | 11075.3864
-3.8009 | 8694.8653 |  | 11088.5617
-3.7386 | 8706.4731 |  | 11103.3651
-3.6763 | 8712.4007 |  | 11110.9246
-3.614 | 8712.1915 |  | 11110.6579
-3.5517 | 8704.0335 |  | 11100.2539
-3.4894 | 8699.4781 |  | 11094.4444
-3.4271 | 8709.6945 |  | 11107.4734
-3.3647 | 8724.6193 |  | 11126.507
-3.3024 | 8740.9725 |  | 11147.3622
-3.2401 | 8741.5069 |  | 11148.0437
-3.1778 | 8731.2904 |  | 11135.0147
-3.1155 | 8721.1123 |  | 11122.0345
-3.0532 | 8708.1501 |  | 11105.5038
-2.9909 | 8691.1478 |  | 11083.8208
-2.9286 | 8694.007 |  | 11087.4672
-2.8663 | 8706.9297 |  | 11103.9474
-2.804 | 8707.0827 |  | 11104.1426
-2.7416 | 8701.1934 |  | 11096.6319
-2.6793 | 8693.2648 |  | 11086.5206
-2.617 | 8682.5714 |  | 11072.8833
-2.5547 | 8673.2503 |  | 11060.9961
-2.4924 | 8676.1286 |  | 11064.6668
-2.4301 | 8687.1638 |  | 11078.74
-2.3678 | 8702.146 |  | 11097.8468
-2.3055 | 8710.095 |  | 11107.9841
-2.2432 | 8709.1602 |  | 11106.7919
-2.1809 | 8713.2016 |  | 11111.946
-2.1185 | 8717.5274 |  | 11117.4627
-2.0562 | 8712.0207 |  | 11110.4399
-1.9939 | 8708.1692 |  | 11105.5282
-1.9316 | 8710.3615 |  | 11108.324
-1.8693 | 8702.5082 |  | 11098.3087
-1.807 | 8688.8421 |  | 11080.8803
-1.7447 | 8673.7259 |  | 11061.6027
-1.6824 | 8657.7911 |  | 11041.281
-1.6201 | 8643.7054 |  | 11023.3175
-1.5578 | 8629.811 |  | 11005.598
-1.4954 | 8619.0411 |  | 10991.8631
-1.4331 | 8622.529 |  | 10996.3113
-1.3708 | 8630.2867 |  | 11006.2046
-1.3085 | 8633.2607 |  | 11009.9973
-1.2462 | 8635.7003 |  | 11013.1086
-1.1839 | 8638.3491 |  | 11016.4866
-1.1216 | 8639.3209 |  | 11017.7259
-1.0593 | 8639.0352 |  | 11017.3616
-0.99696 | 8636.9769 |  | 11014.7366
-0.93465 | 8628.9527 |  | 11004.5034
-0.87234 | 8612.8839 |  | 10984.0109
-0.81003 | 8599.7713 |  | 10967.2883
-0.74772 | 8591.441 |  | 10956.6648
-0.68541 | 8589.2679 |  | 10953.8934
-0.6231 | 8595.3677 |  | 10961.6724
-0.56079 | 8610.8065 |  | 10981.3615
-0.49848 | 8621.6134 |  | 10995.1435
-0.43617 | 8626.4557 |  | 11001.3189
-0.37386 | 8623.7112 |  | 10997.8189
-0.31155 | 8614.6183 |  | 10986.2228
-0.24924 | 8600.7609 |  | 10968.5504
-0.18693 | 8597.8635 |  | 10964.8553
-0.12462 | 8611.6839 |  | 10982.4804
-0.062313 | 8628.361 |  | 11003.7488
-2.5523e-06 | 8648.0899 |  | 11028.909
0.062307 | 8671.8206 |  | 11059.1729
0.12462 | 8693.2253 |  | 11086.4702
0.18693 | 8711.9237 |  | 11110.3163
0.24924 | 8736.2271 |  | 11141.3105
0.31155 | 8761.1401 |  | 11173.082
0.37386 | 8772.6905 |  | 11187.8122
0.43617 | 8768.3456 |  | 11182.2711
0.49848 | 8747.9114 |  | 11156.2114
0.56079 | 8721.8354 |  | 11122.9566
0.6231 | 8694.674 |  | 11088.3178
0.68541 | 8680.1126 |  | 11069.7477
0.74772 | 8675.0229 |  | 11063.2567
0.81003 | 8677.0239 |  | 11065.8085
0.87234 | 8678.3961 |  | 11067.5585
0.93465 | 8675.9564 |  | 11064.4473
0.99696 | 8665.74 |  | 11051.4182
1.0593 | 8651.0065 |  | 11032.6286
1.1216 | 8640.7327 |  | 11019.5264
1.1839 | 8638.3491 |  | 11016.4866
1.2462 | 8644.6006 |  | 11024.4592
1.3085 | 8649.6521 |  | 11030.9013
1.3708 | 8650.1099 |  | 11031.4852
1.4331 | 8646.0889 |  | 11026.3572
1.4954 | 8636.1008 |  | 11013.6193
1.5577 | 8617.688 |  | 10990.1375
1.6201 | 8601.3335 |  | 10969.2807
1.6824 | 8587.1139 |  | 10951.1464
1.7447 | 8580.3855 |  | 10942.5656
1.807 | 8582.9208 |  | 10945.7988
1.8693 | 8595.2912 |  | 10961.5748
1.9316 | 8613.8187 |  | 10985.203
1.9939 | 8635.0142 |  | 11012.2336
2.0562 | 8644.0676 |  | 11023.7794
2.1185 | 8642.2184 |  | 11021.4211
2.1808 | 8630.2293 |  | 11006.1314
2.2432 | 8612.7896 |  | 10983.8905
2.3055 | 8591.8976 |  | 10957.247
2.3678 | 8572.0743 |  | 10931.9664
2.4301 | 8554.8055 |  | 10909.9435
2.4924 | 8541.235 |  | 10892.637
2.5547 | 8534.2961 |  | 10883.7878
2.617 | 8536.9271 |  | 10887.1431
2.6793 | 8543.0638 |  | 10894.9693
2.7416 | 8551.9271 |  | 10906.2727
2.8039 | 8561.9727 |  | 10919.0838
2.8663 | 8568.6438 |  | 10927.5914
2.9286 | 8566.185 |  | 10924.4557
2.9909 | 8552.7854 |  | 10907.3672
3.0532 | 8527.949 |  | 10875.6933
3.1155 | 8516.8934 |  | 10861.5941
3.1778 | 8516.989 |  | 10861.7161
3.2401 | 8519.9618 |  | 10865.5072
3.3024 | 8529.6834 |  | 10877.9052
3.3647 | 8548.3257 |  | 10901.6798
3.427 | 8553.4141 |  | 10908.1691
3.4894 | 8548.6292 |  | 10902.0668
3.5517 | 8541.749 |  | 10893.2925
3.614 | 8534.4874 |  | 10884.0318
3.6763 | 8528.959 |  | 10876.9814
3.7386 | 8525.8141 |  | 10872.9707
3.8009 | 8525.6228 |  | 10872.7268
3.8632 | 8529.2064 |  | 10877.2969
3.9255 | 8531.9521 |  | 10880.7985
3.9878 | 8529.2064 |  | 10877.2969
4.0501 | 8521.6209 |  | 10867.6232
4.1125 | 8510.0884 |  | 10852.9157
4.1748 | 8502.1407 |  | 10842.78
4.2371 | 8498.4615 |  | 10838.0879
4.2994 | 8499.8146 |  | 10839.8135
4.3617 | 8499.6054 |  | 10839.5468
4.424 | 8494.3257 |  | 10832.8135
4.4863 | 8488.2833 |  | 10825.1077
4.5486 | 8483.8797 |  | 10819.4918
4.6109 | 8486.3385 |  | 10822.6274
4.6733 | 8499.5098 |  | 10839.4248
4.7356 | 8524.9188 |  | 10871.829
4.7979 | 8536.0497 |  | 10886.0241
4.8602 | 8532.1039 |  | 10880.9921
4.9225 | 8521.9066 |  | 10867.9875
4.9848 | 8506.6387 |  | 10848.5163
5.0471 | 8486.9493 |  | 10823.4065
5.1094 | 8479.4774 |  | 10813.8775
5.1717 | 8482.7561 |  | 10818.0589
5.234 | 8483.6323 |  | 10819.1762
5.2964 | 8482.5649 |  | 10817.815
5.3587 | 8479.8395 |  | 10814.3394
5.421 | 8472.2145 |  | 10804.6152
5.4833 | 8458.9297 |  | 10787.6731
5.5456 | 8444.2344 |  | 10768.9322
5.6079 | 8429.5187 |  | 10750.1653
5.6702 | 8416.8805 |  | 10734.0477
5.7325 | 8409.9812 |  | 10725.249
5.7948 | 8409.4085 |  | 10724.5187
5.8571 | 8404.454 |  | 10718.2002
5.9195 | 8398.3734 |  | 10710.4456
5.9818 | 8398.1821 |  | 10710.2016
6.0441 | 8402.6048 |  | 10715.8419
6.1064 | 8410.9912 |  | 10726.5371
6.1687 | 8420.6554 |  | 10738.8619
6.231 | 8425.7451 |  | 10745.3528
6.2933 | 8414.4409 |  | 10730.9365
6.3556 | 8393.3028 |  | 10703.979
6.4179 | 8366.4845 |  | 10669.7777
6.4802 | 8347.9761 |  | 10646.1739
6.5426 | 8338.9214 |  | 10634.6265
6.6049 | 8339.5514 |  | 10635.4299
6.6672 | 8343.9359 |  | 10641.0215
6.7295 | 8347.9378 |  | 10646.1251
6.7918 | 8346.6038 |  | 10644.4239
6.8541 | 8341.1519 |  | 10637.4711
6.9164 | 8337.3401 |  | 10632.6098
6.9787 | 8329.849 |  | 10623.0564
7.041 | 8313.895 |  | 10602.7102
7.1033 | 8303.565 |  | 10589.5365
7.1657 | 8299.9432 |  | 10584.9175
7.228 | 8297.1605 |  | 10581.3687
7.2903 | 8297.8083 |  | 10582.1949
7.3526 | 8303.8303 |  | 10589.8748
7.4149 | 8307.1282 |  | 10594.0806
7.4772 | 8306.2699 |  | 10592.986
7.5395 | 8299.4279 |  | 10584.2605
7.6018 | 8288.7154 |  | 10570.5988
7.6641 | 8276.1359 |  | 10554.5561
7.7264 | 8255.7974 |  | 10528.6184
7.7888 | 8228.2739 |  | 10493.5177
7.8511 | 8203.7039 |  | 10462.1836
7.9134 | 8192.5157 |  | 10447.9153
7.9757 | 8206.4114 |  | 10465.6364
8.038 | 8230.7135 |  | 10496.6289
8.1003 | 8260.2201 |  | 10534.2587
8.1626 | 8285.1714 |  | 10566.079
8.2249 | 8297.2548 |  | 10581.4891
8.2872 | 8287.0014 |  | 10568.4129
8.3495 | 8272.0944 |  | 10549.402
8.4119 | 8256.9031 |  | 10530.0285
8.4742 | 8241.4069 |  | 10510.2662
8.5365 | 8224.805 |  | 10489.0939
8.5988 | 8206.1436 |  | 10465.2949
8.6611 | 8184.1663 |  | 10437.2673
8.7234 | 8160.4547 |  | 10407.0279
8.7857 | 8146.5794 |  | 10389.3327
8.848 | 8149.0943 |  | 10392.54
8.9103 | 8175.2086 |  | 10425.8436
8.9726 | 8194.5549 |  | 10450.5159
9.035 | 8200.7682 |  | 10458.4397
9.0973 | 8195.4502 |  | 10451.6576
9.1596 | 8175.1512 |  | 10425.7704
9.2219 | 8135.9052 |  | 10375.7198
9.2842 | 8108.0386 |  | 10340.1816
9.3465 | 8096.6399 |  | 10325.6449
9.4088 | 8093.2272 |  | 10321.2927
9.4711 | 8093.4568 |  | 10321.5855
9.5334 | 8093.152 |  | 10321.1967
9.5957 | 8086.6135 |  | 10312.8582
9.6581 | 8073.6527 |  | 10296.3292
9.7204 | 8056.9934 |  | 10275.0837
9.7827 | 8044.3361 |  | 10258.9418
9.845 | 8041.8008 |  | 10255.7085
9.9073 | 8041.7625 |  | 10255.6597
9.9696 | 8044.1078 |  | 10258.6507
10.0319 | 8049.311 |  | 10265.2863
10.0942 | 8049.4067 |  | 10265.4083
10.1565 | 8038.4659 |  | 10251.4555
10.2188 | 8024.3419 |  | 10233.4432
10.2812 | 8009.7601 |  | 10214.8471
10.3435 | 7997.8654 |  | 10199.6778
10.4058 | 7989.1934 |  | 10188.6183
10.4681 | 7984.1802 |  | 10182.225
10.5304 | 7981.7023 |  | 10179.0649
10.5927 | 7978.4821 |  | 10174.9583
10.655 | 7967.4253 |  | 10160.8574
10.7173 | 7953.0157 |  | 10142.4809
10.7796 | 7936.9099 |  | 10121.9412
10.8419 | 7920.9176 |  | 10101.5463
10.9042 | 7903.9536 |  | 10079.912
10.9666 | 7884.9491 |  | 10055.6755
11.0289 | 7864.3453 |  | 10029.3996
11.0912 | 7843.4355 |  | 10002.7333
11.1535 | 7831.1212 |  | 9987.0289
11.2158 | 7824.7358 |  | 9978.8855
11.2781 | 7822.3918 |  | 9975.8962
11.3404 | 7824.4692 |  | 9978.5456
11.4027 | 7828.2046 |  | 9983.3093
11.465 | 7824.4119 |  | 9978.4724
11.5274 | 7815.0716 |  | 9966.5608
11.5897 | 7802.5685 |  | 9950.6156
11.652 | 7788.6346 |  | 9932.8457
11.7143 | 7774.0158 |  | 9914.2024
11.7766 | 7761.8737 |  | 9898.7175
11.8389 | 7754.973 |  | 9889.9171
11.9012 | 7754.5356 |  | 9889.3593
11.9635 | 7752.4951 |  | 9886.757
12.0258 | 7745.0805 |  | 9877.3012
12.0881 | 7728.0221 |  | 9855.5466
12.1504 | 7708.8263 |  | 9831.0662
12.2128 | 7690.147 |  | 9807.2445
12.2751 | 7678.4448 |  | 9792.3207
12.3374 | 7676.537 |  | 9789.8876
12.3997 | 7687.8986 |  | 9804.3771
12.462 | 7696.2659 |  | 9815.0479
12.5243 | 7702.6896 |  | 9823.24
12.5866 | 7710.1616 |  | 9832.769
12.6489 | 7714.1265 |  | 9837.8255
12.7112 | 7713.1917 |  | 9836.6333
12.7736 | 7715.06 |  | 9839.016
12.8359 | 7717.9562 |  | 9842.7095
12.8982 | 7716.7179 |  | 9841.1303
12.9605 | 7705.8153 |  | 9827.2263
13.0228 | 7687.4217 |  | 9803.7689
13.0851 | 7666.531 |  | 9777.127
13.1474 | 7642.8385 |  | 9746.9119
13.2097 | 7615.3149 |  | 9711.8111
13.272 | 7595.4725 |  | 9686.5061
13.3343 | 7585.1605 |  | 9673.3552
13.3966 | 7582.5487 |  | 9670.0243
13.459 | 7582.7973 |  | 9670.3415
13.5213 | 7583.1009 |  | 9670.7285
13.5836 | 7578.0494 |  | 9664.2864
13.6459 | 7562.7254 |  | 9644.7437
13.7082 | 7532.5327 |  | 9606.2389
13.7705 | 7506.477 |  | 9573.0101
13.8328 | 7485.3007 |  | 9546.0039
13.8951 | 7471.9763 |  | 9529.0114
13.9574 | 7468.4131 |  | 9524.4673
14.0198 | 7476.1517 |  | 9534.3362
14.0821 | 7478.8578 |  | 9537.7874
14.1444 | 7473.8064 |  | 9531.3453
14.2067 | 7460.0637 |  | 9513.8193
14.269 | 7453.297 |  | 9505.1897
14.3313 | 7452.2678 |  | 9503.8772
14.3936 | 7454.7649 |  | 9507.0616
14.4559 | 7456.3284 |  | 9509.0556
14.5182 | 7458.5767 |  | 9511.9229
14.5805 | 7451.0665 |  | 9502.3451
14.6428 | 7434.1216 |  | 9480.7353
14.7052 | 7409.743 |  | 9449.6452
14.7675 | 7385.3835 |  | 9418.5795
14.8298 | 7362.071 |  | 9388.8491
14.8921 | 7335.444 |  | 9354.8917
14.9544 | 7322.9397 |  | 9338.945
15.0167 | 7324.1984 |  | 9340.5502
15.079 | 7326.9237 |  | 9344.0258
15.1413 | 7329.4016 |  | 9347.1859
15.2036 | 7331.1743 |  | 9349.4466
15.266 | 7320.7283 |  | 9336.1248
15.3283 | 7299.4754 |  | 9309.021
15.3906 | 7280.8917 |  | 9285.3212
15.4529 | 7265.3943 |  | 9265.5574
15.5152 | 7253.5582 |  | 9250.4628
15.5775 | 7241.0157 |  | 9234.4673
15.6398 | 7229.2357 |  | 9219.4443
15.7021 | 7217.4188 |  | 9204.3742
15.7644 | 7201.4457 |  | 9184.0036
15.8268 | 7187.0552 |  | 9165.6515
15.8891 | 7177.7914 |  | 9153.8374
15.9514 | 7172.5499 |  | 9147.1529
16.0137 | 7166.1823 |  | 9139.0323
16.076 | 7157.5103 |  | 9127.9729
16.1383 | 7148.2465 |  | 9116.1588
16.2006 | 7135.7039 |  | 9100.1632
16.2629 | 7119.7117 |  | 9079.7683
16.3252 | 7105.0547 |  | 9061.0762
16.3875 | 7097.144 |  | 9050.9877
16.4498 | 7084.2214 |  | 9034.5075
16.5122 | 7066.3047 |  | 9011.6583
16.5745 | 7044.0035 |  | 8983.2177
16.6368 | 7024.0081 |  | 8957.7175
16.6991 | 7010.2272 |  | 8940.1427
16.7614 | 7009.5793 |  | 8939.3165
16.8237 | 7016.6891 |  | 8948.3836
16.886 | 7028.1439 |  | 8962.9919
16.9483 | 7034.5867 |  | 8971.2084
17.0106 | 7032.2044 |  | 8968.1703
17.0729 | 7018.2322 |  | 8950.3516
17.1353 | 6997.0941 |  | 8923.3942
17.1976 | 6969.6471 |  | 8888.391
17.2599 | 6940.0066 |  | 8850.5904
17.3222 | 6915.0758 |  | 8818.7961
17.3845 | 6897.5582 |  | 8796.456
17.4468 | 6888.9232 |  | 8785.4437
17.5091 | 6890.8872 |  | 8787.9484
17.5714 | 6900.531 |  | 8800.2471
17.6337 | 6910.0039 |  | 8812.328
17.696 | 6913.1309 |  | 8816.3159
17.7584 | 6907.012 |  | 8808.5125
17.8207 | 6890.0289 |  | 8786.8538
17.883 | 6865.0776 |  | 8755.0335
17.9453 | 6837.3067 |  | 8719.6172
18.0076 | 6815.6916 |  | 8692.0515
18.0699 | 6801.2246 |  | 8673.6018
18.1322 | 6793.81 |  | 8664.1459
18.1945 | 6789.006 |  | 8658.0193
18.2568 | 6787.0433 |  | 8655.5163
18.3192 | 6783.5362 |  | 8651.0437
18.3815 | 6778.0856 |  | 8644.0926
18.4438 | 6771.2232 |  | 8635.341
18.5061 | 6765.8861 |  | 8628.5345
18.5684 | 6756.0497 |  | 8615.9902
18.6307 | 6743.0123 |  | 8599.3636
18.693 | 6728.6792 |  | 8581.0846
18.7553 | 6713.22 |  | 8561.3695
18.8176 | 6696.3899 |  | 8539.906
18.8799 | 6679.9207 |  | 8518.9028
18.9423 | 6657.1629 |  | 8489.8799
19.0046 | 6631.6403 |  | 8457.3309
19.0669 | 6608.5574 |  | 8427.8933
19.1292 | 6592.6799 |  | 8407.6447
19.1915 | 6583.4723 |  | 8395.9022
19.2538 | 6583.5679 |  | 8396.0242
19.3161 | 6584.541 |  | 8397.2651
19.3784 | 6582.0427 |  | 8394.079
19.4407 | 6572.7228 |  | 8382.1933
19.503 | 6559.0949 |  | 8364.8137
19.5653 | 6544.8562 |  | 8346.6551
19.6277 | 6536.1446 |  | 8335.5452
19.69 | 6528.1969 |  | 8325.4096
19.7523 | 6519.4662 |  | 8314.2753
19.8146 | 6507.5728 |  | 8299.1076
19.8769 | 6489.6739 |  | 8276.2812
19.9392 | 6464.9331 |  | 8244.7292
20.0015 | 6440.668 |  | 8213.7839
20.0638 | 6422.9617 |  | 8191.2031
20.1261 | 6415.8711 |  | 8182.1604
20.1884 | 6423.4004 |  | 8191.7626
20.2508 | 6437.1431 |  | 8209.2886
20.3131 | 6453.1162 |  | 8229.6591
20.3754 | 6465.7149 |  | 8245.7262
20.4377 | 6470.385 |  | 8251.682
20.5 | 6462.1313 |  | 8241.156
20.5623 | 6445.4159 |  | 8219.8389
20.6246 | 6418.4625 |  | 8185.4652
20.6869 | 6385.0496 |  | 8142.8538
20.7492 | 6351.1024 |  | 8099.5609
20.8116 | 6328.5334 |  | 8070.7787
20.8739 | 6310.465 |  | 8047.736
20.9362 | 6289.1726 |  | 8020.5818
20.9985 | 6272.4955 |  | 7999.3135
21.0608 | 6259.1724 |  | 7982.3226
21.1231 | 6241.3118 |  | 7959.545
21.1854 | 6216.9319 |  | 7928.4533
21.2477 | 6196.6138 |  | 7902.5416
21.31 | 6169.9856 |  | 7868.5826
21.3723 | 6141.4903 |  | 7832.2425
21.4347 | 6118.3499 |  | 7802.7317
21.497 | 6115.7381 |  | 7799.4008
21.5593 | 6117.1677 |  | 7801.224
21.6216 | 6124.2775 |  | 7810.2911
21.6839 | 6131.826 |  | 7819.9178
21.7462 | 6134.2848 |  | 7823.0534
21.8085 | 6119.6074 |  | 7804.3353
21.8708 | 6102.8346 |  | 7782.945
21.9331 | 6086.0798 |  | 7761.5775
21.9954 | 6070.0301 |  | 7741.1094
22.0577 | 6051.6747 |  | 7717.7008
22.1201 | 6039.3426 |  | 7701.9736
22.1824 | 6035.9681 |  | 7697.6701
22.2447 | 6035.2055 |  | 7696.6976
22.307 | 6030.9358 |  | 7691.2524
22.3693 | 6009.4164 |  | 7663.8087
22.4316 | 5983.0177 |  | 7630.1424
22.4939 | 5963.3844 |  | 7605.1041
22.5562 | 5946.1156 |  | 7583.0812
22.6185 | 5927.7219 |  | 7559.6238
22.6808 | 5919.1634 |  | 7548.7091
22.7432 | 5923.0518 |  | 7553.6679
22.8055 | 5921.6987 |  | 7551.9423
22.8678 | 5918.096 |  | 7547.3478
22.9301 | 5914.6654 |  | 7542.9728
22.9924 | 5907.7839 |  | 7534.1968
23.0547 | 5883.3479 |  | 7503.0335
23.117 | 5850.2207 |  | 7460.7864
23.1793 | 5818.0257 |  | 7419.7282
23.2416 | 5796.7729 |  | 7392.6244
23.304 | 5795.7437 |  | 7391.3119
23.3663 | 5797.0024 |  | 7392.9172
23.4286 | 5796.2589 |  | 7391.969
23.4909 | 5788.9208 |  | 7382.6107
23.5532 | 5775.3873 |  | 7365.3515
23.6155 | 5754.0388 |  | 7338.1257
23.6778 | 5741.9158 |  | 7322.6652
23.7401 | 5738.7518 |  | 7318.6302
23.8024 | 5741.8967 |  | 7322.6409
23.8647 | 5739.0005 |  | 7318.9473
23.9271 | 5722.4547 |  | 7297.8465
23.9894 | 5700.0209 |  | 7269.2367
24.0517 | 5676.7276 |  | 7239.5307
24.114 | 5653.5312 |  | 7209.9483
24.1763 | 5629.0569 |  | 7178.7362
24.2386 | 5614.0568 |  | 7159.6066
24.3009 | 5603.1721 |  | 7145.7254
24.3632 | 5594.1761 |  | 7134.2528
24.4255 | 5590.6295 |  | 7129.7298
24.4878 | 5595.7384 |  | 7136.2452
24.5501 | 5600.3894 |  | 7142.1766
24.6125 | 5598.8068 |  | 7140.1583
24.6748 | 5588.6668 |  | 7127.2268
24.7371 | 5567.4905 |  | 7100.2206
24.7994 | 5541.167 |  | 7066.6503
24.8617 | 5516.8075 |  | 7035.5846
24.924 | 5501.6353 |  | 7016.2355
24.9863 | 5496.9651 |  | 7010.2796
25.0486 | 5494.5816 |  | 7007.2399
25.1109 | 5495.0586 |  | 7007.8482
25.1732 | 5498.6995 |  | 7012.4915
25.2356 | 5505.905 |  | 7021.6806
25.2979 | 5503.7127 |  | 7018.8849
25.3602 | 5499.7861 |  | 7013.8772
25.4225 | 5493.1533 |  | 7005.4183
25.4848 | 5482.6703 |  | 6992.0494
25.5471 | 5463.6275 |  | 6967.7642
25.6094 | 5447.3113 |  | 6946.9561
25.6717 | 5432.94 |  | 6928.6283
25.734 | 5418.5291 |  | 6910.2501
25.7964 | 5407.5118 |  | 6896.1997
25.8587 | 5400.4224 |  | 6887.1586
25.921 | 5393.3126 |  | 6878.0915
25.9833 | 5380.2178 |  | 6861.3917
26.0456 | 5373.488 |  | 6852.8093
26.1079 | 5373.8324 |  | 6853.2484
26.1702 | 5373.5837 |  | 6852.9313
26.2325 | 5369.7527 |  | 6848.0456
26.2948 | 5373.3363 |  | 6852.6157
26.3571 | 5378.9399 |  | 6859.7621
26.4195 | 5372.5736 |  | 6851.6432
26.4818 | 5356.4679 |  | 6831.1035
26.5441 | 5337.406 |  | 6806.7938
26.6064 | 5313.0082 |  | 6775.6794
26.6687 | 5280.8337 |  | 6734.6472
26.731 | 5250.1448 |  | 6695.5097
26.7933 | 5227.368 |  | 6666.4624
26.8556 | 5214.1776 |  | 6649.6406
26.9179 | 5207.583 |  | 6641.2306
26.9802 | 5203.6755 |  | 6636.2473
27.0425 | 5199.4631 |  | 6630.8753
27.1049 | 5191.3242 |  | 6620.4957
27.1672 | 5181.2212 |  | 6607.6115
27.2295 | 5171.8248 |  | 6595.6282
27.2918 | 5165.9546 |  | 6588.1419
27.3541 | 5168.6417 |  | 6591.5687
27.4164 | 5169.5382 |  | 6592.7121
27.4787 | 5158.4827 |  | 6578.6129
27.541 | 5134.6562 |  | 6548.2271
27.6033 | 5117.4244 |  | 6526.2513
27.6656 | 5092.9705 |  | 6495.0653
27.728 | 5067.9427 |  | 6463.1474
27.7903 | 5049.1678 |  | 6439.2036
27.8526 | 5049.2634 |  | 6439.3256
27.9149 | 5039.2561 |  | 6426.5633
27.9772 | 5024.0648 |  | 6407.1898
28.0395 | 5007.292 |  | 6385.7995
28.1018 | 4992.4807 |  | 6366.9106
28.1641 | 4967.3012 |  | 6334.7992
28.2264 | 4940.4637 |  | 6300.5734
28.2888 | 4919.1917 |  | 6273.4452
28.3511 | 4909.3949 |  | 6260.9513
28.4134 | 4906.0013 |  | 6256.6235
28.4757 | 4905.9069 |  | 6256.5031
28.538 | 4905.8495 |  | 6256.4299
28.6003 | 4901.9612 |  | 6251.4711
28.6626 | 4894.317 |  | 6241.7225
28.7249 | 4887.8551 |  | 6233.4816
28.7872 | 4883.5866 |  | 6228.038
28.8495 | 4879.8883 |  | 6223.3215
28.9119 | 4877.029 |  | 6219.6751
28.9742 | 4870.6819 |  | 6211.5806
29.0365 | 4857.1675 |  | 6194.3457
29.0988 | 4837.1925 |  | 6168.8716
29.1611 | 4815.1196 |  | 6140.722
29.2234 | 4794.8194 |  | 6114.8332
29.2857 | 4777.4179 |  | 6092.6411
29.348 | 4763.0453 |  | 6074.3116
29.4103 | 4750.847 |  | 6058.7552
29.4726 | 4736.4935 |  | 6040.4502
29.5349 | 4722.1783 |  | 6022.194
29.5973 | 4708.78 |  | 6005.1071
29.6596 | 4693.5491 |  | 5985.6831
29.7219 | 4664.2911 |  | 5948.3705
29.7842 | 4637.7394 |  | 5914.5091
29.8465 | 4615.7813 |  | 5886.5059
29.9088 | 4594.7184 |  | 5859.6444
29.9711 | 4566.5279 |  | 5823.6931
30.0334 | 4550.1543 |  | 5802.8118
30.0957 | 4536.6783 |  | 5785.6258
30.158 | 4519.8851 |  | 5764.2095
30.2204 | 4502.3306 |  | 5741.8222
30.2827 | 4499.0518 |  | 5737.6408
30.345 | 4509.7261 |  | 5751.2536
30.4073 | 4513.7101 |  | 5756.3345
30.4696 | 4505.6668 |  | 5746.0768
30.5319 | 4490.2076 |  | 5726.3617
30.5942 | 4473.5675 |  | 5705.1406
30.6565 | 4443.413 |  | 5666.6846
30.7188 | 4415.2034 |  | 5630.7089
30.7812 | 4396.7141 |  | 5607.1295
30.8435 | 4386.2694 |  | 5593.8093
30.9058 | 4368.3897 |  | 5571.0073
30.9681 | 4348.5664 |  | 5545.7267
31.0304 | 4330.1727 |  | 5522.2693
31.0927 | 4309.2438 |  | 5495.5786
31.155 | 4278.2132 |  | 5456.0053
31.2173 | 4239.2528 |  | 5406.3191
31.2796 | 4199.6828 |  | 5355.8554
31.3419 | 4159.0441 |  | 5304.0289
31.4043 | 4119.7215 |  | 5253.8808
31.4666 | 4084.4977 |  | 5208.9599
31.5289 | 4048.0726 |  | 5162.5069
31.5912 | 4009.2257 |  | 5112.9655
31.6535 | 3976.518 |  | 5071.2534
31.7158 | 3949.298 |  | 5036.5398
31.7781 | 3925.1668 |  | 5005.7652
31.8404 | 3910.0711 |  | 4986.5136
31.9027 | 3896.4623 |  | 4969.1584
31.965 | 3880.7175 |  | 4949.079
32.0273 | 3867.3562 |  | 4932.0393
32.0897 | 3855.3288 |  | 4916.7008
32.152 | 3835.8104 |  | 4891.8089
32.2143 | 3815.0523 |  | 4865.3362
32.2766 | 3791.1124 |  | 4834.8056
32.3389 | 3755.5251 |  | 4789.4212
32.4012 | 3712.4098 |  | 4734.4362
32.4635 | 3675.3751 |  | 4687.2058
32.5258 | 3644.6671 |  | 4648.044
32.5881 | 3608.8529 |  | 4602.3701
32.6504 | 3569.7585 |  | 4552.5131
32.7128 | 3532.4752 |  | 4504.9656
32.7751 | 3495.9353 |  | 4458.3662
32.8374 | 3455.5261 |  | 4406.8324
32.8997 | 3417.5579 |  | 4358.4115
32.962 | 3389.0422 |  | 4322.0455
33.0243 | 3364.3779 |  | 4290.5911
33.0866 | 3339.0644 |  | 4258.3089
33.1489 | 3315.6958 |  | 4228.5069
33.2112 | 3297.5305 |  | 4205.3406
33.2736 | 3279.0616 |  | 4181.7872
33.3359 | 3256.2643 |  | 4152.7139
33.3982 | 3229.0838 |  | 4118.0506
33.4605 | 3191.9905 |  | 4070.7454
33.5228 | 3148.5129 |  | 4015.2985
33.5851 | 3103.3762 |  | 3957.7357
33.6474 | 3059.4421 |  | 3901.7066
33.7097 | 3015.7542 |  | 3845.9913
33.772 | 2980.1874 |  | 3800.6329
33.8343 | 2948.1454 |  | 3759.7699
33.8967 | 2915.7222 |  | 3718.4205
33.959 | 2885.1877 |  | 3679.4799
34.0213 | 2859.6639 |  | 3646.9293
34.0836 | 2835.5339 |  | 3616.1564
34.1459 | 2816.6442 |  | 3592.0663
34.2082 | 2796.2113 |  | 3566.0083
34.2705 | 2760.0527 |  | 3519.8952
34.3328 | 2715.9069 |  | 3463.5961
34.3951 | 2670.028 |  | 3405.0867
34.4574 | 2618.8681 |  | 3339.8425
34.5198 | 2568.6621 |  | 3275.8147
34.5821 | 2535.211 |  | 3233.1545
34.6444 | 2514.0333 |  | 3206.1467
34.7067 | 2495.6205 |  | 3182.6649
34.769 | 2477.0369 |  | 3158.9651
34.8313 | 2458.3576 |  | 3135.1434
34.8936 | 2438.5713 |  | 3109.9099
34.9559 | 2415.6796 |  | 3080.7162
35.0182 | 2391.1288 |  | 3049.4066
35.0805 | 2360.3648 |  | 3010.1732
35.1429 | 2323.9014 |  | 2963.6715
35.2052 | 2283.6644 |  | 2912.3572
35.2675 | 2245.4858 |  | 2863.668
35.3298 | 2213.6147 |  | 2823.0229
35.3921 | 2191.9053 |  | 2795.3368
35.4544 | 2175.1887 |  | 2774.0181
35.5167 | 2155.1932 |  | 2748.5179
35.579 | 2123.4574 |  | 2708.0452
35.6413 | 2089.968 |  | 2665.3362
35.7036 | 2058.1926 |  | 2624.8131
35.7659 | 2027.2003 |  | 2585.2885
35.8283 | 2000.2099 |  | 2550.8676
35.8906 | 1977.2226 |  | 2521.5519
35.9529 | 1949.7743 |  | 2486.5471
36.0152 | 1918.2476 |  | 2446.3412
36.0775 | 1883.5378 |  | 2402.0757
36.1398 | 1845.1117 |  | 2353.0709
36.2021 | 1812.5941 |  | 2311.6012
36.2644 | 1786.0615 |  | 2277.7642
36.3267 | 1757.0127 |  | 2240.7183
36.389 | 1730.0988 |  | 2206.395
36.4514 | 1712.4665 |  | 2183.9085
36.5137 | 1697.9421 |  | 2165.3855
36.576 | 1682.465 |  | 2145.6477
36.6383 | 1669.2555 |  | 2128.8015
36.7006 | 1655.6659 |  | 2111.4707
36.7629 | 1637.1383 |  | 2087.8425
36.8252 | 1613.2175 |  | 2057.3363
36.8875 | 1587.4845 |  | 2024.519
36.9498 | 1563.8685 |  | 1994.4015
37.0121 | 1540.2716 |  | 1964.3084
37.0745 | 1518.6744 |  | 1936.7655
37.1368 | 1502.2256 |  | 1915.7883
37.1991 | 1484.1559 |  | 1892.744
37.2614 | 1461.2451 |  | 1863.5259
37.3237 | 1445.272 |  | 1843.1554
37.386 | 1434.0442 |  | 1828.8366
37.4483 | 1413.5923 |  | 1802.7542
37.5106 | 1387.9932 |  | 1770.1077
37.5729 | 1370.2486 |  | 1747.4781
37.6352 | 1354.1607 |  | 1726.9612
37.6976 | 1333.8605 |  | 1701.0723
37.7599 | 1317.64 |  | 1680.3862
37.8222 | 1300.7333 |  | 1658.8252
37.8845 | 1274.5625 |  | 1625.4495
37.9468 | 1240.9201 |  | 1582.5454
38.0091 | 1214.9782 |  | 1549.4617
38.0714 | 1199.0433 |  | 1529.1399
38.1337 | 1193.9922 |  | 1522.6983
38.196 | 1193.9922 |  | 1522.6983
38.2584 | 1193.668 |  | 1522.2849
38.3207 | 1189.3222 |  | 1516.7426
38.383 | 1181.0879 |  | 1506.2413
38.4453 | 1165.9727 |  | 1486.965
38.5076 | 1146.3019 |  | 1461.8788
38.5699 | 1125.6017 |  | 1435.4799
38.6322 | 1099.6599 |  | 1402.3963
38.6945 | 1083.5153 |  | 1381.807
38.7568 | 1066.837 |  | 1360.5373
| 0 |  | 0
Degrees | #VALUE! |  | #VALUE!
-37.8604 | 43.7733 |  | 55.8241
-37.7725 | 61.4904 |  | 78.4187
-37.6847 | 90.0817 |  | 114.8812
-37.5968 | 99.5931 |  | 127.011
-37.509 | 109.1426 |  | 139.1895
-37.4211 | 116.0998 |  | 148.062
-37.3333 | 108.8948 |  | 138.8735
-37.2455 | 103.5005 |  | 131.9942
-37.1576 | 98.2779 |  | 125.3338
-37.0698 | 84.554 |  | 107.8318
-36.9819 | 70.773 |  | 90.2568
-36.8941 | 75.157 |  | 95.8478
-36.8062 | 104.6823 |  | 133.5014
-36.7184 | 125.1537 |  | 159.6085
-36.6306 | 123.2476 |  | 157.1777
-36.5427 | 103.329 |  | 131.7755
-36.4549 | 96.9245 |  | 123.6079
-36.367 | 105.1207 |  | 134.0604
-36.2792 | 116.157 |  | 148.135
-36.1913 | 105.0826 |  | 134.0118
-36.1035 | 94.4848 |  | 120.4964
-36.0157 | 91.8162 |  | 117.0932
-35.9278 | 105.1588 |  | 134.1091
-35.84 | 115.5661 |  | 147.3814
-35.7521 | 124.0482 |  | 158.1986
-35.6643 | 120.0073 |  | 153.0453
-35.5765 | 111.773 |  | 142.544
-35.4886 | 117.8724 |  | 150.3227
-35.4008 | 116.0807 |  | 148.0378
-35.3129 | 126.7167 |  | 161.6018
-35.2251 | 115.9282 |  | 147.8433
-35.1372 | 119.1686 |  | 151.9757
-35.0494 | 105.1398 |  | 134.0848
-34.9615 | 103.8627 |  | 132.4561
-34.8737 | 104.8157 |  | 133.6715
-34.7859 | 111.9064 |  | 142.7142
-34.698 | 108.8566 |  | 138.8249
-34.6102 | 113.7553 |  | 145.0721
-34.5223 | 114.0793 |  | 145.4854
-34.4345 | 110.0575 |  | 140.3563
-34.3466 | 104.2248 |  | 132.9179
-34.2588 | 108.8185 |  | 138.7763
-34.171 | 128.0128 |  | 163.2548
-34.0831 | 135.4466 |  | 172.735
-33.9953 | 133.6549 |  | 170.4501
-33.9074 | 115.5661 |  | 147.3814
-33.8196 | 108.647 |  | 138.5575
-33.7317 | 110.9343 |  | 141.4745
-33.6439 | 120.1979 |  | 153.2883
-33.5561 | 120.8269 |  | 154.0905
-33.4682 | 127.1741 |  | 162.1852
-33.3804 | 118.2727 |  | 150.8332
-33.2925 | 119.1495 |  | 151.9514
-33.2047 | 115.3755 |  | 147.1383
-33.1168 | 120.8078 |  | 154.0662
-33.029 | 128.0318 |  | 163.279
-32.9412 | 121.5131 |  | 154.9656
-32.8533 | 120.3503 |  | 153.4828
-32.7655 | 110.8009 |  | 141.3043
-32.6776 | 115.2992 |  | 147.0411
-32.5898 | 117.9296 |  | 150.3956
-32.5019 | 116.2141 |  | 148.2079
-32.4141 | 129.8426 |  | 165.5883
-32.3263 | 133.731 |  | 170.5472
-32.2384 | 150.1997 |  | 191.5497
-32.1506 | 151.267 |  | 192.9108
-32.0627 | 150.7334 |  | 192.2304
-31.9749 | 130.9101 |  | 166.9496
-31.887 | 115.1467 |  | 146.8466
-31.7992 | 116.2332 |  | 148.2322
-31.7113 | 134.0551 |  | 170.9604
-31.6235 | 141.8701 |  | 180.927
-31.5357 | 150.0472 |  | 191.3552
-31.4478 | 147.6837 |  | 188.341
-31.36 | 142.5754 |  | 181.8263
-31.2721 | 138.0197 |  | 176.0166
-31.1843 | 139.7353 |  | 178.2044
-31.0965 | 151.0955 |  | 192.6921
-31.0086 | 158.9677 |  | 202.7315
-30.9208 | 160.9119 |  | 205.2109
-30.8329 | 149.7994 |  | 191.0392
-30.7451 | 147.7218 |  | 188.3896
-30.6572 | 148.2745 |  | 189.0945
-30.5694 | 154.7742 |  | 197.3836
-30.4815 | 147.2071 |  | 187.7332
-30.3937 | 145.6632 |  | 185.7643
-30.3059 | 139.5065 |  | 177.9126
-30.218 | 145.0914 |  | 185.0351
-30.1302 | 139.5256 |  | 177.937
-30.0423 | 139.1063 |  | 177.4022
-29.9545 | 132.8542 |  | 169.429
-29.8666 | 137.9055 |  | 175.8708
-29.7788 | 147.169 |  | 187.6846
-29.691 | 147.9315 |  | 188.657
-29.6031 | 153.9166 |  | 196.2898
-29.5153 | 150.1043 |  | 191.4281
-29.4274 | 156.0895 |  | 199.0609
-29.3396 | 155.8417 |  | 198.7449
-29.2518 | 156.0895 |  | 199.0609
-29.1639 | 151.0002 |  | 192.5706
-29.0761 | 147.8171 |  | 188.5111
-28.9882 | 145.5297 |  | 185.594
-28.9004 | 154.2597 |  | 196.7273
-28.8125 | 166.878 |  | 212.8195
-28.7247 | 178.0286 |  | 227.0398
-28.6368 | 185.1574 |  | 236.1312
-28.549 | 183.499 |  | 234.0162
-28.4612 | 198.3855 |  | 253.0011
-28.3733 | 200.1773 |  | 255.2862
-28.2855 | 203.4367 |  | 259.4429
-28.1976 | 194.1731 |  | 247.629
-28.1098 | 194.1922 |  | 247.6533
-28.0219 | 179.5534 |  | 228.9845
-27.9341 | 169.4893 |  | 216.1497
-27.8463 | 168.7459 |  | 215.2017
-27.7584 | 182.6413 |  | 232.9225
-27.6706 | 188.531 |  | 240.4336
-27.5827 | 179.5724 |  | 229.0087
-27.4949 | 172.196 |  | 219.6015
-27.407 | 175.6841 |  | 224.0499
-27.3192 | 184.7952 |  | 235.6693
-27.2313 | 193.0294 |  | 246.1704
-27.1435 | 188.9314 |  | 240.9442
-27.0557 | 193.1248 |  | 246.2921
-26.9678 | 192.4577 |  | 245.4413
-26.88 | 198.1377 |  | 252.6851
-26.7921 | 185.5957 |  | 236.6902
-26.7043 | 183.6896 |  | 234.2594
-26.6165 | 187.9021 |  | 239.6315
-26.5286 | 196.7844 |  | 250.9591
-26.4408 | 190.6088 |  | 243.0834
-26.3529 | 185.1764 |  | 236.1554
-26.2651 | 186.5868 |  | 237.9542
-26.1772 | 193.6394 |  | 246.9483
-26.0894 | 199.6626 |  | 254.6297
-26.0016 | 211.5947 |  | 269.8467
-25.9137 | 221.7923 |  | 282.8517
-25.8259 | 220.0959 |  | 280.6883
-25.738 | 212.2428 |  | 270.6733
-25.6502 | 212.4144 |  | 270.892
-25.5623 | 218.7235 |  | 278.9381
-25.4745 | 221.3539 |  | 282.2927
-25.3866 | 221.7733 |  | 282.8274
-25.2988 | 219.9625 |  | 280.5181
-25.211 | 222.2879 |  | 283.4837
-25.1231 | 222.0592 |  | 283.1921
-25.0353 | 217.6561 |  | 277.5768
-24.9474 | 209.46 |  | 267.1243
-24.8596 | 212.9099 |  | 271.524
-24.7718 | 223.8319 |  | 285.4528
-24.6839 | 235.8592 |  | 300.7913
-24.5961 | 237.3841 |  | 302.7359
-24.5082 | 234.3153 |  | 298.8223
-24.4204 | 237.0219 |  | 302.274
-24.3325 | 251.1842 |  | 320.3353
-24.2447 | 264.0502 |  | 336.7433
-24.1568 | 265.4417 |  | 338.5178
-24.069 | 256.6356 |  | 327.2874
-23.9812 | 251.8895 |  | 321.2346
-23.8933 | 248.2869 |  | 316.6403
-23.8055 | 246.0378 |  | 313.772
-23.7176 | 249.7165 |  | 318.4634
-23.6298 | 256.5784 |  | 327.2144
-23.5419 | 266.2041 |  | 339.4901
-23.4541 | 269.3492 |  | 343.5011
-23.3663 | 270.3404 |  | 344.7651
-23.2784 | 267.5384 |  | 341.1918
-23.1906 | 271.0646 |  | 345.6887
-23.1027 | 281.3957 |  | 358.8639
-23.0149 | 283.3018 |  | 361.2948
-22.927 | 278.0219 |  | 354.5613
-22.8392 | 272.9136 |  | 348.0467
-22.7514 | 277.0497 |  | 353.3215
-22.6635 | 288.0289 |  | 367.3233
-22.5757 | 293.6137 |  | 374.4456
-22.4878 | 298.5123 |  | 380.6927
-22.4 | 305.3552 |  | 389.4194
-22.3121 | 308.2144 |  | 393.0658
-22.2243 | 311.3784 |  | 397.1009
-22.1365 | 309.3389 |  | 394.4999
-22.0486 | 307.0326 |  | 391.5586
-21.9608 | 310.3872 |  | 395.8368
-21.8729 | 310.1586 |  | 395.5452
-21.7851 | 315.7624 |  | 402.6917
-21.6972 | 315.7815 |  | 402.7161
-21.6094 | 316.0483 |  | 403.0564
-21.5216 | 319.1553 |  | 407.0188
-21.4337 | 330.992 |  | 422.1141
-21.3459 | 344.8493 |  | 439.7863
-21.258 | 354.9134 |  | 452.6211
-21.1702 | 351.0059 |  | 447.6379
-21.0823 | 353.1408 |  | 450.3604
-20.9945 | 362.9 |  | 462.8064
-20.9066 | 368.9994 |  | 470.5849
-20.8188 | 373.0976 |  | 475.8113
-20.731 | 380.5313 |  | 485.2915
-20.6431 | 386.7261 |  | 493.1917
-20.5553 | 381.9799 |  | 487.139
-20.4674 | 369.476 |  | 471.1927
-20.3796 | 371.4012 |  | 473.6479
-20.2918 | 380.4932 |  | 485.2429
-20.2039 | 391.8153 |  | 499.682
-20.1161 | 399.6493 |  | 509.6728
-20.0282 | 397.7814 |  | 507.2906
-19.9404 | 400.5833 |  | 510.8639
-19.8525 | 388.3843 |  | 495.3065
-19.7647 | 395.1319 |  | 503.9118
-19.6769 | 405.2722 |  | 516.8437
-19.589 | 421.6456 |  | 537.7246
-19.5012 | 428.4693 |  | 546.4269
-19.4133 | 426.468 |  | 543.8746
-19.3255 | 436.0555 |  | 556.1016
-19.2376 | 449.951 |  | 573.8225
-19.1498 | 449.7603 |  | 573.5793
-19.0619 | 445.7767 |  | 568.499
-18.9741 | 435.884 |  | 555.8829
-18.8863 | 446.7868 |  | 569.7872
-18.7984 | 462.6456 |  | 590.0119
-18.7106 | 480.8677 |  | 613.2506
-18.6227 | 489.5022 |  | 624.2622
-18.5349 | 494.2675 |  | 630.3394
-18.4471 | 500.5957 |  | 638.4097
-18.3592 | 506.2759 |  | 645.6536
-18.2714 | 510.6598 |  | 651.2445
-18.1835 | 513.7287 |  | 655.1582
-18.0957 | 513.4237 |  | 654.7692
-18.0078 | 511.632 |  | 652.4843
-17.92 | 517.7505 |  | 660.2872
-17.8321 | 530.7691 |  | 676.8899
-17.7443 | 541.9197 |  | 691.1102
-17.6565 | 552.8988 |  | 705.1118
-17.5686 | 559.0173 |  | 712.9148
-17.4808 | 578.1163 |  | 737.2717
-17.3929 | 583.3389 |  | 743.9321
-17.3051 | 588.3139 |  | 750.2767
-17.2172 | 591.6876 |  | 754.5791
-17.1294 | 608.0037 |  | 775.3872
-17.0416 | 624.7201 |  | 796.7056
-16.9537 | 630.934 |  | 804.6301
-16.8659 | 630.1525 |  | 803.6335
-16.778 | 635.9088 |  | 810.9745
-16.6902 | 635.6229 |  | 810.6099
-16.6023 | 632.2682 |  | 806.3317
-16.5145 | 626.8548 |  | 799.428
-16.4266 | 631.7537 |  | 805.6754
-16.3388 | 647.3072 |  | 825.5109
-16.251 | 661.2026 |  | 843.2317
-16.1631 | 664.2332 |  | 847.0967
-16.0753 | 673.8018 |  | 859.2995
-15.9874 | 686.7632 |  | 875.8291
-15.8996 | 701.0398 |  | 894.0361
-15.8117 | 715.6405 |  | 912.6563
-15.7239 | 721.1681 |  | 919.7057
-15.6361 | 742.0971 |  | 946.3964
-15.5482 | 754.4293 |  | 962.1237
-15.4604 | 766.514 |  | 977.5353
-15.3725 | 766.9523 |  | 978.0942
-15.2847 | 770.6883 |  | 982.8588
-15.1968 | 776.4257 |  | 990.1757
-15.109 | 791.5408 |  | 1009.452
-15.0212 | 801.3001 |  | 1021.898
-14.9333 | 824.8022 |  | 1051.8702
-14.8455 | 835.6477 |  | 1065.7015
-14.7576 | 845.7119 |  | 1078.5364
-14.6698 | 856.3669 |  | 1092.1247
-14.582 | 876.7239 |  | 1118.0859
-14.4941 | 895.4036 |  | 1141.9082
-14.4063 | 904.9531 |  | 1154.0867
-14.3184 | 900.1116 |  | 1147.9123
-14.2306 | 909.9661 |  | 1160.4797
-14.1427 | 917.2283 |  | 1169.7412
-14.0549 | 941.2831 |  | 1200.4184
-13.9671 | 957.1989 |  | 1220.7157
-13.8792 | 976.5075 |  | 1245.3401
-13.7914 | 990.9558 |  | 1263.7659
-13.7035 | 1001.0008 |  | 1276.5764
-13.6157 | 999.4951 |  | 1274.6561
-13.5278 | 1002.602 |  | 1278.6183
-13.44 | 1003.1165 |  | 1279.2745
-13.3521 | 1023.9501 |  | 1305.8436
-13.2643 | 1048.0241 |  | 1336.5451
-13.1765 | 1077.8162 |  | 1374.539
-13.0886 | 1106.1025 |  | 1410.6125
-13.0008 | 1121.4083 |  | 1430.132
-12.9129 | 1135.4371 |  | 1448.0229
-12.8251 | 1140.7742 |  | 1454.8294
-12.7372 | 1163.285 |  | 1483.5374
-12.6494 | 1183.2608 |  | 1509.0125
-12.5616 | 1204.3422 |  | 1535.8976
-12.4737 | 1222.2404 |  | 1558.7232
-12.3859 | 1248.7731 |  | 1592.5604
-12.298 | 1276.7169 |  | 1628.197
-12.2102 | 1295.7966 |  | 1652.5294
-12.1223 | 1315.5051 |  | 1677.6637
-12.0345 | 1335.7097 |  | 1703.4306
-11.9467 | 1357.7634 |  | 1731.5557
-11.8588 | 1369.4286 |  | 1746.4323
-11.771 | 1378.8442 |  | 1758.44
-11.6831 | 1401.6797 |  | 1787.5621
-11.5953 | 1439.7627 |  | 1836.1294
-11.5074 | 1477.0078 |  | 1883.6281
-11.4196 | 1494.5636 |  | 1906.017
-11.3318 | 1498.1089 |  | 1910.5383
-11.2439 | 1509.6593 |  | 1925.2685
-11.1561 | 1532.227 |  | 1954.0491
-11.0682 | 1556.4348 |  | 1984.9213
-10.9804 | 1585.6162 |  | 2022.1363
-10.8925 | 1624.8827 |  | 2072.2129
-10.8047 | 1658.1438 |  | 2114.6308
-10.7169 | 1685.3625 |  | 2149.3428
-10.629 | 1703.2231 |  | 2172.1204
-10.5412 | 1727.2969 |  | 2202.8218
-10.4533 | 1758.4423 |  | 2242.5415
-10.3655 | 1799.2889 |  | 2294.6331
-10.2776 | 1845.1882 |  | 2353.1685
-10.1898 | 1886.8548 |  | 2406.3059
-10.102 | 1910.8904 |  | 2436.9585
-10.0141 | 1926.2539 |  | 2456.5516
-9.9263 | 1945.6002 |  | 2481.224
-9.8384 | 1989.2308 |  | 2536.866
-9.7506 | 2031.6983 |  | 2591.0248
-9.6627 | 2077.5963 |  | 2649.5586
-9.5749 | 2107.2369 |  | 2687.3592
-9.4871 | 2151.8775 |  | 2744.2893
-9.3992 | 2185.0238 |  | 2786.5608
-9.3114 | 2202.35 |  | 2808.657
-9.2235 | 2227.2247 |  | 2840.3797
-9.1357 | 2260.0293 |  | 2882.2153
-9.0478 | 2315.0763 |  | 2952.4168
-8.96 | 2371.0964 |  | 3023.8593
-8.8721 | 2417.1092 |  | 3082.5394
-8.7843 | 2448.7698 |  | 3122.9162
-8.6965 | 2487.4255 |  | 3172.2137
-8.6086 | 2531.0548 |  | 3227.8541
-8.5208 | 2581.6242 |  | 3292.3454
-8.4329 | 2615.9719 |  | 3336.1489
-8.3451 | 2644.9633 |  | 3373.1217
-8.2572 | 2683.8089 |  | 3422.6615
-8.1694 | 2740.6682 |  | 3495.1741
-8.0816 | 2790.5311 |  | 3558.7643
-7.9937 | 2847.1991 |  | 3631.033
-7.9059 | 2896.5098 |  | 3693.919
-7.818 | 2958.0953 |  | 3772.459
-7.7302 | 3011.2562 |  | 3840.255
-7.6423 | 3060.1665 |  | 3902.6304
-7.5545 | 3105.835 |  | 3960.8714
-7.4667 | 3154.0592 |  | 4022.3717
-7.3788 | 3189.3799 |  | 4067.4162
-7.291 | 3249.3267 |  | 4143.8663
-7.2031 | 3313.4283 |  | 4225.6152
-7.1153 | 3380.4262 |  | 4311.0576
-7.0274 | 3432.901 |  | 4377.9786
-6.9396 | 3505.2947 |  | 4470.3023
-6.8518 | 3560.857 |  | 4541.1609
-6.7639 | 3628.4657 |  | 4627.3823
-6.6761 | 3668.5701 |  | 4678.5274
-6.5882 | 3726.2672 |  | 4752.1085
-6.5004 | 3779.085 |  | 4819.4671
-6.4125 | 3839.9653 |  | 4897.1077
-6.3247 | 3908.0127 |  | 4983.8886
-6.2369 | 3981.3399 |  | 5077.4028
-6.149 | 4059.1077 |  | 5176.5801
-6.0612 | 4139.4682 |  | 5279.0638
-5.9733 | 4210.4132 |  | 5369.5399
-5.8855 | 4279.7193 |  | 5457.9261
-5.7976 | 4336.0442 |  | 5529.7572
-5.7098 | 4410.4771 |  | 5624.6815
-5.622 | 4482.8504 |  | 5716.9791
-5.5341 | 4565.1366 |  | 5821.9187
-5.4463 | 4630.4383 |  | 5905.198
-5.3584 | 4690.5572 |  | 5981.8676
-5.2706 | 4748.9213 |  | 6056.2994
-5.1827 | 4817.8258 |  | 6144.1732
-5.0949 | 4893.0213 |  | 6240.0701
-5.0071 | 4978.548 |  | 6349.1423
-4.9192 | 5057.0593 |  | 6449.2677
-4.8314 | 5119.5222 |  | 6528.9267
-4.7435 | 5198.4722 |  | 6629.6116
-4.6557 | 5280.5862 |  | 6734.3316
-4.5678 | 5376.7107 |  | 6856.9192
-4.48 | 5452.9163 |  | 6954.1041
-4.3922 | 5531.4837 |  | 7054.3011
-4.3043 | 5623.6241 |  | 7171.8078
-4.2165 | 5706.2916 |  | 7277.2337
-4.1286 | 5783.0493 |  | 7375.1228
-4.0408 | 5851.6873 |  | 7462.6568
-3.9529 | 5942.055 |  | 7577.9028
-3.8651 | 6046.6424 |  | 7711.283
-3.7773 | 6149.9149 |  | 7842.9865
-3.6894 | 6231.6093 |  | 7947.1714
-3.6016 | 6294.701 |  | 8027.6322
-3.5137 | 6369.5534 |  | 8123.0915
-3.4259 | 6461.9987 |  | 8240.9869
-3.338 | 6550.9177 |  | 8354.3853
-3.2502 | 6621.4418 |  | 8444.3247
-3.1623 | 6724.6186 |  | 8575.9062
-3.0745 | 6803.95 |  | 8677.0774
-2.9867 | 6869.9582 |  | 8761.2577
-2.8988 | 6895.2321 |  | 8793.4895
-2.811 | 6962.0795 |  | 8878.74
-2.7231 | 7068.3809 |  | 9014.3061
-2.6353 | 7170.7199 |  | 9144.819
-2.5474 | 7252.1286 |  | 9248.6396
-2.4596 | 7310.017 |  | 9322.4647
-2.3718 | 7371.6587 |  | 9401.0763
-2.2839 | 7440.7927 |  | 9489.2429
-2.1961 | 7521.3827 |  | 9592.0194
-2.1082 | 7619.966 |  | 9717.7426
-2.0204 | 7705.7197 |  | 9827.1043
-1.9325 | 7779.7139 |  | 9921.4691
-1.8447 | 7823.0205 |  | 9976.698
-1.7569 | 7841.1285 |  | 9999.7912
-1.669 | 7857.1207 |  | 10020.1861
-1.5812 | 7912.1295 |  | 10090.3388
-1.4933 | 7989.9943 |  | 10189.6397
-1.4055 | 8064.2932 |  | 10284.3932
-1.3176 | 8111.7165 |  | 10344.8721
-1.2298 | 8157.3672 |  | 10403.0904
-1.142 | 8190.877 |  | 10445.8254
-1.0541 | 8240.2821 |  | 10508.8317
-0.96627 | 8286.3714 |  | 10567.6095
-0.87843 | 8332.9377 |  | 10626.9955
-0.79059 | 8354.8958 |  | 10654.9987
-0.70274 | 8382.1337 |  | 10689.7351
-0.6149 | 8444.3862 |  | 10769.1257
-0.52706 | 8496.3457 |  | 10835.3897
-0.43921 | 8537.2127 |  | 10887.5074
-0.35137 | 8534.6009 |  | 10884.1766
-0.26353 | 8540.2059 |  | 10891.3245
-0.17569 | 8579.832 |  | 10941.8597
-0.087842 | 8600.6283 |  | 10968.3813
1.0673e-06 | 8648.0899 |  | 11028.909
0.087844 | 8652.3787 |  | 11034.3786
0.17569 | 8666.3114 |  | 11052.1469
0.26353 | 8660.8607 |  | 11045.1957
0.35137 | 8672.6011 |  | 11060.1682
0.43922 | 8688.0029 |  | 11079.8101
0.52706 | 8684.7433 |  | 11075.6531
0.6149 | 8663.5095 |  | 11048.5737
0.70275 | 8646.8694 |  | 11027.3526
0.79059 | 8648.0133 |  | 11028.8114
0.87843 | 8655.8666 |  | 11038.8267
0.96627 | 8649.5386 |  | 11030.7566
1.0541 | 8626.17 |  | 11000.9546
1.142 | 8608.2151 |  | 10978.0567
1.2298 | 8595.6151 |  | 10961.9879
1.3176 | 8569.4447 |  | 10928.6128
1.4055 | 8548.6496 |  | 10902.0929
1.4933 | 8520.4578 |  | 10866.1399
1.5812 | 8473.0728 |  | 10805.7097
1.669 | 8401.4417 |  | 10714.3587
1.7569 | 8339.3793 |  | 10635.2104
1.8447 | 8302.3637 |  | 10588.0044
1.9325 | 8266.186 |  | 10541.867
2.0204 | 8214.2634 |  | 10475.6501
2.1082 | 8161.0273 |  | 10407.7581
2.1961 | 8122.4482 |  | 10358.5582
2.2839 | 8104.645 |  | 10335.8538
2.3718 | 8099.1561 |  | 10328.8538
2.4596 | 8063.111 |  | 10282.8855
2.5474 | 7992.7387 |  | 10193.1397
2.6353 | 7870.3494 |  | 10037.0566
2.7231 | 7756.8796 |  | 9892.3486
2.811 | 7673.5451 |  | 9786.0721
2.8988 | 7623.9679 |  | 9722.8462
2.9867 | 7568.7295 |  | 9652.4007
3.0745 | 7504.4378 |  | 9570.4095
3.1624 | 7433.7594 |  | 9480.2734
3.2502 | 7370.9917 |  | 9400.2257
3.338 | 7297.2449 |  | 9306.1764
3.4259 | 7222.9842 |  | 9211.4718
3.5137 | 7165.5919 |  | 9138.2793
3.6016 | 7118.379 |  | 9078.0687
3.6894 | 7048.8241 |  | 8989.3654
3.7773 | 6951.71 |  | 8865.5158
3.8651 | 6851.2789 |  | 8737.436
3.9529 | 6764.1695 |  | 8626.3454
4.0408 | 6690.8997 |  | 8532.9044
4.1286 | 6613.3602 |  | 8434.0183
4.2165 | 6537.1546 |  | 8336.8333
4.3043 | 6462.417 |  | 8241.5204
4.3922 | 6394.7521 |  | 8155.2273
4.48 | 6324.4537 |  | 8065.5758
4.5678 | 6270.4371 |  | 7996.6885
4.6557 | 6202.5988 |  | 7910.1743
4.7435 | 6134.8 |  | 7823.7105
4.8314 | 6041.3626 |  | 7704.5498
4.9192 | 5945.8299 |  | 7582.7169
5.0071 | 5850.7155 |  | 7461.4175
5.0949 | 5769.2493 |  | 7357.5237
5.1827 | 5689.8045 |  | 7256.2077
5.2706 | 5615.8486 |  | 7161.8917
5.3584 | 5538.8613 |  | 7063.7098
5.4463 | 5469.9364 |  | 6975.8099
5.5341 | 5393.5026 |  | 6878.3338
5.622 | 5306.0132 |  | 6766.7586
5.7098 | 5217.552 |  | 6653.9441
5.7976 | 5142.2991 |  | 6557.974
5.8855 | 5078.8453 |  | 6477.0514
5.9733 | 5010.5121 |  | 6389.9061
6.0612 | 4916.1999 |  | 6269.6297
6.149 | 4815.6718 |  | 6141.4263
6.2369 | 4733.8817 |  | 6037.1194
6.3247 | 4683.4474 |  | 5972.8005
6.4125 | 4642.6952 |  | 5920.8292
6.5004 | 4593.2327 |  | 5857.7497
6.5882 | 4528.9206 |  | 5775.7324
6.6761 | 4443.3569 |  | 5666.6131
6.7639 | 4357.621 |  | 5557.2741
6.8518 | 4280.2333 |  | 5458.5815
6.9396 | 4210.9284 |  | 5370.197
7.0274 | 4134.8937 |  | 5273.23
7.1153 | 4067.5528 |  | 5187.35
7.2031 | 4028.058 |  | 5136.9824
7.291 | 3988.6971 |  | 5086.7855
7.3788 | 3944.9901 |  | 5031.0458
7.4667 | 3884.8724 |  | 4954.3778
7.5545 | 3827.7862 |  | 4881.5757
7.6423 | 3761.1862 |  | 4796.6407
7.7302 | 3699.6007 |  | 4718.1007
7.818 | 3634.5463 |  | 4635.1369
7.9059 | 3578.7354 |  | 4563.9612
7.9937 | 3511.2223 |  | 4477.8618
8.0816 | 3448.5119 |  | 4397.8873
8.1694 | 3381.8558 |  | 4312.8808
8.2573 | 3319.0511 |  | 4232.7859
8.3451 | 3269.34 |  | 4169.3892
8.4329 | 3235.278 |  | 4125.95
8.5208 | 3197.2702 |  | 4077.4787
8.6086 | 3149.1417 |  | 4016.1003
8.6965 | 3088.1479 |  | 3938.315
8.7843 | 3034.7574 |  | 3870.2262
8.8722 | 2992.2326 |  | 3815.9942
8.96 | 2933.7919 |  | 3741.4649
9.0478 | 2880.4219 |  | 3673.4021
9.1357 | 2825.6975 |  | 3603.612
9.2235 | 2792.8942 |  | 3561.778
9.3114 | 2751.0937 |  | 3508.4698
9.3992 | 2684.8763 |  | 3424.0228
9.4871 | 2621.8995 |  | 3343.7084
9.5749 | 2567.7668 |  | 3274.673
9.6627 | 2528.0438 |  | 3224.0142
9.7506 | 2500.195 |  | 3188.4987
9.8384 | 2481.4583 |  | 3164.6038
9.9263 | 2463.446 |  | 3141.6327
10.0141 | 2428.6035 |  | 3097.1981
10.102 | 2359.6787 |  | 3009.2982
10.1898 | 2301.1424 |  | 2934.6469
10.2776 | 2251.4516 |  | 2871.2762
10.3655 | 2227.4913 |  | 2840.7196
10.4533 | 2200.0251 |  | 2805.692
10.5412 | 2166.1162 |  | 2762.448
10.629 | 2131.7494 |  | 2718.62
10.7169 | 2092.7316 |  | 2668.8606
10.8047 | 2053.752 |  | 2619.15
10.8925 | 2018.5079 |  | 2574.2031
10.9804 | 1982.7497 |  | 2528.6007
11.0682 | 1945.0289 |  | 2480.4954
11.1561 | 1913.1591 |  | 2439.8519
11.2439 | 1887.2744 |  | 2406.841
11.3318 | 1860.0939 |  | 2372.1778
11.4196 | 1828.9103 |  | 2332.4093
11.5074 | 1782.5914 |  | 2273.3388
11.5953 | 1743.5557 |  | 2223.5566
11.6831 | 1711.1134 |  | 2182.1829
11.771 | 1698.2851 |  | 2165.823
11.8588 | 1680.5967 |  | 2143.265
11.9467 | 1655.2272 |  | 2110.9112
12.0345 | 1628.3324 |  | 2076.6123
12.1224 | 1611.4448 |  | 2055.0756
12.2102 | 1583.5196 |  | 2019.4626
12.298 | 1546.8471 |  | 1972.6941
12.3859 | 1501.6351 |  | 1915.0353
12.4737 | 1472.1094 |  | 1877.3811
12.5616 | 1459.1103 |  | 1860.8033
12.6494 | 1441.8784 |  | 1838.8275
12.7372 | 1410.6565 |  | 1799.0103
12.8251 | 1373.6983 |  | 1751.8775
12.9129 | 1347.3366 |  | 1718.2584
13.0008 | 1328.5808 |  | 1694.339
13.0886 | 1307.4427 |  | 1667.3816
13.1765 | 1284.7028 |  | 1638.3815
13.2643 | 1257.2553 |  | 1603.3776
13.3521 | 1243.8554 |  | 1586.2888
13.44 | 1240.7866 |  | 1582.3751
13.5278 | 1229.0261 |  | 1567.377
13.6157 | 1196.7941 |  | 1526.2715
13.7035 | 1160.1592 |  | 1479.551
13.7914 | 1152.9922 |  | 1470.411
13.8792 | 1158.5389 |  | 1477.4846
13.9671 | 1151.1242 |  | 1468.0286
14.0549 | 1134.8462 |  | 1447.2694
14.1427 | 1108.8281 |  | 1414.0884
14.2306 | 1079.1886 |  | 1376.2892
14.3184 | 1046.4801 |  | 1334.576
14.4063 | 1024.6363 |  | 1306.7187
14.4941 | 1015.2584 |  | 1294.7591
14.582 | 1006.5094 |  | 1283.6014
14.6698 | 990.8414 |  | 1263.62
14.7576 | 974.9828 |  | 1243.3956
14.8455 | 960.7442 |  | 1225.2371
14.9333 | 946.544 |  | 1207.1275
15.0212 | 934.2687 |  | 1191.4729
15.109 | 919.7633 |  | 1172.9742
15.1968 | 915.4366 |  | 1167.4563
15.2847 | 912.2725 |  | 1163.4211
15.3725 | 906.8592 |  | 1156.5175
15.4604 | 897.7289 |  | 1144.8737
15.5482 | 878.6109 |  | 1120.4925
15.6361 | 872.5497 |  | 1112.7626
15.7239 | 853.1456 |  | 1088.0166
15.8118 | 828.5762 |  | 1056.6832
15.8996 | 787.1379 |  | 1003.8369
15.9874 | 763.3689 |  | 973.5244
16.0753 | 760.8148 |  | 970.2671
16.1631 | 764.8557 |  | 975.4205
16.251 | 753.7812 |  | 961.2972
16.3388 | 737.1983 |  | 940.1489
16.4267 | 727.7251 |  | 928.0678
16.5145 | 730.1077 |  | 931.1064
16.6023 | 730.0315 |  | 931.0091
16.6902 | 713.8868 |  | 910.4198
16.778 | 699.7627 |  | 892.4074
16.8659 | 691.4522 |  | 881.809
16.9537 | 692.1195 |  | 882.66
17.0416 | 684.819 |  | 873.3497
17.1294 | 671.2096 |  | 855.9937
17.2172 | 660.688 |  | 842.5755
17.3051 | 660.7642 |  | 842.6726
17.3929 | 653.826 |  | 833.8243
17.4808 | 639.721 |  | 815.8361
17.5686 | 628.78 |  | 801.8832
17.6565 | 617.6676 |  | 787.7115
17.7443 | 609.2046 |  | 776.9186
17.8321 | 587.0368 |  | 748.648
17.92 | 570.816 |  | 727.9616
18.0078 | 562.4292 |  | 717.266
18.0957 | 563.7443 |  | 718.9431
18.1835 | 574.895 |  | 733.1636
18.2714 | 579.9842 |  | 739.6539
18.3592 | 587.8946 |  | 749.7419
18.4471 | 579.0121 |  | 738.4141
18.5349 | 567.6518 |  | 723.9264
18.6227 | 542.6821 |  | 692.0825
18.7106 | 533.9713 |  | 680.9736
18.7984 | 525.7179 |  | 670.4481
18.8863 | 517.8839 |  | 660.4573
18.9741 | 506.1805 |  | 645.532
19.0619 | 503.0736 |  | 641.5697
19.1498 | 506.8286 |  | 646.3585
19.2376 | 508.1438 |  | 648.0358
19.3255 | 500.386 |  | 638.1423
19.4133 | 487.6914 |  | 621.9529
19.5012 | 469.3168 |  | 598.5197
19.589 | 465.8858 |  | 594.1442
19.6769 | 460.6632 |  | 587.4838
19.7647 | 458.395 |  | 584.5911
19.8525 | 451.838 |  | 576.229
19.9404 | 454.6209 |  | 579.778
20.0282 | 459.348 |  | 585.8065
20.1161 | 443.7181 |  | 565.8736
20.2039 | 423.1704 |  | 539.6692
20.2918 | 410.7238 |  | 523.796
20.3796 | 415.9272 |  | 530.432
20.4674 | 420.7115 |  | 536.5334
20.5553 | 416.6326 |  | 531.3316
20.6431 | 411.467 |  | 524.7439
20.731 | 404.8529 |  | 516.3089
20.8188 | 395.7038 |  | 504.641
20.9066 | 382.5707 |  | 487.8925
20.9945 | 372.5447 |  | 475.1063
21.0823 | 370.9627 |  | 473.0887
21.1702 | 368.866 |  | 470.4148
21.258 | 375.8233 |  | 479.2874
21.3459 | 374.5652 |  | 477.683
21.4337 | 379.2161 |  | 483.6142
21.5216 | 369.7046 |  | 471.4843
21.6094 | 366.8075 |  | 467.7896
21.6972 | 366.064 |  | 466.8415
21.7851 | 363.853 |  | 464.0218
21.8729 | 357.0102 |  | 455.2951
21.9608 | 354.78 |  | 452.451
22.0486 | 356.4573 |  | 454.59
22.1365 | 355.0468 |  | 452.7912
22.2243 | 346.8507 |  | 442.3387
22.3121 | 341.0562 |  | 434.9489
22.4 | 333.756 |  | 425.639
22.4878 | 323.2915 |  | 412.2936
22.5757 | 315.7815 |  | 402.7161
22.6635 | 311.0735 |  | 396.712
22.7514 | 313.0748 |  | 399.2643
22.8392 | 319.0409 |  | 406.8729
22.9271 | 319.4412 |  | 407.3834
23.0149 | 315.8386 |  | 402.789
23.1027 | 314.2566 |  | 400.7715
23.1906 | 320.1655 |  | 408.307
23.2784 | 321.4998 |  | 410.0087
23.3663 | 310.292 |  | 395.7153
23.4541 | 304.5165 |  | 388.3499
23.5419 | 297.1781 |  | 378.9912
23.6298 | 298.1502 |  | 380.231
23.7176 | 286.5231 |  | 365.4029
23.8055 | 285.589 |  | 364.2117
23.8933 | 287.0758 |  | 366.1077
23.9812 | 277.6026 |  | 354.0266
24.069 | 261.2864 |  | 333.2185
24.1568 | 244.3985 |  | 311.6814
24.2447 | 249.6402 |  | 318.3662
24.3325 | 248.0772 |  | 316.3729
24.4204 | 246.9717 |  | 314.963
24.5082 | 235.6114 |  | 300.4752
24.5961 | 236.5263 |  | 301.642
24.6839 | 244.5891 |  | 311.9245
24.7718 | 258.1605 |  | 329.2321
24.8596 | 267.0618 |  | 340.584
24.9474 | 253.2047 |  | 322.9119
25.0353 | 252.4803 |  | 321.9882
25.1231 | 254.3864 |  | 324.419
25.211 | 262.4872 |  | 334.75
25.2988 | 258.5036 |  | 329.6696
25.3866 | 248.306 |  | 316.6647
25.4745 | 231.6278 |  | 295.3949
25.5623 | 226.2716 |  | 288.5642
25.6502 | 223.4125 |  | 284.918
25.738 | 232.962 |  | 297.0964
25.8259 | 239.7476 |  | 305.7501
25.9137 | 247.3911 |  | 315.4979
26.0016 | 242.1302 |  | 308.7887
26.0894 | 231.38 |  | 295.0789
26.1772 | 223.9271 |  | 285.5743
26.2651 | 224.0034 |  | 285.6715
26.3529 | 228.0443 |  | 290.8249
26.4408 | 217.1415 |  | 276.9206
26.5286 | 209.803 |  | 267.5618
26.6165 | 206.4674 |  | 263.3078
26.7043 | 214.3967 |  | 273.4201
26.7921 | 228.7495 |  | 291.7243
26.88 | 226.3479 |  | 288.6615
26.9678 | 221.8685 |  | 282.9489
27.0557 | 213.3484 |  | 272.0832
27.1435 | 217.1986 |  | 276.9934
27.2314 | 216.989 |  | 276.726
27.3192 | 202.9793 |  | 258.8595
27.407 | 185.6719 |  | 236.7874
27.4949 | 174.388 |  | 222.397
27.5827 | 183.175 |  | 233.6031
27.6706 | 189.3125 |  | 241.4303
27.7584 | 196.1936 |  | 250.2056
27.8463 | 188.7788 |  | 240.7496
27.9341 | 190.0369 |  | 242.3541
28.0219 | 182.241 |  | 232.412
28.1098 | 178.7528 |  | 227.9635
28.1976 | 167.7929 |  | 213.9863
28.2855 | 171.6813 |  | 218.9451
28.3733 | 174.3498 |  | 222.3483
28.4612 | 171.281 |  | 218.4346
28.549 | 170.9189 |  | 217.9729
28.6368 | 172.0625 |  | 219.4312
28.7247 | 178.0667 |  | 227.0885
28.8125 | 177.3423 |  | 226.1647
28.9004 | 174.6358 |  | 222.713
28.9882 | 160.0351 |  | 204.0928
29.0761 | 157.0235 |  | 200.252
29.1639 | 161.7125 |  | 206.232
29.2518 | 172.6343 |  | 220.1605
29.3396 | 169.4893 |  | 216.1497
29.4274 | 166.6873 |  | 212.5763
29.5153 | 164.4382 |  | 209.708
29.6031 | 157.7859 |  | 201.2243
29.691 | 152.7919 |  | 194.8555
29.7788 | 156.7566 |  | 199.9116
29.8666 | 166.7826 |  | 212.6978
29.9545 | 147.1118 |  | 187.6117
30.0423 | 138.401 |  | 176.5028
30.1302 | 134.0932 |  | 171.0091
30.218 | 152.0867 |  | 193.9561
30.3059 | 156.4516 |  | 199.5228
30.3937 | 154.5074 |  | 197.0433
30.4815 | 168.1551 |  | 214.4482
30.5694 | 157.7859 |  | 201.2243
30.6572 | 161.7506 |  | 206.2806
30.7451 | 147.798 |  | 188.4867
30.8329 | 151.3243 |  | 192.9839
30.9208 | 137.5623 |  | 175.4332
31.0086 | 135.7706 |  | 173.1483
31.0965 | 132.5112 |  | 168.9915
31.1843 | 132.1109 |  | 168.481
31.2721 | 130.8148 |  | 166.8281
31.36 | 144.0621 |  | 183.7224
31.4478 | 152.6585 |  | 194.6854
31.5357 | 155.632 |  | 198.4775
31.6235 | 150.8096 |  | 192.3275
31.7113 | 144.5767 |  | 184.3786
31.7992 | 133.369 |  | 170.0854
31.887 | 121.9324 |  | 155.5004
31.9749 | 115.2611 |  | 146.9925
32.0627 | 111.5252 |  | 142.2281
32.1506 | 108.7232 |  | 138.6547
32.2384 | 114.6321 |  | 146.1903
32.3263 | 125.8971 |  | 160.5565
32.4141 | 136.5521 |  | 174.1449
32.5019 | 141.1839 |  | 180.0518
32.5898 | 127.765 |  | 162.9388
32.6776 | 131.0816 |  | 167.1683
32.7655 | 129.957 |  | 165.7342
32.8533 | 140.7074 |  | 179.4442
32.9412 | 159.5967 |  | 203.5336
33.029 | 155.2889 |  | 198.04
33.1168 | 148.0839 |  | 188.8514
33.2047 | 125.0774 |  | 159.5113
33.2925 | 127.2694 |  | 162.3067
33.3804 | 121.1128 |  | 154.4551
33.4682 | 105.216 |  | 134.182
33.5561 | 103.1384 |  | 131.5324
33.6439 | 111.9826 |  | 142.8114
33.7317 | 119.8548 |  | 152.8508
33.8196 | 122.5995 |  | 156.3512
33.9074 | 130.9673 |  | 167.0226
33.9953 | 136.6665 |  | 174.2908
34.0831 | 138.5153 |  | 176.6486
34.171 | 127.2313 |  | 162.2581
34.2588 | 121.3415 |  | 154.7468
34.3466 | 108.4754 |  | 138.3387
34.4345 | 107.6558 |  | 137.2935
34.5223 | 103.5005 |  | 131.9942
34.6102 | 115.0705 |  | 146.7494
34.698 | 132.6827 |  | 169.2103
34.7859 | 131.215 |  | 167.3385
34.8737 | 117.1672 |  | 149.4233
34.9616 | 98.9069 |  | 126.1359
35.0494 | 115.3945 |  | 147.1626
35.1372 | 119.3592 |  | 152.2188
35.2251 | 127.5935 |  | 162.72
35.3129 | 129.1374 |  | 164.6889
35.4008 | 134.3791 |  | 171.3737
35.4886 | 123.1332 |  | 157.0318
35.5765 | 102.8334 |  | 131.1434
35.6643 | 97.0199 |  | 123.7294
35.7521 | 108.5326 |  | 138.4116
35.84 | 117.6437 |  | 150.031
35.9278 | 112.8785 |  | 143.9539
36.0157 | 103.7293 |  | 132.2859
36.1035 | 104.9682 |  | 133.866
36.1913 | 109.5238 |  | 139.6757
36.2792 | 113.2597 |  | 144.4401
36.367 | 113.4313 |  | 144.6589
36.4549 | 116.7288 |  | 148.8642
36.5427 | 124.0291 |  | 158.1743
36.6306 | 132.6637 |  | 169.186
36.7184 | 103.1384 |  | 131.5324
36.8062 | 83.0673 |  | 105.9357
36.8941 | 69.3435 |  | 88.4337
36.9819 | 104.4536 |  | 133.2097
37.0698 | 113.0119 |  | 144.1241
37.1576 | 110.7056 |  | 141.1828
37.2455 | 101.5373 |  | 129.4905
37.3333 | 101.6326 |  | 129.612
37.4211 | 95.514 |  | 121.8091
37.509 | 98.4303 |  | 125.5282
37.5968 | 103.2718 |  | 131.7025
37.6847 | 112.5735 |  | 143.565
37.7725 | 99.4406 |  | 126.8166
37.8604 | 98.335 |  | 125.4067
37.9482 | 92.2356 |  | 117.628
38.0361 | 95.7809 |  | 122.1494
38.1239 | 99.4215 |  | 126.7922
38.2117 | 100.7558 |  | 128.4938
38.2996 | 109.4094 |  | 139.5298
38.3874 | 109.1426 |  | 139.1895
38.4753 | 110.0765 |  | 140.3806
38.5631 | 106.1881 |  | 135.4217
38.651 | 103.4243 |  | 131.897
38.7388 | 107.2746 |  | 136.8073
38.8266 | 105.7116 |  | 134.814
38.9145 | 86.7079 |  | 110.5786
39.0023 | 82.8004 |  | 105.5954
39.0902 | 77.044 |  | 98.2543
39.178 | 80.8562 |  | 103.1159
39.2659 | 74.5852 |  | 95.1185
39.3537 | 76.701 |  | 97.8167
39.4415 | 74.4708 |  | 94.9727
39.5294 | 71.2686 |  | 90.8888
39.6172 | 79.7697 |  | 101.7304
39.7051 | 74.1849 |  | 94.608
39.7929 | 73.6703 |  | 93.9517
39.8808 | 65.6647 |  | 83.7422
39.9686 | 63.3202 |  | 80.7523
40.0564 | 74.3374 |  | 94.8025
40.1443 | 73.2128 |  | 93.3683
40.2321 | 90.6344 |  | 115.5861
40.32 | 84.1156 |  | 107.2727
40.4078 | 83.277 |  | 106.2031
40.4957 | 80.5513 |  | 102.727
40.5835 | 79.3885 |  | 101.2442
40.6713 | 81.714 |  | 104.2098
40.7592 | 80.3225 |  | 102.4353
40.847 | 82.4383 |  | 105.1335
40.9349 | 80.1319 |  | 102.1922
41.0227 | 77.3681 |  | 98.6675
41.1106 | 71.8404 |  | 91.6181
41.1984 | 76.72 |  | 97.841
41.2863 | 77.2156 |  | 98.4731
41.3741 | 79.522 |  | 101.4144
41.4619 | 76.6438 |  | 97.7438
41.5498 | 75.6335 |  | 96.4555
41.6376 | 82.3811 |  | 105.0606
41.7255 | 84.859 |  | 108.2207
41.8133 | 88.5759 |  | 112.9608
41.9012 | 69.9725 |  | 89.2359
41.989 | 71.5736 |  | 91.2778
42.0768 | 77.0059 |  | 98.2057
42.1647 | 96.5243 |  | 123.0974
42.2525 | 90.0626 |  | 114.8569
42.3404 | 74.509 |  | 95.0213
42.4282 | 42.2961 |  | 53.9402
12.2681 | 2593.2613 |  | 3307.1862
12.3149 | 2567.7056 |  | 3274.595
12.3618 | 2548.4333 |  | 3250.0169
12.4086 | 2529.9108 |  | 3226.3953
12.4554 | 2507.7665 |  | 3198.1546
12.5023 | 2484.7524 |  | 3168.8048
12.5491 | 2461.1632 |  | 3138.7214
12.5959 | 2434.4941 |  | 3104.7104
12.6427 | 2406.0473 |  | 3068.4321
12.6896 | 2380.0733 |  | 3035.3074
12.7364 | 2359.305 |  | 3008.8217
12.7832 | 2341.322 |  | 2985.8879
12.83 | 2318.4469 |  | 2956.7154
12.8768 | 2295.1357 |  | 2926.9866
12.9237 | 2276.2995 |  | 2902.9648
12.9705 | 2256.0363 |  | 2877.1231
13.0173 | 2231.525 |  | 2845.8639
13.0641 | 2210.7389 |  | 2819.3554
13.111 | 2191.6592 |  | 2795.0229
13.1578 | 2167.6695 |  | 2764.4289
13.2046 | 2145.5073 |  | 2736.1655
13.2515 | 2128.1684 |  | 2714.0531
13.2983 | 2106.9308 |  | 2686.9688
13.3451 | 2085.5172 |  | 2659.6601
13.3919 | 2065.2017 |  | 2633.7517
13.4388 | 2046.1385 |  | 2609.4404
13.4856 | 2024.5694 |  | 2581.9333
13.5324 | 2009.8766 |  | 2563.1957
13.5792 | 1994.0693 |  | 2543.0366
13.626 | 1976.8515 |  | 2521.0787
13.6729 | 1956.5538 |  | 2495.193
13.7197 | 1938.6396 |  | 2472.3471
13.7665 | 1915.6077 |  | 2442.9745
13.8133 | 1895.5881 |  | 2417.4435
13.8602 | 1879.3458 |  | 2396.7298
13.907 | 1863.8165 |  | 2376.9252
13.9538 | 1849.7334 |  | 2358.965
14.0007 | 1836.6411 |  | 2342.2685
14.0475 | 1824.9773 |  | 2327.3935
14.0943 | 1811.2946 |  | 2309.944
14.1411 | 1794.9133 |  | 2289.053
14.188 | 1778.0271 |  | 2267.5179
14.2348 | 1764.778 |  | 2250.6214
14.2816 | 1750.7816 |  | 2232.7717
14.3284 | 1736.7507 |  | 2214.8782
14.3752 | 1724.2859 |  | 2198.9819
14.4221 | 1709.4708 |  | 2180.0881
14.4689 | 1695.0918 |  | 2161.7505
14.5157 | 1680.1019 |  | 2142.634
14.5625 | 1665.2867 |  | 2123.7402
14.6094 | 1650.8899 |  | 2105.3799
14.6562 | 1638.3218 |  | 2089.3518
14.703 | 1625.125 |  | 2072.5219
14.7498 | 1609.5447 |  | 2052.6523
14.7967 | 1591.9965 |  | 2030.2732
14.8435 | 1575.5107 |  | 2009.2488
14.8903 | 1562.9069 |  | 1993.1752
14.9371 | 1551.5733 |  | 1978.7215
14.984 | 1540.5012 |  | 1964.6012
15.0308 | 1532.6326 |  | 1954.5663
15.0776 | 1524.7283 |  | 1944.486
15.1244 | 1510.6273 |  | 1926.503
15.1713 | 1492.9759 |  | 1903.9921
15.2181 | 1475.8805 |  | 1882.1903
15.2649 | 1458.5058 |  | 1860.0324
15.3117 | 1442.6984 |  | 1839.8733
15.3586 | 1429.7465 |  | 1823.3557
15.4054 | 1419.0582 |  | 1809.7249
15.4522 | 1408.2296 |  | 1795.9152
15.499 | 1399.4033 |  | 1784.659
15.5459 | 1392.6136 |  | 1776.0001
15.5927 | 1387.4779 |  | 1769.4506
15.6395 | 1381.141 |  | 1761.3691
15.6863 | 1374.2824 |  | 1752.6224
15.7332 | 1363.3493 |  | 1738.6793
15.78 | 1350.0326 |  | 1721.6965
15.8268 | 1337.0794 |  | 1705.1773
15.8736 | 1324.0751 |  | 1688.593
15.9205 | 1312.7772 |  | 1674.1848
15.9673 | 1303.0288 |  | 1661.7527
16.0141 | 1294.6552 |  | 1651.0738
16.0609 | 1284.9936 |  | 1638.7523
16.1078 | 1278.3952 |  | 1630.3373
16.1546 | 1272.9287 |  | 1623.366
16.2014 | 1264.4332 |  | 1612.5316
16.2482 | 1252.8911 |  | 1597.812
16.2951 | 1240.2873 |  | 1581.7384
16.3419 | 1227.6137 |  | 1565.5758
16.3887 | 1216.4546 |  | 1551.3445
16.4355 | 1206.4272 |  | 1538.5566
16.4824 | 1200.1774 |  | 1530.5863
16.5292 | 1195.3726 |  | 1524.4587
16.576 | 1186.4419 |  | 1513.0694
16.6228 | 1174.5692 |  | 1497.928
16.6697 | 1165.4819 |  | 1486.339
16.7165 | 1158.1004 |  | 1476.9255
16.7633 | 1148.2646 |  | 1464.3818
16.8101 | 1142.8852 |  | 1457.5215
16.857 | 1137.5059 |  | 1450.6612
16.9038 | 1132.1092 |  | 1443.7788
16.9506 | 1122.7258 |  | 1431.8122
16.9974 | 1115.5187 |  | 1422.621
17.0443 | 1106.3094 |  | 1410.8763
17.0911 | 1096.6824 |  | 1398.599
17.1379 | 1087.2643 |  | 1386.5881
17.1847 | 1075.2521 |  | 1371.269
17.2316 | 1064.6503 |  | 1357.7485
17.2784 | 1057.6868 |  | 1348.8679
17.3252 | 1052.1682 |  | 1341.83
17.372 | 1046.8236 |  | 1335.0142
17.4189 | 1043.0634 |  | 1330.2188
17.4657 | 1038.0147 |  | 1323.7802
17.5125 | 1032.0437 |  | 1316.1653
17.5593 | 1023.7744 |  | 1305.6194
17.6062 | 1016.3409 |  | 1296.1395
17.653 | 1011.0661 |  | 1289.4126
17.6998 | 1003.0928 |  | 1279.2443
17.7466 | 992.6476 |  | 1265.9235
17.7935 | 984.2392 |  | 1255.2002
17.8403 | 975.0473 |  | 1243.4778
17.8871 | 965.4029 |  | 1231.1783
17.9339 | 957.2556 |  | 1220.7881
17.9808 | 951.3366 |  | 1213.2395
18.0276 | 944.6169 |  | 1204.6699
18.0744 | 937.8796 |  | 1196.0778
18.1212 | 931.0553 |  | 1187.3749
18.1681 | 926.2505 |  | 1181.2473
18.2149 | 919.3045 |  | 1172.389
18.2617 | 913.1244 |  | 1164.5075
18.3085 | 909.2944 |  | 1159.6231
18.3554 | 904.9596 |  | 1154.095
18.4022 | 901.1123 |  | 1149.1885
18.449 | 896.4293 |  | 1143.2163
18.4958 | 890.4755 |  | 1135.6235
18.5427 | 882.955 |  | 1126.0325
18.5895 | 875.1907 |  | 1116.1307
18.6363 | 867.0433 |  | 1105.7403
18.6831 | 859.5401 |  | 1096.1715
18.73 | 854.7006 |  | 1089.9996
18.7768 | 849.6172 |  | 1083.5169
18.8236 | 844.0638 |  | 1076.4346
18.8704 | 838.493 |  | 1069.3302
18.9173 | 833.5141 |  | 1062.9806
18.9641 | 827.2818 |  | 1055.0324
19.0109 | 823.7652 |  | 1050.5478
19.0577 | 819.0997 |  | 1044.5978
19.1046 | 812.4668 |  | 1036.139
19.1514 | 807.0702 |  | 1029.2566
19.1982 | 803.0314 |  | 1024.106
19.245 | 795.4586 |  | 1014.4483
19.2919 | 788.0424 |  | 1004.9905
19.3387 | 782.228 |  | 997.5753
19.3855 | 777.2316 |  | 991.2034
19.4323 | 770.3552 |  | 982.4339
19.4792 | 766.1074 |  | 977.0168
19.526 | 765.8289 |  | 976.6616
19.5728 | 764.1924 |  | 974.5746
19.6196 | 761.3374 |  | 970.9336
19.6665 | 758.6563 |  | 967.5144
19.7133 | 751.0661 |  | 957.8346
19.7601 | 743.6153 |  | 948.3326
19.8069 | 734.4756 |  | 936.6768
19.8538 | 727.9299 |  | 928.329
19.9006 | 723.2122 |  | 922.3125
19.9474 | 720.5661 |  | 918.9379
19.9942 | 714.2119 |  | 910.8344
20.0411 | 709.3548 |  | 904.6401
20.0879 | 702.1128 |  | 895.4045
20.1347 | 694.4878 |  | 885.6803
20.1815 | 687.942 |  | 877.3324
20.2284 | 682.5626 |  | 870.4721
20.2752 | 680.6999 |  | 868.0966
20.322 | 677.7231 |  | 864.3003
20.3688 | 672.6745 |  | 857.8617
20.4157 | 666.5988 |  | 850.1134
20.4625 | 663.2042 |  | 845.7843
20.5093 | 659.0086 |  | 840.4337
20.5561 | 653.5946 |  | 833.5291
20.603 | 650.165 |  | 829.1555
20.6498 | 645.7258 |  | 823.4942
20.6966 | 639.4065 |  | 815.4351
20.7434 | 632.6867 |  | 806.8653
20.7903 | 628.9088 |  | 802.0474
20.8371 | 624.2259 |  | 796.0753
20.8839 | 622.2761 |  | 793.5887
20.9307 | 621.6321 |  | 792.7674
20.9776 | 619.6823 |  | 790.2808
21.0244 | 617.5932 |  | 787.6166
21.0712 | 615.2778 |  | 784.6638
21.118 | 612.0746 |  | 780.5788
21.1649 | 606.0338 |  | 772.8749
21.2117 | 601.6294 |  | 767.258
21.2585 | 597.8691 |  | 762.4624
21.3053 | 594.457 |  | 758.111
21.3522 | 589.9307 |  | 752.3386
21.399 | 586.6752 |  | 748.1869
21.4458 | 582.706 |  | 743.125
21.4926 | 574.8547 |  | 733.1122
21.5395 | 568.2742 |  | 724.7201
21.5863 | 562.86 |  | 717.8154
21.6331 | 561.3107 |  | 715.8395
21.6799 | 559.152 |  | 713.0865
21.7268 | 557.063 |  | 710.4225
21.7736 | 554.1557 |  | 706.7148
21.8204 | 551.2136 |  | 702.9627
21.8672 | 545.4861 |  | 695.6584
21.914 | 541.7955 |  | 690.9518
21.9609 | 539.5845 |  | 688.1322
22.0077 | 535.476 |  | 682.8926
22.0545 | 533.4219 |  | 680.2729
22.1014 | 532.0466 |  | 678.519
22.1482 | 528.443 |  | 673.9234
22.195 | 524.1778 |  | 668.4839
22.2418 | 522.5066 |  | 666.3527
22.2887 | 520.6786 |  | 664.0214
22.3355 | 517.5973 |  | 660.0919
22.3823 | 513.1232 |  | 654.386
22.4291 | 509.5196 |  | 649.7903
22.476 | 505.8986 |  | 645.1725
22.5228 | 503.7747 |  | 642.4639
22.5696 | 501.5987 |  | 639.6888
22.6164 | 499.3704 |  | 636.847
22.6633 | 498.3084 |  | 635.4927
22.7101 | 496.6371 |  | 633.3614
22.7569 | 492.372 |  | 627.9221
22.8037 | 488.0025 |  | 622.3496
22.8505 | 483.4762 |  | 616.5772
22.8974 | 479.9944 |  | 612.1368
22.9442 | 475.0677 |  | 605.8539
22.991 | 472.5261 |  | 602.6125
23.0378 | 469.5665 |  | 598.8381
23.0847 | 466.7811 |  | 595.2859
23.1315 | 461.7849 |  | 588.9142
23.1783 | 459.835 |  | 586.4276
23.2251 | 455.6221 |  | 581.0549
23.272 | 450.678 |  | 574.7497
23.3188 | 446.8655 |  | 569.8876
23.3656 | 446.7262 |  | 569.71
23.4124 | 444.3413 |  | 566.6685
23.4593 | 443.0007 |  | 564.9588
23.5061 | 442.2521 |  | 564.0041
23.5529 | 442.2348 |  | 563.982
23.5998 | 439.6235 |  | 560.6518
23.6466 | 438.2307 |  | 558.8756
23.6934 | 433.3389 |  | 552.6371
23.7402 | 431.3718 |  | 550.1284
23.7871 | 344.1364 |  | 438.8771
23.8339 | 321.4746 |  | 409.9765
17.1401 | 654.5546 |  | 834.7535
17.1773 | 650.0663 |  | 829.0296
17.2146 | 649.2689 |  | 828.0126
17.2519 | 640.0187 |  | 816.2159
17.2891 | 629.9634 |  | 803.3923
17.3264 | 626.2336 |  | 798.6358
17.3636 | 617.9688 |  | 788.0956
17.4009 | 618.18 |  | 788.3649
17.4382 | 610.5407 |  | 778.6225
17.4754 | 596.4584 |  | 760.6635
17.5127 | 600.7746 |  | 766.1678
17.5499 | 604.645 |  | 771.1037
17.5872 | 601.5799 |  | 767.1949
17.6245 | 610.2435 |  | 778.2436
17.6617 | 604.2933 |  | 770.6552
17.699 | 599.5861 |  | 764.6522
17.7362 | 605.0672 |  | 771.6422
17.7735 | 597.4828 |  | 761.9698
17.8108 | 585.0269 |  | 746.0848
17.848 | 572.1174 |  | 729.6214
17.8853 | 559.2238 |  | 713.1781
17.9226 | 554.634 |  | 707.3247
17.9598 | 555.9632 |  | 709.0199
17.9971 | 551.3967 |  | 703.1963
18.0343 | 549.747 |  | 701.0924
18.0716 | 547.0416 |  | 697.6421
18.1089 | 546.1581 |  | 696.5154
18.1461 | 542.3422 |  | 691.6491
18.1834 | 538.4014 |  | 686.6234
18.2206 | 538.2763 |  | 686.4638
18.2579 | 544.344 |  | 694.2018
18.2952 | 543.5621 |  | 693.2047
18.3324 | 543.5386 |  | 693.1748
18.3697 | 548.2223 |  | 699.1479
18.4069 | 551.9676 |  | 703.9242
18.4442 | 547.3308 |  | 698.011
18.4815 | 545.7357 |  | 695.9767
18.5187 | 542.1624 |  | 691.4197
18.556 | 541.0678 |  | 690.0238
18.5932 | 543.609 |  | 693.2646
18.6305 | 543.5778 |  | 693.2247
18.6678 | 533.9837 |  | 680.9894
18.705 | 537.5569 |  | 685.5464
18.7423 | 534.14 |  | 681.1888
18.7796 | 530.598 |  | 676.6716
18.8168 | 526.1879 |  | 671.0474
18.8541 | 523.1228 |  | 667.1385
18.8913 | 519.5339 |  | 662.5616
18.9286 | 509.5959 |  | 649.8876
18.9658 | 503.3952 |  | 641.9799
19.0031 | 501.4874 |  | 639.5468
19.0404 | 494.9506 |  | 631.2105
19.0776 | 490.7673 |  | 625.8756
19.1149 | 480.4618 |  | 612.7329
19.1522 | 466.3716 |  | 594.7637
19.1894 | 461.7115 |  | 588.8207
19.2267 | 441.8899 |  | 563.5422
19.2639 | 420.841 |  | 536.6985
19.3012 | 409.3703 |  | 522.0699
19.3385 | 406.2114 |  | 518.0413
19.3757 | 404.8821 |  | 516.3462
19.413 | 405.5154 |  | 517.1538
19.4503 | 412.0678 |  | 525.5101
19.4875 | 422.4047 |  | 538.6928
19.5248 | 423.3821 |  | 539.9392
19.562 | 416.1338 |  | 530.6955
19.5993 | 409.9958 |  | 522.8677
19.6365 | 412.7012 |  | 526.3179
19.6738 | 399.3148 |  | 509.2462
19.7111 | 384.2865 |  | 490.0806
19.7483 | 378.0938 |  | 482.183
19.7856 | 382.324 |  | 487.5778
19.8229 | 393.6537 |  | 502.0266
19.8601 | 335.98 |  | 428.4752
19.8974 | 271.4957 |  | 346.2384
19.9346 | 222.8763 |  | 284.2341
19.9719 | 172.8026 |  | 220.3752
20.0092 | 116.5441 |  | 148.6286
20.0464 | 59.6052 |  | 76.0145
20.0837 | 0 |  | 0
20.1209 | 0 |  | 0
20.1582 | 0 |  | 0
20.1955 | 0 |  | 0
20.2327 | 0 |  | 0
20.27 | 0 |  | 0
20.3072 | 0 |  | 0
20.3445 | 0 |  | 0
20.3818 | 0 |  | 0
20.419 | 0 |  | 0
20.4563 | 0 |  | 0
20.4936 | 0 |  | 0
20.5308 | 0 |  | 0
20.5681 | 0 |  | 0
20.6053 | 0 |  | 0
20.6426 | 0 |  | 0
20.6799 | 0 |  | 0
20.7171 | 0 |  | 0
20.7544 | 0 |  | 0
20.7916 | 0 |  | 0
20.8289 | 0 |  | 0
20.8662 | 0 |  | 0
20.9034 | 0 |  | 0
20.9407 | 0 |  | 0
20.9779 | 0 |  | 0
21.0152 | 0 |  | 0
21.0525 | 0 |  | 0
21.0897 | 0 |  | 0
21.127 | 0 |  | 0
21.1642 | 0 |  | 0
21.2015 | 0 |  | 0
21.2388 | 0 |  | 0
21.276 | 0 |  | 0
21.3133 | 0 |  | 0
21.3506 | 0 |  | 0
21.3878 | 0 |  | 0
21.4251 | 0 |  | 0
21.4623 | 0 |  | 0
21.4996 | 0 |  | 0
21.5369 | 0 |  | 0
21.5741 | 0 |  | 0
21.6114 | 0 |  | 0
21.6486 | 0 |  | 0
21.6859 | 0 |  | 0
21.7232 | 0 |  | 0
21.7604 | 0 |  | 0
21.7977 | 0 |  | 0
21.8349 | 0 |  | 0
21.8722 | 0 |  | 0
21.9095 | 0 |  | 0
21.9467 | 0 |  | 0
21.984 | 0 |  | 0
22.0213 | 0 |  | 0
22.0585 | 0 |  | 0
22.0958 | 0 |  | 0
22.133 | 0 |  | 0
22.1703 | 0 |  | 0
22.2076 | 0 |  | 0
22.2448 | 0 |  | 0
22.2821 | 0 |  | 0
22.3194 | 0 |  | 0
22.3566 | 0 |  | 0
22.3939 | 0 |  | 0
22.4311 | 0 |  | 0
22.4684 | 0 |  | 0
22.5056 | 0 |  | 0
22.5429 | 0 |  | 0
22.5802 | 0 |  | 0
22.6174 | 0 |  | 0
22.6547 | 0 |  | 0
22.692 | 0 |  | 0
22.7292 | 0 |  | 0
22.7665 | 0 |  | 0
22.8037 | 0 |  | 0
22.841 | 0 |  | 0
22.8783 | 0 |  | 0
22.9155 | 0 |  | 0
22.9528 | 0 |  | 0
22.99 | 0 |  | 0
23.0273 | 0 |  | 0
23.0646 | 0 |  | 0
23.1018 | 0 |  | 0
23.1391 | 0 |  | 0
23.1763 | 0 |  | 0
23.2136 | 0 |  | 0
23.2509 | 0 |  | 0
23.2881 | 0 |  | 0
23.3254 | 0 |  | 0
23.3626 | 0 |  | 0
23.3999 | 0 |  | 0
23.4372 | 0 |  | 0
23.4744 | 0 |  | 0
23.5117 | 0 |  | 0
23.549 | 0 |  | 0
23.5862 | 0 |  | 0
23.6235 | 0 |  | 0
23.6607 | 0 |  | 0
23.698 | 0 |  | 0
23.7353 | 0 |  | 0
23.7725 | 0 |  | 0
23.8098 | 0 |  | 0
23.847 | 0 |  | 0
23.8843 | 0 |  | 0
23.9216 | 0 |  | 0
23.9588 | 0 |  | 0
23.9961 | 0 |  | 0
24.0333 | 0 |  | 0
24.0706 | 0 |  | 0
24.1079 | 0 |  | 0
24.1451 | 0 |  | 0
24.1824 | 0 |  | 0
24.2197 | 0 |  | 0
24.2569 | 0 |  | 0
24.2942 | 0 |  | 0
24.3314 | 0 |  | 0
24.3687 | 0 |  | 0
24.406 | 0 |  | 0
24.4432 | 0 |  | 0
24.4805 | 0 |  | 0
24.5177 | 0 |  | 0
24.555 | 0 |  | 0
24.5923 | 0 |  | 0
24.6295 | 0 |  | 0
24.6668 | 0 |  | 0
24.704 | 0 |  | 0
24.7413 | 0 |  | 0
24.7786 | 0 |  | 0
24.8158 | 0 |  | 0
24.8531 | 0 |  | 0
24.8904 | 0 |  | 0
24.9276 | 0 |  | 0
24.9649 | 0 |  | 0
25.0021 | 0 |  | 0
25.0394 | 0 |  | 0
25.0767 | 0 |  | 0
25.1139 | 0 |  | 0
25.1512 | 0 |  | 0
25.1884 | 0 |  | 0
25.2257 | 0 |  | 0
25.263 | 0 |  | 0
25.3002 | 0 |  | 0
25.3375 | 0 |  | 0
25.3747 | 0 |  | 0
25.412 | 0 |  | 0
25.4493 | 0 |  | 0
25.4865 | 0 |  | 0
25.5238 | 0 |  | 0
25.5611 | 0 |  | 0
25.5983 | 0 |  | 0
25.6356 | 0 |  | 0
25.6728 | 0 |  | 0
25.7101 | 0 |  | 0
25.7474 | 0 |  | 0
25.7846 | 0 |  | 0
25.8219 | 0 |  | 0
25.8591 | 0 |  | 0
25.8964 | 0 |  | 0
25.9337 | 0 |  | 0

## Vivid Plots (hidden)
| X |  | Y |  |  | factor
-11.873 | 0 | -11.918 | 1800.117 | 0 | 1800.117 | 1
-11.827 | 0 | -11.873 | 1797.319 | 0 | 1797.319
-11.782 | 0 | -11.827 | 1791.486 | 0 | 1791.486
-11.737 | 196.884 | -11.782 | 1798.428 | 196.884 | 1798.428
-11.692 | 525.047 | -11.737 | 1812.132 | 525.047 | 1812.132
-11.646 | 848.874 | -11.692 | 1832.167 | 848.874 | 1832.167
-11.601 | 1176.61 | -11.646 | 1856.622 | 1176.61 | 1856.622
-11.556 | 1377.602 | -11.601 | 1884.857 | 1377.602 | 1884.857
-11.51 | 1389.593 | -11.556 | 1904.413 | 1389.593 | 1904.413
-11.465 | 1408.743 | -11.51 | 1922.055 | 1408.743 | 1922.055
-11.42 | 1428.719 | -11.465 | 1946.009 | 1428.719 | 1946.009
-11.374 | 1456.895 | -11.42 | 1969.521 | 1456.895 | 1969.521
-11.329 | 1474.518 | -11.374 | 1991.329 | 1474.518 | 1991.329
-11.283 | 1498.23 | -11.329 | 2024.699 | 1498.23 | 2024.699
-11.238 | 1510.983 | -11.283 | 2047.307 | 1510.983 | 2047.307
-11.192 | 1534.45 | -11.238 | 2062.114 | 1534.45 | 2062.114
-11.147 | 1573.028 | -11.192 | 2079.644 | 1573.028 | 2079.644
-11.102 | 1593.928 | -11.147 | 2098.211 | 1593.928 | 2098.211
-11.056 | 1606.622 | -11.102 | 2118.655 | 1606.622 | 2118.655
-11.011 | 1629.59 | -11.056 | 2150.001 | 1629.59 | 2150.001
-10.965 | 1657.365 | -11.011 | 2173.347 | 1657.365 | 2173.347
-10.919 | 1666.665 | -10.965 | 2202.338 | 1666.665 | 2202.338
-10.874 | 1684.762 | -10.919 | 2237.386 | 1684.762 | 2237.386
-10.828 | 1710.176 | -10.874 | 2276.807 | 1710.176 | 2276.807
-10.783 | 1726.985 | -10.828 | 2286.868 | 1726.985 | 2286.868
-10.737 | 1748.177 | -10.783 | 2317.862 | 1748.177 | 2317.862
-10.692 | 1771.654 | -10.737 | 2351.971 | 1771.654 | 2351.971
-10.646 | 1801.594 | -10.692 | 2380.405 | 1801.594 | 2380.405
-10.6 | 1817.299 | -10.646 | 2398.78 | 1817.299 | 2398.78
-10.555 | 1845.109 | -10.6 | 2434.282 | 1845.109 | 2434.282
-10.509 | 1877.7 | -10.555 | 2459.1 | 1877.7 | 2459.1
-10.463 | 1913.605 | -10.509 | 2506.454 | 1913.605 | 2506.454
-10.418 | 1931.539 | -10.463 | 2542.707 | 1931.539 | 2542.707
-10.372 | 1957.802 | -10.418 | 2570.795 | 1957.802 | 2570.795
-10.326 | 1984.67 | -10.372 | 2602.616 | 1984.67 | 2602.616
-10.281 | 2017.353 | -10.326 | 2624.617 | 2017.353 | 2624.617
-10.235 | 2051.676 | -10.281 | 2649.52 | 2051.676 | 2649.52
-10.189 | 2077.854 | -10.235 | 2674.406 | 2077.854 | 2674.406
-10.143 | 2114.002 | -10.189 | 2713.015 | 2114.002 | 2713.015
-10.097 | 2135.146 | -10.143 | 2747.017 | 2135.146 | 2747.017
-10.052 | 2170.622 | -10.097 | 2790.77 | 2170.622 | 2790.77
-10.006 | 2205.863 | -10.052 | 2829.917 | 2205.863 | 2829.917
-9.96 | 2245.233 | -10.006 | 2870.698 | 2245.233 | 2870.698
-9.914 | 2285.196 | -9.96 | 2923.913 | 2285.196 | 2923.913
-9.868 | 2311.431 | -9.914 | 2971.482 | 2311.431 | 2971.482
-9.823 | 2336.61 | -9.868 | 3004.071 | 2336.61 | 3004.071
-9.777 | 2364.054 | -9.823 | 3041.618 | 2364.054 | 3041.618
-9.731 | 2397.283 | -9.777 | 3077.065 | 2397.283 | 3077.065
-9.685 | 2419.714 | -9.731 | 3108.341 | 2419.714 | 3108.341
-9.639 | 2463.051 | -9.685 | 3161.977 | 2463.051 | 3161.977
-9.593 | 2509.048 | -9.639 | 3215.782 | 2509.048 | 3215.782
-9.547 | 2549.01 | -9.593 | 3260.852 | 2549.01 | 3260.852
-9.501 | 2581.083 | -9.547 | 3310.651 | 2581.083 | 3310.651
-9.455 | 2619.339 | -9.501 | 3362.898 | 2619.339 | 3362.898
-9.409 | 2659.842 | -9.455 | 3395.049 | 2659.842 | 3395.049
-9.363 | 2697.631 | -9.409 | 3435.655 | 2697.631 | 3435.655
-9.317 | 2728.166 | -9.363 | 3484.501 | 2728.166 | 3484.501
-9.271 | 2788.826 | -9.317 | 3536.825 | 2788.826 | 3536.825
-9.225 | 2830.042 | -9.271 | 3583.126 | 2830.042 | 3583.126
-9.179 | 2868.343 | -9.225 | 3634.763 | 2868.343 | 3634.763
-9.133 | 2916.311 | -9.179 | 3680.589 | 2916.311 | 3680.589
-9.087 | 2956.002 | -9.133 | 3736.492 | 2956.002 | 3736.492
-9.041 | 2984.539 | -9.087 | 3798.335 | 2984.539 | 3798.335
-8.995 | 3043.752 | -9.041 | 3843.034 | 3043.752 | 3843.034
-8.949 | 3102.926 | -8.995 | 3898.417 | 3102.926 | 3898.417
-8.903 | 3181.408 | -8.949 | 3970.032 | 3181.408 | 3970.032
-8.857 | 3255.928 | -8.903 | 4050.862 | 3255.928 | 4050.862
-8.811 | 3325.049 | -8.857 | 4103.448 | 3325.049 | 4103.448
-8.764 | 3361.228 | -8.811 | 4154.563 | 3361.228 | 4154.563
-8.718 | 3405.401 | -8.764 | 4212.843 | 3405.401 | 4212.843
-8.672 | 3455.506 | -8.718 | 4285.268 | 3455.506 | 4285.268
-8.626 | 3511.741 | -8.672 | 4357.648 | 3511.741 | 4357.648
-8.58 | 3561.166 | -8.626 | 4427.722 | 3561.166 | 4427.722
-8.534 | 3624.927 | -8.58 | 4483.793 | 3624.927 | 4483.793
-8.487 | 3700.753 | -8.534 | 4552.965 | 3700.753 | 4552.965
-8.441 | 3752.946 | -8.487 | 4621.479 | 3752.946 | 4621.479
-8.395 | 3827.044 | -8.441 | 4696.104 | 3827.044 | 4696.104
-8.349 | 3880.193 | -8.395 | 4777.45 | 3880.193 | 4777.45
-8.302 | 3951.543 | -8.349 | 4872.886 | 3951.543 | 4872.886
-8.256 | 4023.875 | -8.302 | 4934.666 | 4023.875 | 4934.666
-8.21 | 4112.744 | -8.256 | 5027.13 | 4112.744 | 5027.13
-8.164 | 4179.457 | -8.21 | 5097.837 | 4179.457 | 5097.837
-8.117 | 4253.701 | -8.164 | 5194.495 | 4253.701 | 5194.495
-8.071 | 4318.289 | -8.117 | 5284.548 | 4318.289 | 5284.548
-8.025 | 4392.04 | -8.071 | 5382.319 | 4392.04 | 5382.319
-7.978 | 4473.31 | -8.025 | 5478.602 | 4473.31 | 5478.602
-7.932 | 4555.759 | -7.978 | 5566.245 | 4555.759 | 5566.245
-7.886 | 4616.103 | -7.932 | 5639.539 | 4616.103 | 5639.539
-7.839 | 4699.69 | -7.886 | 5719.941 | 4699.69 | 5719.941
-7.793 | 4796.699 | -7.839 | 5812.14 | 4796.699 | 5812.14
-7.747 | 4903.241 | -7.793 | 5907.35 | 4903.241 | 5907.35
-7.7 | 4996.057 | -7.747 | 6018.013 | 4996.057 | 6018.013
-7.654 | 5093.307 | -7.7 | 6138.607 | 5093.307 | 6138.607
-7.607 | 5181.942 | -7.654 | 6251.182 | 5181.942 | 6251.182
-7.561 | 5262.989 | -7.607 | 6367.16 | 5262.989 | 6367.16
-7.515 | 5376.585 | -7.561 | 6498.763 | 5376.585 | 6498.763
-7.468 | 5487.674 | -7.515 | 6617.257 | 5487.674 | 6617.257
-7.422 | 5597.685 | -7.468 | 6728.764 | 5597.685 | 6728.764
-7.375 | 5702.345 | -7.422 | 6838.991 | 5702.345 | 6838.991
-7.329 | 5803.085 | -7.375 | 6945.091 | 5803.085 | 6945.091
-7.282 | 5879.572 | -7.329 | 7046.051 | 5879.572 | 7046.051
-7.236 | 5981.638 | -7.282 | 7160.18 | 5981.638 | 7160.18
-7.189 | 6090.359 | -7.236 | 7290.515 | 6090.359 | 7290.515
-7.143 | 6199.838 | -7.189 | 7408.995 | 6199.838 | 7408.995
-7.096 | 6298.699 | -7.143 | 7545.703 | 6298.699 | 7545.703
-7.05 | 6403.603 | -7.096 | 7683.762 | 6403.603 | 7683.762
-7.003 | 6519.621 | -7.05 | 7825.814 | 6519.621 | 7825.814
-6.957 | 6625.638 | -7.003 | 7975.305 | 6625.638 | 7975.305
-6.91 | 6741.342 | -6.957 | 8140.145 | 6741.342 | 8140.145
-6.864 | 6839.548 | -6.91 | 8303.887 | 6839.548 | 8303.887
-6.817 | 6984.546 | -6.864 | 8434.084 | 6984.546 | 8434.084
-6.771 | 7118.527 | -6.817 | 8568.275 | 7118.527 | 8568.275
-6.724 | 7257.51 | -6.771 | 8698.553 | 7257.51 | 8698.553
-6.677 | 7400.275 | -6.724 | 8834.243 | 7400.275 | 8834.243
-6.631 | 7556.34 | -6.677 | 8972.91 | 7556.34 | 8972.91
-6.584 | 7736.625 | -6.631 | 9118.4 | 7736.625 | 9118.4
-6.538 | 7907.918 | -6.584 | 9272.531 | 7907.918 | 9272.531
-6.491 | 8035.017 | -6.538 | 9441.369 | 8035.017 | 9441.369
-6.444 | 8153.564 | -6.491 | 9594.346 | 8153.564 | 9594.346
-6.398 | 8289.656 | -6.444 | 9748.066 | 8289.656 | 9748.066
-6.351 | 8440.045 | -6.398 | 9909.202 | 8440.045 | 9909.202
-6.304 | 8609.57 | -6.351 | 10060.968 | 8609.57 | 10060.968
-6.258 | 8767.501 | -6.304 | 10236.118 | 8767.501 | 10236.118
-6.211 | 8938.092 | -6.258 | 10417.457 | 8938.092 | 10417.457
-6.164 | 9132.845 | -6.211 | 10616.699 | 9132.845 | 10616.699
-6.118 | 9321.859 | -6.164 | 10811.613 | 9321.859 | 10811.613
-6.071 | 9490.606 | -6.118 | 11000.388 | 9490.606 | 11000.388
-6.024 | 9690.967 | -6.071 | 11176.165 | 9690.967 | 11176.165
-5.977 | 9878.936 | -6.024 | 11352.276 | 9878.936 | 11352.276
-5.931 | 10075.098 | -5.977 | 11523.677 | 10075.098 | 11523.677
-5.884 | 10256.861 | -5.931 | 11721.234 | 10256.861 | 11721.234
-5.837 | 10431.698 | -5.884 | 11940.291 | 10431.698 | 11940.291
-5.79 | 10612.312 | -5.837 | 12165.711 | 10612.312 | 12165.711
-5.744 | 10823.688 | -5.79 | 12404.344 | 10823.688 | 12404.344
-5.697 | 11035.987 | -5.744 | 12636.636 | 11035.987 | 12636.636
-5.65 | 11236.321 | -5.697 | 12872.867 | 11236.321 | 12872.867
-5.603 | 11439.801 | -5.65 | 13110.619 | 11439.801 | 13110.619
-5.557 | 11652.465 | -5.603 | 13343.246 | 11652.465 | 13343.246
-5.51 | 11875.315 | -5.557 | 13565.521 | 11875.315 | 13565.521
-5.463 | 12088.626 | -5.51 | 13814.886 | 12088.626 | 13814.886
-5.416 | 12292.204 | -5.463 | 14043.233 | 12292.204 | 14043.233
-5.369 | 12494.504 | -5.416 | 14275.927 | 12494.504 | 14275.927
-5.322 | 12663.356 | -5.369 | 14536.495 | 12663.356 | 14536.495
-5.276 | 12836.378 | -5.322 | 14787.119 | 12836.378 | 14787.119
-5.229 | 13028.439 | -5.276 | 15037.054 | 13028.439 | 15037.054
-5.182 | 13236.314 | -5.229 | 15304.793 | 13236.314 | 15304.793
-5.135 | 13459.591 | -5.182 | 15541.898 | 13459.591 | 15541.898
-5.088 | 13707.902 | -5.135 | 15788.772 | 13707.902 | 15788.772
-5.041 | 13924.604 | -5.088 | 16018.897 | 13924.604 | 16018.897
-4.994 | 14143.649 | -5.041 | 16241.523 | 14143.649 | 16241.523
-4.948 | 14377.481 | -4.994 | 16491.99 | 14377.481 | 16491.99
-4.901 | 14628.7 | -4.948 | 16782.325 | 14628.7 | 16782.325
-4.854 | 14868.005 | -4.901 | 17105.08 | 14868.005 | 17105.08
-4.807 | 15112.655 | -4.854 | 17374.764 | 15112.655 | 17374.764
-4.76 | 15354.626 | -4.807 | 17629.525 | 15354.626 | 17629.525
-4.713 | 15574.673 | -4.76 | 17884.617 | 15574.673 | 17884.617
-4.666 | 15809.896 | -4.713 | 18185.958 | 15809.896 | 18185.958
-4.619 | 16072.516 | -4.666 | 18459.146 | 16072.516 | 18459.146
-4.572 | 16327.448 | -4.619 | 18718.03 | 16327.448 | 18718.03
-4.525 | 16558.67 | -4.572 | 18945.587 | 16558.67 | 18945.587
-4.478 | 16799.249 | -4.525 | 19188.318 | 16799.249 | 19188.318
-4.431 | 17067.608 | -4.478 | 19465.447 | 17067.608 | 19465.447
-4.385 | 17349.714 | -4.431 | 19751.921 | 17349.714 | 19751.921
-4.338 | 17580.696 | -4.385 | 20003.082 | 17580.696 | 20003.082
-4.291 | 17848.457 | -4.338 | 20319.453 | 17848.457 | 20319.453
-4.244 | 18105.548 | -4.291 | 20615.93 | 18105.548 | 20615.93
-4.197 | 18375.187 | -4.244 | 20884.32 | 18375.187 | 20884.32
-4.15 | 18622.758 | -4.197 | 21123.441 | 18622.758 | 21123.441
-4.103 | 18919.682 | -4.15 | 21407.129 | 18919.682 | 21407.129
-4.056 | 19198.541 | -4.103 | 21679.357 | 19198.541 | 21679.357
-4.009 | 19449.147 | -4.056 | 21982.929 | 19449.147 | 21982.929
-3.962 | 19690.109 | -4.009 | 22247.049 | 19690.109 | 22247.049
-3.915 | 19924.433 | -3.962 | 22556.103 | 19924.433 | 22556.103
-3.868 | 20201.684 | -3.915 | 22851.304 | 20201.684 | 22851.304
-3.821 | 20524.241 | -3.868 | 23132.661 | 20524.241 | 23132.661
-3.774 | 20796.387 | -3.821 | 23381.601 | 20796.387 | 23381.601
-3.727 | 21057.3 | -3.774 | 23609.328 | 21057.3 | 23609.328
-3.679 | 21291.609 | -3.727 | 23882.971 | 21291.609 | 23882.971
-3.632 | 21518.697 | -3.679 | 24118.228 | 21518.697 | 24118.228
-3.585 | 21731.382 | -3.632 | 24408.571 | 21731.382 | 24408.571
-3.538 | 21957.419 | -3.585 | 24687.891 | 21957.419 | 24687.891
-3.491 | 22215.766 | -3.538 | 24992.327 | 22215.766 | 24992.327
-3.444 | 22450.93 | -3.491 | 25240.235 | 22450.93 | 25240.235
-3.397 | 22699.437 | -3.444 | 25554.374 | 22699.437 | 25554.374
-3.35 | 22957.095 | -3.397 | 25828.564 | 22957.095 | 25828.564
-3.303 | 23216.719 | -3.35 | 26083.173 | 23216.719 | 26083.173
-3.256 | 23467.938 | -3.303 | 26333.772 | 23467.938 | 26333.772
-3.209 | 23749.047 | -3.256 | 26643.987 | 23749.047 | 26643.987
-3.162 | 24085.957 | -3.209 | 26920.666 | 24085.957 | 26920.666
-3.115 | 24355.836 | -3.162 | 27206.893 | 24355.836 | 27206.893
-3.068 | 24557.715 | -3.115 | 27480.536 | 24557.715 | 27480.536
-3.02 | 24784.106 | -3.068 | 27758.148 | 24784.106 | 27758.148
-2.973 | 25028.225 | -3.02 | 28010.03 | 25028.225 | 28010.03
-2.926 | 25299.829 | -2.973 | 28257.718 | 25299.829 | 28257.718
-2.879 | 25546.511 | -2.926 | 28533.296 | 25546.511 | 28533.296
-2.832 | 25811.91 | -2.879 | 28812.05 | 25811.91 | 28812.05
-2.785 | 26044.827 | -2.832 | 29072.664 | 26044.827 | 29072.664
-2.738 | 26312.197 | -2.785 | 29301.402 | 26312.197 | 29301.402
-2.691 | 26555.659 | -2.738 | 29587.703 | 26555.659 | 29587.703
-2.643 | 26807.083 | -2.691 | 29832.176 | 26807.083 | 29832.176
-2.596 | 27068.26 | -2.643 | 30086.609 | 27068.26 | 30086.609
-2.549 | 27292.404 | -2.596 | 30323.921 | 27292.404 | 30323.921
-2.502 | 27478.336 | -2.549 | 30512.269 | 27478.336 | 30512.269
-2.455 | 27703.293 | -2.502 | 30696.855 | 27703.293 | 30696.855
-2.408 | 27920.696 | -2.455 | 30870.516 | 27920.696 | 30870.516
-2.361 | 28153.433 | -2.408 | 31065.695 | 28153.433 | 31065.695
-2.313 | 28423.984 | -2.361 | 31202.195 | 28423.984 | 31202.195
-2.266 | 28715.429 | -2.313 | 31384.095 | 28715.429 | 31384.095
-2.219 | 28939.038 | -2.266 | 31541.949 | 28939.038 | 31541.949
-2.172 | 29161.867 | -2.219 | 31694.265 | 29161.867 | 31694.265
-2.125 | 29408.78 | -2.172 | 31872.675 | 29408.78 | 31872.675
-2.078 | 29678.777 | -2.125 | 32068.419 | 29678.777 | 32068.419
-2.03 | 29938.047 | -2.078 | 32248.68 | 29938.047 | 32248.68
-1.983 | 30160.149 | -2.03 | 32443.49 | 30160.149 | 32443.49
-1.936 | 30358.215 | -1.983 | 32607.909 | 30358.215 | 32607.909
-1.889 | 30562.474 | -1.936 | 32770.776 | 30562.474 | 32770.776
-1.842 | 30828.188 | -1.889 | 32903.462 | 30828.188 | 32903.462
-1.794 | 31092.133 | -1.842 | 33069.193 | 31092.133 | 33069.193
-1.747 | 31403.804 | -1.794 | 33235.76 | 31403.804 | 33235.76
-1.7 | 31677.729 | -1.747 | 33410.121 | 31677.729 | 33410.121
-1.653 | 31955.057 | -1.7 | 33524.5 | 31955.057 | 33524.5
-1.606 | 32154.909 | -1.653 | 33667.549 | 32154.909 | 33667.549
-1.558 | 32364.536 | -1.606 | 33805.876 | 32364.536 | 33805.876
-1.511 | 32556.317 | -1.558 | 33924.979 | 32556.317 | 33924.979
-1.464 | 32755.491 | -1.511 | 33994.659 | 32755.491 | 33994.659
-1.417 | 32966.428 | -1.464 | 34088.638 | 32966.428 | 34088.638
-1.37 | 33172.042 | -1.417 | 34133.604 | 33172.042 | 34133.604
-1.322 | 33380.678 | -1.37 | 34167.707 | 33380.678 | 34167.707
-1.275 | 33601.873 | -1.322 | 34245.379 | 33601.873 | 34245.379
-1.228 | 33769.484 | -1.275 | 34395.812 | 33769.484 | 34395.812
-1.181 | 33925.03 | -1.228 | 34574.9 | 33925.03 | 34574.9
-1.134 | 34081.424 | -1.181 | 34715.508 | 34081.424 | 34715.508
-1.086 | 34212.054 | -1.134 | 34844.654 | 34212.054 | 34844.654
-1.039 | 34302.827 | -1.086 | 34897.201 | 34302.827 | 34897.201
-0.992 | 34406.568 | -1.039 | 35004.424 | 34406.568 | 35004.424
-0.945 | 34528.838 | -0.992 | 35041.811 | 34528.838 | 35041.811
-0.897 | 34637.467 | -0.945 | 35170.607 | 34637.467 | 35170.607
-0.85 | 34804.929 | -0.897 | 35243.867 | 34804.929 | 35243.867
-0.803 | 35009.579 | -0.85 | 35395.621 | 35009.579 | 35395.621
-0.756 | 35181.526 | -0.803 | 35454.517 | 35181.526 | 35454.517
-0.709 | 35297.746 | -0.756 | 35539.291 | 35297.746 | 35539.291
-0.661 | 35407.282 | -0.709 | 35590.184 | 35407.282 | 35590.184
-0.614 | 35490.281 | -0.661 | 35696.137 | 35490.281 | 35696.137
-0.567 | 35582.48 | -0.614 | 35716.992 | 35582.48 | 35716.992
-0.52 | 35601.299 | -0.567 | 35699.207 | 35601.299 | 35699.207
-0.472 | 35617.211 | -0.52 | 35696.782 | 35617.211 | 35696.782
-0.425 | 35677.858 | -0.472 | 35751.203 | 35677.858 | 35751.203
-0.378 | 35815.594 | -0.425 | 35751.106 | 35815.594 | 35751.106
-0.331 | 35922.433 | -0.378 | 35775.299 | 35922.433 | 35775.299
-0.283 | 35987.658 | -0.331 | 35844.225 | 35987.658 | 35844.225
-0.236 | 35988.247 | -0.283 | 35921.956 | 35988.247 | 35921.956
-0.189 | 36001.811 | -0.236 | 36047.397 | 36001.811 | 36047.397
-0.142 | 36061.497 | -0.189 | 36181.841 | 36061.497 | 36181.841
-0.094 | 36090.888 | -0.142 | 36259.191 | 36090.888 | 36259.191
-0.047 | 36163.622 | -0.094 | 36250.074 | 36163.622 | 36250.074
0 | 36166.364 | -0.047 | 36198.754 | 36166.364 | 36198.754
0.047 | 36175.134 | 0 | 36166.364 | 36175.134 | 36166.364
0.094 | 36223.08 | 0.047 | 36139.605 | 36223.08 | 36139.605
0.142 | 36306.034 | 0.094 | 36110.141 | 36306.034 | 36110.141
0.189 | 36302.125 | 0.142 | 36130.372 | 36302.125 | 36130.372
0.236 | 36338.385 | 0.189 | 36147.105 | 36338.385 | 36147.105
0.283 | 36336.014 | 0.236 | 36221.871 | 36336.014 | 36221.871
0.331 | 36350.787 | 0.283 | 36270.511 | 36350.787 | 36270.511
0.378 | 36387.47 | 0.331 | 36298.781 | 36387.47 | 36298.781
0.425 | 36482.985 | 0.378 | 36289.213 | 36482.985 | 36289.213
0.472 | 36564.087 | 0.425 | 36211.036 | 36564.087 | 36211.036
0.52 | 36651.619 | 0.472 | 36166.081 | 36651.619 | 36166.081
0.567 | 36699.526 | 0.52 | 36149.387 | 36699.526 | 36149.387
0.614 | 36709.395 | 0.567 | 36234.802 | 36709.395 | 36234.802
0.661 | 36713.78 | 0.614 | 36230.564 | 36713.78 | 36230.564
0.709 | 36707.719 | 0.661 | 36222.429 | 36707.719 | 36222.429
0.756 | 36703.518 | 0.709 | 36206.625 | 36703.518 | 36206.625
0.803 | 36678.942 | 0.756 | 36218.291 | 36678.942 | 36218.291
0.85 | 36686.406 | 0.803 | 36125.002 | 36686.406 | 36125.002
0.897 | 36701.291 | 0.85 | 36034.362 | 36701.291 | 36034.362
0.945 | 36723.004 | 0.897 | 35957.687 | 36723.004 | 35957.687
0.992 | 36767.63 | 0.945 | 35904.114 | 36767.63 | 35904.114
1.039 | 36825.242 | 0.992 | 35823.801 | 36825.242 | 35823.801
1.086 | 36843.216 | 1.039 | 35812.066 | 36843.216 | 35812.066
1.134 | 36859.479 | 1.086 | 35713.22 | 36859.479 | 35713.22
1.181 | 36921.301 | 1.134 | 35626.354 | 36921.301 | 35626.354
1.228 | 36947.65 | 1.181 | 35466.86 | 36947.65 | 35466.86
1.275 | 36876.549 | 1.228 | 35356.68 | 36876.549 | 35356.68
1.322 | 36785.253 | 1.275 | 35239.012 | 36785.253 | 35239.012
1.37 | 36713.886 | 1.322 | 35176.229 | 36713.886 | 35176.229
1.417 | 36696.426 | 1.37 | 35082.321 | 36696.426 | 35082.321
1.464 | 36688.971 | 1.417 | 35001.983 | 36688.971 | 35001.983
1.511 | 36647.216 | 1.464 | 34968.794 | 36647.216 | 34968.794
1.558 | 36549.297 | 1.511 | 34903.085 | 36549.297 | 34903.085
1.606 | 36395.2 | 1.558 | 34760.142 | 36395.2 | 34760.142
1.653 | 36257.85 | 1.606 | 34634.539 | 36257.85 | 34634.539
1.7 | 36161.495 | 1.653 | 34533.434 | 36161.495 | 34533.434
1.747 | 36137.948 | 1.7 | 34475.711 | 36137.948 | 34475.711
1.794 | 36099.959 | 1.747 | 34404.334 | 36099.959 | 34404.334
1.842 | 36027.845 | 1.794 | 34298.032 | 36027.845 | 34298.032
1.889 | 35939.49 | 1.842 | 34153.018 | 35939.49 | 34153.018
1.936 | 35820.177 | 1.889 | 34004.273 | 35820.177 | 34004.273
1.983 | 35717.818 | 1.936 | 33806.065 | 35717.818 | 33806.065
2.03 | 35625.457 | 1.983 | 33664.364 | 35625.457 | 33664.364
2.078 | 35492.58 | 2.03 | 33503.218 | 35492.58 | 33503.218
2.125 | 35351.995 | 2.078 | 33322.621 | 35351.995 | 33322.621
2.172 | 35229.159 | 2.125 | 33155.784 | 35229.159 | 33155.784
2.219 | 35070.563 | 2.172 | 33020.411 | 35070.563 | 33020.411
2.266 | 34931.106 | 2.219 | 32852.654 | 34931.106 | 32852.654
2.313 | 34777.766 | 2.266 | 32695.874 | 34777.766 | 32695.874
2.361 | 34665.457 | 2.313 | 32450.785 | 34665.457 | 32450.785
2.408 | 34601.953 | 2.361 | 32261.033 | 34601.953 | 32261.033
2.455 | 34502.68 | 2.408 | 32055.784 | 34502.68 | 32055.784
2.502 | 34456.604 | 2.455 | 31894.345 | 34456.604 | 31894.345
2.549 | 34360.419 | 2.502 | 31707.854 | 34360.419 | 31707.854
2.596 | 34221.875 | 2.549 | 31508.647 | 34221.875 | 31508.647
2.643 | 33999.339 | 2.596 | 31342.908 | 33999.339 | 31342.908
2.691 | 33865.839 | 2.643 | 31174.009 | 33865.839 | 31174.009
2.738 | 33771.412 | 2.691 | 30973.072 | 33771.412 | 30973.072
2.785 | 33665.877 | 2.738 | 30762.591 | 33665.877 | 30762.591
2.832 | 33530.9 | 2.785 | 30541.366 | 33530.9 | 30541.366
2.879 | 33382.608 | 2.832 | 30323.735 | 33382.608 | 30323.735
2.926 | 33220.398 | 2.879 | 30113.284 | 33220.398 | 30113.284
2.973 | 33002.014 | 2.926 | 29900.45 | 33002.014 | 29900.45
3.02 | 32795.201 | 2.973 | 29713.531 | 32795.201 | 29713.531
3.068 | 32622.088 | 3.02 | 29490.746 | 32622.088 | 29490.746
3.115 | 32420.485 | 3.068 | 29283.312 | 32420.485 | 29283.312
3.162 | 32214.706 | 3.115 | 29020.856 | 32214.706 | 29020.856
3.209 | 32042.239 | 3.162 | 28794.478 | 32042.239 | 28794.478
3.256 | 31834.685 | 3.209 | 28552.741 | 31834.685 | 28552.741
3.303 | 31616.763 | 3.256 | 28336.523 | 31616.763 | 28336.523
3.35 | 31380.888 | 3.303 | 28083.199 | 31380.888 | 28083.199
3.397 | 31169.35 | 3.35 | 27830.258 | 31169.35 | 27830.258
3.444 | 30943.244 | 3.397 | 27578.496 | 30943.244 | 27578.496
3.491 | 30711.943 | 3.444 | 27331.905 | 30711.943 | 27331.905
3.538 | 30481.033 | 3.491 | 27074.916 | 30481.033 | 27074.916
3.585 | 30297.233 | 3.538 | 26844.055 | 30297.233 | 26844.055
3.632 | 30140.793 | 3.585 | 26579.035 | 30140.793 | 26579.035
3.679 | 29965.591 | 3.632 | 26283.035 | 29965.591 | 26283.035
3.727 | 29765.424 | 3.679 | 26021.547 | 29765.424 | 26021.547
3.774 | 29545.074 | 3.727 | 25737.455 | 29545.074 | 25737.455
3.821 | 29304.73 | 3.774 | 25430.148 | 29304.73 | 25430.148
3.868 | 29016.6 | 3.821 | 25159.359 | 29016.6 | 25159.359
3.915 | 28703.847 | 3.868 | 24876.339 | 28703.847 | 24876.339
3.962 | 28433.428 | 3.915 | 24587.479 | 28433.428 | 24587.479
4.009 | 28175.57 | 3.962 | 24319.36 | 28175.57 | 24319.36
4.056 | 27868.282 | 4.009 | 24071.194 | 27868.282 | 24071.194
4.103 | 27573.743 | 4.056 | 23789.792 | 27573.743 | 23789.792
4.15 | 27347.974 | 4.103 | 23502.738 | 27347.974 | 23502.738
4.197 | 27080.76 | 4.15 | 23230.234 | 27080.76 | 23230.234
4.244 | 26831.113 | 4.197 | 22989.492 | 26831.113 | 22989.492
4.291 | 26589.636 | 4.244 | 22736.702 | 26589.636 | 22736.702
4.338 | 26343.116 | 4.291 | 22420.812 | 26343.116 | 22420.812
4.385 | 26026.473 | 4.338 | 22162.308 | 26026.473 | 22162.308
4.431 | 25770.045 | 4.385 | 21904.552 | 25770.045 | 21904.552
4.478 | 25515.573 | 4.431 | 21690.001 | 25515.573 | 21690.001
4.525 | 25254.04 | 4.478 | 21439.756 | 25254.04 | 21439.756
4.572 | 24963.399 | 4.525 | 21182.043 | 24963.399 | 21182.043
4.619 | 24669.886 | 4.572 | 20914.652 | 24669.886 | 20914.652
4.666 | 24372.095 | 4.619 | 20632.766 | 24372.095 | 20632.766
4.713 | 24064.808 | 4.666 | 20273.426 | 24064.808 | 20273.426
4.76 | 23764.865 | 4.713 | 19934.835 | 23764.865 | 19934.835
4.807 | 23481.294 | 4.76 | 19610.586 | 23481.294 | 19610.586
4.854 | 23236.575 | 4.807 | 19320.143 | 23236.575 | 19320.143
4.901 | 22985.779 | 4.854 | 19024.602 | 22985.779 | 19024.602
4.948 | 22737.732 | 4.901 | 18739.811 | 22737.732 | 18739.811
4.994 | 22516.728 | 4.948 | 18464.371 | 22516.728 | 18464.371
5.041 | 22266.354 | 4.994 | 18200.495 | 22266.354 | 18200.495
5.088 | 21973.335 | 5.041 | 17948.588 | 21973.335 | 17948.588
5.135 | 21676.615 | 5.088 | 17692.189 | 21676.615 | 17692.189
5.182 | 21347.454 | 5.135 | 17431.293 | 21347.454 | 17431.293
5.229 | 21020.801 | 5.182 | 17163.885 | 21020.801 | 17163.885
5.276 | 20733.444 | 5.229 | 16931.564 | 20733.444 | 16931.564
5.322 | 20481.789 | 5.276 | 16684.697 | 20481.789 | 16684.697
5.369 | 20204.114 | 5.322 | 16436.947 | 20204.114 | 16436.947
5.416 | 19901.807 | 5.369 | 16120.331 | 19901.807 | 16120.331
5.463 | 19628.574 | 5.416 | 15855.502 | 19628.574 | 15855.502
5.51 | 19327.275 | 5.463 | 15636.458 | 19327.275 | 15636.458
5.557 | 18986.213 | 5.51 | 15415.53 | 18986.213 | 15415.53
5.603 | 18672.611 | 5.557 | 15151.245 | 18672.611 | 15151.245
5.65 | 18422.74 | 5.603 | 14914.449 | 18422.74 | 14914.449
5.697 | 18145.386 | 5.65 | 14673.742 | 18145.386 | 14673.742
5.744 | 17839.317 | 5.697 | 14399.101 | 17839.317 | 14399.101
5.79 | 17560.744 | 5.744 | 14145.714 | 17560.744 | 14145.714
5.837 | 17299.002 | 5.79 | 13874.29 | 17299.002 | 13874.29
5.884 | 17050.27 | 5.837 | 13592.879 | 17050.27 | 13592.879
5.931 | 16826.859 | 5.884 | 13321.638 | 16826.859 | 13321.638
5.977 | 16608.815 | 5.931 | 13069.65 | 16608.815 | 13069.65
6.024 | 16373.941 | 5.977 | 12839.954 | 16373.941 | 12839.954
6.071 | 16135.14 | 6.024 | 12645.279 | 16135.14 | 12645.279
6.118 | 15854.854 | 6.071 | 12437.811 | 15854.854 | 12437.811
6.164 | 15577.278 | 6.118 | 12217.74 | 15577.278 | 12217.74
6.211 | 15313.727 | 6.164 | 12015.956 | 15313.727 | 12015.956
6.258 | 15072.294 | 6.211 | 11821.36 | 15072.294 | 11821.36
6.304 | 14789.524 | 6.258 | 11602.233 | 14789.524 | 11602.233
6.351 | 14521.794 | 6.304 | 11409.489 | 14521.794 | 11409.489
6.398 | 14278.619 | 6.351 | 11234.253 | 14278.619 | 11234.253
6.444 | 14042.418 | 6.398 | 11057.729 | 14042.418 | 11057.729
6.491 | 13795.389 | 6.444 | 10885.175 | 13795.389 | 10885.175
6.538 | 13575.169 | 6.491 | 10703.036 | 13575.169 | 10703.036
6.584 | 13355.256 | 6.538 | 10508.469 | 13355.256 | 10508.469
6.631 | 13121.675 | 6.584 | 10323.329 | 13121.675 | 10323.329
6.677 | 12899.33 | 6.631 | 10118.257 | 12899.33 | 10118.257
6.724 | 12680.936 | 6.677 | 9922.811 | 12680.936 | 9922.811
6.771 | 12452.102 | 6.724 | 9740.241 | 12452.102 | 9740.241
6.817 | 12225.592 | 6.771 | 9571.368 | 12225.592 | 9571.368
6.864 | 12036.088 | 6.817 | 9412.35 | 12036.088 | 9412.35
6.91 | 11846.292 | 6.864 | 9266.845 | 11846.292 | 9266.845
6.957 | 11655.595 | 6.91 | 9117.012 | 11655.595 | 9117.012
7.003 | 11482.263 | 6.957 | 8973.398 | 11482.263 | 8973.398
7.05 | 11302.555 | 7.003 | 8816.926 | 11302.555 | 8816.926
7.096 | 11122.962 | 7.05 | 8645.961 | 11122.962 | 8645.961
7.143 | 10961.973 | 7.096 | 8474.096 | 10961.973 | 8474.096
7.189 | 10795.419 | 7.143 | 8337.902 | 10795.419 | 8337.902
7.236 | 10597.27 | 7.189 | 8197.169 | 10597.27 | 8197.169
7.282 | 10399.221 | 7.236 | 8044.166 | 10399.221 | 8044.166
7.329 | 10203.714 | 7.282 | 7896.778 | 10203.714 | 7896.778
7.375 | 10032.725 | 7.329 | 7752.568 | 10032.725 | 7752.568
7.422 | 9853.912 | 7.375 | 7602.584 | 9853.912 | 7602.584
7.468 | 9690.683 | 7.422 | 7442.952 | 9690.683 | 7442.952
7.515 | 9536.737 | 7.468 | 7293.211 | 9536.737 | 7293.211
7.561 | 9353.369 | 7.515 | 7151.942 | 9353.369 | 7151.942
7.607 | 9144.219 | 7.561 | 7011.818 | 9144.219 | 7011.818
7.654 | 8977.766 | 7.607 | 6873.043 | 8977.766 | 6873.043
7.7 | 8831.412 | 7.654 | 6757.842 | 8831.412 | 6757.842
7.747 | 8693.751 | 7.7 | 6665.216 | 8693.751 | 6665.216
7.793 | 8567.851 | 7.747 | 6568.258 | 8567.851 | 6568.258
7.839 | 8421.877 | 7.793 | 6460.431 | 8421.877 | 6460.431
7.886 | 8255.193 | 7.839 | 6328.249 | 8255.193 | 6328.249
7.932 | 8088.616 | 7.886 | 6210.286 | 8088.616 | 6210.286
7.978 | 7950.553 | 7.932 | 6108.394 | 7950.553 | 6108.394
8.025 | 7818.542 | 7.978 | 5997.656 | 7818.542 | 5997.656
8.071 | 7702.612 | 8.025 | 5887.468 | 7702.612 | 5887.468
8.117 | 7590.707 | 8.071 | 5790.098 | 7590.707 | 5790.098
8.164 | 7489.789 | 8.117 | 5666.487 | 7489.789 | 5666.487
8.21 | 7377.145 | 8.164 | 5547.507 | 7377.145 | 5547.507
8.256 | 7242.524 | 8.21 | 5460.799 | 7242.524 | 5460.799
8.302 | 7087.744 | 8.256 | 5369.535 | 7087.744 | 5369.535
8.349 | 6953.157 | 8.302 | 5273.3 | 6953.157 | 5273.3
8.395 | 6828.326 | 8.349 | 5205.082 | 6828.326 | 5205.082
8.441 | 6700.547 | 8.395 | 5120.219 | 6700.547 | 5120.219
8.487 | 6581.51 | 8.441 | 5013.567 | 6581.51 | 5013.567
8.534 | 6475.738 | 8.487 | 4906.436 | 6475.738 | 4906.436
8.58 | 6365.795 | 8.534 | 4792.259 | 6365.795 | 4792.259
8.626 | 6243.255 | 8.58 | 4683.551 | 6243.255 | 4683.551
8.672 | 6138.715 | 8.626 | 4602.293 | 6138.715 | 4602.293
8.718 | 6040.276 | 8.672 | 4531.461 | 6040.276 | 4531.461
8.764 | 5935.195 | 8.718 | 4464.695 | 5935.195 | 4464.695
8.811 | 5844.649 | 8.764 | 4374.448 | 5844.649 | 4374.448
8.857 | 5756.309 | 8.811 | 4283.526 | 5756.309 | 4283.526
8.903 | 5650.211 | 8.857 | 4192.336 | 5650.211 | 4192.336
8.949 | 5540.748 | 8.903 | 4115.083 | 5540.748 | 4115.083
8.995 | 5450.574 | 8.949 | 4049.309 | 5450.574 | 4049.309
9.041 | 5356.838 | 8.995 | 3985.14 | 5356.838 | 3985.14
9.087 | 5274.172 | 9.041 | 3907.329 | 5274.172 | 3907.329
9.133 | 5205.887 | 9.087 | 3840.596 | 5205.887 | 3840.596
9.179 | 5129.718 | 9.133 | 3780.419 | 5129.718 | 3780.419
9.225 | 5057.42 | 9.179 | 3709.679 | 5057.42 | 3709.679
9.271 | 4989.617 | 9.225 | 3674.39 | 4989.617 | 3674.39
9.317 | 4909.583 | 9.271 | 3636.602 | 4909.583 | 3636.602
9.363 | 4827.427 | 9.317 | 3572.765 | 4827.427 | 3572.765
9.409 | 4741.7 | 9.363 | 3512.603 | 4741.7 | 3512.603
9.455 | 4652.811 | 9.409 | 3431.727 | 4652.811 | 3431.727
9.501 | 4554.135 | 9.455 | 3342.935 | 4554.135 | 3342.935
9.547 | 4456.008 | 9.501 | 3285.316 | 4456.008 | 3285.316
9.593 | 4384.933 | 9.547 | 3223.31 | 4384.933 | 3223.31
9.639 | 4322.922 | 9.593 | 3178.238 | 4322.922 | 3178.238
9.685 | 4262.525 | 9.639 | 3151.984 | 4262.525 | 3151.984
9.731 | 4190.684 | 9.685 | 3123.642 | 4190.684 | 3123.642
9.777 | 4128.954 | 9.731 | 3090.72 | 4128.954 | 3090.72
9.823 | 4062.614 | 9.777 | 3067.11 | 4062.614 | 3067.11
9.868 | 4001 | 9.823 | 3010.289 | 4001 | 3010.289
9.914 | 3932.905 | 9.868 | 2949.69 | 3932.905 | 2949.69
9.96 | 3871.822 | 9.914 | 2909.187 | 3871.822 | 2909.187
10.006 | 3807.576 | 9.96 | 2862.423 | 3807.576 | 2862.423
10.052 | 3747.025 | 10.006 | 2810.22 | 3747.025 | 2810.22
10.097 | 3695.581 | 10.052 | 2767.751 | 3695.581 | 2767.751
10.143 | 3652.007 | 10.097 | 2710.689 | 3652.007 | 2710.689
10.189 | 3618.602 | 10.143 | 2655.04 | 3618.602 | 2655.04
10.235 | 3574.761 | 10.189 | 2607.883 | 3574.761 | 2607.883
10.281 | 3509.427 | 10.235 | 2566.313 | 3509.427 | 2566.313
10.326 | 3430.492 | 10.281 | 2540.964 | 3430.492 | 2540.964
10.372 | 3340.233 | 10.326 | 2518.932 | 3340.233 | 2518.932
10.418 | 3260.958 | 10.372 | 2476.448 | 3260.958 | 2476.448
10.463 | 3209.588 | 10.418 | 2447.492 | 3209.588 | 2447.492
10.509 | 3164.233 | 10.463 | 2428.116 | 3164.233 | 2428.116
10.555 | 3117.799 | 10.509 | 2384.921 | 3117.799 | 2384.921
10.6 | 3078.226 | 10.555 | 2345.661 | 3078.226 | 2345.661
10.646 | 3036.741 | 10.6 | 2301.981 | 3036.741 | 2301.981
10.692 | 2992.085 | 10.646 | 2275.621 | 2992.085 | 2275.621
10.737 | 2952.417 | 10.692 | 2234.389 | 2952.417 | 2234.389
10.783 | 2900.992 | 10.737 | 2191.448 | 2900.992 | 2191.448
10.828 | 2838.423 | 10.783 | 2145.122 | 2838.423 | 2145.122
10.874 | 2783.346 | 10.828 | 2102.947 | 2783.346 | 2102.947
10.919 | 2730.739 | 10.874 | 2082.742 | 2730.739 | 2082.742
10.965 | 2691.094 | 10.919 | 2056.86 | 2691.094 | 2056.86
11.011 | 2658.551 | 10.965 | 2031.798 | 2658.551 | 2031.798
11.056 | 2622.414 | 11.011 | 2008.184 | 2622.414 | 2008.184
11.102 | 2593.809 | 11.056 | 1975.734 | 2593.809 | 1975.734
11.147 | 2576.109 | 11.102 | 1954.179 | 2576.109 | 1954.179
11.192 | 2542.839 | 11.147 | 1927.564 | 2542.839 | 1927.564
11.238 | 2497.971 | 11.192 | 1884.947 | 2497.971 | 1884.947
11.283 | 2456.853 | 11.238 | 1839.769 | 2456.853 | 1839.769
11.329 | 2413.384 | 11.283 | 1804.232 | 2413.384 | 1804.232
11.374 | 2374.301 | 11.329 | 1772.243 | 2374.301 | 1772.243
11.374 | 2374.301 | 11.329 | 1772.243 | 2374.301 | 1772.243
11.42 | 2342.982 | 11.374 | 1749.496 | 2342.982 | 1749.496
11.465 | 2317.541 | 11.42 | 1740.429 | 2317.541 | 1740.429
11.51 | 2285.539 | 11.465 | 1728.614 | 2285.539 | 1728.614
11.556 | 2255.199 | 11.51 | 1704.345 | 2255.199 | 1704.345
11.601 | 2231.378 | 11.556 | 1669.079 | 2231.378 | 1669.079
11.646 | 2208.172 | 11.601 | 1641.173 | 2208.172 | 1641.173
11.692 | 2171.63 | 11.646 | 1609.861 | 2171.63 | 1609.861
11.737 | 2136.113 | 11.692 | 1591.415 | 2136.113 | 1591.415
11.782 | 2094.639 | 11.737 | 1353.865 | 2094.639 | 1353.865
11.827 | 2056.304 | 11.782 | 971.786 | 2056.304 | 971.786
11.873 | 2026.37 | 11.827 | 691.503 | 2026.37 | 691.503

## Paletta Plots (hidden)
| X |  | Y |  |  | factor
-29.091 | 89.428 | -28.113 | 99.075 | 89.428 | 99.075 | 1
-28.983 | 89.024 | -28.003 | 98.523 | 89.024 | 98.523
-28.875 | 89.641 | -27.893 | 98.565 | 89.641 | 98.565
-28.767 | 91.827 | -27.782 | 100.487 | 91.827 | 100.487
-28.658 | 91.002 | -27.672 | 103.273 | 91.002 | 103.273
-28.55 | 90.66 | -27.561 | 104.646 | 90.66 | 104.646
-28.441 | 94.133 | -27.45 | 106.474 | 94.133 | 106.474
-28.332 | 96.516 | -27.339 | 108.869 | 96.516 | 108.869
-28.222 | 98.469 | -27.228 | 110.904 | 98.469 | 110.904
-28.113 | 99.76 | -27.116 | 108.849 | 99.76 | 108.849
-28.003 | 101.809 | -27.004 | 109.096 | 101.809 | 109.096
-27.893 | 100.501 | -26.892 | 109.913 | 100.501 | 109.913
-27.782 | 100.136 | -26.78 | 111.807 | 100.136 | 111.807
-27.672 | 103.623 | -26.667 | 112.498 | 103.623 | 112.498
-27.561 | 106.448 | -26.554 | 114.712 | 106.448 | 114.712
-27.45 | 106.59 | -26.441 | 114.938 | 106.59 | 114.938
-27.339 | 105.865 | -26.328 | 115.22 | 105.865 | 115.22
-27.228 | 106.065 | -26.328 | 115.22 | 106.065 | 115.22
-27.116 | 106.149 | -26.215 | 115.668 | 106.149 | 115.668
-27.004 | 105.03 | -26.101 | 118.071 | 105.03 | 118.071
-26.892 | 105.117 | -25.987 | 118.899 | 105.117 | 118.899
-26.78 | 108.05 | -25.873 | 120.889 | 108.05 | 120.889
-26.667 | 109.83 | -25.759 | 121.593 | 109.83 | 121.593
-26.554 | 112.392 | -25.644 | 122.238 | 112.392 | 122.238
-26.441 | 115.672 | -25.53 | 123.651 | 115.672 | 123.651
-26.328 | 117.751 | -25.415 | 125.605 | 117.751 | 125.605
-26.215 | 119.034 | -25.299 | 126.891 | 119.034 | 126.891
-26.101 | 119.301 | -25.184 | 130.63 | 119.301 | 130.63
-25.987 | 120.572 | -25.068 | 133.965 | 120.572 | 133.965
-25.873 | 125.004 | -24.953 | 135.435 | 125.004 | 135.435
-25.759 | 129.467 | -24.836 | 134.674 | 129.467 | 134.674
-25.644 | 131.692 | -24.72 | 135.809 | 131.692 | 135.809
-25.53 | 131.258 | -24.604 | 135.807 | 131.258 | 135.807
-25.415 | 132.752 | -24.487 | 138.975 | 132.752 | 138.975
-25.299 | 133.195 | -24.37 | 141.322 | 133.195 | 141.322
-25.184 | 133.308 | -24.253 | 145.848 | 133.308 | 145.848
-25.068 | 133.802 | -24.136 | 149.177 | 133.802 | 149.177
-24.953 | 139.076 | -24.018 | 150.202 | 139.076 | 150.202
-24.836 | 142.803 | -23.9 | 151.328 | 142.803 | 151.328
-24.72 | 144.564 | -23.782 | 151.761 | 144.564 | 151.761
-24.604 | 148.04 | -23.664 | 151.77 | 148.04 | 151.77
-24.487 | 151.712 | -23.546 | 153.095 | 151.712 | 153.095
-24.37 | 154.345 | -23.427 | 154.202 | 154.345 | 154.202
-24.253 | 155.895 | -23.308 | 154.364 | 155.895 | 154.364
-24.136 | 157.278 | -23.189 | 154.629 | 157.278 | 154.629
-24.018 | 160.938 | -23.07 | 156.661 | 160.938 | 156.661
-23.9 | 164.844 | -22.95 | 158.372 | 164.844 | 158.372
-23.782 | 169.892 | -22.83 | 162.507 | 169.892 | 162.507
-23.664 | 171.592 | -22.71 | 167.239 | 171.592 | 167.239
-23.546 | 172.179 | -22.59 | 171.124 | 172.179 | 171.124
-23.427 | 175.228 | -22.59 | 171.124 | 175.228 | 171.124
-23.308 | 181.293 | -22.47 | 175.759 | 181.293 | 175.759
-23.189 | 185.45 | -22.349 | 178.374 | 185.45 | 178.374
-23.07 | 187.296 | -22.229 | 180.72 | 187.296 | 180.72
-22.95 | 188.511 | -22.108 | 183.056 | 188.511 | 183.056
-22.83 | 190.962 | -21.987 | 183.958 | 190.962 | 183.958
-22.71 | 195.31 | -21.865 | 186.984 | 195.31 | 186.984
-22.59 | 199.121 | -21.744 | 192.119 | 199.121 | 192.119
-22.47 | 202.348 | -21.622 | 197.078 | 202.348 | 197.078
-22.349 | 205.099 | -21.5 | 202.012 | 205.099 | 202.012
-22.229 | 212.483 | -21.378 | 205.919 | 212.483 | 205.919
-22.108 | 217.997 | -21.255 | 208.007 | 217.997 | 208.007
-21.987 | 221.908 | -21.132 | 209.686 | 221.908 | 209.686
-21.865 | 226.966 | -21.01 | 213.648 | 226.966 | 213.648
-21.744 | 232.302 | -20.887 | 216.847 | 232.302 | 216.847
-21.622 | 236.1 | -20.763 | 223.153 | 236.1 | 223.153
-21.5 | 239.779 | -20.64 | 230.467 | 239.779 | 230.467
-21.378 | 244.244 | -20.516 | 233.309 | 244.244 | 233.309
-21.255 | 248.888 | -20.392 | 235.746 | 248.888 | 235.746
-21.132 | 255.107 | -20.268 | 240.43 | 255.107 | 240.43
-21.01 | 260.5 | -20.144 | 246.414 | 260.5 | 246.414
-20.887 | 266.415 | -20.02 | 252.03 | 266.415 | 252.03
-20.763 | 276.018 | -19.895 | 259.764 | 276.018 | 259.764
-20.64 | 286.119 | -19.77 | 267.464 | 286.119 | 267.464
-20.516 | 293.954 | -19.645 | 273.432 | 293.954 | 273.432
-20.392 | 300.081 | -19.52 | 277.681 | 300.081 | 277.681
-20.268 | 309.418 | -19.395 | 280.513 | 309.418 | 280.513
-20.144 | 315.483 | -19.269 | 284.73 | 315.483 | 284.73
-20.02 | 319.274 | -19.143 | 292.244 | 319.274 | 292.244
-19.895 | 325.826 | -19.017 | 301.453 | 325.826 | 301.453
-19.77 | 337.355 | -18.891 | 311.386 | 337.355 | 311.386
-19.645 | 347.572 | -18.765 | 319.894 | 347.572 | 319.894
-19.52 | 358.083 | -18.638 | 327.557 | 358.083 | 327.557
-19.395 | 369.802 | -18.638 | 327.557 | 369.802 | 327.557
-19.269 | 378.002 | -18.512 | 335.52 | 378.002 | 335.52
-19.143 | 389.387 | -18.385 | 344.209 | 389.387 | 344.209
-19.017 | 401.25 | -18.257 | 352.627 | 401.25 | 352.627
-18.891 | 419.757 | -18.13 | 359.547 | 419.757 | 359.547
-18.765 | 430.216 | -18.003 | 368.889 | 430.216 | 368.889
-18.638 | 443.487 | -17.875 | 380.966 | 443.487 | 380.966
-18.512 | 456.18 | -17.747 | 391.165 | 456.18 | 391.165
-18.385 | 472.707 | -17.619 | 400.997 | 472.707 | 400.997
-18.257 | 487.794 | -17.491 | 412.098 | 487.794 | 412.098
-18.13 | 502.441 | -17.362 | 424.74 | 502.441 | 424.74
-18.003 | 519.336 | -17.234 | 437.007 | 519.336 | 437.007
-17.875 | 538.981 | -17.105 | 453.077 | 538.981 | 453.077
-17.747 | 555.546 | -16.976 | 466.771 | 555.546 | 466.771
-17.619 | 573.822 | -16.847 | 478.657 | 573.822 | 478.657
-17.491 | 593.007 | -16.718 | 492.942 | 593.007 | 492.942
-17.362 | 612.907 | -16.588 | 509.107 | 612.907 | 509.107
-17.234 | 631.847 | -16.459 | 525.028 | 631.847 | 525.028
-17.105 | 654.193 | -16.329 | 544.878 | 654.193 | 544.878
-16.976 | 679.184 | -16.199 | 566.575 | 679.184 | 566.575
-16.847 | 706.896 | -16.069 | 586.504 | 706.896 | 586.504
-16.718 | 732.981 | -15.938 | 604.219 | 732.981 | 604.219
-16.588 | 759.657 | -15.808 | 623.054 | 759.657 | 623.054
-16.459 | 789.081 | -15.677 | 641.777 | 789.081 | 641.777
-16.329 | 818.44 | -15.546 | 663.424 | 818.44 | 663.424
-16.199 | 848.422 | -15.415 | 689.518 | 848.422 | 689.518
-16.069 | 879.254 | -15.284 | 716.513 | 879.254 | 716.513
-15.938 | 911.887 | -15.153 | 744.046 | 911.887 | 744.046
-15.808 | 942.947 | -15.021 | 768.697 | 942.947 | 768.697
-15.677 | 976.348 | -14.89 | 794.971 | 976.348 | 794.971
-15.546 | 1012.033 | -14.758 | 821.74 | 1012.033 | 821.74
-15.415 | 1048.993 | -14.626 | 850.97 | 1048.993 | 850.97
-15.284 | 1089.933 | -14.494 | 883.72 | 1089.933 | 883.72
-15.153 | 1134.334 | -14.361 | 922.868 | 1134.334 | 922.868
-15.021 | 1179.481 | -14.361 | 922.868 | 1179.481 | 922.868
-14.89 | 1226.046 | -14.229 | 957.974 | 1226.046 | 957.974
-14.758 | 1277.964 | -14.096 | 998.296 | 1277.964 | 998.296
-14.626 | 1328.769 | -13.964 | 1036.672 | 1328.769 | 1036.672
-14.494 | 1382.04 | -13.831 | 1077.672 | 1382.04 | 1077.672
-14.361 | 1436.295 | -13.698 | 1115.894 | 1436.295 | 1115.894
-14.229 | 1488.018 | -13.564 | 1161.981 | 1488.018 | 1161.981
-14.096 | 1539.887 | -13.431 | 1206.519 | 1539.887 | 1206.519
-13.964 | 1601.965 | -13.297 | 1252.33 | 1601.965 | 1252.33
-13.831 | 1669.865 | -13.164 | 1300.594 | 1669.865 | 1300.594
-13.698 | 1732.959 | -13.03 | 1353.01 | 1732.959 | 1353.01
-13.564 | 1803.313 | -12.896 | 1404.486 | 1803.313 | 1404.486
-13.431 | 1875.917 | -12.762 | 1456.95 | 1875.917 | 1456.95
-13.297 | 1950.237 | -12.628 | 1515.108 | 1950.237 | 1515.108
-13.164 | 2020.256 | -12.493 | 1573.364 | 2020.256 | 1573.364
-13.03 | 2095.284 | -12.359 | 1638.456 | 2095.284 | 1638.456
-12.896 | 2179.673 | -12.224 | 1704.498 | 2179.673 | 1704.498
-12.762 | 2270.064 | -12.089 | 1772.527 | 2270.064 | 1772.527
-12.628 | 2361.025 | -11.954 | 1846.344 | 2361.025 | 1846.344
-12.493 | 2457.998 | -11.819 | 1924.113 | 2457.998 | 1924.113
-12.359 | 2555.18 | -11.684 | 1994.518 | 2555.18 | 1994.518
-12.224 | 2651.619 | -11.549 | 2071.808 | 2651.619 | 2071.808
-12.089 | 2752.262 | -11.413 | 2154.623 | 2752.262 | 2154.623
-11.954 | 2853.677 | -11.278 | 2245.563 | 2853.677 | 2245.563
-11.819 | 2962.17 | -11.142 | 2332.075 | 2962.17 | 2332.075
-11.684 | 3078.621 | -11.006 | 2423.174 | 3078.621 | 2423.174
-11.549 | 3198.952 | -10.87 | 2517.007 | 3198.952 | 2517.007
-11.413 | 3326.592 | -10.734 | 2619.589 | 3326.592 | 2619.589
-11.278 | 3460.655 | -10.598 | 2727.007 | 3460.655 | 2727.007
-11.142 | 3589.114 | -10.461 | 2839.46 | 3589.114 | 2839.46
-11.006 | 3718.206 | -10.325 | 2953.147 | 3718.206 | 2953.147
-10.87 | 3843.145 | -10.188 | 3068.579 | 3843.145 | 3068.579
-10.734 | 3975.657 | -10.052 | 3182.869 | 3975.657 | 3182.869
-10.598 | 4116.1 | -10.052 | 3182.869 | 4116.1 | 3182.869
-10.461 | 4257.89 | -9.915 | 3302.892 | 4257.89 | 3302.892
-10.325 | 4408.047 | -9.778 | 3429.435 | 4408.047 | 3429.435
-10.188 | 4561.872 | -9.641 | 3565.567 | 4561.872 | 3565.567
-10.052 | 4723.431 | -9.504 | 3708.346 | 4723.431 | 3708.346
-9.915 | 4893.126 | -9.366 | 3864.628 | 4893.126 | 3864.628
-9.778 | 5068.86 | -9.229 | 4013.059 | 5068.86 | 4013.059
-9.641 | 5246.055 | -9.092 | 4168.904 | 5246.055 | 4168.904
-9.504 | 5425.811 | -8.954 | 4328.574 | 5425.811 | 4328.574
-9.366 | 5615.296 | -8.816 | 4493.741 | 5615.296 | 4493.741
-9.229 | 5792.625 | -8.679 | 4655.591 | 5792.625 | 4655.591
-9.092 | 5972.995 | -8.541 | 4824.068 | 5972.995 | 4824.068
-8.954 | 6160.9 | -8.403 | 4993.847 | 6160.9 | 4993.847
-8.816 | 6364.594 | -8.265 | 5173.205 | 6364.594 | 5173.205
-8.679 | 6565.752 | -8.126 | 5371.309 | 6565.752 | 5371.309
-8.541 | 6780.057 | -7.988 | 5568.547 | 6780.057 | 5568.547
-8.403 | 7001.451 | -7.85 | 5769.182 | 7001.451 | 5769.182
-8.265 | 7221.9 | -7.711 | 5974.005 | 7221.9 | 5974.005
-8.126 | 7446.552 | -7.573 | 6187.422 | 7446.552 | 6187.422
-7.988 | 7671.193 | -7.434 | 6400.862 | 7671.193 | 6400.862
-7.85 | 7897.918 | -7.295 | 6619.937 | 7897.918 | 6619.937
-7.711 | 8142.382 | -7.156 | 6844.27 | 8142.382 | 6844.27
-7.573 | 8393.07 | -7.018 | 7067.229 | 8393.07 | 7067.229
-7.434 | 8636.307 | -6.879 | 7294.916 | 8636.307 | 7294.916
-7.295 | 8883.583 | -6.739 | 7536.343 | 8883.583 | 7536.343
-7.156 | 9138.506 | -6.6 | 7775.994 | 9138.506 | 7775.994
-7.018 | 9393.447 | -6.461 | 8030.111 | 9393.447 | 8030.111
-6.879 | 9653.593 | -6.322 | 8290.585 | 9653.593 | 8290.585
-6.739 | 9917.04 | -6.182 | 8561.041 | 9917.04 | 8561.041
-6.6 | 10180.531 | -6.043 | 8821.495 | 10180.531 | 8821.495
-6.461 | 10450.808 | -5.903 | 9087.252 | 10450.808 | 9087.252
-6.322 | 10726.589 | -5.764 | 9348.774 | 10726.589 | 9348.774
-6.182 | 10992.708 | -5.624 | 9611.466 | 10992.708 | 9611.466
-6.043 | 11258.016 | -5.624 | 9611.466 | 11258.016 | 9611.466
-5.903 | 11533.189 | -5.484 | 9889.222 | 11533.189 | 9889.222
-5.764 | 11797.86 | -5.345 | 10173.324 | 11797.86 | 10173.324
-5.624 | 12061.151 | -5.205 | 10452.045 | 12061.151 | 10452.045
-5.484 | 12364.187 | -5.065 | 10729.345 | 12364.187 | 10729.345
-5.345 | 12637.913 | -4.925 | 11029.203 | 12637.913 | 11029.203
-5.205 | 12897.416 | -4.785 | 11306.729 | 12897.416 | 11306.729
-5.065 | 13163.476 | -4.645 | 11572.126 | 13163.476 | 11572.126
-4.925 | 13453.788 | -4.505 | 11838.554 | 13453.788 | 11838.554
-4.785 | 13742.534 | -4.364 | 12116.73 | 13742.534 | 12116.73
-4.645 | 14032.557 | -4.224 | 12390.806 | 14032.557 | 12390.806
-4.505 | 14311.931 | -4.084 | 12667.005 | 14311.931 | 12667.005
-4.364 | 14575.257 | -3.943 | 12942.078 | 14575.257 | 12942.078
-4.224 | 14823.147 | -3.803 | 13244.216 | 14823.147 | 13244.216
-4.084 | 15070.05 | -3.662 | 13548.289 | 15070.05 | 13548.289
-3.943 | 15308.189 | -3.522 | 13849.139 | 15308.189 | 13849.139
-3.803 | 15552.433 | -3.381 | 14137.789 | 15552.433 | 14137.789
-3.662 | 15824.548 | -3.241 | 14413.293 | 15824.548 | 14413.293
-3.522 | 16060.555 | -3.1 | 14687.847 | 16060.555 | 14687.847
-3.381 | 16268.742 | -2.96 | 14946.992 | 16268.742 | 14946.992
-3.241 | 16481.19 | -2.819 | 15206.857 | 16481.19 | 15206.857
-3.1 | 16678.335 | -2.678 | 15483.711 | 16678.335 | 15483.711
-2.96 | 16870.13 | -2.537 | 15731.484 | 16870.13 | 15731.484
-2.819 | 17092.449 | -2.397 | 16007.684 | 17092.449 | 16007.684
-2.678 | 17268.503 | -2.256 | 16253.511 | 17268.503 | 16253.511
-2.537 | 17445.234 | -2.115 | 16499.975 | 17445.234 | 16499.975
-2.397 | 17609.614 | -1.974 | 16732.725 | 17609.614 | 16732.725
-2.256 | 17769.174 | -1.833 | 16950.73 | 17769.174 | 16950.73
-2.115 | 17891.946 | -1.692 | 17167.356 | 17891.946 | 17167.356
-1.974 | 18015.541 | -1.551 | 17352.164 | 18015.541 | 17352.164
-1.833 | 18132.705 | -1.41 | 17546.497 | 18132.705 | 17546.497
-1.692 | 18252.372 | -1.269 | 17709.094 | 18252.372 | 17709.094
-1.551 | 18338.823 | -1.128 | 17862.8 | 18338.823 | 17862.8
-1.41 | 18443.166 | -1.128 | 17862.8 | 18443.166 | 17862.8
-1.269 | 18537.51 | -0.987 | 18003.493 | 18537.51 | 18003.493
-1.128 | 18653.882 | -0.846 | 18149.096 | 18653.882 | 18149.096
-0.987 | 18711.597 | -0.705 | 18319.914 | 18711.597 | 18319.914
-0.846 | 18748.122 | -0.564 | 18493.464 | 18748.122 | 18493.464
-0.705 | 18728.867 | -0.423 | 18623.17 | 18728.867 | 18623.17
-0.564 | 18744.187 | -0.282 | 18695.965 | 18744.187 | 18695.965
-0.423 | 18784.192 | -0.141 | 18774.32 | 18784.192 | 18774.32
-0.282 | 18816.797 | 0 | 18835.15 | 18816.797 | 18835.15
-0.141 | 18828.03 | 0.141 | 18870.115 | 18828.03 | 18870.115
0 | 18835.15 | 0.282 | 18913.972 | 18835.15 | 18913.972
0.141 | 18820.699 | 0.423 | 18942.986 | 18820.699 | 18942.986
0.282 | 18789.171 | 0.564 | 18948.445 | 18789.171 | 18948.445
0.423 | 18752.96 | 0.705 | 18983.663 | 18752.96 | 18983.663
0.564 | 18731.548 | 0.846 | 18993.908 | 18731.548 | 18993.908
0.705 | 18710.879 | 0.987 | 18992.829 | 18710.879 | 18992.829
0.846 | 18645.529 | 1.128 | 18989.339 | 18645.529 | 18989.339
0.987 | 18569.239 | 1.269 | 18950.562 | 18569.239 | 18950.562
1.128 | 18482.202 | 1.41 | 18870.034 | 18482.202 | 18870.034
1.269 | 18390.975 | 1.551 | 18806.808 | 18390.975 | 18806.808
1.41 | 18287.606 | 1.692 | 18727.107 | 18287.606 | 18727.107
1.551 | 18193.33 | 1.833 | 18621.584 | 18193.33 | 18621.584
1.692 | 18085.231 | 1.974 | 18481.533 | 18085.231 | 18481.533
1.833 | 17974.329 | 2.115 | 18316.701 | 17974.329 | 18316.701
1.974 | 17849.457 | 2.256 | 18170.907 | 17849.457 | 18170.907
2.115 | 17709.461 | 2.397 | 18035.143 | 17709.461 | 18035.143
2.256 | 17556.717 | 2.537 | 17847.987 | 17556.717 | 17847.987
2.397 | 17402.453 | 2.678 | 17650.747 | 17402.453 | 17650.747
2.537 | 17230.736 | 2.819 | 17472.023 | 17230.736 | 17472.023
2.678 | 17049.951 | 2.96 | 17264.16 | 17049.951 | 17264.16
2.819 | 16854.062 | 3.1 | 17064.707 | 16854.062 | 17064.707
2.96 | 16655.201 | 3.241 | 16854.492 | 16655.201 | 16854.492
3.1 | 16460.718 | 3.381 | 16639.028 | 16460.718 | 16639.028
3.241 | 16250.867 | 3.381 | 16639.028 | 16250.867 | 16639.028
3.381 | 16037.874 | 3.522 | 16401.024 | 16037.874 | 16401.024
3.522 | 15839.523 | 3.662 | 16162.973 | 15839.523 | 16162.973
3.662 | 15634.877 | 3.803 | 15921.356 | 15634.877 | 15921.356
3.803 | 15402.547 | 3.943 | 15690.84 | 15402.547 | 15690.84
3.943 | 15156.924 | 4.084 | 15439.797 | 15156.924 | 15439.797
4.084 | 14904.83 | 4.224 | 15192.723 | 14904.83 | 15192.723
4.224 | 14657.308 | 4.364 | 14958.275 | 14657.308 | 14958.275
4.364 | 14416.803 | 4.505 | 14702.159 | 14416.803 | 14702.159
4.505 | 14165.897 | 4.645 | 14419.005 | 14165.897 | 14419.005
4.645 | 13907.218 | 4.785 | 14150.091 | 13907.218 | 14150.091
4.785 | 13652.034 | 4.925 | 13862.663 | 13652.034 | 13862.663
4.925 | 13389.649 | 5.065 | 13582.122 | 13389.649 | 13582.122
5.065 | 13128.107 | 5.205 | 13303.132 | 13128.107 | 13303.132
5.205 | 12862.967 | 5.345 | 13024.903 | 12862.967 | 13024.903
5.345 | 12586.533 | 5.484 | 12726.888 | 12586.533 | 12726.888
5.484 | 12315.892 | 5.624 | 12441.247 | 12315.892 | 12441.247
5.624 | 12048.946 | 5.764 | 12149.774 | 12048.946 | 12149.774
5.764 | 11768.167 | 5.903 | 11847.337 | 11768.167 | 11847.337
5.903 | 11477.833 | 6.043 | 11538.219 | 11477.833 | 11538.219
6.043 | 11194.01 | 6.182 | 11236.279 | 11194.01 | 11236.279
6.182 | 10908.537 | 6.322 | 10951.048 | 10908.537 | 10951.048
6.322 | 10631.913 | 6.461 | 10660.587 | 10631.913 | 10660.587
6.461 | 10362.247 | 6.6 | 10373.337 | 10362.247 | 10373.337
6.6 | 10088.632 | 6.739 | 10077.297 | 10088.632 | 10077.297
6.739 | 9824.319 | 6.879 | 9789.443 | 9824.319 | 9789.443
6.879 | 9567.951 | 7.018 | 9508.497 | 9567.951 | 9508.497
7.018 | 9317.673 | 7.156 | 9230.77 | 9317.673 | 9230.77
7.156 | 9072.906 | 7.295 | 8963.438 | 9072.906 | 8963.438
7.295 | 8827.136 | 7.434 | 8703.691 | 8827.136 | 8703.691
7.434 | 8597.421 | 7.573 | 8429.081 | 8597.421 | 8429.081
7.573 | 8364.834 | 7.711 | 8170.312 | 8364.834 | 8170.312
7.711 | 8123.318 | 7.85 | 7924.084 | 8123.318 | 7924.084
7.85 | 7875.793 | 7.988 | 7688.585 | 7875.793 | 7688.585
7.988 | 7642.832 | 7.988 | 7688.585 | 7642.832 | 7688.585
8.126 | 7407.181 | 8.126 | 7450.643 | 7407.181 | 7450.643
8.265 | 7174.715 | 8.265 | 7217.136 | 7174.715 | 7217.136
8.403 | 6956.434 | 8.403 | 6982.499 | 6956.434 | 6982.499
8.541 | 6741.985 | 8.541 | 6758.068 | 6741.985 | 6758.068
8.679 | 6532.251 | 8.679 | 6537.408 | 6532.251 | 6537.408
8.816 | 6331.307 | 8.816 | 6325.053 | 6331.307 | 6325.053
8.954 | 6134.09 | 8.954 | 6110.515 | 6134.09 | 6110.515
9.092 | 5933.785 | 9.092 | 5909.594 | 5933.785 | 5909.594
9.229 | 5732.309 | 9.229 | 5707.669 | 5732.309 | 5707.669
9.366 | 5538.969 | 9.366 | 5516.113 | 5538.969 | 5516.113
9.504 | 5357.752 | 9.504 | 5325.116 | 5357.752 | 5325.116
9.641 | 5181.338 | 9.641 | 5144.139 | 5181.338 | 5144.139
9.778 | 5005.037 | 9.778 | 4959.667 | 5005.037 | 4959.667
9.915 | 4835.622 | 9.915 | 4781.254 | 4835.622 | 4781.254
10.052 | 4672.813 | 10.052 | 4616.891 | 4672.813 | 4616.891
10.188 | 4505.581 | 10.188 | 4451.16 | 4505.581 | 4451.16
10.325 | 4340.496 | 10.325 | 4282.176 | 4340.496 | 4282.176
10.461 | 4187.439 | 10.461 | 4137.519 | 4187.439 | 4137.519
10.598 | 4035.234 | 10.598 | 3985.674 | 4035.234 | 3985.674
10.734 | 3891.693 | 10.734 | 3841.724 | 3891.693 | 3841.724
10.87 | 3754.405 | 10.87 | 3706.721 | 3754.405 | 3706.721
11.006 | 3618.937 | 11.006 | 3572.343 | 3618.937 | 3572.343
11.142 | 3486.748 | 11.142 | 3437.902 | 3486.748 | 3437.902
11.278 | 3363.599 | 11.278 | 3313.138 | 3363.599 | 3313.138
11.413 | 3240.966 | 11.413 | 3194.433 | 3240.966 | 3194.433
11.549 | 3118.63 | 11.549 | 3076.293 | 3118.63 | 3076.293
11.684 | 3001.848 | 11.684 | 2959.665 | 3001.848 | 2959.665
11.819 | 2883.815 | 11.819 | 2851.505 | 2883.815 | 2851.505
11.954 | 2769.451 | 11.954 | 2741.765 | 2769.451 | 2741.765
12.089 | 2662.711 | 12.089 | 2636.586 | 2662.711 | 2636.586
12.224 | 2566.791 | 12.224 | 2536.982 | 2566.791 | 2536.982
12.359 | 2478.088 | 12.359 | 2446.19 | 2478.088 | 2446.19
12.493 | 2384.572 | 12.359 | 2446.19 | 2384.572 | 2446.19
12.628 | 2286.22 | 12.493 | 2355.759 | 2286.22 | 2355.759
12.762 | 2193.612 | 12.628 | 2273.273 | 2193.612 | 2273.273
12.896 | 2114.513 | 12.762 | 2194.965 | 2114.513 | 2194.965
13.03 | 2030.851 | 12.896 | 2113.682 | 2030.851 | 2113.682
13.164 | 1955.454 | 13.03 | 2036.852 | 1955.454 | 2036.852
13.297 | 1883.132 | 13.164 | 1959.579 | 1883.132 | 1959.579
13.431 | 1814.247 | 13.297 | 1881.506 | 1814.247 | 1881.506
13.564 | 1740.965 | 13.431 | 1813.102 | 1740.965 | 1813.102
13.698 | 1676.116 | 13.564 | 1745.242 | 1676.116 | 1745.242
13.831 | 1612.747 | 13.698 | 1679.163 | 1612.747 | 1679.163
13.964 | 1549.402 | 13.831 | 1612.924 | 1549.402 | 1612.924
14.096 | 1490.785 | 13.964 | 1545.768 | 1490.785 | 1545.768
14.229 | 1438.607 | 14.096 | 1483.637 | 1438.607 | 1483.637
14.361 | 1390.539 | 14.229 | 1426.866 | 1390.539 | 1426.866
14.494 | 1345.04 | 14.361 | 1370.981 | 1345.04 | 1370.981
14.626 | 1298.007 | 14.494 | 1317.011 | 1298.007 | 1317.011
14.758 | 1248.311 | 14.626 | 1261.7 | 1248.311 | 1261.7
14.89 | 1199.884 | 14.758 | 1216.91 | 1199.884 | 1216.91
15.021 | 1153.405 | 14.89 | 1175.157 | 1153.405 | 1175.157
15.153 | 1108.975 | 15.021 | 1134.973 | 1108.975 | 1134.973
15.284 | 1067.279 | 15.153 | 1091.364 | 1067.279 | 1091.364
15.415 | 1026.976 | 15.284 | 1054.87 | 1026.976 | 1054.87
15.546 | 988.342 | 15.415 | 1016.441 | 988.342 | 1016.441
15.677 | 955.744 | 15.546 | 974.708 | 955.744 | 974.708
15.808 | 926.623 | 15.677 | 934.867 | 926.623 | 934.867
15.938 | 897.763 | 15.808 | 901.068 | 897.763 | 901.068
16.069 | 867.978 | 15.938 | 869.47 | 867.978 | 869.47
16.199 | 839.229 | 16.069 | 840.086 | 839.229 | 840.086
16.329 | 809.549 | 16.199 | 810.779 | 809.549 | 810.779
16.459 | 779.116 | 16.329 | 782.463 | 779.116 | 782.463
16.588 | 747.279 | 16.459 | 756.292 | 747.279 | 756.292
16.718 | 720.025 | 16.588 | 732.279 | 720.025 | 732.279
16.847 | 696.27 | 16.588 | 732.279 | 696.27 | 732.279
16.976 | 674.878 | 16.718 | 706.285 | 674.878 | 706.285
17.105 | 652.105 | 16.847 | 682.871 | 652.105 | 682.871
17.234 | 633.939 | 16.976 | 657.424 | 633.939 | 657.424
17.362 | 616.122 | 17.105 | 629.372 | 616.122 | 629.372
17.491 | 596.181 | 17.234 | 606.603 | 596.181 | 606.603
17.619 | 576.817 | 17.362 | 584.023 | 576.817 | 584.023
17.747 | 557.796 | 17.491 | 563.595 | 557.796 | 563.595
17.875 | 539.592 | 17.619 | 546.079 | 539.592 | 546.079
18.003 | 522.679 | 17.747 | 531.587 | 522.679 | 531.587
18.13 | 506.028 | 17.875 | 514.078 | 506.028 | 514.078
18.257 | 488.882 | 18.003 | 499.276 | 488.882 | 499.276
18.385 | 472.091 | 18.13 | 482.432 | 472.091 | 482.432
18.512 | 458.128 | 18.257 | 466.606 | 458.128 | 466.606
18.638 | 446.248 | 18.385 | 451.046 | 446.248 | 451.046
18.765 | 435.417 | 18.512 | 438.604 | 435.417 | 438.604
18.891 | 423.057 | 18.638 | 427.109 | 423.057 | 427.109
19.017 | 411.747 | 18.765 | 412.894 | 411.747 | 412.894
19.143 | 401.686 | 18.891 | 401.775 | 401.686 | 401.775
19.269 | 391.63 | 19.017 | 391.232 | 391.63 | 391.232
19.395 | 382.206 | 19.143 | 378.865 | 382.206 | 378.865
19.52 | 372.354 | 19.269 | 365.242 | 372.354 | 365.242
19.645 | 363.04 | 19.395 | 356.384 | 363.04 | 356.384
19.77 | 354.269 | 19.52 | 347.44 | 354.269 | 347.44
19.895 | 344.923 | 19.645 | 336.711 | 344.923 | 336.711
20.02 | 334.51 | 19.77 | 325.885 | 334.51 | 325.885
20.144 | 322.727 | 19.895 | 316.667 | 322.727 | 316.667
20.268 | 312.461 | 20.02 | 308.677 | 312.461 | 308.677
20.392 | 304.508 | 20.144 | 301.679 | 304.508 | 301.679
20.516 | 298.342 | 20.268 | 294.502 | 298.342 | 294.502
20.64 | 293.483 | 20.392 | 286.752 | 293.483 | 286.752
20.763 | 290.089 | 20.516 | 281.924 | 290.089 | 281.924
20.887 | 283.649 | 20.64 | 276.481 | 283.649 | 276.481
21.01 | 275.138 | 20.64 | 276.481 | 275.138 | 276.481
21.132 | 265.19 | 20.763 | 269.527 | 265.19 | 269.527
21.255 | 255.593 | 20.887 | 264.378 | 255.593 | 264.378
21.378 | 248.056 | 21.01 | 260.301 | 248.056 | 260.301
21.5 | 243.098 | 21.132 | 253.859 | 243.098 | 253.859
21.622 | 242.452 | 21.255 | 248.588 | 242.452 | 248.588
21.744 | 240.591 | 21.378 | 242.94 | 240.591 | 242.94
21.865 | 236.543 | 21.5 | 236.158 | 236.543 | 236.158
21.987 | 231.611 | 21.622 | 229.243 | 231.611 | 229.243
22.108 | 225.28 | 21.744 | 220.98 | 225.28 | 220.98
22.229 | 221.726 | 21.865 | 213.588 | 221.726 | 213.588
22.349 | 219.383 | 21.987 | 207.785 | 219.383 | 207.785
22.47 | 216.618 | 22.108 | 204.754 | 216.618 | 204.754
22.59 | 212.656 | 22.229 | 201.198 | 212.656 | 201.198
22.71 | 210.223 | 22.349 | 196.037 | 210.223 | 196.037
22.83 | 207.725 | 22.47 | 190.85 | 207.725 | 190.85
22.95 | 205.267 | 22.59 | 187.181 | 205.267 | 187.181
23.07 | 203.576 | 22.71 | 184.577 | 203.576 | 184.577
23.189 | 199.322 | 22.83 | 182.839 | 199.322 | 182.839
23.308 | 194.523 | 22.95 | 178.499 | 194.523 | 178.499
23.427 | 190.328 | 23.07 | 172.525 | 190.328 | 172.525
23.546 | 184.481 | 23.189 | 166.988 | 184.481 | 166.988
23.664 | 177.865 | 23.308 | 162.887 | 177.865 | 162.887
23.782 | 174.121 | 23.427 | 160.494 | 174.121 | 160.494
23.9 | 173.59 | 23.546 | 161.717 | 173.59 | 161.717
24.018 | 173.003 | 23.664 | 162.735 | 173.003 | 162.735
24.136 | 171.295 | 23.782 | 160.853 | 171.295 | 160.853
24.253 | 166.798 | 23.9 | 158.324 | 166.798 | 158.324
24.37 | 163.992 | 24.018 | 154.135 | 163.992 | 154.135
24.487 | 162.944 | 24.136 | 147.684 | 162.944 | 147.684
24.604 | 161.351 | 24.253 | 142.428 | 161.351 | 142.428
24.72 | 162.236 | 24.37 | 140.465 | 162.236 | 140.465
24.836 | 162.367 | 24.487 | 137.793 | 162.367 | 137.793
24.953 | 157.446 | 24.604 | 136.184 | 157.446 | 136.184
25.068 | 151.351 | 24.604 | 136.184 | 151.351 | 136.184
25.184 | 146.972 | 24.72 | 134.782 | 146.972 | 134.782
25.299 | 143.061 | 24.836 | 133.59 | 143.061 | 133.59
25.415 | 140.942 | 24.953 | 131.576 | 140.942 | 131.576
25.53 | 141.181 | 25.068 | 126.989 | 141.181 | 126.989
25.644 | 142.307 | 25.184 | 123.087 | 142.307 | 123.087
25.759 | 142.94 | 25.299 | 119.601 | 142.94 | 119.601
25.873 | 142.632 | 25.415 | 118.35 | 142.632 | 118.35
25.987 | 140.927 | 25.53 | 117.421 | 140.927 | 117.421
26.101 | 137.367 | 25.644 | 115.438 | 137.367 | 115.438
26.215 | 135.077 | 25.759 | 111.336 | 135.077 | 111.336
26.328 | 134.348 | 25.873 | 109.879 | 134.348 | 109.879
26.441 | 133.333 | 25.987 | 108.916 | 133.333 | 108.916
26.554 | 130.671 | 26.101 | 106.214 | 130.671 | 106.214
26.667 | 125.779 | 26.215 | 105.01 | 125.779 | 105.01
26.78 | 121.94 | 26.328 | 104.249 | 121.94 | 104.249
26.892 | 118.706 | 26.441 | 101.678 | 118.706 | 101.678
27.004 | 117.229 | 26.554 | 100.79 | 117.229 | 100.79
27.116 | 118.556 | 26.667 | 98.648 | 118.556 | 98.648
27.228 | 119.085 | 26.78 | 97.461 | 119.085 | 97.461
27.339 | 116.324 | 26.892 | 94.954 | 116.324 | 94.954
27.45 | 115.284 | 27.004 | 93.405 | 115.284 | 93.405
27.561 | 116.564 | 27.116 | 91.962 | 116.564 | 91.962
27.672 | 116.043 | 27.228 | 90.625 | 116.043 | 90.625
27.782 | 114.584 | 27.339 | 93.672 | 114.584 | 93.672
27.893 | 112.704 | 27.45 | 92.332 | 112.704 | 92.332
28.003 | 111.401 | 27.561 | 89.414 | 111.401 | 89.414
28.113 | 110.917 | 27.672 | 87.237 | 110.917 | 87.237
28.222 | 108.476 | 27.782 | 87.327 | 108.476 | 87.327
28.332 | 106.642 | 27.893 | 84.191 | 106.642 | 84.191
28.441 | 105.866

## Lustr Plots (hidden)
| X |  | Y |  |  | factor
-32.12 | 0 | -32.221 | 122.869 | 0 | 122.869 | 1
-32.019 | 0 | -32.12 | 120.57 | 0 | 120.57
-31.917 | 0 | -32.019 | 118.22 | 0 | 118.22
-31.815 | 17.56 | -31.917 | 115.113 | 17.56 | 115.113
-31.714 | 47.637 | -31.815 | 113.676 | 47.637 | 113.676
-31.611 | 78.368 | -31.714 | 114.551 | 78.368 | 114.551
-31.509 | 106.086 | -31.611 | 117.715 | 106.086 | 117.715
-31.406 | 125.282 | -31.509 | 118.505 | 125.282 | 118.505
-31.303 | 125.846 | -31.406 | 120.722 | 125.846 | 120.722
-31.2 | 127.635 | -31.303 | 122.859 | 127.635 | 122.859
-31.097 | 131.411 | -31.2 | 126.664 | 131.411 | 126.664
-30.993 | 133.684 | -31.097 | 128.831 | 133.684 | 128.831
-30.89 | 131.07 | -30.993 | 131.048 | 131.07 | 131.048
-30.786 | 130.006 | -30.89 | 132.288 | 130.006 | 132.288
-30.681 | 130.031 | -30.786 | 132.434 | 130.031 | 132.434
-30.577 | 129.928 | -30.681 | 129.649 | 129.928 | 129.649
-30.472 | 134.317 | -30.577 | 127.579 | 134.317 | 127.579
-30.367 | 137.164 | -30.472 | 124.953 | 137.164 | 124.953
-30.262 | 137.289 | -30.367 | 125.371 | 137.289 | 125.371
-30.157 | 138.352 | -30.262 | 125.156 | 138.352 | 125.156
-30.051 | 141.345 | -30.157 | 128.201 | 141.345 | 128.201
-29.946 | 143.259 | -30.051 | 130.977 | 143.259 | 130.977
-29.84 | 146.713 | -29.946 | 134.543 | 146.713 | 134.543
-29.733 | 146.618 | -29.84 | 138.273 | 146.618 | 138.273
-29.627 | 147.263 | -29.733 | 138.452 | 147.263 | 138.452
-29.52 | 149.194 | -29.627 | 137.211 | 149.194 | 137.211
-29.413 | 148.171 | -29.52 | 135.608 | 148.171 | 135.608
-29.306 | 149.292 | -29.413 | 135.241 | 149.292 | 135.241
-29.199 | 150.833 | -29.306 | 135.854 | 150.833 | 135.854
-29.091 | 153.516 | -29.199 | 138.045 | 153.516 | 138.045
-28.983 | 153.762 | -29.091 | 140.283 | 153.762 | 140.283
-28.875 | 157.022 | -28.983 | 143.172 | 157.022 | 143.172
-28.767 | 158.216 | -28.875 | 146.405 | 158.216 | 146.405
-28.658 | 159.104 | -28.767 | 147.572 | 159.104 | 147.572
-28.55 | 159.268 | -28.658 | 150.651 | 159.268 | 150.651
-28.441 | 161.754 | -28.55 | 154.128 | 161.754 | 154.128
-28.332 | 167.908 | -28.441 | 156.333 | 167.908 | 156.333
-28.222 | 168.516 | -28.332 | 155.078 | 168.516 | 155.078
-28.113 | 170.832 | -28.222 | 157.444 | 170.832 | 157.444
-28.003 | 172.781 | -28.113 | 158.082 | 172.781 | 158.082
-27.893 | 176.888 | -28.003 | 157.598 | 176.888 | 157.598
-27.782 | 173.952 | -27.893 | 157.645 | 173.952 | 157.645
-27.672 | 174.706 | -27.782 | 161.786 | 174.706 | 161.786
-27.561 | 178.305 | -27.672 | 165.668 | 178.305 | 165.668
-27.45 | 181.65 | -27.561 | 165.922 | 181.65 | 165.922
-27.339 | 181.507 | -27.45 | 170.115 | 181.507 | 170.115
-27.228 | 181.365 | -27.339 | 174.168 | 181.365 | 174.168
-27.116 | 183.579 | -27.228 | 176.641 | 183.579 | 176.641
-27.004 | 187.325 | -27.116 | 175.479 | 187.325 | 175.479
-26.892 | 192.762 | -27.004 | 179.079 | 192.762 | 179.079
-26.78 | 196.346 | -26.892 | 181.857 | 196.346 | 181.857
-26.667 | 196.161 | -26.78 | 183.252 | 196.161 | 183.252
-26.554 | 199.26 | -26.667 | 183.788 | 199.26 | 183.788
-26.441 | 202.962 | -26.554 | 185.735 | 202.962 | 185.735
-26.328 | 205.685 | -26.441 | 187.614 | 205.685 | 187.614
-26.215 | 206.093 | -26.328 | 189.82 | 206.093 | 189.82
-26.101 | 208.4 | -26.215 | 191.452 | 208.4 | 191.452
-25.987 | 211.474 | -26.101 | 194.753 | 211.474 | 194.753
-25.873 | 213.475 | -25.987 | 198.425 | 213.475 | 198.425
-25.759 | 217.071 | -25.873 | 201.352 | 217.071 | 201.352
-25.644 | 218.989 | -25.759 | 205.095 | 218.989 | 205.095
-25.53 | 223.597 | -25.644 | 210.254 | 223.597 | 210.254
-25.415 | 224.551 | -25.53 | 213.343 | 224.551 | 213.343
-25.299 | 228.076 | -25.415 | 218.504 | 228.076 | 218.504
-25.184 | 227.481 | -25.299 | 221.937 | 227.481 | 221.937
-25.068 | 234.521 | -25.184 | 226.607 | 234.521 | 226.607
-24.953 | 239.782 | -25.068 | 227.708 | 239.782 | 227.708
-24.836 | 243.605 | -24.953 | 230.217 | 243.605 | 230.217
-24.72 | 245.408 | -24.836 | 231.682 | 245.408 | 231.682
-24.604 | 253.344 | -24.72 | 236.058 | 253.344 | 236.058
-24.487 | 257.69 | -24.604 | 240.194 | 257.69 | 240.194
-24.37 | 261.1 | -24.487 | 244.2 | 261.1 | 244.2
-24.253 | 265.829 | -24.37 | 243.897 | 265.829 | 243.897
-24.136 | 270.266 | -24.253 | 247.231 | 270.266 | 247.231
-24.018 | 271.384 | -24.136 | 249.427 | 271.384 | 249.427
-23.9 | 277.267 | -24.018 | 253.26 | 277.267 | 253.26
-23.782 | 279.999 | -23.9 | 257.284 | 279.999 | 257.284
-23.664 | 286.619 | -23.782 | 261.657 | 286.619 | 261.657
-23.546 | 293.151 | -23.664 | 265.374 | 293.151 | 265.374
-23.427 | 302.113 | -23.546 | 272.227 | 302.113 | 272.227
-23.308 | 306.112 | -23.427 | 279.725 | 306.112 | 279.725
-23.189 | 312.073 | -23.308 | 284.307 | 312.073 | 284.307
-23.07 | 315.507 | -23.189 | 287.145 | 315.507 | 287.145
-22.95 | 320.428 | -23.07 | 291.113 | 320.428 | 291.113
-22.83 | 325.789 | -22.95 | 295.113 | 325.789 | 295.113
-22.71 | 332.31 | -22.83 | 299.248 | 332.31 | 299.248
-22.59 | 340.446 | -22.71 | 304.188 | 340.446 | 304.188
-22.47 | 346.128 | -22.59 | 312.088 | 346.128 | 312.088
-22.349 | 351.064 | -22.47 | 318.409 | 351.064 | 318.409
-22.229 | 358.53 | -22.349 | 323.315 | 358.53 | 323.315
-22.108 | 366.876 | -22.229 | 330.138 | 366.876 | 330.138
-21.987 | 371.929 | -22.108 | 337.385 | 371.929 | 337.385
-21.865 | 379.897 | -21.987 | 344.851 | 379.897 | 344.851
-21.744 | 391.112 | -21.865 | 352.585 | 391.112 | 352.585
-21.622 | 400.508 | -21.744 | 358.916 | 400.508 | 358.916
-21.5 | 409.757 | -21.622 | 363.502 | 409.757 | 363.502
-21.378 | 419.664 | -21.5 | 371.487 | 419.664 | 371.487
-21.255 | 429.624 | -21.378 | 380.838 | 429.624 | 380.838
-21.132 | 438.489 | -21.255 | 390.895 | 438.489 | 390.895
-21.01 | 449.552 | -21.132 | 400.654 | 449.552 | 400.654
-20.887 | 459.67 | -21.01 | 409.969 | 459.67 | 409.969
-20.763 | 470.137 | -20.887 | 418.198 | 470.137 | 418.198
-20.64 | 480.901 | -20.763 | 427.478 | 480.901 | 427.478
-20.516 | 494.476 | -20.64 | 438.297 | 494.476 | 438.297
-20.392 | 508.431 | -20.516 | 448.277 | 508.431 | 448.277
-20.268 | 524.235 | -20.392 | 458.95 | 524.235 | 458.95
-20.144 | 539.429 | -20.268 | 470.163 | 539.429 | 470.163
-20.02 | 553.43 | -20.144 | 483.528 | 553.43 | 483.528
-19.895 | 569.513 | -20.02 | 495.172 | 569.513 | 495.172
-19.77 | 585.086 | -19.895 | 505.059 | 585.086 | 505.059
-19.645 | 603.451 | -19.77 | 517.916 | 603.451 | 517.916
-19.52 | 621.589 | -19.645 | 530.329 | 621.589 | 530.329
-19.395 | 641.096 | -19.52 | 541.284 | 641.096 | 541.284
-19.269 | 659.794 | -19.395 | 555.764 | 659.794 | 555.764
-19.143 | 681.631 | -19.269 | 572.734 | 681.631 | 572.734
-19.017 | 707.879 | -19.143 | 588.668 | 707.879 | 588.668
-18.891 | 733.822 | -19.017 | 602.905 | 733.822 | 602.905
-18.765 | 756.265 | -18.891 | 617.99 | 756.265 | 617.99
-18.638 | 775.281 | -18.765 | 634.539 | 775.281 | 634.539
-18.512 | 799.111 | -18.638 | 652.019 | 799.111 | 652.019
-18.385 | 824.975 | -18.512 | 672.656 | 824.975 | 672.656
-18.257 | 850.353 | -18.385 | 695.15 | 850.353 | 695.15
-18.13 | 879.638 | -18.257 | 717.266 | 879.638 | 717.266
-18.003 | 912.052 | -18.13 | 739.953 | 912.052 | 739.953
-17.875 | 947.105 | -18.003 | 764.43 | 947.105 | 764.43
-17.747 | 978.359 | -17.875 | 788.902 | 978.359 | 788.902
-17.619 | 1007.102 | -17.747 | 810.368 | 1007.102 | 810.368
-17.491 | 1039.186 | -17.619 | 833.856 | 1039.186 | 833.856
-17.362 | 1072.542 | -17.491 | 862.012 | 1072.542 | 862.012
-17.234 | 1106.65 | -17.362 | 893.552 | 1106.65 | 893.552
-17.105 | 1143.364 | -17.234 | 924.037 | 1143.364 | 924.037
-16.976 | 1186.789 | -17.105 | 956.863 | 1186.789 | 956.863
-16.847 | 1230.785 | -16.976 | 988.034 | 1230.785 | 988.034
-16.718 | 1271.893 | -16.847 | 1018.947 | 1271.893 | 1018.947
-16.588 | 1315.423 | -16.718 | 1053.064 | 1315.423 | 1053.064
-16.459 | 1362.694 | -16.588 | 1091.24 | 1362.694 | 1091.24
-16.329 | 1412.402 | -16.459 | 1129.548 | 1412.402 | 1129.548
-16.199 | 1461.743 | -16.329 | 1169.501 | 1461.743 | 1169.501
-16.069 | 1515.287 | -16.199 | 1206.563 | 1515.287 | 1206.563
-15.938 | 1572.372 | -16.069 | 1246.092 | 1572.372 | 1246.092
-15.808 | 1632.617 | -15.938 | 1291.266 | 1632.617 | 1291.266
-15.677 | 1697.411 | -15.808 | 1338.324 | 1697.411 | 1338.324
-15.546 | 1759.212 | -15.677 | 1388.981 | 1759.212 | 1388.981
-15.415 | 1824.232 | -15.546 | 1436.785 | 1824.232 | 1436.785
-15.284 | 1894.668 | -15.415 | 1489.216 | 1894.668 | 1489.216
-15.153 | 1963.013 | -15.284 | 1544.037 | 1963.013 | 1544.037
-15.021 | 2030.003 | -15.153 | 1602.183 | 2030.003 | 1602.183
-14.89 | 2108.256 | -15.021 | 1664.581 | 2108.256 | 1664.581
-14.758 | 2187.993 | -14.89 | 1725.063 | 2187.993 | 1725.063
-14.626 | 2267.332 | -14.758 | 1788.299 | 2267.332 | 1788.299
-14.494 | 2351.499 | -14.626 | 1849.761 | 2351.499 | 1849.761
-14.361 | 2434.636 | -14.494 | 1918.878 | 2434.636 | 1918.878
-14.229 | 2522.799 | -14.361 | 1992.315 | 2522.799 | 1992.315
-14.096 | 2620.316 | -14.229 | 2070.452 | 2620.316 | 2070.452
-13.964 | 2724.262 | -14.096 | 2145.897 | 2724.262 | 2145.897
-13.831 | 2825.67 | -13.964 | 2227.221 | 2825.67 | 2227.221
-13.698 | 2927.692 | -13.831 | 2313.689 | 2927.692 | 2313.689
-13.564 | 3041.928 | -13.698 | 2407.972 | 3041.928 | 2407.972
-13.431 | 3162.111 | -13.564 | 2495.837 | 3162.111 | 2495.837
-13.297 | 3282.637 | -13.431 | 2591.536 | 3282.637 | 2591.536
-13.164 | 3406.229 | -13.297 | 2688.487 | 3406.229 | 2688.487
-13.03 | 3543.958 | -13.164 | 2788.53 | 3543.958 | 2788.53
-12.896 | 3686.316 | -13.03 | 2887.931 | 3686.316 | 2887.931
-12.762 | 3824.03 | -12.896 | 2994.613 | 3824.03 | 2994.613
-12.628 | 3966.98 | -12.762 | 3113.522 | 3966.98 | 3113.522
-12.493 | 4113.667 | -12.628 | 3237.848 | 4113.667 | 3237.848
-12.359 | 4266.166 | -12.493 | 3355.515 | 4266.166 | 3355.515
-12.224 | 4422.851 | -12.359 | 3489.026 | 4422.851 | 3489.026
-12.089 | 4598.657 | -12.224 | 3627.639 | 4598.657 | 3627.639
-11.954 | 4762.66 | -12.089 | 3765.271 | 4762.66 | 3765.271
-11.819 | 4936.216 | -11.954 | 3910.93 | 4936.216 | 3910.93
-11.684 | 5120.411 | -11.819 | 4064.199 | 5120.411 | 4064.199
-11.549 | 5316.542 | -11.684 | 4221.038 | 5316.542 | 4221.038
-11.413 | 5509.771 | -11.549 | 4385.23 | 5509.771 | 4385.23
-11.278 | 5717.942 | -11.413 | 4559.587 | 5717.942 | 4559.587
-11.142 | 5929.122 | -11.278 | 4740.294 | 5929.122 | 4740.294
-11.006 | 6141.765 | -11.142 | 4919.743 | 6141.765 | 4919.743
-10.87 | 6353.31 | -11.006 | 5106.81 | 6353.31 | 5106.81
-10.734 | 6575.429 | -10.87 | 5297.753 | 6575.429 | 5297.753
-10.598 | 6812.356 | -10.734 | 5496.28 | 6812.356 | 5496.28
-10.461 | 7057.908 | -10.598 | 5694.095 | 7057.908 | 5694.095
-10.325 | 7305.256 | -10.461 | 5902.582 | 7305.256 | 5902.582
-10.188 | 7549.902 | -10.325 | 6120.262 | 7549.902 | 6120.262
-10.052 | 7807.44 | -10.188 | 6354.758 | 7807.44 | 6354.758
-9.915 | 8066.347 | -10.052 | 6593.964 | 8066.347 | 6593.964
-9.778 | 8344.282 | -9.915 | 6840.926 | 8344.282 | 6840.926
-9.641 | 8630.11 | -9.778 | 7085.764 | 8630.11 | 7085.764
-9.504 | 8929.728 | -9.641 | 7352.677 | 8929.728 | 7352.677
-9.366 | 9227.623 | -9.504 | 7609.088 | 9227.623 | 7609.088
-9.229 | 9518.005 | -9.366 | 7887.855 | 9518.005 | 7887.855
-9.092 | 9808.486 | -9.229 | 8170.126 | 9808.486 | 8170.126
-8.954 | 10121.857 | -9.092 | 8448.75 | 10121.857 | 8448.75
-8.816 | 10452.935 | -8.954 | 8738.672 | 10452.935 | 8738.672
-8.679 | 10784.987 | -8.816 | 9047.297 | 10784.987 | 9047.297
-8.541 | 11136.708 | -8.679 | 9350.972 | 11136.708 | 9350.972
-8.403 | 11495.541 | -8.541 | 9657.895 | 11495.541 | 9657.895
-8.265 | 11848.274 | -8.403 | 9992.253 | 11848.274 | 9992.253
-8.126 | 12212.063 | -8.265 | 10324.678 | 12212.063 | 10324.678
-7.988 | 12592.021 | -8.126 | 10662.916 | 12592.021 | 10662.916
-7.85 | 12965.034 | -7.988 | 11010.803 | 12965.034 | 11010.803
-7.711 | 13349.917 | -7.85 | 11369.118 | 13349.917 | 11369.118
-7.573 | 13753.515 | -7.711 | 11725.57 | 13753.515 | 11725.57
-7.434 | 14146.339 | -7.573 | 12090.121 | 14146.339 | 12090.121
-7.295 | 14547.367 | -7.434 | 12465.549 | 14547.367 | 12465.549
-7.156 | 14938.309 | -7.295 | 12858.981 | 14938.309 | 12858.981
-7.018 | 15339.681 | -7.156 | 13246.171 | 15339.681 | 13246.171
-6.879 | 15749.488 | -7.018 | 13631.465 | 15749.488 | 13631.465
-6.739 | 16173.147 | -6.879 | 14023.332 | 16173.147 | 14023.332
-6.6 | 16575.686 | -6.739 | 14431.162 | 16575.686 | 14431.162
-6.461 | 17015.354 | -6.6 | 14841.921 | 17015.354 | 14841.921
-6.322 | 17471.579 | -6.461 | 15264.745 | 17471.579 | 15264.745
-6.182 | 17915.738 | -6.322 | 15700.082 | 17915.738 | 15700.082
-6.043 | 18347.842 | -6.182 | 16138.154 | 18347.842 | 16138.154
-5.903 | 18776.461 | -6.043 | 16562.916 | 18776.461 | 16562.916
-5.764 | 19196.61 | -5.903 | 16989.894 | 19196.61 | 16989.894
-5.624 | 19617.618 | -5.764 | 17418.738 | 19617.618 | 17418.738
-5.484 | 20098.888 | -5.624 | 17860.111 | 20098.888 | 17860.111
-5.345 | 20554.794 | -5.484 | 18298.895 | 20554.794 | 18298.895
-5.205 | 21025.481 | -5.345 | 18739.183 | 21025.481 | 18739.183
-5.065 | 21473.158 | -5.205 | 19162.007 | 21473.158 | 19162.007
-4.925 | 21937.295 | -5.065 | 19584.968 | 21937.295 | 19584.968
-4.785 | 22372.575 | -4.925 | 20035.693 | 22372.575 | 20035.693
-4.645 | 22826.938 | -4.785 | 20487.998 | 22826.938 | 20487.998
-4.505 | 23273.103 | -4.645 | 20917.115 | 23273.103 | 20917.115
-4.364 | 23697.178 | -4.505 | 21327.811 | 23697.178 | 21327.811
-4.224 | 24098.896 | -4.364 | 21750.991 | 24098.896 | 21750.991
-4.084 | 24502.153 | -4.224 | 22147.452 | 24502.153 | 22147.452
-3.943 | 24882.126 | -4.084 | 22554.036 | 24882.126 | 22554.036
-3.803 | 25260.93 | -3.943 | 22953.697 | 25260.93 | 22953.697
-3.662 | 25628.644 | -3.803 | 23398.74 | 25628.644 | 23398.74
-3.522 | 26002.047 | -3.662 | 23860.063 | 26002.047 | 23860.063
-3.381 | 26357.984 | -3.522 | 24297.831 | 26357.984 | 24297.831
-3.241 | 26711.842 | -3.381 | 24725.047 | 26711.842 | 24725.047
-3.1 | 27038.705 | -3.241 | 25125.47 | 27038.705 | 25125.47
-2.96 | 27366.36 | -3.1 | 25517.26 | 27366.36 | 25517.26
-2.819 | 27723.89 | -2.96 | 25887.232 | 27723.89 | 25887.232
-2.678 | 28007.371 | -2.819 | 26258.24 | 28007.371 | 26258.24
-2.537 | 28286.487 | -2.678 | 26615.55 | 28286.487 | 26615.55
-2.397 | 28545.176 | -2.537 | 26976.464 | 28545.176 | 26976.464
-2.256 | 28766.259 | -2.397 | 27341.282 | 28766.259 | 27341.282
-2.115 | 28955.179 | -2.256 | 27660.489 | 28955.179 | 27660.489
-1.974 | 29159.776 | -2.115 | 27936.741 | 29159.776 | 27936.741
-1.833 | 29337.047 | -1.974 | 28222.315 | 29337.047 | 28222.315
-1.692 | 29516.548 | -1.833 | 28483.871 | 29516.548 | 28483.871
-1.551 | 29650.482 | -1.692 | 28724.729 | 29650.482 | 28724.729
-1.41 | 29802.98 | -1.551 | 28971.921 | 29802.98 | 28971.921
-1.269 | 29921.791 | -1.41 | 29218.484 | 29921.791 | 29218.484
-1.128 | 30076.164 | -1.269 | 29382.796 | 30076.164 | 29382.796
-0.987 | 30180.302 | -1.128 | 29520.716 | 30180.302 | 29520.716
-0.846 | 30239.499 | -0.987 | 29669.262 | 30239.499 | 29669.262
-0.705 | 30200.985 | -0.846 | 29813.123 | 30200.985 | 29813.123
-0.564 | 30193.248 | -0.705 | 29980.181 | 30193.248 | 29980.181
-0.423 | 30231.47 | -0.564 | 30141.11 | 30231.47 | 30141.11
-0.282 | 30253.793 | -0.423 | 30227.217 | 30253.793 | 30227.217
-0.141 | 30275.246 | -0.282 | 30276.638 | 30275.246 | 30276.638
0 | 30275.902 | -0.141 | 30256.451 | 30275.902 | 30256.451
0.141 | 30233.079 | 0 | 30275.902 | 30233.079 | 30275.902
0.282 | 30150.176 | 0.141 | 30239.844 | 30150.176 | 30239.844
0.423 | 30078.875 | 0.282 | 30243.423 | 30078.875 | 30243.423
0.564 | 30007.463 | 0.423 | 30157.745 | 30007.463 | 30157.745
0.705 | 29927.755 | 0.564 | 30101.166 | 29927.755 | 30101.166
0.846 | 29821.794 | 0.705 | 30047.07 | 29821.794 | 30047.07
0.987 | 29694.346 | 0.846 | 29989.257 | 29694.346 | 29989.257
1.128 | 29564.649 | 0.987 | 29902.19 | 29564.649 | 29902.19
1.269 | 29430.506 | 1.128 | 29798.744 | 29430.506 | 29798.744
1.41 | 29268.635 | 1.269 | 29644.166 | 29268.635 | 29644.166
1.551 | 29082.338 | 1.41 | 29457.318 | 29082.338 | 29457.318
1.692 | 28893.411 | 1.551 | 29243.645 | 28893.411 | 29243.645
1.833 | 28689.386 | 1.692 | 29050.858 | 28689.386 | 29050.858
1.974 | 28446.181 | 1.833 | 28820.744 | 28446.181 | 28820.744
2.115 | 28192.852 | 1.974 | 28530.622 | 28192.852 | 28530.622
2.256 | 27929.542 | 2.115 | 28211.482 | 27929.542 | 28211.482
2.397 | 27654.073 | 2.256 | 27902.665 | 27654.073 | 27902.665
2.537 | 27361.789 | 2.397 | 27555.387 | 27361.789 | 27555.387
2.678 | 27074.763 | 2.537 | 27220.009 | 27074.763 | 27220.009
2.819 | 26764.284 | 2.678 | 26893.76 | 26764.284 | 26893.76
2.96 | 26459.102 | 2.819 | 26533.905 | 26459.102 | 26533.905
3.1 | 26126.456 | 2.96 | 26178.454 | 26126.456 | 26178.454
3.241 | 25761.37 | 3.1 | 25829.751 | 25761.37 | 25829.751
3.381 | 25393.792 | 3.241 | 25431.413 | 25393.792 | 25431.413
3.522 | 25072.989 | 3.381 | 25057.547 | 25072.989 | 25057.547
3.662 | 24721.898 | 3.522 | 24629.867 | 24721.898 | 24629.867
3.803 | 24335.441 | 3.662 | 24211.53 | 24335.441 | 24211.53
3.943 | 23947.242 | 3.803 | 23794.737 | 23947.242 | 23794.737
4.084 | 23547.196 | 3.943 | 23382.404 | 23547.196 | 23382.404
4.224 | 23127.829 | 4.084 | 22949.659 | 23127.829 | 22949.659
4.364 | 22719.896 | 4.224 | 22540.06 | 22719.896 | 22540.06
4.505 | 22313.09 | 4.364 | 22101.648 | 22313.09 | 22101.648
4.645 | 21914.344 | 4.505 | 21659.004 | 21914.344 | 21659.004
4.785 | 21497.046 | 4.645 | 21232.548 | 21497.046 | 21232.548
4.925 | 21074.859 | 4.785 | 20770.304 | 21074.859 | 20770.304
5.065 | 20656.48 | 4.925 | 20309.082 | 20656.48 | 20309.082
5.205 | 20251.081 | 5.065 | 19885.418 | 20251.081 | 19885.418
5.345 | 19831.906 | 5.205 | 19444.774 | 19831.906 | 19444.774
5.484 | 19415.292 | 5.345 | 19003.509 | 19415.292 | 19003.509
5.624 | 18982.357 | 5.484 | 18547.512 | 18982.357 | 18547.512
5.764 | 18536.91 | 5.624 | 18102.823 | 18536.91 | 18102.823
5.903 | 18107.584 | 5.764 | 17631.071 | 18107.584 | 17631.071
6.043 | 17675.488 | 5.903 | 17177.692 | 17675.488 | 17177.692
6.182 | 17232.883 | 6.043 | 16726.762 | 17232.883 | 16726.762
6.322 | 16798.863 | 6.182 | 16282.178 | 16798.863 | 16282.178
6.461 | 16392.045 | 6.322 | 15832.959 | 16392.045 | 15832.959
6.6 | 15975.409 | 6.461 | 15369.697 | 15975.409 | 15369.697
6.739 | 15566.238 | 6.6 | 14928.241 | 15566.238 | 14928.241
6.879 | 15168.707 | 6.739 | 14491.833 | 15168.707 | 14491.833
7.018 | 14779.763 | 6.879 | 14057.356 | 14779.763 | 14057.356
7.156 | 14395.135 | 7.018 | 13640.041 | 14395.135 | 13640.041
7.295 | 14010.083 | 7.156 | 13243.269 | 14010.083 | 13243.269
7.434 | 13649.929 | 7.295 | 12844.081 | 13649.929 | 12844.081
7.573 | 13284.2 | 7.434 | 12437.548 | 13284.2 | 12437.548
7.711 | 12909.532 | 7.573 | 12054.4 | 12909.532 | 12054.4
7.85 | 12534.796 | 7.711 | 11671.708 | 12534.796 | 11671.708
7.988 | 12196.758 | 7.85 | 11294.912 | 12196.758 | 11294.912
8.126 | 11852.592 | 7.988 | 10933.435 | 11852.592 | 10933.435
8.265 | 11500.048 | 8.126 | 10580.793 | 11500.048 | 10580.793
8.403 | 11152.803 | 8.265 | 10223.662 | 11152.803 | 10223.662
8.541 | 10813.411 | 8.403 | 9886.821 | 10813.411 | 9886.821
8.679 | 10482.846 | 8.541 | 9562.234 | 10482.846 | 9562.234
8.816 | 10146.68 | 8.679 | 9246.946 | 10146.68 | 9246.946
8.954 | 9818.662 | 8.816 | 8942.61 | 9818.662 | 8942.61
9.092 | 9498.843 | 8.954 | 8639.834 | 9498.843 | 8639.834
9.229 | 9189.722 | 9.092 | 8353.417 | 9189.722 | 8353.417
9.366 | 8895.327 | 9.229 | 8061.962 | 8895.327 | 8061.962
9.504 | 8628.657 | 9.366 | 7768.894 | 8628.657 | 7768.894
9.641 | 8359.829 | 9.504 | 7478.037 | 8359.829 | 7478.037
9.778 | 8092.883 | 9.641 | 7221.299 | 8092.883 | 7221.299
9.915 | 7823.577 | 9.778 | 6970.476 | 7823.577 | 6970.476
10.052 | 7558.507 | 9.915 | 6724.605 | 7558.507 | 6724.605
10.188 | 7288.417 | 10.052 | 6481.739 | 7288.417 | 6481.739
10.325 | 7050.025 | 10.188 | 6244.853 | 7050.025 | 6244.853
10.461 | 6814.226 | 10.325 | 6010.641 | 6814.226 | 6010.641
10.598 | 6581.274 | 10.461 | 5782.636 | 6581.274 | 5782.636
10.734 | 6355.909 | 10.598 | 5559.702 | 6355.909 | 5559.702
10.87 | 6140.248 | 10.734 | 5355.3 | 6140.248 | 5355.3
11.006 | 5920.488 | 10.87 | 5152.305 | 5920.488 | 5152.305
11.142 | 5716.885 | 11.006 | 4954.524 | 5716.885 | 4954.524
11.278 | 5524.388 | 11.142 | 4770.589 | 5524.388 | 4770.589
11.413 | 5333.531 | 11.278 | 4595.44 | 5333.531 | 4595.44
11.549 | 5148.23 | 11.413 | 4425.837 | 5148.23 | 4425.837
11.684 | 4967.123 | 11.549 | 4274.242 | 4967.123 | 4274.242
11.819 | 4788.878 | 11.684 | 4123.001 | 4788.878 | 4123.001
11.954 | 4609.869 | 11.819 | 3973.879 | 4609.869 | 3973.879
12.089 | 4433.548 | 11.954 | 3830.339 | 4433.548 | 3830.339
12.224 | 4269.206 | 12.089 | 3690.666 | 4269.206 | 3690.666
12.359 | 4109.808 | 12.224 | 3553.572 | 4109.808 | 3553.572
12.493 | 3957.414 | 12.359 | 3412.976 | 3957.414 | 3412.976
12.628 | 3815.888 | 12.493 | 3284.701 | 3815.888 | 3284.701
12.762 | 3686.234 | 12.628 | 3166.618 | 3686.234 | 3166.618
12.896 | 3554.597 | 12.762 | 3055.103 | 3554.597 | 3055.103
13.03 | 3425.21 | 12.896 | 2935.969 | 3425.21 | 2935.969
13.164 | 3302.818 | 13.03 | 2825.907 | 3302.818 | 2825.907
13.297 | 3179.276 | 13.164 | 2714.602 | 3179.276 | 2714.602
13.431 | 3061.351 | 13.297 | 2612.108 | 3061.351 | 2612.108
13.564 | 2950.611 | 13.431 | 2506.711 | 2950.611 | 2506.711
13.698 | 2844.657 | 13.564 | 2413.515 | 2844.657 | 2413.515
13.831 | 2741.254 | 13.698 | 2318.445 | 2741.254 | 2318.445
13.964 | 2643.601 | 13.831 | 2230.159 | 2643.601 | 2230.159
14.096 | 2552.612 | 13.964 | 2142.97 | 2552.612 | 2142.97
14.229 | 2461.424 | 14.096 | 2071.4 | 2461.424 | 2071.4
14.361 | 2376.182 | 14.229 | 2000.138 | 2376.182 | 2000.138
14.494 | 2296.11 | 14.361 | 1932.703 | 2296.11 | 1932.703
14.626 | 2217.075 | 14.494 | 1863.132 | 2217.075 | 1863.132
14.758 | 2134.912 | 14.626 | 1797.402 | 2134.912 | 1797.402
14.89 | 2053.866 | 14.758 | 1725.453 | 2053.866 | 1725.453
15.021 | 1974.479 | 14.89 | 1655.595 | 1974.479 | 1655.595
15.153 | 1897.162 | 15.021 | 1592.873 | 1897.162 | 1592.873
15.284 | 1828.558 | 15.153 | 1535.566 | 1828.558 | 1535.566
15.415 | 1760.213 | 15.284 | 1479.146 | 1760.213 | 1479.146
15.546 | 1693.848 | 15.415 | 1421.942 | 1693.848 | 1421.942
15.677 | 1633.737 | 15.546 | 1373.505 | 1633.737 | 1373.505
15.808 | 1575.823 | 15.677 | 1320.904 | 1575.823 | 1320.904
15.938 | 1520.935 | 15.808 | 1269.48 | 1520.935 | 1269.48
16.069 | 1468.086 | 15.938 | 1221.195 | 1468.086 | 1221.195
16.199 | 1415.501 | 16.069 | 1178.486 | 1415.501 | 1178.486
16.329 | 1362.401 | 16.199 | 1135.529 | 1362.401 | 1135.529
16.459 | 1313.19 | 16.329 | 1093.972 | 1313.19 | 1093.972
16.588 | 1264.025 | 16.459 | 1057.174 | 1264.025 | 1057.174
16.718 | 1220.436 | 16.588 | 1019.733 | 1220.436 | 1019.733
16.847 | 1181.626 | 16.718 | 984.593 | 1181.626 | 984.593
16.976 | 1145.028 | 16.847 | 947.657 | 1145.028 | 947.657
17.105 | 1109.497 | 16.976 | 917.245 | 1109.497 | 917.245
17.234 | 1078.989 | 17.105 | 890.428 | 1078.989 | 890.428
17.362 | 1046.219 | 17.234 | 862.996 | 1046.219 | 862.996
17.491 | 1011.828 | 17.362 | 832.988 | 1011.828 | 832.988
17.619 | 980.434 | 17.491 | 805.802 | 980.434 | 805.802
17.747 | 952.103 | 17.619 | 784.263 | 952.103 | 784.263
17.875 | 919.994 | 17.747 | 762.92 | 919.994 | 762.92
18.003 | 888.319 | 17.875 | 738.063 | 888.319 | 738.063
18.13 | 860.195 | 18.003 | 715.741 | 860.195 | 715.741
18.257 | 835.597 | 18.13 | 694.319 | 835.597 | 694.319
18.385 | 808.717 | 18.257 | 672.242 | 808.717 | 672.242
18.512 | 784.432 | 18.385 | 649.931 | 784.432 | 649.931
18.638 | 762.998 | 18.512 | 632.277 | 762.998 | 632.277
18.765 | 740.805 | 18.638 | 613.502 | 740.805 | 613.502
18.891 | 717.131 | 18.765 | 593.694 | 717.131 | 593.694
19.017 | 696.423 | 18.891 | 577.77 | 696.423 | 577.77
19.143 | 679.421 | 19.017 | 562.593 | 679.421 | 562.593
19.269 | 662.106 | 19.143 | 545.622 | 662.106 | 545.622
19.395 | 648.384 | 19.269 | 528.77 | 648.384 | 528.77
19.52 | 632.232 | 19.395 | 514.353 | 632.232 | 514.353
19.645 | 612.712 | 19.52 | 502.196 | 612.712 | 502.196
19.77 | 592.279 | 19.645 | 491.828 | 592.279 | 491.828
19.895 | 575.164 | 19.77 | 480.832 | 575.164 | 480.832
20.02 | 558.753 | 19.895 | 471.103 | 558.753 | 471.103
20.144 | 544.177 | 20.02 | 459.377 | 544.177 | 459.377
20.268 | 530.074 | 20.144 | 449.361 | 530.074 | 449.361
20.392 | 517.481 | 20.268 | 439.741 | 517.481 | 439.741
20.516 | 505.372 | 20.392 | 432.439 | 505.372 | 432.439
20.64 | 490.885 | 20.516 | 424.513 | 490.885 | 424.513
20.763 | 477.469 | 20.64 | 415.117 | 477.469 | 415.117
20.887 | 465.779 | 20.763 | 404.291 | 465.779 | 404.291
21.01 | 454.979 | 20.887 | 393.314 | 454.979 | 393.314
21.132 | 446.575 | 21.01 | 380.593 | 446.575 | 380.593
21.255 | 437.78 | 21.132 | 370.557 | 437.78 | 370.557
21.378 | 426.888 | 21.255 | 363.574 | 426.888 | 363.574
21.5 | 417.652 | 21.378 | 357.362 | 417.652 | 357.362
21.622 | 409.885 | 21.5 | 351.371 | 409.885 | 351.371
21.744 | 399.25 | 21.622 | 345.201 | 399.25 | 345.201
21.865 | 390.995 | 21.744 | 338.546 | 390.995 | 338.546
21.987 | 383.97 | 21.865 | 329.427 | 383.97 | 329.427
22.108 | 374.72 | 21.987 | 323.616 | 374.72 | 323.616
22.229 | 368.079 | 22.108 | 317.623 | 368.079 | 317.623
22.349 | 363.454 | 22.229 | 311.652 | 363.454 | 311.652
22.47 | 355.932 | 22.349 | 305.754 | 355.932 | 305.754
22.59 | 346.879 | 22.47 | 301.264 | 346.879 | 301.264
22.71 | 340.102 | 22.59 | 295.105 | 340.102 | 295.105
22.83 | 331.273 | 22.71 | 287.314 | 331.273 | 287.314
22.95 | 322.814 | 22.83 | 281.192 | 322.814 | 281.192
23.07 | 318.836 | 22.95 | 276.646 | 318.836 | 276.646
23.189 | 313.116 | 23.07 | 273.273 | 313.116 | 273.273
23.308 | 304.282 | 23.189 | 266.284 | 304.282 | 266.284
23.427 | 295.874 | 23.308 | 263.547 | 295.874 | 263.547
23.546 | 290.417 | 23.427 | 257.598 | 290.417 | 257.598
23.664 | 287.093 | 23.546 | 251.25 | 287.093 | 251.25
23.782 | 285.708 | 23.664 | 246.291 | 285.708 | 246.291
23.9 | 284.687 | 23.782 | 243.843 | 284.687 | 243.843
24.018 | 281.801 | 23.9 | 240.322 | 281.801 | 240.322
24.136 | 278.9 | 24.018 | 236.624 | 278.9 | 236.624
24.253 | 275.823 | 24.136 | 234.771 | 275.823 | 234.771
24.37 | 269.139 | 24.253 | 229.434 | 269.139 | 229.434
24.487 | 262.472 | 24.37 | 226.266 | 262.472 | 226.266
24.604 | 256.308 | 24.487 | 223.671 | 256.308 | 223.671
24.72 | 249.731 | 24.604 | 220.686 | 249.731 | 220.686
24.836 | 245.285 | 24.72 | 217.9 | 245.285 | 217.9
24.953 | 243.532 | 24.836 | 214.232 | 243.532 | 214.232
25.068 | 242.097 | 24.953 | 208.75 | 242.097 | 208.75
25.184 | 239.014 | 25.068 | 205.09 | 239.014 | 205.09
25.299 | 236.407 | 25.184 | 200.59 | 236.407 | 200.59
25.415 | 232.192 | 25.299 | 197.106 | 232.192 | 197.106
25.53 | 228.228 | 25.415 | 194.867 | 228.228 | 194.867
25.644 | 225.789 | 25.53 | 194.931 | 225.789 | 194.931
25.759 | 223.669 | 25.644 | 193.668 | 223.669 | 193.668
25.873 | 221.204 | 25.759 | 191.677 | 221.204 | 191.677
25.987 | 216.828 | 25.873 | 191.899 | 216.828 | 191.899
26.101 | 212.203 | 25.987 | 192.848 | 212.203 | 192.848
26.215 | 208.056 | 26.101 | 184.965 | 208.056 | 184.965
26.328 | 204.616 | 26.215 | 180.009 | 204.616 | 180.009
26.441 | 200.423 | 26.328 | 175.924 | 200.423 | 175.924
26.554 | 196.544 | 26.441 | 172.21 | 196.544 | 172.21
26.667 | 192.131 | 26.554 | 170.398 | 192.131 | 170.398
26.78 | 189.742 | 26.667 | 168.122 | 189.742 | 168.122
26.892 | 187.338 | 26.78 | 163.896 | 187.338 | 163.896
27.004 | 185.435 | 26.892 | 161.244 | 185.435 | 161.244
27.116 | 183.923 | 27.004 | 160.638 | 183.923 | 160.638
27.228 | 184.706 | 27.116 | 159.511 | 184.706 | 159.511
27.339 | 182.72 | 27.228 | 161.546 | 182.72 | 161.546
27.45 | 177.245 | 27.339 | 157.872 | 177.245 | 157.872
27.561 | 171.503 | 27.45 | 156.61 | 171.503 | 156.61
27.672 | 169.516 | 27.561 | 156.155 | 169.516 | 156.155
27.782 | 168.863 | 27.672 | 154.647 | 168.863 | 154.647
27.893 | 167.032 | 27.782 | 150.906 | 167.032 | 150.906
28.003 | 165.425 | 27.893 | 150.311 | 165.425 | 150.311
28.113 | 163.277 | 28.003 | 148.241 | 163.277 | 148.241
28.222 | 161.707 | 28.113 | 143.265 | 161.707 | 143.265
28.332 | 160.662 | 28.222 | 141.516 | 160.662 | 141.516
28.441 | 159.729 | 28.332 | 141.061 | 159.729 | 141.061
28.55 | 156.818 | 28.441 | 140.008 | 156.818 | 140.008
28.658 | 153.588 | 28.55 | 139.546 | 153.588 | 139.546
28.767 | 152.203 | 28.658 | 136.803 | 152.203 | 136.803
28.875 | 152.618 | 28.767 | 136.568 | 152.618 | 136.568
28.983 | 151.22 | 28.875 | 134.762 | 151.22 | 134.762
29.091 | 150.056 | 28.983 | 135.669 | 150.056 | 135.669
29.199 | 148.884 | 29.091 | 135.002 | 148.884 | 135.002
29.306 | 149.354 | 29.199 | 137.436 | 149.354 | 137.436
29.413 | 148.845 | 29.306 | 135.182 | 148.845 | 135.182
29.52 | 147.78 | 29.413 | 132.606 | 147.78 | 132.606
29.627 | 144.611 | 29.52 | 126.879 | 144.611 | 126.879
29.733 | 143.834 | 29.627 | 123.274 | 143.834 | 123.274
29.84 | 143.61 | 29.733 | 121.563 | 143.61 | 121.563
29.946 | 143.073 | 29.84 | 120.337 | 143.073 | 120.337
30.051 | 141.47 | 29.946 | 119.538 | 141.47 | 119.538
30.157 | 140.733 | 30.051 | 119.734 | 140.733 | 119.734
30.262 | 138.609 | 30.157 | 121.184 | 138.609 | 121.184
30.367 | 136.722 | 30.262 | 122.265 | 136.722 | 122.265
30.472 | 136.658 | 30.367 | 121.335 | 136.658 | 121.335
30.577 | 136.783 | 30.472 | 120.651 | 136.783 | 120.651
30.681 | 136.08 | 30.577 | 118.947 | 136.08 | 118.947
30.786 | 135.564 | 30.681 | 112.455 | 135.564 | 112.455
30.89 | 134.659 | 30.786 | 109.946 | 134.659 | 109.946
30.993 | 133.427 | 30.89 | 110.368 | 133.427 | 110.368
30.993 | 133.427 | 30.89 | 110.368 | 133.427 | 110.368
31.097 | 131.992 | 30.993 | 111.693 | 131.992 | 111.693
31.2 | 131.971 | 31.097 | 111.413 | 131.971 | 111.413
31.303 | 131.625 | 31.2 | 112.36 | 131.625 | 112.36
31.406 | 131.341 | 31.303 | 109.807 | 131.341 | 109.807
31.509 | 130.27 | 31.406 | 109.255 | 130.27 | 109.255
31.611 | 128.077 | 31.509 | 107.589 | 128.077 | 107.589
31.714 | 124.158 | 31.611 | 106.567 | 124.158 | 106.567
31.815 | 121.334 | 31.714 | 104.748 | 121.334 | 104.748
31.917 | 119.683 | 31.815 | 89.713 | 119.683 | 89.713
32.019 | 120.147 | 31.917 | 64.379 | 120.147 | 64.379
32.12 | 120.57 | 32.019 | 45.122 | 120.57 | 45.122

## Lenses & Diffusers (hidden)
Note : All measurments are with a Vivid
Luminit Diffuser | Side Facing LEDs | Field Lumens | Field Angle Horiz | Field Angle Vert | Lens Efficiency
none |  | 1127 | 21.09 | 19.14 | 100%
20 | smooth | 1034 | 46.4 | 44.9 | 91.75%
20 | rough | 1112 | 47.29 | 45.71 | 98.67%
30x5 | rough | 1078 | 64.74 | 25.45 | 95.65%
40 | rough | 1114 | 74.31 | 76.21 | 98.85%
60x10 | rough | 1062 | 74.87 | 30.62 | 94.23%
60 | rough | 1003 | 74.87 | 76.64 | 89%
75x35 | rough | 1031 | 75* | 61.68 | 91.48% | *note - we could not capture the full field width
MicrolensLens | Lens Efficiency |  |  | Vivid Field Angle Horiz | Vivid Field Angle Vert | Paletta Field Angle Horiz | Paletta Field Angle Vert | Lustr Field Angle Horiz | Lustr Field Angle Vert
| Vivid | Paletta | Lustr
none | na | na | na | 18.6 | 18.6 | 25.7 | 25.7 | 26.4 | 26.4 | 0.7 | 0.7
H40 | 97.8% | 93.6% | 93.5% | 41.3 | 21.3 | 44.6 | 26.8 | 45.2 | 27.1 | 0.6 | 0.3
V40 | 100.4% | 94.5% | 94.6% | 23.5 | 40.7 | 28.8 | 44 | 28.9 | 44.7 | 0.1 | 0.7
H50 | 96% | 93.6% | 95.1% | 72.3 | 21.9 | 74.4 | 27.1 | 75 | 28 | 0.6 | 0.9
V50 | 97.8% | 94.5% | 94.6% | 24.8 | 72.3 | 29.5 | 76 | 31.3 | 76.6 | 1.8 | 0.6
H60 | 97.8% | 94.5% | 95.7% | 68.2 | 21.6 | 71.3 | 27.3 | 71.4 | 27.8 | 0.1 | 0.5
V60 | 99.6% | 95.4% | 96.8% | 24.9 | 67.6 | 30.6 | 70.8 | 31.3 | 71.2 | 0.7 | 0.4
H70 | 96% | 91.8% | 93.5% | 72.8 | 21.7 | 78 | 28 | 79.2 | 28 | 1.2 | 0
V70 | 97.8% | 91.8% | 94.6% | 25.1 | 72.9 | 31.3 | 78.5 | 31 | 79.4 | -0.3 | 0.9
H80 | 92.4% | 90% | 90.8% | ~78 | 22.2 | 80 | 27.5 | 82.5 | 28.2 | 2.5 | 0.7
V80 | 95.1% | 90.9% | 92.4% | 26.5 | 80.3 | 31 | 82 | 31.3 | 82.5 | 0.3 | 0.5
H40 + V40 | 90.7% | 86.4% | 86.9% | 44.7 | 42.6 | 47.6 | 45.7 | 48.1 | 46.6 | 0.5 | 0.9
H60 + V60 | 95.1% | 91.8% | 92.4% | 70.4 | 70.2 | 73.8 | 72.3 | 73.6 | 72.4 | -0.2 | 0.1
H40 + V60 | 92.4% | 89.1% | 89.7% | 45.3 | 69.8 | 48.5 | 72.1 | 48.8 | 72.4 | 0.3 | 0.3
H40 + V80 | 88.9% | 85.5% | 85.8% | 45.8 | 81.4 | 48.6 | 82 | 49.1 | 82.6 | 0.5 | 0.6
[10 empty] | 0.62143 | 0.52857

## Vivid H40 (hidden)
Selador | Lamp |  | Wattage
Vivid | Lumileds K2 |  | 122 |  | Note: Owing to the variability of LEDs, output data and color matches should be viewed as approximate
Note: All data taken with room temperature fixture
| Beam Angle | Field Angle
Horizontal | 28.9 | 41.3
| Accessory Lens | Candela | Field Lumens | Beam Lumens | Lens Efficiency | Efficacy
| H40 | 12130 | 1100 | 650 | 97.78% | 9.0164
| For Field diameter at any distance, multiply distance by |  |  |  | 0.75374
| For Beam diameter at any distance, multiply distance by |  |  |  | 0.51537
| Throw Distance (ft) | 10 | 15 | 20 | 25
| Throw Distance (m) | 3.048 | 4.572 | 6.096 | 7.62
| Field Diameter (ft) | 7.5374 | 11.3061 | 15.0749 | 18.8436
| Field Diameter (m) | 2.2974 | 3.4461 | 4.5948 | 5.7435
| Illuminance (fc) | 121.3 | 53.9111 | 30.325 | 19.408
| Illuminance (lux) | 1305.6611 | 580.2938 | 326.4153 | 208.9058
Test Distance | Iso-Illuminance Diagram grid lines
72 | 10 | 20 | 30 | 40
| 0.13889 | 0.27778 | 0.41667 | 0.55556
| Beam Angle | Field Angle
Vertical | 10 | 21.3
| For Field diameter at any distance, multiply distance by |  |  |  | 0.3761
| For Beam diameter at any distance, multiply distance by |  |  |  | 0.17498
| Throw Distance (ft) | 10 | 15 | 20 | 25
| Throw Distance (m) | 3.048 | 4.572 | 6.096 | 7.62
| Field Diameter (ft) | 3.761 | 5.6414 | 7.5219 | 9.4024
| Field Diameter (m) | 1.1463 | 1.7195 | 2.2927 | 2.8659
| Illuminance (fc) | 121.3 | 53.9111 | 30.325 | 19.408
| Illuminance (lux) | 1305.6611 | 580.2938 | 326.4153 | 208.9058
| X |  | Y
-17.18 | 0 | -17.243 | 893.935
-17.117 | 0 | -17.18 | 903.395
-17.053 | 0 | -17.117 | 909.77
-16.99 | 128.031 | -17.053 | 920.21
-16.926 | 344.851 | -16.99 | 930.746
-16.862 | 562.378 | -16.926 | 941.893
-16.799 | 780.611 | -16.862 | 953.134
-16.735 | 914.197 | -16.799 | 968.358
-16.671 | 926.352 | -16.735 | 984.753
-16.608 | 939.397 | -16.671 | 1004.599
-16.544 | 950.026 | -16.608 | 1020.816
-16.48 | 966.611 | -16.544 | 1038.883
-16.416 | 981.972 | -16.48 | 1052.193
-16.352 | 996.68 | -16.416 | 1057.919
-16.288 | 1007.05 | -16.352 | 1070.735
-16.224 | 1022.673 | -16.288 | 1083.018
-16.16 | 1036.343 | -16.224 | 1099.304
-16.096 | 1048.406 | -16.16 | 1116.297
-16.032 | 1063.668 | -16.096 | 1136.937
-15.968 | 1080.993 | -16.032 | 1153.245
-15.903 | 1096.257 | -15.968 | 1170.54
-15.839 | 1110.424 | -15.903 | 1190.005
-15.775 | 1133.011 | -15.839 | 1206.111
-15.71 | 1151.79 | -15.775 | 1221.4
-15.646 | 1169.525 | -15.71 | 1239.814
-15.582 | 1186.275 | -15.646 | 1258.758
-15.517 | 1210.008 | -15.582 | 1277.333
-15.453 | 1228.936 | -15.517 | 1297.839
-15.388 | 1245.313 | -15.453 | 1317.021
-15.323 | 1261.551 | -15.388 | 1330.125
-15.259 | 1282.289 | -15.323 | 1348.13
-15.194 | 1308.239 | -15.259 | 1363.479
-15.129 | 1326.838 | -15.194 | 1385.279
-15.065 | 1348.417 | -15.129 | 1408.995
-15 | 1372.297 | -15.065 | 1436.795
-14.935 | 1392.523 | -15 | 1461.598
-14.87 | 1406.492 | -14.935 | 1485.803
-14.805 | 1426.547 | -14.87 | 1507.69
-14.74 | 1443.519 | -14.805 | 1532.096
-14.675 | 1461.683 | -14.74 | 1555.408
-14.61 | 1485.191 | -14.675 | 1580.068
-14.545 | 1514.969 | -14.61 | 1600.923
-14.48 | 1541.989 | -14.545 | 1623.683
-14.415 | 1568.801 | -14.48 | 1644.914
-14.35 | 1588.783 | -14.415 | 1671.967
-14.285 | 1607.467 | -14.35 | 1701.184
-14.219 | 1628.436 | -14.285 | 1736.474
-14.154 | 1656.199 | -14.219 | 1765.76
-14.089 | 1680.784 | -14.154 | 1795.11
-14.023 | 1708.573 | -14.089 | 1828.648
-13.958 | 1731.708 | -14.023 | 1856.036
-13.892 | 1756.674 | -13.958 | 1882.724
-13.827 | 1779.411 | -13.892 | 1913.101
-13.761 | 1805.182 | -13.827 | 1946.228
-13.696 | 1836.768 | -13.761 | 1977.443
-13.63 | 1867.979 | -13.696 | 2009.65
-13.565 | 1898.27 | -13.63 | 2034.54
-13.499 | 1926.879 | -13.565 | 2054.37
-13.433 | 1951.52 | -13.499 | 2086.779
-13.368 | 1982.066 | -13.433 | 2122.685
-13.302 | 2011.86 | -13.368 | 2153.254
-13.236 | 2046.127 | -13.302 | 2189.986
-13.17 | 2078.768 | -13.236 | 2222.802
-13.104 | 2112.124 | -13.17 | 2253.181
-13.038 | 2142.285 | -13.104 | 2293.239
-12.972 | 2175.929 | -13.038 | 2332.426
-12.906 | 2212.452 | -12.972 | 2367.273
-12.84 | 2251.306 | -12.906 | 2409.821
-12.774 | 2293.243 | -12.84 | 2453.553
-12.708 | 2327.122 | -12.774 | 2488.408
-12.642 | 2364.197 | -12.708 | 2529.593
-12.576 | 2397.335 | -12.642 | 2572.235
-12.51 | 2427.95 | -12.576 | 2609.638
-12.444 | 2461.435 | -12.51 | 2641.329
-12.377 | 2499.669 | -12.444 | 2679.393
-12.311 | 2536.024 | -12.377 | 2721.391
-12.245 | 2581.578 | -12.311 | 2760.859
-12.178 | 2624.279 | -12.245 | 2802.856
-12.112 | 2667.891 | -12.178 | 2848.614
-12.046 | 2705.975 | -12.112 | 2892.058
-11.979 | 2750.872 | -12.046 | 2935.232
-11.913 | 2793.302 | -11.979 | 2981.246
-11.846 | 2837.767 | -11.913 | 3023.774
-11.78 | 2882.389 | -11.846 | 3071.495
-11.713 | 2924.873 | -11.78 | 3115.68
-11.646 | 2973.766 | -11.713 | 3165.477
-11.58 | 3019.718 | -11.646 | 3212.969
-11.513 | 3071.587 | -11.58 | 3265.26
-11.446 | 3116.412 | -11.513 | 3314.18
-11.38 | 3163.686 | -11.446 | 3362.137
-11.313 | 3213.939 | -11.38 | 3411.422
-11.246 | 3266.418 | -11.313 | 3467.088
-11.179 | 3308.846 | -11.246 | 3520.721
-11.112 | 3352.978 | -11.179 | 3571.74
-11.045 | 3402.156 | -11.112 | 3617.709
-10.978 | 3455.468 | -11.045 | 3664.742
-10.911 | 3512.006 | -10.978 | 3708.595
-10.844 | 3575.523 | -10.911 | 3761.516
-10.777 | 3634.522 | -10.844 | 3822.111
-10.71 | 3691.815 | -10.777 | 3879.409
-10.643 | 3747.988 | -10.71 | 3930.14
-10.576 | 3807.903 | -10.643 | 3989.273
-10.509 | 3870.709 | -10.576 | 4061.812
-10.442 | 3931.284 | -10.509 | 4133.742
-10.375 | 3984.203 | -10.442 | 4198.419
-10.307 | 4033.907 | -10.375 | 4262.764
-10.24 | 4093.303 | -10.307 | 4328.779
-10.173 | 4169.58 | -10.24 | 4390.145
-10.106 | 4237.888 | -10.173 | 4446.082
-10.038 | 4309.016 | -10.106 | 4508.537
-9.971 | 4380.806 | -10.038 | 4570.352
-9.903 | 4461.446 | -9.971 | 4631.686
-9.836 | 4524.011 | -9.903 | 4695.375
-9.769 | 4588.928 | -9.836 | 4762.57
-9.701 | 4654.987 | -9.769 | 4830.748
-9.634 | 4733.654 | -9.701 | 4894.618
-9.566 | 4811.931 | -9.634 | 4954.292
-9.498 | 4886.471 | -9.566 | 5013.442
-9.431 | 4937.37 | -9.498 | 5080.175
-9.363 | 4999.196 | -9.431 | 5146.064
-9.296 | 5073.916 | -9.363 | 5222.707
-9.228 | 5144.759 | -9.296 | 5294.008
-9.16 | 5209.543 | -9.228 | 5369.524
-9.093 | 5284.174 | -9.16 | 5451.23
-9.025 | 5371.398 | -9.093 | 5535.678
-8.957 | 5460.209 | -9.025 | 5620.78
-8.889 | 5539.524 | -8.957 | 5705.703
-8.821 | 5621.945 | -8.889 | 5791.333
-8.754 | 5708.401 | -8.821 | 5863.266
-8.686 | 5795.252 | -8.754 | 5941.483
-8.618 | 5871.96 | -8.686 | 6018.65
-8.55 | 5959.089 | -8.618 | 6098.975
-8.482 | 6041.117 | -8.55 | 6179.237
-8.414 | 6126.087 | -8.482 | 6264.829
-8.346 | 6221.767 | -8.414 | 6349.422
-8.278 | 6334.353 | -8.346 | 6436.437
-8.21 | 6438.101 | -8.278 | 6530.428
-8.142 | 6537.268 | -8.21 | 6612.548
-8.074 | 6624.676 | -8.142 | 6702.884
-8.006 | 6704.426 | -8.074 | 6801.891
-7.938 | 6789.751 | -8.006 | 6910.229
-7.869 | 6885.032 | -7.938 | 6992.301
-7.801 | 6977.305 | -7.869 | 7076.641
-7.733 | 7067.762 | -7.801 | 7154.89
-7.665 | 7167.643 | -7.733 | 7244.694
-7.597 | 7264.623 | -7.665 | 7331.036
-7.528 | 7347.121 | -7.597 | 7423.868
-7.46 | 7434.614 | -7.528 | 7519.782
-7.392 | 7531.418 | -7.46 | 7610.282
-7.323 | 7627.133 | -7.392 | 7700.059
-7.255 | 7720.633 | -7.323 | 7774.407
-7.187 | 7828.874 | -7.255 | 7867.017
-7.118 | 7930.629 | -7.187 | 7969.129
-7.05 | 8018.569 | -7.118 | 8092.133
-6.981 | 8106.771 | -7.05 | 8191.807
-6.913 | 8200.262 | -6.981 | 8299.327
-6.844 | 8288.323 | -6.913 | 8407.965
-6.776 | 8399.399 | -6.844 | 8515.262
-6.707 | 8507.546 | -6.776 | 8607.025
-6.639 | 8616.66 | -6.707 | 8698.951
-6.57 | 8720.55 | -6.639 | 8807.319
-6.502 | 8834.518 | -6.57 | 8910.925
-6.433 | 8931.656 | -6.502 | 9012.332
-6.365 | 9052.316 | -6.433 | 9115.79
-6.296 | 9160.143 | -6.365 | 9219.866
-6.227 | 9281.66 | -6.296 | 9330.998
-6.159 | 9390.459 | -6.227 | 9441.519
-6.09 | 9501.1 | -6.159 | 9542.597
-6.021 | 9593.892 | -6.09 | 9654.354
-5.953 | 9700.217 | -6.021 | 9763.666
-5.884 | 9801.915 | -5.953 | 9861.514
-5.815 | 9910.254 | -5.884 | 9952.396
-5.746 | 10042.291 | -5.815 | 10053.595
-5.678 | 10168.571 | -5.746 | 10155.425
-5.609 | 10287.88 | -5.678 | 10262.315
-5.54 | 10403.739 | -5.609 | 10382.1
-5.471 | 10525.002 | -5.54 | 10499.045
-5.402 | 10622.073 | -5.471 | 10595.91
-5.334 | 10712.412 | -5.402 | 10693.516
-5.265 | 10802.938 | -5.334 | 10803.705
-5.196 | 10886.795 | -5.265 | 10907.87
-5.127 | 10971.709 | -5.196 | 11016.228
-5.058 | 11065.091 | -5.127 | 11124.713
-4.989 | 11170.691 | -5.058 | 11234.646
-4.92 | 11289.665 | -4.989 | 11350.698
-4.851 | 11399.484 | -4.92 | 11470.884
-4.782 | 11516.889 | -4.851 | 11581.965
-4.713 | 11631.737 | -4.782 | 11694.092
-4.644 | 11741.093 | -4.713 | 11787.598
-4.575 | 11841.013 | -4.644 | 11901.064
-4.506 | 11930.037 | -4.575 | 12018.16
-4.437 | 12042.653 | -4.506 | 12128.049
-4.368 | 12165.128 | -4.437 | 12204.866
-4.299 | 12314.657 | -4.368 | 12284.071
-4.23 | 12471.544 | -4.299 | 12341.577
-4.161 | 12608.373 | -4.23 | 12406.743
-4.092 | 12709.69 | -4.161 | 12490.588
-4.022 | 12810.252 | -4.092 | 12595.122
-3.953 | 12910.513 | -4.022 | 12726.243
-3.884 | 13017.045 | -3.953 | 12868.065
-3.815 | 13140.804 | -3.884 | 12998.301
-3.746 | 13263.953 | -3.815 | 13142.369
-3.677 | 13355.598 | -3.746 | 13295.312
-3.608 | 13459.573 | -3.677 | 13438.091
-3.538 | 13564.165 | -3.608 | 13545.177
-3.469 | 13656.66 | -3.538 | 13645.762
-3.4 | 13756.537 | -3.469 | 13693.489
-3.331 | 13857.742 | -3.4 | 13719.01
-3.261 | 13947.216 | -3.331 | 13764.599
-3.192 | 14039.789 | -3.261 | 13852.883
-3.123 | 14147.605 | -3.192 | 13927.025
-3.054 | 14237.703 | -3.123 | 14005.431
-2.984 | 14319.869 | -3.054 | 14102.46
-2.915 | 14417.276 | -2.984 | 14185.861
-2.846 | 14507.761 | -2.915 | 14265.714
-2.777 | 14583.573 | -2.846 | 14335.327
-2.707 | 14673.065 | -2.777 | 14419.931
-2.638 | 14744.974 | -2.707 | 14493.695
-2.569 | 14834.536 | -2.638 | 14559.241
-2.499 | 14913.819 | -2.569 | 14608.674
-2.43 | 15006.775 | -2.499 | 14669.828
-2.361 | 15099.165 | -2.43 | 14743.554
-2.291 | 15199.188 | -2.361 | 14800.672
-2.222 | 15281.043 | -2.291 | 14844.257
-2.152 | 15329.506 | -2.222 | 14921.185
-2.083 | 15372.291 | -2.152 | 15029.783
-2.014 | 15447.706 | -2.083 | 15112.275
-1.944 | 15520.957 | -2.014 | 15204.563
-1.875 | 15604.913 | -1.944 | 15279.554
-1.806 | 15685.5 | -1.875 | 15315.042
-1.736 | 15742.773 | -1.806 | 15336.319
-1.667 | 15782.219 | -1.736 | 15383.181
-1.597 | 15829.612 | -1.667 | 15445.524
-1.528 | 15875.207 | -1.597 | 15491.696
-1.458 | 15933.97 | -1.528 | 15533.758
-1.389 | 16006.754 | -1.458 | 15584.518
-1.32 | 16034.352 | -1.389 | 15627.051
-1.25 | 16061.815 | -1.32 | 15684.459
-1.181 | 16095.67 | -1.25 | 15726.562
-1.111 | 16123.115 | -1.181 | 15796.441
-1.042 | 16123.82 | -1.111 | 15850.866
-0.972 | 16153.058 | -1.042 | 15919.459
-0.903 | 16189.189 | -0.972 | 15966.379
-0.834 | 16220.569 | -0.903 | 16023.401
-0.764 | 16221.854 | -0.834 | 16024.124
-0.695 | 16254.527 | -0.764 | 16034.654
-0.625 | 16266.693 | -0.695 | 16046.007
-0.556 | 16294.887 | -0.625 | 16058.633
-0.486 | 16286.821 | -0.556 | 16069.272
-0.417 | 16263.724 | -0.486 | 16116.16
-0.347 | 16182.595 | -0.417 | 16148.966
-0.278 | 16136.062 | -0.347 | 16171.004
-0.208 | 16113.234 | -0.278 | 16192.058
-0.139 | 16112.002 | -0.208 | 16187.443
-0.069 | 16129.306 | -0.139 | 16155.002
0 | 16145.025 | -0.069 | 16128.955
0.069 | 16145.061 | 0 | 16145.025
0.139 | 16122.389 | 0.069 | 16170.399
0.208 | 16086.239 | 0.139 | 16201.113
0.278 | 16044.139 | 0.208 | 16215.24
0.347 | 16035.325 | 0.278 | 16239.023
0.417 | 16060.402 | 0.347 | 16267.193
0.486 | 16077.321 | 0.417 | 16287.609
0.556 | 16109.517 | 0.486 | 16331.632
0.625 | 16140.984 | 0.556 | 16346.122
0.695 | 16160.58 | 0.625 | 16328.167
0.764 | 16169.308 | 0.695 | 16308.376
0.834 | 16179.513 | 0.764 | 16303.66
0.903 | 16154.807 | 0.834 | 16316.081
0.972 | 16103.113 | 0.903 | 16297.104
1.042 | 16070.107 | 0.972 | 16254.403
1.111 | 16040.632 | 1.042 | 16195.755
1.181 | 16005.901 | 1.111 | 16144.049
1.25 | 15978.315 | 1.181 | 16074.533
1.32 | 15961.189 | 1.25 | 16026.667
1.389 | 15910.535 | 1.32 | 16011.655
1.458 | 15853.563 | 1.389 | 16013.483
1.528 | 15790.322 | 1.458 | 15974.4
1.597 | 15717.493 | 1.528 | 15961.85
1.667 | 15657.579 | 1.597 | 15925.306
1.736 | 15642.689 | 1.667 | 15894.149
1.806 | 15618.367 | 1.736 | 15853.61
1.875 | 15550.487 | 1.806 | 15819.062
1.944 | 15470.747 | 1.875 | 15766.834
2.014 | 15383.263 | 1.944 | 15718.835
2.083 | 15306.785 | 2.014 | 15645.759
2.152 | 15258.158 | 2.083 | 15578.113
2.222 | 15219.642 | 2.152 | 15541.389
2.291 | 15164.384 | 2.222 | 15495.771
2.361 | 15065.463 | 2.291 | 15436.68
2.43 | 14959.082 | 2.361 | 15393.383
2.499 | 14858.369 | 2.43 | 15318.898
2.569 | 14795.232 | 2.499 | 15265.59
2.638 | 14727.659 | 2.569 | 15218.924
2.707 | 14658.516 | 2.638 | 15171.253
2.777 | 14592.687 | 2.707 | 15105.66
2.846 | 14531.179 | 2.777 | 15046.655
2.915 | 14440.749 | 2.846 | 14979.235
2.984 | 14323.949 | 2.915 | 14912.258
3.054 | 14214.625 | 2.984 | 14835.346
3.123 | 14112.326 | 3.054 | 14761.039
3.192 | 14017.458 | 3.123 | 14711.715
3.261 | 13930.276 | 3.192 | 14633.602
3.331 | 13834.292 | 3.261 | 14554.814
3.4 | 13716.336 | 3.331 | 14451.346
3.469 | 13603.888 | 3.4 | 14330.697
3.538 | 13512.946 | 3.469 | 14220.602
3.608 | 13405.819 | 3.538 | 14120.259
3.677 | 13298.146 | 3.608 | 14019.983
3.746 | 13161.898 | 3.677 | 13923.71
3.815 | 13027.865 | 3.746 | 13817.099
3.884 | 12883.92 | 3.815 | 13701.406
3.953 | 12788.726 | 3.884 | 13599.913
4.022 | 12715.729 | 3.953 | 13511.162
4.092 | 12608.52 | 4.022 | 13425.256
4.161 | 12483.963 | 4.092 | 13341.537
4.23 | 12348.518 | 4.161 | 13260.917
4.299 | 12207.436 | 4.23 | 13176.973
4.368 | 12055.802 | 4.299 | 13083.223
4.437 | 11926.918 | 4.368 | 12977.179
4.506 | 11809.356 | 4.437 | 12861.968
4.575 | 11710.622 | 4.506 | 12758.749
4.644 | 11626.372 | 4.575 | 12646.053
4.713 | 11538.017 | 4.644 | 12531.521
4.782 | 11440.582 | 4.713 | 12419.966
4.851 | 11342.021 | 4.782 | 12322.846
4.92 | 11237.106 | 4.851 | 12210.961
4.989 | 11114.563 | 4.92 | 12110.677
5.058 | 10979.197 | 4.989 | 12002.262
5.127 | 10858.365 | 5.058 | 11902.612
5.196 | 10746.288 | 5.127 | 11776.948
5.265 | 10636.723 | 5.196 | 11682.442
5.334 | 10520.014 | 5.265 | 11567.19
5.402 | 10411.864 | 5.334 | 11457.654
5.471 | 10291.475 | 5.402 | 11338.076
5.54 | 10167.637 | 5.471 | 11216.988
5.609 | 10037.749 | 5.54 | 11099.577
5.678 | 9911.17 | 5.609 | 10971.391
5.746 | 9794.17 | 5.678 | 10853.496
5.815 | 9681.508 | 5.746 | 10729.5
5.884 | 9565.847 | 5.815 | 10620.644
5.953 | 9445.907 | 5.884 | 10513.689
6.021 | 9324.895 | 5.953 | 10406.239
6.09 | 9212.2 | 6.021 | 10287.937
6.159 | 9111.913 | 6.09 | 10177.344
6.227 | 9004.895 | 6.159 | 10069.823
6.296 | 8900.436 | 6.227 | 9962.821
6.365 | 8803.495 | 6.296 | 9880.403
6.433 | 8692.911 | 6.365 | 9800.414
6.502 | 8574.855 | 6.433 | 9727.764
6.57 | 8471.732 | 6.502 | 9655.095
6.639 | 8374.344 | 6.57 | 9547.043
6.707 | 8276.344 | 6.639 | 9439.759
6.776 | 8177.886 | 6.707 | 9320.286
6.844 | 8083.016 | 6.776 | 9198.751
6.913 | 7975.071 | 6.844 | 9064.898
6.981 | 7862.652 | 6.913 | 8941.685
7.05 | 7750.166 | 6.981 | 8811.166
7.118 | 7639.666 | 7.05 | 8700.997
7.187 | 7529.2 | 7.118 | 8601.396
7.255 | 7422.159 | 7.187 | 8494.804
7.323 | 7310.474 | 7.255 | 8375.147
7.392 | 7192.799 | 7.323 | 8271.817
7.46 | 7089.815 | 7.392 | 8173.467
7.528 | 6986.969 | 7.46 | 8078.97
7.597 | 6883.744 | 7.528 | 7963.252
7.665 | 6780.088 | 7.597 | 7849.826
7.733 | 6692.189 | 7.665 | 7733.179
7.801 | 6596.7 | 7.733 | 7629.446
7.869 | 6499.645 | 7.801 | 7526.106
7.938 | 6403.192 | 7.869 | 7436.477
8.006 | 6309.872 | 7.938 | 7362.333
8.074 | 6202.369 | 8.006 | 7287.887
8.142 | 6102.281 | 8.074 | 7211.223
8.21 | 6014.587 | 8.142 | 7122.613
8.278 | 5939.822 | 8.21 | 7029.697
8.346 | 5867.333 | 8.278 | 6936.195
8.414 | 5791.681 | 8.346 | 6843.244
8.482 | 5715.868 | 8.414 | 6759.863
8.55 | 5645.237 | 8.482 | 6669.42
8.618 | 5557.628 | 8.55 | 6580.982
8.686 | 5477.166 | 8.618 | 6490.398
8.754 | 5403.862 | 8.686 | 6404.519
8.821 | 5320.618 | 8.754 | 6309.529
8.889 | 5227.729 | 8.821 | 6214.875
8.957 | 5140.692 | 8.889 | 6130.806
9.025 | 5053.42 | 8.957 | 6045.053
9.093 | 4971.124 | 9.025 | 5955.32
9.16 | 4908.62 | 9.093 | 5866.968
9.228 | 4836.881 | 9.16 | 5785.89
9.296 | 4770.349 | 9.228 | 5702.341
9.363 | 4705.534 | 9.296 | 5614.853
9.431 | 4634.024 | 9.363 | 5524.204
9.498 | 4543.724 | 9.431 | 5444.811
9.566 | 4454.276 | 9.498 | 5370.208
9.634 | 4369.817 | 9.566 | 5308.932
9.701 | 4289.883 | 9.634 | 5245.927
9.769 | 4222.711 | 9.701 | 5174.117
9.836 | 4158.358 | 9.769 | 5097.469
9.903 | 4101.761 | 9.836 | 5022.949
9.971 | 4051.045 | 9.903 | 4944.577
10.038 | 3991.819 | 9.971 | 4867.598
10.106 | 3924.909 | 10.038 | 4789.069
10.173 | 3865.927 | 10.106 | 4708.987
10.24 | 3809.57 | 10.173 | 4636.661
10.307 | 3745.304 | 10.24 | 4568.999
10.375 | 3685.451 | 10.307 | 4497.737
10.442 | 3622.738 | 10.375 | 4431.461
10.509 | 3559.006 | 10.442 | 4372.237
10.576 | 3498.531 | 10.509 | 4311.579
10.643 | 3432.387 | 10.576 | 4249.062
10.71 | 3366.168 | 10.643 | 4190.072
10.777 | 3306.646 | 10.71 | 4127.21
10.844 | 3248.964 | 10.777 | 4059.887
10.911 | 3192.328 | 10.844 | 3993.705
10.978 | 3142.309 | 10.911 | 3928.032
11.045 | 3102.581 | 10.978 | 3862.708
11.112 | 3051.923 | 11.045 | 3806.914
11.179 | 3000.727 | 11.112 | 3756.527
11.246 | 2949.577 | 11.179 | 3697.9
11.313 | 2898.792 | 11.246 | 3642.82
11.38 | 2845.177 | 11.313 | 3594.488
11.446 | 2793.467 | 11.38 | 3543.544
11.513 | 2741.214 | 11.446 | 3494.832
11.58 | 2692.258 | 11.513 | 3448.676
11.646 | 2648.849 | 11.58 | 3405.135
11.713 | 2605.867 | 11.646 | 3356.843
11.78 | 2561.815 | 11.713 | 3306.141
11.846 | 2528.144 | 11.78 | 3251.152
11.913 | 2492.612 | 11.846 | 3199.251
11.979 | 2447.227 | 11.913 | 3147.768
12.046 | 2399.423 | 11.979 | 3106.135
12.112 | 2358.856 | 12.046 | 3058.175
12.178 | 2318.29 | 12.112 | 3014.502
12.245 | 2280.466 | 12.178 | 2971.15
12.311 | 2242.539 | 12.245 | 2926.774
12.377 | 2207.253 | 12.311 | 2889.874
12.444 | 2170.143 | 12.377 | 2853.196
12.51 | 2129.478 | 12.444 | 2811.999
12.576 | 2087.192 | 12.51 | 2765.895
12.642 | 2052.085 | 12.576 | 2727.068
12.708 | 2016.443 | 12.642 | 2687.164
12.774 | 1983.078 | 12.708 | 2648.557
12.84 | 1952.211 | 12.774 | 2611.63
12.906 | 1923.306 | 12.84 | 2570.052
12.972 | 1892.029 | 12.906 | 2524.84
13.038 | 1858.919 | 12.972 | 2481.245
13.104 | 1819.841 | 13.038 | 2438.349
13.17 | 1781.522 | 13.104 | 2399.627
13.236 | 1749.075 | 13.17 | 2354.274
13.302 | 1723.931 | 13.236 | 2312.663
13.368 | 1699.35 | 13.302 | 2279.103
13.433 | 1673.425 | 13.368 | 2237.922
13.499 | 1647.572 | 13.433 | 2202.897
13.565 | 1620.589 | 13.499 | 2176.115
13.63 | 1593.729 | 13.565 | 2140.776
13.696 | 1570.004 | 13.63 | 2100.902
13.761 | 1544.271 | 13.696 | 2071.254
13.827 | 1514.938 | 13.761 | 2041.671
13.892 | 1486.712 | 13.827 | 2006.236
13.958 | 1459.815 | 13.892 | 1980.674
14.023 | 1432.052 | 13.958 | 1959.082
14.089 | 1408.865 | 14.023 | 1930.647
14.154 | 1388.559 | 14.089 | 1900.298
14.219 | 1368.056 | 14.154 | 1873.866
14.285 | 1347.798 | 14.219 | 1848.495
14.35 | 1326.625 | 14.285 | 1820.66
14.415 | 1306.303 | 14.35 | 1797.306
14.48 | 1285.396 | 14.415 | 1771.156
14.545 | 1263.018 | 14.48 | 1740.376
14.61 | 1238.112 | 14.545 | 1708.275
14.675 | 1212.555 | 14.61 | 1679.333
14.74 | 1187.622 | 14.675 | 1654.723
14.805 | 1160.981 | 14.74 | 1633.625
14.87 | 1140.576 | 14.805 | 1613.714
14.935 | 1127.034 | 14.87 | 1588.437
15 | 1115.308 | 14.935 | 1564.565
15.065 | 1097.936 | 15 | 1539.151
15.129 | 1081.037 | 15.065 | 1524.004
15.194 | 1064.612 | 15.129 | 1507.383
15.259 | 1046.93 | 15.194 | 1490.457
15.323 | 1028.772 | 15.259 | 1465.568
15.388 | 1012.933 | 15.323 | 1446.119
15.453 | 997.516 | 15.388 | 1423.167
15.517 | 978.651 | 15.453 | 1401.521
15.582 | 960.54 | 15.517 | 1378.94
15.646 | 942.79 | 15.582 | 1361.373
15.71 | 927.653 | 15.646 | 1342.934
15.775 | 912.94 | 15.71 | 1323.957
15.839 | 899.046 | 15.775 | 1301.682
15.903 | 885.974 | 15.839 | 1284.046
15.968 | 872.767 | 15.903 | 1265.646
16.032 | 859.48 | 15.968 | 1246.028
16.096 | 843.227 | 16.032 | 1227.223
16.16 | 827.852 | 16.096 | 1212.91
16.224 | 815.849 | 16.16 | 1196.195
16.288 | 806.321 | 16.224 | 1182.907
16.352 | 795.186 | 16.288 | 1164.433
16.416 | 783.292 | 16.352 | 1144.677
16.48 | 772.174 | 16.416 | 1124.259
16.48 | 772.174 | 16.416 | 1124.259
16.544 | 760.978 | 16.48 | 1105.056
16.608 | 748.279 | 16.544 | 1094.589
16.671 | 735.557 | 16.608 | 1086.727
16.735 | 726.353 | 16.671 | 1074.571
16.799 | 718.62 | 16.735 | 1060.965
16.862 | 712.017 | 16.799 | 1050.365
16.926 | 700.303 | 16.862 | 1038.315
16.99 | 685.239 | 16.926 | 1019.253
17.053 | 670.549 | 16.99 | 863.404
17.117 | 656.232 | 17.053 | 618.469
17.18 | 648.179 | 17.117 | 439.299

## Vivid V40 (hidden)
Selador | Lamp |  | Wattage
Vivid | Lumileds K2 |  | 122 |  | Note: Owing to the variability of LEDs, output data and color matches should be viewed as approximate
Note: All data taken with room temperature fixture
| Beam Angle | Field Angle
Horizontal | 11.8 | 23.5
| Accessory Lens | Candela | Field Lumens | Beam Lumens | Lens Efficiency | Efficacy
| V40 | 10660 | 1130 | 710 | 100.4% | 9.2623
| For Field diameter at any distance, multiply distance by |  |  |  | 0.416
| For Beam diameter at any distance, multiply distance by |  |  |  | 0.20668
| Throw Distance (ft) | 10 | 15 | 20 | 25
| Throw Distance (m) | 3.048 | 4.572 | 6.096 | 7.62
| Field Diameter (ft) | 4.16 | 6.24 | 8.32 | 10.4
| Field Diameter (m) | 1.268 | 1.902 | 2.5359 | 3.1699
| Illuminance (fc) | 106.6 | 47.3778 | 26.65 | 17.056
| Illuminance (lux) | 1147.4317 | 509.9697 | 286.8579 | 183.5891
Test Distance | Iso-Illuminance Diagram grid lines
72 | 10 | 20 | 30 | 40
| 0.13889 | 0.27778 | 0.41667 | 0.55556
| Beam Angle | Field Angle
Vertical | 28.9 | 40.7
| For Field diameter at any distance, multiply distance by |  |  |  | 0.74181
| For Beam diameter at any distance, multiply distance by |  |  |  | 0.51537
| Throw Distance (ft) | 10 | 15 | 20 | 25
| Throw Distance (m) | 3.048 | 4.572 | 6.096 | 7.62
| Field Diameter (ft) | 7.4181 | 11.1271 | 14.8361 | 18.5452
| Field Diameter (m) | 2.261 | 3.3915 | 4.5221 | 5.6526
| Illuminance (fc) | 106.6 | 47.3778 | 26.65 | 17.056
| Illuminance (lux) | 1147.4317 | 509.9697 | 286.8579 | 183.5891
| X |  | Y
-32.12 | 0 | -32.221 | 137.863
-32.019 | 0 | -32.12 | 137.401
-31.917 | 0 | -32.019 | 136.734
-31.815 | 8.4 | -31.917 | 136.325
-31.714 | 22.096 | -31.815 | 137.52
-31.611 | 36.648 | -31.714 | 140
-31.509 | 51.834 | -31.611 | 141.561
-31.406 | 60.637 | -31.509 | 142.467
-31.303 | 60.779 | -31.406 | 141.743
-31.2 | 61.005 | -31.303 | 141.705
-31.097 | 60.806 | -31.2 | 145.02
-30.993 | 60.861 | -31.097 | 149.539
-30.89 | 60.831 | -30.993 | 151.288
-30.786 | 63.441 | -30.89 | 151.552
-30.681 | 64.322 | -30.786 | 152.318
-30.577 | 65.571 | -30.681 | 154.205
-30.472 | 65.982 | -30.577 | 155.538
-30.367 | 67.672 | -30.472 | 157.983
-30.262 | 67.908 | -30.367 | 159.956
-30.157 | 68.636 | -30.262 | 161.545
-30.051 | 68.703 | -30.157 | 164.89
-29.946 | 68.729 | -30.051 | 168.173
-29.84 | 69.649 | -29.946 | 171.801
-29.733 | 72.147 | -29.84 | 173.9
-29.627 | 72.039 | -29.733 | 174.726
-29.52 | 72.376 | -29.627 | 177.004
-29.413 | 73.473 | -29.52 | 179.992
-29.306 | 73.763 | -29.413 | 182.478
-29.199 | 74.01 | -29.306 | 183.505
-29.091 | 75.53 | -29.199 | 186.164
-28.983 | 76.881 | -29.091 | 187.571
-28.875 | 76.641 | -28.983 | 190.635
-28.767 | 76.324 | -28.875 | 194.828
-28.658 | 75.182 | -28.767 | 197.219
-28.55 | 76.439 | -28.658 | 201.128
-28.441 | 77.14 | -28.55 | 203.601
-28.332 | 79.24 | -28.441 | 207.309
-28.222 | 81.093 | -28.332 | 210.604
-28.113 | 83.632 | -28.222 | 214.423
-28.003 | 82.141 | -28.113 | 218.101
-27.893 | 81.967 | -28.003 | 221.487
-27.782 | 82.178 | -27.893 | 224.004
-27.672 | 82.502 | -27.782 | 229
-27.561 | 82.9 | -27.672 | 235.993
-27.45 | 84.893 | -27.561 | 239.778
-27.339 | 88.238 | -27.45 | 243.729
-27.228 | 88.162 | -27.339 | 249.893
-27.116 | 88.689 | -27.228 | 253.488
-27.004 | 89.175 | -27.116 | 257.438
-26.892 | 90.557 | -27.004 | 262.755
-26.78 | 91.259 | -26.892 | 266.503
-26.667 | 92.962 | -26.78 | 269.744
-26.554 | 93.393 | -26.667 | 274.53
-26.441 | 93.932 | -26.554 | 280.772
-26.328 | 93.951 | -26.441 | 286.533
-26.215 | 94.191 | -26.328 | 294.585
-26.101 | 94.43 | -26.215 | 301.044
-25.987 | 95.106 | -26.101 | 306.366
-25.873 | 96.217 | -25.987 | 311.071
-25.759 | 97.429 | -25.873 | 316.844
-25.644 | 99.76 | -25.759 | 324.692
-25.53 | 102.438 | -25.644 | 330.501
-25.415 | 104.092 | -25.53 | 337.507
-25.299 | 104.729 | -25.415 | 344.076
-25.184 | 106.26 | -25.299 | 350.608
-25.068 | 107.996 | -25.184 | 358.143
-24.953 | 108.618 | -25.068 | 367.351
-24.836 | 110.516 | -24.953 | 379.075
-24.72 | 110.631 | -24.836 | 388.387
-24.604 | 110.357 | -24.72 | 396.655
-24.487 | 110.931 | -24.604 | 403.818
-24.37 | 112.907 | -24.487 | 413.161
-24.253 | 115.014 | -24.37 | 422.102
-24.136 | 116.724 | -24.253 | 434.781
-24.018 | 117.833 | -24.136 | 446.901
-23.9 | 117.823 | -24.018 | 457.701
-23.782 | 118.508 | -23.9 | 467.608
-23.664 | 118.981 | -23.782 | 479.161
-23.546 | 120.797 | -23.664 | 490.066
-23.427 | 123.05 | -23.546 | 502.602
-23.308 | 124.504 | -23.427 | 517.617
-23.189 | 125.505 | -23.308 | 529.809
-23.07 | 125.307 | -23.189 | 542.143
-22.95 | 127.186 | -23.07 | 554.242
-22.83 | 128.75 | -22.95 | 568.321
-22.71 | 130.273 | -22.83 | 583.006
-22.59 | 130.336 | -22.71 | 599.782
-22.47 | 133.194 | -22.59 | 619.375
-22.349 | 136.005 | -22.47 | 640.013
-22.229 | 137.763 | -22.349 | 661.454
-22.108 | 139.88 | -22.229 | 682.92
-21.987 | 142.82 | -22.108 | 706.817
-21.865 | 143.153 | -21.987 | 730.361
-21.744 | 145.375 | -21.865 | 753.955
-21.622 | 146.726 | -21.744 | 776.272
-21.5 | 148.533 | -21.622 | 797.586
-21.378 | 149.279 | -21.5 | 820.051
-21.255 | 150.646 | -21.378 | 847.835
-21.132 | 152.105 | -21.255 | 878.833
-21.01 | 153.949 | -21.132 | 909.878
-20.887 | 156.632 | -21.01 | 943.844
-20.763 | 159.953 | -20.887 | 979.863
-20.64 | 163.161 | -20.763 | 1015.548
-20.516 | 165.74 | -20.64 | 1051.811
-20.392 | 168.405 | -20.516 | 1085.769
-20.268 | 171.122 | -20.392 | 1121.215
-20.144 | 172.8 | -20.268 | 1161.293
-20.02 | 176.328 | -20.144 | 1202.438
-19.895 | 178.947 | -20.02 | 1245.798
-19.77 | 182.479 | -19.895 | 1294.488
-19.645 | 185.55 | -19.77 | 1346.146
-19.52 | 187.656 | -19.645 | 1398.556
-19.395 | 190.039 | -19.52 | 1452.636
-19.269 | 192.412 | -19.395 | 1510.179
-19.143 | 195.815 | -19.269 | 1568.193
-19.017 | 200.431 | -19.143 | 1626.867
-18.891 | 205.058 | -19.017 | 1689.089
-18.765 | 209.604 | -18.891 | 1753.018
-18.638 | 214.662 | -18.765 | 1818.174
-18.512 | 219.605 | -18.638 | 1890.983
-18.385 | 225.212 | -18.512 | 1970.712
-18.257 | 231.014 | -18.385 | 2047.553
-18.13 | 234.842 | -18.257 | 2122.273
-18.003 | 241.187 | -18.13 | 2204.452
-17.875 | 247.261 | -18.003 | 2286.447
-17.747 | 254.664 | -17.875 | 2368.876
-17.619 | 262.559 | -17.747 | 2452.047
-17.491 | 269.474 | -17.619 | 2551.178
-17.362 | 273.673 | -17.491 | 2650.309
-17.234 | 279.717 | -17.362 | 2751.215
-17.105 | 285.799 | -17.234 | 2852.759
-16.976 | 292.648 | -17.105 | 2955.214
-16.847 | 301.048 | -16.976 | 3047.707
-16.718 | 309.96 | -16.847 | 3148.455
-16.588 | 317.421 | -16.718 | 3257.017
-16.459 | 327.927 | -16.588 | 3373.44
-16.329 | 339.627 | -16.459 | 3492.168
-16.199 | 351.074 | -16.329 | 3617.308
-16.069 | 361.91 | -16.199 | 3743.788
-15.938 | 372.14 | -16.069 | 3871.034
-15.808 | 382.155 | -15.938 | 3994.653
-15.677 | 391.897 | -15.808 | 4110.854
-15.546 | 402.764 | -15.677 | 4230.876
-15.415 | 413.506 | -15.546 | 4348.196
-15.284 | 426.194 | -15.415 | 4474.753
-15.153 | 439.874 | -15.284 | 4602.332
-15.021 | 454.216 | -15.153 | 4735.362
-14.89 | 468.686 | -15.021 | 4866.682
-14.758 | 485.841 | -14.89 | 4996.424
-14.626 | 501.678 | -14.758 | 5125.336
-14.494 | 516.059 | -14.626 | 5258.561
-14.361 | 530.628 | -14.494 | 5398.041
-14.229 | 547.515 | -14.361 | 5539.57
-14.096 | 564.291 | -14.229 | 5682.5
-13.964 | 581.625 | -14.096 | 5819.726
-13.831 | 599.052 | -13.964 | 5960.787
-13.698 | 617.354 | -13.831 | 6100.331
-13.564 | 639.505 | -13.698 | 6241.123
-13.431 | 658.529 | -13.564 | 6367.488
-13.297 | 680.208 | -13.431 | 6491.284
-13.164 | 704.097 | -13.297 | 6624.289
-13.03 | 729.756 | -13.164 | 6748.968
-12.896 | 755.226 | -13.03 | 6879.244
-12.762 | 785.322 | -12.896 | 7006.662
-12.628 | 815.131 | -12.762 | 7138.03
-12.493 | 842.574 | -12.628 | 7270.302
-12.359 | 868.802 | -12.493 | 7405.48
-12.224 | 900.596 | -12.359 | 7539.964
-12.089 | 932.959 | -12.224 | 7673.452
-11.954 | 967.79 | -12.089 | 7805.584
-11.819 | 1002.644 | -11.954 | 7933.563
-11.684 | 1039.926 | -11.819 | 8046.338
-11.549 | 1076.746 | -11.684 | 8159.257
-11.413 | 1116.86 | -11.549 | 8257.75
-11.278 | 1163.213 | -11.413 | 8368.766
-11.142 | 1212.123 | -11.278 | 8485.723
-11.006 | 1262.346 | -11.142 | 8599.291
-10.87 | 1310.345 | -11.006 | 8706.202
-10.734 | 1362.181 | -10.87 | 8806.435
-10.598 | 1417.702 | -10.734 | 8888.956
-10.461 | 1474.101 | -10.598 | 8964.698
-10.325 | 1534.754 | -10.461 | 9043.888
-10.188 | 1594.853 | -10.325 | 9127.746
-10.052 | 1656.659 | -10.188 | 9221.803
-9.915 | 1721.251 | -10.052 | 9311.246
-9.778 | 1787.65 | -9.915 | 9385.37
-9.641 | 1861.343 | -9.778 | 9460.588
-9.504 | 1939.15 | -9.641 | 9527.389
-9.366 | 2016.882 | -9.504 | 9604.004
-9.229 | 2102.749 | -9.366 | 9678.81
-9.092 | 2186.792 | -9.229 | 9745.852
-8.954 | 2273.543 | -9.092 | 9799.339
-8.816 | 2368.859 | -8.954 | 9849.767
-8.679 | 2474.561 | -8.816 | 9899.932
-8.541 | 2578.036 | -8.679 | 9947.994
-8.403 | 2683.33 | -8.541 | 9991.986
-8.265 | 2786.03 | -8.403 | 10033.708
-8.126 | 2892.996 | -8.265 | 10078.762
-7.988 | 3006.872 | -8.126 | 10124.157
-7.85 | 3128.136 | -7.988 | 10161.003
-7.711 | 3255.651 | -7.85 | 10200.124
-7.573 | 3387.087 | -7.711 | 10226.199
-7.434 | 3523.939 | -7.573 | 10263.899
-7.295 | 3655.09 | -7.434 | 10310.659
-7.156 | 3790.926 | -7.295 | 10340.103
-7.018 | 3927.256 | -7.156 | 10358.43
-6.879 | 4070.222 | -7.018 | 10377.111
-6.739 | 4213.764 | -6.879 | 10375.27
-6.6 | 4366.48 | -6.739 | 10379.354
-6.461 | 4528.138 | -6.6 | 10409.435
-6.322 | 4698.156 | -6.461 | 10433.6
-6.182 | 4862.841 | -6.322 | 10449.729
-6.043 | 5020.675 | -6.182 | 10463.088
-5.903 | 5182.994 | -6.043 | 10470.362
-5.764 | 5344.644 | -5.903 | 10474.78
-5.624 | 5516.255 | -5.764 | 10486.625
-5.484 | 5696.171 | -5.624 | 10495.828
-5.345 | 5872.971 | -5.484 | 10516.404
-5.205 | 6052.563 | -5.345 | 10522.892
-5.065 | 6231.213 | -5.205 | 10512.256
-4.925 | 6411.835 | -5.065 | 10509.692
-4.785 | 6593.817 | -4.925 | 10518.301
-4.645 | 6785.081 | -4.785 | 10528.371
-4.505 | 6978.033 | -4.645 | 10517.683
-4.364 | 7167.56 | -4.505 | 10513.789
-4.224 | 7346.581 | -4.364 | 10494.404
-4.084 | 7532.98 | -4.224 | 10483.77
-3.943 | 7712.011 | -4.084 | 10482.354
-3.803 | 7894.607 | -3.943 | 10484.924
-3.662 | 8081.068 | -3.803 | 10495.378
-3.522 | 8263.595 | -3.662 | 10520.497
-3.381 | 8427.062 | -3.522 | 10529.426
-3.241 | 8589.629 | -3.381 | 10536.264
-3.1 | 8744.048 | -3.241 | 10542.937
-2.96 | 8894.578 | -3.1 | 10537.09
-2.819 | 9052.486 | -2.96 | 10529.942
-2.678 | 9201.726 | -2.819 | 10538.64
-2.537 | 9350.601 | -2.678 | 10548.667
-2.397 | 9489.958 | -2.537 | 10554.559
-2.256 | 9606.284 | -2.397 | 10558.853
-2.115 | 9714.33 | -2.256 | 10570.577
-1.974 | 9819.724 | -2.115 | 10577.213
-1.833 | 9929.206 | -1.974 | 10581.614
-1.692 | 10034.028 | -1.833 | 10570.026
-1.551 | 10110.314 | -1.692 | 10563.982
-1.41 | 10198.878 | -1.551 | 10552.253
-1.269 | 10262.39 | -1.41 | 10565.796
-1.128 | 10343.373 | -1.269 | 10556.288
-0.987 | 10402.06 | -1.128 | 10556.306
-0.846 | 10454.037 | -0.987 | 10554.92
-0.705 | 10453.789 | -0.846 | 10562.789
-0.564 | 10481.392 | -0.705 | 10565.666
-0.423 | 10525.23 | -0.564 | 10597.006
-0.282 | 10553.101 | -0.423 | 10605.924
-0.141 | 10589.105 | -0.282 | 10611.074
0 | 10612.23 | -0.141 | 10603.293
0.141 | 10606.189 | 0 | 10612.23
0.282 | 10566.943 | 0.141 | 10593.383
0.423 | 10540.243 | 0.282 | 10596.169
0.564 | 10520.267 | 0.423 | 10585.226
0.705 | 10512.093 | 0.564 | 10585.076
0.846 | 10482.899 | 0.705 | 10602.364
0.987 | 10434.567 | 0.846 | 10625.297
1.128 | 10386.597 | 0.987 | 10640.613
1.269 | 10326.519 | 1.128 | 10650.996
1.41 | 10253.738 | 1.269 | 10647.936
1.551 | 10178.509 | 1.41 | 10636.106
1.692 | 10105.643 | 1.551 | 10620.262
1.833 | 10027.207 | 1.692 | 10627.616
1.974 | 9929.885 | 1.833 | 10646.34
2.115 | 9814.004 | 1.974 | 10633.062
2.256 | 9691.819 | 2.115 | 10615.496
2.397 | 9565.982 | 2.256 | 10620.374
2.537 | 9441.598 | 2.397 | 10616.71
2.678 | 9312.665 | 2.537 | 10604.015
2.819 | 9172.291 | 2.678 | 10590.409
2.96 | 9032.486 | 2.819 | 10583.864
3.1 | 8890.228 | 2.96 | 10590.334
3.241 | 8739.553 | 3.1 | 10605.831
3.381 | 8593.929 | 3.241 | 10592.885
3.522 | 8451.698 | 3.381 | 10592.857
3.662 | 8297.405 | 3.522 | 10578.322
3.803 | 8135.894 | 3.662 | 10568.854
3.943 | 7966.502 | 3.803 | 10570.904
4.084 | 7799.515 | 3.943 | 10592.168
4.224 | 7632.438 | 4.084 | 10584.835
4.364 | 7468.368 | 4.224 | 10575.216
4.505 | 7302.583 | 4.364 | 10579.978
4.645 | 7141.993 | 4.505 | 10579.46
4.785 | 6971.241 | 4.645 | 10571.802
4.925 | 6795.969 | 4.785 | 10581.905
5.065 | 6616.696 | 4.925 | 10590.486
5.205 | 6438.972 | 5.065 | 10597.568
5.345 | 6268.874 | 5.205 | 10592.523
5.484 | 6106.948 | 5.345 | 10592.285
5.624 | 5939.535 | 5.484 | 10569.333
5.764 | 5767.424 | 5.624 | 10548.769
5.903 | 5594.212 | 5.764 | 10532.941
6.043 | 5421.131 | 5.903 | 10512.816
6.182 | 5245.576 | 6.043 | 10483.114
6.322 | 5071.212 | 6.182 | 10457.167
6.461 | 4905.372 | 6.322 | 10446.374
6.6 | 4741.752 | 6.461 | 10429.971
6.739 | 4581.652 | 6.6 | 10403.852
6.879 | 4422.357 | 6.739 | 10370.05
7.018 | 4274.65 | 6.879 | 10340.355
7.156 | 4136.812 | 7.018 | 10311.241
7.295 | 3999.933 | 7.156 | 10283.742
7.434 | 3866.136 | 7.295 | 10264.694
7.573 | 3727.239 | 7.434 | 10244.498
7.711 | 3593.649 | 7.573 | 10203.43
7.85 | 3459.609 | 7.711 | 10166.681
7.988 | 3335.589 | 7.85 | 10145.602
8.126 | 3215.587 | 7.988 | 10115.509
8.265 | 3095.087 | 8.126 | 10084.531
8.403 | 2977.923 | 8.265 | 10055.79
8.541 | 2861.325 | 8.403 | 10017.133
8.679 | 2750.184 | 8.541 | 9969.486
8.816 | 2641.457 | 8.679 | 9923.077
8.954 | 2535.561 | 8.816 | 9873.969
9.092 | 2435.037 | 8.954 | 9817.821
9.229 | 2342.966 | 9.092 | 9772.351
9.366 | 2256.635 | 9.229 | 9710.932
9.504 | 2173.956 | 9.366 | 9635.91
9.641 | 2090.722 | 9.504 | 9565.705
9.778 | 2013.674 | 9.641 | 9508.591
9.915 | 1940.691 | 9.778 | 9444.765
10.052 | 1867.581 | 9.915 | 9361.967
10.188 | 1794.398 | 10.052 | 9280.8
10.325 | 1726.409 | 10.188 | 9200.82
10.461 | 1655.978 | 10.325 | 9105.006
10.598 | 1589.778 | 10.461 | 9014.861
10.734 | 1528.522 | 10.598 | 8920.133
10.87 | 1469.114 | 10.734 | 8829.849
11.006 | 1413.328 | 10.87 | 8737.373
11.142 | 1361.824 | 11.006 | 8630.781
11.278 | 1312.759 | 11.142 | 8498.083
11.413 | 1267.325 | 11.278 | 8381.866
11.549 | 1224.885 | 11.413 | 8265.805
11.684 | 1177.219 | 11.549 | 8160.94
11.819 | 1132.971 | 11.684 | 8054.583
11.954 | 1089.204 | 11.819 | 7957.488
12.089 | 1046.826 | 11.954 | 7838.254
12.224 | 1008.745 | 12.089 | 7716.724
12.359 | 977.459 | 12.224 | 7575.435
12.493 | 946.004 | 12.359 | 7450.861
12.628 | 915.093 | 12.493 | 7323.032
12.762 | 886.129 | 12.628 | 7199.134
12.896 | 857.887 | 12.762 | 7072.19
13.03 | 827.612 | 12.896 | 6950.958
13.164 | 797.681 | 13.03 | 6829.828
13.297 | 769.882 | 13.164 | 6689.37
13.431 | 745.609 | 13.297 | 6550.671
13.564 | 722.48 | 13.431 | 6406.629
13.698 | 701.686 | 13.564 | 6271.18
13.831 | 681.758 | 13.698 | 6117.45
13.964 | 661.16 | 13.831 | 5960.282
14.096 | 640.877 | 13.964 | 5806.021
14.229 | 623.069 | 14.096 | 5668.272
14.361 | 606.462 | 14.229 | 5530.606
14.494 | 590.037 | 14.361 | 5393.105
14.626 | 572.886 | 14.494 | 5263.054
14.758 | 556.766 | 14.626 | 5128.082
14.89 | 539.211 | 14.758 | 4990.772
15.021 | 520.212 | 14.89 | 4858.17
15.153 | 501.975 | 15.021 | 4720.329
15.284 | 487.642 | 15.153 | 4584.099
15.415 | 475.988 | 15.284 | 4451.732
15.546 | 463.939 | 15.415 | 4322.476
15.677 | 451.701 | 15.546 | 4194.678
15.808 | 439.33 | 15.677 | 4064.83
15.938 | 428.201 | 15.808 | 3939.387
16.069 | 415.596 | 15.938 | 3811.676
16.199 | 401.926 | 16.069 | 3689.735
16.329 | 390.4 | 16.199 | 3565.161
16.459 | 382.537 | 16.329 | 3443.857
16.588 | 373.982 | 16.459 | 3323.701
16.718 | 365.093 | 16.588 | 3207.531
16.847 | 356.869 | 16.718 | 3098.726
16.976 | 347.856 | 16.847 | 2996.598
17.105 | 337.926 | 16.976 | 2892.562
17.234 | 329.116 | 17.105 | 2790.131
17.362 | 320.823 | 17.234 | 2691.753
17.491 | 312.743 | 17.362 | 2590.818
17.619 | 304.57 | 17.491 | 2490.339
17.747 | 295.596 | 17.619 | 2394.919
17.875 | 288.251 | 17.747 | 2302.342
18.003 | 281.432 | 17.875 | 2212.161
18.13 | 275.112 | 18.003 | 2124.42
18.257 | 270.721 | 18.13 | 2039.627
18.385 | 266.592 | 18.257 | 1957.955
18.512 | 263.165 | 18.385 | 1883.09
18.638 | 258.849 | 18.512 | 1810.09
18.765 | 253.453 | 18.638 | 1739.277
18.891 | 246.308 | 18.765 | 1668.193
19.017 | 238.976 | 18.891 | 1604.58
19.143 | 233.22 | 19.017 | 1542.767
19.269 | 227.407 | 19.143 | 1482.92
19.395 | 223.405 | 19.269 | 1426.506
19.52 | 221.259 | 19.395 | 1370
19.645 | 218.436 | 19.52 | 1314.258
19.77 | 216.111 | 19.645 | 1264.149
19.895 | 213.714 | 19.77 | 1216.077
20.02 | 208.936 | 19.895 | 1167.884
20.144 | 203.911 | 20.02 | 1122.128
20.268 | 199.573 | 20.144 | 1081.363
20.392 | 195.924 | 20.268 | 1038.672
20.516 | 193.261 | 20.392 | 1001.686
20.64 | 190.457 | 20.516 | 966.824
20.763 | 187.251 | 20.64 | 929.659
20.887 | 184.681 | 20.763 | 893.617
21.01 | 182.427 | 20.887 | 861.64
21.132 | 179.736 | 21.01 | 829.052
21.255 | 178.084 | 21.132 | 796.962
21.378 | 177.312 | 21.255 | 769.377
21.5 | 176.01 | 21.378 | 744.422
21.622 | 173.314 | 21.5 | 719.94
21.744 | 171.267 | 21.622 | 695.04
21.865 | 168.48 | 21.744 | 670.747
21.987 | 165.046 | 21.865 | 647.862
22.108 | 162.197 | 21.987 | 625.962
22.229 | 160.171 | 22.108 | 607.595
22.349 | 157.463 | 22.229 | 589.436
22.47 | 155.147 | 22.349 | 572.496
22.59 | 152.717 | 22.47 | 557.39
22.71 | 150.039 | 22.59 | 541.7
22.83 | 148.398 | 22.71 | 525.118
22.95 | 147.192 | 22.83 | 510.011
23.07 | 145.776 | 22.95 | 495.337
23.189 | 144.421 | 23.07 | 479.802
23.308 | 142.682 | 23.189 | 465.041
23.427 | 140.762 | 23.308 | 452.809
23.546 | 139.556 | 23.427 | 440.237
23.664 | 137.514 | 23.546 | 427.048
23.782 | 134.838 | 23.664 | 416.243
23.9 | 132.46 | 23.782 | 403.439
24.018 | 130.418 | 23.9 | 393.695
24.136 | 128.121 | 24.018 | 381.981
24.253 | 127.248 | 24.136 | 370.868
24.37 | 127.601 | 24.253 | 358.888
24.487 | 127.956 | 24.37 | 350.323
24.604 | 129.551 | 24.487 | 341.675
24.72 | 131.403 | 24.604 | 333.227
24.836 | 130.813 | 24.72 | 325.087
24.953 | 128.295 | 24.836 | 318.289
25.068 | 125.584 | 24.953 | 312.379
25.184 | 122.93 | 25.068 | 303.183
25.299 | 119.686 | 25.184 | 296.839
25.415 | 118.658 | 25.299 | 292.545
25.53 | 119.397 | 25.415 | 288.803
25.644 | 119.233 | 25.53 | 280.557
25.759 | 117.395 | 25.644 | 275.055
25.873 | 114.672 | 25.759 | 268.722
25.987 | 113.323 | 25.873 | 262.827
26.101 | 111.232 | 25.987 | 257.446
26.215 | 108.909 | 26.101 | 251.667
26.328 | 108.011 | 26.215 | 247.878
26.441 | 108.477 | 26.328 | 242.148
26.554 | 107.906 | 26.441 | 237.161
26.667 | 107.407 | 26.554 | 234.113
26.78 | 106.905 | 26.667 | 229.482
26.892 | 106.249 | 26.78 | 227.737
27.004 | 105.74 | 26.892 | 225.007
27.116 | 105.68 | 27.004 | 221.51
27.228 | 105.96 | 27.116 | 216.899
27.339 | 104.726 | 27.228 | 213.243
27.45 | 102.115 | 27.339 | 208.049
27.561 | 99.297 | 27.45 | 201.872
27.672 | 97.304 | 27.561 | 195.239
27.782 | 96.296 | 27.672 | 190.63
27.893 | 96.475 | 27.782 | 188.334
28.003 | 97.542 | 27.893 | 185.792
28.113 | 98.113 | 28.003 | 183.466
28.222 | 98.803 | 28.113 | 181.474
28.332 | 98.563 | 28.222 | 178.381
28.441 | 97.148 | 28.332 | 172.894
28.55 | 95.058 | 28.441 | 168.895
28.658 | 93.27 | 28.55 | 166.283
28.767 | 92.89 | 28.658 | 165.306
28.875 | 93.378 | 28.767 | 164.401
28.983 | 94.544 | 28.875 | 160.76
29.091 | 93.686 | 28.983 | 157.057
29.199 | 91.424 | 29.091 | 152.135
29.306 | 89.469 | 29.199 | 149.139
29.413 | 87.782 | 29.306 | 145.001
29.52 | 85.077 | 29.413 | 143.973
29.627 | 81.949 | 29.52 | 143.098
29.733 | 81.561 | 29.627 | 142.865
29.84 | 83.286 | 29.733 | 140.723
29.946 | 85.39 | 29.84 | 139.625
30.051 | 86.606 | 29.946 | 138.233
30.157 | 87.089 | 30.051 | 136.054
30.262 | 86.38 | 30.157 | 132.792
30.367 | 84.259 | 30.262 | 129.714
30.472 | 83.411 | 30.367 | 127.94
30.577 | 83.39 | 30.472 | 127.025
30.681 | 82.908 | 30.577 | 125.854
30.786 | 82.046 | 30.681 | 125.427
30.89 | 81.851 | 30.786 | 125.081
30.993 | 81.907 | 30.89 | 123.722
30.993 | 81.907 | 30.89 | 123.722
31.097 | 81.455 | 30.993 | 124.084
31.2 | 81.298 | 31.097 | 123.051
31.303 | 80.627 | 31.2 | 123.921
31.406 | 79.568 | 31.303 | 123.433
31.509 | 78.972 | 31.406 | 122.001
31.611 | 79.061 | 31.509 | 117.687
31.714 | 76.948 | 31.611 | 114.72
31.815 | 73.696 | 31.714 | 112.682
31.917 | 72.29 | 31.815 | 95.865
32.019 | 72.225 | 31.917 | 69.379
32.12 | 72.042 | 32.019 | 50.598

## Vivid H50 (hidden)
Selador | Lamp |  | Wattage
Vivid | Lumileds K2 |  | 122 |  | Note: Owing to the variability of LEDs, output data and color matches should be viewed as approximate
Note: All data taken with room temperature fixture
| Beam Angle | Field Angle
Horizontal | 58.7 | 72.3
| Accessory Lens | Candela | Field Lumens | Beam Lumens | Lens Efficiency | Efficacy
| H50 | 6450 | 1080 | 570 | 96% | 8.8525
| For Field diameter at any distance, multiply distance by |  |  |  | 1.4611
| For Beam diameter at any distance, multiply distance by |  |  |  | 1.1246
| Throw Distance (ft) | 10 | 15 | 20 | 25
| Throw Distance (m) | 3.048 | 4.572 | 6.096 | 7.62
| Field Diameter (ft) | 14.611 | 21.9165 | 29.222 | 36.5275
| Field Diameter (m) | 4.4534 | 6.6802 | 8.9069 | 11.1336
| Illuminance (fc) | 64.5 | 28.6667 | 16.125 | 10.32
| Illuminance (lux) | 694.2715 | 308.5651 | 173.5679 | 111.0834
Test Distance | Iso-Illuminance Diagram grid lines
61 | 10 | 20 | 30 | 40
| 0.16393 | 0.32787 | 0.4918 | 0.65574
| Beam Angle | Field Angle
Vertical | 10 | 21.9
| For Field diameter at any distance, multiply distance by |  |  |  | 0.38695
| For Beam diameter at any distance, multiply distance by |  |  |  | 0.17498
| Throw Distance (ft) | 10 | 15 | 20 | 25
| Throw Distance (m) | 3.048 | 4.572 | 6.096 | 7.62
| Field Diameter (ft) | 3.8695 | 5.8042 | 7.739 | 9.6737
| Field Diameter (m) | 1.1794 | 1.7691 | 2.3588 | 2.9486
| Illuminance (fc) | 64.5 | 28.6667 | 16.125 | 10.32
| Illuminance (lux) | 694.2715 | 308.5651 | 173.5679 | 111.0834
| X |  | Y
-36.538 | 0 | -36.646 | 38.886
-36.431 | 0 | -36.538 | 39.463
-36.323 | 0 | -36.431 | 39.47
-36.214 | 109.477 | -36.323 | 38.322
-36.106 | 299.625 | -36.214 | 37.981
-35.997 | 494.895 | -36.106 | 39.053
-35.888 | 697.62 | -35.997 | 38.639
-35.778 | 830.487 | -35.888 | 39.089
-35.669 | 861.206 | -35.778 | 39.499
-35.559 | 891.946 | -35.669 | 39.479
-35.448 | 922.881 | -35.559 | 37.722
-35.338 | 950.18 | -35.448 | 39.084
-35.227 | 982.737 | -35.338 | 39.24
-35.116 | 1015.331 | -35.227 | 39.219
-35.004 | 1046.501 | -35.116 | 38.814
-34.892 | 1078.167 | -35.004 | 40.355
-34.78 | 1116.411 | -34.892 | 40.467
-34.667 | 1156.526 | -34.78 | 40.13
-34.555 | 1195.382 | -34.667 | 40.755
-34.442 | 1235.508 | -34.555 | 41.306
-34.328 | 1278.851 | -34.442 | 41.546
-34.215 | 1319.302 | -34.328 | 41.547
-34.101 | 1360.42 | -34.215 | 42.424
-33.986 | 1404.606 | -34.101 | 42.253
-33.872 | 1449.322 | -33.986 | 42.417
-33.757 | 1494.295 | -33.872 | 41.846
-33.641 | 1542.66 | -33.757 | 41.512
-33.526 | 1587.201 | -33.641 | 41.543
-33.41 | 1630.486 | -33.526 | 41.739
-33.294 | 1677.329 | -33.41 | 42.752
-33.177 | 1729.703 | -33.294 | 43.855
-33.061 | 1778.568 | -33.177 | 45.371
-32.943 | 1829.836 | -33.061 | 46.648
-32.826 | 1878.337 | -32.943 | 47.657
-32.708 | 1925.638 | -32.826 | 47.757
-32.59 | 1972.549 | -32.708 | 46.96
-32.472 | 2026.221 | -32.59 | 46.583
-32.353 | 2075.279 | -32.472 | 46.685
-32.234 | 2128.41 | -32.353 | 45.742
-32.115 | 2173.952 | -32.234 | 46.476
-31.995 | 2226.563 | -32.115 | 49.369
-31.876 | 2282.982 | -31.995 | 50.708
-31.755 | 2338.728 | -31.876 | 51.413
-31.635 | 2393.684 | -31.755 | 53.291
-31.514 | 2450.167 | -31.635 | 53.238
-31.393 | 2499.483 | -31.514 | 52.447
-31.271 | 2545.713 | -31.393 | 53.102
-31.15 | 2593.275 | -31.271 | 53.538
-31.027 | 2638.303 | -31.15 | 53.514
-30.905 | 2687.951 | -31.027 | 53.884
-30.782 | 2742.707 | -30.905 | 55.187
-30.659 | 2799.066 | -30.782 | 55.096
-30.536 | 2856.532 | -30.659 | 55.604
-30.412 | 2911.88 | -30.536 | 55.184
-30.288 | 2958.027 | -30.412 | 54.468
-30.164 | 3006.907 | -30.288 | 54.943
-30.039 | 3053.081 | -30.164 | 56.741
-29.914 | 3103.93 | -30.039 | 58.291
-29.789 | 3149.482 | -29.914 | 60.033
-29.664 | 3199.707 | -29.789 | 60.625
-29.538 | 3246.444 | -29.664 | 61.037
-29.412 | 3288.897 | -29.538 | 60.577
-29.285 | 3334.24 | -29.412 | 60.351
-29.158 | 3377.316 | -29.285 | 61.076
-29.031 | 3427.28 | -29.158 | 60.534
-28.904 | 3477.318 | -29.031 | 59.911
-28.776 | 3523.635 | -28.904 | 59.832
-28.648 | 3567.374 | -28.776 | 60.094
-28.519 | 3613.002 | -28.648 | 61.171
-28.391 | 3653.191 | -28.519 | 63
-28.262 | 3693.218 | -28.391 | 62.77
-28.132 | 3732.891 | -28.262 | 63.212
-28.003 | 3764.178 | -28.132 | 63.233
-27.873 | 3792.5 | -28.003 | 64.251
-27.743 | 3830.266 | -27.873 | 64.241
-27.612 | 3868.442 | -27.743 | 64.698
-27.481 | 3900.385 | -27.612 | 64.795
-27.35 | 3940.396 | -27.481 | 65.219
-27.218 | 3975.726 | -27.35 | 65.45
-27.087 | 4004.561 | -27.218 | 65.055
-26.954 | 4027.778 | -27.087 | 65.798
-26.822 | 4056.383 | -26.954 | 66.32
-26.689 | 4080.376 | -26.822 | 67.215
-26.556 | 4104.2 | -26.689 | 67.06
-26.423 | 4126.982 | -26.556 | 67.306
-26.289 | 4150.534 | -26.423 | 68.054
-26.155 | 4176.535 | -26.289 | 68.718
-26.021 | 4203.727 | -26.155 | 68.877
-25.886 | 4225.734 | -26.021 | 69.901
-25.751 | 4253.988 | -25.886 | 71.364
-25.616 | 4280.053 | -25.751 | 71.669
-25.481 | 4292.441 | -25.616 | 71.737
-25.345 | 4301.316 | -25.481 | 72.272
-25.209 | 4319.769 | -25.345 | 72.545
-25.072 | 4337.362 | -25.209 | 72.713
-24.935 | 4354.541 | -25.072 | 72.675
-24.798 | 4377.758 | -24.935 | 72.868
-24.661 | 4401.799 | -24.798 | 74.206
-24.523 | 4416.399 | -24.661 | 75.231
-24.385 | 4436.116 | -24.523 | 75.515
-24.247 | 4449.05 | -24.385 | 76.252
-24.109 | 4462.793 | -24.247 | 77.764
-23.97 | 4477.687 | -24.109 | 79.116
-23.831 | 4496.289 | -23.97 | 80.285
-23.691 | 4508.306 | -23.831 | 80.873
-23.551 | 4522.964 | -23.691 | 81.557
-23.411 | 4536.684 | -23.551 | 83.401
-23.271 | 4555.773 | -23.411 | 85.282
-23.13 | 4574.47 | -23.271 | 86.094
-22.989 | 4585.591 | -23.13 | 87.049
-22.848 | 4600.078 | -22.989 | 87.461
-22.707 | 4613.745 | -22.848 | 87.285
-22.565 | 4633.287 | -22.707 | 87.475
-22.423 | 4649.185 | -22.565 | 88.561
-22.28 | 4668.431 | -22.423 | 90.244
-22.137 | 4697.595 | -22.28 | 92.254
-21.994 | 4721.706 | -22.137 | 93.317
-21.851 | 4737.355 | -21.994 | 94.781
-21.708 | 4742.432 | -21.851 | 95.544
-21.564 | 4757.895 | -21.708 | 96.019
-21.42 | 4778.193 | -21.564 | 97.178
-21.275 | 4805.688 | -21.42 | 98.119
-21.13 | 4820.11 | -21.275 | 99.314
-20.985 | 4841.818 | -21.13 | 101.749
-20.84 | 4866.662 | -20.985 | 104.216
-20.695 | 4892.101 | -20.84 | 105.876
-20.549 | 4909.142 | -20.695 | 108.692
-20.403 | 4927.193 | -20.549 | 111.934
-20.256 | 4951.004 | -20.403 | 113.282
-20.11 | 4977.973 | -20.256 | 114.647
-19.963 | 4999.989 | -20.11 | 116.189
-19.815 | 5024.883 | -19.963 | 117.816
-19.668 | 5040.666 | -19.815 | 119.045
-19.52 | 5059.623 | -19.668 | 121.616
-19.372 | 5079.025 | -19.52 | 123.195
-19.224 | 5105.554 | -19.372 | 124.902
-19.075 | 5127.542 | -19.224 | 127.44
-18.926 | 5143.427 | -19.075 | 131.185
-18.777 | 5161.103 | -18.926 | 134.619
-18.628 | 5188.311 | -18.777 | 138.44
-18.478 | 5214.159 | -18.628 | 143.004
-18.328 | 5236.9 | -18.478 | 146.227
-18.178 | 5261.116 | -18.328 | 149.458
-18.028 | 5280.657 | -18.178 | 152.317
-17.877 | 5299.098 | -18.028 | 155.385
-17.726 | 5313.693 | -17.877 | 158.329
-17.575 | 5334.178 | -17.726 | 163.113
-17.424 | 5349.182 | -17.575 | 168.162
-17.272 | 5361.989 | -17.424 | 173.889
-17.12 | 5377.009 | -17.272 | 179.919
-16.968 | 5402.029 | -17.12 | 186.162
-16.815 | 5423.651 | -16.968 | 191.897
-16.663 | 5437.651 | -16.815 | 199.086
-16.51 | 5452.502 | -16.663 | 205.874
-16.357 | 5473.964 | -16.51 | 213.108
-16.203 | 5498.804 | -16.357 | 219.555
-16.049 | 5517.699 | -16.203 | 227.397
-15.896 | 5545.91 | -16.049 | 234.689
-15.741 | 5565.454 | -15.896 | 241.115
-15.587 | 5582.516 | -15.741 | 247.922
-15.432 | 5597.925 | -15.587 | 255.448
-15.278 | 5617.428 | -15.432 | 263.626
-15.123 | 5634.324 | -15.278 | 271.728
-14.967 | 5661.555 | -15.123 | 279.417
-14.812 | 5691.459 | -14.967 | 287.564
-14.656 | 5721.05 | -14.812 | 298.296
-14.5 | 5742.832 | -14.656 | 309.093
-14.344 | 5771.809 | -14.5 | 320.206
-14.188 | 5800.257 | -14.344 | 328.823
-14.031 | 5821.834 | -14.188 | 340.277
-13.874 | 5835.001 | -14.031 | 350.582
-13.717 | 5855.451 | -13.874 | 361.56
-13.56 | 5873.408 | -13.717 | 375.307
-13.403 | 5900.263 | -13.56 | 388.445
-13.245 | 5926.247 | -13.403 | 399.839
-13.087 | 5946.829 | -13.245 | 413.78
-12.929 | 5960.022 | -13.087 | 426.952
-12.771 | 5969.757 | -12.929 | 440.761
-12.612 | 5982.478 | -12.771 | 457.012
-12.454 | 5997.822 | -12.612 | 474.689
-12.295 | 6009.029 | -12.454 | 488.642
-12.136 | 6019.471 | -12.295 | 504.966
-11.976 | 6028.298 | -12.136 | 521.832
-11.817 | 6040.727 | -11.976 | 540.582
-11.657 | 6056.902 | -11.817 | 559.806
-11.498 | 6061.223 | -11.657 | 578.485
-11.338 | 6066.678 | -11.498 | 599.666
-11.178 | 6075.647 | -11.338 | 619.491
-11.017 | 6079.969 | -11.178 | 639.584
-10.857 | 6084.88 | -11.017 | 662.972
-10.696 | 6089.918 | -10.857 | 687.665
-10.535 | 6093.899 | -10.696 | 714.985
-10.374 | 6095.687 | -10.535 | 743.398
-10.213 | 6101.876 | -10.374 | 773.76
-10.052 | 6115.563 | -10.213 | 804.765
-9.89 | 6128.838 | -10.052 | 832.696
-9.729 | 6133.14 | -9.89 | 865.008
-9.567 | 6137.936 | -9.729 | 899.594
-9.405 | 6148.211 | -9.567 | 937.817
-9.243 | 6161.107 | -9.405 | 977.004
-9.08 | 6173.031 | -9.243 | 1018.621
-8.918 | 6184.818 | -9.08 | 1063.412
-8.755 | 6189.478 | -8.918 | 1110.478
-8.593 | 6197.004 | -8.755 | 1156.712
-8.43 | 6202.025 | -8.593 | 1207.408
-8.267 | 6211.875 | -8.43 | 1262.51
-8.104 | 6223.842 | -8.267 | 1320.395
-7.94 | 6240.65 | -8.104 | 1380.759
-7.777 | 6248.441 | -7.94 | 1446.268
-7.614 | 6254.534 | -7.777 | 1513.536
-7.45 | 6265.977 | -7.614 | 1583.188
-7.286 | 6275.369 | -7.45 | 1655.317
-7.122 | 6283.595 | -7.286 | 1736.038
-6.958 | 6296.394 | -7.122 | 1818.495
-6.794 | 6305.884 | -6.958 | 1908.402
-6.63 | 6317.972 | -6.794 | 2003.424
-6.466 | 6336.655 | -6.63 | 2103.065
-6.301 | 6343.663 | -6.466 | 2200.788
-6.137 | 6351.175 | -6.301 | 2305.44
-5.972 | 6355.974 | -6.137 | 2412.45
-5.807 | 6364.207 | -5.972 | 2526.937
-5.642 | 6364.972 | -5.807 | 2646.506
-5.478 | 6372.229 | -5.642 | 2768.289
-5.313 | 6378.332 | -5.478 | 2887.901
-5.147 | 6385.583 | -5.313 | 3011.711
-4.982 | 6382.503 | -5.147 | 3139.275
-4.817 | 6385.306 | -4.982 | 3264.594
-4.652 | 6381.229 | -4.817 | 3393.792
-4.486 | 6388.265 | -4.652 | 3527.334
-4.321 | 6398.679 | -4.486 | 3674.341
-4.155 | 6412.695 | -4.321 | 3827.683
-3.989 | 6415.979 | -4.155 | 3972.305
-3.824 | 6426.192 | -3.989 | 4122.434
-3.658 | 6431.296 | -3.824 | 4264.86
-3.492 | 6436.303 | -3.658 | 4407.476
-3.326 | 6454.574 | -3.492 | 4546.763
-3.16 | 6453.638 | -3.326 | 4691.995
-2.994 | 6457.363 | -3.16 | 4827.906
-2.828 | 6462.184 | -2.994 | 4967.253
-2.662 | 6464.904 | -2.828 | 5099.496
-2.496 | 6458.24 | -2.662 | 5230.681
-2.33 | 6462.698 | -2.496 | 5361.26
-2.163 | 6463.893 | -2.33 | 5483.539
-1.997 | 6463.989 | -2.163 | 5588.593
-1.831 | 6453.495 | -1.997 | 5694.539
-1.664 | 6446.376 | -1.831 | 5792.887
-1.498 | 6438.565 | -1.664 | 5878.15
-1.332 | 6439.317 | -1.498 | 5954.355
-1.165 | 6431.893 | -1.332 | 6038.539
-0.999 | 6417.517 | -1.165 | 6113.701
-0.832 | 6391.729 | -0.999 | 6184.622
-0.666 | 6378.412 | -0.832 | 6246.54
-0.499 | 6373.059 | -0.666 | 6302.65
-0.333 | 6369.642 | -0.499 | 6332.073
-0.166 | 6363.736 | -0.333 | 6356.521
0 | 6367.527 | -0.166 | 6361.791
0.166 | 6368.046 | 0 | 6367.527
0.333 | 6369.375 | 0.166 | 6363.336
0.499 | 6365.659 | 0.333 | 6359.344
0.666 | 6366.185 | 0.499 | 6329.441
0.832 | 6368.189 | 0.666 | 6294.963
0.999 | 6354.862 | 0.832 | 6271.301
1.165 | 6346.654 | 0.999 | 6230.316
1.332 | 6346.046 | 1.165 | 6177.225
1.498 | 6349.588 | 1.332 | 6119.5
1.664 | 6343.42 | 1.498 | 6040.564
1.831 | 6344.59 | 1.664 | 5949.944
1.997 | 6346.781 | 1.831 | 5854.062
2.163 | 6348.979 | 1.997 | 5754.834
2.33 | 6340.537 | 2.163 | 5642.524
2.496 | 6331.426 | 2.33 | 5515.982
2.662 | 6321.376 | 2.496 | 5383.961
2.828 | 6311.572 | 2.662 | 5256.261
2.994 | 6300.136 | 2.828 | 5126.885
3.16 | 6295.666 | 2.994 | 4986.478
3.326 | 6284.181 | 3.16 | 4844.86
3.492 | 6277.174 | 3.326 | 4706.044
3.658 | 6268.723 | 3.492 | 4565.537
3.824 | 6258.459 | 3.658 | 4416.532
3.989 | 6250.989 | 3.824 | 4261.731
4.155 | 6259.252 | 3.989 | 4113.098
4.321 | 6255.523 | 4.155 | 3962.983
4.486 | 6243.205 | 4.321 | 3808.872
4.652 | 6233.314 | 4.486 | 3670.127
4.817 | 6223.33 | 4.652 | 3527.314
4.982 | 6211.631 | 4.817 | 3385.042
5.147 | 6202.284 | 4.982 | 3245.576
5.313 | 6191.083 | 5.147 | 3112.618
5.478 | 6182.836 | 5.313 | 2977.48
5.642 | 6170.214 | 5.478 | 2845.947
5.807 | 6156.615 | 5.642 | 2718.637
5.972 | 6144.262 | 5.807 | 2590.827
6.137 | 6137.135 | 5.972 | 2475.395
6.301 | 6130.374 | 6.137 | 2363.713
6.466 | 6124.094 | 6.301 | 2253.239
6.63 | 6115.123 | 6.466 | 2147.545
6.794 | 6098.253 | 6.63 | 2044.808
6.958 | 6076.011 | 6.794 | 1944.777
7.122 | 6055.795 | 6.958 | 1848.759
7.286 | 6035.735 | 7.122 | 1758.066
7.45 | 6016.062 | 7.286 | 1677.243
7.614 | 6010.68 | 7.45 | 1601.191
7.777 | 6002.05 | 7.614 | 1523.947
7.94 | 5986.156 | 7.777 | 1449.463
8.104 | 5960.571 | 7.94 | 1378.272
8.267 | 5940.684 | 8.104 | 1308.141
8.43 | 5924.9 | 8.267 | 1244.244
8.593 | 5905.775 | 8.43 | 1185.654
8.755 | 5896.488 | 8.593 | 1131.913
8.918 | 5890.668 | 8.755 | 1082.739
9.08 | 5881.317 | 8.918 | 1035.042
9.243 | 5864.035 | 9.08 | 985.795
9.405 | 5859.305 | 9.243 | 945.597
9.567 | 5861.249 | 9.405 | 904.792
9.729 | 5852.847 | 9.567 | 866.02
9.89 | 5843.886 | 9.729 | 831.179
10.052 | 5833.703 | 9.89 | 795.795
10.213 | 5823.191 | 10.052 | 760.143
10.374 | 5800.525 | 10.213 | 726.061
10.535 | 5780.397 | 10.374 | 696.278
10.696 | 5763.439 | 10.535 | 667.24
10.857 | 5750.51 | 10.696 | 641.36
11.017 | 5742.534 | 10.857 | 614.063
11.178 | 5742.262 | 11.017 | 590.762
11.338 | 5735.588 | 11.178 | 567.276
11.498 | 5724.932 | 11.338 | 548.7
11.657 | 5713.944 | 11.498 | 531.127
11.817 | 5708.683 | 11.657 | 512.833
11.976 | 5696.953 | 11.817 | 494.304
12.136 | 5682.638 | 11.976 | 476.269
12.295 | 5668.48 | 12.136 | 457.771
12.454 | 5656.282 | 12.295 | 441.894
12.612 | 5643.878 | 12.454 | 427.339
12.771 | 5626.124 | 12.612 | 413.662
12.929 | 5606.491 | 12.771 | 400.292
13.087 | 5592.91 | 12.929 | 388.402
13.245 | 5577.764 | 13.087 | 375.464
13.403 | 5565.517 | 13.245 | 365.5
13.56 | 5556.537 | 13.403 | 355.671
13.717 | 5551.216 | 13.56 | 345.746
13.874 | 5534.486 | 13.717 | 334.644
14.031 | 5505.794 | 13.874 | 323.316
14.188 | 5478.815 | 14.031 | 311.884
14.344 | 5463.978 | 14.188 | 301.959
14.5 | 5445.47 | 14.344 | 291.39
14.656 | 5431.332 | 14.5 | 282.778
14.812 | 5421.105 | 14.656 | 273.06
14.967 | 5411.745 | 14.812 | 264.592
15.123 | 5385.133 | 14.967 | 256.684
15.278 | 5357.915 | 15.123 | 249.233
15.432 | 5339.984 | 15.278 | 241.817
15.587 | 5324.593 | 15.432 | 234.436
15.741 | 5306.838 | 15.587 | 226.854
15.896 | 5288.074 | 15.741 | 218.579
16.049 | 5275.489 | 15.896 | 211.598
16.203 | 5251.681 | 16.049 | 205.146
16.357 | 5226.066 | 16.203 | 198.689
16.51 | 5205.207 | 16.357 | 193.004
16.663 | 5193.127 | 16.51 | 188.203
16.815 | 5181.126 | 16.663 | 183.122
16.968 | 5167.437 | 16.815 | 178.388
17.12 | 5149.62 | 16.968 | 174.876
17.272 | 5129.266 | 17.12 | 170.301
17.424 | 5107.339 | 17.272 | 165.158
17.575 | 5077.929 | 17.424 | 160.54
17.726 | 5044.066 | 17.575 | 156.166
17.877 | 5012.571 | 17.726 | 152.632
18.028 | 4990.091 | 17.877 | 147.755
18.178 | 4972.604 | 18.028 | 142.921
18.328 | 4957.871 | 18.178 | 138.197
18.478 | 4946.426 | 18.328 | 133.874
18.628 | 4932.893 | 18.478 | 130.089
18.777 | 4912.356 | 18.628 | 126.106
18.926 | 4886.852 | 18.777 | 123.407
19.075 | 4859.343 | 18.926 | 121.146
19.224 | 4834.84 | 19.075 | 119.415
19.372 | 4823.133 | 19.224 | 117.722
19.52 | 4805.147 | 19.372 | 116.317
19.668 | 4790.011 | 19.52 | 114.381
19.815 | 4778.136 | 19.668 | 112.435
19.963 | 4769.547 | 19.815 | 109.816
20.11 | 4756.671 | 19.963 | 107.297
20.256 | 4745.591 | 20.11 | 107.23
20.403 | 4731.803 | 20.256 | 106.217
20.549 | 4718.118 | 20.403 | 103.948
20.695 | 4697.569 | 20.549 | 99.972
20.84 | 4676.309 | 20.695 | 97.814
20.985 | 4659.486 | 20.84 | 95.644
21.13 | 4648.524 | 20.985 | 95.336
21.275 | 4628.082 | 21.13 | 95.075
21.42 | 4607.247 | 21.275 | 93.352
21.564 | 4587.152 | 21.42 | 92.682
21.708 | 4571.083 | 21.564 | 91.038
21.851 | 4555.95 | 21.708 | 88.695
21.994 | 4547.838 | 21.851 | 86.672
22.137 | 4542.154 | 21.994 | 86.599
22.28 | 4530.471 | 22.137 | 85.591
22.423 | 4519.831 | 22.28 | 83.614
22.565 | 4509.708 | 22.423 | 82.977
22.707 | 4496.415 | 22.565 | 81.708
22.848 | 4477.386 | 22.707 | 80.285
22.989 | 4462.1 | 22.848 | 79.707
23.13 | 4438.673 | 22.989 | 79.516
23.271 | 4413.398 | 23.13 | 79.129
23.411 | 4391.857 | 23.271 | 78.1
23.551 | 4382.626 | 23.411 | 76.991
23.691 | 4374.845 | 23.551 | 75.479
23.831 | 4362.149 | 23.691 | 73.535
23.97 | 4346.487 | 23.831 | 71.629
24.109 | 4330.616 | 23.97 | 70.786
24.247 | 4310.756 | 24.109 | 71.167
24.385 | 4290.124 | 24.247 | 71.55
24.523 | 4267.977 | 24.385 | 70.8
24.661 | 4245.289 | 24.523 | 68.602
24.798 | 4224.451 | 24.661 | 67.101
24.935 | 4204.969 | 24.798 | 65.565
25.072 | 4186.058 | 24.935 | 65.502
25.209 | 4167.288 | 25.072 | 65.849
25.345 | 4152.403 | 25.209 | 65.452
25.481 | 4135.687 | 25.345 | 65.13
25.616 | 4120.139 | 25.481 | 64.729
25.751 | 4099.219 | 25.616 | 64.09
25.886 | 4074.52 | 25.751 | 62.012
26.021 | 4052.966 | 25.886 | 61.936
26.155 | 4031.188 | 26.021 | 62.07
26.289 | 4007.409 | 26.155 | 62.1
26.423 | 3988.298 | 26.289 | 61.071
26.556 | 3970.521 | 26.423 | 59.823
26.689 | 3950.775 | 26.556 | 59.099
26.822 | 3922.678 | 26.689 | 57.888
26.954 | 3893.898 | 26.822 | 57.314
27.087 | 3870.506 | 26.954 | 57.192
27.218 | 3841.033 | 27.087 | 56.449
27.35 | 3805.713 | 27.218 | 54.778
27.481 | 3771.257 | 27.35 | 54.891
27.612 | 3736.686 | 27.481 | 54.35
27.743 | 3696.387 | 27.612 | 54.435
27.873 | 3662.942 | 27.743 | 54.107
28.003 | 3630.273 | 27.873 | 53.198
28.132 | 3591.492 | 28.003 | 52.67
28.262 | 3553.678 | 28.132 | 51.943
28.391 | 3515.046 | 28.262 | 51.435
28.519 | 3479.834 | 28.391 | 51.09
28.648 | 3438.626 | 28.519 | 50.94
28.776 | 3398.436 | 28.648 | 50.788
28.904 | 3358.989 | 28.776 | 50.323
29.031 | 3318.869 | 28.904 | 48.633
29.158 | 3266.385 | 29.031 | 48.499
29.285 | 3210.537 | 29.158 | 46.875
29.412 | 3160.203 | 29.285 | 46.417
29.538 | 3110.059 | 29.412 | 45.408
29.664 | 3060.775 | 29.538 | 45.462
29.789 | 3017.963 | 29.664 | 43.889
29.914 | 2979.442 | 29.789 | 45.425
30.039 | 2930.003 | 29.914 | 45.362
30.164 | 2879.114 | 30.039 | 44.504
30.288 | 2834.813 | 30.164 | 44.201
30.412 | 2788.167 | 30.288 | 43.658
30.536 | 2735.689 | 30.412 | 42.992
30.659 | 2680.337 | 30.536 | 43.216
30.782 | 2628.485 | 30.659 | 42.842
30.905 | 2573.049 | 30.782 | 43.096
31.027 | 2521.14 | 30.905 | 42.9
31.15 | 2468.388 | 31.027 | 42.216
31.271 | 2416.036 | 31.15 | 41.589
31.393 | 2361.944 | 31.271 | 41.261
31.514 | 2307.754 | 31.393 | 40.869
31.635 | 2250.005 | 31.514 | 40.412
31.755 | 2196.939 | 31.635 | 39.025
31.876 | 2144.998 | 31.755 | 38.092
31.995 | 2093.29 | 31.876 | 38.178
32.115 | 2042.227 | 31.995 | 38.266
32.234 | 1995.504 | 32.115 | 38.698
32.353 | 1950.833 | 32.234 | 39.292
32.472 | 1906.111 | 32.353 | 38.719
32.59 | 1860.54 | 32.472 | 36.236
32.708 | 1810.783 | 32.59 | 34.18
32.826 | 1753.063 | 32.708 | 33.931
32.943 | 1699.901 | 32.826 | 34.42
33.061 | 1654.075 | 32.943 | 35.428
33.177 | 1609.558 | 33.061 | 36.055
33.294 | 1563.365 | 33.177 | 36.948
33.41 | 1518.622 | 33.294 | 35.463
33.526 | 1475.348 | 33.41 | 34.261
33.641 | 1431.746 | 33.526 | 33.477
33.757 | 1390.598 | 33.641 | 33.777
33.872 | 1350.937 | 33.757 | 32.917
33.986 | 1313.717 | 33.872 | 32.451
34.101 | 1277.896 | 33.986 | 31.846
34.215 | 1240.523 | 34.101 | 31.841
34.328 | 1201.75 | 34.215 | 32.307
34.442 | 1162.003 | 34.328 | 32.269
34.555 | 1122.84 | 34.442 | 31.449
34.667 | 1083.723 | 34.555 | 31.509
34.78 | 1050.262 | 34.667 | 30.746
34.892 | 1022.978 | 34.78 | 31.078
35.004 | 996.673 | 34.892 | 30.687
35.116 | 966.134 | 35.004 | 30.674
35.227 | 933.583 | 35.116 | 29.476
35.338 | 899.629 | 35.227 | 29.003
35.338 | 899.629 | 35.227 | 29.003
35.448 | 868.488 | 35.338 | 29.122
35.559 | 840.693 | 35.448 | 28.466
35.669 | 814.294 | 35.559 | 29.753
35.778 | 790.631 | 35.669 | 30.552
35.888 | 767.263 | 35.778 | 31.321
35.997 | 743.368 | 35.888 | 30.626
36.106 | 717.711 | 35.997 | 28.809
36.214 | 692.484 | 36.106 | 26.035
36.323 | 669.408 | 36.214 | 21.169
36.431 | 647.523 | 36.323 | 14.913
36.538 | 633.516 | 36.431 | 10.765

## Vivid V50 (hidden)
Selador | Lamp |  | Wattage
Vivid | Lumileds K2 |  | 122 |  | Note: Owing to the variability of LEDs, output data and color matches should be viewed as approximate
Note: All data taken with room temperature fixture
| Beam Angle | Field Angle
Horizontal | 12.6 | 24.8
| Accessory Lens | Candela | Field Lumens | Beam Lumens | Lens Efficiency | Efficacy
| V50 | 5400 | 1100 | 620 | 97.78% | 9.0164
| For Field diameter at any distance, multiply distance by |  |  |  | 0.43973
| For Beam diameter at any distance, multiply distance by |  |  |  | 0.2208
| Throw Distance (ft) | 10 | 15 | 20 | 25
| Throw Distance (m) | 3.048 | 4.572 | 6.096 | 7.62
| Field Diameter (ft) | 4.3973 | 6.5959 | 8.7946 | 10.9932
| Field Diameter (m) | 1.3403 | 2.0104 | 2.6806 | 3.3507
| Illuminance (fc) | 54 | 24 | 13.5 | 8.64
| Illuminance (lux) | 581.2506 | 258.3336 | 145.3126 | 93.0001
Test Distance | Iso-Illuminance Diagram grid lines
61 | 10 | 20 | 30 | 40
| 0.16393 | 0.32787 | 0.4918 | 0.65574
| Beam Angle | Field Angle
Vertical | 59.3 | 72.3
| For Field diameter at any distance, multiply distance by |  |  |  | 1.4611
| For Beam diameter at any distance, multiply distance by |  |  |  | 1.1385
| Throw Distance (ft) | 10 | 15 | 20 | 25
| Throw Distance (m) | 3.048 | 4.572 | 6.096 | 7.62
| Field Diameter (ft) | 14.611 | 21.9165 | 29.222 | 36.5275
| Field Diameter (m) | 4.4534 | 6.6802 | 8.9069 | 11.1336
| Illuminance (fc) | 54 | 24 | 13.5 | 8.64
| Illuminance (lux) | 581.2506 | 258.3336 | 145.3126 | 93.0001
| X |  | Y
-36.538 | 0 | -36.646 | 524.188
-36.431 | 0 | -36.538 | 533.056
-36.323 | 0 | -36.431 | 543.392
-36.214 | 4.176 | -36.323 | 561.736
-36.106 | 10.74 | -36.214 | 582.172
-35.997 | 18.221 | -36.106 | 603.191
-35.888 | 25.677 | -35.997 | 623.273
-35.778 | 30.535 | -35.888 | 643.791
-35.669 | 30.729 | -35.778 | 665.49
-35.559 | 32.126 | -35.669 | 686.682
-35.448 | 33.405 | -35.559 | 707.195
-35.338 | 32.811 | -35.448 | 728.767
-35.227 | 32.746 | -35.338 | 749.697
-35.116 | 32.856 | -35.227 | 770.796
-35.004 | 32.479 | -35.116 | 793.492
-34.892 | 33.175 | -35.004 | 815.229
-34.78 | 34.451 | -34.892 | 840.237
-34.667 | 34.688 | -34.78 | 869.987
-34.555 | 35.264 | -34.667 | 900.857
-34.442 | 35.664 | -34.555 | 933.823
-34.328 | 36.637 | -34.442 | 963.757
-34.215 | 37.467 | -34.328 | 994.32
-34.101 | 37.282 | -34.215 | 1026.243
-33.986 | 37.299 | -34.101 | 1056.925
-33.872 | 37.082 | -33.986 | 1088.119
-33.757 | 35.871 | -33.872 | 1128.079
-33.641 | 36.189 | -33.757 | 1171.889
-33.526 | 36.209 | -33.641 | 1212.031
-33.41 | 36.031 | -33.526 | 1255.363
-33.294 | 36.018 | -33.41 | 1296.664
-33.177 | 37.793 | -33.294 | 1337.396
-33.061 | 37.513 | -33.177 | 1379.384
-32.943 | 38.429 | -33.061 | 1420.768
-32.826 | 38.726 | -32.943 | 1460.229
-32.708 | 38.765 | -32.826 | 1506.05
-32.59 | 39.377 | -32.708 | 1551.432
-32.472 | 41.477 | -32.59 | 1592.521
-32.353 | 41.408 | -32.472 | 1637.148
-32.234 | 41.655 | -32.353 | 1682.076
-32.115 | 40.174 | -32.234 | 1729.819
-31.995 | 39.985 | -32.115 | 1776.611
-31.876 | 39.704 | -31.995 | 1829.526
-31.755 | 40.077 | -31.876 | 1882.638
-31.635 | 40.508 | -31.755 | 1935.136
-31.514 | 42.013 | -31.635 | 1982.609
-31.393 | 42.065 | -31.514 | 2036.317
-31.271 | 42.971 | -31.393 | 2086.438
-31.15 | 44.357 | -31.271 | 2134.815
-31.027 | 43.974 | -31.15 | 2187.338
-30.905 | 44.651 | -31.027 | 2238.717
-30.782 | 46.465 | -30.905 | 2283.015
-30.659 | 46.677 | -30.782 | 2330.3
-30.536 | 46.2 | -30.659 | 2376.161
-30.412 | 47.957 | -30.536 | 2416.765
-30.288 | 48.516 | -30.412 | 2462.577
-30.164 | 47.299 | -30.288 | 2512.471
-30.039 | 47.385 | -30.164 | 2567.346
-29.914 | 48.115 | -30.039 | 2618.208
-29.789 | 47.175 | -29.914 | 2667.005
-29.664 | 47.667 | -29.789 | 2716.707
-29.538 | 49.197 | -29.664 | 2757.915
-29.412 | 51.841 | -29.538 | 2798.109
-29.285 | 52.913 | -29.412 | 2841.857
-29.158 | 53.232 | -29.285 | 2881.246
-29.031 | 53.292 | -29.158 | 2921.334
-28.904 | 54.602 | -29.031 | 2957.121
-28.776 | 53.467 | -28.904 | 2989.877
-28.648 | 54.089 | -28.776 | 3027.764
-28.519 | 55.606 | -28.648 | 3070.47
-28.391 | 55.432 | -28.519 | 3113.867
-28.262 | 55.565 | -28.391 | 3154.895
-28.132 | 56.643 | -28.262 | 3193.775
-28.003 | 57.63 | -28.132 | 3230.641
-27.873 | 57.256 | -28.003 | 3261.665
-27.743 | 57.766 | -27.873 | 3286.469
-27.612 | 57.669 | -27.743 | 3311.171
-27.481 | 57.927 | -27.612 | 3329.907
-27.35 | 57.585 | -27.481 | 3344.517
-27.218 | 58.14 | -27.35 | 3362.285
-27.087 | 59.043 | -27.218 | 3381.55
-26.954 | 60.1 | -27.087 | 3403.513
-26.822 | 61.043 | -26.954 | 3424.081
-26.689 | 61.846 | -26.822 | 3444.234
-26.556 | 63.309 | -26.689 | 3462.212
-26.423 | 63.859 | -26.556 | 3484.754
-26.289 | 64.934 | -26.423 | 3502.865
-26.155 | 66.794 | -26.289 | 3519.104
-26.021 | 67.799 | -26.155 | 3529.432
-25.886 | 67.226 | -26.021 | 3539.427
-25.751 | 67.728 | -25.886 | 3549.043
-25.616 | 68.278 | -25.751 | 3564.887
-25.481 | 68.902 | -25.616 | 3579.924
-25.345 | 68.205 | -25.481 | 3594.735
-25.209 | 70.267 | -25.345 | 3606.842
-25.072 | 71.546 | -25.209 | 3616.943
-24.935 | 71.742 | -25.072 | 3629.344
-24.798 | 72.855 | -24.935 | 3640.698
-24.661 | 74.952 | -24.798 | 3653.158
-24.523 | 76.275 | -24.661 | 3666.459
-24.385 | 77.564 | -24.523 | 3681.252
-24.247 | 79.123 | -24.385 | 3692.88
-24.109 | 79.943 | -24.247 | 3703.387
-23.97 | 80.285 | -24.109 | 3713.912
-23.831 | 81.247 | -23.97 | 3722.158
-23.691 | 82.128 | -23.831 | 3731.087
-23.551 | 83.153 | -23.691 | 3743.847
-23.411 | 84.863 | -23.551 | 3756.714
-23.271 | 86.586 | -23.411 | 3767.047
-23.13 | 87.736 | -23.271 | 3776.889
-22.989 | 87.949 | -23.13 | 3791.273
-22.848 | 90.014 | -22.989 | 3805.682
-22.707 | 89.151 | -22.848 | 3817.876
-22.565 | 89.142 | -22.707 | 3829.067
-22.423 | 90.51 | -22.565 | 3841.009
-22.28 | 92.423 | -22.423 | 3847.612
-22.137 | 92.741 | -22.28 | 3856.267
-21.994 | 94.757 | -22.137 | 3868.396
-21.851 | 96.928 | -21.994 | 3885.068
-21.708 | 99.419 | -21.851 | 3905.41
-21.564 | 101.754 | -21.708 | 3926.821
-21.42 | 103.107 | -21.564 | 3946.33
-21.275 | 103.957 | -21.42 | 3959.392
-21.13 | 104.686 | -21.275 | 3974.267
-20.985 | 106.512 | -21.13 | 3990.283
-20.84 | 107.441 | -20.985 | 4005.089
-20.695 | 110.369 | -20.84 | 4021.194
-20.549 | 114.117 | -20.695 | 4031.696
-20.403 | 117.266 | -20.549 | 4044.214
-20.256 | 118.435 | -20.403 | 4054.147
-20.11 | 119.46 | -20.256 | 4066.439
-19.963 | 120.802 | -20.11 | 4078.858
-19.815 | 123.488 | -19.963 | 4096.573
-19.668 | 127.554 | -19.815 | 4108.158
-19.52 | 130.734 | -19.668 | 4123.395
-19.372 | 133.193 | -19.52 | 4138.474
-19.224 | 135.98 | -19.372 | 4158.826
-19.075 | 139.431 | -19.224 | 4181.625
-18.926 | 143.27 | -19.075 | 4204.162
-18.777 | 146.664 | -18.926 | 4224.708
-18.628 | 150.176 | -18.777 | 4250.087
-18.478 | 153.671 | -18.628 | 4268.252
-18.328 | 157.394 | -18.478 | 4276.825
-18.178 | 161.189 | -18.328 | 4290.662
-18.028 | 166.452 | -18.178 | 4305.789
-17.877 | 171.824 | -18.028 | 4321.066
-17.726 | 177.368 | -17.877 | 4335.386
-17.575 | 183.393 | -17.726 | 4352.865
-17.424 | 189.478 | -17.575 | 4372.707
-17.272 | 194.944 | -17.424 | 4390.134
-17.12 | 200.866 | -17.272 | 4404.682
-16.968 | 206.826 | -17.12 | 4419.107
-16.815 | 212.805 | -16.968 | 4435.894
-16.663 | 218.605 | -16.815 | 4456.681
-16.51 | 225.441 | -16.663 | 4479.315
-16.357 | 232.421 | -16.51 | 4494.999
-16.203 | 238.617 | -16.357 | 4516.003
-16.049 | 245.475 | -16.203 | 4541.602
-15.896 | 254.835 | -16.049 | 4565.213
-15.741 | 263.663 | -15.896 | 4583.957
-15.587 | 273.01 | -15.741 | 4593.4
-15.432 | 282.809 | -15.587 | 4613.025
-15.278 | 292.271 | -15.432 | 4631.524
-15.123 | 302.67 | -15.278 | 4645.508
-14.967 | 313.473 | -15.123 | 4661.853
-14.812 | 324.255 | -14.967 | 4686.046
-14.656 | 335.207 | -14.812 | 4699.255
-14.5 | 346.663 | -14.656 | 4714.04
-14.344 | 359.147 | -14.5 | 4731.78
-14.188 | 372.756 | -14.344 | 4744.09
-14.031 | 387.255 | -14.188 | 4761.617
-13.874 | 401.618 | -14.031 | 4788.966
-13.717 | 414.702 | -13.874 | 4812.491
-13.56 | 431.83 | -13.717 | 4834.463
-13.403 | 451.798 | -13.56 | 4845.885
-13.245 | 472.977 | -13.403 | 4857.594
-13.087 | 491.297 | -13.245 | 4869.941
-12.929 | 511.615 | -13.087 | 4878.117
-12.771 | 532.749 | -12.929 | 4894.032
-12.612 | 555.024 | -12.771 | 4912.852
-12.454 | 578.702 | -12.612 | 4926.499
-12.295 | 605.615 | -12.454 | 4934.943
-12.136 | 634.075 | -12.295 | 4951.665
-11.976 | 660.306 | -12.136 | 4964.196
-11.817 | 688.816 | -11.976 | 4978.506
-11.657 | 720.65 | -11.817 | 4990.258
-11.498 | 752.065 | -11.657 | 5007.362
-11.338 | 786.138 | -11.498 | 5019.641
-11.178 | 823.95 | -11.338 | 5036.244
-11.017 | 863.69 | -11.178 | 5052.284
-10.857 | 902.593 | -11.017 | 5065.004
-10.696 | 939.921 | -10.857 | 5075.286
-10.535 | 987.203 | -10.696 | 5083.125
-10.374 | 1034.859 | -10.535 | 5093.069
-10.213 | 1084.83 | -10.374 | 5107.854
-10.052 | 1135.41 | -10.213 | 5117.897
-9.89 | 1186.96 | -10.052 | 5120.783
-9.729 | 1238.323 | -9.89 | 5138.049
-9.567 | 1296.047 | -9.729 | 5147.584
-9.405 | 1358.797 | -9.567 | 5161.575
-9.243 | 1422.61 | -9.405 | 5171.088
-9.08 | 1488.852 | -9.243 | 5177.928
-8.918 | 1558.151 | -9.08 | 5182.265
-8.755 | 1627.456 | -8.918 | 5196.374
-8.593 | 1698.727 | -8.755 | 5195.981
-8.43 | 1770.344 | -8.593 | 5203.12
-8.267 | 1843.964 | -8.43 | 5218.157
-8.104 | 1920.155 | -8.267 | 5228.274
-7.94 | 2000.443 | -8.104 | 5234.138
-7.777 | 2083.997 | -7.94 | 5238.141
-7.614 | 2171.377 | -7.777 | 5242.979
-7.45 | 2261.014 | -7.614 | 5243.262
-7.286 | 2351.419 | -7.45 | 5249.669
-7.122 | 2443.867 | -7.286 | 5261.398
-6.958 | 2537.322 | -7.122 | 5269.748
-6.794 | 2632.18 | -6.958 | 5277.207
-6.63 | 2732.858 | -6.794 | 5280.818
-6.466 | 2834.799 | -6.63 | 5285.751
-6.301 | 2933.461 | -6.466 | 5283.779
-6.137 | 3032.277 | -6.301 | 5292.189
-5.972 | 3133.481 | -6.137 | 5295.488
-5.807 | 3234.926 | -5.972 | 5297.666
-5.642 | 3338.998 | -5.807 | 5301.262
-5.478 | 3444.404 | -5.642 | 5302.289
-5.313 | 3546.954 | -5.478 | 5291.569
-5.147 | 3645.855 | -5.313 | 5282.172
-4.982 | 3737.417 | -5.147 | 5272.763
-4.817 | 3837.374 | -4.982 | 5263.013
-4.652 | 3931.308 | -4.817 | 5264.411
-4.486 | 4029.843 | -4.652 | 5273.561
-4.321 | 4131.901 | -4.486 | 5284.712
-4.155 | 4236.636 | -4.321 | 5301.305
-3.989 | 4325.554 | -4.155 | 5309.164
-3.824 | 4418.195 | -3.989 | 5315.357
-3.658 | 4505.407 | -3.824 | 5315.952
-3.492 | 4588.664 | -3.658 | 5320.323
-3.326 | 4679.077 | -3.492 | 5322.404
-3.16 | 4762.004 | -3.326 | 5329.099
-2.994 | 4845.277 | -3.16 | 5333.756
-2.828 | 4927.275 | -2.994 | 5336.472
-2.662 | 4999.663 | -2.828 | 5343.454
-2.496 | 5055.46 | -2.662 | 5348.113
-2.33 | 5109.621 | -2.496 | 5355.657
-2.163 | 5160.355 | -2.33 | 5357.708
-1.997 | 5207.498 | -2.163 | 5358.096
-1.831 | 5246.569 | -1.997 | 5354.568
-1.664 | 5274.523 | -1.831 | 5355.378
-1.498 | 5300.763 | -1.664 | 5354.242
-1.332 | 5331.514 | -1.498 | 5350.072
-1.165 | 5356.015 | -1.332 | 5340.275
-0.999 | 5370.32 | -1.165 | 5342.81
-0.832 | 5370.716 | -0.999 | 5345.785
-0.666 | 5373.557 | -0.832 | 5357.249
-0.499 | 5376.952 | -0.666 | 5372.851
-0.333 | 5376.402 | -0.499 | 5378.936
-0.166 | 5375.225 | -0.333 | 5372.187
0 | 5367.262 | -0.166 | 5366.052
0.166 | 5350.662 | 0 | 5367.262
0.333 | 5322.679 | 0.166 | 5361.132
0.499 | 5289.201 | 0.333 | 5358.322
0.666 | 5254.936 | 0.499 | 5348.477
0.832 | 5227.073 | 0.666 | 5342.237
0.999 | 5194.852 | 0.832 | 5347.806
1.165 | 5155.292 | 0.999 | 5359.731
1.332 | 5113.805 | 1.165 | 5359.984
1.498 | 5063.23 | 1.332 | 5363.521
1.664 | 5008.788 | 1.498 | 5364.026
1.831 | 4955.075 | 1.664 | 5363.101
1.997 | 4900.444 | 1.831 | 5356.085
2.163 | 4832.048 | 1.997 | 5354.663
2.33 | 4761.568 | 2.163 | 5349.248
2.496 | 4690.986 | 2.33 | 5340.713
2.662 | 4612.986 | 2.496 | 5327.869
2.828 | 4528.015 | 2.662 | 5323.242
2.994 | 4449.307 | 2.828 | 5322.381
3.16 | 4363.608 | 2.994 | 5324.486
3.326 | 4267.086 | 3.16 | 5318.085
3.492 | 4174.466 | 3.326 | 5322.928
3.658 | 4081.294 | 3.492 | 5321.138
3.824 | 3982.975 | 3.658 | 5317.656
3.989 | 3890.365 | 3.824 | 5302.935
4.155 | 3804.811 | 3.989 | 5304.273
4.321 | 3714.858 | 4.155 | 5293.153
4.486 | 3614.158 | 4.321 | 5284.975
4.652 | 3514.68 | 4.486 | 5284.962
4.817 | 3412.661 | 4.652 | 5294.38
4.982 | 3314.395 | 4.817 | 5296.655
5.147 | 3216.833 | 4.982 | 5297.712
5.313 | 3122.21 | 5.147 | 5300.173
5.478 | 3022.657 | 5.313 | 5300.138
5.642 | 2924.908 | 5.478 | 5297.06
5.807 | 2824.971 | 5.642 | 5296.503
5.972 | 2722.25 | 5.807 | 5295.007
6.137 | 2625.733 | 5.972 | 5301.097
6.301 | 2537.45 | 6.137 | 5298.03
6.466 | 2451.546 | 6.301 | 5297.472
6.63 | 2365.221 | 6.466 | 5292.546
6.794 | 2277.474 | 6.63 | 5291.218
6.958 | 2192.095 | 6.794 | 5279.182
7.122 | 2107.954 | 6.958 | 5272.801
7.286 | 2023.974 | 7.122 | 5263.873
7.45 | 1942.008 | 7.286 | 5250.906
7.614 | 1864.348 | 7.45 | 5249.708
7.777 | 1784.199 | 7.614 | 5246.65
7.94 | 1707.456 | 7.777 | 5243.763
8.104 | 1636.916 | 7.94 | 5233.587
8.267 | 1573.305 | 8.104 | 5222.208
8.43 | 1511.384 | 8.267 | 5211.725
8.593 | 1449.733 | 8.43 | 5202.238
8.755 | 1389.24 | 8.593 | 5194.224
8.918 | 1329.271 | 8.755 | 5191.28
9.08 | 1272.102 | 8.918 | 5179.167
9.243 | 1217.264 | 9.08 | 5166.797
9.405 | 1165.577 | 9.243 | 5163.43
9.567 | 1116.534 | 9.405 | 5156.868
9.729 | 1068.789 | 9.567 | 5150.497
9.89 | 1022.524 | 9.729 | 5145.692
10.052 | 977.9 | 9.89 | 5131.427
10.213 | 936.525 | 10.052 | 5114.71
10.374 | 896.425 | 10.213 | 5109.634
10.535 | 858.447 | 10.374 | 5106.632
10.696 | 820.569 | 10.535 | 5101.598
10.857 | 785.465 | 10.696 | 5096.632
11.017 | 750.909 | 10.857 | 5080.662
11.178 | 718.921 | 11.017 | 5060.527
11.338 | 689.229 | 11.178 | 5045.558
11.498 | 659.754 | 11.338 | 5038.692
11.657 | 631.632 | 11.498 | 5022.478
11.817 | 606.68 | 11.657 | 5010.387
11.976 | 582.507 | 11.817 | 5001.3
12.136 | 558.566 | 11.976 | 4996.678
12.295 | 535.776 | 12.136 | 4981.012
12.454 | 514.04 | 12.295 | 4975.238
12.612 | 493.547 | 12.454 | 4960.607
12.771 | 474.24 | 12.612 | 4945.029
12.929 | 455.591 | 12.771 | 4923.665
13.087 | 438.096 | 12.929 | 4902.332
13.245 | 422.134 | 13.087 | 4870.791
13.403 | 406.863 | 13.245 | 4848.252
13.56 | 392.369 | 13.403 | 4826.228
13.717 | 377.907 | 13.56 | 4812.464
13.874 | 363.311 | 13.717 | 4795.401
14.031 | 350.541 | 13.874 | 4787.523
14.188 | 339.817 | 14.031 | 4780.237
14.344 | 329.599 | 14.188 | 4771.306
14.5 | 317.663 | 14.344 | 4759.105
14.656 | 307.008 | 14.5 | 4751.408
14.812 | 296.502 | 14.656 | 4741.101
14.967 | 286.295 | 14.812 | 4716.561
15.123 | 275.835 | 14.967 | 4700.788
15.278 | 267.649 | 15.123 | 4689.324
15.432 | 259.772 | 15.278 | 4675.334
15.587 | 252.183 | 15.432 | 4654.71
15.741 | 245.505 | 15.587 | 4632.913
15.896 | 239.958 | 15.741 | 4615.707
16.049 | 233.98 | 15.896 | 4599.369
16.203 | 227.483 | 16.049 | 4577.245
16.357 | 221.347 | 16.203 | 4554.825
16.51 | 215.185 | 16.357 | 4529.43
16.663 | 210.125 | 16.51 | 4513.283
16.815 | 204.673 | 16.663 | 4498.228
16.968 | 198.392 | 16.815 | 4487.467
17.12 | 192.323 | 16.968 | 4474.622
17.272 | 187.672 | 17.12 | 4458.826
17.424 | 183.089 | 17.272 | 4441.258
17.575 | 178.551 | 17.424 | 4418.72
17.726 | 174.786 | 17.575 | 4396.457
17.877 | 172.554 | 17.726 | 4380.8
18.028 | 169.047 | 17.877 | 4370.428
18.178 | 165.525 | 18.028 | 4358.991
18.328 | 162.566 | 18.178 | 4351.64
18.478 | 158.901 | 18.328 | 4337.568
18.628 | 154.053 | 18.478 | 4325.552
18.777 | 150.282 | 18.628 | 4311.438
18.926 | 147.055 | 18.777 | 4295.612
19.075 | 144.695 | 18.926 | 4277.316
19.224 | 142.594 | 19.075 | 4262.695
19.372 | 141.234 | 19.224 | 4246.002
19.52 | 139.434 | 19.372 | 4227.058
19.668 | 136.781 | 19.52 | 4208.054
19.815 | 133.725 | 19.668 | 4190.015
19.963 | 131.366 | 19.815 | 4171.848
20.11 | 130.077 | 19.963 | 4157.593
20.256 | 127.096 | 20.11 | 4141.962
20.403 | 123.427 | 20.256 | 4121.66
20.549 | 118.74 | 20.403 | 4101.443
20.695 | 116.403 | 20.549 | 4085.002
20.84 | 114.917 | 20.695 | 4070.248
20.985 | 113.541 | 20.84 | 4059.625
21.13 | 112.699 | 20.985 | 4051.292
21.275 | 112.441 | 21.13 | 4037.28
21.42 | 112.443 | 21.275 | 4022.015
21.564 | 112.28 | 21.42 | 4007.092
21.708 | 111.189 | 21.564 | 3987.439
21.851 | 108.662 | 21.708 | 3969.314
21.994 | 106.144 | 21.851 | 3947.625
22.137 | 104.571 | 21.994 | 3933.368
22.28 | 103.687 | 22.137 | 3926.368
22.423 | 103.353 | 22.28 | 3917.112
22.565 | 102.292 | 22.423 | 3901.449
22.707 | 100.642 | 22.565 | 3885.035
22.848 | 99.371 | 22.707 | 3871.043
22.989 | 97.898 | 22.848 | 3858.399
23.13 | 97.618 | 22.989 | 3846.185
23.271 | 96.746 | 23.13 | 3833.914
23.411 | 93.993 | 23.271 | 3823.553
23.551 | 91.174 | 23.411 | 3812.255
23.691 | 89.827 | 23.551 | 3794.342
23.831 | 88.571 | 23.691 | 3782.191
23.97 | 87.533 | 23.831 | 3770.028
24.109 | 87.391 | 23.97 | 3755.176
24.247 | 86.167 | 24.109 | 3739.816
24.385 | 84.556 | 24.247 | 3724.041
24.523 | 82.682 | 24.385 | 3710.22
24.661 | 82.523 | 24.523 | 3700.473
24.798 | 82.873 | 24.661 | 3692.273
24.935 | 82.817 | 24.798 | 3686.348
25.072 | 81.477 | 24.935 | 3677.426
25.209 | 81.133 | 25.072 | 3661.961
25.345 | 79.856 | 25.209 | 3642.408
25.481 | 78.105 | 25.345 | 3629.319
25.616 | 77.174 | 25.481 | 3617.677
25.751 | 77.463 | 25.616 | 3603.1
25.886 | 77.047 | 25.751 | 3585.192
26.021 | 76.813 | 25.886 | 3569.261
26.155 | 75.944 | 26.021 | 3554.827
26.289 | 74.434 | 26.155 | 3541.693
26.423 | 72.86 | 26.289 | 3531.17
26.556 | 71.622 | 26.423 | 3521.398
26.689 | 71.632 | 26.556 | 3498.503
26.822 | 72.179 | 26.689 | 3474.806
26.954 | 71.76 | 26.822 | 3457.247
27.087 | 70.986 | 26.954 | 3442.768
27.218 | 69.855 | 27.087 | 3424.428
27.35 | 67.954 | 27.218 | 3406.851
27.481 | 66.612 | 27.35 | 3387.213
27.612 | 66.604 | 27.481 | 3359.238
27.743 | 65.853 | 27.612 | 3329.496
27.873 | 64.821 | 27.743 | 3299.04
28.003 | 65.055 | 27.873 | 3269.574
28.132 | 65.708 | 28.003 | 3236.231
28.262 | 65.361 | 28.132 | 3199.692
28.391 | 65.599 | 28.262 | 3157.271
28.519 | 65.361 | 28.391 | 3114.897
28.648 | 64.077 | 28.519 | 3077.04
28.776 | 62.133 | 28.648 | 3035.285
28.904 | 59.889 | 28.776 | 2998.396
29.031 | 58.485 | 28.904 | 2954.831
29.158 | 57.642 | 29.031 | 2912.787
29.285 | 57.454 | 29.158 | 2866.756
29.412 | 58.419 | 29.285 | 2825.373
29.538 | 59.969 | 29.412 | 2779.631
29.664 | 59.903 | 29.538 | 2735.36
29.789 | 58.466 | 29.664 | 2687.345
29.914 | 56.783 | 29.789 | 2644.266
30.039 | 55.116 | 29.914 | 2606.532
30.164 | 54.676 | 30.039 | 2559.887
30.288 | 55.476 | 30.164 | 2514.765
30.412 | 56.966 | 30.288 | 2468.813
30.536 | 57.78 | 30.412 | 2415.333
30.659 | 57.432 | 30.536 | 2358.686
30.782 | 56.359 | 30.659 | 2304.678
30.905 | 54.583 | 30.782 | 2247.235
31.027 | 52.854 | 30.905 | 2196.974
31.15 | 53.241 | 31.027 | 2146.95
31.271 | 53.08 | 31.15 | 2097.012
31.393 | 52.06 | 31.271 | 2048.384
31.514 | 51.339 | 31.393 | 2001.726
31.635 | 50.457 | 31.514 | 1949.552
31.755 | 48.824 | 31.635 | 1903.076
31.876 | 47.552 | 31.755 | 1847.6
31.995 | 48.363 | 31.876 | 1786.974
32.115 | 49.056 | 31.995 | 1732.174
32.234 | 49.438 | 32.115 | 1684.589
32.353 | 49.696 | 32.234 | 1636.237
32.472 | 50.686 | 32.353 | 1590.655
32.59 | 51.015 | 32.472 | 1548.002
32.708 | 49.617 | 32.59 | 1502.225
32.826 | 48.336 | 32.708 | 1455.272
32.943 | 47.399 | 32.826 | 1411.693
33.061 | 46.713 | 32.943 | 1368.884
33.177 | 46.705 | 33.061 | 1323.422
33.294 | 47.186 | 33.177 | 1281.161
33.41 | 45.932 | 33.294 | 1236.787
33.526 | 43.912 | 33.41 | 1194.505
33.641 | 43.064 | 33.526 | 1154.998
33.757 | 42.441 | 33.641 | 1118.038
33.872 | 41.779 | 33.757 | 1081.2
33.986 | 42.082 | 33.872 | 1045.353
34.101 | 43.059 | 33.986 | 1014.491
34.215 | 44.313 | 34.101 | 980.783
34.328 | 44.493 | 34.215 | 944.363
34.442 | 44.368 | 34.328 | 912.106
34.555 | 44.071 | 34.442 | 879.271
34.667 | 42.194 | 34.555 | 849.504
34.78 | 40.681 | 34.667 | 816.194
34.892 | 40.985 | 34.78 | 786.767
35.004 | 41.743 | 34.892 | 755.674
35.116 | 41.567 | 35.004 | 728.897
35.227 | 41.912 | 35.116 | 703.216
35.338 | 43.104 | 35.227 | 677.665
35.338 | 43.104 | 35.227 | 677.665
35.448 | 43.599 | 35.338 | 655.199
35.559 | 44.027 | 35.448 | 635.29
35.669 | 44.636 | 35.559 | 615.989
35.778 | 45.964 | 35.669 | 595.027
35.888 | 45.796 | 35.778 | 575.348
35.997 | 43.681 | 35.888 | 554.818
36.106 | 40.644 | 35.997 | 535.335
36.214 | 38.126 | 36.106 | 514.634
36.323 | 36.681 | 36.214 | 429.848
36.431 | 36.175 | 36.323 | 306.063
36.538 | 37.104 | 36.431 | 215.762

## Vivid H60 (hidden)
Selador | Lamp |  | Wattage
Vivid | Lumileds K2 |  | 122 |  | Note: Owing to the variability of LEDs, output data and color matches should be viewed as approximate
Note: All data taken with room temperature fixture
| Beam Angle | Field Angle
Horizontal | 51.4 | 68.2
| Accessory Lens | Candela | Field Lumens | Beam Lumens | Lens Efficiency | Efficacy
| H60 | 7240 | 1100 | 600 | 97.78% | 9.0164
| For Field diameter at any distance, multiply distance by |  |  |  | 1.3541
| For Beam diameter at any distance, multiply distance by |  |  |  | 0.96253
| Throw Distance (ft) | 10 | 15 | 20 | 25
| Throw Distance (m) | 3.048 | 4.572 | 6.096 | 7.62
| Field Diameter (ft) | 13.541 | 20.3115 | 27.082 | 33.8525
| Field Diameter (m) | 4.1273 | 6.191 | 8.2546 | 10.3183
| Illuminance (fc) | 72.4 | 32.1778 | 18.1 | 11.584
| Illuminance (lux) | 779.3064 | 346.3584 | 194.8266 | 124.689
Test Distance | Iso-Illuminance Diagram grid lines
61 | 10 | 20 | 30 | 40
| 0.16393 | 0.32787 | 0.4918 | 0.65574
| Beam Angle | Field Angle
Vertical | 10 | 21.6
| For Field diameter at any distance, multiply distance by |  |  |  | 0.38152
| For Beam diameter at any distance, multiply distance by |  |  |  | 0.17498
| Throw Distance (ft) | 10 | 15 | 20 | 25
| Throw Distance (m) | 3.048 | 4.572 | 6.096 | 7.62
| Field Diameter (ft) | 3.8152 | 5.7228 | 7.6304 | 9.538
| Field Diameter (m) | 1.1629 | 1.7443 | 2.3257 | 2.9072
| Illuminance (fc) | 72.4 | 32.1778 | 18.1 | 11.584
| Illuminance (lux) | 779.3064 | 346.3584 | 194.8266 | 124.689
| X |  | Y
-36.538 | 0 | -36.646 | 40.437
-36.431 | 0 | -36.538 | 41.608
-36.323 | 0 | -36.431 | 42.289
-36.214 | 53.667 | -36.323 | 42.405
-36.106 | 146.269 | -36.214 | 43.755
-35.997 | 241.38 | -36.106 | 45.164
-35.888 | 339.683 | -35.997 | 45.554
-35.778 | 404.851 | -35.888 | 43.823
-35.669 | 418.653 | -35.778 | 43.928
-35.559 | 432.868 | -35.669 | 44.138
-35.448 | 449.007 | -35.559 | 43.389
-35.338 | 463.427 | -35.448 | 43.352
-35.227 | 478.809 | -35.338 | 42.752
-35.116 | 495.662 | -35.227 | 43.242
-35.004 | 514.003 | -35.116 | 42.856
-34.892 | 531.843 | -35.004 | 43.617
-34.78 | 550.221 | -34.892 | 44.579
-34.667 | 571.356 | -34.78 | 44.226
-34.555 | 594.499 | -34.667 | 44.011
-34.442 | 616.836 | -34.555 | 44.174
-34.328 | 639.527 | -34.442 | 45.66
-34.215 | 661.118 | -34.328 | 46.525
-34.101 | 685.013 | -34.215 | 48.022
-33.986 | 708.776 | -34.101 | 47.526
-33.872 | 736.305 | -33.986 | 47.635
-33.757 | 761.615 | -33.872 | 48.176
-33.641 | 788.4 | -33.757 | 47.883
-33.526 | 816.873 | -33.641 | 46.765
-33.41 | 845.963 | -33.526 | 45.854
-33.294 | 876.119 | -33.41 | 46.359
-33.177 | 908.694 | -33.294 | 46.631
-33.061 | 939.512 | -33.177 | 47.42
-32.943 | 970.27 | -33.061 | 48.041
-32.826 | 1003.444 | -32.943 | 49.883
-32.708 | 1037.308 | -32.826 | 50.296
-32.59 | 1071.597 | -32.708 | 50.929
-32.472 | 1108.18 | -32.59 | 51.206
-32.353 | 1147.218 | -32.472 | 52.211
-32.234 | 1184.869 | -32.353 | 52.67
-32.115 | 1220.145 | -32.234 | 54.857
-31.995 | 1259.513 | -32.115 | 56.4
-31.876 | 1299.156 | -31.995 | 56.679
-31.755 | 1341.521 | -31.876 | 56.676
-31.635 | 1386.05 | -31.755 | 58.254
-31.514 | 1431.208 | -31.635 | 57.811
-31.393 | 1471.869 | -31.514 | 57.556
-31.271 | 1516.726 | -31.393 | 58.928
-31.15 | 1561.046 | -31.271 | 60.257
-31.027 | 1605.772 | -31.15 | 60.329
-30.905 | 1652.863 | -31.027 | 62.097
-30.782 | 1698.23 | -30.905 | 62.916
-30.659 | 1746.806 | -30.782 | 62.584
-30.536 | 1795.51 | -30.659 | 61.566
-30.412 | 1842.674 | -30.536 | 61.391
-30.288 | 1890.27 | -30.412 | 61.693
-30.164 | 1934.398 | -30.288 | 62.644
-30.039 | 1985.327 | -30.164 | 63.97
-29.914 | 2040.871 | -30.039 | 64.023
-29.789 | 2099.402 | -29.914 | 64.543
-29.664 | 2155.741 | -29.789 | 64.242
-29.538 | 2214.372 | -29.664 | 64.234
-29.412 | 2266.412 | -29.538 | 64.371
-29.285 | 2321.276 | -29.412 | 64.996
-29.158 | 2380.735 | -29.285 | 66.134
-29.031 | 2441.601 | -29.158 | 66.691
-28.904 | 2501.47 | -29.031 | 67.414
-28.776 | 2559.871 | -28.904 | 66.995
-28.648 | 2620.884 | -28.776 | 67.287
-28.519 | 2675.708 | -28.648 | 67.35
-28.391 | 2730.713 | -28.519 | 67.357
-28.262 | 2784.921 | -28.391 | 66.524
-28.132 | 2844.708 | -28.262 | 67.119
-28.003 | 2901.619 | -28.132 | 67.627
-27.873 | 2960.654 | -28.003 | 69.128
-27.743 | 3019.535 | -27.873 | 70.149
-27.612 | 3080.018 | -27.743 | 71.382
-27.481 | 3136.979 | -27.612 | 71.702
-27.35 | 3193.421 | -27.481 | 71.037
-27.218 | 3253.69 | -27.35 | 71.601
-27.087 | 3313.774 | -27.218 | 73.164
-26.954 | 3371.466 | -27.087 | 74.121
-26.822 | 3431.354 | -26.954 | 73.214
-26.689 | 3482.827 | -26.822 | 73.01
-26.556 | 3535.913 | -26.689 | 72.862
-26.423 | 3586.638 | -26.556 | 73.567
-26.289 | 3641.008 | -26.423 | 74.4
-26.155 | 3699.883 | -26.289 | 74.989
-26.021 | 3755.307 | -26.155 | 75.786
-25.886 | 3808.469 | -26.021 | 77.68
-25.751 | 3864.847 | -25.886 | 78.409
-25.616 | 3920.039 | -25.751 | 78.663
-25.481 | 3964.08 | -25.616 | 79.098
-25.345 | 4017.466 | -25.481 | 79.479
-25.209 | 4071.839 | -25.345 | 79.701
-25.072 | 4121.287 | -25.209 | 80.36
-24.935 | 4176.349 | -25.072 | 81.323
-24.798 | 4228.301 | -24.935 | 82.382
-24.661 | 4275.245 | -24.798 | 83.434
-24.523 | 4320.093 | -24.661 | 85.292
-24.385 | 4368.546 | -24.523 | 85.695
-24.247 | 4414.131 | -24.385 | 85.465
-24.109 | 4461.514 | -24.247 | 86.645
-23.97 | 4507.182 | -24.109 | 88.219
-23.831 | 4553.094 | -23.97 | 89.583
-23.691 | 4589.516 | -23.831 | 90.49
-23.551 | 4623.396 | -23.691 | 91.218
-23.411 | 4657.402 | -23.551 | 92.312
-23.271 | 4695.615 | -23.411 | 94.314
-23.13 | 4729.221 | -23.271 | 94.679
-22.989 | 4770.607 | -23.13 | 94.381
-22.848 | 4812.88 | -22.989 | 95.283
-22.707 | 4855.693 | -22.848 | 96.642
-22.565 | 4898.292 | -22.707 | 97.751
-22.423 | 4942.153 | -22.565 | 99.919
-22.28 | 4979.492 | -22.423 | 101.156
-22.137 | 5015.194 | -22.28 | 101.4
-21.994 | 5053.845 | -22.137 | 102.027
-21.851 | 5090.244 | -21.994 | 103.871
-21.708 | 5118.231 | -21.851 | 106.253
-21.564 | 5147.77 | -21.708 | 109.168
-21.42 | 5183.764 | -21.564 | 111.308
-21.275 | 5224.392 | -21.42 | 111.356
-21.13 | 5251.472 | -21.275 | 111.994
-20.985 | 5280.942 | -21.13 | 113.239
-20.84 | 5312.571 | -20.985 | 113.635
-20.695 | 5349.093 | -20.84 | 115.525
-20.549 | 5378.736 | -20.695 | 118.243
-20.403 | 5412.795 | -20.549 | 120.946
-20.256 | 5443.058 | -20.403 | 123.682
-20.11 | 5467.35 | -20.256 | 126.588
-19.963 | 5491.624 | -20.11 | 127.543
-19.815 | 5516.317 | -19.963 | 128.725
-19.668 | 5542.639 | -19.815 | 130.382
-19.52 | 5575.747 | -19.668 | 132.693
-19.372 | 5599.372 | -19.52 | 134.423
-19.224 | 5625.825 | -19.372 | 137.372
-19.075 | 5661.115 | -19.224 | 141.62
-18.926 | 5689.112 | -19.075 | 145.508
-18.777 | 5710.795 | -18.926 | 149.399
-18.628 | 5732.762 | -18.777 | 152.529
-18.478 | 5757.292 | -18.628 | 155.263
-18.328 | 5782.518 | -18.478 | 158.454
-18.178 | 5801.986 | -18.328 | 162.901
-18.028 | 5811.974 | -18.178 | 167.393
-17.877 | 5822.201 | -18.028 | 171.82
-17.726 | 5836.308 | -17.877 | 177.487
-17.575 | 5851.538 | -17.726 | 183.216
-17.424 | 5871.201 | -17.575 | 188.808
-17.272 | 5886.985 | -17.424 | 194.484
-17.12 | 5905.848 | -17.272 | 200.375
-16.968 | 5920.425 | -17.12 | 205.585
-16.815 | 5937.465 | -16.968 | 211.643
-16.663 | 5951.771 | -16.815 | 219.153
-16.51 | 5964.402 | -16.663 | 226.825
-16.357 | 5983.23 | -16.51 | 233.945
-16.203 | 6007.545 | -16.357 | 242.091
-16.049 | 6029.039 | -16.203 | 251.474
-15.896 | 6049.298 | -16.049 | 260.966
-15.741 | 6067.821 | -15.896 | 270.633
-15.587 | 6079.307 | -15.741 | 279.297
-15.432 | 6096.284 | -15.587 | 287.478
-15.278 | 6116.485 | -15.432 | 296.435
-15.123 | 6140.654 | -15.278 | 304.507
-14.967 | 6170.101 | -15.123 | 311.679
-14.812 | 6207.726 | -14.967 | 320.876
-14.656 | 6235.096 | -14.812 | 331.6
-14.5 | 6264.971 | -14.656 | 343.062
-14.344 | 6293.731 | -14.5 | 354.733
-14.188 | 6319.294 | -14.344 | 366.319
-14.031 | 6331.199 | -14.188 | 376.795
-13.874 | 6347.871 | -14.031 | 388.988
-13.717 | 6368.576 | -13.874 | 400.513
-13.56 | 6384.991 | -13.717 | 415.679
-13.403 | 6401.181 | -13.56 | 428.488
-13.245 | 6425.133 | -13.403 | 443.49
-13.087 | 6446.339 | -13.245 | 457.946
-12.929 | 6465.726 | -13.087 | 473.385
-12.771 | 6483.634 | -12.929 | 488.134
-12.612 | 6504.178 | -12.771 | 506.743
-12.454 | 6522.656 | -12.612 | 524.881
-12.295 | 6538.201 | -12.454 | 542.285
-12.136 | 6550.568 | -12.295 | 558.715
-11.976 | 6564.725 | -12.136 | 577.076
-11.817 | 6578.122 | -11.976 | 598.438
-11.657 | 6590.889 | -11.817 | 618.739
-11.498 | 6596.382 | -11.657 | 639.813
-11.338 | 6603.968 | -11.498 | 661.051
-11.178 | 6619.837 | -11.338 | 684.859
-11.017 | 6639.919 | -11.178 | 710.014
-10.857 | 6646.136 | -11.017 | 736.734
-10.696 | 6649.311 | -10.857 | 766.723
-10.535 | 6658.19 | -10.696 | 795.686
-10.374 | 6663.409 | -10.535 | 826.459
-10.213 | 6668.088 | -10.374 | 857.434
-10.052 | 6684.097 | -10.213 | 891.091
-9.89 | 6697.266 | -10.052 | 924.804
-9.729 | 6703.943 | -9.89 | 959.394
-9.567 | 6718.896 | -9.729 | 996.152
-9.405 | 6743.045 | -9.567 | 1038.254
-9.243 | 6765.188 | -9.405 | 1084.726
-9.08 | 6784.721 | -9.243 | 1130.437
-8.918 | 6807.354 | -9.08 | 1180.403
-8.755 | 6818.361 | -8.918 | 1232.177
-8.593 | 6833.158 | -8.755 | 1286.25
-8.43 | 6842.412 | -8.593 | 1344.648
-8.267 | 6852.66 | -8.43 | 1406.866
-8.104 | 6871.014 | -8.267 | 1472.499
-7.94 | 6889.379 | -8.104 | 1544.409
-7.777 | 6898.444 | -7.94 | 1612.352
-7.614 | 6914.262 | -7.777 | 1688.05
-7.45 | 6938.925 | -7.614 | 1767.586
-7.286 | 6952.417 | -7.45 | 1851.693
-7.122 | 6964.067 | -7.286 | 1941.771
-6.958 | 6987.941 | -7.122 | 2039.19
-6.794 | 7001.428 | -6.958 | 2134.771
-6.63 | 7017.832 | -6.794 | 2240.038
-6.466 | 7047.003 | -6.63 | 2348.312
-6.301 | 7059.385 | -6.466 | 2456.561
-6.137 | 7056.603 | -6.301 | 2577.299
-5.972 | 7065.758 | -6.137 | 2700.934
-5.807 | 7081.048 | -5.972 | 2829.947
-5.642 | 7091.023 | -5.807 | 2970.996
-5.478 | 7104.417 | -5.642 | 3107.727
-5.313 | 7121.553 | -5.478 | 3238.132
-5.147 | 7129.065 | -5.313 | 3371.509
-4.982 | 7131.24 | -5.147 | 3508.091
-4.817 | 7141.563 | -4.982 | 3646.648
-4.652 | 7146.036 | -4.817 | 3791.137
-4.486 | 7154.89 | -4.652 | 3949.72
-4.321 | 7167.062 | -4.486 | 4104.269
-4.155 | 7176.683 | -4.321 | 4270.748
-3.989 | 7179.879 | -4.155 | 4443.13
-3.824 | 7190.024 | -3.989 | 4614.905
-3.658 | 7194.943 | -3.824 | 4773.608
-3.492 | 7205.424 | -3.658 | 4948.725
-3.326 | 7224.811 | -3.492 | 5112.208
-3.16 | 7231.638 | -3.326 | 5278.787
-2.994 | 7240.266 | -3.16 | 5441.669
-2.828 | 7248.185 | -2.994 | 5595.646
-2.662 | 7256.336 | -2.828 | 5745.106
-2.496 | 7251.332 | -2.662 | 5888.859
-2.33 | 7249.095 | -2.496 | 6031.745
-2.163 | 7250.48 | -2.33 | 6156.283
-1.997 | 7252.601 | -2.163 | 6278.249
-1.831 | 7241.667 | -1.997 | 6384.245
-1.664 | 7232.754 | -1.831 | 6500.326
-1.498 | 7222.52 | -1.664 | 6610.701
-1.332 | 7226.558 | -1.498 | 6698.91
-1.165 | 7224.633 | -1.332 | 6785.911
-0.999 | 7211.1 | -1.165 | 6878.143
-0.832 | 7177.666 | -0.999 | 6954.547
-0.666 | 7162.008 | -0.832 | 7024.675
-0.499 | 7159.352 | -0.666 | 7094.83
-0.333 | 7165.478 | -0.499 | 7139.707
-0.166 | 7168.257 | -0.333 | 7153.883
0 | 7161.225 | -0.166 | 7154.374
0.166 | 7151.303 | 0 | 7161.225
0.333 | 7138.988 | 0.166 | 7150.598
0.499 | 7127.234 | 0.333 | 7141.124
0.666 | 7123.479 | 0.499 | 7112.377
0.832 | 7128.984 | 0.666 | 7086.037
0.999 | 7127.611 | 0.832 | 7043.713
1.165 | 7128.345 | 0.999 | 6996.501
1.332 | 7132.638 | 1.165 | 6939.243
1.498 | 7137.858 | 1.332 | 6882.045
1.664 | 7132.242 | 1.498 | 6783.42
1.831 | 7129.076 | 1.664 | 6684.539
1.997 | 7129.26 | 1.831 | 6563.258
2.163 | 7131.247 | 1.997 | 6456.595
2.33 | 7124.219 | 2.163 | 6332.2
2.496 | 7110.92 | 2.33 | 6205.415
2.662 | 7095.149 | 2.496 | 6055.268
2.828 | 7084.921 | 2.662 | 5923.833
2.994 | 7072.908 | 2.828 | 5775.634
3.16 | 7059.931 | 2.994 | 5621.65
3.326 | 7037.456 | 3.16 | 5457.762
3.492 | 7026.505 | 3.326 | 5294.024
3.658 | 7011.073 | 3.492 | 5123.925
3.824 | 6995.087 | 3.658 | 4959.144
3.989 | 6984.212 | 3.824 | 4786.585
4.155 | 6986.085 | 3.989 | 4616.499
4.321 | 6979.323 | 4.155 | 4448.935
4.486 | 6962.772 | 4.321 | 4281.654
4.652 | 6943.654 | 4.486 | 4113.988
4.817 | 6924.523 | 4.652 | 3953.861
4.982 | 6911.608 | 4.817 | 3791.734
5.147 | 6897.683 | 4.982 | 3631.546
5.313 | 6886.221 | 5.147 | 3482.399
5.478 | 6872.316 | 5.313 | 3332.776
5.642 | 6856.269 | 5.478 | 3186.356
5.807 | 6840.939 | 5.642 | 3044.317
5.972 | 6827.8 | 5.807 | 2911.327
6.137 | 6817.903 | 5.972 | 2782.263
6.301 | 6804.615 | 6.137 | 2654.583
6.466 | 6795.525 | 6.301 | 2533.022
6.63 | 6782.684 | 6.466 | 2409.034
6.794 | 6759.419 | 6.63 | 2293.305
6.958 | 6732.598 | 6.794 | 2183.397
7.122 | 6707.946 | 6.958 | 2078.345
7.286 | 6682.243 | 7.122 | 1975.99
7.45 | 6659.355 | 7.286 | 1876.235
7.614 | 6648.122 | 7.45 | 1784.852
7.777 | 6625.35 | 7.614 | 1698.005
7.94 | 6602.909 | 7.777 | 1614.076
8.104 | 6574.196 | 7.94 | 1533.403
8.267 | 6551.856 | 8.104 | 1459.843
8.43 | 6531.42 | 8.267 | 1388.97
8.593 | 6521.847 | 8.43 | 1320.65
8.755 | 6508.127 | 8.593 | 1262.012
8.918 | 6483.774 | 8.755 | 1206.232
9.08 | 6459.219 | 8.918 | 1151.005
9.243 | 6436.027 | 9.08 | 1099.101
9.405 | 6421.15 | 9.243 | 1050.214
9.567 | 6416.354 | 9.405 | 1001.234
9.729 | 6406.94 | 9.567 | 958.223
9.89 | 6391.789 | 9.729 | 918.017
10.052 | 6376.628 | 9.89 | 878.472
10.213 | 6368.377 | 10.052 | 841.825
10.374 | 6359.19 | 10.213 | 809.286
10.535 | 6343.263 | 10.374 | 777.106
10.696 | 6324.4 | 10.535 | 744.702
10.857 | 6304.257 | 10.696 | 715.629
11.017 | 6287.503 | 10.857 | 689.738
11.178 | 6280.595 | 11.017 | 660.27
11.338 | 6276.58 | 11.178 | 632.131
11.498 | 6271.643 | 11.338 | 609.213
11.657 | 6257.025 | 11.498 | 584.547
11.817 | 6243.923 | 11.657 | 562.204
11.976 | 6225.435 | 11.817 | 540.588
12.136 | 6209.428 | 11.976 | 521.881
12.295 | 6189.536 | 12.136 | 501.546
12.454 | 6172.145 | 12.295 | 486.565
12.612 | 6161.556 | 12.454 | 470.843
12.771 | 6148.553 | 12.612 | 456.734
12.929 | 6126.86 | 12.771 | 442.21
13.087 | 6111.055 | 12.929 | 429.885
13.245 | 6097.967 | 13.087 | 416.51
13.403 | 6084.645 | 13.245 | 403.856
13.56 | 6065.587 | 13.403 | 391.076
13.717 | 6048.18 | 13.56 | 379.229
13.874 | 6031.87 | 13.717 | 367.736
14.031 | 6009.144 | 13.874 | 357.975
14.188 | 5988.142 | 14.031 | 346.907
14.344 | 5976.589 | 14.188 | 334.25
14.5 | 5964.309 | 14.344 | 321.42
14.656 | 5943.777 | 14.5 | 310.223
14.812 | 5922.029 | 14.656 | 300.543
14.967 | 5905.274 | 14.812 | 292.281
15.123 | 5883.536 | 14.967 | 287.395
15.278 | 5859.202 | 15.123 | 279.693
15.432 | 5836.554 | 15.278 | 272.727
15.587 | 5810.48 | 15.432 | 263.54
15.741 | 5785.251 | 15.587 | 253.869
15.896 | 5767.647 | 15.741 | 244.714
16.049 | 5755.439 | 15.896 | 237.514
16.203 | 5736.754 | 16.049 | 230.306
16.357 | 5716.53 | 16.203 | 221.733
16.51 | 5700.966 | 16.357 | 213.101
16.663 | 5677.533 | 16.51 | 207.093
16.815 | 5660.458 | 16.663 | 201.688
16.968 | 5643.9 | 16.815 | 196.542
17.12 | 5623.841 | 16.968 | 193.031
17.272 | 5597.625 | 17.12 | 189.57
17.424 | 5575.018 | 17.272 | 184.869
17.575 | 5543.983 | 17.424 | 180.564
17.726 | 5506.772 | 17.575 | 176.063
17.877 | 5474.351 | 17.726 | 170.704
18.028 | 5446.111 | 17.877 | 165.297
18.178 | 5415.435 | 18.028 | 160.176
18.328 | 5385.242 | 18.178 | 154.541
18.478 | 5357.66 | 18.328 | 150.126
18.628 | 5337.456 | 18.478 | 145.378
18.777 | 5311.272 | 18.628 | 141.749
18.926 | 5283.588 | 18.777 | 138.35
19.075 | 5253.802 | 18.926 | 134.979
19.224 | 5223.956 | 19.075 | 132.157
19.372 | 5193.366 | 19.224 | 130.475
19.52 | 5157.103 | 19.372 | 128.582
19.668 | 5123.685 | 19.52 | 126.338
19.815 | 5097.208 | 19.668 | 123.991
19.963 | 5081.679 | 19.815 | 122.091
20.11 | 5063.117 | 19.963 | 119.86
20.256 | 5037.221 | 20.11 | 118.285
20.403 | 5005.085 | 20.256 | 116.91
20.549 | 4977.292 | 20.403 | 114.973
20.695 | 4939.459 | 20.549 | 112.097
20.84 | 4901.261 | 20.695 | 109.997
20.985 | 4868.927 | 20.84 | 108.026
21.13 | 4844.313 | 20.985 | 105.927
21.275 | 4808.658 | 21.13 | 104.498
21.42 | 4774.364 | 21.275 | 103.721
21.564 | 4738.407 | 21.42 | 103.059
21.708 | 4694.185 | 21.564 | 101.493
21.851 | 4657.123 | 21.708 | 99.68
21.994 | 4626.926 | 21.851 | 97.619
22.137 | 4593.648 | 21.994 | 96.216
22.28 | 4554.804 | 22.137 | 95.692
22.423 | 4523.862 | 22.28 | 94.517
22.565 | 4489.415 | 22.423 | 93.407
22.707 | 4445.548 | 22.565 | 91.273
22.848 | 4397.777 | 22.707 | 89.321
22.989 | 4348.753 | 22.848 | 86.724
23.13 | 4302.974 | 22.989 | 85.163
23.271 | 4261.576 | 23.13 | 84.278
23.411 | 4215.963 | 23.271 | 83.881
23.551 | 4171.241 | 23.411 | 83.579
23.691 | 4129.702 | 23.551 | 82.188
23.831 | 4087.59 | 23.691 | 80.961
23.97 | 4046.72 | 23.831 | 79.627
24.109 | 4007.456 | 23.97 | 78.735
24.247 | 3967.85 | 24.109 | 78.238
24.385 | 3925.119 | 24.247 | 78.317
24.523 | 3875.84 | 24.385 | 78.044
24.661 | 3821.063 | 24.523 | 76.908
24.798 | 3764.48 | 24.661 | 74.926
24.935 | 3704.077 | 24.798 | 73.467
25.072 | 3652.312 | 24.935 | 73.2
25.209 | 3606.901 | 25.072 | 73.881
25.345 | 3563.207 | 25.209 | 72.739
25.481 | 3522.463 | 25.345 | 71.822
25.616 | 3485.141 | 25.481 | 71.209
25.751 | 3442.089 | 25.616 | 71.009
25.886 | 3396.389 | 25.751 | 70.051
26.021 | 3354.688 | 25.886 | 70.212
26.155 | 3314.363 | 26.021 | 69.901
26.289 | 3272.068 | 26.155 | 69.114
26.423 | 3228.816 | 26.289 | 67.686
26.556 | 3181.426 | 26.423 | 66.541
26.689 | 3132.128 | 26.556 | 65.68
26.822 | 3086.319 | 26.689 | 64.172
26.954 | 3039.541 | 26.822 | 62.385
27.087 | 2996.888 | 26.954 | 61.42
27.218 | 2953.253 | 27.087 | 59.935
27.35 | 2909.55 | 27.218 | 59.659
27.481 | 2865.996 | 27.35 | 60.47
27.612 | 2820.371 | 27.481 | 61.232
27.743 | 2770.564 | 27.612 | 61.835
27.873 | 2719.951 | 27.743 | 60.847
28.003 | 2667.25 | 27.873 | 59.575
28.132 | 2615.496 | 28.003 | 58.627
28.262 | 2567.433 | 28.132 | 57.783
28.391 | 2521.703 | 28.262 | 56.793
28.519 | 2477.234 | 28.391 | 55.992
28.648 | 2434.097 | 28.519 | 55.494
28.776 | 2392.815 | 28.648 | 55.415
28.904 | 2350.795 | 28.776 | 56.271
29.031 | 2305.489 | 28.904 | 55.54
29.158 | 2253.74 | 29.031 | 54.091
29.285 | 2200.792 | 29.158 | 52.402
29.412 | 2150.758 | 29.285 | 51.476
29.538 | 2106.074 | 29.412 | 51.812
29.664 | 2065.493 | 29.538 | 51.717
29.789 | 2026.349 | 29.664 | 51.765
29.914 | 1989.594 | 29.789 | 50.939
30.039 | 1947.907 | 29.914 | 49.696
30.164 | 1901.115 | 30.039 | 48.59
30.288 | 1853.365 | 30.164 | 49.63
30.412 | 1811.455 | 30.288 | 48.516
30.536 | 1769.485 | 30.412 | 48.284
30.659 | 1726.643 | 30.536 | 48.946
30.782 | 1682.892 | 30.659 | 47.905
30.905 | 1644.048 | 30.782 | 46.705
31.027 | 1606.591 | 30.905 | 45.707
31.15 | 1569.443 | 31.027 | 45.58
31.271 | 1532.852 | 31.15 | 45.239
31.393 | 1494.281 | 31.271 | 46.178
31.514 | 1455.647 | 31.393 | 45.315
31.635 | 1419.791 | 31.514 | 44.568
31.755 | 1388.298 | 31.635 | 44.957
31.876 | 1355.551 | 31.755 | 44.358
31.995 | 1320.069 | 31.876 | 43.784
32.115 | 1283.795 | 31.995 | 43.455
32.234 | 1246.186 | 32.115 | 42.967
32.353 | 1210.263 | 32.234 | 41.119
32.472 | 1177.349 | 32.353 | 40.934
32.59 | 1146.302 | 32.472 | 38.618
32.708 | 1115.734 | 32.59 | 38.038
32.826 | 1083.147 | 32.708 | 38.413
32.943 | 1053.452 | 32.826 | 40.558
33.061 | 1025.487 | 32.943 | 41.3
33.177 | 999.176 | 33.061 | 40.526
33.294 | 971.274 | 33.177 | 40.493
33.41 | 941.008 | 33.294 | 39.414
33.526 | 910.457 | 33.41 | 38.818
33.641 | 881.171 | 33.526 | 36.505
33.757 | 852.536 | 33.641 | 36.95
33.872 | 825.395 | 33.757 | 36.8
33.986 | 802.742 | 33.872 | 37.115
34.101 | 782.483 | 33.986 | 36.697
34.215 | 761.075 | 34.101 | 35.972
34.328 | 736.843 | 34.215 | 35.275
34.442 | 712.338 | 34.328 | 33.421
34.555 | 689.537 | 34.442 | 31.313
34.667 | 666.543 | 34.555 | 31.167
34.78 | 645.624 | 34.667 | 29.375
34.892 | 627.672 | 34.78 | 30.149
35.004 | 607.692 | 34.892 | 30.238
35.116 | 587.053 | 35.004 | 30.813
35.227 | 569.246 | 35.116 | 31.462
35.338 | 551.426 | 35.227 | 32.676
35.338 | 551.426 | 35.227 | 32.676
35.448 | 535.887 | 35.338 | 33.478
35.559 | 524.57 | 35.448 | 32.876
35.669 | 513.864 | 35.559 | 33.436
35.778 | 499.921 | 35.669 | 33.61
35.888 | 484.098 | 35.778 | 33.285
35.997 | 466.95 | 35.888 | 31.379
36.106 | 448.858 | 35.997 | 30.429
36.214 | 432.244 | 36.106 | 30.158
36.323 | 420.226 | 36.214 | 26.071
36.431 | 409.933 | 36.323 | 19.361
36.538 | 404.972 | 36.431 | 15.164

## Vivid V60 (hidden)
Selador | Lamp |  | Wattage
Vivid | Lumileds K2 |  | 122 |  | Note: Owing to the variability of LEDs, output data and color matches should be viewed as approximate
Note: All data taken with room temperature fixture
| Beam Angle | Field Angle
Horizontal | 12.6 | 24.9
| Accessory Lens | Candela | Field Lumens | Beam Lumens | Lens Efficiency | Efficacy
| V60 | 6020 | 1120 | 650 | 99.56% | 9.1803
| For Field diameter at any distance, multiply distance by |  |  |  | 0.44156
| For Beam diameter at any distance, multiply distance by |  |  |  | 0.2208
| Throw Distance (ft) | 10 | 15 | 20 | 25
| Throw Distance (m) | 3.048 | 4.572 | 6.096 | 7.62
| Field Diameter (ft) | 4.4156 | 6.6234 | 8.8312 | 11.039
| Field Diameter (m) | 1.3459 | 2.0188 | 2.6917 | 3.3647
| Illuminance (fc) | 60.2 | 26.7556 | 15.05 | 9.632
| Illuminance (lux) | 647.9868 | 287.9941 | 161.9967 | 103.6779
Test Distance | Iso-Illuminance Diagram grid lines
61 | 10 | 20 | 30 | 40
| 0.16393 | 0.32787 | 0.4918 | 0.65574
| Beam Angle | Field Angle
Vertical | 52 | 67.6
| For Field diameter at any distance, multiply distance by |  |  |  | 1.3389
| For Beam diameter at any distance, multiply distance by |  |  |  | 0.97547
| Throw Distance (ft) | 10 | 15 | 20 | 25
| Throw Distance (m) | 3.048 | 4.572 | 6.096 | 7.62
| Field Diameter (ft) | 13.3888 | 20.0832 | 26.7777 | 33.4721
| Field Diameter (m) | 4.0809 | 6.1214 | 8.1618 | 10.2023
| Illuminance (fc) | 60.2 | 26.7556 | 15.05 | 9.632
| Illuminance (lux) | 647.9868 | 287.9941 | 161.9967 | 103.6779
| X |  | Y
-36.538 | 0 | -36.646 | 305.364
-36.431 | 0 | -36.538 | 308.587
-36.323 | 0 | -36.431 | 312.612
-36.214 | 4.611 | -36.323 | 318.643
-36.106 | 12.765 | -36.214 | 325.89
-35.997 | 22.327 | -36.106 | 334.592
-35.888 | 31.02 | -35.997 | 343.218
-35.778 | 35.714 | -35.888 | 353.526
-35.669 | 34.82 | -35.778 | 362.53
-35.559 | 35.03 | -35.669 | 370.354
-35.448 | 34.78 | -35.559 | 379.596
-35.338 | 35.902 | -35.448 | 389.675
-35.227 | 37.084 | -35.338 | 397.981
-35.116 | 38.187 | -35.227 | 406.669
-35.004 | 37.857 | -35.116 | 415.944
-34.892 | 38.221 | -35.004 | 425.554
-34.78 | 38.547 | -34.892 | 439.229
-34.667 | 39.35 | -34.78 | 454.164
-34.555 | 39.463 | -34.667 | 469.247
-34.442 | 40.39 | -34.555 | 484.85
-34.328 | 41.005 | -34.442 | 501.649
-34.215 | 41.75 | -34.328 | 519.457
-34.101 | 41.749 | -34.215 | 538.431
-33.986 | 42.986 | -34.101 | 556.273
-33.872 | 42.779 | -33.986 | 574.634
-33.757 | 41.545 | -33.872 | 594.475
-33.641 | 41.312 | -33.757 | 613.719
-33.526 | 41.739 | -33.641 | 633.1
-33.41 | 42.719 | -33.526 | 651.365
-33.294 | 42.81 | -33.41 | 674.888
-33.177 | 43.843 | -33.294 | 697.989
-33.061 | 44.057 | -33.177 | 718.297
-32.943 | 44.108 | -33.061 | 741.483
-32.826 | 43.997 | -32.943 | 767.317
-32.708 | 44.079 | -32.826 | 791.526
-32.59 | 44.861 | -32.708 | 818.034
-32.472 | 46.367 | -32.59 | 847.674
-32.353 | 45.9 | -32.472 | 873.993
-32.234 | 46.255 | -32.353 | 902.691
-32.115 | 46.639 | -32.234 | 932.04
-31.995 | 47.394 | -32.115 | 965.483
-31.876 | 45.87 | -31.995 | 993.905
-31.755 | 45.784 | -31.876 | 1028.419
-31.635 | 46.317 | -31.755 | 1061.231
-31.514 | 47.584 | -31.635 | 1092.08
-31.393 | 47.767 | -31.514 | 1125.207
-31.271 | 46.941 | -31.393 | 1167.605
-31.15 | 48.312 | -31.271 | 1205.911
-31.027 | 48.247 | -31.15 | 1245.74
-30.905 | 49.723 | -31.027 | 1284.406
-30.782 | 50.886 | -30.905 | 1321.771
-30.659 | 51.53 | -30.782 | 1359.925
-30.536 | 51.423 | -30.659 | 1398.499
-30.412 | 53.428 | -30.536 | 1440.562
-30.288 | 53.284 | -30.412 | 1487.203
-30.164 | 52.61 | -30.288 | 1532.386
-30.039 | 52.088 | -30.164 | 1575.745
-29.914 | 53.356 | -30.039 | 1619.738
-29.789 | 53.273 | -29.914 | 1660.523
-29.664 | 53.771 | -29.789 | 1698.222
-29.538 | 55.018 | -29.664 | 1746.241
-29.412 | 55.534 | -29.538 | 1795.022
-29.285 | 56.218 | -29.412 | 1841.355
-29.158 | 56.468 | -29.285 | 1884.578
-29.031 | 57.857 | -29.158 | 1933.401
-28.904 | 58.724 | -29.031 | 1981.428
-28.776 | 59.924 | -28.904 | 2026.422
-28.648 | 59.507 | -28.776 | 2075.242
-28.519 | 59.851 | -28.648 | 2126.378
-28.391 | 58.961 | -28.519 | 2176.516
-28.262 | 60.03 | -28.391 | 2225.218
-28.132 | 62.399 | -28.262 | 2278.166
-28.003 | 63.503 | -28.132 | 2329.195
-27.873 | 63.633 | -28.003 | 2379.656
-27.743 | 63.57 | -27.873 | 2429.805
-27.612 | 63.836 | -27.743 | 2482.202
-27.481 | 64.482 | -27.612 | 2531.863
-27.35 | 65.341 | -27.481 | 2583.242
-27.218 | 66.086 | -27.35 | 2636.755
-27.087 | 66.42 | -27.218 | 2689.534
-26.954 | 67.398 | -27.087 | 2736.046
-26.822 | 68.744 | -26.954 | 2782.66
-26.689 | 69.814 | -26.822 | 2828.006
-26.556 | 70.716 | -26.689 | 2874.664
-26.423 | 71.187 | -26.556 | 2924.168
-26.289 | 72.449 | -26.423 | 2976.275
-26.155 | 73.755 | -26.289 | 3027.757
-26.021 | 74.159 | -26.155 | 3080.915
-25.886 | 73.983 | -26.021 | 3126.746
-25.751 | 73.626 | -25.886 | 3165.326
-25.616 | 74.573 | -25.751 | 3208.761
-25.481 | 76.186 | -25.616 | 3259.161
-25.345 | 77.867 | -25.481 | 3312.335
-25.209 | 79.073 | -25.345 | 3366.937
-25.072 | 79.886 | -25.209 | 3413.763
-24.935 | 80.771 | -25.072 | 3452.635
-24.798 | 81.191 | -24.935 | 3490.257
-24.661 | 82.396 | -24.798 | 3531.945
-24.523 | 83.644 | -24.661 | 3576.695
-24.385 | 85.01 | -24.523 | 3622.299
-24.247 | 85.714 | -24.385 | 3665.469
-24.109 | 87.04 | -24.247 | 3705.575
-23.97 | 88.758 | -24.109 | 3750.047
-23.831 | 90.34 | -23.97 | 3793.619
-23.691 | 91.689 | -23.831 | 3830.346
-23.551 | 93.699 | -23.691 | 3864.319
-23.411 | 93.672 | -23.551 | 3901.235
-23.271 | 93.572 | -23.411 | 3940.351
-23.13 | 93.4 | -23.271 | 3981.573
-22.989 | 94.794 | -23.13 | 4024
-22.848 | 96.179 | -22.989 | 4060.315
-22.707 | 97.484 | -22.848 | 4096.569
-22.565 | 98.441 | -22.707 | 4130.117
-22.423 | 100.408 | -22.565 | 4159.605
-22.28 | 101.184 | -22.423 | 4187.487
-22.137 | 103.515 | -22.28 | 4215.368
-21.994 | 105.498 | -22.137 | 4240.056
-21.851 | 106.181 | -21.994 | 4268.018
-21.708 | 108.502 | -21.851 | 4298.654
-21.564 | 110.668 | -21.708 | 4330.394
-21.42 | 113.271 | -21.564 | 4363.587
-21.275 | 115.222 | -21.42 | 4389.191
-21.13 | 117.093 | -21.275 | 4412.273
-20.985 | 118.907 | -21.13 | 4438.048
-20.84 | 121.015 | -20.985 | 4461.55
-20.695 | 123.694 | -20.84 | 4484.672
-20.549 | 125.36 | -20.695 | 4509.023
-20.403 | 127.55 | -20.549 | 4531.995
-20.256 | 129.659 | -20.403 | 4548.828
-20.11 | 131.482 | -20.256 | 4562.812
-19.963 | 133.341 | -20.11 | 4573.187
-19.815 | 136.68 | -19.963 | 4582.649
-19.668 | 140.184 | -19.815 | 4591.736
-19.52 | 143.26 | -19.668 | 4604.355
-19.372 | 147.434 | -19.52 | 4622.986
-19.224 | 152.04 | -19.372 | 4648.351
-19.075 | 155.854 | -19.224 | 4671.632
-18.926 | 158.997 | -19.075 | 4697.05
-18.777 | 163.247 | -18.926 | 4715.644
-18.628 | 167.432 | -18.777 | 4729.807
-18.478 | 171.418 | -18.628 | 4741.975
-18.328 | 175.095 | -18.478 | 4758.646
-18.178 | 178.622 | -18.328 | 4779.386
-18.028 | 183.22 | -18.178 | 4791.936
-17.877 | 187.862 | -18.028 | 4805.94
-17.726 | 193.278 | -17.877 | 4819.134
-17.575 | 199.549 | -17.726 | 4831.635
-17.424 | 206.45 | -17.575 | 4844.418
-17.272 | 213.691 | -17.424 | 4847.911
-17.12 | 220.616 | -17.272 | 4850.111
-16.968 | 227.291 | -17.12 | 4856.864
-16.815 | 233.568 | -16.968 | 4867.636
-16.663 | 241.466 | -16.815 | 4887.161
-16.51 | 249.221 | -16.663 | 4910.344
-16.357 | 257.763 | -16.51 | 4934.002
-16.203 | 266.786 | -16.357 | 4953.753
-16.049 | 276.135 | -16.203 | 4972.921
-15.896 | 284.524 | -16.049 | 4993.145
-15.741 | 293.969 | -15.896 | 5002.093
-15.587 | 303.93 | -15.741 | 5008.378
-15.432 | 314.682 | -15.587 | 5017.014
-15.278 | 327.557 | -15.432 | 5026.942
-15.123 | 340.295 | -15.278 | 5032.122
-14.967 | 353.977 | -15.123 | 5047.531
-14.812 | 365.663 | -14.967 | 5065.023
-14.656 | 381.58 | -14.812 | 5085.284
-14.5 | 394.431 | -14.656 | 5102.97
-14.344 | 411.029 | -14.5 | 5123.94
-14.188 | 424.928 | -14.344 | 5144.466
-14.031 | 442.932 | -14.188 | 5159.904
-13.874 | 457.536 | -14.031 | 5179.27
-13.717 | 475.124 | -13.874 | 5197.373
-13.56 | 494.789 | -13.717 | 5213.681
-13.403 | 516.953 | -13.56 | 5227.833
-13.245 | 539.287 | -13.403 | 5237.814
-13.087 | 561.606 | -13.245 | 5253.224
-12.929 | 582.841 | -13.087 | 5270.358
-12.771 | 603.902 | -12.929 | 5288.613
-12.612 | 627.727 | -12.771 | 5307.079
-12.454 | 654.097 | -12.612 | 5332.405
-12.295 | 682.856 | -12.454 | 5350.423
-12.136 | 712.36 | -12.295 | 5366.592
-11.976 | 742.241 | -12.136 | 5381.906
-11.817 | 772.966 | -11.976 | 5398.651
-11.657 | 803.862 | -11.817 | 5409.766
-11.498 | 837.363 | -11.657 | 5421.25
-11.338 | 875.238 | -11.498 | 5431.746
-11.178 | 915.891 | -11.338 | 5452.346
-11.017 | 960.762 | -11.178 | 5466.38
-10.857 | 1004.5 | -11.017 | 5480.677
-10.696 | 1050.208 | -10.857 | 5498.358
-10.535 | 1098.46 | -10.696 | 5513.64
-10.374 | 1149.61 | -10.535 | 5531.414
-10.213 | 1204.426 | -10.374 | 5553.672
-10.052 | 1262.617 | -10.213 | 5571.355
-9.89 | 1321.278 | -10.052 | 5580.449
-9.729 | 1382.164 | -9.89 | 5592.943
-9.567 | 1446.403 | -9.729 | 5612.149
-9.405 | 1511.86 | -9.567 | 5633.646
-9.243 | 1579.089 | -9.405 | 5652.063
-9.08 | 1651.138 | -9.243 | 5670.529
-8.918 | 1726.666 | -9.08 | 5682.074
-8.755 | 1806.869 | -8.918 | 5700.357
-8.593 | 1884.93 | -8.755 | 5709.944
-8.43 | 1969.785 | -8.593 | 5725.845
-8.267 | 2053.486 | -8.43 | 5746.047
-8.104 | 2143.943 | -8.267 | 5764.79
-7.94 | 2234.954 | -8.104 | 5771.706
-7.777 | 2329.368 | -7.94 | 5778.379
-7.614 | 2425.473 | -7.777 | 5780.089
-7.45 | 2525.796 | -7.614 | 5795.223
-7.286 | 2629.683 | -7.45 | 5808.634
-7.122 | 2736.312 | -7.286 | 5822.381
-6.958 | 2842.365 | -7.122 | 5837.696
-6.794 | 2947.405 | -6.958 | 5853.035
-6.63 | 3061.463 | -6.794 | 5863.548
-6.466 | 3180.146 | -6.63 | 5868.183
-6.301 | 3291.391 | -6.466 | 5870.516
-6.137 | 3404.033 | -6.301 | 5875.642
-5.972 | 3517.73 | -6.137 | 5874.591
-5.807 | 3629.911 | -5.972 | 5878.333
-5.642 | 3741.982 | -5.807 | 5883.272
-5.478 | 3853.467 | -5.642 | 5882.692
-5.313 | 3968.994 | -5.478 | 5875.545
-5.147 | 4081.594 | -5.313 | 5879.426
-4.982 | 4187.115 | -5.147 | 5880.258
-4.817 | 4301 | -4.982 | 5882.965
-4.652 | 4414.94 | -4.817 | 5889.839
-4.486 | 4527.46 | -4.652 | 5893.918
-4.321 | 4642.996 | -4.486 | 5905.006
-4.155 | 4756.821 | -4.321 | 5921.666
-3.989 | 4863.936 | -4.155 | 5929.569
-3.824 | 4967.469 | -3.989 | 5934.303
-3.658 | 5063.445 | -3.824 | 5937.776
-3.492 | 5158.481 | -3.658 | 5943.175
-3.326 | 5260.156 | -3.492 | 5953.97
-3.16 | 5341.572 | -3.326 | 5963.271
-2.994 | 5426.949 | -3.16 | 5976.428
-2.828 | 5505.684 | -2.994 | 5982.502
-2.662 | 5583.494 | -2.828 | 5983.073
-2.496 | 5650.843 | -2.662 | 5983.41
-2.33 | 5723.138 | -2.496 | 5996.403
-2.163 | 5781.919 | -2.33 | 6001.546
-1.997 | 5839.756 | -2.163 | 5998.599
-1.831 | 5885.805 | -1.997 | 5995.289
-1.664 | 5923.766 | -1.831 | 5996.161
-1.498 | 5954.031 | -1.664 | 6000.621
-1.332 | 5991.188 | -1.498 | 5998.357
-1.165 | 6018.005 | -1.332 | 5994.738
-0.999 | 6027.813 | -1.165 | 6003.789
-0.832 | 6025.486 | -0.999 | 6006.56
-0.666 | 6030.197 | -0.832 | 6016.959
-0.499 | 6031.417 | -0.666 | 6029.244
-0.333 | 6031.207 | -0.499 | 6030.101
-0.166 | 6031.512 | -0.333 | 6023.331
0 | 6017.133 | -0.166 | 6013.738
0.166 | 5990.739 | 0 | 6017.133
0.333 | 5955.457 | 0.166 | 6015.607
0.499 | 5927.798 | 0.333 | 6015.759
0.666 | 5901.524 | 0.499 | 6005.841
0.832 | 5867.364 | 0.666 | 6003.856
0.999 | 5823.957 | 0.832 | 6008.661
1.165 | 5777.02 | 0.999 | 6009.879
1.332 | 5726.605 | 1.165 | 6011.174
1.498 | 5667.686 | 1.332 | 6013.728
1.664 | 5614.515 | 1.498 | 6007.749
1.831 | 5558.671 | 1.664 | 6005.891
1.997 | 5493.861 | 1.831 | 6000.535
2.163 | 5427.029 | 1.997 | 6010.496
2.33 | 5344.096 | 2.163 | 6012.244
2.496 | 5260.685 | 2.33 | 6010.856
2.662 | 5170.358 | 2.496 | 5993.592
2.828 | 5082.844 | 2.662 | 5982.644
2.994 | 4987.473 | 2.828 | 5968.622
3.16 | 4890.167 | 2.994 | 5965.785
3.326 | 4783.555 | 3.16 | 5959.972
3.492 | 4683.224 | 3.326 | 5956.621
3.658 | 4585.724 | 3.492 | 5955.734
3.824 | 4480.722 | 3.658 | 5953.901
3.989 | 4374.384 | 3.824 | 5937.66
4.155 | 4267.563 | 3.989 | 5926.331
4.321 | 4158.751 | 4.155 | 5913.73
4.486 | 4047.646 | 4.321 | 5908.337
4.652 | 3938.742 | 4.486 | 5899.425
4.817 | 3829.51 | 4.652 | 5894.496
4.982 | 3720.502 | 4.817 | 5886.775
5.147 | 3607.713 | 4.982 | 5873.514
5.313 | 3498.215 | 5.147 | 5873.116
5.478 | 3387.93 | 5.313 | 5870.868
5.642 | 3275.801 | 5.478 | 5866.188
5.807 | 3167.065 | 5.642 | 5866.303
5.972 | 3061.916 | 5.807 | 5863.537
6.137 | 2954.185 | 5.972 | 5869.823
6.301 | 2845.683 | 6.137 | 5858.333
6.466 | 2743.437 | 6.301 | 5846.493
6.63 | 2642.652 | 6.466 | 5828.334
6.794 | 2540.733 | 6.63 | 5814.129
6.958 | 2442.427 | 6.794 | 5800.85
7.122 | 2346.899 | 6.958 | 5793.137
7.286 | 2251.943 | 7.122 | 5782.713
7.45 | 2162.933 | 7.286 | 5766.244
7.614 | 2080.177 | 7.45 | 5754.194
7.777 | 1997.631 | 7.614 | 5736.1
7.94 | 1913.269 | 7.777 | 5719.447
8.104 | 1830.006 | 7.94 | 5693.247
8.267 | 1751.56 | 8.104 | 5683.739
8.43 | 1678.218 | 8.267 | 5683.111
8.593 | 1606.306 | 8.43 | 5674.274
8.755 | 1537.799 | 8.593 | 5659.563
8.918 | 1471.777 | 8.755 | 5643.022
9.08 | 1406.917 | 8.918 | 5628.619
9.243 | 1346.969 | 9.08 | 5610.913
9.405 | 1290.16 | 9.243 | 5610.892
9.567 | 1237.714 | 9.405 | 5603.187
9.729 | 1186.957 | 9.567 | 5601.944
9.89 | 1137.374 | 9.729 | 5584.046
10.052 | 1086.829 | 9.89 | 5564.061
10.213 | 1038.616 | 10.052 | 5541.516
10.374 | 990.458 | 10.213 | 5525.701
10.535 | 944.198 | 10.374 | 5511.695
10.696 | 901.892 | 10.535 | 5499.726
10.857 | 863.335 | 10.696 | 5492.013
11.017 | 827.253 | 10.857 | 5481.487
11.178 | 791.856 | 11.017 | 5474.022
11.338 | 757.288 | 11.178 | 5466.703
11.498 | 723.429 | 11.338 | 5459.974
11.657 | 691.661 | 11.498 | 5448.344
11.817 | 661.79 | 11.657 | 5429.432
11.976 | 634.312 | 11.817 | 5405.557
12.136 | 607.708 | 11.976 | 5387.121
12.295 | 583.555 | 12.136 | 5366.722
12.454 | 560.391 | 12.295 | 5355.205
12.612 | 537.562 | 12.454 | 5341.779
12.771 | 515.131 | 12.612 | 5330.496
12.929 | 496.353 | 12.771 | 5309.196
13.087 | 476.501 | 12.929 | 5290.24
13.245 | 457.222 | 13.087 | 5265.674
13.403 | 440.424 | 13.245 | 5240.135
13.56 | 425.353 | 13.403 | 5218.464
13.717 | 408.545 | 13.56 | 5201.968
13.874 | 393.76 | 13.717 | 5189.969
14.031 | 379.904 | 13.874 | 5186.202
14.188 | 367.148 | 14.031 | 5180.92
14.344 | 354.051 | 14.188 | 5179.346
14.5 | 342.292 | 14.344 | 5164.661
14.656 | 331.69 | 14.5 | 5148.36
14.812 | 321.237 | 14.656 | 5134.601
14.967 | 311.697 | 14.812 | 5116.984
15.123 | 302.713 | 14.967 | 5100.641
15.278 | 294.013 | 15.123 | 5087.847
15.432 | 286.109 | 15.278 | 5078.008
15.587 | 277.982 | 15.432 | 5056.664
15.741 | 269.266 | 15.587 | 5044.669
15.896 | 261.158 | 15.741 | 5034.77
16.049 | 253.36 | 15.896 | 5013.797
16.203 | 246.585 | 16.049 | 4986.377
16.357 | 240.429 | 16.203 | 4959.332
16.51 | 232.3 | 16.357 | 4930.893
16.663 | 224.288 | 16.51 | 4915.502
16.815 | 219.371 | 16.663 | 4902.514
16.968 | 213.648 | 16.815 | 4885.943
17.12 | 207.769 | 16.968 | 4871.058
17.272 | 203.573 | 17.12 | 4852.473
17.424 | 198.414 | 17.272 | 4828.736
17.575 | 192.373 | 17.424 | 4805.338
17.726 | 186.945 | 17.575 | 4788.907
17.877 | 182.597 | 17.726 | 4775.917
18.028 | 178.163 | 17.877 | 4762.589
18.178 | 174.753 | 18.028 | 4749.584
18.328 | 171.149 | 18.178 | 4737.546
18.478 | 167.529 | 18.328 | 4718.658
18.628 | 163.645 | 18.478 | 4694.607
18.777 | 159.54 | 18.628 | 4667.907
18.926 | 155.234 | 18.777 | 4641.094
19.075 | 151.833 | 18.926 | 4618.786
19.224 | 149.707 | 19.075 | 4595.504
19.372 | 147.253 | 19.224 | 4575.747
19.52 | 144.673 | 19.372 | 4552.068
19.668 | 143.153 | 19.52 | 4535.913
19.815 | 141.306 | 19.668 | 4515.216
19.963 | 138.371 | 19.815 | 4496.234
20.11 | 135.719 | 19.963 | 4479.233
20.256 | 133.539 | 20.11 | 4452.898
20.403 | 132.182 | 20.256 | 4426.801
20.549 | 130.772 | 20.403 | 4400.596
20.695 | 129.68 | 20.549 | 4374.836
20.84 | 128.21 | 20.695 | 4347.965
20.985 | 125.983 | 20.84 | 4323.287
21.13 | 122.921 | 20.985 | 4304.242
21.275 | 121.044 | 21.13 | 4278.61
21.42 | 120.315 | 21.275 | 4250.174
21.564 | 119.321 | 21.42 | 4224.344
21.708 | 117.11 | 21.564 | 4194.669
21.851 | 114.601 | 21.708 | 4159.829
21.994 | 112.34 | 21.851 | 4126.526
22.137 | 110.473 | 21.994 | 4095.083
22.28 | 108.861 | 22.137 | 4066.643
22.423 | 107.385 | 22.28 | 4034.205
22.565 | 105.852 | 22.423 | 4001.833
22.707 | 105.038 | 22.565 | 3965.144
22.848 | 105.025 | 22.707 | 3932.138
22.989 | 104.914 | 22.848 | 3900.044
23.13 | 104.998 | 22.989 | 3867.109
23.271 | 104.592 | 23.13 | 3830.947
23.411 | 102.877 | 23.271 | 3796.076
23.551 | 99.838 | 23.411 | 3760.927
23.691 | 98.022 | 23.551 | 3719.061
23.831 | 96.544 | 23.691 | 3679.426
23.97 | 95.082 | 23.831 | 3641.494
24.109 | 94.162 | 23.97 | 3601.981
24.247 | 92.809 | 24.109 | 3562.601
24.385 | 90.109 | 24.247 | 3526.399
24.523 | 87.113 | 24.385 | 3486.79
24.661 | 88.087 | 24.523 | 3445.818
24.798 | 89.705 | 24.661 | 3399.936
24.935 | 91.206 | 24.798 | 3350.725
25.072 | 91.486 | 24.935 | 3303.266
25.209 | 92.591 | 25.072 | 3257.987
25.345 | 91.198 | 25.209 | 3212.978
25.481 | 89.07 | 25.345 | 3171.959
25.616 | 86.772 | 25.481 | 3128.31
25.751 | 85.528 | 25.616 | 3081.43
25.886 | 84.092 | 25.751 | 3032.825
26.021 | 82.857 | 25.886 | 2991.092
26.155 | 81.666 | 26.021 | 2953.806
26.289 | 79.646 | 26.155 | 2916.423
26.423 | 76.737 | 26.289 | 2873.782
26.556 | 73.86 | 26.423 | 2826.173
26.689 | 73.049 | 26.556 | 2782.549
26.822 | 73.547 | 26.689 | 2733.914
26.954 | 74.695 | 26.822 | 2687.834
27.087 | 76.04 | 26.954 | 2645.926
27.218 | 75.794 | 27.087 | 2605.747
27.35 | 74.485 | 27.218 | 2566.04
27.481 | 74.178 | 27.35 | 2526.919
27.612 | 74.717 | 27.481 | 2481.944
27.743 | 74.05 | 27.612 | 2441.879
27.873 | 73.103 | 27.743 | 2400.615
28.003 | 71.898 | 27.873 | 2352.81
28.132 | 70.435 | 28.003 | 2302.826
28.262 | 69.798 | 28.132 | 2253.922
28.391 | 70.025 | 28.262 | 2210.014
28.519 | 70.084 | 28.391 | 2166.342
28.648 | 69.382 | 28.519 | 2128.135
28.776 | 68.844 | 28.648 | 2088.231
28.904 | 68.899 | 28.776 | 2041.995
29.031 | 68.555 | 28.904 | 1994.616
29.158 | 66.633 | 29.031 | 1949.218
29.285 | 64.582 | 29.158 | 1906.083
29.412 | 63.121 | 29.285 | 1862.447
29.538 | 63.502 | 29.412 | 1825.2
29.664 | 64.031 | 29.538 | 1785.785
29.789 | 63.601 | 29.664 | 1746.27
29.914 | 62.2 | 29.789 | 1702.978
30.039 | 61.436 | 29.914 | 1664.389
30.164 | 60.961 | 30.039 | 1624.236
30.288 | 60.422 | 30.164 | 1584.538
30.412 | 60.593 | 30.288 | 1544.737
30.536 | 61.481 | 30.412 | 1502.039
30.659 | 62.106 | 30.536 | 1461.394
30.782 | 61.141 | 30.659 | 1422.946
30.905 | 60.349 | 30.782 | 1387.955
31.027 | 59.461 | 30.905 | 1349.063
31.15 | 58.717 | 31.027 | 1314.227
31.271 | 57.845 | 31.15 | 1279.418
31.393 | 56.904 | 31.271 | 1245.003
31.514 | 56.079 | 31.393 | 1215.158
31.635 | 54.876 | 31.514 | 1179.747
31.755 | 53.632 | 31.635 | 1142.847
31.876 | 52.659 | 31.755 | 1108.07
31.995 | 52.553 | 31.876 | 1075.161
32.115 | 52.853 | 31.995 | 1040.33
32.234 | 53.439 | 32.115 | 1010.49
32.353 | 54.378 | 32.234 | 982.959
32.472 | 55.069 | 32.353 | 952.672
32.59 | 54.618 | 32.472 | 916.168
32.708 | 53.554 | 32.59 | 882.205
32.826 | 52.771 | 32.708 | 854.655
32.943 | 52.077 | 32.826 | 828.003
33.061 | 51.572 | 32.943 | 799.809
33.177 | 51.909 | 33.061 | 774.461
33.294 | 51.888 | 33.177 | 750.756
33.41 | 50.719 | 33.294 | 728.292
33.526 | 49.178 | 33.41 | 704.231
33.641 | 48.649 | 33.526 | 681.814
33.757 | 47.916 | 33.641 | 661.225
33.872 | 45.944 | 33.757 | 639.369
33.986 | 45.695 | 33.872 | 615.298
34.101 | 47.19 | 33.986 | 593.1
34.215 | 47.753 | 34.101 | 571.824
34.328 | 46.863 | 34.215 | 550.369
34.442 | 45.898 | 34.328 | 531.444
34.555 | 44.686 | 34.442 | 514.024
34.667 | 43.531 | 34.555 | 497.242
34.78 | 43.847 | 34.667 | 479.598
34.892 | 45.513 | 34.78 | 466.347
35.004 | 46.254 | 34.892 | 451.531
35.116 | 46.897 | 35.004 | 437.283
35.227 | 47.93 | 35.116 | 423.086
35.338 | 47.776 | 35.227 | 408.349
35.338 | 47.776 | 35.227 | 408.349
35.448 | 47.197 | 35.338 | 395.487
35.559 | 47.604 | 35.448 | 384.878
35.669 | 48.655 | 35.559 | 371.697
35.778 | 48.892 | 35.669 | 360.324
35.888 | 47.768 | 35.778 | 350.245
35.997 | 46.886 | 35.888 | 338.715
36.106 | 45.49 | 35.997 | 324.6
36.214 | 43.791 | 36.106 | 313.583
36.323 | 43.572 | 36.214 | 262.745
36.431 | 43.754 | 36.323 | 186.139
36.538 | 43.067 | 36.431 | 131.738

## Vivid H70 (hidden)
Selador | Lamp |  | Wattage
Vivid | Lumileds K2 |  | 122 |  | Note: Owing to the variability of LEDs, output data and color matches should be viewed as approximate
Note: All data taken with room temperature fixture
| Beam Angle | Field Angle
Horizontal | 61.3 | 72.8
| Accessory Lens | Candela | Field Lumens | Beam Lumens | Lens Efficiency | Efficacy
| H70 | 6250 | 1080 | 560 | 96% | 8.8525
| For Field diameter at any distance, multiply distance by |  |  |  | 1.4745
| For Beam diameter at any distance, multiply distance by |  |  |  | 1.1852
| Throw Distance (ft) | 10 | 15 | 20 | 25
| Throw Distance (m) | 3.048 | 4.572 | 6.096 | 7.62
| Field Diameter (ft) | 14.7453 | 22.1179 | 29.4905 | 36.8632
| Field Diameter (m) | 4.4944 | 6.7415 | 8.9887 | 11.2359
| Illuminance (fc) | 62.5 | 27.7778 | 15.625 | 10
| Illuminance (lux) | 672.7437 | 298.9972 | 168.1859 | 107.639
Test Distance | Iso-Illuminance Diagram grid lines
61 | 10 | 20 | 30 | 40
| 0.16393 | 0.32787 | 0.4918 | 0.65574
| Beam Angle | Field Angle
Vertical | 10 | 21.7
| For Field diameter at any distance, multiply distance by |  |  |  | 0.38333
| For Beam diameter at any distance, multiply distance by |  |  |  | 0.17498
| Throw Distance (ft) | 10 | 15 | 20 | 25
| Throw Distance (m) | 3.048 | 4.572 | 6.096 | 7.62
| Field Diameter (ft) | 3.8333 | 5.7499 | 7.6666 | 9.5832
| Field Diameter (m) | 1.1684 | 1.7526 | 2.3368 | 2.921
| Illuminance (fc) | 62.5 | 27.7778 | 15.625 | 10
| Illuminance (lux) | 672.7437 | 298.9972 | 168.1859 | 107.639
| X |  | Y
-36.106 | 681.795 | -33.061 | 43.486
-35.997 | 810.63 | -32.943 | 44.156
-35.888 | 973.433 | -32.826 | 44.961
-35.778 | 1158.303 | -32.708 | 45.711
-35.669 | 1195.424 | -32.708 | 45.711
-35.559 | 1229.888 | -32.59 | 45.945
-35.448 | 1268.217 | -32.472 | 46.367
-35.338 | 1306.357 | -32.353 | 45.584
-35.227 | 1347.844 | -32.234 | 46.917
-35.116 | 1385.84 | -32.115 | 48.177
-35.004 | 1423.06 | -31.995 | 48.145
-34.892 | 1463.071 | -31.876 | 48.766
-34.78 | 1509.21 | -31.876 | 48.766
-34.667 | 1552.25 | -31.755 | 50.096
-34.555 | 1601.922 | -31.635 | 48.573
-34.442 | 1654.064 | -31.514 | 48.415
-34.328 | 1702.144 | -31.393 | 50.036
-34.215 | 1744.017 | -31.271 | 51.217
-34.101 | 1794.2 | -31.15 | 51.02
-33.986 | 1840.884 | -31.027 | 52.824
-33.872 | 1884.175 | -31.027 | 52.824
-33.757 | 1930.286 | -30.905 | 53.164
-33.641 | 1984.766 | -30.782 | 53.923
-33.526 | 2035.599 | -30.659 | 55.155
-33.41 | 2084.105 | -30.536 | 54.975
-33.294 | 2134.23 | -30.412 | 54.766
-33.177 | 2187.318 | -30.288 | 54.439
-33.061 | 2241.618 | -30.288 | 54.439
-32.943 | 2290.175 | -30.164 | 54.705
-32.826 | 2338.039 | -30.039 | 54.411
-32.708 | 2387.457 | -29.914 | 55.172
-32.59 | 2439.717 | -29.789 | 55.052
-32.472 | 2489.45 | -29.664 | 56.387
-32.353 | 2537.253 | -29.538 | 57.189
-32.234 | 2583.496 | -29.412 | 57.265
-32.115 | 2631.554 | -29.412 | 57.265
-31.995 | 2684.062 | -29.285 | 57.77
-31.876 | 2738.289 | -29.158 | 57.356
-31.755 | 2789.344 | -29.031 | 57.286
-31.635 | 2837.913 | -28.904 | 57.132
-31.514 | 2887.286 | -28.776 | 57.771
-31.393 | 2927.765 | -28.648 | 58.406
-31.271 | 2968.706 | -28.648 | 58.406
-31.15 | 3008.187 | -28.519 | 59.767
-31.027 | 3050.558 | -28.391 | 59.353
-30.905 | 3093.703 | -28.262 | 60.561
-30.782 | 3142.423 | -28.132 | 60.425
-30.659 | 3188.117 | -28.003 | 60.234
-30.536 | 3230.968 | -27.873 | 59.548
-30.412 | 3272.465 | -27.743 | 60.792
-30.288 | 3303.796 | -27.743 | 60.792
-30.164 | 3336.113 | -27.612 | 60.519
-30.039 | 3375.636 | -27.481 | 60.085
-29.914 | 3417.48 | -27.35 | 60.987
-29.789 | 3455.523 | -27.218 | 61.557
-29.664 | 3496.143 | -27.087 | 62.826
-29.538 | 3533.376 | -26.954 | 63.305
-29.412 | 3564.402 | -26.822 | 64.558
-29.285 | 3596.305 | -26.822 | 64.558
-29.158 | 3628.044 | -26.689 | 64.947
-29.031 | 3663.186 | -26.556 | 64.881
-28.904 | 3703.259 | -26.423 | 65.638
-28.776 | 3742.091 | -26.289 | 66.257
-28.648 | 3778.059 | -26.155 | 66.609
-28.519 | 3811.251 | -26.021 | 66.958
-28.391 | 3843.406 | -26.021 | 66.958
-28.262 | 3869.067 | -25.886 | 66.834
-28.132 | 3899.927 | -25.751 | 66.71
-28.003 | 3925.513 | -25.616 | 67.862
-27.873 | 3948.036 | -25.481 | 69.809
-27.743 | 3973.939 | -25.345 | 70.452
-27.612 | 3995.675 | -25.209 | 71.065
-27.481 | 4011.924 | -25.072 | 71.597
-27.35 | 4031.427 | -25.072 | 71.597
-27.218 | 4053.12 | -24.935 | 71.563
-27.087 | 4074.332 | -24.798 | 72.192
-26.954 | 4092.698 | -24.661 | 72.69
-26.822 | 4114.233 | -24.523 | 72.983
-26.689 | 4126.74 | -24.385 | 73.046
-26.556 | 4143.501 | -24.247 | 73.99
-26.423 | 4159.881 | -24.109 | 74.276
-26.289 | 4179.085 | -24.109 | 74.276
-26.155 | 4194.968 | -23.97 | 75.585
-26.021 | 4210.323 | -23.831 | 77.36
-25.886 | 4226.388 | -23.691 | 78.85
-25.751 | 4243.366 | -23.551 | 80.578
-25.616 | 4261.403 | -23.411 | 81.926
-25.481 | 4270.407 | -23.271 | 82.257
-25.345 | 4284.291 | -23.271 | 82.257
-25.209 | 4301.385 | -23.13 | 82.66
-25.072 | 4313.317 | -22.989 | 83.672
-24.935 | 4322.109 | -22.848 | 83.362
-24.798 | 4339.98 | -22.707 | 83.127
-24.661 | 4357.056 | -22.565 | 84.589
-24.523 | 4373.399 | -22.423 | 85.391
-24.385 | 4393.03 | -22.28 | 86.165
-24.247 | 4406.885 | -22.28 | 86.165
-24.109 | 4417.58 | -22.137 | 87.534
-23.97 | 4429.222 | -21.994 | 89.47
-23.831 | 4438.013 | -21.851 | 92.062
-23.691 | 4444.183 | -21.708 | 94.092
-23.551 | 4454.615 | -21.564 | 95.945
-23.411 | 4468.749 | -21.42 | 96.11
-23.271 | 4486.972 | -21.275 | 96.793
-23.13 | 4496.959 | -21.275 | 96.793
-22.989 | 4506.026 | -21.13 | 97.401
-22.848 | 4522.662 | -20.985 | 98.57
-22.707 | 4538.635 | -20.84 | 101.694
-22.565 | 4567.974 | -20.695 | 104.802
-22.423 | 4587.502 | -20.549 | 106.685
-22.28 | 4612.352 | -20.403 | 107.77
-22.137 | 4628.417 | -20.403 | 107.77
-21.994 | 4656.47 | -20.256 | 108.919
-21.851 | 4666.973 | -20.11 | 109.326
-21.708 | 4673.402 | -19.963 | 109.847
-21.564 | 4685.349 | -19.815 | 111.098
-21.42 | 4700.733 | -19.668 | 113.326
-21.275 | 4726.595 | -19.52 | 115.132
-21.13 | 4739.627 | -19.372 | 118.429
-20.985 | 4758.572 | -19.372 | 118.429
-20.84 | 4780.55 | -19.224 | 121.437
-20.695 | 4811.945 | -19.075 | 125.018
-20.549 | 4834.837 | -18.926 | 129.527
-20.403 | 4855.022 | -18.777 | 133.721
-20.256 | 4876.844 | -18.628 | 136.819
-20.11 | 4893.197 | -18.478 | 140.013
-19.963 | 4908.745 | -18.478 | 140.013
-19.815 | 4928.992 | -18.328 | 143.527
-19.668 | 4945.703 | -18.178 | 146.291
-19.52 | 4965.376 | -18.028 | 149.086
-19.372 | 4984.286 | -17.877 | 154.281
-19.224 | 5005.274 | -17.726 | 158.413
-19.075 | 5028.887 | -17.575 | 162.505
-18.926 | 5045.195 | -17.424 | 166.798
-18.777 | 5056.908 | -17.424 | 166.798
-18.628 | 5075.046 | -17.272 | 170.984
-18.478 | 5094.598 | -17.12 | 174.954
-18.328 | 5112.567 | -16.968 | 181.24
-18.178 | 5129.346 | -16.815 | 188.498
-18.028 | 5146.696 | -16.663 | 195.723
-17.877 | 5165.48 | -16.51 | 202.852
-17.726 | 5184.407 | -16.357 | 209.561
-17.575 | 5202.62 | -16.357 | 209.561
-17.424 | 5214.769 | -16.203 | 216.844
-17.272 | 5226.201 | -16.049 | 223.903
-17.12 | 5238.387 | -15.896 | 231.726
-16.968 | 5258.972 | -15.741 | 239.752
-16.815 | 5279.549 | -15.587 | 246.955
-16.663 | 5295.088 | -15.432 | 255.088
-16.51 | 5311.426 | -15.432 | 255.088
-16.357 | 5334.969 | -15.278 | 263.039
-16.203 | 5349.884 | -15.123 | 270.218
-16.049 | 5366.976 | -14.967 | 277.708
-15.896 | 5387.753 | -14.812 | 287.617
-15.741 | 5404.45 | -14.656 | 297.068
-15.587 | 5418.1 | -14.5 | 306.546
-15.432 | 5434.963 | -14.344 | 317.037
-15.278 | 5451.111 | -14.344 | 317.037
-15.123 | 5476.619 | -14.188 | 327.825
-14.967 | 5503.243 | -14.031 | 338.637
-14.812 | 5530.935 | -13.874 | 350.66
-14.656 | 5552.699 | -13.717 | 363.826
-14.5 | 5579.861 | -13.56 | 376.157
-14.344 | 5605.552 | -13.403 | 388.984
-14.188 | 5631.688 | -13.245 | 403.504
-14.031 | 5649.456 | -13.245 | 403.504
-13.874 | 5675.292 | -13.087 | 415.643
-13.717 | 5696.168 | -12.929 | 426.981
-13.56 | 5718.74 | -12.771 | 438.325
-13.403 | 5741.052 | -12.612 | 450.906
-13.245 | 5763.398 | -12.454 | 466.665
-13.087 | 5775.338 | -12.295 | 486.218
-12.929 | 5792.319 | -12.295 | 486.218
-12.771 | 5808.024 | -12.136 | 504.689
-12.612 | 5825.459 | -11.976 | 522.635
-12.454 | 5844.288 | -11.817 | 539.856
-12.295 | 5862.481 | -11.657 | 556.398
-12.136 | 5877.636 | -11.498 | 572.813
-11.976 | 5888.039 | -11.338 | 593.109
-11.817 | 5895.895 | -11.178 | 613.792
-11.657 | 5904.364 | -11.178 | 613.792
-11.498 | 5908.256 | -11.017 | 636.596
-11.338 | 5912.453 | -10.857 | 661.614
-11.178 | 5918.73 | -10.696 | 688.615
-11.017 | 5929.984 | -10.535 | 715.363
-10.857 | 5934.938 | -10.374 | 743.504
-10.696 | 5939.351 | -10.213 | 772.535
-10.535 | 5943.429 | -10.213 | 772.535
-10.374 | 5944.209 | -10.052 | 801.873
-10.213 | 5942.788 | -9.89 | 831.638
-10.052 | 5947.106 | -9.729 | 864.122
-9.89 | 5954.289 | -9.567 | 900.248
-9.729 | 5952.731 | -9.405 | 938.158
-9.567 | 5950.627 | -9.243 | 977.25
-9.405 | 5958.685 | -9.08 | 1020.256
-9.243 | 5973.075 | -9.08 | 1020.256
-9.08 | 5988.662 | -8.918 | 1065.798
-8.918 | 6005.147 | -8.755 | 1111.795
-8.755 | 6011.349 | -8.593 | 1160.635
-8.593 | 6023.998 | -8.43 | 1215.66
-8.43 | 6024.394 | -8.267 | 1268.742
-8.267 | 6028.444 | -8.104 | 1323.687
-8.104 | 6039.536 | -7.94 | 1383.199
-7.94 | 6054.466 | -7.94 | 1383.199
-7.777 | 6054.418 | -7.777 | 1447.973
-7.614 | 6061.264 | -7.614 | 1514.038
-7.45 | 6073.572 | -7.45 | 1587.107
-7.286 | 6083.88 | -7.286 | 1667.512
-7.122 | 6094.11 | -7.122 | 1750.649
-6.958 | 6108.065 | -6.958 | 1838.776
-6.794 | 6114.789 | -6.958 | 1838.776
-6.63 | 6120.202 | -6.794 | 1930.286
-6.466 | 6138.439 | -6.63 | 2025.428
-6.301 | 6150.648 | -6.466 | 2123.188
-6.137 | 6158.671 | -6.301 | 2224.245
-5.972 | 6165.41 | -6.137 | 2328.013
-5.807 | 6171.624 | -5.972 | 2432.091
-5.642 | 6170.543 | -5.807 | 2545.489
-5.478 | 6176.011 | -5.807 | 2545.489
-5.313 | 6184.998 | -5.642 | 2663.47
-5.147 | 6190.896 | -5.478 | 2774.451
-4.982 | 6193.713 | -5.313 | 2893.852
-4.817 | 6197.022 | -5.147 | 3016.259
-4.652 | 6188.497 | -4.982 | 3143.195
-4.486 | 6193.607 | -4.817 | 3270.268
-4.321 | 6203.939 | -4.652 | 3403.532
-4.155 | 6215.812 | -4.652 | 3403.532
-3.989 | 6217.526 | -4.486 | 3542.792
-3.824 | 6229.605 | -4.321 | 3693.413
-3.658 | 6237.678 | -4.155 | 3832.644
-3.492 | 6240.566 | -3.989 | 3972.389
-3.326 | 6249.585 | -3.824 | 4109.375
-3.16 | 6245.129 | -3.658 | 4248.971
-2.994 | 6245.62 | -3.658 | 4248.971
-2.828 | 6258.209 | -3.492 | 4380.328
-2.662 | 6261.034 | -3.326 | 4517.098
-2.496 | 6257.127 | -3.16 | 4655.508
-2.33 | 6258.619 | -2.994 | 4803.783
-2.163 | 6257.801 | -2.828 | 4943.582
-1.997 | 6253.224 | -2.662 | 5074.603
-1.831 | 6244.815 | -2.496 | 5199.697
-1.664 | 6238.611 | -2.496 | 5199.697
-1.498 | 6225.734 | -2.33 | 5315.745
-1.332 | 6223.326 | -2.163 | 5408.663
-1.165 | 6220.179 | -1.997 | 5510.979
-0.999 | 6212.096 | -1.831 | 5608.081
-0.832 | 6184.695 | -1.664 | 5705.614
-0.666 | 6176.838 | -1.498 | 5779.685
-0.499 | 6174.631 | -1.498 | 5779.685
-0.333 | 6171.265 | -1.332 | 5859.059
-0.166 | 6174.845 | -1.165 | 5930.515
0 | 6181.879 | -0.999 | 5998.47
0.166 | 6183.102 | -0.832 | 6059.136
0.333 | 6182.631 | -0.666 | 6122.973
0.499 | 6179.933 | -0.499 | 6151.668
0.666 | 6176.628 | -0.333 | 6172.791
0.832 | 6168.862 | -0.333 | 6172.791
0.999 | 6156.233 | -0.166 | 6175.665
1.165 | 6151.732 | 0 | 6181.879
1.332 | 6150.476 | 0.166 | 6172.27
1.498 | 6148.593 | 0.333 | 6161.253
1.664 | 6146.864 | 0.499 | 6125.138
1.831 | 6147.886 | 0.666 | 6090.681
1.997 | 6152.713 | 0.832 | 6062.303
2.163 | 6154.659 | 0.832 | 6062.303
2.33 | 6151.179 | 0.999 | 6023.864
2.496 | 6143.375 | 1.165 | 5976.292
2.662 | 6132.601 | 1.332 | 5913.013
2.828 | 6122.603 | 1.498 | 5841.421
2.994 | 6110.758 | 1.664 | 5753.178
3.16 | 6097.694 | 1.831 | 5661.712
3.326 | 6090.827 | 1.831 | 5661.712
3.492 | 6089.588 | 1.997 | 5577.121
3.658 | 6082.339 | 2.163 | 5482.145
3.824 | 6070.108 | 2.33 | 5362.43
3.989 | 6063.428 | 2.496 | 5235.498
4.155 | 6067.289 | 2.662 | 5104.965
4.321 | 6061.417 | 2.828 | 4965.057
4.486 | 6049.316 | 2.994 | 4832.103
4.652 | 6034.938 | 2.994 | 4832.103
4.817 | 6019.762 | 3.16 | 4700.509
4.982 | 6011.731 | 3.326 | 4558.632
5.147 | 6003.467 | 3.492 | 4416.188
5.313 | 5992.205 | 3.658 | 4277.464
5.478 | 5989.363 | 3.824 | 4129.13
5.642 | 5976.404 | 3.989 | 3988.928
5.807 | 5958.628 | 4.155 | 3843.6
5.972 | 5943.463 | 4.155 | 3843.6
6.137 | 5935.94 | 4.321 | 3698.548
6.301 | 5926.115 | 4.486 | 3551.222
6.466 | 5921.834 | 4.652 | 3411.679
6.63 | 5914.376 | 4.817 | 3272.349
6.794 | 5896.485 | 4.982 | 3134.284
6.958 | 5875.808 | 5.147 | 3004.098
7.122 | 5850.93 | 5.147 | 3004.098
7.286 | 5834.125 | 5.313 | 2871.289
7.45 | 5818.512 | 5.478 | 2741.39
7.614 | 5802.527 | 5.642 | 2620.513
7.777 | 5785.167 | 5.807 | 2502.785
7.94 | 5761.812 | 5.972 | 2395.397
8.104 | 5738.806 | 6.137 | 2288.938
8.267 | 5718.549 | 6.301 | 2185.269
8.43 | 5706.88 | 6.301 | 2185.269
8.593 | 5691.145 | 6.466 | 2077.644
8.755 | 5680.414 | 6.63 | 1976.336
8.918 | 5669.344 | 6.794 | 1876.08
9.08 | 5661.14 | 6.958 | 1787.204
9.243 | 5648.277 | 7.122 | 1702.985
9.405 | 5639.849 | 7.286 | 1621.926
9.567 | 5635.655 | 7.45 | 1543.974
9.729 | 5623.203 | 7.45 | 1543.974
9.89 | 5606.267 | 7.614 | 1471.483
10.052 | 5596.03 | 7.777 | 1398.624
10.213 | 5588.04 | 7.94 | 1331.221
10.374 | 5565.073 | 8.104 | 1265.711
10.535 | 5553.528 | 8.267 | 1208.333
10.696 | 5539.549 | 8.43 | 1151.018
10.857 | 5522.878 | 8.43 | 1151.018
11.017 | 5508.786 | 8.593 | 1099.067
11.178 | 5507.947 | 8.755 | 1046.355
11.338 | 5505.495 | 8.918 | 996.038
11.498 | 5503.142 | 9.08 | 949.927
11.657 | 5492.404 | 9.243 | 908.728
11.817 | 5478.705 | 9.405 | 868.428
11.976 | 5459.766 | 9.567 | 831.355
12.136 | 5441.028 | 9.567 | 831.355
12.295 | 5427.824 | 9.729 | 795.507
12.454 | 5419.304 | 9.89 | 758.136
12.612 | 5414.977 | 10.052 | 726.324
12.771 | 5405.389 | 10.213 | 698.272
12.929 | 5386.553 | 10.374 | 669.308
13.087 | 5369.6 | 10.535 | 641.493
13.245 | 5356.193 | 10.535 | 641.493
13.403 | 5344.528 | 10.696 | 621.341
13.56 | 5330.565 | 10.857 | 596.971
13.717 | 5321.547 | 11.017 | 572.574
13.874 | 5310.647 | 11.178 | 549.946
14.031 | 5288.703 | 11.338 | 531.18
14.188 | 5266.089 | 11.498 | 508.53
14.344 | 5248.062 | 11.657 | 489.386
14.5 | 5226.872 | 11.657 | 489.386
14.656 | 5213.975 | 11.817 | 471.467
14.812 | 5201.741 | 11.976 | 456.631
14.967 | 5190.869 | 12.136 | 440.996
15.123 | 5171.469 | 12.295 | 426.192
15.278 | 5156.164 | 12.454 | 411.465
15.432 | 5137.548 | 12.612 | 399.442
15.587 | 5118.395 | 12.771 | 387.546
15.741 | 5105.177 | 12.771 | 387.546
15.896 | 5099.778 | 12.929 | 375.921
16.049 | 5094.837 | 13.087 | 363.453
16.203 | 5082.905 | 13.245 | 350.055
16.357 | 5068.809 | 13.403 | 339.263
16.51 | 5050.066 | 13.56 | 329.16
16.663 | 5032.584 | 13.717 | 318.982
16.815 | 5021.74 | 13.717 | 318.982
16.968 | 5012.938 | 13.874 | 308.664
17.12 | 5004.946 | 14.031 | 297.349
17.272 | 4993.105 | 14.188 | 287.687
17.424 | 4974.024 | 14.344 | 277.025
17.575 | 4947.098 | 14.5 | 268.362
17.726 | 4921.069 | 14.656 | 258.592
17.877 | 4901.207 | 14.812 | 251.38
18.028 | 4882.479 | 14.812 | 251.38
18.178 | 4866.16 | 14.967 | 244.395
18.328 | 4854.539 | 15.123 | 237.66
18.478 | 4843.428 | 15.278 | 231.896
18.628 | 4833.053 | 15.432 | 224.429
18.777 | 4815.666 | 15.587 | 217.251
18.926 | 4793.846 | 15.741 | 208.976
19.075 | 4776.073 | 15.896 | 202.487
19.224 | 4763.169 | 15.896 | 202.487
19.372 | 4747.247 | 16.049 | 196.38
19.52 | 4726.867 | 16.203 | 190.334
19.668 | 4707.541 | 16.357 | 184.78
19.815 | 4693.719 | 16.51 | 180.652
19.963 | 4689.258 | 16.663 | 177.331
20.11 | 4683.319 | 16.815 | 172.648
20.256 | 4673.717 | 16.815 | 172.648
20.403 | 4665.238 | 16.968 | 168.534
20.549 | 4659.236 | 17.12 | 164.642
20.695 | 4650.677 | 17.272 | 160.712
20.84 | 4643.089 | 17.424 | 156.083
20.985 | 4628.02 | 17.575 | 151.125
21.13 | 4612.477 | 17.726 | 146.211
21.275 | 4591.175 | 17.877 | 141.162
21.42 | 4571.247 | 17.877 | 141.162
21.564 | 4555.407 | 18.028 | 136.666
21.708 | 4535.914 | 18.178 | 132.393
21.851 | 4522.631 | 18.328 | 129.259
21.994 | 4514.347 | 18.478 | 126.021
22.137 | 4503.762 | 18.628 | 122.79
22.28 | 4489.988 | 18.777 | 119.363
22.423 | 4483.834 | 18.777 | 119.363
22.565 | 4470.743 | 18.926 | 117.428
22.707 | 4456.601 | 19.075 | 114.649
22.848 | 4445.66 | 19.224 | 112.535
22.989 | 4435.676 | 19.372 | 110.638
23.13 | 4416.163 | 19.52 | 109.917
23.271 | 4398.565 | 19.668 | 108.941
23.411 | 4381.839 | 19.815 | 107.709
23.551 | 4366.882 | 19.815 | 107.709
23.691 | 4358.504 | 19.963 | 105.231
23.831 | 4352.93 | 20.11 | 103.753
23.97 | 4346.313 | 20.256 | 101.644
24.109 | 4337.211 | 20.403 | 98.737
24.247 | 4325.976 | 20.549 | 96.534
24.385 | 4309.307 | 20.695 | 95.507
24.523 | 4289.173 | 20.84 | 93.705
24.661 | 4271.688 | 20.84 | 93.705
24.798 | 4254.761 | 20.985 | 91.892
24.935 | 4234.279 | 21.13 | 90.305
25.072 | 4211.361 | 21.275 | 88.944
25.209 | 4197.001 | 21.42 | 89.61
25.345 | 4186.918 | 21.564 | 88.857
25.481 | 4173.716 | 21.708 | 87.815
25.616 | 4161.418 | 21.708 | 87.815
25.751 | 4148.625 | 21.851 | 86.505
25.886 | 4136.744 | 21.994 | 85.235
26.021 | 4131.855 | 22.137 | 84.103
26.155 | 4125.062 | 22.28 | 82.675
26.289 | 4114.177 | 22.423 | 81.674
26.423 | 4100.722 | 22.565 | 80.933
26.556 | 4082.351 | 22.707 | 79.872
26.689 | 4063.798 | 22.707 | 79.872
26.822 | 4046.268 | 22.848 | 77.416
26.954 | 4020.669 | 22.989 | 74.75
27.087 | 3995.941 | 23.13 | 73.514
27.218 | 3975.455 | 23.271 | 72.959
27.35 | 3957.595 | 23.411 | 72.919
27.481 | 3944.055 | 23.551 | 72.063
27.612 | 3927.864 | 23.691 | 71.424
27.743 | 3905.252 | 23.691 | 71.424
27.873 | 3879.047 | 23.831 | 70.558
28.003 | 3850.318 | 23.97 | 69.312
28.132 | 3821.4 | 24.109 | 68.082
28.262 | 3793.911 | 24.247 | 68.506
28.391 | 3769.04 | 24.385 | 68.427
28.519 | 3747.183 | 24.523 | 67.614
28.648 | 3726.142 | 24.523 | 67.614
28.776 | 3701.679 | 24.661 | 66.669
28.904 | 3667.729 | 24.798 | 65.565
29.031 | 3626.812 | 24.935 | 65.067
29.158 | 3582.715 | 25.072 | 65.49
29.285 | 3539.886 | 25.209 | 64.062
29.412 | 3503.762 | 25.345 | 62.288
29.538 | 3466.225 | 25.481 | 60.866
29.664 | 3430.049 | 25.481 | 60.866
29.789 | 3396.999 | 25.616 | 60.761
29.914 | 3357.886 | 25.751 | 59.246
30.039 | 3313.935 | 25.886 | 59.684
30.164 | 3274.562 | 26.021 | 60.021
30.288 | 3232.652 | 26.155 | 59.779
30.412 | 3190.138 | 26.289 | 58.663
30.536 | 3148.984 | 26.423 | 58.124
30.659 | 3101.625 | 26.423 | 58.124
30.782 | 3054.065 | 26.556 | 56.594
30.905 | 3009.171 | 26.689 | 54.653
31.027 | 2962.67 | 26.822 | 53.53
31.15 | 2921.238 | 26.954 | 53.396
31.271 | 2877.908 | 27.087 | 52.72
31.393 | 2826.067 | 27.218 | 51.985
31.514 | 2774.421 | 27.218 | 51.985
31.635 | 2725.597 | 27.35 | 51.135
31.755 | 2676.434 | 27.481 | 50.936
31.876 | 2630.916 | 27.612 | 51.392
31.995 | 2586.366 | 27.743 | 51.824
32.115 | 2533.788 | 27.873 | 51.928
32.234 | 2477.689 | 28.003 | 52.227
32.353 | 2421.475 | 28.132 | 52.333
32.472 | 2371.467 | 28.132 | 52.333
32.59 | 2325.922 | 28.262 | 50.932
32.708 | 2277.948 | 28.391 | 49.578
32.826 | 2228.48 | 28.519 | 48.663
32.943 | 2181.019 | 28.648 | 48.333
33.061 | 2133.387 | 28.776 | 48.454
33.177 | 2085.192 | 28.904 | 48.15
33.294 | 2035.744 | 28.904 | 48.15
33.41 | 1982.765 | 29.031 | 47.387
33.526 | 1928.355 | 29.158 | 46.646
33.641 | 1874.479 | 29.285 | 46.101
33.757 | 1823.967 | 29.412 | 46.014
33.872 | 1778.56 | 29.538 | 44.97
33.986 | 1735.611 | 29.664 | 44.063
34.101 | 1693.27 | 29.789 | 43.879
34.215 | 1649.254 | 29.789 | 43.879
34.328 | 1606.826 | 29.914 | 42.843
34.442 | 1561.962 | 30.039 | 41.653
34.555 | 1514.291 | 30.164 | 42.195
34.667 | 1471.665 | 30.288 | 42.503
34.78 | 1435.317 | 30.412 | 42.308
34.892 | 1398.275 | 30.536 | 42.708
35.004 | 1354.633 | 30.659 | 42.183
35.116 | 1313.543 | 30.659 | 42.183
35.227 | 1273.99 | 30.782 | 41.412
35.338 | 1234.131 | 30.905 | 40.847
35.448 | 1195.799 | 31.027 | 40.641
35.559 | 1165.353 | 31.15 | 39.581
35.669 | 1138.589 | 31.271 | 39.001
35.778 | 1108.233 | 31.393 | 38.508
35.778 | 1108.233 | 31.393 | 38.508
35.888 | 1075.424 | 31.514 | 37.242
35.997 | 1041.789 | 31.635 | 36.986
36.106 | 1007.355 | 31.755 | 36.541
36.214 | 971.823 | 31.876 | 35.967
36.323 | 935.582 | 31.995 | 36.265
36.431 | 902.687 | 32.115 | 36.909
36.538 | 883.508 | 32.234 | 37.462
36.214 | 432.244 | 36.106 | 30.158
36.323 | 420.226 | 36.214 | 26.071
36.431 | 409.933 | 36.323 | 19.361
36.538 | 404.972 | 36.431 | 15.164

## Vivid V70 (hidden)
Selador | Lamp |  | Wattage
Vivid | Lumileds K2 |  | 122 |  | Note: Owing to the variability of LEDs, output data and color matches should be viewed as approximate
Note: All data taken with room temperature fixture
| Beam Angle | Field Angle
Horizontal | 12.6 | 25.1
| Accessory Lens | Candela | Field Lumens | Beam Lumens | Lens Efficiency | Efficacy
| V70 | 5200 | 1100 | 600 | 97.78% | 9.0164
| For Field diameter at any distance, multiply distance by |  |  |  | 0.44522
| For Beam diameter at any distance, multiply distance by |  |  |  | 0.2208
| Throw Distance (ft) | 10 | 15 | 20 | 25
| Throw Distance (m) | 3.048 | 4.572 | 6.096 | 7.62
| Field Diameter (ft) | 4.4522 | 6.6783 | 8.9044 | 11.1305
| Field Diameter (m) | 1.357 | 2.0355 | 2.7141 | 3.3926
| Illuminance (fc) | 52 | 23.1111 | 13 | 8.32
| Illuminance (lux) | 559.7228 | 248.7657 | 139.9307 | 89.5556
Test Distance | Iso-Illuminance Diagram grid lines
61 | 10 | 20 | 30 | 40
| 0.16393 | 0.32787 | 0.4918 | 0.65574
| Beam Angle | Field Angle
Vertical | 62.3 | 72.9
| For Field diameter at any distance, multiply distance by |  |  |  | 1.4772
| For Beam diameter at any distance, multiply distance by |  |  |  | 1.2089
| Throw Distance (ft) | 10 | 15 | 20 | 25
| Throw Distance (m) | 3.048 | 4.572 | 6.096 | 7.62
| Field Diameter (ft) | 14.7722 | 22.1583 | 29.5445 | 36.9306
| Field Diameter (m) | 4.5026 | 6.7539 | 9.0052 | 11.2564
| Illuminance (fc) | 52 | 23.1111 | 13 | 8.32
| Illuminance (lux) | 559.7228 | 248.7657 | 139.9307 | 89.5556
| X |  | Y
-36.538 | 0 | -36.646 | 736.214
-36.431 | 0 | -36.538 | 746.802
-36.323 | 0 | -36.431 | 764.249
-36.214 | 4.611 | -36.323 | 789.077
-36.106 | 12.186 | -36.214 | 816.34
-35.997 | 19.41 | -36.106 | 848.069
-35.888 | 27.363 | -35.997 | 875.059
-35.778 | 33.214 | -35.888 | 901.853
-35.669 | 33.148 | -35.778 | 931.45
-35.559 | 32.303 | -35.669 | 963.602
-35.448 | 32.593 | -35.559 | 993.955
-35.338 | 32.284 | -35.448 | 1025.318
-35.227 | 31.312 | -35.338 | 1055.358
-35.116 | 31.88 | -35.227 | 1087.378
-35.004 | 31.993 | -35.116 | 1117.836
-34.892 | 32.657 | -35.004 | 1152.647
-34.78 | 33.075 | -34.892 | 1192.103
-34.667 | 34.345 | -34.78 | 1230.847
-34.555 | 34.547 | -34.667 | 1275.021
-34.442 | 34.781 | -34.555 | 1319.368
-34.328 | 35.249 | -34.442 | 1361.676
-34.215 | 34.87 | -34.328 | 1400.987
-34.101 | 35.334 | -34.215 | 1443.202
-33.986 | 36.028 | -34.101 | 1481.2
-33.872 | 36.316 | -33.986 | 1520.416
-33.757 | 36.07 | -33.872 | 1562.599
-33.641 | 35.099 | -33.757 | 1606.088
-33.526 | 33.938 | -33.641 | 1647.593
-33.41 | 36.064 | -33.526 | 1695.202
-33.294 | 36.279 | -33.41 | 1738.317
-33.177 | 36.687 | -33.294 | 1782.868
-33.061 | 37.384 | -33.177 | 1833.195
-32.943 | 37.461 | -33.061 | 1880.384
-32.826 | 36.766 | -32.943 | 1925.892
-32.708 | 37.357 | -32.826 | 1976.004
-32.59 | 38.452 | -32.708 | 2023.751
-32.472 | 39.222 | -32.59 | 2067.915
-32.353 | 39.637 | -32.472 | 2119.845
-32.234 | 41.498 | -32.353 | 2170.749
-32.115 | 41.335 | -32.234 | 2221.393
-31.995 | 40.266 | -32.115 | 2277.462
-31.876 | 40.171 | -31.995 | 2333.95
-31.755 | 40.914 | -31.876 | 2386.026
-31.635 | 40.972 | -31.755 | 2436.469
-31.514 | 41.151 | -31.635 | 2485.947
-31.393 | 42.003 | -31.514 | 2528.191
-31.271 | 42.055 | -31.393 | 2574.813
-31.15 | 42.897 | -31.271 | 2619.5
-31.027 | 42.732 | -31.15 | 2668.056
-30.905 | 44.107 | -31.027 | 2712.857
-30.782 | 44.42 | -30.905 | 2759.381
-30.659 | 44.49 | -30.782 | 2798.856
-30.536 | 44.469 | -30.659 | 2837.414
-30.412 | 45.46 | -30.536 | 2873.245
-30.288 | 45.169 | -30.412 | 2910.037
-30.164 | 44.231 | -30.288 | 2946.92
-30.039 | 44.416 | -30.164 | 2984.983
-29.914 | 45.743 | -30.039 | 3021.129
-29.789 | 45.541 | -29.914 | 3056.431
-29.664 | 45.836 | -29.789 | 3088.741
-29.538 | 47.778 | -29.664 | 3115.534
-29.412 | 49.735 | -29.538 | 3143.214
-29.285 | 50.096 | -29.412 | 3165.021
-29.158 | 49.939 | -29.285 | 3188.205
-29.031 | 49.441 | -29.158 | 3218.135
-28.904 | 49.742 | -29.031 | 3248.232
-28.776 | 50.012 | -28.904 | 3270.989
-28.648 | 52.283 | -28.776 | 3293.286
-28.519 | 53.161 | -28.648 | 3316.34
-28.391 | 53.219 | -28.519 | 3336.77
-28.262 | 54.393 | -28.391 | 3359.059
-28.132 | 55.03 | -28.262 | 3377.801
-28.003 | 54.914 | -28.132 | 3397.344
-27.873 | 54.717 | -28.003 | 3413.525
-27.743 | 55.758 | -27.873 | 3428.064
-27.612 | 55.257 | -27.743 | 3437.816
-27.481 | 56.179 | -27.612 | 3447.629
-27.35 | 56.633 | -27.481 | 3453.763
-27.218 | 57.706 | -27.35 | 3464.039
-27.087 | 58.935 | -27.218 | 3473.642
-26.954 | 61.043 | -27.087 | 3478.742
-26.822 | 61.151 | -26.954 | 3483.077
-26.689 | 61.578 | -26.822 | 3492.022
-26.556 | 61.87 | -26.689 | 3500.528
-26.423 | 61.443 | -26.556 | 3508.815
-26.289 | 61.812 | -26.423 | 3521
-26.155 | 62.627 | -26.289 | 3534.848
-26.021 | 63.831 | -26.155 | 3546.888
-25.886 | 65.053 | -26.021 | 3556.876
-25.751 | 65.04 | -25.886 | 3561.666
-25.616 | 65.547 | -25.751 | 3567.784
-25.481 | 65.377 | -25.616 | 3572.381
-25.345 | 65.492 | -25.481 | 3578.404
-25.209 | 66.74 | -25.345 | 3587.853
-25.072 | 68.261 | -25.209 | 3594.954
-24.935 | 69.492 | -25.072 | 3600.474
-24.798 | 71.683 | -24.935 | 3597.039
-24.661 | 73.681 | -24.798 | 3600.696
-24.523 | 73.97 | -24.661 | 3613.154
-24.385 | 74.662 | -24.523 | 3621.337
-24.247 | 75.776 | -24.385 | 3621.878
-24.109 | 76.859 | -24.247 | 3627.233
-23.97 | 77.835 | -24.109 | 3638.131
-23.831 | 77.684 | -23.97 | 3648.572
-23.691 | 77.559 | -23.831 | 3661.998
-23.551 | 77.855 | -23.691 | 3677.637
-23.411 | 77.978 | -23.551 | 3693.711
-23.271 | 79.354 | -23.411 | 3708.712
-23.13 | 81.507 | -23.271 | 3720.461
-22.989 | 83.892 | -23.13 | 3733.82
-22.848 | 85.238 | -22.989 | 3743.936
-22.707 | 86.188 | -22.848 | 3754.934
-22.565 | 86.842 | -22.707 | 3768.045
-22.423 | 89.496 | -22.565 | 3780.927
-22.28 | 89.847 | -22.423 | 3787.884
-22.137 | 90.222 | -22.28 | 3793.111
-21.994 | 91.12 | -22.137 | 3799.146
-21.851 | 93.946 | -21.994 | 3806.579
-21.708 | 95.091 | -21.851 | 3819.478
-21.564 | 96.562 | -21.708 | 3838.412
-21.42 | 97.717 | -21.564 | 3851.451
-21.275 | 99.526 | -21.42 | 3863.116
-21.13 | 100.597 | -21.275 | 3878.676
-20.985 | 102.412 | -21.13 | 3888.911
-20.84 | 104.077 | -20.985 | 3894.593
-20.695 | 106.945 | -20.84 | 3904.759
-20.549 | 108.264 | -20.695 | 3918.904
-20.403 | 109.507 | -20.549 | 3932.396
-20.256 | 110.12 | -20.403 | 3947.165
-20.11 | 111.008 | -20.256 | 3962.254
-19.963 | 112.327 | -20.11 | 3970.176
-19.815 | 115.289 | -19.963 | 3978.963
-19.668 | 118.944 | -19.815 | 3984.876
-19.52 | 122.124 | -19.668 | 3995.064
-19.372 | 125.198 | -19.52 | 4008.788
-19.224 | 129.864 | -19.372 | 4022.749
-19.075 | 134.032 | -19.224 | 4036.946
-18.926 | 136.984 | -19.075 | 4053.481
-18.777 | 140.237 | -18.926 | 4065.689
-18.628 | 143.52 | -18.777 | 4079.74
-18.478 | 146.764 | -18.628 | 4094.321
-18.328 | 150.684 | -18.478 | 4109.765
-18.178 | 154.896 | -18.328 | 4124.105
-18.028 | 159.377 | -18.178 | 4140.486
-17.877 | 163.86 | -18.028 | 4150.089
-17.726 | 168.387 | -17.877 | 4167.412
-17.575 | 173.4 | -17.726 | 4181.719
-17.424 | 178.698 | -17.575 | 4196.534
-17.272 | 184.65 | -17.424 | 4205.838
-17.12 | 190.947 | -17.272 | 4215.543
-16.968 | 197.106 | -17.12 | 4234.518
-16.815 | 203.108 | -16.968 | 4256.398
-16.663 | 208.845 | -16.815 | 4274.466
-16.51 | 215.315 | -16.663 | 4293.156
-16.357 | 221.951 | -16.51 | 4306.666
-16.203 | 228.237 | -16.357 | 4319.243
-16.049 | 235.355 | -16.203 | 4330.788
-15.896 | 243.238 | -16.049 | 4351.794
-15.741 | 251.216 | -15.896 | 4366.464
-15.587 | 259.204 | -15.741 | 4379.569
-15.432 | 268.672 | -15.587 | 4397.972
-15.278 | 279.333 | -15.432 | 4411.439
-15.123 | 289.02 | -15.278 | 4418.243
-14.967 | 297.716 | -15.123 | 4430.531
-14.812 | 308.448 | -14.967 | 4451.423
-14.656 | 320.339 | -14.812 | 4471.575
-14.5 | 329.494 | -14.656 | 4492.808
-14.344 | 341.385 | -14.5 | 4517.195
-14.188 | 355.156 | -14.344 | 4535.828
-14.031 | 369.044 | -14.188 | 4544.455
-13.874 | 384.736 | -14.031 | 4552.098
-13.717 | 400.35 | -13.874 | 4566.435
-13.56 | 414.061 | -13.717 | 4587.177
-13.403 | 429.817 | -13.56 | 4599.673
-13.245 | 448.91 | -13.403 | 4616.136
-13.087 | 467.916 | -13.245 | 4638.984
-12.929 | 489.288 | -13.087 | 4653.384
-12.771 | 510.341 | -12.929 | 4668.203
-12.612 | 532.268 | -12.771 | 4685.929
-12.454 | 555.721 | -12.612 | 4700.348
-12.295 | 579.221 | -12.454 | 4716.091
-12.136 | 603.463 | -12.295 | 4734.235
-11.976 | 629.851 | -12.136 | 4743.361
-11.817 | 658.923 | -11.976 | 4759.389
-11.657 | 687.581 | -11.817 | 4772.481
-11.498 | 717.613 | -11.657 | 4782.878
-11.338 | 749.195 | -11.498 | 4796.514
-11.178 | 784.605 | -11.338 | 4811.876
-11.017 | 820.094 | -11.178 | 4830.411
-10.857 | 857.719 | -11.017 | 4844.625
-10.696 | 896.948 | -10.857 | 4860.439
-10.535 | 941.529 | -10.696 | 4868.883
-10.374 | 984.206 | -10.535 | 4875.833
-10.213 | 1030.553 | -10.374 | 4887.109
-10.052 | 1079.957 | -10.213 | 4898.19
-9.89 | 1131.968 | -10.052 | 4902.986
-9.729 | 1187.156 | -9.89 | 4910.822
-9.567 | 1244.158 | -9.729 | 4932.798
-9.405 | 1302.017 | -9.567 | 4955.452
-9.243 | 1363.886 | -9.405 | 4968.911
-9.08 | 1428.683 | -9.243 | 4981.664
-8.918 | 1492.822 | -9.08 | 4992.786
-8.755 | 1558.638 | -8.918 | 5007.052
-8.593 | 1630.846 | -8.755 | 5017.201
-8.43 | 1702.983 | -8.593 | 5026.939
-8.267 | 1775.055 | -8.43 | 5038.615
-8.104 | 1850.721 | -8.267 | 5041.479
-7.94 | 1928.718 | -8.104 | 5043.111
-7.777 | 2008.885 | -7.94 | 5043.909
-7.614 | 2093.024 | -7.777 | 5054.368
-7.45 | 2180.186 | -7.614 | 5065.307
-7.286 | 2265.113 | -7.45 | 5076.16
-7.122 | 2353.125 | -7.286 | 5081.888
-6.958 | 2441.608 | -7.122 | 5087.914
-6.794 | 2534.324 | -6.958 | 5092.271
-6.63 | 2628.311 | -6.794 | 5103.631
-6.466 | 2726.992 | -6.63 | 5105.318
-6.301 | 2823.875 | -6.466 | 5105.313
-6.137 | 2919.533 | -6.301 | 5113.234
-5.972 | 3012.99 | -6.137 | 5113.946
-5.807 | 3113.613 | -5.972 | 5111.638
-5.642 | 3212.333 | -5.807 | 5119.06
-5.478 | 3312.47 | -5.642 | 5119.567
-5.313 | 3415.612 | -5.478 | 5107.802
-5.147 | 3510.755 | -5.313 | 5096.971
-4.982 | 3601.611 | -5.147 | 5098.479
-4.817 | 3696.118 | -4.982 | 5091.698
-4.652 | 3792.753 | -4.817 | 5085.166
-4.486 | 3889.69 | -4.652 | 5085.161
-4.321 | 3995.227 | -4.486 | 5098.984
-4.155 | 4097.032 | -4.321 | 5105.737
-3.989 | 4191.952 | -4.155 | 5111.339
-3.824 | 4280.775 | -3.989 | 5118.864
-3.658 | 4361.561 | -3.824 | 5125.2
-3.492 | 4438.51 | -3.658 | 5130.159
-3.326 | 4525.282 | -3.492 | 5131.404
-3.16 | 4601.734 | -3.326 | 5135.4
-2.994 | 4674.78 | -3.16 | 5140.745
-2.828 | 4748.125 | -2.994 | 5146.98
-2.662 | 4813.643 | -2.828 | 5153.069
-2.496 | 4871.674 | -2.662 | 5157.31
-2.33 | 4927.355 | -2.496 | 5161.735
-2.163 | 4973.698 | -2.33 | 5158.963
-1.997 | 5017.767 | -2.163 | 5146.672
-1.831 | 5055.729 | -1.997 | 5140.459
-1.664 | 5089.595 | -1.831 | 5139.25
-1.498 | 5112.711 | -1.664 | 5142.238
-1.332 | 5141.346 | -1.498 | 5139.398
-1.165 | 5160.654 | -1.332 | 5141.918
-0.999 | 5171.729 | -1.165 | 5143.499
-0.832 | 5170.15 | -0.999 | 5146.697
-0.666 | 5170.953 | -0.832 | 5152.047
-0.499 | 5175.129 | -0.666 | 5162.732
-0.333 | 5175.908 | -0.499 | 5168.034
-0.166 | 5169.399 | -0.333 | 5159.316
0 | 5158.33 | -0.166 | 5158.376
0.166 | 5146.381 | 0 | 5158.33
0.333 | 5125.922 | 0.166 | 5149.07
0.499 | 5097.066 | 0.333 | 5147.969
0.666 | 5066.313 | 0.499 | 5150.412
0.832 | 5040.489 | 0.666 | 5143.181
0.999 | 5002.824 | 0.832 | 5146.4
1.165 | 4960.007 | 0.999 | 5159.232
1.332 | 4917.243 | 1.165 | 5167.313
1.498 | 4876.056 | 1.332 | 5167.035
1.664 | 4829.779 | 1.498 | 5168.013
1.831 | 4778.865 | 1.664 | 5167.557
1.997 | 4720.362 | 1.831 | 5161.978
2.163 | 4662.209 | 1.997 | 5162.086
2.33 | 4593.105 | 2.163 | 5165.63
2.496 | 4524.182 | 2.33 | 5161.429
2.662 | 4450.135 | 2.496 | 5156.303
2.828 | 4368.656 | 2.662 | 5150.518
2.994 | 4280.648 | 2.828 | 5143.977
3.16 | 4197.245 | 2.994 | 5145.965
3.326 | 4106.698 | 3.16 | 5146.588
3.492 | 4017.485 | 3.326 | 5148.127
3.658 | 3926.531 | 3.492 | 5148.394
3.824 | 3834.421 | 3.658 | 5148.291
3.989 | 3741.127 | 3.824 | 5136.373
4.155 | 3655.251 | 3.989 | 5129.045
4.321 | 3569.452 | 4.155 | 5124.64
4.486 | 3474.275 | 4.321 | 5124.798
4.652 | 3381.113 | 4.486 | 5124.485
4.817 | 3283.933 | 4.652 | 5130.171
4.982 | 3191.435 | 4.817 | 5128.57
5.147 | 3096.114 | 4.982 | 5123.542
5.313 | 3007.809 | 5.147 | 5127.974
5.478 | 2918.41 | 5.313 | 5125.523
5.642 | 2820.825 | 5.478 | 5122.07
5.807 | 2724.167 | 5.642 | 5125.178
5.972 | 2628.451 | 5.807 | 5125.528
6.137 | 2536.66 | 5.972 | 5126.835
6.301 | 2443.263 | 6.137 | 5125.413
6.466 | 2356.161 | 6.301 | 5127.353
6.63 | 2267.27 | 6.466 | 5122.03
6.794 | 2182.969 | 6.63 | 5118.938
6.958 | 2102.483 | 6.794 | 5108.831
7.122 | 2021.8 | 6.958 | 5096.092
7.286 | 1942.201 | 7.122 | 5084.284
7.45 | 1869.846 | 7.286 | 5072.177
7.614 | 1795.786 | 7.45 | 5068.101
7.777 | 1721.753 | 7.614 | 5062.409
7.94 | 1652.945 | 7.777 | 5059.465
8.104 | 1587.233 | 7.94 | 5049.523
8.267 | 1522.479 | 8.104 | 5042.816
8.43 | 1462.878 | 8.267 | 5033.47
8.593 | 1411.522 | 8.43 | 5022.617
8.755 | 1359.374 | 8.593 | 5011.513
8.918 | 1305.042 | 8.755 | 5001.971
9.08 | 1251.643 | 8.918 | 4992.238
9.243 | 1200.426 | 9.08 | 4978.13
9.405 | 1148.398 | 9.243 | 4974.207
9.567 | 1100.286 | 9.405 | 4967.858
9.729 | 1055.405 | 9.567 | 4960.364
9.89 | 1011.992 | 9.729 | 4943.374
10.052 | 970.29 | 9.89 | 4928.614
10.213 | 930.743 | 10.052 | 4912.894
10.374 | 892.257 | 10.213 | 4901.571
10.535 | 853.952 | 10.374 | 4892.318
10.696 | 817.132 | 10.535 | 4880.83
10.857 | 781.942 | 10.696 | 4875.114
11.017 | 750.163 | 10.857 | 4867.123
11.178 | 719.245 | 11.017 | 4858.256
11.338 | 690.321 | 11.178 | 4850.084
11.498 | 663.483 | 11.338 | 4843.902
11.657 | 637.56 | 11.498 | 4828.047
11.817 | 611.764 | 11.657 | 4809.249
11.976 | 586.968 | 11.817 | 4796.721
12.136 | 563.994 | 11.976 | 4789.824
12.295 | 539.885 | 12.136 | 4778.157
12.454 | 517.645 | 12.295 | 4769.809
12.612 | 496.973 | 12.454 | 4755.028
12.771 | 479.38 | 12.612 | 4741.901
12.929 | 458.66 | 12.771 | 4721.453
13.087 | 439.582 | 12.929 | 4699.49
13.245 | 421.41 | 13.087 | 4681.615
13.403 | 403.734 | 13.245 | 4661.066
13.56 | 386.577 | 13.403 | 4638.946
13.717 | 372.895 | 13.56 | 4618.958
13.874 | 359.309 | 13.717 | 4606.001
14.031 | 346.05 | 13.874 | 4599.949
14.188 | 335.066 | 14.031 | 4593.345
14.344 | 325.614 | 14.188 | 4589.511
14.5 | 315.393 | 14.344 | 4580.643
14.656 | 306.903 | 14.5 | 4564.101
14.812 | 299.774 | 14.656 | 4549.964
14.967 | 292.217 | 14.812 | 4537.591
15.123 | 283.381 | 14.967 | 4525.534
15.278 | 275.743 | 15.123 | 4518.329
15.432 | 267.713 | 15.278 | 4518.407
15.587 | 259.503 | 15.432 | 4505.183
15.741 | 252.028 | 15.587 | 4486.635
15.896 | 245.596 | 15.741 | 4465.503
16.049 | 238.943 | 15.896 | 4445.735
16.203 | 232.027 | 16.049 | 4418.959
16.357 | 224.952 | 16.203 | 4391.799
16.51 | 218.517 | 16.357 | 4368.956
16.663 | 211.882 | 16.51 | 4362.101
16.815 | 206.456 | 16.663 | 4352.78
16.968 | 201.77 | 16.815 | 4343.539
17.12 | 196.627 | 16.968 | 4336.099
17.272 | 188.986 | 17.12 | 4323.175
17.424 | 183.572 | 17.272 | 4303.104
17.575 | 179.563 | 17.424 | 4286.195
17.726 | 175.382 | 17.575 | 4265.339
17.877 | 170.983 | 17.726 | 4242.114
18.028 | 169.18 | 17.877 | 4230.195
18.178 | 165.014 | 18.028 | 4225.896
18.328 | 159.624 | 18.178 | 4214.265
18.478 | 154.207 | 18.328 | 4203.672
18.628 | 150.377 | 18.478 | 4192.222
18.777 | 146.934 | 18.628 | 4176.524
18.926 | 143.834 | 18.777 | 4158.745
19.075 | 140.944 | 18.926 | 4147.181
19.224 | 138.087 | 19.075 | 4130.222
19.372 | 135.987 | 19.224 | 4116.478
19.52 | 133.74 | 19.372 | 4098.385
19.668 | 131.277 | 19.52 | 4084.381
19.815 | 129.374 | 19.668 | 4068.467
19.963 | 126.658 | 19.815 | 4055.529
20.11 | 124.941 | 19.963 | 4043.911
20.256 | 122.777 | 20.11 | 4035.745
20.403 | 119.652 | 20.256 | 4023.25
20.549 | 116.231 | 20.403 | 4004.837
20.695 | 114.609 | 20.549 | 3984.89
20.84 | 113.329 | 20.695 | 3971.992
20.985 | 111.784 | 20.84 | 3960.71
21.13 | 111.007 | 20.985 | 3948.224
21.275 | 109.354 | 21.13 | 3938.093
21.42 | 108 | 21.275 | 3927.603
21.564 | 107.847 | 21.42 | 3915.922
21.708 | 107.099 | 21.564 | 3896.306
21.851 | 104.607 | 21.708 | 3878.812
21.994 | 101.957 | 21.851 | 3864.269
22.137 | 99.148 | 21.994 | 3853.156
22.28 | 96.466 | 22.137 | 3842.529
22.423 | 95 | 22.28 | 3831.717
22.565 | 94.882 | 22.423 | 3812.485
22.707 | 94.836 | 22.565 | 3794.27
22.848 | 94.644 | 22.707 | 3783.349
22.989 | 93.278 | 22.848 | 3769.384
23.13 | 92.468 | 22.989 | 3757.405
23.271 | 91.678 | 23.13 | 3745.345
23.411 | 90.76 | 23.271 | 3734.088
23.551 | 89.812 | 23.411 | 3722.161
23.691 | 88.809 | 23.551 | 3713.937
23.831 | 87.326 | 23.691 | 3707.29
23.97 | 86.108 | 23.831 | 3697.452
24.109 | 85.912 | 23.97 | 3682.39
24.247 | 85.186 | 24.109 | 3669.427
24.385 | 84.531 | 24.247 | 3662.957
24.523 | 82.758 | 24.385 | 3655.07
24.661 | 81.786 | 24.523 | 3649.573
24.798 | 80.834 | 24.661 | 3644.126
24.935 | 79.492 | 24.798 | 3636.818
25.072 | 79.553 | 24.935 | 3623.946
25.209 | 79.743 | 25.072 | 3614.537
25.345 | 78.151 | 25.209 | 3601.494
25.481 | 76.783 | 25.345 | 3594.958
25.616 | 75.249 | 25.481 | 3586.647
25.751 | 73.157 | 25.616 | 3577.219
25.886 | 72.228 | 25.751 | 3568.802
26.021 | 72.634 | 25.886 | 3563.473
26.155 | 73.122 | 26.021 | 3561.423
26.289 | 73.164 | 26.155 | 3561.681
26.423 | 71.772 | 26.289 | 3552.286
26.556 | 69.251 | 26.423 | 3539.481
26.689 | 67.381 | 26.556 | 3519.979
26.822 | 67.59 | 26.689 | 3501.972
26.954 | 68.502 | 26.822 | 3490.653
27.087 | 69.176 | 26.954 | 3487.628
27.218 | 68.77 | 27.087 | 3486.822
27.35 | 66.756 | 27.218 | 3486.36
27.481 | 64.646 | 27.35 | 3478.762
27.612 | 64.631 | 27.481 | 3461.301
27.743 | 64.643 | 27.612 | 3445.765
27.873 | 64.765 | 27.743 | 3433.662
28.003 | 65.526 | 27.873 | 3416.496
28.132 | 66.375 | 28.003 | 3393.936
28.262 | 65.835 | 28.132 | 3370.51
28.391 | 65.319 | 28.262 | 3351.037
28.519 | 64.152 | 28.391 | 3334.691
28.648 | 62.723 | 28.519 | 3311.975
28.776 | 61.51 | 28.648 | 3290.861
28.904 | 60.486 | 28.776 | 3270.517
29.031 | 59.369 | 28.904 | 3240.746
29.158 | 58.845 | 29.031 | 3210.687
29.285 | 58.345 | 29.158 | 3178.561
29.412 | 58.563 | 29.285 | 3147.191
29.538 | 59.448 | 29.412 | 3111.593
29.664 | 60.02 | 29.538 | 3086.72
29.789 | 59.866 | 29.664 | 3053.363
29.914 | 58.481 | 29.789 | 3023.856
30.039 | 56.703 | 29.914 | 2998.565
30.164 | 55.443 | 30.039 | 2969.305
30.288 | 54.025 | 30.164 | 2931.488
30.412 | 54.349 | 30.288 | 2888.896
30.536 | 55.93 | 30.412 | 2846.025
30.659 | 56.533 | 30.536 | 2799.379
30.782 | 56.118 | 30.659 | 2753.168
30.905 | 55.912 | 30.782 | 2706.077
31.027 | 55.369 | 30.905 | 2659.392
31.15 | 55.005 | 31.027 | 2612.695
31.271 | 54.729 | 31.15 | 2571.857
31.393 | 53.838 | 31.271 | 2526.747
31.514 | 52.909 | 31.393 | 2479.554
31.635 | 51.693 | 31.514 | 2432.47
31.755 | 50.716 | 31.635 | 2382.808
31.876 | 49.918 | 31.755 | 2328.336
31.995 | 49.051 | 31.876 | 2278.778
32.115 | 47.675 | 31.995 | 2224.218
32.234 | 47.201 | 32.115 | 2172.509
32.353 | 47.608 | 32.234 | 2123.242
32.472 | 47.987 | 32.353 | 2072.59
32.59 | 48.018 | 32.472 | 2026.888
32.708 | 48.048 | 32.59 | 1976.822
32.826 | 47.307 | 32.708 | 1922.437
32.943 | 46.366 | 32.826 | 1871.427
33.061 | 45.515 | 32.943 | 1824.899
33.177 | 45.794 | 33.061 | 1775.296
33.294 | 44.508 | 33.177 | 1735.004
33.41 | 43.211 | 33.294 | 1688.203
33.526 | 42.661 | 33.41 | 1639.108
33.641 | 43.493 | 33.526 | 1588.32
33.757 | 43.038 | 33.641 | 1541.504
33.872 | 41.946 | 33.757 | 1497.978
33.986 | 41.514 | 33.872 | 1456.718
34.101 | 42.152 | 33.986 | 1408.921
34.215 | 43.402 | 34.101 | 1366.264
34.328 | 43.782 | 34.215 | 1326.283
34.442 | 43.144 | 34.328 | 1288.027
34.555 | 42.057 | 34.442 | 1244.687
34.667 | 40.481 | 34.555 | 1205.213
34.78 | 39.442 | 34.667 | 1165.473
34.892 | 40.122 | 34.78 | 1126.461
35.004 | 41.882 | 34.892 | 1088.361
35.116 | 43.274 | 35.004 | 1050.943
35.227 | 43.452 | 35.116 | 1018.188
35.338 | 42.226 | 35.227 | 986.236
35.338 | 42.226 | 35.227 | 986.236
35.448 | 40.707 | 35.338 | 954.255
35.559 | 39.706 | 35.448 | 921.435
35.669 | 39.763 | 35.559 | 890.883
35.778 | 40.678 | 35.669 | 859.819
35.888 | 41.277 | 35.778 | 828.38
35.997 | 40.584 | 35.888 | 797.997
36.106 | 38.655 | 35.997 | 768.54
36.214 | 37.182 | 36.106 | 744.035
36.323 | 37.41 | 36.214 | 624.982
36.431 | 37.456 | 36.323 | 442.905
36.538 | 37.962 | 36.431 | 312.216

## Vivid H80 (hidden)
Selador | Lamp |  | Wattage
Vivid | Lumileds K2 |  | 122 |  | Note: Owing to the variability of LEDs, output data and color matches should be viewed as approximate
Note: All data taken with room temperature fixture
| Beam Angle | Field Angle
Horizontal | 64.2 | 78
| Accessory Lens | Candela | Field Lumens | Beam Lumens | Lens Efficiency | Efficacy
| H80 | 5720 | 1040 | 530 | 92.44% | 8.5246
| For Field diameter at any distance, multiply distance by |  |  |  | 1.6196
| For Beam diameter at any distance, multiply distance by |  |  |  | 1.2546
| Throw Distance (ft) | 10 | 15 | 20 | 25
| Throw Distance (m) | 3.048 | 4.572 | 6.096 | 7.62
| Field Diameter (ft) | 16.1957 | 24.2935 | 32.3914 | 40.4892
| Field Diameter (m) | 4.9364 | 7.4047 | 9.8729 | 12.3411
| Illuminance (fc) | 57.2 | 25.4222 | 14.3 | 9.152
| Illuminance (lux) | 615.6951 | 273.6423 | 153.9238 | 98.5112
Test Distance | Iso-Illuminance Diagram grid lines
52 | 10 | 20 | 30 | 40
| 0.19231 | 0.38462 | 0.57692 | 0.76923
| Beam Angle | Field Angle
Vertical | 10.1 | 22.2
| For Field diameter at any distance, multiply distance by |  |  |  | 0.39238
| For Beam diameter at any distance, multiply distance by |  |  |  | 0.17674
| Throw Distance (ft) | 10 | 15 | 20 | 25
| Throw Distance (m) | 3.048 | 4.572 | 6.096 | 7.62
| Field Diameter (ft) | 3.9238 | 5.8858 | 7.8477 | 9.8096
| Field Diameter (m) | 1.196 | 1.794 | 2.392 | 2.99
| Illuminance (fc) | 57.2 | 25.4222 | 14.3 | 9.152
| Illuminance (lux) | 615.6951 | 273.6423 | 153.9238 | 98.5112
| X |  | Y
-40.999 | 0 | -37.61 | 33.908
-40.887 | 0 | -37.487 | 34.077
-40.775 | 0 | -37.364 | 34.309
-40.663 | 73.469 | -37.241 | 34.937
-40.551 | 196.583 | -37.241 | 34.937
-40.438 | 323.389 | -37.117 | 35.558
-40.324 | 455.669 | -36.992 | 35.465
-40.211 | 546.255 | -36.867 | 34.885
-40.096 | 567.842 | -36.742 | 34.768
-39.982 | 590.802 | -36.617 | 35.67
-39.867 | 613.489 | -36.491 | 35.843
-39.752 | 636.484 | -36.364 | 36.385
-39.636 | 657.506 | -36.364 | 36.385
-39.52 | 678.817 | -36.237 | 36.287
-39.404 | 702.244 | -36.11 | 37.898
-39.287 | 728.112 | -35.982 | 39.022
-39.17 | 754.956 | -35.854 | 38.052
-39.052 | 784.476 | -35.726 | 38.67
-38.934 | 813.009 | -35.597 | 40.468
-38.816 | 839.571 | -35.597 | 40.468
-38.697 | 865.706 | -35.467 | 40.914
-38.578 | 895.626 | -35.338 | 40.309
-38.458 | 926.384 | -35.208 | 41.03
-38.338 | 960.439 | -35.077 | 40.554
-38.218 | 993.679 | -34.946 | 39.479
-38.097 | 1026.828 | -34.814 | 39.541
-37.976 | 1060.845 | -34.683 | 39.476
-37.855 | 1098.532 | -34.683 | 39.476
-37.733 | 1135.491 | -34.55 | 39.462
-37.61 | 1169.555 | -34.418 | 40.261
-37.487 | 1207.755 | -34.285 | 41.741
-37.364 | 1241.832 | -34.151 | 42.814
-37.241 | 1277.501 | -34.017 | 42.246
-37.117 | 1312.66 | -33.883 | 42.265
-36.992 | 1346.962 | -33.748 | 42.113
-36.867 | 1381.58 | -33.748 | 42.113
-36.742 | 1422.434 | -33.613 | 42.779
-36.617 | 1466.134 | -33.477 | 43.294
-36.491 | 1503.569 | -33.341 | 44.945
-36.364 | 1538.73 | -33.204 | 45.066
-36.237 | 1579.623 | -33.067 | 45.538
-36.11 | 1621.38 | -32.93 | 45.842
-35.982 | 1665.086 | -32.93 | 45.842
-35.854 | 1705.869 | -32.792 | 45.769
-35.726 | 1746.101 | -32.654 | 46.415
-35.597 | 1784.163 | -32.515 | 47.056
-35.467 | 1825.806 | -32.376 | 46.286
-35.338 | 1863.625 | -32.237 | 46.531
-35.208 | 1903.237 | -32.097 | 47.046
-35.077 | 1943.956 | -31.956 | 47.579
-34.946 | 1988.786 | -31.956 | 47.579
-34.814 | 2029.075 | -31.815 | 47.678
-34.683 | 2069.05 | -31.674 | 48.472
-34.55 | 2109.532 | -31.533 | 48.094
-34.418 | 2147.945 | -31.39 | 47.898
-34.285 | 2183.015 | -31.248 | 48.413
-34.151 | 2221.757 | -31.105 | 49.563
-34.017 | 2262.657 | -31.105 | 49.563
-33.883 | 2298.2 | -30.962 | 50.131
-33.748 | 2329.568 | -30.818 | 49.73
-33.613 | 2366.25 | -30.673 | 49.507
-33.477 | 2402.032 | -30.529 | 50.067
-33.341 | 2434.976 | -30.384 | 49.951
-33.204 | 2470.752 | -30.238 | 50.761
-33.067 | 2515.395 | -30.092 | 51.627
-32.93 | 2559.147 | -30.092 | 51.627
-32.792 | 2597.215 | -29.946 | 52.57
-32.654 | 2634.156 | -29.799 | 52.529
-32.515 | 2667.791 | -29.651 | 53.312
-32.376 | 2697.314 | -29.504 | 53.499
-32.237 | 2728.093 | -29.356 | 53.558
-32.097 | 2760.384 | -29.207 | 54.117
-31.956 | 2790.219 | -29.207 | 54.117
-31.815 | 2816.568 | -29.058 | 54.899
-31.674 | 2845.729 | -28.909 | 54.951
-31.533 | 2873.524 | -28.759 | 55.475
-31.39 | 2899.792 | -28.608 | 56.486
-31.248 | 2927.925 | -28.458 | 57.264
-31.105 | 2956.22 | -28.306 | 57.425
-30.962 | 2981.73 | -28.155 | 57.626
-30.818 | 3010.268 | -28.155 | 57.626
-30.673 | 3041.075 | -28.003 | 58.328
-30.529 | 3064.644 | -27.85 | 59.405
-30.384 | 3087.008 | -27.697 | 60.353
-30.238 | 3107.798 | -27.544 | 61.253
-30.092 | 3129.559 | -27.39 | 61.551
-29.946 | 3153.003 | -27.236 | 61.867
-29.799 | 3173.314 | -27.082 | 62.259
-29.651 | 3193.66 | -27.082 | 62.259
-29.504 | 3217.804 | -26.926 | 62.334
-29.356 | 3243.79 | -26.771 | 62.37
-29.207 | 3265.553 | -26.615 | 63.258
-29.058 | 3288.044 | -26.459 | 63.927
-28.909 | 3309.355 | -26.302 | 64.456
-28.759 | 3326.476 | -26.145 | 65.134
-28.608 | 3340.242 | -26.145 | 65.134
-28.458 | 3363.114 | -25.987 | 66.246
-28.306 | 3384.785 | -25.829 | 67.082
-28.155 | 3404.723 | -25.671 | 67.477
-28.003 | 3427.683 | -25.512 | 67.68
-27.85 | 3448.354 | -25.353 | 68.726
-27.697 | 3466.587 | -25.193 | 70.008
-27.544 | 3486.032 | -25.033 | 71.168
-27.39 | 3509.564 | -25.033 | 71.168
-27.236 | 3523.747 | -24.872 | 71.688
-27.082 | 3534.784 | -24.711 | 72.334
-26.926 | 3550.536 | -24.55 | 73.417
-26.771 | 3569.914 | -24.388 | 74.693
-26.615 | 3583.16 | -24.226 | 75.102
-26.459 | 3603.597 | -24.063 | 76.072
-26.302 | 3628.159 | -24.063 | 76.072
-26.145 | 3646.355 | -23.9 | 77.053
-25.987 | 3668.185 | -23.737 | 78.189
-25.829 | 3691.897 | -23.573 | 79.264
-25.671 | 3716.844 | -23.409 | 79.865
-25.512 | 3745.426 | -23.244 | 79.461
-25.353 | 3771.499 | -23.079 | 79.381
-25.193 | 3794.607 | -22.913 | 79.445
-25.033 | 3812.811 | -22.913 | 79.445
-24.872 | 3829.53 | -22.747 | 80.303
-24.711 | 3849.644 | -22.581 | 82.283
-24.55 | 3877 | -22.414 | 84.669
-24.388 | 3888.863 | -22.247 | 87.249
-24.226 | 3909.587 | -22.08 | 89.167
-24.063 | 3929.861 | -21.912 | 90.986
-23.9 | 3956.565 | -21.744 | 92.913
-23.737 | 3979.096 | -21.744 | 92.913
-23.573 | 4008.481 | -21.575 | 94.897
-23.409 | 4033.581 | -21.406 | 95.511
-23.244 | 4058.609 | -21.236 | 96.961
-23.079 | 4077.872 | -21.066 | 99.135
-22.913 | 4102.749 | -20.896 | 100.547
-22.747 | 4128.163 | -20.725 | 102.188
-22.581 | 4152.138 | -20.725 | 102.188
-22.414 | 4170.376 | -20.554 | 104.443
-22.247 | 4190.405 | -20.383 | 106.483
-22.08 | 4213.739 | -20.211 | 108.578
-21.912 | 4236.771 | -20.039 | 110.71
-21.744 | 4255.511 | -19.866 | 112.663
-21.575 | 4275.194 | -19.693 | 115.235
-21.406 | 4299.556 | -19.52 | 118.67
-21.236 | 4323.09 | -19.52 | 118.67
-21.066 | 4339.14 | -19.346 | 123.025
-20.896 | 4356.214 | -19.172 | 126.252
-20.725 | 4378.488 | -18.998 | 128.968
-20.554 | 4399.902 | -18.823 | 132.814
-20.383 | 4418.885 | -18.648 | 137.842
-20.211 | 4440.763 | -18.472 | 142.453
-20.039 | 4462.736 | -18.472 | 142.453
-19.866 | 4481.571 | -18.297 | 146.713
-19.693 | 4495.328 | -18.12 | 151.434
-19.52 | 4509.42 | -17.944 | 155.968
-19.346 | 4525.182 | -17.767 | 159.723
-19.172 | 4541.927 | -17.59 | 164.963
-18.998 | 4564.105 | -17.412 | 169.808
-18.823 | 4586.898 | -17.234 | 175.438
-18.648 | 4608.281 | -17.234 | 175.438
-18.472 | 4630.366 | -17.056 | 181.595
-18.297 | 4653.441 | -16.877 | 187.909
-18.12 | 4674.027 | -16.698 | 194.917
-17.944 | 4695.82 | -16.519 | 202.69
-17.767 | 4720.177 | -16.339 | 210.974
-17.59 | 4747.796 | -16.159 | 219.825
-17.412 | 4770.501 | -16.159 | 219.825
-17.234 | 4791.917 | -15.978 | 229.397
-17.056 | 4812.327 | -15.798 | 238.3
-16.877 | 4834.193 | -15.617 | 245.81
-16.698 | 4856.688 | -15.435 | 254.555
-16.519 | 4882.276 | -15.254 | 264.817
-16.339 | 4901.542 | -15.072 | 275.479
-16.159 | 4923.55 | -14.89 | 285.416
-15.978 | 4945.363 | -14.89 | 285.416
-15.798 | 4961.603 | -14.707 | 297.009
-15.617 | 4984.932 | -14.524 | 309.039
-15.435 | 5014.181 | -14.341 | 320.468
-15.254 | 5034.708 | -14.158 | 332.897
-15.072 | 5050.695 | -13.974 | 345.486
-14.89 | 5064.145 | -13.79 | 356.934
-14.707 | 5079.98 | -13.605 | 369.106
-14.524 | 5097.329 | -13.605 | 369.106
-14.341 | 5112.436 | -13.421 | 382.268
-14.158 | 5127.462 | -13.236 | 397.994
-13.974 | 5143.08 | -13.051 | 413.657
-13.79 | 5155.958 | -12.865 | 430.068
-13.605 | 5173.983 | -12.679 | 447.656
-13.421 | 5188.298 | -12.493 | 465.341
-13.236 | 5202.115 | -12.493 | 465.341
-13.051 | 5216.536 | -12.307 | 482.22
-12.865 | 5235.477 | -12.12 | 498.994
-12.679 | 5249.45 | -11.934 | 517.665
-12.493 | 5256.153 | -11.746 | 537.985
-12.307 | 5264.551 | -11.559 | 556.895
-12.12 | 5280.002 | -11.372 | 578.892
-11.934 | 5291.367 | -11.184 | 605.852
-11.746 | 5299.324 | -11.184 | 605.852
-11.559 | 5306.947 | -10.996 | 632.782
-11.372 | 5314.122 | -10.807 | 659.657
-11.184 | 5326.857 | -10.619 | 689.192
-10.996 | 5342.911 | -10.43 | 718.798
-10.807 | 5350.979 | -10.241 | 750.526
-10.619 | 5365.966 | -10.052 | 785.661
-10.43 | 5386.451 | -10.052 | 785.661
-10.241 | 5397.169 | -9.862 | 820.913
-10.052 | 5408.292 | -9.673 | 858.396
-9.862 | 5424.197 | -9.483 | 900.08
-9.673 | 5431.119 | -9.293 | 946.238
-9.483 | 5438.955 | -9.102 | 995.138
-9.293 | 5459.05 | -8.912 | 1046.427
-9.102 | 5470.473 | -8.721 | 1100.7
-8.912 | 5479.996 | -8.721 | 1100.7
-8.721 | 5493.413 | -8.53 | 1159.684
-8.53 | 5504.476 | -8.339 | 1220.228
-8.339 | 5514.356 | -8.148 | 1283.319
-8.148 | 5531.432 | -7.956 | 1351.118
-7.956 | 5542.138 | -7.764 | 1422.872
-7.764 | 5552.231 | -7.573 | 1500.037
-7.573 | 5562.681 | -7.573 | 1500.037
-7.381 | 5570.464 | -7.381 | 1582.825
-7.188 | 5580.176 | -7.188 | 1669.62
-6.996 | 5591.612 | -6.996 | 1765.785
-6.804 | 5600.579 | -6.804 | 1863.439
-6.611 | 5609.039 | -6.611 | 1963.746
-6.418 | 5620.441 | -6.418 | 2067.821
-6.225 | 5632.21 | -6.225 | 2176.24
-6.032 | 5636.174 | -6.225 | 2176.24
-5.839 | 5639.75 | -6.032 | 2288.817
-5.646 | 5648.467 | -5.839 | 2408.872
-5.452 | 5648.249 | -5.646 | 2534.564
-5.259 | 5652.974 | -5.452 | 2663.249
-5.065 | 5661.412 | -5.259 | 2797.401
-4.871 | 5668.593 | -5.065 | 2938.378
-4.677 | 5671.22 | -4.871 | 3077.84
-4.483 | 5679.571 | -4.871 | 3077.84
-4.289 | 5685.695 | -4.677 | 3222.133
-4.095 | 5692.057 | -4.483 | 3363.301
-3.9 | 5705.064 | -4.289 | 3509.276
-3.706 | 5710.464 | -4.095 | 3653.806
-3.511 | 5719.618 | -3.9 | 3797.678
-3.317 | 5730.307 | -3.706 | 3947.46
-3.122 | 5734.316 | -3.706 | 3947.46
-2.927 | 5730.309 | -3.511 | 4091.675
-2.732 | 5728.296 | -3.317 | 4235.097
-2.537 | 5725.232 | -3.122 | 4377.798
-2.342 | 5724.368 | -2.927 | 4511.878
-2.147 | 5718.924 | -2.732 | 4641.593
-1.952 | 5716.32 | -2.537 | 4761.724
-1.757 | 5716.567 | -2.342 | 4880.979
-1.562 | 5723.213 | -2.342 | 4880.979
-1.367 | 5722.147 | -2.147 | 4991.123
-1.172 | 5713.308 | -1.952 | 5103.576
-0.976 | 5690.059 | -1.757 | 5202.931
-0.781 | 5676.815 | -1.562 | 5291.124
-0.586 | 5674.085 | -1.367 | 5372.489
-0.391 | 5671.207 | -1.172 | 5448.843
-0.195 | 5670.911 | -1.172 | 5448.843
0 | 5673.306 | -0.976 | 5516.329
0.195 | 5671.091 | -0.781 | 5582
0.391 | 5660.342 | -0.586 | 5622.706
0.586 | 5650.69 | -0.391 | 5649.754
0.781 | 5647.83 | -0.195 | 5659.561
0.976 | 5647.538 | 0 | 5673.306
1.172 | 5644.516 | 0.195 | 5661.986
1.367 | 5646.751 | 0.195 | 5661.986
1.562 | 5649.448 | 0.391 | 5652.567
1.757 | 5648.414 | 0.586 | 5615.679
1.952 | 5645.577 | 0.781 | 5579.505
2.147 | 5647.058 | 0.976 | 5533.243
2.342 | 5647.013 | 1.172 | 5483.496
2.537 | 5646.453 | 1.367 | 5418.01
2.732 | 5644.809 | 1.367 | 5418.01
2.927 | 5644.358 | 1.562 | 5341.887
3.122 | 5637.504 | 1.757 | 5242.954
3.317 | 5627.881 | 1.952 | 5134.784
3.511 | 5622.733 | 2.147 | 5022.411
3.706 | 5616.584 | 2.342 | 4913.529
3.9 | 5601.213 | 2.537 | 4794.692
4.095 | 5588.23 | 2.732 | 4661.116
4.289 | 5576.871 | 2.732 | 4661.116
4.483 | 5562.718 | 2.927 | 4520.657
4.677 | 5554.832 | 3.122 | 4380.693
4.871 | 5556.043 | 3.317 | 4234.275
5.065 | 5557.19 | 3.511 | 4086.783
5.259 | 5551.365 | 3.706 | 3939.79
5.452 | 5544.098 | 3.9 | 3791.747
5.646 | 5534.638 | 4.095 | 3640.079
5.839 | 5525.834 | 4.095 | 3640.079
6.032 | 5515.388 | 4.289 | 3494.574
6.225 | 5503.605 | 4.483 | 3342.56
6.418 | 5492.271 | 4.677 | 3193.858
6.611 | 5479.407 | 4.871 | 3042.593
6.804 | 5467.537 | 5.065 | 2894.14
6.996 | 5454.624 | 5.259 | 2750.512
7.188 | 5448.933 | 5.259 | 2750.512
7.381 | 5442.931 | 5.452 | 2616.582
7.573 | 5441.396 | 5.646 | 2482.944
7.764 | 5432.548 | 5.839 | 2362.632
7.956 | 5412.346 | 6.032 | 2248.377
8.148 | 5392.027 | 6.225 | 2130.381
8.339 | 5371.672 | 6.418 | 2015.57
8.53 | 5345.433 | 6.611 | 1905.567
8.721 | 5322.764 | 6.611 | 1905.567
8.912 | 5310.562 | 6.804 | 1800.124
9.102 | 5290.45 | 6.996 | 1704.136
9.293 | 5267.633 | 7.188 | 1614.761
9.483 | 5243.151 | 7.381 | 1526.106
9.673 | 5227.348 | 7.573 | 1441.308
9.862 | 5216.904 | 7.764 | 1363.209
10.052 | 5199.259 | 7.764 | 1363.209
10.241 | 5186.398 | 7.956 | 1288.59
10.43 | 5173.172 | 8.148 | 1216.273
10.619 | 5158.891 | 8.339 | 1150.468
10.807 | 5140.929 | 8.53 | 1088.745
10.996 | 5135.524 | 8.721 | 1029.883
11.184 | 5133.66 | 8.912 | 976.822
11.372 | 5126.59 | 9.102 | 928.36
11.559 | 5112.292 | 9.102 | 928.36
11.746 | 5096.611 | 9.293 | 880.577
11.934 | 5081.016 | 9.483 | 836.333
12.12 | 5057.735 | 9.673 | 795.149
12.307 | 5039.035 | 9.862 | 756.761
12.493 | 5027.667 | 10.052 | 718.698
12.679 | 5021.093 | 10.241 | 683.779
12.865 | 5019.284 | 10.43 | 650.429
13.051 | 5021.459 | 10.43 | 650.429
13.236 | 5015.4 | 10.619 | 620.581
13.421 | 5007.479 | 10.807 | 591.809
13.605 | 4998.298 | 10.996 | 567.077
13.79 | 4985.653 | 11.184 | 541.003
13.974 | 4967.759 | 11.372 | 517.989
14.158 | 4949.62 | 11.559 | 496.298
14.341 | 4934.784 | 11.559 | 496.298
14.524 | 4922.11 | 11.746 | 476.674
14.707 | 4912.225 | 11.934 | 456.717
14.89 | 4898.469 | 12.12 | 437
15.072 | 4885.226 | 12.307 | 419.277
15.254 | 4872.454 | 12.493 | 401.906
15.435 | 4857.273 | 12.679 | 384.231
15.617 | 4837.569 | 12.865 | 367.999
15.798 | 4812.635 | 12.865 | 367.999
15.978 | 4790.003 | 13.051 | 353.098
16.159 | 4770.754 | 13.236 | 339.07
16.339 | 4749.958 | 13.421 | 326.462
16.519 | 4733.4 | 13.605 | 314.996
16.698 | 4721.918 | 13.79 | 303.635
16.877 | 4709.685 | 13.974 | 293.35
17.056 | 4690.396 | 13.974 | 293.35
17.234 | 4671.925 | 14.158 | 281.608
17.412 | 4659.668 | 14.341 | 272.741
17.59 | 4652.028 | 14.524 | 264.28
17.767 | 4637.379 | 14.707 | 256.487
17.944 | 4622.737 | 14.89 | 247.54
18.12 | 4608.795 | 15.072 | 238.46
18.297 | 4594.309 | 15.254 | 229.323
18.472 | 4579.044 | 15.254 | 229.323
18.648 | 4564.962 | 15.435 | 221.583
18.823 | 4546.5 | 15.617 | 213.853
18.998 | 4525.269 | 15.798 | 207.253
19.172 | 4504.612 | 15.978 | 202.212
19.346 | 4482.37 | 16.159 | 197.242
19.52 | 4470.294 | 16.339 | 190.932
19.693 | 4457.105 | 16.339 | 190.932
19.866 | 4439.791 | 16.519 | 183.945
20.039 | 4418.813 | 16.698 | 177.049
20.211 | 4402.078 | 16.877 | 170.624
20.383 | 4378.422 | 17.056 | 164.276
20.554 | 4355.184 | 17.234 | 158.467
20.725 | 4338.802 | 17.412 | 154.925
20.896 | 4318.721 | 17.59 | 150.708
21.066 | 4297.937 | 17.59 | 150.708
21.236 | 4282.413 | 17.767 | 147.191
21.406 | 4267.839 | 17.944 | 143.125
21.575 | 4246.038 | 18.12 | 139.569
21.744 | 4225.872 | 18.297 | 135.346
21.912 | 4208.05 | 18.472 | 131.571
22.08 | 4190.681 | 18.648 | 127.383
22.247 | 4174.307 | 18.823 | 123.482
22.414 | 4152.555 | 18.823 | 123.482
22.581 | 4125.326 | 18.998 | 118.935
22.747 | 4102.915 | 19.172 | 118.095
22.913 | 4086.204 | 19.346 | 116.541
23.079 | 4073.957 | 19.52 | 114.433
23.244 | 4062.932 | 19.693 | 112.313
23.409 | 4048.607 | 19.866 | 110.614
23.573 | 4032.598 | 19.866 | 110.614
23.737 | 4016.42 | 20.039 | 106.465
23.9 | 3996.461 | 20.211 | 104.738
24.063 | 3980.63 | 20.383 | 103.253
24.226 | 3966.507 | 20.554 | 101.337
24.388 | 3955.064 | 20.725 | 98.851
24.55 | 3930.953 | 20.896 | 97.437
24.711 | 3908.262 | 21.066 | 94.274
24.872 | 3888.116 | 21.066 | 94.274
25.033 | 3865.311 | 21.236 | 90.937
25.193 | 3845.387 | 21.406 | 89.02
25.353 | 3829.972 | 21.575 | 88.021
25.512 | 3809.166 | 21.744 | 86.878
25.671 | 3786.592 | 21.912 | 86.109
25.829 | 3775.569 | 22.08 | 84.761
25.987 | 3761.334 | 22.08 | 84.761
26.145 | 3745.8 | 22.247 | 83.736
26.302 | 3727.546 | 22.414 | 81.074
26.459 | 3710.401 | 22.581 | 79.607
26.615 | 3686.561 | 22.747 | 78.165
26.771 | 3664.121 | 22.913 | 77.086
26.926 | 3644.663 | 23.079 | 75.003
27.082 | 3627.73 | 23.244 | 73.816
27.236 | 3607.005 | 23.244 | 73.816
27.39 | 3587.191 | 23.409 | 72.782
27.544 | 3571.023 | 23.573 | 71.453
27.697 | 3556.867 | 23.737 | 69.897
27.85 | 3540.88 | 23.9 | 69.001
28.003 | 3525.01 | 24.063 | 67.48
28.155 | 3505.801 | 24.226 | 66.623
28.306 | 3483.715 | 24.226 | 66.623
28.458 | 3461.531 | 24.388 | 66.035
28.608 | 3438.754 | 24.55 | 65.701
28.759 | 3415.376 | 24.711 | 65.346
28.909 | 3399.507 | 24.872 | 65.044
29.058 | 3383.754 | 25.033 | 64.2
29.207 | 3363.743 | 25.193 | 62.714
29.356 | 3343.163 | 25.353 | 61.891
29.504 | 3325.621 | 25.353 | 61.891
29.651 | 3306.133 | 25.512 | 60.667
29.799 | 3291.352 | 25.671 | 58.846
29.946 | 3280.658 | 25.829 | 58.17
30.092 | 3266.275 | 25.987 | 57.507
30.238 | 3251.441 | 26.145 | 56.418
30.384 | 3236.02 | 26.302 | 55.243
30.529 | 3221.717 | 26.459 | 55.198
30.673 | 3204.952 | 26.459 | 55.198
30.818 | 3185.516 | 26.615 | 54.978
30.962 | 3163.44 | 26.771 | 53.997
31.105 | 3142.793 | 26.926 | 53.262
31.248 | 3123.617 | 27.082 | 52.403
31.39 | 3100.986 | 27.236 | 51.832
31.533 | 3075.278 | 27.39 | 50.663
31.674 | 3051.891 | 27.39 | 50.663
31.815 | 3027.989 | 27.544 | 49.841
31.956 | 3003.315 | 27.697 | 49.312
32.097 | 2981.73 | 27.85 | 49.22
32.237 | 2956.22 | 28.003 | 49.348
32.376 | 2927.925 | 28.155 | 49.255
32.515 | 2899.792 | 28.306 | 49.039
32.654 | 2873.524 | 28.458 | 48.291
32.792 | 2845.729 | 28.458 | 48.291
32.93 | 2816.568 | 28.608 | 47.413
33.067 | 2790.219 | 28.759 | 47.042
33.204 | 2760.384 | 28.909 | 46.254
33.341 | 2728.093 | 29.058 | 45.708
33.477 | 2697.314 | 29.207 | 45.094
33.613 | 2667.791 | 29.356 | 44.329
33.748 | 2634.156 | 29.356 | 44.329
33.883 | 2597.215 | 29.504 | 42.568
34.017 | 2559.147 | 29.651 | 42.481
34.151 | 2515.395 | 29.799 | 42.393
34.285 | 2470.752 | 29.946 | 42.197
34.418 | 2434.976 | 30.092 | 41.25
34.55 | 2402.032 | 30.238 | 41.455
34.683 | 2366.25 | 30.384 | 40.971
34.814 | 2329.568 | 30.384 | 40.971
34.946 | 2298.2 | 30.529 | 39.919
35.077 | 2262.657 | 30.673 | 39.27
35.208 | 2221.757 | 30.818 | 39.316
35.338 | 2183.015 | 30.962 | 38.966
35.467 | 2147.945 | 31.105 | 38.546
35.597 | 2109.532 | 31.248 | 39.209
35.726 | 2069.05 | 31.248 | 39.209
35.854 | 2029.075 | 31.39 | 38.541
35.982 | 1988.786 | 31.533 | 38.807
36.11 | 1943.956 | 31.674 | 38.422
36.237 | 1903.237 | 31.815 | 37.717
36.364 | 1863.625 | 31.956 | 37.029
36.491 | 1825.806 | 32.097 | 35.991
36.617 | 1784.163 | 32.237 | 34.394
36.742 | 1746.101 | 32.237 | 34.394
36.867 | 1705.869 | 32.376 | 33.219
36.992 | 1665.086 | 32.515 | 33.535
37.117 | 1621.38 | 32.654 | 33.134
37.241 | 1579.623 | 32.792 | 33.615
37.364 | 1538.73 | 32.93 | 32.389
37.487 | 1503.569 | 33.067 | 32.447
37.61 | 1466.134 | 33.204 | 31.889
37.733 | 1422.434 | 33.204 | 31.889
37.855 | 1381.58 | 33.341 | 31.374
37.976 | 1346.962 | 33.477 | 31.211
38.097 | 1312.66 | 33.613 | 31.742
38.218 | 1277.501 | 33.748 | 31.29
38.338 | 1241.832 | 33.883 | 30.784
38.458 | 1207.755 | 34.017 | 30.565
38.578 | 1169.555 | 34.017 | 30.565
38.697 | 1135.491 | 34.151 | 30.148
38.816 | 1098.532 | 34.285 | 30.194
38.934 | 1060.845 | 34.418 | 29.326
39.052 | 1026.828 | 34.55 | 29.268
39.17 | 993.679 | 34.683 | 29.009
39.287 | 960.439 | 34.814 | 28.322
39.404 | 926.384 | 34.946 | 27.779
39.52 | 895.626 | 34.946 | 27.779
39.636 | 865.706 | 35.077 | 28.064
39.752 | 839.571 | 35.208 | 28.352
39.752 | 813.009 | 35.338 | 28.157
39.867 | 784.476 | 35.467 | 28.037
39.982 | 754.956 | 35.597 | 28.096
40.096 | 728.112 | 35.726 | 27.533
40.211 | 702.244 | 35.726 | 27.533
40.324 | 678.817 | 35.854 | 27.927
40.438 | 657.506 | 35.982 | 28.011
40.551 | 636.484 | 36.11 | 28.831
40.663 | 613.489 | 36.237 | 27.889
40.775 | 590.802 | 36.364 | 27.388
40.887 | 567.842 | 36.491 | 27.66
40.999 | 546.255 | 36.617 | 28.616
455.669
323.389
196.583
73.469
0
0
0

## Vivid V80 (hidden)
Selador | Lamp |  | Wattage
Vivid | Lumileds K2 |  | 122 |  | Note: Owing to the variability of LEDs, output data and color matches should be viewed as approximate
Note: All data taken with room temperature fixture
| Beam Angle | Field Angle
Horizontal | 13.6 | 26.5
| Accessory Lens | Candela | Field Lumens | Beam Lumens | Lens Efficiency | Efficacy
| V80 | 4500 | 1070 | 580 | 95.11% | 8.7705
| For Field diameter at any distance, multiply distance by |  |  |  | 0.47094
| For Beam diameter at any distance, multiply distance by |  |  |  | 0.23849
| Throw Distance (ft) | 10 | 15 | 20 | 25
| Throw Distance (m) | 3.048 | 4.572 | 6.096 | 7.62
| Field Diameter (ft) | 4.7094 | 7.0641 | 9.4187 | 11.7734
| Field Diameter (m) | 1.4354 | 2.1531 | 2.8708 | 3.5885
| Illuminance (fc) | 45 | 20 | 11.25 | 7.2
| Illuminance (lux) | 484.3755 | 215.278 | 121.0939 | 77.5001
Test Distance | Iso-Illuminance Diagram grid lines
52 | 10 | 20 | 30 | 40
| 0.19231 | 0.38462 | 0.57692 | 0.76923
| Beam Angle | Field Angle
Vertical | 65.4 | 80.3
| For Field diameter at any distance, multiply distance by |  |  |  | 1.6871
| For Beam diameter at any distance, multiply distance by |  |  |  | 1.284
| Throw Distance (ft) | 10 | 15 | 20 | 25
| Throw Distance (m) | 3.048 | 4.572 | 6.096 | 7.62
| Field Diameter (ft) | 16.8714 | 25.3071 | 33.7428 | 42.1785
| Field Diameter (m) | 5.1424 | 7.7136 | 10.2848 | 12.856
| Illuminance (fc) | 45 | 20 | 11.25 | 7.2
| Illuminance (lux) | 484.3755 | 215.278 | 121.0939 | 77.5001
| X |  | Y
-40.999 | 0 | -41.11 | 386.141
-40.887 | 0 | -40.999 | 392.814
-40.775 | 0 | -40.887 | 401.131
-40.663 | 3.969 | -40.775 | 413.818
-40.551 | 9.098 | -40.663 | 429.098
-40.438 | 14.049 | -40.551 | 444.72
-40.324 | 20.108 | -40.438 | 458.823
-40.211 | 23.554 | -40.324 | 474.871
-40.096 | 23.838 | -40.211 | 490.124
-39.982 | 24.92 | -40.096 | 504.253
-39.867 | 25.867 | -39.982 | 520.233
-39.752 | 24.609 | -39.867 | 537.788
-39.636 | 24.334 | -39.752 | 552.685
-39.52 | 24.574 | -39.636 | 567.937
-39.404 | 25.353 | -39.52 | 583.176
-39.287 | 24.897 | -39.404 | 601.795
-39.17 | 24.475 | -39.287 | 623.652
-39.052 | 24.412 | -39.17 | 647.985
-38.934 | 25.056 | -39.052 | 672.535
-38.816 | 26.367 | -38.934 | 701.184
-38.697 | 27.197 | -38.816 | 725.755
-38.578 | 26.627 | -38.697 | 748.551
-38.458 | 27.476 | -38.578 | 772.585
-38.338 | 28.488 | -38.458 | 798.212
-38.218 | 28.175 | -38.338 | 822.765
-38.097 | 28.434 | -38.218 | 849.717
-37.976 | 28.434 | -38.097 | 876.811
-37.855 | 27.421 | -37.976 | 904.583
-37.733 | 27.398 | -37.855 | 934.794
-37.61 | 27.095 | -37.733 | 965.922
-37.487 | 27.184 | -37.61 | 1001.157
-37.364 | 27.464 | -37.487 | 1035.861
-37.241 | 28.043 | -37.364 | 1069.983
-37.117 | 28.752 | -37.241 | 1103.256
-36.992 | 28.856 | -37.117 | 1136.647
-36.867 | 29.202 | -36.992 | 1167.216
-36.742 | 30.163 | -36.867 | 1199.143
-36.617 | 30.579 | -36.742 | 1234.615
-36.491 | 30.589 | -36.617 | 1268.245
-36.364 | 30.254 | -36.491 | 1305.099
-36.237 | 29.341 | -36.364 | 1345.181
-36.11 | 29.041 | -36.237 | 1384.745
-35.982 | 29.423 | -36.11 | 1420.117
-35.854 | 30.296 | -35.982 | 1459.988
-35.726 | 31.081 | -35.854 | 1499.838
-35.597 | 31.498 | -35.726 | 1537.337
-35.467 | 30.423 | -35.597 | 1576.202
-35.338 | 30.583 | -35.467 | 1615.283
-35.208 | 30.791 | -35.338 | 1649.291
-35.077 | 33.146 | -35.208 | 1683.862
-34.946 | 34.522 | -35.077 | 1720.654
-34.814 | 34.107 | -34.946 | 1755.131
-34.683 | 32.648 | -34.814 | 1792.957
-34.55 | 32.839 | -34.683 | 1826.31
-34.418 | 32.535 | -34.55 | 1860.682
-34.285 | 31.889 | -34.418 | 1893.615
-34.151 | 32.545 | -34.285 | 1933.014
-34.017 | 34.289 | -34.151 | 1969.616
-33.883 | 34.756 | -34.017 | 2004.166
-33.748 | 35.171 | -33.883 | 2037.855
-33.613 | 35.917 | -33.748 | 2070.789
-33.477 | 36.226 | -33.613 | 2097.004
-33.341 | 36.008 | -33.477 | 2125.431
-33.204 | 35.651 | -33.341 | 2150.189
-33.067 | 36.096 | -33.204 | 2174.949
-32.93 | 36.772 | -33.067 | 2202.372
-32.792 | 36.508 | -32.93 | 2226.771
-32.654 | 37.104 | -32.792 | 2251.618
-32.515 | 37.256 | -32.654 | 2277.648
-32.376 | 37.038 | -32.515 | 2297.24
-32.237 | 37.554 | -32.376 | 2316.121
-32.097 | 39.638 | -32.237 | 2338.124
-31.956 | 41.158 | -32.097 | 2357.939
-31.815 | 41.196 | -31.956 | 2380.113
-31.674 | 42.042 | -31.815 | 2401.495
-31.533 | 42.074 | -31.674 | 2414.835
-31.39 | 42.284 | -31.533 | 2428.143
-31.248 | 41.205 | -31.39 | 2440.706
-31.105 | 41.24 | -31.248 | 2459.919
-30.962 | 42.065 | -31.105 | 2478.386
-30.818 | 43.495 | -30.962 | 2496.291
-30.673 | 44.28 | -30.818 | 2510.712
-30.529 | 44.646 | -30.673 | 2523.894
-30.384 | 44.965 | -30.529 | 2529.848
-30.238 | 45.066 | -30.384 | 2540.005
-30.092 | 45.101 | -30.238 | 2553.878
-29.946 | 44.838 | -30.092 | 2566.883
-29.799 | 45.043 | -29.946 | 2579.182
-29.651 | 46.176 | -29.799 | 2592.945
-29.504 | 47.802 | -29.651 | 2603.3
-29.356 | 48.828 | -29.504 | 2618.698
-29.207 | 49.053 | -29.356 | 2634.262
-29.058 | 48.924 | -29.207 | 2649.822
-28.909 | 49.476 | -29.058 | 2667.724
-28.759 | 48.996 | -28.909 | 2683.123
-28.608 | 48.806 | -28.759 | 2695.869
-28.458 | 49.698 | -28.608 | 2706.138
-28.306 | 51.191 | -28.458 | 2717.064
-28.155 | 52.51 | -28.306 | 2727.256
-28.003 | 53.637 | -28.155 | 2739.315
-27.85 | 54.734 | -28.003 | 2752.229
-27.697 | 55.821 | -27.85 | 2764.165
-27.544 | 56.422 | -27.697 | 2778.528
-27.39 | 56.978 | -27.544 | 2793.959
-27.236 | 56.899 | -27.39 | 2809.888
-27.082 | 57.625 | -27.236 | 2826.233
-26.926 | 57.602 | -27.082 | 2841.673
-26.771 | 58.203 | -26.926 | 2858.644
-26.615 | 58.856 | -26.771 | 2875.902
-26.459 | 60.045 | -26.615 | 2894.22
-26.302 | 60.379 | -26.459 | 2913.103
-26.145 | 62.088 | -26.302 | 2931.16
-25.987 | 62.43 | -26.145 | 2944.954
-25.829 | 63.072 | -25.987 | 2962.798
-25.671 | 64.202 | -25.829 | 2981.548
-25.512 | 65.361 | -25.671 | 2996.366
-25.353 | 65.703 | -25.512 | 3008.885
-25.193 | 67.427 | -25.353 | 3025.799
-25.033 | 69.454 | -25.193 | 3041.577
-24.872 | 70.074 | -25.033 | 3057.444
-24.711 | 71.021 | -24.872 | 3073.122
-24.55 | 71.225 | -24.711 | 3091.11
-24.388 | 71.153 | -24.55 | 3108.491
-24.226 | 71.74 | -24.388 | 3131.07
-24.063 | 73.086 | -24.226 | 3148.099
-23.9 | 74.169 | -24.063 | 3163.61
-23.737 | 75.985 | -23.9 | 3176.263
-23.573 | 77.302 | -23.737 | 3190.463
-23.409 | 77.516 | -23.573 | 3205.888
-23.244 | 78.568 | -23.409 | 3222.113
-23.079 | 79.969 | -23.244 | 3237.576
-22.913 | 81.75 | -23.079 | 3252.235
-22.747 | 83.625 | -22.913 | 3261.7
-22.581 | 85.539 | -22.747 | 3271.42
-22.414 | 86.125 | -22.581 | 3285.495
-22.247 | 87.337 | -22.414 | 3302.633
-22.08 | 87.983 | -22.247 | 3319.64
-21.912 | 89.424 | -22.08 | 3342.283
-21.744 | 91.08 | -21.912 | 3356.795
-21.575 | 93.139 | -21.744 | 3374.088
-21.406 | 94.842 | -21.575 | 3389.775
-21.236 | 96.927 | -21.406 | 3406.331
-21.066 | 98.964 | -21.236 | 3419.366
-20.896 | 101.125 | -21.066 | 3432.927
-20.725 | 103.289 | -20.896 | 3445.582
-20.554 | 104.68 | -20.725 | 3460.696
-20.383 | 106.096 | -20.554 | 3474.042
-20.211 | 107.789 | -20.383 | 3487.643
-20.039 | 110.375 | -20.211 | 3502.15
-19.866 | 113.646 | -20.039 | 3511.14
-19.693 | 116.663 | -19.866 | 3520.581
-19.52 | 120.127 | -19.693 | 3536.217
-19.346 | 123.602 | -19.52 | 3553.024
-19.172 | 126.893 | -19.346 | 3569.705
-18.998 | 130.444 | -19.172 | 3580.623
-18.823 | 134.284 | -18.998 | 3596.704
-18.648 | 138.494 | -18.823 | 3610.791
-18.472 | 142.729 | -18.648 | 3634.049
-18.297 | 146.81 | -18.472 | 3651.145
-18.12 | 151.498 | -18.297 | 3669.359
-17.944 | 156.692 | -18.12 | 3677.318
-17.767 | 161.183 | -17.944 | 3692
-17.59 | 165.571 | -17.767 | 3707.762
-17.412 | 169.409 | -17.59 | 3723.766
-17.234 | 175.9 | -17.412 | 3739.038
-17.056 | 183.181 | -17.234 | 3757.053
-16.877 | 190.36 | -17.056 | 3770.48
-16.698 | 197.771 | -16.877 | 3785.574
-16.519 | 204.404 | -16.698 | 3799.518
-16.339 | 212.04 | -16.519 | 3816.929
-16.159 | 219.028 | -16.339 | 3833.752
-15.978 | 226.387 | -16.159 | 3850.463
-15.798 | 233.991 | -15.978 | 3869.326
-15.617 | 243.08 | -15.798 | 3889.346
-15.435 | 251.522 | -15.617 | 3906.965
-15.254 | 260.435 | -15.435 | 3922.823
-15.072 | 270.584 | -15.254 | 3934.806
-14.89 | 281.885 | -15.072 | 3950.335
-14.707 | 294.635 | -14.89 | 3966.883
-14.524 | 307.771 | -14.707 | 3980.155
-14.341 | 321.672 | -14.524 | 3994.061
-14.158 | 336.166 | -14.341 | 4012.497
-13.974 | 351.188 | -14.158 | 4025.704
-13.79 | 367.675 | -13.974 | 4037.529
-13.605 | 383.444 | -13.79 | 4048.303
-13.421 | 401.166 | -13.605 | 4061.143
-13.236 | 421.956 | -13.421 | 4073.658
-13.051 | 441.598 | -13.236 | 4090.495
-12.865 | 461.596 | -13.051 | 4106.096
-12.679 | 483.875 | -12.865 | 4122.416
-12.493 | 507.2 | -12.679 | 4139.825
-12.307 | 533.766 | -12.493 | 4158.29
-12.12 | 561.671 | -12.307 | 4171.135
-11.934 | 590.983 | -12.12 | 4181.808
-11.746 | 621.444 | -11.934 | 4194.202
-11.559 | 654.584 | -11.746 | 4209.829
-11.372 | 690.24 | -11.559 | 4221.392
-11.184 | 728.74 | -11.372 | 4236.714
-10.996 | 771.285 | -11.184 | 4248.669
-10.807 | 814.902 | -10.996 | 4254.408
-10.619 | 857.823 | -10.807 | 4261.353
-10.43 | 901.221 | -10.619 | 4266.376
-10.241 | 946.916 | -10.43 | 4278.04
-10.052 | 997.395 | -10.241 | 4294.625
-9.862 | 1052.609 | -10.052 | 4310.431
-9.673 | 1110.845 | -9.862 | 4325.145
-9.483 | 1168.007 | -9.673 | 4332.44
-9.293 | 1226.081 | -9.483 | 4338.074
-9.102 | 1287.284 | -9.293 | 4338.438
-8.912 | 1354.236 | -9.102 | 4344.831
-8.721 | 1424.45 | -8.912 | 4346.201
-8.53 | 1495.867 | -8.721 | 4354.499
-8.339 | 1568.403 | -8.53 | 4358.389
-8.148 | 1643.86 | -8.339 | 4369.239
-7.956 | 1717.469 | -8.148 | 4380.233
-7.764 | 1796.237 | -7.956 | 4393.198
-7.573 | 1880.31 | -7.764 | 4402.402
-7.381 | 1964.032 | -7.573 | 4407.037
-7.188 | 2047.527 | -7.381 | 4417.268
-6.996 | 2138.06 | -7.188 | 4417.748
-6.804 | 2228.735 | -6.996 | 4422.137
-6.611 | 2317.779 | -6.804 | 4428.325
-6.418 | 2409.951 | -6.611 | 4427.868
-6.225 | 2505.067 | -6.418 | 4420.536
-6.032 | 2597.644 | -6.225 | 4416.578
-5.839 | 2684.718 | -6.032 | 4403.868
-5.646 | 2778.252 | -5.839 | 4402.32
-5.452 | 2869.147 | -5.646 | 4410.37
-5.259 | 2963.386 | -5.452 | 4410.793
-5.065 | 3058.669 | -5.259 | 4419.038
-4.871 | 3155.913 | -5.065 | 4435.042
-4.677 | 3247.23 | -4.871 | 4436.861
-4.483 | 3338.504 | -4.677 | 4442.897
-4.289 | 3426.306 | -4.483 | 4446.373
-4.095 | 3511.535 | -4.289 | 4448.022
-3.9 | 3603.819 | -4.095 | 4448.045
-3.706 | 3691.369 | -3.9 | 4453.661
-3.511 | 3776.672 | -3.706 | 4451.275
-3.317 | 3855.716 | -3.511 | 4460.709
-3.122 | 3929.16 | -3.317 | 4467.357
-2.927 | 3997.19 | -3.122 | 4467.748
-2.732 | 4064.799 | -2.927 | 4473.688
-2.537 | 4126.7 | -2.732 | 4471.002
-2.342 | 4187.576 | -2.537 | 4463.788
-2.147 | 4244.088 | -2.342 | 4463.737
-1.952 | 4296.593 | -2.147 | 4468.102
-1.757 | 4341.149 | -1.952 | 4471.522
-1.562 | 4384.203 | -1.757 | 4472.999
-1.367 | 4415.153 | -1.562 | 4475.643
-1.172 | 4433.691 | -1.367 | 4478.857
-0.976 | 4441.7 | -1.172 | 4483.985
-0.781 | 4452.468 | -0.976 | 4491.639
-0.586 | 4466.699 | -0.781 | 4505.281
-0.391 | 4482.581 | -0.586 | 4507.531
-0.195 | 4493.197 | -0.391 | 4507.832
0 | 4496.126 | -0.195 | 4498.283
0.195 | 4494.86 | 0 | 4496.126
0.391 | 4486.031 | 0.195 | 4490.536
0.586 | 4468.473 | 0.391 | 4487.805
0.781 | 4454.27 | 0.586 | 4484.662
0.976 | 4444.03 | 0.781 | 4482.562
1.172 | 4422.653 | 0.976 | 4485.802
1.367 | 4396.914 | 1.172 | 4493.609
1.562 | 4371.703 | 1.367 | 4501.7
1.757 | 4340.705 | 1.562 | 4502.627
1.952 | 4306.158 | 1.757 | 4499.117
2.147 | 4272.043 | 1.952 | 4501.341
2.342 | 4231.866 | 2.147 | 4497.974
2.537 | 4190.524 | 2.342 | 4501.317
2.732 | 4138.178 | 2.537 | 4505.943
2.927 | 4077.589 | 2.732 | 4500.162
3.122 | 4008.476 | 2.927 | 4491.274
3.317 | 3940.885 | 3.122 | 4486.024
3.511 | 3867.788 | 3.317 | 4479.433
3.706 | 3798.832 | 3.511 | 4475.69
3.9 | 3719.28 | 3.706 | 4473.002
4.095 | 3638.361 | 3.9 | 4467.322
4.289 | 3557.895 | 4.095 | 4466.157
4.483 | 3476.475 | 4.289 | 4470.466
4.677 | 3391.515 | 4.483 | 4462.947
4.871 | 3312.565 | 4.677 | 4461.15
5.065 | 3229.214 | 4.871 | 4451.206
5.259 | 3138.157 | 5.065 | 4447.115
5.452 | 3047.259 | 5.259 | 4446.153
5.646 | 2953.741 | 5.452 | 4446.222
5.839 | 2861.272 | 5.646 | 4442.529
6.032 | 2768.002 | 5.839 | 4438.918
6.225 | 2677.203 | 6.032 | 4434.36
6.418 | 2586.135 | 6.225 | 4428.681
6.611 | 2495.439 | 6.418 | 4423.275
6.804 | 2408.984 | 6.611 | 4417.844
6.996 | 2322.823 | 6.804 | 4414.326
7.188 | 2235.899 | 6.996 | 4416.482
7.381 | 2146.778 | 7.188 | 4416.613
7.573 | 2062.486 | 7.381 | 4409.68
7.764 | 1978.219 | 7.573 | 4400.578
7.956 | 1894.438 | 7.764 | 4396.219
8.148 | 1814.538 | 7.956 | 4385.252
8.339 | 1735.909 | 8.148 | 4376.418
8.53 | 1657.475 | 8.339 | 4371.557
8.721 | 1581.611 | 8.53 | 4361.656
8.912 | 1510.448 | 8.721 | 4356.164
9.102 | 1440.734 | 8.912 | 4348.817
9.293 | 1374.79 | 9.102 | 4337.518
9.483 | 1312.586 | 9.293 | 4325.923
9.673 | 1253.771 | 9.483 | 4315.992
9.862 | 1195.185 | 9.673 | 4303.507
10.052 | 1139.523 | 9.862 | 4289.352
10.241 | 1088.453 | 10.052 | 4277.668
10.43 | 1038.454 | 10.241 | 4266.647
10.619 | 989.864 | 10.43 | 4260.267
10.807 | 943.973 | 10.619 | 4246.279
10.996 | 899.869 | 10.807 | 4240.779
11.184 | 856.412 | 10.996 | 4231.1
11.372 | 814.678 | 11.184 | 4221.161
11.559 | 776.779 | 11.372 | 4210.255
11.746 | 741.613 | 11.559 | 4202.426
11.934 | 707.566 | 11.746 | 4186.099
12.12 | 674.301 | 11.934 | 4175.129
12.307 | 642.207 | 12.12 | 4165.423
12.493 | 611.66 | 12.307 | 4149.99
12.679 | 583.592 | 12.493 | 4138.053
12.865 | 558.453 | 12.679 | 4121.454
13.051 | 534.16 | 12.865 | 4104.348
13.236 | 511.603 | 13.051 | 4090.821
13.421 | 488.399 | 13.236 | 4086.483
13.605 | 466.004 | 13.421 | 4079.771
13.79 | 444.046 | 13.605 | 4069.112
13.974 | 422.858 | 13.79 | 4056.533
14.158 | 402.338 | 13.974 | 4039.728
14.341 | 384.303 | 14.158 | 4021.949
14.524 | 367.486 | 14.341 | 4007.361
14.707 | 351.528 | 14.524 | 3993.755
14.89 | 337.325 | 14.707 | 3976.22
15.072 | 324.642 | 14.89 | 3957.932
15.254 | 311.5 | 15.072 | 3937.929
15.435 | 299.007 | 15.254 | 3918.046
15.617 | 287.247 | 15.435 | 3897.711
15.798 | 275.523 | 15.617 | 3881.089
15.978 | 264.942 | 15.798 | 3863.027
16.159 | 254.513 | 15.978 | 3847.443
16.339 | 244.644 | 16.159 | 3841.204
16.519 | 236.344 | 16.339 | 3837.39
16.698 | 229.768 | 16.519 | 3832.513
16.877 | 222.116 | 16.698 | 3823.109
17.056 | 215.836 | 16.877 | 3815.622
17.234 | 210.001 | 17.056 | 3804.927
17.412 | 204.567 | 17.234 | 3794.59
17.59 | 198.912 | 17.412 | 3782.985
17.767 | 193.757 | 17.59 | 3770.85
17.944 | 187.271 | 17.767 | 3758.195
18.12 | 180.377 | 17.944 | 3742.503
18.297 | 174.32 | 18.12 | 3730.007
18.472 | 169.77 | 18.297 | 3718.484
18.648 | 165.131 | 18.472 | 3703.117
18.823 | 160.922 | 18.648 | 3682.109
18.998 | 156.969 | 18.823 | 3663.07
19.172 | 152.795 | 18.998 | 3645.507
19.346 | 149.488 | 19.172 | 3639.218
19.52 | 147.005 | 19.346 | 3632.1
19.693 | 143.629 | 19.52 | 3617.357
19.866 | 139.683 | 19.693 | 3600.078
20.039 | 136.265 | 19.866 | 3584.101
20.211 | 133.161 | 20.039 | 3570.69
20.383 | 129.617 | 20.211 | 3559.08
20.554 | 126.828 | 20.383 | 3546.243
20.725 | 123.97 | 20.554 | 3536.148
20.896 | 120.942 | 20.725 | 3524.417
21.066 | 117.894 | 20.896 | 3517.525
21.236 | 114.604 | 21.066 | 3506.651
21.406 | 111.378 | 21.236 | 3494.559
21.575 | 108.993 | 21.406 | 3485.219
21.744 | 107.508 | 21.575 | 3475.522
21.912 | 105.98 | 21.744 | 3464.667
22.08 | 104.72 | 21.912 | 3449.673
22.247 | 103.382 | 22.08 | 3430.162
22.414 | 101.105 | 22.247 | 3411.906
22.581 | 98.672 | 22.414 | 3394.862
22.747 | 97.3 | 22.581 | 3377.776
22.913 | 96.557 | 22.747 | 3359.373
23.079 | 95.578 | 22.913 | 3345.596
23.244 | 94.932 | 23.079 | 3331.83
23.409 | 93.098 | 23.244 | 3321.486
23.573 | 90.621 | 23.409 | 3302.372
23.737 | 89.734 | 23.573 | 3287.708
23.9 | 89.62 | 23.737 | 3272.97
24.063 | 88.759 | 23.9 | 3260.914
24.226 | 87.838 | 24.063 | 3247.254
24.388 | 86.947 | 24.226 | 3233.689
24.55 | 85.367 | 24.388 | 3215.815
24.711 | 84.793 | 24.55 | 3196.786
24.872 | 84.14 | 24.711 | 3180.154
25.033 | 83.11 | 24.872 | 3161.103
25.193 | 81.492 | 25.033 | 3143.237
25.353 | 79.993 | 25.193 | 3124.565
25.512 | 79.331 | 25.353 | 3109.942
25.671 | 78.587 | 25.512 | 3094.117
25.829 | 77.819 | 25.671 | 3076.487
25.987 | 77.427 | 25.829 | 3055.072
26.145 | 77.088 | 25.987 | 3036.809
26.302 | 76.728 | 26.145 | 3016.793
26.459 | 75.863 | 26.302 | 2994.155
26.615 | 75.456 | 26.459 | 2973.748
26.771 | 74.696 | 26.615 | 2958.235
26.926 | 73.303 | 26.771 | 2945.827
27.082 | 72.174 | 26.926 | 2933.766
27.236 | 70.995 | 27.082 | 2917.518
27.39 | 69.391 | 27.236 | 2903.458
27.544 | 67.893 | 27.39 | 2888.387
27.697 | 67.5 | 27.544 | 2870.639
27.85 | 66.603 | 27.697 | 2854.314
28.003 | 65.415 | 27.85 | 2843.639
28.155 | 63.651 | 28.003 | 2831.919
28.306 | 63.7 | 28.155 | 2822.337
28.458 | 64.177 | 28.306 | 2813.151
28.608 | 64.494 | 28.458 | 2797.677
28.759 | 64.793 | 28.608 | 2779.787
28.909 | 65.548 | 28.759 | 2762.78
29.058 | 64.609 | 28.909 | 2741.978
29.207 | 63.265 | 29.058 | 2721.398
29.356 | 61.951 | 29.207 | 2705.794
29.504 | 61.109 | 29.356 | 2691.504
29.651 | 60.364 | 29.504 | 2681.237
29.799 | 59.401 | 29.651 | 2674.854
29.946 | 58.343 | 29.799 | 2668.272
30.092 | 57.553 | 29.946 | 2659.997
30.238 | 56.563 | 30.092 | 2645.083
30.384 | 54.744 | 30.238 | 2630.449
30.529 | 54.056 | 30.384 | 2611.737
30.673 | 54.19 | 30.529 | 2588.22
30.818 | 54.062 | 30.673 | 2567.651
30.962 | 53.757 | 30.818 | 2553.178
31.105 | 54.044 | 30.962 | 2540.005
31.248 | 54.179 | 31.105 | 2526.094
31.39 | 54.18 | 31.248 | 2515.008
31.533 | 53.801 | 31.39 | 2494.174
31.674 | 53.665 | 31.533 | 2475.23
31.815 | 53.098 | 31.674 | 2455.551
31.956 | 51.346 | 31.815 | 2435.396
32.097 | 50.032 | 31.956 | 2408.383
32.237 | 49.439 | 32.097 | 2385.405
32.376 | 49.07 | 32.237 | 2361.32
32.515 | 49.968 | 32.376 | 2336.665
32.654 | 51.315 | 32.515 | 2310.784
32.792 | 50.714 | 32.654 | 2284.358
32.93 | 49.381 | 32.792 | 2255.187
33.067 | 48.67 | 32.93 | 2221.357
33.204 | 47.81 | 33.067 | 2188.809
33.341 | 47.227 | 33.204 | 2153.161
33.477 | 47.378 | 33.341 | 2124.401
33.613 | 48.345 | 33.477 | 2091.306
33.748 | 49.008 | 33.613 | 2058.376
33.883 | 48.756 | 33.748 | 2019.877
34.017 | 47.843 | 33.883 | 1982.511
34.151 | 46.702 | 34.017 | 1947.684
34.285 | 45.966 | 34.151 | 1908.684
34.418 | 45.519 | 34.285 | 1870.268
34.55 | 45.787 | 34.418 | 1829.31
34.683 | 46.106 | 34.55 | 1788.406
34.814 | 45.401 | 34.683 | 1748.429
34.946 | 43.329 | 34.814 | 1714.702
35.077 | 39.745 | 34.946 | 1678.386
35.208 | 34.805 | 35.077 | 1638.686
35.338 | 30.353 | 35.208 | 1599.694
35.467 | 26.78 | 35.338 | 1560.581
35.597 | 24.023 | 35.467 | 1523.322
35.726 | 22.12 | 35.597 | 1484.517
35.854 | 21.603 | 35.726 | 1441.736
35.982 | 20.662 | 35.854 | 1400.779
36.11 | 19.606 | 35.982 | 1364.84
36.237 | 19.543 | 36.11 | 1325.662
36.364 | 20.488 | 36.237 | 1289.485
36.491 | 21.335 | 36.364 | 1254.71
36.617 | 22.297 | 36.491 | 1215.651
36.742 | 22.757 | 36.617 | 1175.813
36.867 | 22.138 | 36.742 | 1138.982
36.992 | 21.921 | 36.867 | 1103.933
37.117 | 24.325 | 36.992 | 1070.15
37.241 | 32.74 | 37.117 | 1039.403
37.364 | 49.518 | 37.241 | 1011.025
37.487 | 59.332 | 37.364 | 978.262
37.61 | 61.382 | 37.487 | 944.796
37.733 | 57.317 | 37.61 | 910.701
37.855 | 47.325 | 37.733 | 878.462
37.976 | 31.716 | 37.855 | 846.788
38.097 | 23.714 | 37.976 | 819.789
38.218 | 19.66 | 38.097 | 792.932
38.338 | 17.69 | 38.218 | 769.334
38.458 | 17.548 | 38.338 | 745.572
38.578 | 17.49 | 38.458 | 716.68
38.697 | 16.936 | 38.578 | 688.383
38.816 | 15.908 | 38.697 | 663.17
38.934 | 14.692 | 38.816 | 637.398
39.052 | 13.582 | 38.934 | 614.857
39.17 | 13.858 | 39.052 | 592.048
39.287 | 15.124 | 39.17 | 573.161
39.404 | 15.951 | 39.287 | 553.892
39.52 | 15.819 | 39.404 | 535.95
39.636 | 15.535 | 39.52 | 515.974
39.752 | 14.759 | 39.636 | 497.332
39.752 | 14.759 | 39.636 | 497.332
39.867 | 13.945 | 39.752 | 480.87
39.982 | 13.769 | 39.867 | 464.538
40.096 | 13.622 | 39.982 | 448.8
40.211 | 14.157 | 40.096 | 433.389
40.324 | 15.167 | 40.211 | 419.555
40.438 | 15.275 | 40.324 | 403.413
40.551 | 14.279 | 40.438 | 389.236
40.663 | 13.557 | 40.551 | 377.75
40.775 | 12.956 | 40.663 | 316.767
40.887 | 12.284 | 40.775 | 226.055
40.999 | 12.711 | 40.887 | 160.972

## Vivid V40H40 (hidden)
Selador | Lamp |  | Wattage
Vivid | Lumileds K2 |  | 122 |  | Note: Owing to the variability of LEDs, output data and color matches should be viewed as approximate
Note: All data taken with room temperature fixture
| Beam Angle | Field Angle
Horizontal | 29.2 | 44.7
| Accessory Lens | Candela | Field Lumens | Beam Lumens | Lens Efficiency | Efficacy
| H40+V40 | 4100 | 1020 | 690 | 90.67% | 8.3607
| For Field diameter at any distance, multiply distance by |  |  |  | 0.8223
| For Beam diameter at any distance, multiply distance by |  |  |  | 0.52096
| Throw Distance (ft) | 10 | 15 | 20 | 25
| Throw Distance (m) | 3.048 | 4.572 | 6.096 | 7.62
| Field Diameter (ft) | 8.223 | 12.3345 | 16.446 | 20.5575
| Field Diameter (m) | 2.5064 | 3.7596 | 5.0127 | 6.2659
| Illuminance (fc) | 41 | 18.2222 | 10.25 | 6.56
| Illuminance (lux) | 441.3199 | 196.1422 | 110.33 | 70.6112
Test Distance | Iso-Illuminance Diagram grid lines
52 | 10 | 20 | 30 | 40
| 0.19231 | 0.38462 | 0.57692 | 0.76923
| Beam Angle | Field Angle
Vertical | 28.9 | 42.6
| For Field diameter at any distance, multiply distance by |  |  |  | 0.77977
| For Beam diameter at any distance, multiply distance by |  |  |  | 0.51537
| Throw Distance (ft) | 10 | 15 | 20 | 25
| Throw Distance (m) | 3.048 | 4.572 | 6.096 | 7.62
| Field Diameter (ft) | 7.7977 | 11.6965 | 15.5953 | 19.4942
| Field Diameter (m) | 2.3767 | 3.5651 | 4.7535 | 5.9418
| Illuminance (fc) | 41 | 18.2222 | 10.25 | 6.56
| Illuminance (lux) | 441.3199 | 196.1422 | 110.33 | 70.6112
| X |  | Y
-40.551 | 29.699 | -37.364 | 63.716
-40.438 | 35.789 | -37.241 | 64.568
-40.324 | 43.312 | -37.117 | 65.103
-40.211 | 50.531 | -36.992 | 65.98
-40.096 | 50.37 | -36.992 | 65.98
-39.982 | 51.318 | -36.867 | 65.603
-39.867 | 52.286 | -36.742 | 65.524
-39.752 | 52.298 | -36.617 | 66.061
-39.636 | 52.946 | -36.491 | 67.419
-39.52 | 53.979 | -36.364 | 67.011
-39.404 | 53.709 | -36.237 | 67.187
-39.287 | 53.381 | -36.11 | 67.754
-39.17 | 53.62 | -36.11 | 67.754
-39.052 | 54.151 | -35.982 | 70.04
-38.934 | 54.352 | -35.854 | 70.976
-38.816 | 54.257 | -35.726 | 71.772
-38.697 | 54.365 | -35.597 | 72.817
-38.578 | 54.414 | -35.467 | 74.21
-38.458 | 57.001 | -35.338 | 74.261
-38.338 | 58.297 | -35.208 | 75.25
-38.218 | 58.408 | -35.208 | 75.25
-38.097 | 57.749 | -35.077 | 76.507
-37.976 | 57.039 | -34.946 | 76.015
-37.855 | 56.278 | -34.814 | 76.402
-37.733 | 57.597 | -34.683 | 76.012
-37.61 | 58.037 | -34.55 | 76.418
-37.487 | 59.083 | -34.418 | 77.659
-37.364 | 60.393 | -34.285 | 79.526
-37.241 | 61.854 | -34.285 | 79.526
-37.117 | 62.069 | -34.151 | 79.882
-36.992 | 61.901 | -34.017 | 80.136
-36.867 | 62.68 | -33.883 | 79.661
-36.742 | 62.319 | -33.748 | 79.767
-36.617 | 62.336 | -33.613 | 80.471
-36.491 | 62.085 | -33.477 | 81.311
-36.364 | 61.809 | -33.341 | 83.14
-36.237 | 61.35 | -33.341 | 83.14
-36.11 | 62.629 | -33.204 | 85.022
-35.982 | 62.795 | -33.067 | 87.427
-35.854 | 63.558 | -32.93 | 87.84
-35.726 | 65.245 | -32.792 | 88.481
-35.597 | 66.889 | -32.654 | 89.371
-35.467 | 66.515 | -32.515 | 90.459
-35.338 | 67.317 | -32.376 | 90.111
-35.208 | 67.146 | -32.376 | 90.111
-35.077 | 68.846 | -32.237 | 90.13
-34.946 | 70.454 | -32.097 | 90.445
-34.814 | 70.693 | -31.956 | 91.301
-34.683 | 71.152 | -31.815 | 91.877
-34.55 | 71.334 | -31.674 | 93.031
-34.418 | 71.587 | -31.533 | 93.346
-34.285 | 71.541 | -31.39 | 94.214
-34.151 | 71.96 | -31.39 | 94.214
-34.017 | 72.86 | -31.248 | 95.872
-33.883 | 73.8 | -31.105 | 98
-33.748 | 74.44 | -30.962 | 99.998
-33.613 | 75.121 | -30.818 | 101.977
-33.477 | 76.678 | -30.673 | 103.806
-33.341 | 76.461 | -30.529 | 104.773
-33.204 | 76.293 | -30.529 | 104.773
-33.067 | 77.255 | -30.384 | 104.824
-32.93 | 79.239 | -30.238 | 105.691
-32.792 | 80.27 | -30.092 | 106.977
-32.654 | 81.709 | -29.946 | 108.762
-32.515 | 83.133 | -29.799 | 110.954
-32.376 | 83.554 | -29.651 | 113.36
-32.237 | 84.474 | -29.504 | 115.386
-32.097 | 85.454 | -29.504 | 115.386
-31.956 | 86.468 | -29.356 | 118.021
-31.815 | 86.818 | -29.207 | 120.32
-31.674 | 87.636 | -29.058 | 123.139
-31.533 | 88.176 | -28.909 | 125.684
-31.39 | 90.227 | -28.759 | 127.24
-31.248 | 90.838 | -28.608 | 129.192
-31.105 | 92.017 | -28.458 | 132.167
-30.962 | 93.053 | -28.458 | 132.167
-30.818 | 94.516 | -28.306 | 135.197
-30.673 | 94.55 | -28.155 | 138.322
-30.529 | 96.057 | -28.003 | 141.36
-30.384 | 98.154 | -27.85 | 144.412
-30.238 | 99.802 | -27.697 | 147.478
-30.092 | 101.649 | -27.544 | 151.512
-29.946 | 104.097 | -27.39 | 155.195
-29.799 | 106.819 | -27.39 | 155.195
-29.651 | 108.651 | -27.236 | 157.98
-29.504 | 109.394 | -27.082 | 161.193
-29.356 | 110.319 | -26.926 | 164.145
-29.207 | 112.444 | -26.771 | 167.014
-29.058 | 115.234 | -26.615 | 170.363
-28.909 | 118.289 | -26.459 | 174.902
-28.759 | 120.412 | -26.302 | 179.943
-28.608 | 122.946 | -26.302 | 179.943
-28.458 | 125.315 | -26.145 | 184.273
-28.306 | 127.643 | -25.987 | 188.224
-28.155 | 129.709 | -25.829 | 192.163
-28.003 | 131.877 | -25.671 | 197.15
-27.85 | 134.388 | -25.512 | 202.775
-27.697 | 138.454 | -25.353 | 207.606
-27.544 | 142.765 | -25.193 | 212.568
-27.39 | 146.702 | -25.193 | 212.568
-27.236 | 150.745 | -25.033 | 217.938
-27.082 | 154.145 | -24.872 | 223.248
-26.926 | 156.715 | -24.711 | 228.333
-26.771 | 160.841 | -24.55 | 234.079
-26.615 | 164.197 | -24.388 | 240.424
-26.459 | 167.757 | -24.226 | 247.69
-26.302 | 172.115 | -24.226 | 247.69
-26.145 | 175.441 | -24.063 | 256.212
-25.987 | 179.962 | -23.9 | 265.251
-25.829 | 184.695 | -23.737 | 274.241
-25.671 | 192.702 | -23.573 | 282.391
-25.512 | 199.194 | -23.409 | 289.317
-25.353 | 206.217 | -23.244 | 296.246
-25.193 | 212.324 | -23.079 | 304.711
-25.033 | 219.745 | -23.079 | 304.711
-24.872 | 227.813 | -22.913 | 313.895
-24.711 | 234.637 | -22.747 | 324.163
-24.55 | 242.089 | -22.581 | 334.412
-24.388 | 249.761 | -22.414 | 346.027
-24.226 | 259.165 | -22.247 | 358.261
-24.063 | 267.516 | -22.08 | 370.585
-23.9 | 277.582 | -21.912 | 384.109
-23.737 | 289.453 | -21.912 | 384.109
-23.573 | 301.451 | -21.744 | 398.716
-23.409 | 311.515 | -21.575 | 415.69
-23.244 | 323.204 | -21.406 | 431.827
-23.079 | 335.858 | -21.236 | 447.618
-22.913 | 348.954 | -21.066 | 464.447
-22.747 | 361.444 | -20.896 | 482.016
-22.581 | 375.659 | -20.725 | 499.573
-22.414 | 391.212 | -20.725 | 499.573
-22.247 | 407.654 | -20.554 | 519.296
-22.08 | 425.218 | -20.383 | 542.644
-21.912 | 442.678 | -20.211 | 564.922
-21.744 | 460.693 | -20.039 | 588.012
-21.575 | 479.655 | -19.866 | 613.09
-21.406 | 499.056 | -19.693 | 639.457
-21.236 | 519.919 | -19.52 | 665.828
-21.066 | 542.367 | -19.52 | 665.828
-20.896 | 565.075 | -19.346 | 694.431
-20.725 | 588.38 | -19.172 | 724.916
-20.554 | 612.733 | -18.998 | 757.826
-20.383 | 637.737 | -18.823 | 790.557
-20.211 | 664.847 | -18.648 | 826.256
-20.039 | 693.156 | -18.472 | 861.748
-19.866 | 721.821 | -18.297 | 899.594
-19.693 | 752.169 | -18.297 | 899.594
-19.52 | 783.273 | -18.12 | 937.369
-19.346 | 814.502 | -17.944 | 979.003
-19.172 | 847.073 | -17.767 | 1019.603
-18.998 | 883.204 | -17.59 | 1061.659
-18.823 | 920.086 | -17.412 | 1109.739
-18.648 | 957.664 | -17.234 | 1158.72
-18.472 | 998.11 | -17.056 | 1211.658
-18.297 | 1037.644 | -17.056 | 1211.658
-18.12 | 1073.209 | -16.877 | 1265.611
-17.944 | 1113.791 | -16.698 | 1317.706
-17.767 | 1155.835 | -16.519 | 1369.076
-17.59 | 1199.088 | -16.339 | 1424.311
-17.412 | 1242.73 | -16.159 | 1479.911
-17.234 | 1293.918 | -15.978 | 1539.76
-17.056 | 1341.867 | -15.978 | 1539.76
-16.877 | 1390.752 | -15.798 | 1600.11
-16.698 | 1441.957 | -15.617 | 1661.846
-16.519 | 1492.319 | -15.435 | 1725.439
-16.339 | 1542.932 | -15.254 | 1790.002
-16.159 | 1596.189 | -15.072 | 1855.222
-15.978 | 1648.111 | -14.89 | 1919.964
-15.798 | 1698.137 | -14.707 | 1981.509
-15.617 | 1753.065 | -14.707 | 1981.509
-15.435 | 1809.471 | -14.524 | 2048.702
-15.254 | 1863.768 | -14.341 | 2116.233
-15.072 | 1915.268 | -14.158 | 2184.135
-14.89 | 1964.15 | -13.974 | 2252.744
-14.707 | 2014.88 | -13.79 | 2320.018
-14.524 | 2067.63 | -13.605 | 2387.346
-14.341 | 2121.658 | -13.421 | 2453.482
-14.158 | 2174.512 | -13.421 | 2453.482
-13.974 | 2226.797 | -13.236 | 2524.256
-13.79 | 2282.014 | -13.051 | 2587.485
-13.605 | 2338.277 | -12.865 | 2651.959
-13.421 | 2393.054 | -12.679 | 2714.303
-13.236 | 2451.226 | -12.493 | 2778.631
-13.051 | 2504.936 | -12.307 | 2839.915
-12.865 | 2558.093 | -12.12 | 2904.719
-12.679 | 2607.929 | -12.12 | 2904.719
-12.493 | 2651.403 | -11.934 | 2966.988
-12.307 | 2694.564 | -11.746 | 3024.485
-12.12 | 2738.619 | -11.559 | 3075.227
-11.934 | 2785.343 | -11.372 | 3125.611
-11.746 | 2833.452 | -11.184 | 3181.254
-11.559 | 2885.022 | -10.996 | 3234.423
-11.372 | 2932.491 | -10.807 | 3286.585
-11.184 | 2979.617 | -10.807 | 3286.585
-10.996 | 3023.74 | -10.619 | 3334.512
-10.807 | 3067.821 | -10.43 | 3383.215
-10.619 | 3118.024 | -10.241 | 3427.981
-10.43 | 3165.215 | -10.052 | 3473.426
-10.241 | 3206.362 | -9.862 | 3514.593
-10.052 | 3250.05 | -9.673 | 3550.165
-9.862 | 3291.722 | -9.483 | 3581.489
-9.673 | 3327.733 | -9.483 | 3581.489
-9.483 | 3364.267 | -9.293 | 3612.279
-9.293 | 3404.21 | -9.102 | 3644.66
-9.102 | 3442.598 | -8.912 | 3677.979
-8.912 | 3480.031 | -8.721 | 3705.837
-8.721 | 3520.063 | -8.53 | 3731.357
-8.53 | 3554.003 | -8.339 | 3759.117
-8.339 | 3582.226 | -8.148 | 3780.268
-8.148 | 3615.262 | -8.148 | 3780.268
-7.956 | 3646.673 | -7.956 | 3805.996
-7.764 | 3678.636 | -7.764 | 3827.381
-7.573 | 3715.378 | -7.573 | 3849.04
-7.381 | 3744.664 | -7.381 | 3866.216
-7.188 | 3770.09 | -7.188 | 3883.056
-6.996 | 3788.781 | -6.996 | 3891.459
-6.804 | 3811.27 | -6.996 | 3891.459
-6.611 | 3830.588 | -6.804 | 3903.432
-6.418 | 3852.71 | -6.611 | 3912.194
-6.225 | 3876.161 | -6.418 | 3915.962
-6.032 | 3892.697 | -6.225 | 3927.31
-5.839 | 3906.861 | -6.032 | 3931.489
-5.646 | 3924.246 | -5.839 | 3934.647
-5.452 | 3938.858 | -5.646 | 3938.673
-5.259 | 3952.197 | -5.646 | 3938.673
-5.065 | 3971.572 | -5.452 | 3943.957
-4.871 | 3989.21 | -5.259 | 3952.955
-4.677 | 4001.393 | -5.065 | 3971.222
-4.483 | 4015.214 | -4.871 | 3980.86
-4.289 | 4023.069 | -4.677 | 3993.568
-4.095 | 4029.595 | -4.483 | 4002.599
-3.9 | 4044.662 | -4.289 | 4005.628
-3.706 | 4050.139 | -4.289 | 4005.628
-3.511 | 4061.057 | -4.095 | 4012.795
-3.317 | 4075.887 | -3.9 | 4023.116
-3.122 | 4086.274 | -3.706 | 4032.638
-2.927 | 4085.631 | -3.511 | 4040.515
-2.732 | 4091.066 | -3.317 | 4045.316
-2.537 | 4096.137 | -3.122 | 4052.045
-2.342 | 4097.704 | -2.927 | 4055.956
-2.147 | 4093.133 | -2.927 | 4055.956
-1.952 | 4093.734 | -2.732 | 4058.764
-1.757 | 4089.16 | -2.537 | 4053.69
-1.562 | 4095.261 | -2.342 | 4056.664
-1.367 | 4098.782 | -2.147 | 4055.86
-1.172 | 4094.11 | -1.952 | 4053.031
-0.976 | 4075.773 | -1.757 | 4051.996
-0.781 | 4072.833 | -1.562 | 4058.649
-0.586 | 4072.655 | -1.562 | 4058.649
-0.391 | 4071.829 | -1.367 | 4057.963
-0.195 | 4074.485 | -1.172 | 4063.756
0 | 4078.225 | -0.976 | 4074.664
0.195 | 4075.081 | -0.781 | 4090.59
0.391 | 4067.824 | -0.586 | 4092.378
0.586 | 4061.248 | -0.391 | 4091.897
0.781 | 4062.229 | -0.195 | 4080.222
0.976 | 4061.147 | -0.195 | 4080.222
1.172 | 4056.184 | 0 | 4078.225
1.367 | 4053.428 | 0.195 | 4068.027
1.562 | 4053.21 | 0.391 | 4065.371
1.757 | 4051.149 | 0.586 | 4058.421
1.952 | 4053.573 | 0.781 | 4058.431
2.147 | 4059.582 | 0.976 | 4061.715
2.342 | 4059.776 | 1.172 | 4067.028
2.537 | 4058.387 | 1.172 | 4067.028
2.732 | 4059.306 | 1.367 | 4071.167
2.927 | 4056.512 | 1.562 | 4077.822
3.122 | 4047.354 | 1.757 | 4072.438
3.317 | 4035.817 | 1.952 | 4069.801
3.511 | 4024.056 | 2.147 | 4065.776
3.706 | 4011.302 | 2.342 | 4072.599
3.9 | 3993.378 | 2.342 | 4072.599
4.095 | 3981.57 | 2.537 | 4070.604
4.289 | 3966.386 | 2.732 | 4060.196
4.483 | 3956.557 | 2.927 | 4048.916
4.677 | 3949.435 | 3.122 | 4044.556
4.871 | 3953.458 | 3.317 | 4035.371
5.065 | 3950.021 | 3.511 | 4027.624
5.259 | 3936.155 | 3.706 | 4026.014
5.452 | 3918.938 | 3.706 | 4026.014
5.646 | 3894.308 | 3.9 | 4020.395
5.839 | 3872.08 | 4.095 | 4020.923
6.032 | 3851.101 | 4.289 | 4018.946
6.225 | 3838.611 | 4.483 | 4006.165
6.418 | 3828.618 | 4.677 | 3994.506
6.611 | 3809.48 | 4.871 | 3984.027
6.804 | 3788.778 | 5.065 | 3968.123
6.996 | 3769.096 | 5.065 | 3968.123
7.188 | 3751.799 | 5.259 | 3962.554
7.381 | 3730.726 | 5.452 | 3961.77
7.573 | 3709.36 | 5.646 | 3955.364
7.764 | 3688.936 | 5.839 | 3950.286
7.956 | 3659.869 | 6.032 | 3939.944
8.148 | 3625.962 | 6.225 | 3934.814
8.339 | 3590.295 | 6.418 | 3922.19
8.53 | 3557.585 | 6.418 | 3922.19
8.721 | 3527.266 | 6.611 | 3906.241
8.912 | 3500.482 | 6.804 | 3883.573
9.102 | 3466.062 | 6.996 | 3872.114
9.293 | 3428.303 | 7.188 | 3858.238
9.483 | 3387.086 | 7.381 | 3840.754
9.673 | 3345.483 | 7.573 | 3820.729
9.862 | 3309.445 | 7.764 | 3800.342
10.052 | 3272.405 | 7.764 | 3800.342
10.241 | 3237.569 | 7.956 | 3773.697
10.43 | 3197.688 | 8.148 | 3750.267
10.619 | 3154.045 | 8.339 | 3724.409
10.807 | 3107.301 | 8.53 | 3698.173
10.996 | 3068.745 | 8.721 | 3666.834
11.184 | 3028.951 | 8.912 | 3634.043
11.372 | 2984.466 | 9.102 | 3603.577
11.559 | 2938.339 | 9.102 | 3603.577
11.746 | 2893.478 | 9.293 | 3572.312
11.934 | 2849.975 | 9.483 | 3535.679
12.12 | 2803.164 | 9.673 | 3501.921
12.307 | 2751.593 | 9.862 | 3464.455
12.493 | 2700.305 | 10.052 | 3424.172
12.679 | 2649.923 | 10.241 | 3380.56
12.865 | 2601.062 | 10.43 | 3338.563
13.051 | 2554.297 | 10.43 | 3338.563
13.236 | 2504.38 | 10.619 | 3288.874
13.421 | 2454.371 | 10.807 | 3241.841
13.605 | 2402.575 | 10.996 | 3191.806
13.79 | 2347.083 | 11.184 | 3140.712
13.974 | 2286.122 | 11.372 | 3083.931
14.158 | 2227.748 | 11.559 | 3024.665
14.341 | 2174.064 | 11.559 | 3024.665
14.524 | 2124.182 | 11.746 | 2963.352
14.707 | 2078.159 | 11.934 | 2906.587
14.89 | 2029.416 | 12.12 | 2844.815
15.072 | 1978.331 | 12.307 | 2784.283
15.254 | 1922.441 | 12.493 | 2723.788
15.435 | 1867.802 | 12.679 | 2658.713
15.617 | 1815.739 | 12.865 | 2590.967
15.798 | 1766.034 | 12.865 | 2590.967
15.978 | 1716.924 | 13.051 | 2525.382
16.159 | 1667.895 | 13.236 | 2464.297
16.339 | 1616.043 | 13.421 | 2400.282
16.519 | 1562.834 | 13.605 | 2329.946
16.698 | 1514.136 | 13.79 | 2263.633
16.877 | 1467.216 | 13.974 | 2194.753
17.056 | 1420.88 | 14.158 | 2125.944
17.234 | 1375.609 | 14.158 | 2125.944
17.412 | 1331.694 | 14.341 | 2061.633
17.59 | 1285.833 | 14.524 | 1995.358
17.767 | 1236.29 | 14.707 | 1927.296
17.944 | 1189.611 | 14.89 | 1862.466
18.12 | 1146.545 | 15.072 | 1794.252
18.297 | 1108.337 | 15.254 | 1726.359
18.472 | 1070.709 | 15.435 | 1665.468
18.648 | 1034.136 | 15.435 | 1665.468
18.823 | 995.473 | 15.617 | 1605.547
18.998 | 956.533 | 15.798 | 1543.335
19.172 | 919.713 | 15.978 | 1483.939
19.346 | 885.905 | 16.159 | 1426.91
19.52 | 853.449 | 16.339 | 1368.357
19.693 | 821.526 | 16.519 | 1313.517
19.866 | 789.605 | 16.698 | 1258.663
20.039 | 757.402 | 16.698 | 1258.663
20.211 | 727.495 | 16.877 | 1205.532
20.383 | 697.868 | 17.056 | 1155.149
20.554 | 669.082 | 17.234 | 1107.488
20.725 | 642.734 | 17.412 | 1061.692
20.896 | 619.172 | 17.59 | 1017.311
21.066 | 594.467 | 17.767 | 973.855
21.236 | 570.898 | 17.944 | 933.956
21.406 | 548.478 | 17.944 | 933.956
21.575 | 526.854 | 18.12 | 893.978
21.744 | 505.222 | 18.297 | 851.213
21.912 | 483.841 | 18.472 | 812.147
22.08 | 464.281 | 18.648 | 774.808
22.247 | 446.769 | 18.823 | 737.249
22.414 | 432.1 | 18.998 | 703.482
22.581 | 418.191 | 18.998 | 703.482
22.747 | 404.042 | 19.172 | 675.909
22.913 | 389.687 | 19.346 | 649.82
23.079 | 374.16 | 19.52 | 623.342
23.244 | 359.129 | 19.693 | 598.062
23.409 | 346.248 | 19.866 | 572.326
23.573 | 334.19 | 20.039 | 546.128
23.737 | 321.827 | 20.211 | 523.721
23.9 | 311.62 | 20.211 | 523.721
24.063 | 303.067 | 20.383 | 501.66
24.226 | 294.542 | 20.554 | 481.043
24.388 | 286.447 | 20.725 | 461.462
24.55 | 278.402 | 20.896 | 444.099
24.711 | 270.129 | 21.066 | 425.752
24.872 | 262.46 | 21.236 | 407.454
25.033 | 254.174 | 21.406 | 391.902
25.193 | 245.262 | 21.406 | 391.902
25.353 | 237.406 | 21.575 | 377.107
25.512 | 230.677 | 21.744 | 362.558
25.671 | 224.859 | 21.912 | 348.429
25.829 | 218.73 | 22.08 | 335.406
25.987 | 213.085 | 22.247 | 321.96
26.145 | 208.277 | 22.414 | 310.086
26.302 | 204.025 | 22.581 | 299.009
26.459 | 198.581 | 22.581 | 299.009
26.615 | 194.507 | 22.747 | 288.331
26.771 | 190.887 | 22.913 | 279.244
26.926 | 186.396 | 23.079 | 269.861
27.082 | 181.279 | 23.244 | 261.589
27.236 | 176.946 | 23.409 | 253.293
27.39 | 171.39 | 23.573 | 244.397
27.544 | 165.369 | 23.737 | 236.375
27.697 | 159.956 | 23.737 | 236.375
27.85 | 156.001 | 23.9 | 230.07
28.003 | 153.904 | 24.063 | 223.773
28.155 | 152.132 | 24.226 | 218.91
28.306 | 150.467 | 24.388 | 214.854
28.458 | 148.155 | 24.55 | 208.649
28.608 | 145.249 | 24.711 | 202.601
28.759 | 143.14 | 24.872 | 195.653
28.909 | 140.352 | 24.872 | 195.653
29.058 | 136.729 | 25.033 | 188.558
29.207 | 133.303 | 25.193 | 182.305
29.356 | 130.286 | 25.353 | 178.05
29.504 | 127.956 | 25.512 | 174.459
29.651 | 126.45 | 25.671 | 171.2
29.799 | 125.184 | 25.829 | 167.611
29.946 | 123.204 | 25.987 | 162.638
30.092 | 120.926 | 25.987 | 162.638
30.238 | 117.339 | 26.145 | 157.817
30.384 | 113.696 | 26.302 | 153.476
30.529 | 111.951 | 26.459 | 149.756
30.673 | 112.344 | 26.615 | 146.297
30.818 | 112.807 | 26.771 | 143.024
30.962 | 111.624 | 26.926 | 139.821
31.105 | 109.612 | 26.926 | 139.821
31.248 | 108.025 | 27.082 | 137.201
31.39 | 107.225 | 27.236 | 134.972
31.533 | 106.64 | 27.39 | 131.695
31.674 | 105.959 | 27.544 | 127.735
31.815 | 104.841 | 27.697 | 125.178
31.956 | 102.736 | 27.85 | 123.461
32.097 | 101.386 | 28.003 | 121.126
32.237 | 100.229 | 28.003 | 121.126
32.376 | 98.945 | 28.155 | 118.608
32.515 | 98.063 | 28.306 | 116.231
32.654 | 97.103 | 28.458 | 113.834
32.792 | 95.41 | 28.608 | 112.808
32.93 | 94.168 | 28.759 | 111.978
33.067 | 94.02 | 28.909 | 109.344
33.204 | 93.515 | 29.058 | 107.723
33.341 | 92.956 | 29.058 | 107.723
33.477 | 92.869 | 29.207 | 105.9
33.613 | 92.875 | 29.356 | 104.25
33.748 | 91.652 | 29.504 | 101.427
33.883 | 89.252 | 29.651 | 100.691
34.017 | 86.172 | 29.799 | 99.079
34.151 | 84.283 | 29.946 | 98.069
34.285 | 83.211 | 30.092 | 96.108
34.418 | 83.065 | 30.092 | 96.108
34.55 | 82.867 | 30.238 | 93.763
34.683 | 82.467 | 30.384 | 91.7
34.814 | 81.961 | 30.529 | 89.66
34.946 | 79.613 | 30.673 | 87.928
35.077 | 74.788 | 30.818 | 86.333
35.208 | 67.603 | 30.962 | 85.053
35.338 | 58.97 | 31.105 | 83.142
35.467 | 51.432 | 31.105 | 83.142
35.597 | 46.397 | 31.248 | 81.9
35.726 | 43.618 | 31.39 | 80.825
35.854 | 41.8 | 31.533 | 80.142
35.982 | 40.905 | 31.674 | 79.407
36.11 | 40.868 | 31.815 | 78.574
36.237 | 41.358 | 31.956 | 79.004
36.364 | 41.879 | 32.097 | 77.225
36.491 | 43.284 | 32.097 | 77.225
36.617 | 43.844 | 32.237 | 76.254
36.742 | 43.44 | 32.376 | 74.559
36.867 | 42.111 | 32.515 | 73.334
36.992 | 39.708 | 32.654 | 71.794
37.117 | 39.493 | 32.792 | 71.172
37.241 | 45.703 | 32.93 | 69.864
37.364 | 58.157 | 33.067 | 69.414
37.487 | 66.267 | 33.067 | 69.414
37.61 | 68.714 | 33.204 | 68.037
37.733 | 65.665 | 33.341 | 67.762
37.855 | 57.629 | 33.477 | 67.771
37.976 | 45.184 | 33.613 | 67.179
38.097 | 38.073 | 33.748 | 65.304
38.218 | 33.176 | 33.883 | 65.08
38.338 | 29.838 | 33.883 | 65.08
38.458 | 27.736 | 34.017 | 63.54
38.578 | 26.192 | 34.151 | 62.644
38.697 | 24.719 | 34.285 | 62.771
38.816 | 23.759 | 34.418 | 63.021
38.934 | 23.731 | 34.55 | 62.851
39.052 | 22.785 | 34.683 | 62.853
39.17 | 22.245 | 34.814 | 61.828
39.287 | 23.193 | 34.814 | 61.828
39.404 | 23.941 | 34.946 | 61.194
39.52 | 23.639 | 35.077 | 61.034
39.636 | 23.758 | 35.208 | 61.278
39.752 | 23.572 | 35.338 | 60.246
39.867 | 22.465 | 35.467 | 59.666
39.982 | 21.47 | 35.597 | 58.305
40.096 | 20.866 | 35.726 | 57.112
40.211 | 20.754 | 35.726 | 57.112
40.211 | 20.754 | 35.854 | 56.973
40.324 | 20.452 | 35.982 | 57.225
40.438 | 19.958 | 36.11 | 56.111
40.551 | 19.017 | 36.237 | 55.883
40.663 | 18.351 | 36.364 | 56.183
40.775 | 18.412 | 36.491 | 56.223
40.887 | 19.046 | 36.617 | 55.37
40.551 | 636.484 | 36.11 | 28.831
40.663 | 613.489 | 36.237 | 27.889
40.775 | 590.802 | 36.364 | 27.388
40.887 | 567.842 | 36.491 | 27.66
40.999 | 546.255 | 36.617 | 28.616
455.669
323.389
196.583
73.469
0
0
0

## Vivid V60H60 (hidden)
Selador | Lamp |  | Wattage
Vivid | Lumileds K2 |  | 122 |  | Note: Owing to the variability of LEDs, output data and color matches should be viewed as approximate
Note: All data taken with room temperature fixture
| Beam Angle | Field Angle
Horizontal | 52.9 | 70.4
| Accessory Lens | Candela | Field Lumens | Beam Lumens | Lens Efficiency | Efficacy
| H60+V60 | 1540 | 1070 | 630 | 95.11% | 8.7705
| For Field diameter at any distance, multiply distance by |  |  |  | 1.4108
| For Beam diameter at any distance, multiply distance by |  |  |  | 0.99498
| Throw Distance (ft) | 10 | 15 | 20 | 25
| Throw Distance (m) | 3.048 | 4.572 | 6.096 | 7.62
| Field Diameter (ft) | 14.1084 | 21.1627 | 28.2169 | 35.2711
| Field Diameter (m) | 4.3003 | 6.4504 | 8.6005 | 10.7506
| Illuminance (fc) | 15.4 | 6.8444 | 3.85 | 2.464
| Illuminance (lux) | 165.7641 | 73.6729 | 41.441 | 26.5222
Test Distance | Iso-Illuminance Diagram grid lines
52 | 10 | 20 | 30 | 40
| 0.19231 | 0.38462 | 0.57692 | 0.76923
| Beam Angle | Field Angle
Vertical | 51.7 | 70.2
| For Field diameter at any distance, multiply distance by |  |  |  | 1.4056
| For Beam diameter at any distance, multiply distance by |  |  |  | 0.96899
| Throw Distance (ft) | 10 | 15 | 20 | 25
| Throw Distance (m) | 3.048 | 4.572 | 6.096 | 7.62
| Field Diameter (ft) | 14.0562 | 21.0844 | 28.1125 | 35.1406
| Field Diameter (m) | 4.2843 | 6.4265 | 8.5687 | 10.7109
| Illuminance (fc) | 15.4 | 6.8444 | 3.85 | 2.464
| Illuminance (lux) | 165.7641 | 73.6729 | 41.441 | 26.5222
| X |  | Y
#NAME? | 0 | -41.11 | 71.597
-40.887 | 0 | -40.999 | 72.696
-40.775 | 0 | -40.887 | 73.703
-40.663 | 10.033 | -40.775 | 73.905
-40.551 | 26.599 | -40.663 | 76.168
-40.438 | 44.16 | -40.551 | 78.69
-40.324 | 61.137 | -40.438 | 79.111
-40.211 | 72.156 | -40.324 | 79.088
-40.096 | 73.434 | -40.211 | 79.25
-39.982 | 74.667 | -40.096 | 79.749
-39.867 | 75.027 | -39.982 | 80.119
-39.752 | 74.041 | -39.867 | 81.555
-39.636 | 73.184 | -39.752 | 81.695
-39.52 | 74.69 | -39.636 | 81.073
-39.404 | 76.088 | -39.52 | 81.09
-39.287 | 77.889 | -39.404 | 83.357
-39.17 | 80.266 | -39.287 | 84.495
-39.052 | 82.321 | -39.17 | 85.143
-38.934 | 84.531 | -39.052 | 86.996
-38.816 | 87.01 | -38.934 | 89.389
-38.697 | 89.142 | -38.816 | 90.935
-38.578 | 88.147 | -38.697 | 92.436
-38.458 | 88.719 | -38.578 | 93.165
-38.338 | 89.456 | -38.458 | 93.25
-38.218 | 90.012 | -38.338 | 94.568
-38.097 | 89.964 | -38.218 | 97.07
-37.976 | 91.358 | -38.097 | 98.466
-37.855 | 92.961 | -37.976 | 99.223
-37.733 | 95.528 | -37.855 | 99.887
-37.61 | 97.704 | -37.733 | 101.439
-37.487 | 101.162 | -37.61 | 103.335
-37.364 | 104.059 | -37.487 | 105.628
-37.241 | 106.651 | -37.364 | 107.757
-37.117 | 109.215 | -37.241 | 110.111
-36.992 | 112.106 | -37.117 | 112.659
-36.867 | 114.696 | -36.992 | 114.608
-36.742 | 117.959 | -36.867 | 117.349
-36.617 | 120.224 | -36.742 | 119.037
-36.491 | 123.477 | -36.617 | 120.465
-36.364 | 126.405 | -36.491 | 123.744
-36.237 | 129.25 | -36.364 | 126.697
-36.11 | 131.985 | -36.237 | 128.035
-35.982 | 134.902 | -36.11 | 130.96
-35.854 | 137.605 | -35.982 | 135.451
-35.726 | 142.482 | -35.854 | 138.152
-35.597 | 147.825 | -35.726 | 141.109
-35.467 | 150.19 | -35.597 | 145.815
-35.338 | 153.168 | -35.467 | 148.831
-35.208 | 156.471 | -35.338 | 151.279
-35.077 | 160.245 | -35.208 | 155.277
-34.946 | 163.579 | -35.077 | 159.057
-34.814 | 168.305 | -34.946 | 163.151
-34.683 | 173.881 | -34.814 | 168.13
-34.55 | 179.401 | -34.683 | 173.108
-34.418 | 184.866 | -34.55 | 179.352
-34.285 | 191.039 | -34.418 | 185.311
-34.151 | 196.27 | -34.285 | 191.063
-34.017 | 202.836 | -34.151 | 195.585
-33.883 | 208.998 | -34.017 | 200.767
-33.748 | 215.75 | -33.883 | 203.718
-33.613 | 223.108 | -33.748 | 207.771
-33.477 | 230.011 | -33.613 | 212.431
-33.341 | 236.99 | -33.477 | 218.62
-33.204 | 242.907 | -33.341 | 226.057
-33.067 | 250.932 | -33.204 | 233.657
-32.93 | 258.973 | -33.067 | 241.749
-32.792 | 267.263 | -32.93 | 249.716
-32.654 | 275.938 | -32.792 | 256.253
-32.515 | 286.077 | -32.654 | 264.885
-32.376 | 294.993 | -32.515 | 272.557
-32.237 | 304.442 | -32.376 | 279.948
-32.097 | 313.39 | -32.237 | 288.046
-31.956 | 320.62 | -32.097 | 296.181
-31.815 | 327.645 | -31.956 | 303.921
-31.674 | 337.862 | -31.815 | 312.671
-31.533 | 348.879 | -31.674 | 322.799
-31.39 | 359.859 | -31.533 | 332.184
-31.248 | 369.45 | -31.39 | 342.215
-31.105 | 378.621 | -31.248 | 351.553
-30.962 | 389.529 | -31.105 | 361.997
-30.818 | 401.124 | -30.962 | 374.145
-30.673 | 411.109 | -30.818 | 385.174
-30.529 | 422.324 | -30.673 | 396.603
-30.384 | 435.746 | -30.529 | 407.797
-30.238 | 447.155 | -30.384 | 418.348
-30.092 | 458.823 | -30.238 | 428.394
-29.946 | 470.96 | -30.092 | 439.588
-29.799 | 483.241 | -29.946 | 450.192
-29.651 | 495.919 | -29.799 | 460.592
-29.504 | 508.525 | -29.651 | 470.772
-29.356 | 521.143 | -29.504 | 483.131
-29.207 | 533.003 | -29.356 | 498.225
-29.058 | 544.114 | -29.207 | 511.977
-28.909 | 554.878 | -29.058 | 525.98
-28.759 | 567.502 | -28.909 | 538.352
-28.608 | 580.526 | -28.759 | 549.73
-28.458 | 595.068 | -28.608 | 559.615
-28.306 | 609.342 | -28.458 | 571.004
-28.155 | 622.623 | -28.306 | 582.477
-28.003 | 636.112 | -28.155 | 596.054
-27.85 | 650.527 | -28.003 | 611.246
-27.697 | 665.858 | -27.85 | 625.005
-27.544 | 680.005 | -27.697 | 639.705
-27.39 | 692.449 | -27.544 | 654.24
-27.236 | 702.778 | -27.39 | 665.386
-27.082 | 713.098 | -27.236 | 676.615
-26.926 | 723.059 | -27.082 | 691.246
-26.771 | 734.534 | -26.926 | 706.029
-26.615 | 747.544 | -26.771 | 720.183
-26.459 | 762.089 | -26.615 | 735.055
-26.302 | 774.419 | -26.459 | 750.115
-26.145 | 787.934 | -26.302 | 761.436
-25.987 | 801.092 | -26.145 | 771.708
-25.829 | 816.104 | -25.987 | 784.054
-25.671 | 829.065 | -25.829 | 796.017
-25.512 | 841.115 | -25.671 | 807.052
-25.353 | 850.723 | -25.512 | 819.057
-25.193 | 864.036 | -25.353 | 831.025
-25.033 | 877.415 | -25.193 | 841.723
-24.872 | 890.376 | -25.033 | 853.139
-24.711 | 901.797 | -24.872 | 865.657
-24.55 | 913.225 | -24.711 | 876.805
-24.388 | 919.397 | -24.55 | 890.816
-24.226 | 929.453 | -24.388 | 904.465
-24.063 | 940.657 | -24.226 | 917.192
-23.9 | 953.249 | -24.063 | 929.407
-23.737 | 965.245 | -23.9 | 939.775
-23.573 | 980.108 | -23.737 | 946.872
-23.409 | 991.926 | -23.573 | 952.499
-23.244 | 1001.214 | -23.409 | 961.497
-23.079 | 1008.98 | -23.244 | 970.398
-22.913 | 1020.438 | -23.079 | 981.802
-22.747 | 1030.424 | -22.913 | 991.569
-22.581 | 1039.623 | -22.747 | 1000.052
-22.414 | 1048.922 | -22.581 | 1008.235
-22.247 | 1060.871 | -22.414 | 1016.734
-22.08 | 1071.699 | -22.247 | 1025.915
-21.912 | 1080.065 | -22.08 | 1037.809
-21.744 | 1086.964 | -21.912 | 1047.11
-21.575 | 1095.668 | -21.744 | 1055.162
-21.406 | 1103.979 | -21.575 | 1062.668
-21.236 | 1110.6 | -21.406 | 1067.368
-21.066 | 1116.267 | -21.236 | 1074.099
-20.896 | 1123.045 | -21.066 | 1080.129
-20.725 | 1130.789 | -20.896 | 1085.824
-20.554 | 1138.747 | -20.725 | 1091.069
-20.383 | 1148.482 | -20.554 | 1098.486
-20.211 | 1155.5 | -20.383 | 1105.798
-20.039 | 1161.182 | -20.211 | 1110.073
-19.866 | 1163.81 | -20.039 | 1112.746
-19.693 | 1168.976 | -19.866 | 1118.281
-19.52 | 1175.696 | -19.693 | 1124.774
-19.346 | 1182.324 | -19.52 | 1132.084
-19.172 | 1186.886 | -19.346 | 1140.254
-18.998 | 1194.83 | -19.172 | 1147.236
-18.823 | 1201.696 | -18.998 | 1151.994
-18.648 | 1210.133 | -18.823 | 1155.888
-18.472 | 1218.813 | -18.648 | 1163.197
-18.297 | 1224.609 | -18.472 | 1167.572
-18.12 | 1226.515 | -18.297 | 1172.763
-17.944 | 1233.773 | -18.12 | 1178.459
-17.767 | 1240.35 | -17.944 | 1184.702
-17.59 | 1245.66 | -17.767 | 1188.488
-17.412 | 1252.684 | -17.59 | 1194.544
-17.234 | 1263.029 | -17.412 | 1200.872
-17.056 | 1270.609 | -17.234 | 1207.694
-16.877 | 1271.747 | -17.056 | 1214.291
-16.698 | 1279.258 | -16.877 | 1221.394
-16.519 | 1286.704 | -16.698 | 1225.436
-16.339 | 1288.675 | -16.519 | 1229.431
-16.159 | 1289.206 | -16.339 | 1234.572
-15.978 | 1296.03 | -16.159 | 1239.036
-15.798 | 1300.866 | -15.978 | 1245.168
-15.617 | 1307.953 | -15.798 | 1249.971
-15.435 | 1313.962 | -15.617 | 1254.882
-15.254 | 1318.408 | -15.435 | 1260.705
-15.072 | 1320.319 | -15.254 | 1265.938
-14.89 | 1324.428 | -15.072 | 1270.339
-14.707 | 1328.393 | -14.89 | 1276.557
-14.524 | 1331.236 | -14.707 | 1283.858
-14.341 | 1334.751 | -14.524 | 1289.761
-14.158 | 1340.376 | -14.341 | 1294.292
-13.974 | 1345.353 | -14.158 | 1301.688
-13.79 | 1349.913 | -13.974 | 1306.334
-13.605 | 1355.812 | -13.79 | 1309.746
-13.421 | 1359.186 | -13.605 | 1315.815
-13.236 | 1361.615 | -13.421 | 1320.577
-13.051 | 1361.818 | -13.236 | 1326.655
-12.865 | 1363.714 | -13.051 | 1332.543
-12.679 | 1365.501 | -12.865 | 1338.049
-12.493 | 1367.716 | -12.679 | 1340.862
-12.307 | 1371.681 | -12.493 | 1343.117
-12.12 | 1375.041 | -12.307 | 1347.134
-11.934 | 1379.399 | -12.12 | 1350.293
-11.746 | 1384.749 | -11.934 | 1356.552
-11.559 | 1389.879 | -11.746 | 1361.271
-11.372 | 1392.349 | -11.559 | 1366.831
-11.184 | 1395.052 | -11.372 | 1374.965
-10.996 | 1396.991 | -11.184 | 1384.733
-10.807 | 1399.999 | -10.996 | 1391.19
-10.619 | 1406.202 | -10.807 | 1396.753
-10.43 | 1413.776 | -10.619 | 1399.474
-10.241 | 1418.12 | -10.43 | 1401.859
-10.052 | 1421.254 | -10.241 | 1405.919
-9.862 | 1425.142 | -10.052 | 1412.268
-9.673 | 1425.5 | -9.862 | 1420.621
-9.483 | 1427.876 | -9.673 | 1425.977
-9.293 | 1432.304 | -9.483 | 1428.078
-9.102 | 1439.482 | -9.293 | 1428.815
-8.912 | 1445.486 | -9.102 | 1430.902
-8.721 | 1452.719 | -8.912 | 1433.269
-8.53 | 1457.51 | -8.721 | 1434.395
-8.339 | 1461.945 | -8.53 | 1441.764
-8.148 | 1465.911 | -8.339 | 1446.05
-7.956 | 1467.186 | -8.148 | 1452.282
-7.764 | 1467.876 | -7.956 | 1455.845
-7.573 | 1470.075 | -7.764 | 1460.624
-7.381 | 1473.152 | -7.573 | 1460.713
-7.188 | 1473.997 | -7.381 | 1463.689
-6.996 | 1475.538 | -7.188 | 1466.008
-6.804 | 1482.629 | -6.996 | 1468.934
-6.611 | 1490.273 | -6.804 | 1474.957
-6.418 | 1494.106 | -6.611 | 1477.478
-6.225 | 1496.864 | -6.418 | 1478.007
-6.032 | 1497.34 | -6.225 | 1478.414
-5.839 | 1496.99 | -6.032 | 1478.402
-5.646 | 1498.392 | -5.839 | 1479.325
-5.452 | 1500.135 | -5.646 | 1482.952
-5.259 | 1502.373 | -5.452 | 1484.078
-5.065 | 1510.56 | -5.259 | 1485.11
-4.871 | 1516.092 | -5.065 | 1489.275
-4.677 | 1517.9 | -4.871 | 1496.871
-4.483 | 1521.826 | -4.677 | 1498.066
-4.289 | 1524.022 | -4.483 | 1497.728
-4.095 | 1523.766 | -4.289 | 1502.165
-3.9 | 1526.715 | -4.095 | 1507.218
-3.706 | 1525.111 | -3.9 | 1509.83
-3.511 | 1528.187 | -3.706 | 1515.489
-3.317 | 1531.59 | -3.511 | 1518.766
-3.122 | 1536.363 | -3.317 | 1519.779
-2.927 | 1537.052 | -3.122 | 1521.553
-2.732 | 1539.448 | -2.927 | 1523.571
-2.537 | 1539.184 | -2.732 | 1520.634
-2.342 | 1539.792 | -2.537 | 1521.699
-2.147 | 1538.426 | -2.342 | 1522.288
-1.952 | 1537.295 | -2.147 | 1523.456
-1.757 | 1535.773 | -1.952 | 1526.023
-1.562 | 1535.777 | -1.757 | 1526.781
-1.367 | 1532.865 | -1.562 | 1523.984
-1.172 | 1532.06 | -1.367 | 1523.947
-0.976 | 1528.065 | -1.172 | 1523.324
-0.781 | 1524.609 | -0.976 | 1524.363
-0.586 | 1527.112 | -0.781 | 1530.113
-0.391 | 1530.347 | -0.586 | 1530.619
-0.195 | 1532.553 | -0.391 | 1530.68
0 | 1530.365 | -0.195 | 1530.253
0.195 | 1528.687 | 0 | 1530.365
0.391 | 1526.827 | 0.195 | 1528.701
0.586 | 1526.516 | 0.391 | 1528.739
0.781 | 1524.096 | 0.586 | 1524.784
0.976 | 1522.117 | 0.781 | 1522.059
1.172 | 1521.965 | 0.976 | 1522.381
1.367 | 1522.698 | 1.172 | 1525.363
1.562 | 1524.719 | 1.367 | 1525.223
1.757 | 1522.784 | 1.562 | 1523.193
1.952 | 1521.858 | 1.757 | 1522.562
2.147 | 1522.137 | 1.952 | 1520.553
2.342 | 1523.857 | 2.147 | 1521.553
2.537 | 1524.27 | 2.342 | 1523.885
2.732 | 1520.898 | 2.537 | 1523.881
2.927 | 1516.935 | 2.732 | 1520.676
3.122 | 1513.298 | 2.927 | 1519.703
3.317 | 1511.074 | 3.122 | 1519.451
3.511 | 1508.481 | 3.317 | 1517.787
3.706 | 1507.916 | 3.511 | 1514.097
3.9 | 1507.151 | 3.706 | 1510.873
4.095 | 1506.645 | 3.9 | 1509.091
4.289 | 1504.778 | 4.095 | 1507.678
4.483 | 1502.218 | 4.289 | 1505.016
4.677 | 1499.298 | 4.483 | 1496.204
4.871 | 1499.729 | 4.677 | 1491.277
5.065 | 1500.983 | 4.871 | 1486.953
5.259 | 1499.973 | 5.065 | 1487.704
5.452 | 1495.977 | 5.259 | 1487.145
5.646 | 1490.391 | 5.452 | 1487.126
5.839 | 1488.911 | 5.646 | 1486.144
6.032 | 1487.462 | 5.839 | 1484.069
6.225 | 1485.438 | 6.032 | 1481.572
6.418 | 1482.766 | 6.225 | 1481.531
6.611 | 1478.129 | 6.418 | 1479.716
6.804 | 1475.155 | 6.611 | 1475.244
6.996 | 1470.536 | 6.804 | 1469.692
7.188 | 1468.974 | 6.996 | 1468.58
7.381 | 1467.667 | 7.188 | 1466.803
7.573 | 1467.457 | 7.381 | 1462.212
7.764 | 1463.345 | 7.573 | 1457.512
7.956 | 1460.98 | 7.764 | 1450.353
8.148 | 1457.496 | 7.956 | 1445.901
8.339 | 1452.002 | 8.148 | 1443.882
8.53 | 1444.758 | 8.339 | 1439.04
8.721 | 1439.288 | 8.53 | 1434.442
8.912 | 1435.425 | 8.721 | 1431.525
9.102 | 1431.751 | 8.912 | 1426.327
9.293 | 1425.86 | 9.102 | 1417.241
9.483 | 1420.828 | 9.293 | 1415.132
9.673 | 1419.352 | 9.483 | 1412.668
9.862 | 1417.65 | 9.673 | 1411.149
10.052 | 1415.578 | 9.862 | 1406.478
10.241 | 1412.608 | 10.052 | 1404.633
10.43 | 1409.537 | 10.241 | 1396.932
10.619 | 1402.991 | 10.43 | 1388.529
10.807 | 1398.596 | 10.619 | 1379.975
10.996 | 1395.248 | 10.807 | 1375.2
11.184 | 1395.213 | 10.996 | 1372.935
11.372 | 1394.04 | 11.184 | 1372.139
11.559 | 1390.159 | 11.372 | 1370.817
11.746 | 1383.731 | 11.559 | 1367.833
11.934 | 1378.881 | 11.746 | 1361.596
12.12 | 1371.23 | 11.934 | 1354.88
12.307 | 1363.954 | 12.12 | 1348.573
12.493 | 1357.323 | 12.307 | 1343.374
12.679 | 1352.876 | 12.493 | 1340.362
12.865 | 1349.221 | 12.679 | 1335.774
13.051 | 1348.552 | 12.865 | 1330.332
13.236 | 1344.894 | 13.051 | 1324.464
13.421 | 1340.182 | 13.236 | 1319.774
13.605 | 1336.538 | 13.421 | 1313.981
13.79 | 1333.589 | 13.605 | 1308.102
13.974 | 1330.946 | 13.79 | 1301.259
14.158 | 1327.196 | 13.974 | 1294.505
14.341 | 1321.905 | 14.158 | 1288.296
14.524 | 1316.938 | 14.341 | 1283.686
14.707 | 1312.512 | 14.524 | 1279.312
14.89 | 1306.88 | 14.707 | 1278.238
15.072 | 1303.802 | 14.89 | 1275.175
15.254 | 1299.981 | 15.072 | 1268.508
15.435 | 1294.698 | 15.254 | 1260.321
15.617 | 1288.096 | 15.435 | 1252.737
15.798 | 1281.329 | 15.617 | 1242.89
15.978 | 1274.256 | 15.798 | 1233.809
16.159 | 1266.123 | 15.978 | 1229.759
16.339 | 1256.809 | 16.159 | 1225.257
16.519 | 1249.528 | 16.339 | 1220.599
16.698 | 1246.883 | 16.519 | 1217.51
16.877 | 1243.661 | 16.698 | 1211.542
17.056 | 1241.776 | 16.877 | 1204.187
17.234 | 1238.28 | 17.056 | 1198.558
17.412 | 1233.733 | 17.234 | 1192.488
17.59 | 1226.83 | 17.412 | 1185
17.767 | 1218.639 | 17.59 | 1181.521
17.944 | 1211.322 | 17.767 | 1178.107
18.12 | 1204.513 | 17.944 | 1172.696
18.297 | 1199.965 | 18.12 | 1165.286
18.472 | 1195.296 | 18.297 | 1157.203
18.648 | 1191.528 | 18.472 | 1148.927
18.823 | 1183.54 | 18.648 | 1140.846
18.998 | 1174.043 | 18.823 | 1132.715
19.172 | 1166.214 | 18.998 | 1125.666
19.346 | 1161.668 | 19.172 | 1122.535
19.52 | 1158.45 | 19.346 | 1116.728
19.693 | 1155.061 | 19.52 | 1108.284
19.866 | 1150.083 | 19.693 | 1100.997
20.039 | 1142.279 | 19.866 | 1094.743
20.211 | 1130.967 | 20.039 | 1085.27
20.383 | 1119.948 | 20.211 | 1075.379
20.554 | 1111.113 | 20.383 | 1067.371
20.725 | 1104.45 | 20.554 | 1059.727
20.896 | 1096.447 | 20.725 | 1053.06
21.066 | 1084.921 | 20.896 | 1047.38
21.236 | 1075.724 | 21.066 | 1042.576
21.406 | 1068.947 | 21.236 | 1034.517
21.575 | 1061.428 | 21.406 | 1025.605
21.744 | 1051.773 | 21.575 | 1016.71
21.912 | 1044.212 | 21.744 | 1007.608
22.08 | 1035.98 | 21.912 | 999.769
22.247 | 1029.009 | 22.08 | 990.003
22.414 | 1020.453 | 22.247 | 983.042
22.581 | 1008.728 | 22.414 | 973.549
22.747 | 998.056 | 22.581 | 965.227
22.913 | 988.98 | 22.747 | 956.34
23.079 | 980.396 | 22.913 | 948.14
23.244 | 974.238 | 23.079 | 938.213
23.409 | 967.539 | 23.244 | 930.113
23.573 | 958.295 | 23.409 | 919.789
23.737 | 947.974 | 23.573 | 907.846
23.9 | 939.558 | 23.737 | 895.511
24.063 | 931.464 | 23.9 | 885.644
24.226 | 923.496 | 24.063 | 873.341
24.388 | 915.251 | 24.226 | 861.405
24.55 | 905.289 | 24.388 | 849.271
24.711 | 895.456 | 24.55 | 839.643
24.872 | 886.571 | 24.711 | 831.46
25.033 | 876.055 | 24.872 | 820.692
25.193 | 864.653 | 25.033 | 809.004
25.353 | 854.479 | 25.193 | 796.404
25.512 | 842.811 | 25.353 | 783.987
25.671 | 829.595 | 25.512 | 772.191
25.829 | 818.935 | 25.671 | 760.169
25.987 | 809.03 | 25.829 | 749.325
26.145 | 799.371 | 25.987 | 737.365
26.302 | 791.077 | 26.145 | 724.256
26.459 | 784.048 | 26.302 | 713.329
26.615 | 773.976 | 26.459 | 704.554
26.771 | 763.236 | 26.615 | 694.292
26.926 | 752.466 | 26.771 | 682.426
27.082 | 740.507 | 26.926 | 670.208
27.236 | 728.368 | 27.082 | 657.24
27.39 | 715.989 | 27.236 | 645.8
27.544 | 702.451 | 27.39 | 635.135
27.697 | 687.739 | 27.544 | 623.007
27.85 | 676.09 | 27.697 | 611.135
28.003 | 666.131 | 27.85 | 600.064
28.155 | 657.36 | 28.003 | 589.32
28.306 | 648.472 | 28.155 | 579.677
28.458 | 638.24 | 28.306 | 570.862
28.608 | 627.386 | 28.458 | 561.012
28.759 | 617.875 | 28.608 | 548.904
28.909 | 607.04 | 28.759 | 535.763
29.058 | 593.618 | 28.909 | 521.205
29.207 | 581.202 | 29.058 | 507.701
29.356 | 572.127 | 29.207 | 495.952
29.504 | 561.918 | 29.356 | 486.191
29.651 | 550.625 | 29.504 | 476.152
29.799 | 539.758 | 29.651 | 468.45
29.946 | 528.536 | 29.799 | 459.129
30.092 | 518.28 | 29.946 | 448.232
30.238 | 509.413 | 30.092 | 436.508
30.384 | 500.377 | 30.238 | 424.719
30.529 | 491.776 | 30.384 | 411.483
30.673 | 483.943 | 30.529 | 401.075
30.818 | 475.468 | 30.673 | 390.004
30.962 | 467.044 | 30.818 | 380.974
31.105 | 457.48 | 30.962 | 373.42
31.248 | 446.716 | 31.105 | 365.683
31.39 | 436.318 | 31.248 | 355.612
31.533 | 425.866 | 31.39 | 346.024
31.674 | 413.627 | 31.533 | 336.19
31.815 | 402.222 | 31.674 | 326.374
31.956 | 391.388 | 31.815 | 315.133
32.097 | 381.293 | 31.956 | 306.076
32.237 | 373.345 | 32.097 | 295.156
32.376 | 366.93 | 32.237 | 285.642
32.515 | 361.214 | 32.376 | 277.164
32.654 | 354.744 | 32.515 | 272.002
32.792 | 347.277 | 32.654 | 263.887
32.93 | 339.243 | 32.792 | 258.026
33.067 | 330.848 | 32.93 | 251.075
33.204 | 322.748 | 33.067 | 242.738
33.341 | 314.473 | 33.204 | 235.053
33.477 | 306.451 | 33.341 | 227.316
33.613 | 299.764 | 33.477 | 218.955
33.748 | 292.48 | 33.613 | 211.087
33.883 | 283.863 | 33.748 | 203.335
34.017 | 275.696 | 33.883 | 197.348
34.151 | 268.694 | 34.017 | 192.225
34.285 | 261.106 | 34.151 | 187.198
34.418 | 254.083 | 34.285 | 181.654
34.55 | 247.659 | 34.418 | 176.696
34.683 | 240.597 | 34.55 | 171.34
34.814 | 233.313 | 34.683 | 168.348
34.946 | 218.91 | 34.814 | 164.198
35.077 | 194.15 | 34.946 | 159.15
35.208 | 160.739 | 35.077 | 152.534
35.338 | 123.964 | 35.208 | 148.164
35.467 | 90.781 | 35.338 | 142.983
35.597 | 68.126 | 35.467 | 139.955
35.726 | 56.62 | 35.597 | 135.556
35.854 | 51.898 | 35.726 | 132.692
35.982 | 49.352 | 35.854 | 128.912
36.11 | 48.91 | 35.982 | 125.199
36.237 | 50.337 | 36.11 | 121.525
36.364 | 51.724 | 36.237 | 120.323
36.491 | 53.285 | 36.364 | 119.054
36.617 | 53.787 | 36.491 | 115.557
36.742 | 52.785 | 36.617 | 113.149
36.867 | 50.609 | 36.742 | 107.995
36.992 | 48.22 | 36.867 | 102.842
37.117 | 47.502 | 36.992 | 98.073
37.241 | 52.982 | 37.117 | 97.354
37.364 | 66.796 | 37.241 | 96.214
37.487 | 78.527 | 37.364 | 95.281
37.61 | 85.606 | 37.487 | 93.284
37.733 | 87.432 | 37.61 | 91.098
37.855 | 81.503 | 37.733 | 88.58
37.976 | 67.224 | 37.855 | 85.473
38.097 | 55.133 | 37.976 | 83.577
38.218 | 44.435 | 38.097 | 82.998
38.338 | 36.73 | 38.218 | 83.326
38.458 | 32.729 | 38.338 | 83.196
38.578 | 30.253 | 38.458 | 83.235
38.697 | 28.801 | 38.578 | 81.969
38.816 | 27.919 | 38.697 | 79.522
38.934 | 27.235 | 38.816 | 76.405
39.052 | 25.596 | 38.934 | 73.578
39.17 | 25.367 | 39.052 | 71.313
39.287 | 26.75 | 39.17 | 70.184
39.404 | 27.726 | 39.287 | 69.67
39.52 | 27.02 | 39.404 | 71.011
39.636 | 25.851 | 39.52 | 71.248
39.752 | 23.877 | 39.636 | 71.212
39.752 | 23.877 | 39.636 | 71.212
39.867 | 22.189 | 39.752 | 70.656
39.982 | 21.839 | 39.867 | 70.062
40.096 | 21.857 | 39.982 | 68.198
40.211 | 22.123 | 40.096 | 67.056
40.324 | 22.266 | 40.211 | 65.622
40.438 | 22.63 | 40.324 | 63.452
40.551 | 22.839 | 40.438 | 61.887
40.663 | 23.4 | 40.551 | 61.474
40.775 | 24.348 | 40.663 | 52.419
40.887 | 25.915 | 40.775 | 37.91
40.999 | 27.491 | 40.887 | 26.903
455.669
323.389
196.583
73.469
0
0
0

## Vivid H40V60 (hidden)
Selador | Lamp |  | Wattage
Vivid | Lumileds K2 |  | 122 |  | Note: Owing to the variability of LEDs, output data and color matches should be viewed as approximate
Note: All data taken with room temperature fixture
| Beam Angle | Field Angle
Horizontal | 29.6 | 45.3
| Accessory Lens | Candela | Field Lumens | Beam Lumens | Lens Efficiency | Efficacy
| H40+V60 | 2490 | 1040 | 650 | 92.44% | 8.5246
| For Field diameter at any distance, multiply distance by |  |  |  | 0.83457
| For Beam diameter at any distance, multiply distance by |  |  |  | 0.52842
| Throw Distance (ft) | 10 | 15 | 20 | 25
| Throw Distance (m) | 3.048 | 4.572 | 6.096 | 7.62
| Field Diameter (ft) | 8.3457 | 12.5185 | 16.6914 | 20.8642
| Field Diameter (m) | 2.5438 | 3.8156 | 5.0875 | 6.3594
| Illuminance (fc) | 24.9 | 11.0667 | 6.225 | 3.984
| Illuminance (lux) | 268.0211 | 119.1205 | 67.0053 | 42.8834
Test Distance | Iso-Illuminance Diagram grid lines
52 | 10 | 20 | 30 | 40
| 0.19231 | 0.38462 | 0.57692 | 0.76923
| Beam Angle | Field Angle
Vertical | 51.7 | 69.8
| For Field diameter at any distance, multiply distance by |  |  |  | 1.3952
| For Beam diameter at any distance, multiply distance by |  |  |  | 0.96899
| Throw Distance (ft) | 10 | 15 | 20 | 25
| Throw Distance (m) | 3.048 | 4.572 | 6.096 | 7.62
| Field Diameter (ft) | 13.9522 | 20.9283 | 27.9044 | 34.8805
| Field Diameter (m) | 4.2526 | 6.3789 | 8.5053 | 10.6316
| Illuminance (fc) | 24.9 | 11.0667 | 6.225 | 3.984
| Illuminance (lux) | 268.0211 | 119.1205 | 67.0053 | 42.8834
| X |  | Y
-40.663 | 9.181 | -37.61 | 151.796
-40.551 | 17.137 | -37.487 | 153.846
-40.438 | 24.013 | -37.364 | 156.226
-40.324 | 34.243 | -37.241 | 159.001
-40.211 | 41.134 | -37.241 | 159.001
-40.096 | 41.113 | -37.117 | 163.194
-39.982 | 40.598 | -36.992 | 168.078
-39.867 | 41.712 | -36.867 | 170.529
-39.752 | 41.717 | -36.742 | 173.115
-39.636 | 41.325 | -36.617 | 177.816
-39.52 | 41.481 | -36.491 | 182.229
-39.404 | 41.664 | -36.364 | 188.586
-39.287 | 42.173 | -36.364 | 188.586
-39.17 | 43.865 | -36.237 | 191.524
-39.052 | 45.214 | -36.11 | 196.822
-38.934 | 45.99 | -35.982 | 201.96
-38.816 | 46.581 | -35.854 | 206.655
-38.697 | 48.39 | -35.726 | 212.027
-38.578 | 47.83 | -35.597 | 221.416
-38.458 | 47.765 | -35.467 | 228.941
-38.338 | 48.361 | -35.467 | 228.941
-38.218 | 48.778 | -35.338 | 235.777
-38.097 | 47.683 | -35.208 | 240.639
-37.976 | 47.815 | -35.077 | 245.02
-37.855 | 47.917 | -34.946 | 248.425
-37.733 | 49.024 | -34.814 | 254.974
-37.61 | 49.563 | -34.683 | 261.781
-37.487 | 50.539 | -34.55 | 269.238
-37.364 | 51.091 | -34.55 | 269.238
-37.241 | 50.428 | -34.418 | 277.114
-37.117 | 50.207 | -34.285 | 286.46
-36.992 | 50.342 | -34.151 | 294.881
-36.867 | 50.285 | -34.017 | 304.485
-36.742 | 50.308 | -33.883 | 316.028
-36.617 | 50.357 | -33.748 | 325.168
-36.491 | 51.204 | -33.613 | 334.145
-36.364 | 51.114 | -33.613 | 334.145
-36.237 | 50.231 | -33.477 | 343.25
-36.11 | 50.171 | -33.341 | 351.028
-35.982 | 50.791 | -33.204 | 359.061
-35.854 | 51.768 | -33.067 | 370.406
-35.726 | 52.787 | -32.93 | 383.585
-35.597 | 54.104 | -32.792 | 396.964
-35.467 | 54.074 | -32.654 | 410.865
-35.338 | 54.911 | -32.654 | 410.865
-35.208 | 54.723 | -32.515 | 424.933
-35.077 | 55.927 | -32.376 | 439.856
-34.946 | 56.464 | -32.237 | 454.178
-34.814 | 55.968 | -32.097 | 468.023
-34.683 | 56.797 | -31.956 | 482.099
-34.55 | 58.089 | -31.815 | 495.273
-34.418 | 58.281 | -31.674 | 508.885
-34.285 | 57.857 | -31.674 | 508.885
-34.151 | 57.851 | -31.533 | 522.793
-34.017 | 56.458 | -31.39 | 538.263
-33.883 | 55.392 | -31.248 | 557.291
-33.748 | 56.215 | -31.105 | 575.349
-33.613 | 58.23 | -30.962 | 592.689
-33.477 | 59.509 | -30.818 | 610.372
-33.341 | 60.275 | -30.673 | 627.979
-33.204 | 61.578 | -30.673 | 627.979
-33.067 | 62.138 | -30.529 | 643.602
-32.93 | 61.943 | -30.384 | 662.103
-32.792 | 61.631 | -30.238 | 682.305
-32.654 | 62.367 | -30.092 | 701.788
-32.515 | 62.772 | -29.946 | 718.943
-32.376 | 62.689 | -29.799 | 736.643
-32.237 | 62.468 | -29.799 | 736.643
-32.097 | 63.047 | -29.651 | 755.829
-31.956 | 64.846 | -29.504 | 776.083
-31.815 | 65.904 | -29.356 | 795.402
-31.674 | 66.637 | -29.207 | 816.737
-31.533 | 66.714 | -29.058 | 837.697
-31.39 | 68.639 | -28.909 | 857.396
-31.248 | 69.437 | -28.759 | 877.807
-31.105 | 70.713 | -28.759 | 877.807
-30.962 | 71.976 | -28.608 | 900.148
-30.818 | 73.316 | -28.458 | 924.619
-30.673 | 73.248 | -28.306 | 947.599
-30.529 | 73.94 | -28.155 | 968.884
-30.384 | 74.733 | -28.003 | 989.925
-30.238 | 75.389 | -27.85 | 1011.368
-30.092 | 77.601 | -27.697 | 1031.669
-29.946 | 79.452 | -27.697 | 1031.669
-29.799 | 80.353 | -27.544 | 1054.382
-29.651 | 81.288 | -27.39 | 1077.042
-29.504 | 81.226 | -27.236 | 1097.698
-29.356 | 82.085 | -27.082 | 1117.181
-29.207 | 82.957 | -26.926 | 1138.3
-29.058 | 85.087 | -26.771 | 1159.653
-28.909 | 87.301 | -26.615 | 1182.615
-28.759 | 89.908 | -26.615 | 1182.615
-28.608 | 91.221 | -26.459 | 1204.869
-28.458 | 93.033 | -26.302 | 1226.345
-28.306 | 93.895 | -26.145 | 1249.545
-28.155 | 95.012 | -25.987 | 1271.643
-28.003 | 95.978 | -25.829 | 1290.164
-27.85 | 97.518 | -25.671 | 1308.898
-27.697 | 99.923 | -25.512 | 1327.561
-27.544 | 102.029 | -25.512 | 1327.561
-27.39 | 104.097 | -25.353 | 1345.759
-27.236 | 106.109 | -25.193 | 1362.621
-27.082 | 109.399 | -25.033 | 1382.781
-26.926 | 111.392 | -24.872 | 1402.083
-26.771 | 114.01 | -24.711 | 1420.389
-26.615 | 115.599 | -24.55 | 1439.388
-26.459 | 118.546 | -24.388 | 1458.814
-26.302 | 121.7 | -24.388 | 1458.814
-26.145 | 124.751 | -24.226 | 1476.198
-25.987 | 127.264 | -24.063 | 1493.037
-25.829 | 130.649 | -23.9 | 1508.25
-25.671 | 135.086 | -23.737 | 1523.555
-25.512 | 137.226 | -23.573 | 1540.121
-25.353 | 140.382 | -23.409 | 1556.645
-25.193 | 144.841 | -23.244 | 1573.002
-25.033 | 150.179 | -23.244 | 1573.002
-24.872 | 153.713 | -23.079 | 1588.838
-24.711 | 158.125 | -22.913 | 1602.495
-24.55 | 163.167 | -22.747 | 1617.211
-24.388 | 167.895 | -22.581 | 1630.97
-24.226 | 172.771 | -22.414 | 1648.203
-24.063 | 178.192 | -22.247 | 1663.753
-23.9 | 184.263 | -22.247 | 1663.753
-23.737 | 190.849 | -22.08 | 1679.066
-23.573 | 196.918 | -21.912 | 1691.717
-23.409 | 203.607 | -21.744 | 1707.596
-23.244 | 211.605 | -21.575 | 1720.021
-23.079 | 219.741 | -21.406 | 1732.015
-22.913 | 228.191 | -21.236 | 1745.654
-22.747 | 237.552 | -21.066 | 1757.256
-22.581 | 247.798 | -21.066 | 1757.256
-22.414 | 257.815 | -20.896 | 1766.98
-22.247 | 267.796 | -20.725 | 1777.182
-22.08 | 277.83 | -20.554 | 1787.47
-21.912 | 287.465 | -20.383 | 1795.658
-21.744 | 297.814 | -20.211 | 1802.069
-21.575 | 309.213 | -20.039 | 1809.061
-21.406 | 320.913 | -19.866 | 1817.297
-21.236 | 332.86 | -19.866 | 1817.297
-21.066 | 345.974 | -19.693 | 1828.591
-20.896 | 360.038 | -19.52 | 1842.716
-20.725 | 373.486 | -19.346 | 1853.674
-20.554 | 387.927 | -19.172 | 1863.699
-20.383 | 405.07 | -18.998 | 1874.803
-20.211 | 422.673 | -18.823 | 1884.737
-20.039 | 439.814 | -18.648 | 1894.474
-19.866 | 457.981 | -18.648 | 1894.474
-19.693 | 476.102 | -18.472 | 1903.206
-19.52 | 494.939 | -18.297 | 1911.655
-19.346 | 513.63 | -18.12 | 1918.904
-19.172 | 533.475 | -17.944 | 1927.203
-18.998 | 555.562 | -17.767 | 1932.981
-18.823 | 579.431 | -17.59 | 1938.245
-18.648 | 602.493 | -17.412 | 1947.037
-18.472 | 624.933 | -17.412 | 1947.037
-18.297 | 647.538 | -17.234 | 1957.784
-18.12 | 671.823 | -17.056 | 1970.534
-17.944 | 697.26 | -16.877 | 1982.345
-17.767 | 724.065 | -16.698 | 1992.66
-17.59 | 751.764 | -16.519 | 1998.283
-17.412 | 779.839 | -16.339 | 2008.758
-17.234 | 808.75 | -16.159 | 2017.073
-17.056 | 836.637 | -16.159 | 2017.073
-16.877 | 864.948 | -15.978 | 2024.914
-16.698 | 894.834 | -15.798 | 2031.104
-16.519 | 926.708 | -15.617 | 2038.077
-16.339 | 956.493 | -15.435 | 2044.453
-16.159 | 987.775 | -15.254 | 2048.754
-15.978 | 1020.606 | -15.072 | 2055.139
-15.798 | 1052.767 | -14.89 | 2066.786
-15.617 | 1082.202 | -14.89 | 2066.786
-15.435 | 1116.841 | -14.707 | 2078.526
-15.254 | 1150.566 | -14.524 | 2087.504
-15.072 | 1181.956 | -14.341 | 2097.292
-14.89 | 1213.594 | -14.158 | 2105.498
-14.707 | 1246.614 | -13.974 | 2111.437
-14.524 | 1277.678 | -13.79 | 2114.569
-14.341 | 1309.638 | -13.605 | 2121.372
-14.158 | 1343.781 | -13.605 | 2121.372
-13.974 | 1376.896 | -13.421 | 2132.245
-13.79 | 1409.218 | -13.236 | 2143.45
-13.605 | 1438.101 | -13.051 | 2149.439
-13.421 | 1465.648 | -12.865 | 2157.025
-13.236 | 1495.507 | -12.679 | 2167.884
-13.051 | 1527.965 | -12.493 | 2177.738
-12.865 | 1561.645 | -12.493 | 2177.738
-12.679 | 1592.186 | -12.307 | 2187.411
-12.493 | 1621.964 | -12.12 | 2194.801
-12.307 | 1656.855 | -11.934 | 2203.564
-12.12 | 1688.408 | -11.746 | 2206.19
-11.934 | 1715.448 | -11.559 | 2209.218
-11.746 | 1741.624 | -11.372 | 2220.69
-11.559 | 1768.83 | -11.184 | 2232.47
-11.372 | 1795.107 | -11.184 | 2232.47
-11.184 | 1822.649 | -10.996 | 2242.933
-10.996 | 1852.302 | -10.807 | 2254.411
-10.807 | 1880.43 | -10.619 | 2261.807
-10.619 | 1904.097 | -10.43 | 2268.029
-10.43 | 1931.532 | -10.241 | 2275.238
-10.241 | 1960.463 | -10.052 | 2284.112
-10.052 | 1983.975 | -9.862 | 2293.093
-9.862 | 2006.896 | -9.862 | 2293.093
-9.673 | 2029.55 | -9.673 | 2299.432
-9.483 | 2053.559 | -9.483 | 2305.094
-9.293 | 2076.697 | -9.293 | 2310.69
-9.102 | 2100.498 | -9.102 | 2315.314
-8.912 | 2124.745 | -8.912 | 2321.63
-8.721 | 2147.086 | -8.721 | 2329.316
-8.53 | 2165.769 | -8.53 | 2334.943
-8.339 | 2184.004 | -8.53 | 2334.943
-8.148 | 2204.353 | -8.339 | 2343.441
-7.956 | 2222.456 | -8.148 | 2346.129
-7.764 | 2240.449 | -7.956 | 2352.362
-7.573 | 2260.37 | -7.764 | 2357.497
-7.381 | 2278.119 | -7.573 | 2366.474
-7.188 | 2295.028 | -7.381 | 2375.929
-6.996 | 2306.199 | -7.188 | 2385.461
-6.804 | 2319.228 | -7.188 | 2385.461
-6.611 | 2332.454 | -6.996 | 2386.442
-6.418 | 2343.79 | -6.804 | 2389.507
-6.225 | 2357.038 | -6.611 | 2392.287
-6.032 | 2369.078 | -6.418 | 2388.768
-5.839 | 2376.891 | -6.225 | 2386.04
-5.646 | 2386.313 | -6.032 | 2389.397
-5.452 | 2394.248 | -5.839 | 2393.909
-5.259 | 2400.254 | -5.839 | 2393.909
-5.065 | 2409.862 | -5.646 | 2400.627
-4.871 | 2421.074 | -5.452 | 2407.706
-4.677 | 2429.911 | -5.259 | 2414.513
-4.483 | 2438.899 | -5.065 | 2423.056
-4.289 | 2446.906 | -4.871 | 2423.89
-4.095 | 2454.076 | -4.677 | 2423.416
-3.9 | 2462.435 | -4.483 | 2421.892
-3.706 | 2463.363 | -4.483 | 2421.892
-3.511 | 2470.212 | -4.289 | 2424.211
-3.317 | 2473.906 | -4.095 | 2428.13
-3.122 | 2476.553 | -3.9 | 2438.921
-2.927 | 2477.166 | -3.706 | 2445.108
-2.732 | 2483.788 | -3.511 | 2448.639
-2.537 | 2485.471 | -3.317 | 2450.41
-2.342 | 2488.114 | -3.317 | 2450.41
-2.147 | 2489.895 | -3.122 | 2455.269
-1.952 | 2489.957 | -2.927 | 2459.887
-1.757 | 2486.372 | -2.732 | 2460.232
-1.562 | 2487.134 | -2.537 | 2461.565
-1.367 | 2482.67 | -2.342 | 2459.272
-1.172 | 2478.794 | -2.147 | 2459.427
-0.976 | 2473.453 | -1.952 | 2463.428
-0.781 | 2473.328 | -1.952 | 2463.428
-0.586 | 2476.852 | -1.757 | 2462.933
-0.391 | 2477.329 | -1.562 | 2465.214
-0.195 | 2476.908 | -1.367 | 2468.301
0 | 2471.308 | -1.172 | 2471.805
0.195 | 2469.952 | -0.976 | 2471.11
0.391 | 2470.303 | -0.781 | 2476.253
0.586 | 2474.468 | -0.586 | 2474.08
0.781 | 2473.813 | -0.586 | 2474.08
0.976 | 2470.028 | -0.391 | 2473.171
1.172 | 2464.83 | -0.195 | 2468.649
1.367 | 2460.645 | 0 | 2471.308
1.562 | 2461.122 | 0.195 | 2469.245
1.757 | 2461.281 | 0.391 | 2469.291
1.952 | 2460.902 | 0.586 | 2468.425
2.147 | 2461.343 | 0.781 | 2466.674
2.342 | 2460.745 | 0.781 | 2466.674
2.537 | 2457.924 | 0.976 | 2472.039
2.732 | 2456.172 | 1.172 | 2472.693
2.927 | 2454.809 | 1.367 | 2472.393
3.122 | 2450.592 | 1.562 | 2469.307
3.317 | 2445.591 | 1.757 | 2470.427
3.511 | 2442.73 | 1.952 | 2466.358
3.706 | 2437.341 | 2.147 | 2466.204
3.9 | 2426.083 | 2.147 | 2466.204
4.095 | 2416.511 | 2.342 | 2468.539
4.289 | 2408.195 | 2.537 | 2467.208
4.483 | 2400.27 | 2.732 | 2457.438
4.677 | 2394.582 | 2.927 | 2447.617
4.871 | 2394.554 | 3.122 | 2443.563
5.065 | 2394.508 | 3.317 | 2446.204
5.259 | 2385.729 | 3.511 | 2442.521
5.452 | 2376.787 | 3.511 | 2442.521
5.646 | 2364.095 | 3.706 | 2437.522
5.839 | 2354.06 | 3.9 | 2431.037
6.032 | 2341.77 | 4.095 | 2424.024
6.225 | 2335.752 | 4.289 | 2420.619
6.418 | 2326.477 | 4.483 | 2418.438
6.611 | 2317.623 | 4.677 | 2414.612
6.804 | 2307.295 | 4.871 | 2408.956
6.996 | 2295.372 | 4.871 | 2408.956
7.188 | 2281.704 | 5.065 | 2407.605
7.381 | 2271.285 | 5.259 | 2405.503
7.573 | 2260.924 | 5.452 | 2401.707
7.764 | 2249.068 | 5.646 | 2398.307
7.956 | 2233.427 | 5.839 | 2397.358
8.148 | 2215.582 | 6.032 | 2397.203
8.339 | 2197.167 | 6.225 | 2396.21
8.53 | 2179.854 | 6.225 | 2396.21
8.721 | 2161.809 | 6.418 | 2394.953
8.912 | 2142.639 | 6.611 | 2385.246
9.102 | 2122.335 | 6.804 | 2380.179
9.293 | 2100.343 | 6.996 | 2375.345
9.483 | 2076.507 | 7.188 | 2370.292
9.673 | 2054.577 | 7.381 | 2360.953
9.862 | 2036.24 | 7.381 | 2360.953
10.052 | 2013.138 | 7.573 | 2353.172
10.241 | 1990.885 | 7.764 | 2345.758
10.43 | 1965.957 | 7.956 | 2340.165
10.619 | 1939.651 | 8.148 | 2332.5
10.807 | 1911.941 | 8.339 | 2325.157
10.996 | 1887.667 | 8.53 | 2316.087
11.184 | 1863.983 | 8.721 | 2310.762
11.372 | 1839.346 | 8.721 | 2310.762
11.559 | 1811.831 | 8.912 | 2304.225
11.746 | 1784.269 | 9.102 | 2296.687
11.934 | 1757.929 | 9.293 | 2287.491
12.12 | 1729.406 | 9.483 | 2279.373
12.307 | 1700.184 | 9.673 | 2274.188
12.493 | 1666.801 | 9.862 | 2268.472
12.679 | 1633.524 | 10.052 | 2261.743
12.865 | 1603.837 | 10.052 | 2261.743
13.051 | 1575.977 | 10.241 | 2254.24
13.236 | 1543.447 | 10.43 | 2244.589
13.421 | 1510.521 | 10.619 | 2235.886
13.605 | 1479.501 | 10.807 | 2228.397
13.79 | 1450.701 | 10.996 | 2221.236
13.974 | 1421.481 | 11.184 | 2212.845
14.158 | 1387.714 | 11.372 | 2206.865
14.341 | 1355.46 | 11.372 | 2206.865
14.524 | 1321.505 | 11.559 | 2199.241
14.707 | 1287.519 | 11.746 | 2193.491
14.89 | 1253.865 | 11.934 | 2187.553
15.072 | 1223.1 | 12.12 | 2184.422
15.254 | 1192.666 | 12.307 | 2180.858
15.435 | 1162.594 | 12.493 | 2173.702
15.617 | 1132.434 | 12.679 | 2163.87
15.798 | 1097.907 | 12.679 | 2163.87
15.978 | 1067.942 | 12.865 | 2152.508
16.159 | 1038.493 | 13.051 | 2142.919
16.339 | 1006.912 | 13.236 | 2137.23
16.519 | 975.159 | 13.421 | 2130.89
16.698 | 944.857 | 13.605 | 2122.202
16.877 | 913.167 | 13.79 | 2111.15
17.056 | 884.914 | 13.974 | 2102.156
17.234 | 856.244 | 13.974 | 2102.156
17.412 | 827.886 | 14.158 | 2089.718
17.59 | 799.568 | 14.341 | 2083.775
17.767 | 773.6 | 14.524 | 2077.773
17.944 | 747.876 | 14.707 | 2071.849
18.12 | 721.736 | 14.89 | 2065.819
18.297 | 697.295 | 15.072 | 2054.508
18.472 | 671.871 | 15.254 | 2041.053
18.648 | 649.054 | 15.254 | 2041.053
18.823 | 626.742 | 15.435 | 2027.943
18.998 | 604.677 | 15.617 | 2014.838
19.172 | 582.449 | 15.798 | 2002.529
19.346 | 562.563 | 15.978 | 1991.926
19.52 | 543.202 | 16.159 | 1985.372
19.693 | 524.139 | 16.339 | 1978.696
19.866 | 504.825 | 16.339 | 1978.696
20.039 | 482.834 | 16.519 | 1972.052
20.211 | 462.716 | 16.698 | 1964.731
20.383 | 445.533 | 16.877 | 1958.386
20.554 | 429.32 | 17.056 | 1949.298
20.725 | 414.222 | 17.234 | 1940.956
20.896 | 400.981 | 17.412 | 1937.737
21.066 | 387.483 | 17.59 | 1928.982
21.236 | 373.828 | 17.59 | 1928.982
21.406 | 358.846 | 17.767 | 1917.207
21.575 | 343.022 | 17.944 | 1902.482
21.744 | 327.834 | 18.12 | 1891.155
21.912 | 313.809 | 18.297 | 1878.526
22.08 | 301.985 | 18.472 | 1869.684
22.247 | 293.209 | 18.648 | 1857.753
22.414 | 284.547 | 18.823 | 1841.496
22.581 | 274.592 | 18.823 | 1841.496
22.747 | 265.575 | 18.998 | 1824.18
22.913 | 256.936 | 19.172 | 1813.409
23.079 | 247.506 | 19.346 | 1800.682
23.244 | 239.723 | 19.52 | 1788.213
23.409 | 232.762 | 19.693 | 1777.449
23.573 | 225.697 | 19.866 | 1766.888
23.737 | 218.417 | 20.039 | 1756.147
23.9 | 212.099 | 20.039 | 1756.147
24.063 | 205.77 | 20.211 | 1744.401
24.226 | 199.321 | 20.383 | 1734.114
24.388 | 193.52 | 20.554 | 1724.453
24.55 | 187.344 | 20.725 | 1716.374
24.711 | 181.343 | 20.896 | 1704.232
24.872 | 176.91 | 21.066 | 1689.996
25.033 | 172.852 | 21.236 | 1675.851
25.193 | 168.838 | 21.236 | 1675.851
25.353 | 165.056 | 21.406 | 1663.91
25.512 | 160.527 | 21.575 | 1648.318
25.671 | 156.323 | 21.744 | 1634.535
25.829 | 152.351 | 21.912 | 1623.082
25.987 | 148.328 | 22.08 | 1610.414
26.145 | 145.863 | 22.247 | 1595.903
26.302 | 144.108 | 22.414 | 1580.706
26.459 | 141.606 | 22.414 | 1580.706
26.615 | 138.172 | 22.581 | 1562.7
26.771 | 134.008 | 22.747 | 1546.82
26.926 | 129.634 | 22.913 | 1532.165
27.082 | 126.304 | 23.079 | 1519.299
27.236 | 123.931 | 23.244 | 1506.099
27.39 | 122.093 | 23.409 | 1490.139
27.544 | 119.961 | 23.573 | 1472.088
27.697 | 119.388 | 23.573 | 1472.088
27.85 | 116.885 | 23.737 | 1451.4
28.003 | 113.676 | 23.9 | 1434.806
28.155 | 110.763 | 24.063 | 1418.185
28.306 | 109.754 | 24.226 | 1401.425
28.458 | 108.45 | 24.388 | 1383.075
28.608 | 106.848 | 24.55 | 1364.977
28.759 | 104.964 | 24.711 | 1346.096
28.909 | 103.745 | 24.711 | 1346.096
29.058 | 102.37 | 24.872 | 1327.222
29.207 | 100.253 | 25.033 | 1308.968
29.356 | 98.243 | 25.193 | 1292.669
29.504 | 96.887 | 25.353 | 1273.597
29.651 | 96.279 | 25.512 | 1253.452
29.799 | 96.279 | 25.671 | 1231.92
29.946 | 95.555 | 25.671 | 1231.92
30.092 | 93.134 | 25.829 | 1210.026
30.238 | 90.389 | 25.987 | 1187.901
30.384 | 88.138 | 26.145 | 1168.568
30.529 | 87.037 | 26.302 | 1150.752
30.673 | 87.122 | 26.459 | 1131.709
30.818 | 86.486 | 26.615 | 1114.625
30.962 | 85.251 | 26.771 | 1098.627
31.105 | 82.965 | 26.771 | 1098.627
31.248 | 80.792 | 26.926 | 1080.13
31.39 | 79.422 | 27.082 | 1061.283
31.533 | 79.336 | 27.236 | 1042.357
31.674 | 78.126 | 27.39 | 1022.697
31.815 | 76.767 | 27.544 | 1003.686
31.956 | 76.485 | 27.697 | 985.631
32.097 | 76.336 | 27.85 | 968.644
32.237 | 75.704 | 27.85 | 968.644
32.376 | 75.594 | 28.003 | 951.933
32.515 | 75.991 | 28.155 | 934.632
32.654 | 75.811 | 28.306 | 916.572
32.792 | 75.838 | 28.458 | 898.027
32.93 | 76.215 | 28.608 | 878.848
33.067 | 75.23 | 28.759 | 861.167
33.204 | 72.839 | 28.909 | 841.345
33.341 | 71.137 | 28.909 | 841.345
33.477 | 70.685 | 29.058 | 820.911
33.613 | 70.658 | 29.207 | 801.88
33.748 | 70.631 | 29.356 | 784.017
33.883 | 70.506 | 29.504 | 763.554
34.017 | 70.402 | 29.651 | 746.729
34.151 | 69.417 | 29.799 | 731.85
34.285 | 67.954 | 29.946 | 715.791
34.418 | 66.6 | 29.946 | 715.791
34.55 | 66.844 | 30.092 | 697.638
34.683 | 67.713 | 30.238 | 679.146
34.814 | 68.814 | 30.384 | 659.405
34.946 | 66.378 | 30.529 | 639.005
35.077 | 60.756 | 30.673 | 621.553
35.208 | 53.707 | 30.818 | 608.534
35.338 | 46.538 | 30.962 | 595.436
35.467 | 40.504 | 30.962 | 595.436
35.597 | 37.478 | 31.105 | 581.508
35.726 | 36.21 | 31.248 | 565.297
35.854 | 34.85 | 31.39 | 546.84
35.982 | 32.692 | 31.533 | 529.551
36.11 | 31.065 | 31.674 | 513.921
36.237 | 30.926 | 31.815 | 499.271
36.364 | 31.422 | 31.956 | 484.912
36.491 | 32.803 | 31.956 | 484.912
36.617 | 33.687 | 32.097 | 471.374
36.742 | 34.068 | 32.237 | 456.789
36.867 | 32.91 | 32.376 | 442.202
36.992 | 31.141 | 32.515 | 427.729
37.117 | 31.677 | 32.654 | 414.905
37.241 | 38.37 | 32.792 | 403.473
37.364 | 52.195 | 32.792 | 403.473
37.487 | 61.163 | 32.93 | 391.389
37.61 | 64.393 | 33.067 | 378.482
37.733 | 62.107 | 33.204 | 365.259
37.855 | 53.716 | 33.341 | 353.999
37.976 | 39.752 | 33.477 | 341.769
38.097 | 31.505 | 33.613 | 331.194
38.218 | 26.318 | 33.748 | 321.479
38.338 | 23.118 | 33.748 | 321.479
38.458 | 21.819 | 33.883 | 313
38.578 | 21.145 | 34.017 | 304.046
38.697 | 20.143 | 34.151 | 295.052
38.816 | 18.837 | 34.285 | 286.656
38.934 | 17.96 | 34.418 | 276.497
39.052 | 17.399 | 34.55 | 267.403
39.17 | 17.843 | 34.683 | 259.314
39.287 | 19.368 | 34.683 | 259.314
39.404 | 20.336 | 34.814 | 249.765
39.52 | 19.925 | 34.946 | 242.336
39.636 | 18.782 | 35.077 | 236.753
39.752 | 17.138 | 35.208 | 230.172
39.867 | 16.121 | 35.338 | 223.651
39.982 | 16.48 | 35.467 | 217.475
40.096 | 16.687 | 35.597 | 212.549
40.096 | 16.687 | 35.597 | 212.549
40.211 | 17.331 | 35.726 | 206.821
40.324 | 18.044 | 35.854 | 199.966
40.438 | 18.073 | 35.982 | 193.016
40.551 | 16.869 | 36.11 | 186.283
40.663 | 16.51 | 36.237 | 178.715
40.775 | 16.689 | 36.364 | 176.391
40.887 | 17.474 | 36.491 | 174.649
40.663 | 23.4 | 40.551 | 61.474
40.775 | 24.348 | 40.663 | 52.419
40.887 | 25.915 | 40.775 | 37.91
40.999 | 27.491 | 40.887 | 26.903
455.669
323.389
196.583
73.469
0
0
0

## Vivid H40V80 (hidden)
Selador | Lamp |  | Wattage
Vivid | Lumileds K2 |  | 122 |  | Note: Owing to the variability of LEDs, output data and color matches should be viewed as approximate
Note: All data taken with room temperature fixture
| Beam Angle | Field Angle
Horizontal | 29.4 | 45.8
| Accessory Lens | Candela | Field Lumens | Beam Lumens | Lens Efficiency | Efficacy
| H40+V80 | 2080 | 1000 | 590 | 88.89% | 8.1967
| For Field diameter at any distance, multiply distance by |  |  |  | 0.84483
| For Beam diameter at any distance, multiply distance by |  |  |  | 0.52469
| Throw Distance (ft) | 10 | 15 | 20 | 25
| Throw Distance (m) | 3.048 | 4.572 | 6.096 | 7.62
| Field Diameter (ft) | 8.4483 | 12.6725 | 16.8967 | 21.1208
| Field Diameter (m) | 2.5751 | 3.8626 | 5.1501 | 6.4376
| Illuminance (fc) | 20.8 | 9.2444 | 5.2 | 3.328
| Illuminance (lux) | 223.8891 | 99.5063 | 55.9723 | 35.8223
Test Distance | Iso-Illuminance Diagram grid lines
52 | 10 | 20 | 30 | 40
| 0.19231 | 0.38462 | 0.57692 | 0.76923
| Beam Angle | Field Angle
Vertical | 63.8 | 81.4
| For Field diameter at any distance, multiply distance by |  |  |  | 1.7203
| For Beam diameter at any distance, multiply distance by |  |  |  | 1.2449
| Throw Distance (ft) | 10 | 15 | 20 | 25
| Throw Distance (m) | 3.048 | 4.572 | 6.096 | 7.62
| Field Diameter (ft) | 17.2027 | 25.8041 | 34.4054 | 43.0068
| Field Diameter (m) | 5.2434 | 7.8651 | 10.4868 | 13.1085
| Illuminance (fc) | 20.8 | 9.2444 | 5.2 | 3.328
| Illuminance (lux) | 223.8891 | 99.5063 | 55.9723 | 35.8223
| X |  | Y
-40.999 | 0 | -41.11 | 210.551
-40.887 | 0 | -40.999 | 213.048
-40.775 | 0 | -40.887 | 216.105
-40.663 | 4.508 | -40.775 | 219.545
-40.551 | 12.162 | -40.663 | 224.502
-40.438 | 19.676 | -40.551 | 231.395
-40.324 | 27.707 | -40.438 | 237.238
-40.211 | 32.515 | -40.324 | 244.237
-40.096 | 32.476 | -40.211 | 252.529
-39.982 | 32.713 | -40.096 | 258.845
-39.867 | 33.683 | -39.982 | 264.29
-39.752 | 33.178 | -39.867 | 270.258
-39.636 | 32.982 | -39.752 | 274.177
-39.52 | 33.42 | -39.636 | 279.69
-39.404 | 33.583 | -39.52 | 286.018
-39.287 | 33.654 | -39.404 | 295.791
-39.17 | 33.665 | -39.287 | 304.414
-39.052 | 34.118 | -39.17 | 314.104
-38.934 | 34.919 | -39.052 | 322.863
-38.816 | 36.093 | -38.934 | 332.794
-38.697 | 36.176 | -38.816 | 341.916
-38.578 | 35.328 | -38.697 | 353.564
-38.458 | 37.317 | -38.578 | 362.479
-38.338 | 38.999 | -38.458 | 371.125
-38.218 | 38.434 | -38.338 | 379.104
-38.097 | 37.817 | -38.218 | 390.939
-37.976 | 37.828 | -38.097 | 404.186
-37.855 | 37.387 | -37.976 | 417.067
-37.733 | 37.847 | -37.855 | 430.742
-37.61 | 38.19 | -37.733 | 446.655
-37.487 | 39.167 | -37.61 | 459.81
-37.364 | 39.277 | -37.487 | 472.134
-37.241 | 39.331 | -37.364 | 482.921
-37.117 | 39.821 | -37.241 | 494.883
-36.992 | 40.524 | -37.117 | 506.501
-36.867 | 41.353 | -36.992 | 518.594
-36.742 | 41.932 | -36.867 | 529.72
-36.617 | 41.808 | -36.742 | 543.718
-36.491 | 42.697 | -36.617 | 558.346
-36.364 | 42.807 | -36.491 | 572.743
-36.237 | 42.071 | -36.364 | 587.281
-36.11 | 41.656 | -36.237 | 604.362
-35.982 | 41.977 | -36.11 | 621.293
-35.854 | 42.008 | -35.982 | 638.547
-35.726 | 42.815 | -35.854 | 654.556
-35.597 | 43.974 | -35.726 | 673.534
-35.467 | 43.351 | -35.597 | 689.688
-35.338 | 43.755 | -35.467 | 704.676
-35.208 | 44.358 | -35.338 | 718.717
-35.077 | 45.257 | -35.208 | 734.035
-34.946 | 46.122 | -35.077 | 750.813
-34.814 | 46.377 | -34.946 | 766.185
-34.683 | 46.28 | -34.814 | 783.053
-34.55 | 46.804 | -34.683 | 796.034
-34.418 | 46.951 | -34.55 | 806.028
-34.285 | 46.089 | -34.418 | 818.532
-34.151 | 46.164 | -34.285 | 832.134
-34.017 | 47.186 | -34.151 | 845.253
-33.883 | 47.69 | -34.017 | 857.969
-33.748 | 48.767 | -33.883 | 874.598
-33.613 | 49.353 | -33.748 | 888.094
-33.477 | 49.718 | -33.613 | 902.435
-33.341 | 49.461 | -33.477 | 917.418
-33.204 | 48.922 | -33.341 | 931.322
-33.067 | 50.059 | -33.204 | 941.442
-32.93 | 50.834 | -33.067 | 953.551
-32.792 | 52.09 | -32.93 | 965.279
-32.654 | 52.267 | -32.792 | 974.53
-32.515 | 52.672 | -32.654 | 985.495
-32.376 | 52.405 | -32.515 | 999.376
-32.237 | 52.599 | -32.376 | 1012.611
-32.097 | 53.611 | -32.237 | 1024.936
-31.956 | 54.681 | -32.097 | 1036.68
-31.815 | 55.515 | -31.956 | 1048.397
-31.674 | 56.992 | -31.815 | 1055.23
-31.533 | 57.807 | -31.674 | 1060.665
-31.39 | 58.413 | -31.533 | 1063.847
-31.248 | 58.082 | -31.39 | 1068.951
-31.105 | 58.637 | -31.248 | 1076.837
-30.962 | 59.251 | -31.105 | 1086.299
-30.818 | 61.238 | -30.962 | 1095.512
-30.673 | 62.336 | -30.818 | 1102.096
-30.529 | 62.686 | -30.673 | 1107.61
-30.384 | 64.026 | -30.529 | 1112.025
-30.238 | 65.202 | -30.384 | 1116.889
-30.092 | 66.283 | -30.238 | 1122.97
-29.946 | 66.139 | -30.092 | 1129.203
-29.799 | 67.077 | -29.946 | 1135.693
-29.651 | 67.078 | -29.799 | 1143.136
-29.504 | 66.974 | -29.651 | 1149.958
-29.356 | 66.577 | -29.504 | 1156.062
-29.207 | 68.266 | -29.356 | 1164.304
-29.058 | 69.837 | -29.207 | 1173.552
-28.909 | 71.064 | -29.058 | 1180.722
-28.759 | 71.416 | -28.909 | 1186.192
-28.608 | 73.505 | -28.759 | 1191.239
-28.458 | 75.495 | -28.608 | 1195.562
-28.306 | 76.594 | -28.458 | 1202.964
-28.155 | 78.29 | -28.306 | 1212.288
-28.003 | 80.757 | -28.155 | 1222.701
-27.85 | 83.103 | -28.003 | 1230.969
-27.697 | 85.189 | -27.85 | 1238.763
-27.544 | 87.158 | -27.697 | 1245.17
-27.39 | 89.348 | -27.544 | 1251.163
-27.236 | 91.085 | -27.39 | 1258.054
-27.082 | 92.671 | -27.236 | 1265.063
-26.926 | 93.912 | -27.082 | 1271.895
-26.771 | 95.706 | -26.926 | 1278.688
-26.615 | 97.448 | -26.771 | 1286.126
-26.459 | 99.541 | -26.615 | 1293.696
-26.302 | 102.465 | -26.459 | 1303.792
-26.145 | 104.656 | -26.302 | 1313.999
-25.987 | 106.638 | -26.145 | 1321.748
-25.829 | 110.239 | -25.987 | 1330.429
-25.671 | 114.19 | -25.829 | 1339.307
-25.512 | 117.224 | -25.671 | 1346.11
-25.353 | 119.989 | -25.512 | 1350.448
-25.193 | 122.902 | -25.353 | 1356.031
-25.033 | 125.811 | -25.193 | 1365.389
-24.872 | 129.068 | -25.033 | 1373.578
-24.711 | 132.523 | -24.872 | 1382.171
-24.55 | 136.687 | -24.711 | 1390.905
-24.388 | 141.389 | -24.55 | 1397.993
-24.226 | 145.562 | -24.388 | 1403.234
-24.063 | 150.305 | -24.226 | 1406.377
-23.9 | 155.429 | -24.063 | 1410.885
-23.737 | 161.004 | -23.9 | 1417.506
-23.573 | 166.699 | -23.737 | 1425.33
-23.409 | 172.138 | -23.573 | 1433.968
-23.244 | 178.216 | -23.409 | 1444.433
-23.079 | 183.645 | -23.244 | 1451.541
-22.913 | 189.763 | -23.079 | 1457.307
-22.747 | 197.268 | -22.913 | 1463.466
-22.581 | 205.513 | -22.747 | 1471.976
-22.414 | 213.331 | -22.581 | 1480.013
-22.247 | 221.846 | -22.414 | 1488.231
-22.08 | 231.156 | -22.247 | 1497.066
-21.912 | 240.662 | -22.08 | 1506.565
-21.744 | 249.412 | -21.912 | 1513.406
-21.575 | 258.981 | -21.744 | 1522.219
-21.406 | 269.74 | -21.575 | 1528.521
-21.236 | 279.348 | -21.406 | 1532.646
-21.066 | 289.542 | -21.236 | 1539.377
-20.896 | 300.332 | -21.066 | 1543.707
-20.725 | 312.288 | -20.896 | 1551.202
-20.554 | 325.45 | -20.725 | 1560.442
-20.383 | 339.874 | -20.554 | 1568.286
-20.211 | 354.374 | -20.383 | 1574.515
-20.039 | 369.851 | -20.211 | 1581.376
-19.866 | 384.982 | -20.039 | 1587.341
-19.693 | 398.974 | -19.866 | 1594.637
-19.52 | 413.641 | -19.693 | 1604.413
-19.346 | 429.408 | -19.52 | 1613.121
-19.172 | 445.376 | -19.346 | 1621.35
-18.998 | 463.102 | -19.172 | 1625.273
-18.823 | 480.479 | -18.998 | 1631.49
-18.648 | 499.595 | -18.823 | 1637.806
-18.472 | 518.975 | -18.648 | 1644.318
-18.297 | 539.458 | -18.472 | 1650.589
-18.12 | 559.47 | -18.297 | 1657.397
-17.944 | 580.321 | -18.12 | 1663.286
-17.767 | 599.884 | -17.944 | 1671.596
-17.59 | 621.246 | -17.767 | 1682.099
-17.412 | 644.392 | -17.59 | 1689.449
-17.234 | 668.781 | -17.412 | 1700.676
-17.056 | 694.501 | -17.234 | 1710.023
-16.877 | 719.296 | -17.056 | 1717.554
-16.698 | 745.351 | -16.877 | 1723.666
-16.519 | 768.773 | -16.698 | 1734.237
-16.339 | 793.445 | -16.519 | 1738.759
-16.159 | 817.667 | -16.339 | 1748.84
-15.978 | 842.881 | -16.159 | 1755.209
-15.798 | 868.224 | -15.978 | 1764.728
-15.617 | 896.987 | -15.798 | 1768.491
-15.435 | 927.55 | -15.617 | 1774.582
-15.254 | 956.182 | -15.435 | 1780.553
-15.072 | 981.9 | -15.254 | 1788.798
-14.89 | 1006.034 | -15.072 | 1795.638
-14.707 | 1031.813 | -14.89 | 1807.87
-14.524 | 1057.669 | -14.707 | 1819.176
-14.341 | 1084.06 | -14.524 | 1827.731
-14.158 | 1110.53 | -14.341 | 1835.721
-13.974 | 1135.683 | -14.158 | 1840.292
-13.79 | 1162.074 | -13.974 | 1845.066
-13.605 | 1188.986 | -13.79 | 1850.526
-13.421 | 1214.401 | -13.605 | 1856.486
-13.236 | 1239.037 | -13.421 | 1859.661
-13.051 | 1264.67 | -13.236 | 1868.651
-12.865 | 1292.058 | -13.051 | 1876.011
-12.679 | 1322.149 | -12.865 | 1886.436
-12.493 | 1345.037 | -12.679 | 1895.205
-12.307 | 1371.458 | -12.493 | 1901.898
-12.12 | 1394.865 | -12.307 | 1909.072
-11.934 | 1418.802 | -12.12 | 1916.116
-11.746 | 1442.028 | -11.934 | 1922.721
-11.559 | 1466.657 | -11.746 | 1927.046
-11.372 | 1487.843 | -11.559 | 1930.903
-11.184 | 1509.118 | -11.372 | 1936.031
-10.996 | 1532.871 | -11.184 | 1941.838
-10.807 | 1555.142 | -10.996 | 1951.073
-10.619 | 1577.431 | -10.807 | 1958.747
-10.43 | 1601.226 | -10.619 | 1962.419
-10.241 | 1624.194 | -10.43 | 1967.588
-10.052 | 1646.008 | -10.241 | 1971.253
-9.862 | 1665.055 | -10.052 | 1975.352
-9.673 | 1685.805 | -9.862 | 1980.682
-9.483 | 1706.042 | -9.673 | 1985.067
-9.293 | 1728.253 | -9.483 | 1988.108
-9.102 | 1747.26 | -9.293 | 1992.235
-8.912 | 1768.889 | -9.102 | 1998.697
-8.721 | 1790.891 | -8.912 | 2001.432
-8.53 | 1809.297 | -8.721 | 2007.418
-8.339 | 1824.126 | -8.53 | 2010.265
-8.148 | 1841.853 | -8.339 | 2016.183
-7.956 | 1859.087 | -8.148 | 2016.303
-7.764 | 1872.839 | -7.956 | 2014.943
-7.573 | 1885.801 | -7.764 | 2016.798
-7.381 | 1898.532 | -7.573 | 2017.515
-7.188 | 1906.848 | -7.381 | 2023.891
-6.996 | 1916.521 | -7.188 | 2026.327
-6.804 | 1929.429 | -6.996 | 2035.17
-6.611 | 1941.747 | -6.804 | 2036.186
-6.418 | 1953.533 | -6.611 | 2039.484
-6.225 | 1965.637 | -6.418 | 2031.429
-6.032 | 1975.298 | -6.225 | 2029.721
-5.839 | 1980.738 | -6.032 | 2025.757
-5.646 | 1989.367 | -5.839 | 2025.415
-5.452 | 1994.083 | -5.646 | 2020.134
-5.259 | 2003.066 | -5.452 | 2022.586
-5.065 | 2014.089 | -5.259 | 2025.086
-4.871 | 2023.842 | -5.065 | 2029.877
-4.677 | 2027.557 | -4.871 | 2033.284
-4.483 | 2033.908 | -4.677 | 2040.645
-4.289 | 2039.072 | -4.483 | 2043.698
-4.095 | 2045.541 | -4.289 | 2043.712
-3.9 | 2054.092 | -4.095 | 2045.164
-3.706 | 2061.32 | -3.9 | 2049.012
-3.511 | 2066.784 | -3.706 | 2053.232
-3.317 | 2071.029 | -3.511 | 2058.297
-3.122 | 2072.32 | -3.317 | 2066.099
-2.927 | 2073.68 | -3.122 | 2071.554
-2.732 | 2075.165 | -2.927 | 2070.132
-2.537 | 2078.514 | -2.732 | 2069.742
-2.342 | 2081.014 | -2.537 | 2066.269
-2.147 | 2079.528 | -2.342 | 2064.189
-1.952 | 2079.24 | -2.147 | 2063.405
-1.757 | 2078.205 | -1.952 | 2063.942
-1.562 | 2078.825 | -1.757 | 2061.427
-1.367 | 2075.688 | -1.562 | 2061.053
-1.172 | 2073.998 | -1.367 | 2058.295
-0.976 | 2069.718 | -1.172 | 2060.145
-0.781 | 2068.382 | -0.976 | 2063.993
-0.586 | 2067.603 | -0.781 | 2071.986
-0.391 | 2068.24 | -0.586 | 2074.686
-0.195 | 2072.151 | -0.391 | 2075.586
0 | 2075.205 | -0.195 | 2072.595
0.195 | 2073.759 | 0 | 2075.205
0.391 | 2070.389 | 0.195 | 2070.655
0.586 | 2067.839 | 0.391 | 2070.666
0.781 | 2064.93 | 0.586 | 2066.744
0.976 | 2065.587 | 0.781 | 2065.194
1.172 | 2062.669 | 0.976 | 2064.228
1.367 | 2061.541 | 1.172 | 2070.864
1.562 | 2062.135 | 1.367 | 2071.916
1.757 | 2063.44 | 1.562 | 2074.358
1.952 | 2062.179 | 1.757 | 2074.708
2.147 | 2065.433 | 1.952 | 2075.256
2.342 | 2065.565 | 2.147 | 2073.432
2.537 | 2064.323 | 2.342 | 2072.553
2.732 | 2061.524 | 2.537 | 2070.049
2.927 | 2056.902 | 2.732 | 2068.282
3.122 | 2050.271 | 2.927 | 2062.926
3.317 | 2044.692 | 3.122 | 2057.245
3.511 | 2039.413 | 3.317 | 2057.965
3.706 | 2033.569 | 3.511 | 2057.405
3.9 | 2025.82 | 3.706 | 2053.692
4.095 | 2020.656 | 3.9 | 2051.441
4.289 | 2012.729 | 4.095 | 2056.307
4.483 | 2004.579 | 4.289 | 2055.395
4.677 | 2000.039 | 4.483 | 2052.747
4.871 | 2001.063 | 4.677 | 2048.301
5.065 | 1997.431 | 4.871 | 2044.142
5.259 | 1991.08 | 5.065 | 2039.061
5.452 | 1985.064 | 5.259 | 2038.264
5.646 | 1976.191 | 5.452 | 2037.757
5.839 | 1964.185 | 5.646 | 2033.802
6.032 | 1953.345 | 5.839 | 2033.987
6.225 | 1946.904 | 6.032 | 2031.858
6.418 | 1941.529 | 6.225 | 2029.297
6.611 | 1931.525 | 6.418 | 2028.392
6.804 | 1923.612 | 6.611 | 2025.953
6.996 | 1914.466 | 6.804 | 2026.334
7.188 | 1909.601 | 6.996 | 2024.683
7.381 | 1901.487 | 7.188 | 2023.518
7.573 | 1892.872 | 7.381 | 2024.616
7.764 | 1880.632 | 7.573 | 2021.797
7.956 | 1866.049 | 7.764 | 2016.641
8.148 | 1849.054 | 7.956 | 2013.217
8.339 | 1832.668 | 8.148 | 2008.417
8.53 | 1815.014 | 8.339 | 2000.274
8.721 | 1797.707 | 8.53 | 1995.621
8.912 | 1783.391 | 8.721 | 1993.742
9.102 | 1766.765 | 8.912 | 1987.447
9.293 | 1749.433 | 9.102 | 1979.58
9.483 | 1730.377 | 9.293 | 1970.594
9.673 | 1711.178 | 9.483 | 1964.264
9.862 | 1694.486 | 9.673 | 1958.478
10.052 | 1673.342 | 9.862 | 1954.613
10.241 | 1652.842 | 10.052 | 1952.649
10.43 | 1634.5 | 10.241 | 1946.881
10.619 | 1617.202 | 10.43 | 1938.364
10.807 | 1595.544 | 10.619 | 1931.711
10.996 | 1577.319 | 10.807 | 1928.377
11.184 | 1558.834 | 10.996 | 1923.692
11.372 | 1538.259 | 11.184 | 1923.401
11.559 | 1514.786 | 11.372 | 1921.456
11.746 | 1490.078 | 11.559 | 1915.857
11.934 | 1466.004 | 11.746 | 1907.923
12.12 | 1441.706 | 11.934 | 1900.452
12.307 | 1415.99 | 12.12 | 1894.794
12.493 | 1390.976 | 12.307 | 1890.602
12.679 | 1366.948 | 12.493 | 1887.067
12.865 | 1343.912 | 12.679 | 1878.655
13.051 | 1320.087 | 12.865 | 1869.192
13.236 | 1296.232 | 13.051 | 1858.668
13.421 | 1272.179 | 13.236 | 1850.202
13.605 | 1246.899 | 13.421 | 1841.215
13.79 | 1220.32 | 13.605 | 1836.578
13.974 | 1192.824 | 13.79 | 1832.295
14.158 | 1166.578 | 13.974 | 1829.932
14.341 | 1140.26 | 14.158 | 1820.363
14.524 | 1112.022 | 14.341 | 1817.739
14.707 | 1083.285 | 14.524 | 1812.546
14.89 | 1054.442 | 14.707 | 1805.469
15.072 | 1026.138 | 14.89 | 1794.482
15.254 | 998.821 | 15.072 | 1787.172
15.435 | 973.952 | 15.254 | 1777.532
15.617 | 951.02 | 15.435 | 1767.339
15.798 | 925.824 | 15.617 | 1760.449
15.978 | 898.156 | 15.798 | 1755.207
16.159 | 871.106 | 15.978 | 1748.757
16.339 | 843.252 | 16.159 | 1746.31
16.519 | 817.068 | 16.339 | 1741.438
16.698 | 793.37 | 16.519 | 1736.039
16.877 | 770.535 | 16.698 | 1727.22
17.056 | 749.36 | 16.877 | 1720.756
17.234 | 727.87 | 17.056 | 1715.223
17.412 | 706.747 | 17.234 | 1709.625
17.59 | 684.265 | 17.412 | 1703.181
17.767 | 661.726 | 17.59 | 1698.312
17.944 | 639.386 | 17.767 | 1695.578
18.12 | 618.956 | 17.944 | 1689.3
18.297 | 600.242 | 18.12 | 1681.511
18.472 | 580.822 | 18.297 | 1674.09
18.648 | 560.9 | 18.472 | 1665.904
18.823 | 541.632 | 18.648 | 1655.25
18.998 | 523.791 | 18.823 | 1643.46
19.172 | 505.78 | 18.998 | 1632.883
19.346 | 489.031 | 19.172 | 1627.592
19.52 | 472.016 | 19.346 | 1623.973
19.693 | 455.097 | 19.52 | 1617.739
19.866 | 438.907 | 19.693 | 1613.662
20.039 | 423.435 | 19.866 | 1606.348
20.211 | 407.095 | 20.039 | 1599.308
20.383 | 391.778 | 20.211 | 1592.309
20.554 | 377.596 | 20.383 | 1586.175
20.725 | 363.645 | 20.554 | 1581.133
20.896 | 351.642 | 20.725 | 1576.296
21.066 | 338.674 | 20.896 | 1570.118
21.236 | 325.895 | 21.066 | 1563.353
21.406 | 314.009 | 21.236 | 1555.326
21.575 | 302.733 | 21.406 | 1549.595
21.744 | 290.707 | 21.575 | 1543.909
21.912 | 279.726 | 21.744 | 1537.523
22.08 | 268.791 | 21.912 | 1525.832
22.247 | 258.375 | 22.08 | 1514.21
22.414 | 250.272 | 22.247 | 1506.469
22.581 | 243.08 | 22.414 | 1499.861
22.747 | 236.793 | 22.581 | 1496.156
22.913 | 231.258 | 22.747 | 1492.507
23.079 | 224.119 | 22.913 | 1489.215
23.244 | 215.767 | 23.079 | 1482.706
23.409 | 208.574 | 23.244 | 1475.605
23.573 | 202.425 | 23.409 | 1464.982
23.737 | 196.413 | 23.573 | 1453.478
23.9 | 190.646 | 23.737 | 1443.649
24.063 | 185.656 | 23.9 | 1436.275
24.226 | 179.915 | 24.063 | 1431.291
24.388 | 173.141 | 24.226 | 1426.879
24.55 | 166.905 | 24.388 | 1418.331
24.711 | 162.173 | 24.55 | 1407.163
24.872 | 158.315 | 24.711 | 1398.336
25.033 | 154.893 | 24.872 | 1388.258
25.193 | 151.163 | 25.033 | 1377.546
25.353 | 146.297 | 25.193 | 1371.486
25.512 | 141.562 | 25.353 | 1367.016
25.671 | 137.622 | 25.512 | 1361.043
25.829 | 135.476 | 25.671 | 1352.999
25.987 | 133.388 | 25.829 | 1342.423
26.145 | 131.112 | 25.987 | 1331.325
26.302 | 128.567 | 26.145 | 1322.381
26.459 | 125.151 | 26.302 | 1313.884
26.615 | 121.805 | 26.459 | 1305.318
26.771 | 118.742 | 26.615 | 1298.195
26.926 | 115.537 | 26.771 | 1290.896
27.082 | 112.344 | 26.926 | 1285.668
27.236 | 110.091 | 27.082 | 1279.257
27.39 | 107.859 | 27.236 | 1272.949
27.544 | 105.389 | 27.39 | 1264.924
27.697 | 103.676 | 27.544 | 1257.565
27.85 | 101.748 | 27.697 | 1248.963
28.003 | 99.502 | 27.85 | 1240.968
28.155 | 96.731 | 28.003 | 1234.392
28.306 | 95.032 | 28.155 | 1231.335
28.458 | 93.869 | 28.306 | 1228.208
28.608 | 92.819 | 28.458 | 1222.969
28.759 | 92.108 | 28.608 | 1216.063
28.909 | 91.35 | 28.759 | 1209.031
29.058 | 89.631 | 28.909 | 1200.735
29.207 | 88.146 | 29.058 | 1192.05
29.356 | 87.464 | 29.207 | 1181.387
29.504 | 86.944 | 29.356 | 1172.09
29.651 | 85.701 | 29.504 | 1164.093
29.799 | 83.81 | 29.651 | 1157.58
29.946 | 81.859 | 29.799 | 1151.534
30.092 | 80.382 | 29.946 | 1146.833
30.238 | 78.398 | 30.092 | 1140.628
30.384 | 76.093 | 30.238 | 1131.437
30.529 | 75.154 | 30.384 | 1120.213
30.673 | 75.165 | 30.529 | 1110.073
30.818 | 74.628 | 30.673 | 1102.622
30.962 | 73.229 | 30.818 | 1096.692
31.105 | 72.545 | 30.962 | 1090.369
31.248 | 71.011 | 31.105 | 1083.12
31.39 | 68.884 | 31.248 | 1076.039
31.533 | 67.677 | 31.39 | 1068.862
31.674 | 67.537 | 31.533 | 1061.184
31.815 | 67.485 | 31.674 | 1051.83
31.956 | 67.114 | 31.815 | 1038.179
32.097 | 67.857 | 31.956 | 1026.048
32.237 | 67.918 | 32.097 | 1015.345
32.376 | 67.336 | 32.237 | 1005.7
32.515 | 66.03 | 32.376 | 997.359
32.654 | 65.896 | 32.515 | 985.763
32.792 | 65.317 | 32.654 | 972.794
32.93 | 64.286 | 32.792 | 958.411
33.067 | 63.269 | 32.93 | 945.03
33.204 | 61.886 | 33.067 | 929.628
33.341 | 60.323 | 33.204 | 912.581
33.477 | 60.01 | 33.341 | 897.405
33.613 | 61.325 | 33.477 | 886.255
33.748 | 61.977 | 33.613 | 873.62
33.883 | 61.423 | 33.748 | 861.119
34.017 | 60.376 | 33.883 | 849.36
34.151 | 59.074 | 34.017 | 834.996
34.285 | 57.538 | 34.151 | 820.459
34.418 | 56.084 | 34.285 | 806.288
34.55 | 56.973 | 34.418 | 791.526
34.683 | 58.293 | 34.55 | 775.743
34.814 | 58.297 | 34.683 | 759.075
34.946 | 55.558 | 34.814 | 741.333
35.077 | 51.451 | 34.946 | 724.165
35.208 | 45.704 | 35.077 | 706.744
35.338 | 39.415 | 35.208 | 689.423
35.467 | 34.604 | 35.338 | 674.145
35.597 | 31.524 | 35.467 | 658.426
35.726 | 29.735 | 35.597 | 643.73
35.854 | 28.396 | 35.726 | 629.087
35.982 | 27.383 | 35.854 | 613.823
36.11 | 26.912 | 35.982 | 599.368
36.237 | 27.308 | 36.11 | 585.077
36.364 | 27.601 | 36.237 | 570.293
36.491 | 28.376 | 36.364 | 555.753
36.617 | 28.944 | 36.491 | 539.966
36.742 | 29.247 | 36.617 | 523.828
36.867 | 28.769 | 36.742 | 506.525
36.992 | 27.578 | 36.867 | 492.588
37.117 | 27.987 | 36.992 | 480.11
37.241 | 33.371 | 37.117 | 469.03
37.364 | 46.012 | 37.241 | 455.36
37.487 | 54.228 | 37.364 | 441.104
37.61 | 57.508 | 37.487 | 426.255
37.733 | 55.608 | 37.61 | 413.676
37.855 | 47.635 | 37.733 | 401.833
37.976 | 33.669 | 37.855 | 389.3
38.097 | 25.278 | 37.976 | 377.202
38.218 | 20.831 | 38.097 | 366.653
38.338 | 18.523 | 38.218 | 354.677
38.458 | 17.605 | 38.338 | 344.441
38.578 | 17.316 | 38.458 | 334.933
38.697 | 17.694 | 38.578 | 327.905
38.816 | 17.578 | 38.697 | 318.147
38.934 | 16.782 | 38.816 | 308.46
39.052 | 15.92 | 38.934 | 299.641
39.17 | 15.94 | 39.052 | 289.396
39.287 | 16.409 | 39.17 | 280.172
39.404 | 16.792 | 39.287 | 271.058
39.52 | 16.816 | 39.404 | 263.319
39.636 | 15.687 | 39.52 | 256.1
39.752 | 14.15 | 39.636 | 248.833
39.752 | 14.15 | 39.636 | 248.833
39.867 | 12.995 | 39.752 | 241.457
39.982 | 12.66 | 39.867 | 234.276
40.096 | 13.467 | 39.982 | 227.542
40.211 | 14.437 | 40.096 | 220.704
40.324 | 14.385 | 40.211 | 213.822
40.438 | 14.207 | 40.324 | 208.149
40.551 | 13.204 | 40.438 | 202.633
40.663 | 11.779 | 40.551 | 196.867
40.775 | 11.584 | 40.663 | 166.337
40.887 | 13.15 | 40.775 | 119.059
40.999 | 14.517 | 40.887 | 84.789
455.669
323.389
196.583
73.469
0
0
0

## Lustr H40 (hidden)
Selador | Lamp |  | Wattage
Lustr | Lumileds Rebel |  | 104 |  | Note: Owing to the variability of LEDs, output data and color matches should be viewed as approximate
Note: All data taken with room temperature fixture
| Beam Angle | Field Angle
Horizontal | 29.5 | 45.2
| Accessory Lens | Candela | Field Lumens | Beam Lumens | Lens Efficiency | Efficacy
| H40 | 13930 | 1710 | 970 | 93.49% | 16.4423
| For Field diameter at any distance, multiply distance by |  |  |  | 0.83252
| For Beam diameter at any distance, multiply distance by |  |  |  | 0.52656
| Throw Distance (ft) | 10 | 15 | 20 | 25
| Throw Distance (m) | 3.048 | 4.572 | 6.096 | 7.62
| Field Diameter (ft) | 8.3252 | 12.4878 | 16.6504 | 20.813
| Field Diameter (m) | 2.5375 | 3.8063 | 5.075 | 6.3438
| Illuminance (fc) | 139.3 | 61.9111 | 34.825 | 22.288
| Illuminance (lux) | 1499.4113 | 666.405 | 374.8528 | 239.9058
Test Distance | Iso-Illuminance Diagram grid lines
72 | 10 | 20 | 30 | 40
| 0.13889 | 0.27778 | 0.41667 | 0.55556
| Beam Angle | Field Angle
Vertical | 13.5 | 27.1
| For Field diameter at any distance, multiply distance by |  |  |  | 0.482
| For Beam diameter at any distance, multiply distance by |  |  |  | 0.23672
| Throw Distance (ft) | 10 | 15 | 20 | 25
| Throw Distance (m) | 3.048 | 4.572 | 6.096 | 7.62
| Field Diameter (ft) | 4.82 | 7.2301 | 9.6401 | 12.0501
| Field Diameter (m) | 1.4691 | 2.2037 | 2.9383 | 3.6729
| Illuminance (fc) | 139.3 | 61.9111 | 34.825 | 22.288
| Illuminance (lux) | 1499.4113 | 666.405 | 374.8528 | 239.9058
| X |  | Y
-32.12 | 0 | -32.221 | 99.729
-32.019 | 0 | -32.12 | 100.359
-31.917 | 0 | -32.019 | 100.6
-31.815 | 31.089 | -31.917 | 100.397
-31.714 | 86.098 | -31.815 | 101.797
-31.611 | 142.12 | -31.714 | 102.411
-31.509 | 196.102 | -31.611 | 102.16
-31.406 | 230.883 | -31.509 | 103.367
-31.303 | 235.025 | -31.406 | 104.823
-31.2 | 239.223 | -31.303 | 106.055
-31.097 | 242.462 | -31.2 | 107.109
-30.993 | 246.986 | -31.097 | 108.664
-30.89 | 249.715 | -30.993 | 110.292
-30.786 | 254.729 | -30.89 | 111.279
-30.681 | 258.164 | -30.786 | 111.881
-30.577 | 261.243 | -30.681 | 111.393
-30.472 | 264.591 | -30.577 | 111.2
-30.367 | 268.289 | -30.472 | 111.962
-30.262 | 271.056 | -30.367 | 113.38
-30.157 | 275.776 | -30.262 | 115.819
-30.051 | 282.145 | -30.157 | 117.503
-29.946 | 287.411 | -30.051 | 117.373
-29.84 | 294.596 | -29.946 | 116.998
-29.733 | 299.624 | -29.84 | 115.567
-29.627 | 305.428 | -29.733 | 116.336
-29.52 | 310.51 | -29.627 | 120.254
-29.413 | 317.367 | -29.52 | 121.204
-29.306 | 323.659 | -29.413 | 120.66
-29.199 | 330.949 | -29.306 | 120.841
-29.091 | 335.206 | -29.199 | 122.778
-28.983 | 341.063 | -29.091 | 121.756
-28.875 | 345.894 | -28.983 | 123.161
-28.767 | 354.283 | -28.875 | 125.585
-28.658 | 359.592 | -28.767 | 127.285
-28.55 | 366.905 | -28.658 | 127.597
-28.441 | 375.97 | -28.55 | 129.867
-28.332 | 386.731 | -28.441 | 129.7
-28.222 | 395.523 | -28.332 | 129.495
-28.113 | 401.898 | -28.222 | 131.582
-28.003 | 408.233 | -28.113 | 135.089
-27.893 | 417.377 | -28.003 | 136.721
-27.782 | 426.043 | -27.893 | 139.498
-27.672 | 435.267 | -27.782 | 141.682
-27.561 | 443.901 | -27.672 | 143.585
-27.45 | 454.422 | -27.561 | 144.866
-27.339 | 466.432 | -27.45 | 143.858
-27.228 | 476.632 | -27.339 | 143.652
-27.116 | 488.278 | -27.228 | 143.825
-27.004 | 500.417 | -27.116 | 145.428
-26.892 | 512.446 | -27.004 | 147.022
-26.78 | 523.059 | -26.892 | 148.045
-26.667 | 536.737 | -26.78 | 148.053
-26.554 | 551.818 | -26.667 | 148.955
-26.441 | 565.108 | -26.554 | 148.515
-26.328 | 579.28 | -26.441 | 149.558
-26.215 | 593.442 | -26.328 | 152.293
-26.101 | 610.274 | -26.215 | 155.784
-25.987 | 626.093 | -26.101 | 159.328
-25.873 | 642.258 | -25.987 | 162.998
-25.759 | 657.385 | -25.873 | 163.51
-25.644 | 678.155 | -25.759 | 165.219
-25.53 | 699.565 | -25.644 | 167.209
-25.415 | 719.556 | -25.53 | 169.513
-25.299 | 739.182 | -25.415 | 169.784
-25.184 | 762.246 | -25.299 | 171.817
-25.068 | 784.751 | -25.184 | 173.909
-24.953 | 806.631 | -25.068 | 175.632
-24.836 | 829.74 | -24.953 | 178.309
-24.72 | 855.06 | -24.836 | 181.29
-24.604 | 879.569 | -24.72 | 185.354
-24.487 | 904.189 | -24.604 | 187.31
-24.37 | 930.081 | -24.487 | 190.242
-24.253 | 954.639 | -24.37 | 190.066
-24.136 | 980.847 | -24.253 | 192.449
-24.018 | 1010.505 | -24.136 | 192.548
-23.9 | 1043.792 | -24.018 | 194.982
-23.782 | 1075.027 | -23.9 | 197.716
-23.664 | 1107.48 | -23.782 | 201.303
-23.546 | 1142.415 | -23.664 | 204.975
-23.427 | 1178.093 | -23.546 | 207.317
-23.308 | 1209.125 | -23.427 | 210.059
-23.189 | 1246.323 | -23.308 | 212.514
-23.07 | 1285.033 | -23.189 | 215.024
-22.95 | 1321.772 | -23.07 | 217.692
-22.83 | 1357.338 | -22.95 | 222.014
-22.71 | 1397.325 | -22.83 | 225.295
-22.59 | 1439.909 | -22.71 | 227.715
-22.47 | 1486.653 | -22.59 | 231.034
-22.349 | 1533.362 | -22.47 | 234.538
-22.229 | 1575.816 | -22.349 | 237.824
-22.108 | 1622.569 | -22.229 | 242.869
-21.987 | 1661.89 | -22.108 | 247.555
-21.865 | 1710.093 | -21.987 | 251.451
-21.744 | 1765.185 | -21.865 | 256.492
-21.622 | 1820.371 | -21.744 | 261.012
-21.5 | 1871.692 | -21.622 | 263.79
-21.378 | 1929.082 | -21.5 | 268.237
-21.255 | 1983.701 | -21.378 | 273.125
-21.132 | 2040.089 | -21.255 | 277.366
-21.01 | 2106.169 | -21.132 | 281.783
-20.887 | 2169.361 | -21.01 | 286.507
-20.763 | 2231.509 | -20.887 | 292.773
-20.64 | 2300.66 | -20.763 | 299.53
-20.516 | 2371.17 | -20.64 | 306.093
-20.392 | 2438.547 | -20.516 | 312.303
-20.268 | 2509.317 | -20.392 | 318.098
-20.144 | 2583.199 | -20.268 | 323.449
-20.02 | 2652.838 | -20.144 | 328.294
-19.895 | 2728.076 | -20.02 | 335.552
-19.77 | 2804.827 | -19.895 | 345.399
-19.645 | 2883.781 | -19.77 | 354.469
-19.52 | 2962.768 | -19.645 | 361.653
-19.395 | 3053.376 | -19.52 | 368.839
-19.269 | 3146.873 | -19.395 | 375.835
-19.143 | 3233.251 | -19.269 | 383.339
-19.017 | 3322.906 | -19.143 | 392.355
-18.891 | 3421.528 | -19.017 | 401.742
-18.765 | 3518.291 | -18.891 | 409.897
-18.638 | 3602.967 | -18.765 | 420.71
-18.512 | 3697.266 | -18.638 | 433.477
-18.385 | 3800.005 | -18.512 | 446.003
-18.257 | 3902.602 | -18.385 | 455.523
-18.13 | 3993.885 | -18.257 | 465.657
-18.003 | 4095.862 | -18.13 | 477.762
-17.875 | 4205.66 | -18.003 | 491.085
-17.747 | 4320.22 | -17.875 | 503.059
-17.619 | 4434.941 | -17.747 | 515.141
-17.491 | 4557.206 | -17.619 | 528.31
-17.362 | 4673.313 | -17.491 | 543.756
-17.234 | 4787.785 | -17.362 | 560.333
-17.105 | 4898.112 | -17.234 | 578.523
-16.976 | 5014.314 | -17.105 | 594.025
-16.847 | 5126.691 | -16.976 | 610.228
-16.718 | 5238.93 | -16.847 | 624.733
-16.588 | 5353.934 | -16.718 | 642.845
-16.459 | 5482.653 | -16.588 | 660.557
-16.329 | 5612.715 | -16.459 | 681.156
-16.199 | 5734.097 | -16.329 | 704.565
-16.069 | 5854.518 | -16.199 | 728.369
-15.938 | 5979.817 | -16.069 | 750.499
-15.808 | 6102.842 | -15.938 | 775.329
-15.677 | 6230.427 | -15.808 | 800.637
-15.546 | 6357.976 | -15.677 | 827.046
-15.415 | 6479.889 | -15.546 | 853.958
-15.284 | 6606.206 | -15.415 | 880.657
-15.153 | 6732.655 | -15.284 | 906.466
-15.021 | 6857.882 | -15.153 | 934.079
-14.89 | 6981.135 | -15.021 | 962.602
-14.758 | 7106.866 | -14.89 | 990.501
-14.626 | 7231.635 | -14.758 | 1020.454
-14.494 | 7357.122 | -14.626 | 1055.149
-14.361 | 7489.522 | -14.494 | 1090.317
-14.229 | 7617.633 | -14.361 | 1129.083
-14.096 | 7740.318 | -14.229 | 1168.513
-13.964 | 7872.058 | -14.096 | 1208.08
-13.831 | 8002.248 | -13.964 | 1249.006
-13.698 | 8136.291 | -13.831 | 1292.998
-13.564 | 8275.938 | -13.698 | 1339.811
-13.431 | 8413.832 | -13.564 | 1389.142
-13.297 | 8536.124 | -13.431 | 1438.555
-13.164 | 8662.351 | -13.297 | 1487.015
-13.03 | 8796.118 | -13.164 | 1539.132
-12.896 | 8931.057 | -13.03 | 1592.362
-12.762 | 9067.197 | -12.896 | 1644.121
-12.628 | 9205.538 | -12.762 | 1700.49
-12.493 | 9324.838 | -12.628 | 1763.477
-12.359 | 9436.991 | -12.493 | 1827.946
-12.224 | 9564.948 | -12.359 | 1895.032
-12.089 | 9694.718 | -12.224 | 1968.567
-11.954 | 9821.673 | -12.089 | 2041.563
-11.819 | 9963.031 | -11.954 | 2113.998
-11.684 | 10097.318 | -11.819 | 2189.729
-11.549 | 10211.916 | -11.684 | 2270.218
-11.413 | 10330.444 | -11.549 | 2346.209
-11.278 | 10448.326 | -11.413 | 2426.413
-11.142 | 10549.23 | -11.278 | 2509.267
-11.006 | 10655.086 | -11.142 | 2599.01
-10.87 | 10768.404 | -11.006 | 2687.36
-10.734 | 10879.802 | -10.87 | 2784.62
-10.598 | 10981.518 | -10.734 | 2882.215
-10.461 | 11078.932 | -10.598 | 2977.238
-10.325 | 11169.108 | -10.461 | 3076.606
-10.188 | 11245.756 | -10.325 | 3184.406
-10.052 | 11325.408 | -10.188 | 3293.505
-9.915 | 11411.78 | -10.052 | 3412.642
-9.778 | 11490.169 | -9.915 | 3527.581
-9.641 | 11578.851 | -9.778 | 3650.642
-9.504 | 11671.315 | -9.641 | 3773.564
-9.366 | 11756.626 | -9.504 | 3901.838
-9.229 | 11836.777 | -9.366 | 4028.868
-9.092 | 11900.228 | -9.229 | 4159.803
-8.954 | 11962.725 | -9.092 | 4294.553
-8.816 | 12023.395 | -8.954 | 4435.233
-8.679 | 12096.163 | -8.816 | 4579.93
-8.541 | 12167.175 | -8.679 | 4729.712
-8.403 | 12243.522 | -8.541 | 4882.095
-8.265 | 12306.496 | -8.403 | 5034.088
-8.126 | 12374.244 | -8.265 | 5188.55
-7.988 | 12444.731 | -8.126 | 5347.509
-7.85 | 12508.498 | -7.988 | 5515.499
-7.711 | 12578.864 | -7.85 | 5687.007
-7.573 | 12642.969 | -7.711 | 5853.188
-7.434 | 12698.219 | -7.573 | 6017.773
-7.295 | 12761.167 | -7.434 | 6181.322
-7.156 | 12822.305 | -7.295 | 6360.86
-7.018 | 12855.498 | -7.156 | 6545.038
-6.879 | 12889.768 | -7.018 | 6727.792
-6.739 | 12942.665 | -6.879 | 6907.914
-6.6 | 12997.07 | -6.739 | 7083.82
-6.461 | 13058.398 | -6.6 | 7261.791
-6.322 | 13124.335 | -6.461 | 7457.999
-6.182 | 13173.516 | -6.322 | 7647.082
-6.043 | 13222.87 | -6.182 | 7849.263
-5.903 | 13274.963 | -6.043 | 8050.906
-5.764 | 13305.246 | -5.903 | 8244.275
-5.624 | 13345.119 | -5.764 | 8438.437
-5.484 | 13399.358 | -5.624 | 8637.875
-5.345 | 13431.598 | -5.484 | 8823.787
-5.205 | 13457.92 | -5.345 | 9018.552
-5.065 | 13483.095 | -5.205 | 9217.161
-4.925 | 13514.461 | -5.065 | 9399.158
-4.785 | 13543.741 | -4.925 | 9590.082
-4.645 | 13576.199 | -4.785 | 9771.911
-4.505 | 13615.747 | -4.645 | 9937.346
-4.364 | 13646.295 | -4.505 | 10093.774
-4.224 | 13654.682 | -4.364 | 10279.143
-4.084 | 13670.395 | -4.224 | 10456.101
-3.943 | 13686.734 | -4.084 | 10636.263
-3.803 | 13718.648 | -3.943 | 10815.273
-3.662 | 13760.104 | -3.803 | 11012.452
-3.522 | 13799.788 | -3.662 | 11205.383
-3.381 | 13817.353 | -3.522 | 11390.903
-3.241 | 13829.89 | -3.381 | 11571.97
-3.1 | 13837.406 | -3.241 | 11728.713
-2.96 | 13853.993 | -3.1 | 11892.313
-2.819 | 13885.293 | -2.96 | 12055.647
-2.678 | 13900.054 | -2.819 | 12217.073
-2.537 | 13914.68 | -2.678 | 12358.183
-2.397 | 13928.322 | -2.537 | 12505.333
-2.256 | 13920.396 | -2.397 | 12642.462
-2.115 | 13887.7 | -2.256 | 12774.434
-1.974 | 13872.519 | -2.115 | 12892.078
-1.833 | 13872.285 | -1.974 | 13002.943
-1.692 | 13880.92 | -1.833 | 13080.54
-1.551 | 13876.105 | -1.692 | 13158.895
-1.41 | 13877.925 | -1.551 | 13243.517
-1.269 | 13861.332 | -1.41 | 13336.084
-1.128 | 13856.346 | -1.269 | 13405.249
-0.987 | 13845.633 | -1.128 | 13470.461
-0.846 | 13830.31 | -0.987 | 13544.218
-0.705 | 13787.737 | -0.846 | 13607.571
-0.564 | 13778.665 | -0.705 | 13661.325
-0.423 | 13792.747 | -0.564 | 13730.756
-0.282 | 13787.444 | -0.423 | 13775.715
-0.141 | 13782.418 | -0.282 | 13788.878
0 | 13781.177 | -0.141 | 13771.047
0.141 | 13763.077 | 0 | 13781.177
0.282 | 13732.18 | 0.141 | 13767.54
0.423 | 13725.684 | 0.282 | 13738.876
0.564 | 13732.908 | 0.423 | 13693.268
0.705 | 13744.688 | 0.564 | 13656.594
0.846 | 13744.148 | 0.705 | 13626.46
0.987 | 13734.582 | 0.846 | 13589.977
1.128 | 13731.005 | 0.987 | 13546.637
1.269 | 13736.849 | 1.128 | 13499.916
1.41 | 13740.657 | 1.269 | 13423.967
1.551 | 13742.162 | 1.41 | 13338.371
1.692 | 13732.211 | 1.551 | 13242.134
1.833 | 13707.736 | 1.692 | 13159.799
1.974 | 13681.395 | 1.833 | 13053.771
2.115 | 13659.893 | 1.974 | 12913.063
2.256 | 13646.109 | 2.115 | 12772.943
2.397 | 13622.067 | 2.256 | 12645.546
2.537 | 13606.223 | 2.397 | 12500.962
2.678 | 13602.475 | 2.537 | 12362.056
2.819 | 13578.01 | 2.678 | 12223.281
2.96 | 13546.435 | 2.819 | 12071.271
3.1 | 13514.064 | 2.96 | 11914.112
3.241 | 13489.384 | 3.1 | 11759.315
3.381 | 13476.275 | 3.241 | 11580.071
3.522 | 13481.857 | 3.381 | 11413.783
3.662 | 13473.035 | 3.522 | 11221.958
3.803 | 13450.323 | 3.662 | 11033.553
3.943 | 13423.038 | 3.803 | 10870.573
4.084 | 13393.552 | 3.943 | 10708.617
4.224 | 13368.746 | 4.084 | 10526.072
4.364 | 13347.229 | 4.224 | 10340.092
4.505 | 13317.61 | 4.364 | 10158.568
4.645 | 13287.708 | 4.505 | 9959.911
4.785 | 13258.995 | 4.645 | 9770.481
4.925 | 13221.236 | 4.785 | 9587.816
5.065 | 13180.247 | 4.925 | 9398.727
5.205 | 13153.554 | 5.065 | 9215.933
5.345 | 13129.476 | 5.205 | 9032.201
5.484 | 13101.525 | 5.345 | 8838.932
5.624 | 13078.126 | 5.484 | 8640.297
5.764 | 13025.704 | 5.624 | 8437.543
5.903 | 12960.739 | 5.764 | 8245
6.043 | 12890.359 | 5.903 | 8036.655
6.182 | 12818.683 | 6.043 | 7847.26
6.322 | 12736.802 | 6.182 | 7649.081
6.461 | 12691.427 | 6.322 | 7462.461
6.6 | 12636.054 | 6.461 | 7260.446
6.739 | 12567.616 | 6.6 | 7071.147
6.879 | 12494.057 | 6.739 | 6879.45
7.018 | 12442.914 | 6.879 | 6690.632
7.156 | 12386.146 | 7.018 | 6520.046
7.295 | 12318.318 | 7.156 | 6348.69
7.434 | 12275.282 | 7.295 | 6173.697
7.573 | 12226.692 | 7.434 | 6003.111
7.711 | 12174.932 | 7.573 | 5830.691
7.85 | 12108.564 | 7.711 | 5660.326
7.988 | 12056.431 | 7.85 | 5501.525
8.126 | 12006.249 | 7.988 | 5343.48
8.265 | 11935.869 | 8.126 | 5188.24
8.403 | 11850.961 | 8.265 | 5041.204
8.541 | 11764.548 | 8.403 | 4892.047
8.679 | 11688.283 | 8.541 | 4737.566
8.816 | 11598.019 | 8.679 | 4604.798
8.954 | 11527.995 | 8.816 | 4466.222
9.092 | 11454.486 | 8.954 | 4331.429
9.229 | 11372.864 | 9.092 | 4205.2
9.366 | 11289.041 | 9.229 | 4076.977
9.504 | 11227.347 | 9.366 | 3937.785
9.641 | 11154.28 | 9.504 | 3813.693
9.778 | 11072.877 | 9.641 | 3694.545
9.915 | 10991.828 | 9.778 | 3575.384
10.052 | 10912.718 | 9.915 | 3460.123
10.188 | 10814.036 | 10.052 | 3353.615
10.325 | 10702.343 | 10.188 | 3246.162
10.461 | 10599.038 | 10.325 | 3137.503
10.598 | 10497.798 | 10.461 | 3036.123
10.734 | 10400.446 | 10.598 | 2938.381
10.87 | 10293.81 | 10.734 | 2842.549
11.006 | 10193.462 | 10.87 | 2746.864
11.142 | 10090.507 | 11.006 | 2653.034
11.278 | 9984.76 | 11.142 | 2563.399
11.413 | 9880.292 | 11.278 | 2475.042
11.549 | 9781.624 | 11.413 | 2394.707
11.684 | 9678.931 | 11.549 | 2317.225
11.819 | 9568.733 | 11.684 | 2245.181
11.954 | 9443.898 | 11.819 | 2177.518
12.089 | 9314.498 | 11.954 | 2108.777
12.224 | 9195.022 | 12.089 | 2035.652
12.359 | 9078.012 | 12.224 | 1966.262
12.493 | 8951.797 | 12.359 | 1897.112
12.628 | 8828.338 | 12.493 | 1828.774
12.762 | 8712.195 | 12.628 | 1765.679
12.896 | 8594.218 | 12.762 | 1710.398
13.03 | 8466.205 | 12.896 | 1660.443
13.164 | 8337.914 | 13.03 | 1612.014
13.297 | 8214.555 | 13.164 | 1556.657
13.431 | 8094.644 | 13.297 | 1503.099
13.564 | 7972.729 | 13.431 | 1450.595
13.698 | 7854.673 | 13.564 | 1398.657
13.831 | 7725.401 | 13.698 | 1349.69
13.964 | 7590.257 | 13.831 | 1303.794
14.096 | 7461.026 | 13.964 | 1261.535
14.229 | 7333.185 | 14.096 | 1223.659
14.361 | 7207.668 | 14.229 | 1186.89
14.494 | 7089.812 | 14.361 | 1146.471
14.626 | 6971.646 | 14.494 | 1107.882
14.758 | 6845.112 | 14.626 | 1072.775
14.89 | 6721.994 | 14.758 | 1037.143
15.021 | 6591.215 | 14.89 | 1003.982
15.153 | 6455.832 | 15.021 | 971.626
15.284 | 6327.059 | 15.153 | 942.233
15.415 | 6196.656 | 15.284 | 910.048
15.546 | 6068.441 | 15.415 | 882.763
15.677 | 5948.881 | 15.546 | 851.729
15.808 | 5827.135 | 15.677 | 822.73
15.938 | 5703.813 | 15.808 | 792.494
16.069 | 5585.129 | 15.938 | 767.529
16.199 | 5468.406 | 16.069 | 744.151
16.329 | 5351.908 | 16.199 | 722.399
16.459 | 5239.366 | 16.329 | 699.395
16.588 | 5121.233 | 16.459 | 680.252
16.718 | 4999.224 | 16.588 | 660.527
16.847 | 4884.616 | 16.718 | 638.732
16.976 | 4777.754 | 16.847 | 617.248
17.105 | 4672.047 | 16.976 | 599.66
17.234 | 4572.501 | 17.105 | 583.953
17.362 | 4470.502 | 17.234 | 569.527
17.491 | 4361.317 | 17.362 | 554.497
17.619 | 4254.777 | 17.491 | 537.815
17.747 | 4149.48 | 17.619 | 519.135
17.875 | 4045.124 | 17.747 | 505.607
18.003 | 3945.726 | 17.875 | 492.92
18.13 | 3851.253 | 18.003 | 480.367
18.257 | 3750.474 | 18.13 | 468.6
18.385 | 3653.698 | 18.257 | 456.537
18.512 | 3562.692 | 18.385 | 444.984
18.638 | 3473.184 | 18.512 | 432.885
18.765 | 3379.921 | 18.638 | 423.515
18.891 | 3288.335 | 18.765 | 415.452
19.017 | 3198.089 | 18.891 | 406.635
19.143 | 3112.182 | 19.017 | 394.102
19.269 | 3028.747 | 19.143 | 380.822
19.395 | 2943.462 | 19.269 | 369.158
19.52 | 2861.674 | 19.395 | 359.057
19.645 | 2782.769 | 19.52 | 352.371
19.77 | 2708.614 | 19.645 | 346.928
19.895 | 2636.621 | 19.77 | 340.569
20.02 | 2566.035 | 19.895 | 333.065
20.144 | 2495.354 | 20.02 | 325.975
20.268 | 2422.195 | 20.144 | 320.107
20.392 | 2351.764 | 20.268 | 313.826
20.516 | 2282.754 | 20.392 | 307
20.64 | 2215.173 | 20.516 | 298.785
20.763 | 2149.972 | 20.64 | 292.024
20.887 | 2088.309 | 20.763 | 286.661
21.01 | 2026.647 | 20.887 | 281.794
21.132 | 1962.203 | 21.01 | 275.991
21.255 | 1900.567 | 21.132 | 271.012
21.378 | 1845.082 | 21.255 | 266.535
21.5 | 1791.175 | 21.378 | 260.392
21.622 | 1741.469 | 21.5 | 253.46
21.744 | 1697.388 | 21.622 | 248.777
21.865 | 1654.42 | 21.744 | 244.866
21.987 | 1611.207 | 21.865 | 241.735
22.108 | 1566.777 | 21.987 | 238.855
22.229 | 1516.397 | 22.108 | 234.793
22.349 | 1466.837 | 22.229 | 229.035
22.47 | 1423.726 | 22.349 | 224.358
22.59 | 1385.999 | 22.47 | 223.158
22.71 | 1346.658 | 22.59 | 219.624
22.83 | 1308.777 | 22.71 | 216.309
22.95 | 1271.755 | 22.83 | 211.416
23.07 | 1233.928 | 22.95 | 205.477
23.189 | 1196.587 | 23.07 | 199.474
23.308 | 1159.735 | 23.189 | 197.612
23.427 | 1122.346 | 23.308 | 195.604
23.546 | 1088.31 | 23.427 | 192.382
23.664 | 1057.308 | 23.546 | 191.04
23.782 | 1029.504 | 23.664 | 189.657
23.9 | 1005.27 | 23.782 | 186.082
24.018 | 981.674 | 23.9 | 181.029
24.136 | 956.097 | 24.018 | 177.935
24.253 | 927.858 | 24.136 | 173.671
24.37 | 901.573 | 24.253 | 171.557
24.487 | 872.394 | 24.37 | 169.889
24.604 | 844.362 | 24.487 | 167.542
24.72 | 821.314 | 24.604 | 163.91
24.836 | 801.231 | 24.72 | 162.916
24.953 | 779.396 | 24.836 | 159.358
25.068 | 757.153 | 24.953 | 157.312
25.184 | 735.25 | 25.068 | 154.648
25.299 | 712.792 | 25.184 | 153.331
25.415 | 692.587 | 25.299 | 147.333
25.53 | 673.314 | 25.415 | 145.014
25.644 | 654.657 | 25.53 | 140.26
25.759 | 637.965 | 25.644 | 138.742
25.873 | 623.438 | 25.759 | 138.452
25.987 | 610.108 | 25.873 | 138.635
26.101 | 596.736 | 25.987 | 136.258
26.215 | 583.692 | 26.101 | 135.739
26.328 | 570.866 | 26.215 | 132.604
26.441 | 557.077 | 26.328 | 131.111
26.554 | 544.023 | 26.441 | 128.98
26.667 | 530.817 | 26.554 | 127.357
26.78 | 516.711 | 26.667 | 124.681
26.892 | 502.521 | 26.78 | 124.753
27.004 | 488.509 | 26.892 | 124.151
27.116 | 474.677 | 27.004 | 123.959
27.228 | 464.653 | 27.116 | 123.313
27.339 | 456.54 | 27.228 | 124.099
27.45 | 447.275 | 27.339 | 121.858
27.561 | 436.465 | 27.45 | 121.161
27.672 | 427.235 | 27.561 | 117.22
27.782 | 416.682 | 27.672 | 115.204
27.893 | 406.602 | 27.782 | 112.409
28.003 | 398.815 | 27.893 | 111.29
28.113 | 391.444 | 28.003 | 108.62
28.222 | 387.755 | 28.113 | 110.115
28.332 | 384.862 | 28.222 | 108.746
28.441 | 378.784 | 28.332 | 104.679
28.55 | 371.413 | 28.441 | 102.541
28.658 | 362.423 | 28.55 | 100.86
28.767 | 351.601 | 28.658 | 100.977
28.875 | 341.107 | 28.767 | 100.7
28.983 | 334.713 | 28.875 | 100.223
29.091 | 330.07 | 28.983 | 98.711
29.199 | 325.677 | 29.091 | 97.229
29.306 | 320.534 | 29.199 | 94.699
29.413 | 317.246 | 29.306 | 93.756
29.52 | 312.364 | 29.413 | 92.605
29.627 | 305.145 | 29.52 | 91.891
29.733 | 298.853 | 29.627 | 91.899
29.84 | 295.654 | 29.733 | 91.462
29.946 | 292.188 | 29.84 | 90.98
30.051 | 288.495 | 29.946 | 91.761
30.157 | 286.914 | 30.051 | 90.498
30.262 | 285.487 | 30.157 | 89.227
30.367 | 282.395 | 30.262 | 87.741
30.472 | 277.912 | 30.367 | 87.155
30.577 | 272.15 | 30.472 | 84.78
30.681 | 267.52 | 30.577 | 84.638
30.786 | 262.606 | 30.681 | 85.08
30.89 | 258.417 | 30.786 | 84.602
30.993 | 254.831 | 30.89 | 84.373
30.993 | 254.831 | 30.89 | 84.373
31.097 | 255.283 | 30.993 | 84.353
31.2 | 256.459 | 31.097 | 84.417
31.303 | 254.617 | 31.2 | 84.227
31.406 | 250.241 | 31.303 | 84.248
31.509 | 245.449 | 31.406 | 83.072
31.611 | 239.376 | 31.509 | 83.26
31.714 | 232.183 | 31.611 | 82.846
31.815 | 227.583 | 31.714 | 80.401
31.917 | 225.08 | 31.815 | 67.504
32.019 | 224.084 | 31.917 | 48.179
32.12 | 224.75 | 32.019 | 34.529

## Lustr V40 (hidden)
Selador | Lamp |  | Wattage
Lustr | Lumileds Rebel |  | 104 |  | Note: Owing to the variability of LEDs, output data and color matches should be viewed as approximate
Note: All data taken with room temperature fixture
| Beam Angle | Field Angle
Horizontal | 14.6 | 28.9
| Accessory Lens | Candela | Field Lumens | Beam Lumens | Lens Efficiency | Efficacy
| V40 | 13000 | 1730 | 1020 | 94.59% | 16.6346
| For Field diameter at any distance, multiply distance by |  |  |  | 0.51537
| For Beam diameter at any distance, multiply distance by |  |  |  | 0.25621
| Throw Distance (ft) | 10 | 15 | 20 | 25
| Throw Distance (m) | 3.048 | 4.572 | 6.096 | 7.62
| Field Diameter (ft) | 5.1537 | 7.7306 | 10.3075 | 12.8843
| Field Diameter (m) | 1.5709 | 2.3563 | 3.1417 | 3.9271
| Illuminance (fc) | 130 | 57.7778 | 32.5 | 20.8
| Illuminance (lux) | 1399.307 | 621.9142 | 349.8268 | 223.8891
Test Distance | Iso-Illuminance Diagram grid lines
72 | 10 | 20 | 30 | 40
| 0.13889 | 0.27778 | 0.41667 | 0.55556
| Beam Angle | Field Angle
Vertical | 29.4 | 44.7
| For Field diameter at any distance, multiply distance by |  |  |  | 0.8223
| For Beam diameter at any distance, multiply distance by |  |  |  | 0.52469
| Throw Distance (ft) | 10 | 15 | 20 | 25
| Throw Distance (m) | 3.048 | 4.572 | 6.096 | 7.62
| Field Diameter (ft) | 8.223 | 12.3345 | 16.446 | 20.5575
| Field Diameter (m) | 2.5064 | 3.7596 | 5.0127 | 6.2659
| Illuminance (fc) | 130 | 57.7778 | 32.5 | 20.8
| Illuminance (lux) | 1399.307 | 621.9142 | 349.8268 | 223.8891
| X |  | Y
-32.12 | 0 | -32.221 | 215.477
-32.019 | 0 | -32.12 | 215.311
-31.917 | 0 | -32.019 | 214.931
-31.815 | 13.12 | -31.917 | 215.956
-31.714 | 36.381 | -31.815 | 218.663
-31.611 | 57.037 | -31.714 | 222.473
-31.509 | 79.187 | -31.611 | 227.203
-31.406 | 92.302 | -31.509 | 231.943
-31.303 | 93.405 | -31.406 | 234.344
-31.2 | 93.439 | -31.303 | 236.643
-31.097 | 95.885 | -31.2 | 239.35
-30.993 | 99.284 | -31.097 | 244.324
-30.89 | 100.685 | -30.993 | 247.408
-30.786 | 101.866 | -30.89 | 250.766
-30.681 | 103.249 | -30.786 | 251.963
-30.577 | 103.415 | -30.681 | 252.442
-30.472 | 102.625 | -30.577 | 254.956
-30.367 | 103.452 | -30.472 | 259.404
-30.262 | 104.316 | -30.367 | 263.119
-30.157 | 104.968 | -30.262 | 270.314
-30.051 | 106.516 | -30.157 | 275.858
-29.946 | 107.156 | -30.051 | 280.834
-29.84 | 107.67 | -29.946 | 283.735
-29.733 | 108.342 | -29.84 | 289.1
-29.627 | 110.061 | -29.733 | 292.644
-29.52 | 111.688 | -29.627 | 299.563
-29.413 | 113.627 | -29.52 | 302.808
-29.306 | 113.99 | -29.413 | 306.153
-29.199 | 115.708 | -29.306 | 309.555
-29.091 | 117.854 | -29.199 | 315.971
-28.983 | 120.025 | -29.091 | 320.236
-28.875 | 119.769 | -28.983 | 327.211
-28.767 | 119.948 | -28.875 | 333.233
-28.658 | 120.047 | -28.767 | 340.044
-28.55 | 120.734 | -28.658 | 344.846
-28.441 | 121.689 | -28.55 | 352.754
-28.332 | 125.171 | -28.441 | 359.127
-28.222 | 126.494 | -28.332 | 364.837
-28.113 | 127.655 | -28.222 | 371.172
-28.003 | 127.187 | -28.113 | 380.99
-27.893 | 130.108 | -28.003 | 388.2
-27.782 | 130.633 | -27.893 | 396.25
-27.672 | 131.498 | -27.782 | 403.676
-27.561 | 130.909 | -27.672 | 411.515
-27.45 | 132.377 | -27.561 | 419.001
-27.339 | 133.949 | -27.45 | 428.988
-27.228 | 136.721 | -27.339 | 440.128
-27.116 | 139.363 | -27.228 | 450.293
-27.004 | 142.289 | -27.116 | 463.713
-26.892 | 143.813 | -27.004 | 474.01
-26.78 | 144.805 | -26.892 | 484.657
-26.667 | 145.902 | -26.78 | 493.187
-26.554 | 148.775 | -26.667 | 506.097
-26.441 | 148.041 | -26.554 | 516.146
-26.328 | 149.894 | -26.441 | 529.467
-26.215 | 152.104 | -26.328 | 542.932
-26.101 | 153.972 | -26.215 | 555.251
-25.987 | 154.475 | -26.101 | 569.258
-25.873 | 156.726 | -25.987 | 584.1
-25.759 | 159.182 | -25.873 | 595.937
-25.644 | 162.93 | -25.759 | 611.598
-25.53 | 166.041 | -25.644 | 626.879
-25.415 | 168.414 | -25.53 | 643.375
-25.299 | 170.918 | -25.415 | 658.622
-25.184 | 173.515 | -25.299 | 679.429
-25.068 | 174.882 | -25.184 | 694.847
-24.953 | 177.204 | -25.068 | 712.36
-24.836 | 179.193 | -24.953 | 731.843
-24.72 | 183.44 | -24.836 | 752.709
-24.604 | 185.861 | -24.72 | 774.524
-24.487 | 188.48 | -24.604 | 797.349
-24.37 | 191.507 | -24.487 | 823.503
-24.253 | 196.235 | -24.37 | 840.69
-24.136 | 197.267 | -24.253 | 863.673
-24.018 | 199.375 | -24.136 | 885.028
-23.9 | 204.218 | -24.018 | 909.614
-23.782 | 208.827 | -23.9 | 931.983
-23.664 | 212.824 | -23.782 | 958.323
-23.546 | 216.972 | -23.664 | 987.323
-23.427 | 220.686 | -23.546 | 1018.169
-23.308 | 221.363 | -23.427 | 1048.852
-23.189 | 224.636 | -23.308 | 1082.804
-23.07 | 228.438 | -23.189 | 1115.722
-22.95 | 231.677 | -23.07 | 1149.969
-22.83 | 235.408 | -22.95 | 1184.515
-22.71 | 240.915 | -22.83 | 1218.815
-22.59 | 246.528 | -22.71 | 1253.175
-22.47 | 250.867 | -22.59 | 1288.812
-22.349 | 254.212 | -22.47 | 1325.042
-22.229 | 257.506 | -22.349 | 1362.567
-22.108 | 260.851 | -22.229 | 1406.234
-21.987 | 262.881 | -22.108 | 1451.819
-21.865 | 267.461 | -21.987 | 1493.912
-21.744 | 273.709 | -21.865 | 1537.624
-21.622 | 280.82 | -21.744 | 1580.558
-21.5 | 287.138 | -21.622 | 1625.827
-21.378 | 294.183 | -21.5 | 1674.703
-21.255 | 300.865 | -21.378 | 1726.468
-21.132 | 306.37 | -21.255 | 1779.689
-21.01 | 311.948 | -21.132 | 1836.158
-20.887 | 319.161 | -21.01 | 1890.464
-20.763 | 326.015 | -20.887 | 1946.76
-20.64 | 331.153 | -20.763 | 2006.886
-20.516 | 337.205 | -20.64 | 2064.071
-20.392 | 346.166 | -20.516 | 2121.088
-20.268 | 353.251 | -20.392 | 2182.004
-20.144 | 361.268 | -20.268 | 2249.979
-20.02 | 372.26 | -20.144 | 2318.702
-19.895 | 381.956 | -20.02 | 2385.831
-19.77 | 391.385 | -19.895 | 2459.911
-19.645 | 401.569 | -19.77 | 2534.392
-19.52 | 410.819 | -19.645 | 2605.552
-19.395 | 419.617 | -19.52 | 2679.126
-19.269 | 429.041 | -19.395 | 2758.647
-19.143 | 439.781 | -19.269 | 2836.999
-19.017 | 451.48 | -19.143 | 2917.596
-18.891 | 464.416 | -19.017 | 2998.004
-18.765 | 478.33 | -18.891 | 3077.537
-18.638 | 489.687 | -18.765 | 3163.807
-18.512 | 501.247 | -18.638 | 3248.748
-18.385 | 514.531 | -18.512 | 3334.301
-18.257 | 530.305 | -18.385 | 3423.294
-18.13 | 544.899 | -18.257 | 3521.26
-18.003 | 563.975 | -18.13 | 3618.64
-17.875 | 582.449 | -18.003 | 3717.449
-17.747 | 599.034 | -17.875 | 3821.193
-17.619 | 612.301 | -17.747 | 3920.802
-17.491 | 629.957 | -17.619 | 4020.449
-17.362 | 647.055 | -17.491 | 4117.81
-17.234 | 667.015 | -17.362 | 4219.228
-17.105 | 686.867 | -17.234 | 4318.734
-16.976 | 711.047 | -17.105 | 4427.481
-16.847 | 735.649 | -16.976 | 4535.272
-16.718 | 758.585 | -16.847 | 4648.391
-16.588 | 782.672 | -16.718 | 4759.428
-16.459 | 808.146 | -16.588 | 4876.097
-16.329 | 833.406 | -16.459 | 4995.536
-16.199 | 860.134 | -16.329 | 5114.127
-16.069 | 887.663 | -16.199 | 5230.497
-15.938 | 915.572 | -16.069 | 5354.006
-15.808 | 946.156 | -15.938 | 5478.431
-15.677 | 979.221 | -15.808 | 5600.282
-15.546 | 1013.388 | -15.677 | 5729.342
-15.415 | 1047.643 | -15.546 | 5856.036
-15.284 | 1078.613 | -15.415 | 5977.774
-15.153 | 1111.222 | -15.284 | 6099.68
-15.021 | 1148.795 | -15.153 | 6223.087
-14.89 | 1188.625 | -15.021 | 6348.169
-14.758 | 1227.824 | -14.89 | 6473.537
-14.626 | 1271.382 | -14.758 | 6600.106
-14.494 | 1320.038 | -14.626 | 6721.159
-14.361 | 1366.694 | -14.494 | 6849.23
-14.229 | 1411.305 | -14.361 | 6976.925
-14.096 | 1457.174 | -14.229 | 7109.879
-13.964 | 1506.301 | -14.096 | 7233.569
-13.831 | 1556.613 | -13.964 | 7378.717
-13.698 | 1612.738 | -13.831 | 7523.192
-13.564 | 1671.268 | -13.698 | 7660.399
-13.431 | 1726.359 | -13.564 | 7781.617
-13.297 | 1780.451 | -13.431 | 7909.974
-13.164 | 1838.993 | -13.297 | 8020.996
-13.03 | 1901.474 | -13.164 | 8126.889
-12.896 | 1967.392 | -13.03 | 8245.526
-12.762 | 2036.475 | -12.896 | 8363.339
-12.628 | 2108.338 | -12.762 | 8483.203
-12.493 | 2181.431 | -12.628 | 8616.778
-12.359 | 2254.325 | -12.493 | 8748.962
-12.224 | 2331.15 | -12.359 | 8882.645
-12.089 | 2413.428 | -12.224 | 9010.372
-11.954 | 2495.916 | -12.089 | 9138.455
-11.819 | 2582.497 | -11.954 | 9257.28
-11.684 | 2669.367 | -11.819 | 9389.08
-11.549 | 2762.009 | -11.684 | 9508.34
-11.413 | 2855.465 | -11.549 | 9623.514
-11.278 | 2955.792 | -11.413 | 9723.283
-11.142 | 3052.08 | -11.278 | 9839.777
-11.006 | 3148.507 | -11.142 | 9943.225
-10.87 | 3240.925 | -11.006 | 10054.138
-10.734 | 3339.357 | -10.87 | 10150.357
-10.598 | 3439.529 | -10.734 | 10253.995
-10.461 | 3540.044 | -10.598 | 10346.396
-10.325 | 3649.469 | -10.461 | 10439.287
-10.188 | 3760.447 | -10.325 | 10535.52
-10.052 | 3879.127 | -10.188 | 10639.905
-9.915 | 4004.985 | -10.052 | 10724.894
-9.778 | 4118.735 | -9.915 | 10801.489
-9.641 | 4236.98 | -9.778 | 10886.494
-9.504 | 4356.69 | -9.641 | 10982.433
-9.366 | 4488.073 | -9.504 | 11067.726
-9.229 | 4616.119 | -9.366 | 11157.022
-9.092 | 4746.835 | -9.229 | 11257.797
-8.954 | 4875.393 | -9.092 | 11337.263
-8.816 | 5003.792 | -8.954 | 11402.829
-8.679 | 5142.184 | -8.816 | 11465.891
-8.541 | 5288.897 | -8.679 | 11540.378
-8.403 | 5435.074 | -8.541 | 11613.92
-8.265 | 5576.31 | -8.403 | 11683.865
-8.126 | 5731.825 | -8.265 | 11759.931
-7.988 | 5894.77 | -8.126 | 11830.083
-7.85 | 6049.472 | -7.988 | 11882.033
-7.711 | 6216.659 | -7.85 | 11931.636
-7.573 | 6379.718 | -7.711 | 11980.487
-7.434 | 6539.896 | -7.573 | 12041.547
-7.295 | 6693.262 | -7.434 | 12109.797
-7.156 | 6856.626 | -7.295 | 12177.408
-7.018 | 7014.506 | -7.156 | 12231.25
-6.879 | 7181.858 | -7.018 | 12268.673
-6.739 | 7351.748 | -6.879 | 12309.192
-6.6 | 7520.167 | -6.739 | 12350.252
-6.461 | 7697.203 | -6.6 | 12393.615
-6.322 | 7876.971 | -6.461 | 12431.181
-6.182 | 8055.095 | -6.322 | 12469.896
-6.043 | 8227.157 | -6.182 | 12504.865
-5.903 | 8397.122 | -6.043 | 12529.211
-5.764 | 8555.105 | -5.903 | 12549.305
-5.624 | 8717.34 | -5.764 | 12570.905
-5.484 | 8910.144 | -5.624 | 12588.104
-5.345 | 9092.226 | -5.484 | 12613.333
-5.205 | 9271.74 | -5.345 | 12642.215
-5.065 | 9438.191 | -5.205 | 12653.254
-4.925 | 9602.198 | -5.065 | 12659.146
-4.785 | 9754.863 | -4.925 | 12683.492
-4.645 | 9914.539 | -4.785 | 12680.347
-4.505 | 10077.765 | -4.645 | 12674.072
-4.364 | 10234.976 | -4.505 | 12670.628
-4.224 | 10392.27 | -4.364 | 12673.038
-4.084 | 10556.511 | -4.224 | 12681.024
-3.943 | 10710.624 | -4.084 | 12686.574
-3.803 | 10876.618 | -3.943 | 12685.171
-3.662 | 11041.706 | -3.803 | 12713.172
-3.522 | 11188.853 | -3.662 | 12753.025
-3.381 | 11327.412 | -3.522 | 12775.378
-3.241 | 11465.225 | -3.381 | 12793.532
-3.1 | 11597.15 | -3.241 | 12807.225
-2.96 | 11732.138 | -3.1 | 12809.341
-2.819 | 11874.966 | -2.96 | 12817.259
-2.678 | 11984.53 | -2.819 | 12835.293
-2.537 | 12098.551 | -2.678 | 12851.224
-2.397 | 12213.646 | -2.537 | 12872.358
-2.256 | 12315.656 | -2.397 | 12902.18
-2.115 | 12390.087 | -2.256 | 12909.474
-1.974 | 12471.808 | -2.115 | 12911.086
-1.833 | 12545.011 | -1.974 | 12909.683
-1.692 | 12617.422 | -1.833 | 12897.737
-1.551 | 12671.81 | -1.692 | 12897.602
-1.41 | 12723.029 | -1.551 | 12904.536
-1.269 | 12768.239 | -1.41 | 12907.26
-1.128 | 12836.074 | -1.269 | 12893.732
-0.987 | 12882.009 | -1.128 | 12891.554
-0.846 | 12899.489 | -0.987 | 12907.366
-0.705 | 12891.37 | -0.846 | 12908.472
-0.564 | 12906.285 | -0.705 | 12933.383
-0.423 | 12927.596 | -0.564 | 12953.264
-0.282 | 12945.926 | -0.423 | 12952.386
-0.141 | 12951.311 | -0.282 | 12946.192
0 | 12938.521 | -0.141 | 12938.293
0.141 | 12910.104 | 0 | 12938.521
0.282 | 12881.709 | 0.141 | 12926.576
0.423 | 12861.888 | 0.282 | 12925.229
0.564 | 12839.722 | 0.423 | 12903.843
0.705 | 12822.357 | 0.564 | 12896.267
0.846 | 12783.375 | 0.705 | 12919.485
0.987 | 12741.8 | 0.846 | 12949.639
1.128 | 12695.634 | 0.987 | 12970.918
1.269 | 12646.468 | 1.128 | 12984.303
1.41 | 12589.191 | 1.269 | 12983.465
1.551 | 12536.51 | 1.41 | 12972.41
1.692 | 12461.078 | 1.551 | 12972.598
1.833 | 12380.196 | 1.692 | 12988.025
1.974 | 12283.318 | 1.833 | 12995.418
2.115 | 12194.04 | 1.974 | 12984.392
2.256 | 12094.761 | 2.115 | 12956.211
2.397 | 11987.891 | 2.256 | 12943.56
2.537 | 11861.399 | 2.397 | 12918.643
2.678 | 11741.914 | 2.537 | 12908.357
2.819 | 11603.866 | 2.678 | 12893.606
2.96 | 11459.711 | 2.819 | 12890.329
3.1 | 11321.201 | 2.96 | 12891.681
3.241 | 11184.332 | 3.1 | 12897.108
3.381 | 11050.004 | 3.241 | 12888.06
3.522 | 10927.674 | 3.381 | 12875.443
3.662 | 10801.417 | 3.522 | 12851.821
3.803 | 10644.611 | 3.662 | 12840.864
3.943 | 10486.128 | 3.803 | 12836.837
4.084 | 10326.25 | 3.943 | 12826.451
4.224 | 10177.744 | 4.084 | 12799.389
4.364 | 10015.775 | 4.224 | 12794.943
4.505 | 9862.033 | 4.364 | 12786.859
4.645 | 9708.742 | 4.505 | 12777.113
4.785 | 9545.37 | 4.645 | 12769.753
4.925 | 9376.188 | 4.785 | 12762.581
5.065 | 9203.541 | 4.925 | 12752.318
5.205 | 9035.214 | 5.065 | 12743.85
5.345 | 8865.688 | 5.205 | 12733.629
5.484 | 8701.2 | 5.345 | 12717.477
5.624 | 8536.2 | 5.484 | 12692.606
5.764 | 8358.457 | 5.624 | 12657.137
5.903 | 8178.596 | 5.764 | 12623.398
6.043 | 7996.091 | 5.903 | 12572.926
6.182 | 7812.628 | 6.043 | 12524.051
6.322 | 7632.47 | 6.182 | 12476.477
6.461 | 7462.061 | 6.322 | 12440.998
6.6 | 7284.612 | 6.461 | 12406.836
6.739 | 7104.355 | 6.6 | 12358.841
6.879 | 6925.263 | 6.739 | 12301.614
7.018 | 6756.705 | 6.879 | 12233.634
7.156 | 6600.36 | 7.018 | 12184.08
7.295 | 6439.755 | 7.156 | 12133.634
7.434 | 6285.632 | 7.295 | 12100.474
7.573 | 6129.52 | 7.434 | 12059.576
7.711 | 5977.384 | 7.573 | 12001.234
7.85 | 5822.395 | 7.711 | 11942.182
7.988 | 5681.881 | 7.85 | 11897.038
8.126 | 5537.394 | 7.988 | 11844.773
8.265 | 5385.761 | 8.126 | 11793.196
8.403 | 5236.392 | 8.265 | 11732.765
8.541 | 5088.93 | 8.403 | 11669.705
8.679 | 4937.626 | 8.541 | 11591.311
8.816 | 4793.609 | 8.679 | 11518.184
8.954 | 4652.295 | 8.816 | 11437.45
9.092 | 4506.924 | 8.954 | 11360.767
9.229 | 4365.79 | 9.092 | 11287.95
9.366 | 4239.413 | 9.229 | 11207.516
9.504 | 4121.58 | 9.366 | 11114.592
9.641 | 4007.49 | 9.504 | 11012.895
9.778 | 3892.795 | 9.641 | 10936.629
9.915 | 3776.79 | 9.778 | 10851.877
10.052 | 3659.215 | 9.915 | 10768.525
10.188 | 3538.749 | 10.052 | 10678.808
10.325 | 3417.942 | 10.188 | 10603.791
10.461 | 3308.325 | 10.325 | 10504.744
10.598 | 3204.705 | 10.461 | 10413.864
10.734 | 3108.951 | 10.598 | 10294.725
10.87 | 3015.788 | 10.734 | 10188.529
11.006 | 2923.621 | 10.87 | 10067.13
11.142 | 2827.219 | 11.006 | 9940.403
11.278 | 2731.966 | 11.142 | 9805.872
11.413 | 2642.575 | 11.278 | 9687.076
11.549 | 2559.095 | 11.413 | 9564.836
11.684 | 2475.946 | 11.549 | 9447.069
11.819 | 2397.574 | 11.684 | 9329.517
11.954 | 2319.314 | 11.819 | 9211.806
12.089 | 2245.711 | 11.954 | 9110.302
12.224 | 2171.033 | 12.089 | 8994.807
12.359 | 2101.657 | 12.224 | 8874.787
12.493 | 2032.98 | 12.359 | 8766.948
12.628 | 1967.889 | 12.493 | 8663.545
12.762 | 1906.657 | 12.628 | 8538.719
12.896 | 1847.005 | 12.762 | 8414.327
13.03 | 1784.168 | 12.896 | 8283.196
13.164 | 1724.631 | 13.03 | 8155.111
13.297 | 1668.409 | 13.164 | 8021.851
13.431 | 1615.372 | 13.297 | 7896.184
13.564 | 1561.512 | 13.431 | 7763.618
13.698 | 1516.094 | 13.564 | 7627.959
13.831 | 1473.82 | 13.698 | 7491.185
13.964 | 1430.459 | 13.831 | 7350.642
14.096 | 1386.179 | 13.964 | 7207.322
14.229 | 1343.861 | 14.096 | 7079.843
14.361 | 1302.228 | 14.229 | 6958.013
14.494 | 1259.438 | 14.361 | 6828.443
14.626 | 1216.422 | 14.494 | 6702.036
14.758 | 1177.113 | 14.626 | 6568.919
14.89 | 1140.765 | 14.758 | 6441.508
15.021 | 1104.738 | 14.89 | 6304.376
15.153 | 1071.132 | 15.021 | 6168.7
15.284 | 1039.039 | 15.153 | 6040.597
15.415 | 1005.919 | 15.284 | 5919.956
15.546 | 976.397 | 15.415 | 5801.062
15.677 | 949.393 | 15.546 | 5682.642
15.808 | 924.234 | 15.677 | 5561.837
15.938 | 899.375 | 15.808 | 5441.371
16.069 | 873.082 | 15.938 | 5315.267
16.199 | 845.853 | 16.069 | 5199.535
16.329 | 818.736 | 16.199 | 5080.971
16.459 | 793.869 | 16.329 | 4955.766
16.588 | 770.177 | 16.459 | 4836.949
16.718 | 750.298 | 16.588 | 4727.905
16.847 | 731.073 | 16.718 | 4620.854
16.976 | 710.196 | 16.847 | 4512.14
17.105 | 688.723 | 16.976 | 4404.208
17.234 | 671.924 | 17.105 | 4289.42
17.362 | 652.281 | 17.234 | 4178.067
17.491 | 631.672 | 17.362 | 4066.043
17.619 | 615.892 | 17.491 | 3955.728
17.747 | 603.955 | 17.619 | 3851.517
17.875 | 587.904 | 17.747 | 3755.629
18.003 | 573.056 | 17.875 | 3657.913
18.13 | 562.419 | 18.003 | 3563.112
18.257 | 549.662 | 18.13 | 3468.641
18.385 | 535.516 | 18.257 | 3372.421
18.512 | 522.839 | 18.385 | 3279.505
18.638 | 510.579 | 18.512 | 3187.607
18.765 | 495.513 | 18.638 | 3100.82
18.891 | 482.265 | 18.765 | 3018.052
19.017 | 470.061 | 18.891 | 2938.447
19.143 | 461.051 | 19.017 | 2858.693
19.269 | 450.55 | 19.143 | 2775.666
19.395 | 438.358 | 19.269 | 2692.564
19.52 | 427.446 | 19.395 | 2616.284
19.645 | 417.407 | 19.52 | 2541.954
19.77 | 409.11 | 19.645 | 2469.809
19.895 | 399.211 | 19.77 | 2398.649
20.02 | 388.563 | 19.895 | 2328.002
20.144 | 378.06 | 20.02 | 2260.751
20.268 | 370.662 | 20.144 | 2195.347
20.392 | 361.296 | 20.268 | 2127.551
20.516 | 352.243 | 20.392 | 2065.831
20.64 | 344.866 | 20.516 | 2007.673
20.763 | 337.877 | 20.64 | 1948.889
20.887 | 329.357 | 20.763 | 1890.999
21.01 | 321.418 | 20.887 | 1834.954
21.132 | 314.686 | 21.01 | 1779.786
21.255 | 308.644 | 21.132 | 1731.198
21.378 | 304.58 | 21.255 | 1682.278
21.5 | 300.959 | 21.378 | 1635.262
21.622 | 296.859 | 21.5 | 1587.655
21.744 | 291.313 | 21.622 | 1538.36
21.865 | 284.91 | 21.744 | 1489.719
21.987 | 279.342 | 21.865 | 1446.288
22.108 | 275.417 | 21.987 | 1401.409
22.229 | 272.109 | 22.108 | 1361.016
22.349 | 267.476 | 22.229 | 1325.981
22.47 | 262.584 | 22.349 | 1289.662
22.59 | 257.6 | 22.47 | 1251.947
22.71 | 253.031 | 22.59 | 1217.855
22.83 | 248.745 | 22.71 | 1183.758
22.95 | 244.947 | 22.83 | 1151.691
23.07 | 239.56 | 22.95 | 1116.329
23.189 | 235.171 | 23.07 | 1080.339
23.308 | 232.887 | 23.189 | 1047.377
23.427 | 230.419 | 23.308 | 1017.911
23.546 | 225.766 | 23.427 | 989.047
23.664 | 222.298 | 23.546 | 961.03
23.782 | 218.882 | 23.664 | 938.12
23.9 | 215.899 | 23.782 | 910.961
24.018 | 212.901 | 23.9 | 885.361
24.136 | 209.258 | 24.018 | 860.285
24.253 | 206.436 | 24.136 | 834.898
24.37 | 204.689 | 24.253 | 808.532
24.487 | 202.968 | 24.37 | 784.693
24.604 | 200.283 | 24.487 | 765.024
24.72 | 196.449 | 24.604 | 744.079
24.836 | 192.452 | 24.72 | 725.146
24.953 | 188.219 | 24.836 | 702.41
25.068 | 186.214 | 24.953 | 682.613
25.184 | 186.206 | 25.068 | 662.634
25.299 | 185.658 | 25.184 | 643.259
25.415 | 183.053 | 25.299 | 625.68
25.53 | 178.95 | 25.415 | 610.38
25.644 | 176.093 | 25.53 | 597.778
25.759 | 174.42 | 25.644 | 583.581
25.873 | 173.358 | 25.759 | 568.975
25.987 | 171.813 | 25.873 | 554.941
26.101 | 170.003 | 25.987 | 544.594
26.215 | 166.748 | 26.101 | 531.582
26.328 | 164.249 | 26.215 | 516.176
26.441 | 161.364 | 26.328 | 502.968
26.554 | 159.131 | 26.441 | 488.201
26.667 | 158.3 | 26.554 | 474.572
26.78 | 156.791 | 26.667 | 464.139
26.892 | 154.449 | 26.78 | 451.18
27.004 | 152.431 | 26.892 | 437.468
27.116 | 150.477 | 27.004 | 427.807
27.228 | 149.04 | 27.116 | 420.612
27.339 | 149.072 | 27.228 | 410.199
27.45 | 150.131 | 27.339 | 402.869
27.561 | 149.899 | 27.45 | 398.422
27.672 | 148.289 | 27.561 | 386.397
27.782 | 146.516 | 27.672 | 376.556
27.893 | 145.078 | 27.782 | 368.764
28.003 | 142.434 | 27.893 | 360
28.113 | 140.238 | 28.003 | 350.295
28.222 | 138.961 | 28.113 | 344.169
28.332 | 137.131 | 28.222 | 337.732
28.441 | 133.686 | 28.332 | 329.464
28.55 | 131.396 | 28.441 | 321.183
28.658 | 130.507 | 28.55 | 313.555
28.767 | 129.494 | 28.658 | 307.767
28.875 | 129.067 | 28.767 | 303.204
28.983 | 128.757 | 28.875 | 298.097
29.091 | 127.37 | 28.983 | 291.49
29.199 | 126.612 | 29.091 | 285.556
29.306 | 125.689 | 29.199 | 277.948
29.413 | 124.841 | 29.306 | 271.532
29.52 | 123.664 | 29.413 | 268.492
29.627 | 122.681 | 29.52 | 264.907
29.733 | 122.26 | 29.627 | 258.184
29.84 | 122.568 | 29.733 | 254.867
29.946 | 123.695 | 29.84 | 250.306
30.051 | 122.617 | 29.946 | 245.839
30.157 | 120.421 | 30.051 | 242.12
30.262 | 119.406 | 30.157 | 240.349
30.367 | 119.584 | 30.262 | 235.143
30.472 | 118.601 | 30.367 | 230.276
30.577 | 117.861 | 30.472 | 225.708
30.681 | 116.197 | 30.577 | 220.027
30.786 | 116.49 | 30.681 | 215.645
30.89 | 118.846 | 30.786 | 213.203
30.993 | 118.263 | 30.89 | 210.786
30.993 | 118.263 | 30.89 | 210.786
31.097 | 116.153 | 30.993 | 207.593
31.2 | 115.345 | 31.097 | 205.352
31.303 | 114.786 | 31.2 | 201.695
31.406 | 113.155 | 31.303 | 198.523
31.509 | 113.528 | 31.406 | 195.885
31.611 | 113.386 | 31.509 | 193.529
31.714 | 110.999 | 31.611 | 191.845
31.815 | 108.249 | 31.714 | 187.387
31.917 | 107.435 | 31.815 | 158.26
32.019 | 107.792 | 31.917 | 113.821
32.12 | 108.319 | 32.019 | 82.889

## Lustr H50 (hidden)
Selador | Lamp |  | Wattage
Lustr | Lumileds Rebel |  | 104 |  | Note: Owing to the variability of LEDs, output data and color matches should be viewed as approximate
Note: All data taken with room temperature fixture
| Beam Angle | Field Angle
Horizontal | 58.5 | 75
| Accessory Lens | Candela | Field Lumens | Beam Lumens | Lens Efficiency | Efficacy
| H50 | 7680 | 1740 | 930 | 95.13% | 16.7308
| For Field diameter at any distance, multiply distance by |  |  |  | 1.5347
| For Beam diameter at any distance, multiply distance by |  |  |  | 1.1201
| Throw Distance (ft) | 10 | 15 | 20 | 25
| Throw Distance (m) | 3.048 | 4.572 | 6.096 | 7.62
| Field Diameter (ft) | 15.3465 | 23.0198 | 30.6931 | 38.3663
| Field Diameter (m) | 4.6776 | 7.0164 | 9.3553 | 11.6941
| Illuminance (fc) | 76.8 | 34.1333 | 19.2 | 12.288
| Illuminance (lux) | 826.6675 | 367.4078 | 206.6669 | 132.2668
Test Distance | Iso-Illuminance Diagram grid lines
60.6 | 10 | 20 | 30 | 40
| 0.16502 | 0.33003 | 0.49505 | 0.66007
| Beam Angle | Field Angle
Vertical | 13.7 | 28
| For Field diameter at any distance, multiply distance by |  |  |  | 0.49866
| For Beam diameter at any distance, multiply distance by |  |  |  | 0.24026
| Throw Distance (ft) | 10 | 15 | 20 | 25
| Throw Distance (m) | 3.048 | 4.572 | 6.096 | 7.62
| Field Diameter (ft) | 4.9866 | 7.4798 | 9.9731 | 12.4664
| Field Diameter (m) | 1.5199 | 2.2799 | 3.0398 | 3.7998
| Illuminance (fc) | 76.8 | 34.1333 | 19.2 | 12.288
| Illuminance (lux) | 826.6675 | 367.4078 | 206.6669 | 132.2668
| X |  | Y
-36.719 | 0 | -36.826 | 57.56
-36.611 | 0 | -36.719 | 58.194
-36.503 | 0 | -36.611 | 58.223
-36.394 | 192.694 | -36.503 | 58.051
-36.286 | 518.817 | -36.394 | 58.927
-36.176 | 851.197 | -36.286 | 58.501
-36.067 | 1192.666 | -36.176 | 58.364
-35.957 | 1414.848 | -36.067 | 58.762
-35.848 | 1450.38 | -35.957 | 60.327
-35.737 | 1486.55 | -35.848 | 61.772
-35.627 | 1518.758 | -35.737 | 62.044
-35.516 | 1552.601 | -35.627 | 62.557
-35.405 | 1588.44 | -35.516 | 61.67
-35.293 | 1624.658 | -35.405 | 61.38
-35.181 | 1661.317 | -35.293 | 60.261
-35.069 | 1704.864 | -35.181 | 59.495
-34.957 | 1744.41 | -35.069 | 59.662
-34.844 | 1788.89 | -34.957 | 60.442
-34.731 | 1831.223 | -34.844 | 61.215
-34.618 | 1872.683 | -34.731 | 62.388
-34.504 | 1915.971 | -34.618 | 63.719
-34.39 | 1958.181 | -34.504 | 63.862
-34.276 | 1998.36 | -34.39 | 63.601
-34.161 | 2039.753 | -34.276 | 63.976
-34.046 | 2088.034 | -34.161 | 64.944
-33.931 | 2136.563 | -34.046 | 65.541
-33.815 | 2182.577 | -33.931 | 65.044
-33.7 | 2224.276 | -33.815 | 65.732
-33.583 | 2264.446 | -33.7 | 66.479
-33.467 | 2313.089 | -33.583 | 67.708
-33.35 | 2361.772 | -33.467 | 66.722
-33.233 | 2410.718 | -33.35 | 68.1
-33.116 | 2461.171 | -33.233 | 68.984
-32.998 | 2512.731 | -33.116 | 69.829
-32.88 | 2554.42 | -32.998 | 69.932
-32.762 | 2599.901 | -32.88 | 71.114
-32.643 | 2653.068 | -32.762 | 70.514
-32.524 | 2706.169 | -32.643 | 70.485
-32.405 | 2751.07 | -32.524 | 71.241
-32.285 | 2796.311 | -32.405 | 72.773
-32.165 | 2852.436 | -32.285 | 73.606
-32.045 | 2911.62 | -32.165 | 74.184
-31.924 | 2961.666 | -32.045 | 73.922
-31.803 | 3014.242 | -31.924 | 75.14
-31.682 | 3063.606 | -31.803 | 75.887
-31.561 | 3110.25 | -31.682 | 74.765
-31.439 | 3162.206 | -31.561 | 74.321
-31.317 | 3222.129 | -31.439 | 75.637
-31.194 | 3276.633 | -31.317 | 76.49
-31.071 | 3329.677 | -31.194 | 76.553
-30.948 | 3376.949 | -31.071 | 77.035
-30.825 | 3416.911 | -30.948 | 76.558
-30.701 | 3465.073 | -30.825 | 76.501
-30.577 | 3509.365 | -30.701 | 76.236
-30.453 | 3555.707 | -30.577 | 76.946
-30.328 | 3601.998 | -30.453 | 78.091
-30.203 | 3655.527 | -30.328 | 80.104
-30.078 | 3702.966 | -30.203 | 81.694
-29.952 | 3754.687 | -30.078 | 82.487
-29.826 | 3813.867 | -29.952 | 82.724
-29.7 | 3873.474 | -29.826 | 82.757
-29.573 | 3921.573 | -29.7 | 83.536
-29.446 | 3967.699 | -29.573 | 83.85
-29.319 | 4018.715 | -29.446 | 84.533
-29.191 | 4068.063 | -29.319 | 85.665
-29.063 | 4113.223 | -29.191 | 87.693
-28.935 | 4166.008 | -29.063 | 88.578
-28.807 | 4219.955 | -28.935 | 90.411
-28.678 | 4270.341 | -28.807 | 90.524
-28.549 | 4314.151 | -28.678 | 91.276
-28.419 | 4361.306 | -28.549 | 90.607
-28.289 | 4405.377 | -28.419 | 90.855
-28.159 | 4441.562 | -28.289 | 90.027
-28.029 | 4479.718 | -28.159 | 90.934
-27.898 | 4520.723 | -28.029 | 93.339
-27.767 | 4566.069 | -27.898 | 93.301
-27.636 | 4608.373 | -27.767 | 92.8
-27.504 | 4648.1 | -27.636 | 92.276
-27.372 | 4679.958 | -27.504 | 93.239
-27.24 | 4718.6 | -27.372 | 93.228
-27.107 | 4751.785 | -27.24 | 95.385
-26.974 | 4789.384 | -27.107 | 97.634
-26.841 | 4822.343 | -26.974 | 98.564
-26.707 | 4853.695 | -26.841 | 100.044
-26.573 | 4882.853 | -26.707 | 101.592
-26.439 | 4915.949 | -26.573 | 103.261
-26.305 | 4947.117 | -26.439 | 103.11
-26.17 | 4984.604 | -26.305 | 103.482
-26.035 | 5020.668 | -26.17 | 103.955
-25.899 | 5059.9 | -26.035 | 104.815
-25.763 | 5088.251 | -25.899 | 107.685
-25.627 | 5112.382 | -25.763 | 110.459
-25.491 | 5144.545 | -25.627 | 113.624
-25.354 | 5170.427 | -25.491 | 115.77
-25.217 | 5190.297 | -25.354 | 117.698
-25.08 | 5214.299 | -25.217 | 118.622
-24.942 | 5244.387 | -25.08 | 119.235
-24.804 | 5273.078 | -24.942 | 119.895
-24.666 | 5299.359 | -24.804 | 120.073
-24.527 | 5327.555 | -24.666 | 121.078
-24.389 | 5349.277 | -24.527 | 122.576
-24.249 | 5367.844 | -24.389 | 124.239
-24.11 | 5391.603 | -24.249 | 126.363
-23.97 | 5426.18 | -24.11 | 128.103
-23.83 | 5453.003 | -23.97 | 128.943
-23.69 | 5474.479 | -23.83 | 130.295
-23.549 | 5492.028 | -23.69 | 132.031
-23.408 | 5507.394 | -23.549 | 133.976
-23.267 | 5516.642 | -23.408 | 136.104
-23.125 | 5536.336 | -23.267 | 138.656
-22.983 | 5557.283 | -23.125 | 141.725
-22.841 | 5583.994 | -22.983 | 145.137
-22.699 | 5612.99 | -22.841 | 148.456
-22.556 | 5642.194 | -22.699 | 150.988
-22.413 | 5672.083 | -22.556 | 153.816
-22.269 | 5702.748 | -22.413 | 155.365
-22.126 | 5738.185 | -22.269 | 157.499
-21.982 | 5761.523 | -22.126 | 159.857
-21.837 | 5780.215 | -21.982 | 163.052
-21.693 | 5800.217 | -21.837 | 166.628
-21.548 | 5825.964 | -21.693 | 170.958
-21.403 | 5852.836 | -21.548 | 174.515
-21.258 | 5864.872 | -21.403 | 177.422
-21.112 | 5884.834 | -21.258 | 180.895
-20.966 | 5911.613 | -21.112 | 184.904
-20.82 | 5939.412 | -20.966 | 187.806
-20.673 | 5962.985 | -20.82 | 191.129
-20.526 | 5994.492 | -20.673 | 194.159
-20.379 | 6026.007 | -20.526 | 196.44
-20.232 | 6056.734 | -20.379 | 199.67
-20.084 | 6083.116 | -20.232 | 204.523
-19.936 | 6109.428 | -20.084 | 208.532
-19.788 | 6132.804 | -19.936 | 214.106
-19.639 | 6153.18 | -19.788 | 220.036
-19.49 | 6172.921 | -19.639 | 226.7
-19.341 | 6200.366 | -19.49 | 232.004
-19.192 | 6227.39 | -19.341 | 238.67
-19.042 | 6254.288 | -19.192 | 243.962
-18.892 | 6273.819 | -19.042 | 249.785
-18.742 | 6295.552 | -18.892 | 256.69
-18.592 | 6318.986 | -18.742 | 264.358
-18.441 | 6343.138 | -18.592 | 271.812
-18.29 | 6363.543 | -18.441 | 280.971
-18.139 | 6381.525 | -18.29 | 288.81
-17.988 | 6405.025 | -18.139 | 296.809
-17.836 | 6423.724 | -17.988 | 305.032
-17.684 | 6445.933 | -17.836 | 314.723
-17.532 | 6471.389 | -17.684 | 324.259
-17.379 | 6493.701 | -17.532 | 334.119
-17.226 | 6506.159 | -17.379 | 343.783
-17.073 | 6521.033 | -17.226 | 353.856
-16.92 | 6539.337 | -17.073 | 365.156
-16.766 | 6559.184 | -16.92 | 376.856
-16.613 | 6582.961 | -16.766 | 388.547
-16.459 | 6618.685 | -16.613 | 401.107
-16.304 | 6649.714 | -16.459 | 414.636
-16.15 | 6670.752 | -16.304 | 425.701
-15.995 | 6696.747 | -16.15 | 438.441
-15.84 | 6726.799 | -15.995 | 452.44
-15.685 | 6748.756 | -15.84 | 467.565
-15.529 | 6769.852 | -15.685 | 484.336
-15.374 | 6792.867 | -15.529 | 501.501
-15.218 | 6819.256 | -15.374 | 520.611
-15.062 | 6852.449 | -15.218 | 541.99
-14.905 | 6876.908 | -15.062 | 563.429
-14.749 | 6890.756 | -14.905 | 585.826
-14.592 | 6907.024 | -14.749 | 607.53
-14.435 | 6927.148 | -14.592 | 631.187
-14.277 | 6961.073 | -14.435 | 655.685
-14.12 | 6985.646 | -14.277 | 679.139
-13.962 | 7015.857 | -14.12 | 705.498
-13.804 | 7036.324 | -13.962 | 733.964
-13.646 | 7049.507 | -13.804 | 763.763
-13.488 | 7068.695 | -13.646 | 793.886
-13.329 | 7094.796 | -13.488 | 824.618
-13.17 | 7107.73 | -13.329 | 857.674
-13.011 | 7122.248 | -13.17 | 891.858
-12.852 | 7134.848 | -13.011 | 925.702
-12.693 | 7143.923 | -12.852 | 962.195
-12.533 | 7154.614 | -12.693 | 1002.236
-12.373 | 7169.902 | -12.533 | 1041.355
-12.213 | 7182.347 | -12.373 | 1086.509
-12.053 | 7183.714 | -12.213 | 1134.28
-11.893 | 7193.631 | -12.053 | 1185.078
-11.732 | 7207.742 | -11.893 | 1232.182
-11.572 | 7207.972 | -11.732 | 1282.111
-11.411 | 7217.436 | -11.572 | 1331.03
-11.249 | 7238.84 | -11.411 | 1382.765
-11.088 | 7248.706 | -11.249 | 1438.041
-10.927 | 7251.527 | -11.088 | 1494.734
-10.765 | 7252.005 | -10.927 | 1556.519
-10.603 | 7257.722 | -10.765 | 1621.608
-10.441 | 7261.632 | -10.603 | 1689.592
-10.279 | 7266.095 | -10.441 | 1757.04
-10.117 | 7279.632 | -10.279 | 1825.024
-9.954 | 7293.024 | -10.117 | 1892.048
-9.791 | 7300.69 | -9.954 | 1965.744
-9.629 | 7316.776 | -9.791 | 2042.173
-9.466 | 7332.992 | -9.629 | 2120.816
-9.303 | 7346.481 | -9.466 | 2200.2
-9.139 | 7364.785 | -9.303 | 2286.122
-8.976 | 7379.644 | -9.139 | 2371.228
-8.812 | 7385.577 | -8.976 | 2465.076
-8.649 | 7401.123 | -8.812 | 2556.697
-8.485 | 7407.591 | -8.649 | 2653.06
-8.321 | 7409.683 | -8.485 | 2748.335
-8.156 | 7418.338 | -8.321 | 2847.391
-7.992 | 7433.187 | -8.156 | 2948.223
-7.828 | 7439.612 | -7.992 | 3049.473
-7.663 | 7458.141 | -7.828 | 3155.523
-7.499 | 7484.272 | -7.663 | 3263.541
-7.334 | 7501.411 | -7.499 | 3367.482
-7.169 | 7511.364 | -7.334 | 3478.19
-7.004 | 7524.607 | -7.169 | 3596.827
-6.839 | 7528.288 | -7.004 | 3715.982
-6.673 | 7527.355 | -6.839 | 3839.336
-6.508 | 7539.611 | -6.673 | 3965.329
-6.342 | 7556.7 | -6.508 | 4086.747
-6.177 | 7572.94 | -6.342 | 4208.617
-6.011 | 7580.165 | -6.177 | 4329.969
-5.845 | 7584.251 | -6.011 | 4450.202
-5.679 | 7585.226 | -5.845 | 4565.294
-5.513 | 7592.834 | -5.679 | 4686.766
-5.347 | 7599.526 | -5.513 | 4805.146
-5.181 | 7604.335 | -5.347 | 4924.397
-5.015 | 7609.492 | -5.181 | 5042.45
-4.849 | 7622.172 | -5.015 | 5170.168
-4.682 | 7630.932 | -4.849 | 5287.469
-4.516 | 7644.561 | -4.682 | 5400.201
-4.349 | 7656.309 | -4.516 | 5521.873
-4.182 | 7656.753 | -4.349 | 5652.91
-4.016 | 7653.026 | -4.182 | 5773.555
-3.849 | 7658.097 | -4.016 | 5896.352
-3.682 | 7660.398 | -3.849 | 6017.685
-3.515 | 7661.81 | -3.682 | 6137.378
-3.348 | 7673.533 | -3.515 | 6248.044
-3.181 | 7681.959 | -3.348 | 6360.166
-3.014 | 7686.203 | -3.181 | 6468.608
-2.847 | 7696.154 | -3.014 | 6573.611
-2.68 | 7692.488 | -2.847 | 6679.42
-2.512 | 7685.112 | -2.68 | 6769.558
-2.345 | 7678.766 | -2.512 | 6863.135
-2.178 | 7672.13 | -2.345 | 6952.775
-2.01 | 7666.316 | -2.178 | 7027.269
-1.843 | 7656.12 | -2.01 | 7099.667
-1.675 | 7650.987 | -1.843 | 7168.62
-1.508 | 7647.56 | -1.675 | 7241.806
-1.34 | 7653.37 | -1.508 | 7289.611
-1.173 | 7649.619 | -1.34 | 7337.976
-1.005 | 7631.171 | -1.173 | 7383.325
-0.838 | 7597.448 | -1.005 | 7430.881
-0.67 | 7582.283 | -0.838 | 7468.786
-0.503 | 7574.054 | -0.67 | 7516.265
-0.335 | 7573.53 | -0.503 | 7545.217
-0.168 | 7573.465 | -0.335 | 7568.392
0 | 7572.088 | -0.168 | 7569.155
0.168 | 7565.089 | 0 | 7572.088
0.335 | 7558.586 | 0.168 | 7556.432
0.503 | 7553.593 | 0.335 | 7551.434
0.67 | 7557.453 | 0.503 | 7530.291
0.838 | 7558.74 | 0.67 | 7514.458
1.005 | 7550.336 | 0.838 | 7502.486
1.173 | 7534.382 | 1.005 | 7484.056
1.34 | 7537.282 | 1.173 | 7451.707
1.508 | 7532.03 | 1.34 | 7410.834
1.675 | 7534.488 | 1.508 | 7352.124
1.843 | 7535.16 | 1.675 | 7285.527
2.01 | 7537.25 | 1.843 | 7208.695
2.178 | 7535.893 | 2.01 | 7143.582
2.345 | 7536.349 | 2.178 | 7067.275
2.512 | 7536.696 | 2.345 | 6975.21
2.68 | 7528.831 | 2.512 | 6876.536
2.847 | 7514.709 | 2.68 | 6781.473
3.014 | 7502.504 | 2.847 | 6674.792
3.181 | 7494.466 | 3.014 | 6579.13
3.348 | 7477.037 | 3.181 | 6467.568
3.515 | 7455.387 | 3.348 | 6364.876
3.682 | 7440 | 3.515 | 6257.223
3.849 | 7427.187 | 3.682 | 6149.025
4.016 | 7427.23 | 3.849 | 6022.915
4.182 | 7434.838 | 4.016 | 5908.657
4.349 | 7433.831 | 4.182 | 5784.351
4.516 | 7420.679 | 4.349 | 5656.897
4.682 | 7418.262 | 4.516 | 5539.274
4.849 | 7410.964 | 4.682 | 5412.615
5.015 | 7402.371 | 4.849 | 5283.892
5.181 | 7389.907 | 5.015 | 5154.042
5.347 | 7383.135 | 5.181 | 5030.942
5.513 | 7370.157 | 5.347 | 4908.78
5.679 | 7352.026 | 5.513 | 4788.905
5.845 | 7336.316 | 5.679 | 4669.213
6.011 | 7322.439 | 5.845 | 4553.651
6.177 | 7313.501 | 6.011 | 4439.295
6.342 | 7305.718 | 6.177 | 4317.846
6.508 | 7304.676 | 6.342 | 4200.776
6.673 | 7299.291 | 6.508 | 4077.306
6.839 | 7277.704 | 6.673 | 3958.222
7.004 | 7247.082 | 6.839 | 3836.721
7.169 | 7208.991 | 7.004 | 3721.91
7.334 | 7173.205 | 7.169 | 3606.48
7.499 | 7156.141 | 7.334 | 3490.71
7.663 | 7151.868 | 7.499 | 3375.091
7.828 | 7137.993 | 7.663 | 3262.207
7.992 | 7116.652 | 7.828 | 3149.987
8.156 | 7091.832 | 7.992 | 3039.648
8.321 | 7064.876 | 8.156 | 2937.279
8.485 | 7054.975 | 8.321 | 2841.232
8.649 | 7047.31 | 8.485 | 2740.962
8.812 | 7035.491 | 8.649 | 2641.938
8.976 | 7025.281 | 8.812 | 2553.46
9.139 | 7014.122 | 8.976 | 2460.663
9.303 | 6995.41 | 9.139 | 2371.893
9.466 | 6989.564 | 9.303 | 2291.311
9.629 | 6989.135 | 9.466 | 2212.829
9.791 | 6982.857 | 9.629 | 2137.529
9.954 | 6969.658 | 9.791 | 2059.972
10.117 | 6957.238 | 9.954 | 1986.446
10.279 | 6941.133 | 10.117 | 1912.229
10.441 | 6927.459 | 10.279 | 1840.138
10.603 | 6914.54 | 10.441 | 1770.614
10.765 | 6901.941 | 10.603 | 1708.301
10.927 | 6889.304 | 10.765 | 1645.984
11.088 | 6878.477 | 10.927 | 1582.148
11.249 | 6874.337 | 11.088 | 1518.991
11.411 | 6871.98 | 11.249 | 1459.526
11.572 | 6862.284 | 11.411 | 1403.686
11.732 | 6848.56 | 11.572 | 1350.226
11.893 | 6837.432 | 11.732 | 1301.401
12.053 | 6816.316 | 11.893 | 1249.075
12.213 | 6793.3 | 12.053 | 1201.337
12.373 | 6776.954 | 12.213 | 1157.341
12.533 | 6763.833 | 12.373 | 1117.348
12.693 | 6756.992 | 12.533 | 1073.87
12.852 | 6746.148 | 12.693 | 1035.683
13.011 | 6729.751 | 12.852 | 994.771
13.17 | 6713.718 | 13.011 | 957.812
13.329 | 6696.07 | 13.17 | 919.912
13.488 | 6676.404 | 13.329 | 887.13
13.646 | 6657.598 | 13.488 | 854.154
13.804 | 6641.896 | 13.646 | 824.465
13.962 | 6625.07 | 13.804 | 795.494
14.12 | 6600.861 | 13.962 | 769.218
14.277 | 6578.689 | 14.12 | 740.537
14.435 | 6561.281 | 14.277 | 712.348
14.592 | 6537.947 | 14.435 | 684.157
14.749 | 6511.604 | 14.592 | 658.764
14.905 | 6488.797 | 14.749 | 634.439
15.062 | 6472.538 | 14.905 | 611.145
15.218 | 6450.507 | 15.062 | 589.18
15.374 | 6429.046 | 15.218 | 569.684
15.529 | 6409.124 | 15.374 | 551.936
15.685 | 6386.975 | 15.529 | 532.517
15.84 | 6367.484 | 15.685 | 513.82
15.995 | 6357.173 | 15.84 | 494.475
16.15 | 6345.952 | 15.995 | 475.916
16.304 | 6331.62 | 16.15 | 457.044
16.459 | 6315.987 | 16.304 | 440.964
16.613 | 6300.883 | 16.459 | 426.03
16.766 | 6278.119 | 16.613 | 412.721
16.92 | 6259.908 | 16.766 | 398.967
17.073 | 6240.745 | 16.92 | 388.333
17.226 | 6218.634 | 17.073 | 376.554
17.379 | 6194.805 | 17.226 | 366.427
17.532 | 6169.722 | 17.379 | 355.952
17.684 | 6136.19 | 17.532 | 345.559
17.836 | 6100.82 | 17.684 | 334.334
17.988 | 6073.59 | 17.836 | 326.243
18.139 | 6058.838 | 17.988 | 316.123
18.29 | 6048.127 | 18.139 | 304.704
18.441 | 6031.127 | 18.29 | 293.384
18.592 | 6013.377 | 18.441 | 283.462
18.742 | 5994.116 | 18.592 | 273.978
18.892 | 5961.263 | 18.742 | 265.4
19.042 | 5931.596 | 18.892 | 257.867
19.192 | 5902.346 | 19.042 | 250.208
19.341 | 5876.314 | 19.192 | 243.091
19.49 | 5842.382 | 19.341 | 236.721
19.639 | 5814.719 | 19.49 | 231.51
19.788 | 5795.951 | 19.639 | 225.416
19.936 | 5783.862 | 19.788 | 219.765
20.084 | 5771.897 | 19.936 | 214.446
20.232 | 5757.184 | 20.084 | 210.031
20.379 | 5741.616 | 20.232 | 205.274
20.526 | 5721.794 | 20.379 | 200.446
20.673 | 5699.954 | 20.526 | 194.241
20.82 | 5677.644 | 20.673 | 188.506
20.966 | 5652.823 | 20.82 | 184.238
21.112 | 5629.061 | 20.966 | 180.964
21.258 | 5612.387 | 21.112 | 177.486
21.403 | 5594.771 | 21.258 | 174.454
21.548 | 5567.197 | 21.403 | 171.242
21.693 | 5540.249 | 21.548 | 166.75
21.837 | 5516.118 | 21.693 | 161.48
21.982 | 5494.475 | 21.837 | 157.145
22.126 | 5471.173 | 21.982 | 153.351
22.269 | 5450.138 | 22.126 | 151.121
22.413 | 5433.509 | 22.269 | 148.902
22.556 | 5417.383 | 22.413 | 145.646
22.699 | 5402.243 | 22.556 | 141.94
22.841 | 5388.938 | 22.699 | 138.572
22.983 | 5369.837 | 22.841 | 136.193
23.125 | 5346.409 | 22.983 | 134.572
23.267 | 5320.528 | 23.125 | 132.119
23.408 | 5288.589 | 23.267 | 129.019
23.549 | 5253.929 | 23.408 | 127.045
23.69 | 5224.975 | 23.549 | 125.743
23.83 | 5195.339 | 23.69 | 124.433
23.97 | 5165.974 | 23.83 | 123.484
24.11 | 5136.635 | 23.97 | 121.691
24.249 | 5113.379 | 24.11 | 118.698
24.389 | 5094.347 | 24.249 | 115.587
24.527 | 5070.88 | 24.389 | 113.801
24.666 | 5039.573 | 24.527 | 111.428
24.804 | 4999.315 | 24.666 | 108.84
24.942 | 4962.46 | 24.804 | 106.083
25.08 | 4925.85 | 24.942 | 103.46
25.217 | 4890.503 | 25.08 | 101.63
25.354 | 4860.383 | 25.217 | 100.194
25.491 | 4831.908 | 25.354 | 99.693
25.627 | 4799.986 | 25.491 | 98.625
25.763 | 4770.066 | 25.627 | 96.96
25.899 | 4742.764 | 25.763 | 95.721
26.035 | 4708.584 | 25.899 | 94.655
26.17 | 4677.294 | 26.035 | 93.529
26.305 | 4649.943 | 26.17 | 93.516
26.439 | 4619.125 | 26.305 | 92.901
26.573 | 4586.644 | 26.439 | 91.496
26.707 | 4551.136 | 26.573 | 89.265
26.841 | 4521.841 | 26.707 | 88.365
26.974 | 4489.252 | 26.841 | 86.002
27.107 | 4451.651 | 26.974 | 85.376
27.24 | 4415.145 | 27.107 | 84.212
27.372 | 4377.781 | 27.24 | 82.719
27.504 | 4337.312 | 27.372 | 80.946
27.636 | 4298.602 | 27.504 | 80.401
27.767 | 4254.036 | 27.636 | 78.174
27.898 | 4208.893 | 27.767 | 76.636
28.029 | 4165.494 | 27.898 | 75.333
28.159 | 4117.402 | 28.029 | 74.376
28.289 | 4064.428 | 28.159 | 73.988
28.419 | 4020.211 | 28.289 | 74.094
28.549 | 3978.852 | 28.419 | 71.821
28.678 | 3933.747 | 28.549 | 70.586
28.807 | 3886.841 | 28.678 | 69.231
28.935 | 3841.034 | 28.807 | 67.277
29.063 | 3790.251 | 28.935 | 66.236
29.191 | 3738.904 | 29.063 | 67.187
29.319 | 3686.165 | 29.191 | 68.033
29.446 | 3630.963 | 29.319 | 67.095
29.573 | 3576.33 | 29.446 | 66.065
29.7 | 3525.491 | 29.573 | 66.542
29.826 | 3476.499 | 29.7 | 66.047
29.952 | 3428.276 | 29.826 | 65
30.078 | 3385.363 | 29.952 | 65.363
30.203 | 3340.151 | 30.078 | 64.566
30.328 | 3288.839 | 30.203 | 63.851
30.453 | 3237.322 | 30.328 | 62.544
30.577 | 3188.634 | 30.453 | 62.96
30.701 | 3136.001 | 30.577 | 60.754
30.825 | 3081.069 | 30.701 | 59.893
30.948 | 3024.172 | 30.825 | 58.936
31.071 | 2969.001 | 30.948 | 58.418
31.194 | 2916.449 | 31.071 | 56.938
31.317 | 2864.041 | 31.194 | 57.31
31.439 | 2811.022 | 31.317 | 57.744
31.561 | 2761.462 | 31.439 | 57.697
31.682 | 2715.404 | 31.561 | 57.802
31.803 | 2669.116 | 31.682 | 58.303
31.924 | 2622.414 | 31.803 | 57.521
32.045 | 2570.996 | 31.924 | 56.301
32.165 | 2522.719 | 32.045 | 56.214
32.285 | 2474.382 | 32.165 | 57.026
32.405 | 2425.454 | 32.285 | 55.695
32.524 | 2374.703 | 32.405 | 54.884
32.643 | 2328.949 | 32.524 | 54.883
32.762 | 2281.955 | 32.643 | 52.139
32.88 | 2232.437 | 32.762 | 51.145
32.998 | 2178.29 | 32.88 | 52.08
33.116 | 2128.236 | 32.998 | 52.226
33.233 | 2078.854 | 33.116 | 50.834
33.35 | 2032.799 | 33.233 | 51.939
33.467 | 1988.59 | 33.35 | 50.986
33.583 | 1946.869 | 33.467 | 50.058
33.7 | 1907.83 | 33.583 | 48.926
33.815 | 1871.015 | 33.7 | 48.732
33.931 | 1831.18 | 33.815 | 47.584
34.046 | 1785.641 | 33.931 | 46.789
34.161 | 1745.892 | 34.046 | 46.848
34.276 | 1713.404 | 34.161 | 47.936
34.39 | 1678.489 | 34.276 | 48.832
34.504 | 1639.806 | 34.39 | 48.597
34.618 | 1602.509 | 34.504 | 48.494
34.731 | 1561.734 | 34.618 | 48.22
34.844 | 1521.696 | 34.731 | 46.655
34.957 | 1486.574 | 34.844 | 45.724
35.069 | 1451.524 | 34.957 | 44.409
35.181 | 1419.027 | 35.069 | 44.798
35.293 | 1389.152 | 35.181 | 44.639
35.405 | 1358.943 | 35.293 | 44.927
35.516 | 1325.641 | 35.405 | 45.6
35.516 | 1325.641 | 35.405 | 45.6
35.627 | 1293.341 | 35.516 | 46.628
35.737 | 1261.039 | 35.627 | 47.137
35.848 | 1229.759 | 35.737 | 45.75
35.957 | 1197.99 | 35.848 | 44.739
36.067 | 1171.285 | 35.957 | 43.152
36.176 | 1144.449 | 36.067 | 43.118
36.286 | 1117.445 | 36.176 | 41.903
36.394 | 1089.478 | 36.286 | 40.749
36.503 | 1060.574 | 36.394 | 34.209
36.611 | 1033.741 | 36.503 | 24.097
36.719 | 1019.307 | 36.611 | 17.364

## Lustre V50 (hidden)
Selador | Lamp |  | Wattage
Lustr | Lumileds Rebel |  | 104 |  | Note: Owing to the variability of LEDs, output data and color matches should be viewed as approximate
Note: All data taken with room temperature fixture
| Beam Angle | Field Angle
Horizontal | 16.2 | 31.3
| Accessory Lens | Candela | Field Lumens | Beam Lumens | Lens Efficiency | Efficacy
| V50 | 6520 | 1730 | 960 | 94.59% | 16.6346
| For Field diameter at any distance, multiply distance by |  |  |  | 0.56029
| For Beam diameter at any distance, multiply distance by |  |  |  | 0.28464
| Throw Distance (ft) | 10 | 15 | 20 | 25
| Throw Distance (m) | 3.048 | 4.572 | 6.096 | 7.62
| Field Diameter (ft) | 5.6029 | 8.4044 | 11.2058 | 14.0073
| Field Diameter (m) | 1.7078 | 2.5617 | 3.4155 | 4.2694
| Illuminance (fc) | 65.2 | 28.9778 | 16.3 | 10.432
| Illuminance (lux) | 701.8063 | 311.9139 | 175.4516 | 112.289
Test Distance | Iso-Illuminance Diagram grid lines
51.2 | 10 | 20 | 30 | 40
| 0.19531 | 0.39062 | 0.58594 | 0.78125
| Beam Angle | Field Angle
Vertical | 59.5 | 76.6
| For Field diameter at any distance, multiply distance by |  |  |  | 1.5795
| For Beam diameter at any distance, multiply distance by |  |  |  | 1.1431
| Throw Distance (ft) | 10 | 15 | 20 | 25
| Throw Distance (m) | 3.048 | 4.572 | 6.096 | 7.62
| Field Diameter (ft) | 15.795 | 23.6926 | 31.5901 | 39.4876
| Field Diameter (m) | 4.8143 | 7.2215 | 9.6287 | 12.0358
| Illuminance (fc) | 65.2 | 28.9778 | 16.3 | 10.432
| Illuminance (lux) | 701.8063 | 311.9139 | 175.4516 | 112.289
| X |  | Y
-41.439 | 0 | -41.55 | 347.589
-41.327 | 0 | -41.439 | 351.981
-41.215 | 0 | -41.327 | 357.855
-41.103 | 5.935 | -41.215 | 364.192
-40.99 | 15.932 | -41.103 | 372.433
-40.877 | 26.696 | -40.99 | 379.863
-40.763 | 36.33 | -40.877 | 388.419
-40.649 | 42.604 | -40.763 | 398.673
-40.535 | 42.202 | -40.649 | 410.012
-40.42 | 42.443 | -40.535 | 419.39
-40.305 | 42.529 | -40.42 | 428.814
-40.189 | 43.608 | -40.305 | 439.556
-40.073 | 44.194 | -40.189 | 449.787
-39.957 | 45.102 | -40.073 | 459.124
-39.84 | 46.594 | -39.957 | 467.342
-39.723 | 47.036 | -39.84 | 477.157
-39.605 | 46.884 | -39.723 | 491.527
-39.487 | 46.763 | -39.605 | 504.623
-39.369 | 45.536 | -39.487 | 518.774
-39.25 | 45.884 | -39.369 | 535.94
-39.131 | 47.061 | -39.25 | 554.858
-39.012 | 47.482 | -39.131 | 568.392
-38.892 | 47.611 | -39.012 | 583.009
-38.771 | 47.484 | -38.892 | 596.211
-38.651 | 48.175 | -38.771 | 609.948
-38.529 | 49.138 | -38.651 | 625.367
-38.408 | 50.23 | -38.529 | 641.46
-38.286 | 50.616 | -38.408 | 659.778
-38.163 | 50.969 | -38.286 | 676.176
-38.04 | 51.318 | -38.163 | 695.934
-37.917 | 51.06 | -38.04 | 714.517
-37.794 | 50.994 | -37.917 | 740.971
-37.67 | 51.009 | -37.794 | 764.641
-37.545 | 51.913 | -37.67 | 785.973
-37.42 | 51.787 | -37.545 | 805.567
-37.295 | 52.863 | -37.42 | 829.482
-37.169 | 54.166 | -37.295 | 850.288
-37.043 | 54.609 | -37.169 | 871.932
-36.916 | 53.706 | -37.043 | 897.096
-36.789 | 54.041 | -36.916 | 922.414
-36.662 | 55.178 | -36.789 | 949.687
-36.534 | 56.199 | -36.662 | 978.755
-36.406 | 55.947 | -36.534 | 1010.677
-36.277 | 55.901 | -36.406 | 1042.78
-36.148 | 55.42 | -36.277 | 1076.369
-36.018 | 55.452 | -36.148 | 1109.71
-35.888 | 55.28 | -36.018 | 1142.45
-35.758 | 56.542 | -35.888 | 1177.476
-35.627 | 57.365 | -35.758 | 1210.328
-35.496 | 57.93 | -35.627 | 1244.514
-35.364 | 57.845 | -35.496 | 1275.432
-35.232 | 57.883 | -35.364 | 1309.669
-35.099 | 57.87 | -35.232 | 1343.575
-34.966 | 57.954 | -35.099 | 1378.381
-34.833 | 58.11 | -34.966 | 1414.414
-34.699 | 59.375 | -34.833 | 1455.517
-34.565 | 59.905 | -34.699 | 1497.723
-34.43 | 60.286 | -34.565 | 1537.982
-34.295 | 60.281 | -34.43 | 1582.45
-34.159 | 60.512 | -34.295 | 1626.991
-34.023 | 60.622 | -34.159 | 1674.044
-33.887 | 61.905 | -34.023 | 1720.88
-33.75 | 62.777 | -33.887 | 1771.26
-33.613 | 62.942 | -33.75 | 1816.178
-33.475 | 62.827 | -33.613 | 1864.482
-33.337 | 62.896 | -33.475 | 1908.411
-33.198 | 62.964 | -33.337 | 1953.694
-33.059 | 63.259 | -33.198 | 2001.55
-32.919 | 64.822 | -33.059 | 2057.827
-32.779 | 66.324 | -32.919 | 2109.458
-32.639 | 67.812 | -32.779 | 2158.453
-32.498 | 68.12 | -32.639 | 2209.008
-32.357 | 68.87 | -32.498 | 2258.84
-32.215 | 69.657 | -32.357 | 2309.271
-32.073 | 70.326 | -32.215 | 2361.601
-31.93 | 71.361 | -32.073 | 2415.471
-31.787 | 72.364 | -31.93 | 2471.21
-31.643 | 73.073 | -31.787 | 2527.741
-31.499 | 72.346 | -31.643 | 2586.096
-31.355 | 71.926 | -31.499 | 2633.636
-31.21 | 72.239 | -31.355 | 2679.786
-31.065 | 72.742 | -31.21 | 2729.459
-30.919 | 73.835 | -31.065 | 2783.12
-30.773 | 74.641 | -30.919 | 2835.735
-30.626 | 75.082 | -30.773 | 2892.484
-30.479 | 75.56 | -30.626 | 2949.643
-30.331 | 78.29 | -30.479 | 3003.26
-30.183 | 79.58 | -30.331 | 3054.571
-30.035 | 80.195 | -30.183 | 3105.898
-29.886 | 80.969 | -30.035 | 3155.809
-29.737 | 82.988 | -29.886 | 3211.641
-29.587 | 82.761 | -29.737 | 3268.76
-29.437 | 83.553 | -29.587 | 3322.245
-29.286 | 84.235 | -29.437 | 3375.886
-29.135 | 85.597 | -29.286 | 3427.635
-28.983 | 86.144 | -29.135 | 3477.338
-28.831 | 87.485 | -28.983 | 3518.778
-28.679 | 88.992 | -28.831 | 3559.479
-28.526 | 90.823 | -28.679 | 3603.826
-28.373 | 91.573 | -28.526 | 3650.427
-28.219 | 92.493 | -28.373 | 3694.026
-28.065 | 93.717 | -28.219 | 3735.978
-27.91 | 95.514 | -28.065 | 3781.603
-27.755 | 97.742 | -27.91 | 3825.599
-27.599 | 99.951 | -27.755 | 3865.874
-27.443 | 101.371 | -27.599 | 3906.607
-27.287 | 102.397 | -27.443 | 3947.621
-27.13 | 104.558 | -27.287 | 3985.658
-26.973 | 106.643 | -27.13 | 4021.692
-26.815 | 107.293 | -26.973 | 4061.177
-26.657 | 109.406 | -26.815 | 4100.555
-26.498 | 111.239 | -26.657 | 4139.679
-26.339 | 113.075 | -26.498 | 4174.991
-26.179 | 115.027 | -26.339 | 4207.081
-26.019 | 117.647 | -26.179 | 4237.367
-25.859 | 119.638 | -26.019 | 4264.779
-25.698 | 121.87 | -25.859 | 4291.198
-25.537 | 123.06 | -25.698 | 4318.124
-25.375 | 125.225 | -25.537 | 4344.841
-25.213 | 129.132 | -25.375 | 4372.753
-25.05 | 131.996 | -25.213 | 4398.258
-24.887 | 134.424 | -25.05 | 4423.463
-24.724 | 136.224 | -24.887 | 4452.998
-24.56 | 139.242 | -24.724 | 4479.878
-24.396 | 141.561 | -24.56 | 4502.045
-24.231 | 144.536 | -24.396 | 4523.327
-24.066 | 149.166 | -24.231 | 4540.194
-23.9 | 154.762 | -24.066 | 4556.634
-23.734 | 158.513 | -23.9 | 4575.8
-23.568 | 161.451 | -23.734 | 4592.533
-23.401 | 165.688 | -23.568 | 4609.007
-23.234 | 170.189 | -23.401 | 4632.093
-23.066 | 175.106 | -23.234 | 4649.493
-22.898 | 180.228 | -23.066 | 4666.984
-22.729 | 185.861 | -22.898 | 4685.684
-22.56 | 190.755 | -22.729 | 4708.423
-22.391 | 195.24 | -22.56 | 4737.138
-22.221 | 200.406 | -22.391 | 4764.286
-22.051 | 206.143 | -22.221 | 4786.011
-21.88 | 211.353 | -22.051 | 4805.881
-21.709 | 217.165 | -21.88 | 4828.729
-21.538 | 224.507 | -21.709 | 4848.628
-21.366 | 231.665 | -21.538 | 4871.738
-21.194 | 238.71 | -21.366 | 4888.895
-21.021 | 246.286 | -21.194 | 4906.53
-20.848 | 254.735 | -21.021 | 4930.834
-20.675 | 261.93 | -20.848 | 4946.399
-20.501 | 268.851 | -20.675 | 4965.408
-20.327 | 277.325 | -20.501 | 4983.936
-20.152 | 286.946 | -20.327 | 5001.667
-19.977 | 297.704 | -20.152 | 5016.92
-19.802 | 309.444 | -19.977 | 5039.257
-19.626 | 322.412 | -19.802 | 5060.69
-19.45 | 336.005 | -19.626 | 5081.245
-19.273 | 350.473 | -19.45 | 5105.774
-19.096 | 364.979 | -19.273 | 5132.932
-18.919 | 379.51 | -19.096 | 5158.158
-18.741 | 394.666 | -18.919 | 5184.76
-18.563 | 411.956 | -18.741 | 5208.63
-18.385 | 428.72 | -18.563 | 5231.058
-18.206 | 445.606 | -18.385 | 5245.914
-18.027 | 463.6 | -18.206 | 5264.933
-17.847 | 483.329 | -18.027 | 5288.375
-17.667 | 503.631 | -17.847 | 5312.074
-17.487 | 522.845 | -17.667 | 5340.288
-17.306 | 545.798 | -17.487 | 5369.48
-17.125 | 571.798 | -17.306 | 5397.452
-16.944 | 597.518 | -17.125 | 5429.006
-16.762 | 625.381 | -16.944 | 5451.59
-16.58 | 654.699 | -16.762 | 5474.958
-16.398 | 685.157 | -16.58 | 5502.448
-16.215 | 715.124 | -16.398 | 5526.223
-16.032 | 746.452 | -16.215 | 5548.122
-15.849 | 777.579 | -16.032 | 5572.403
-15.665 | 813.127 | -15.849 | 5590.552
-15.481 | 849.221 | -15.665 | 5611.067
-15.296 | 888.51 | -15.481 | 5634.097
-15.112 | 929.656 | -15.296 | 5660.433
-14.927 | 971.457 | -15.112 | 5685.469
-14.741 | 1014.253 | -14.927 | 5715.177
-14.556 | 1058.602 | -14.741 | 5739.274
-14.37 | 1104.998 | -14.556 | 5760.163
-14.183 | 1151.675 | -14.37 | 5779.66
-13.997 | 1200.752 | -14.183 | 5802.616
-13.81 | 1252.554 | -13.997 | 5817.301
-13.623 | 1304.635 | -13.81 | 5836.146
-13.435 | 1362.239 | -13.623 | 5851.808
-13.247 | 1423.277 | -13.435 | 5868.955
-13.059 | 1485.828 | -13.247 | 5887.187
-12.871 | 1549.538 | -13.059 | 5910.54
-12.682 | 1615.475 | -12.871 | 5933.385
-12.493 | 1684.741 | -12.682 | 5950.767
-12.304 | 1752.769 | -12.493 | 5971.575
-12.115 | 1821.469 | -12.304 | 5993.429
-11.925 | 1895.204 | -12.115 | 6010.761
-11.735 | 1974.192 | -11.925 | 6025.512
-11.544 | 2053.094 | -11.735 | 6039.807
-11.354 | 2134.284 | -11.544 | 6053.107
-11.163 | 2217.868 | -11.354 | 6071.765
-10.972 | 2304.011 | -11.163 | 6091.23
-10.781 | 2392.692 | -10.972 | 6109.88
-10.589 | 2483.833 | -10.781 | 6122.579
-10.397 | 2575.481 | -10.589 | 6141.219
-10.205 | 2670.334 | -10.397 | 6155.475
-10.013 | 2761.968 | -10.205 | 6170.211
-9.821 | 2856.321 | -10.013 | 6182.823
-9.628 | 2955.028 | -9.821 | 6195.265
-9.435 | 3059.309 | -9.628 | 6205.52
-9.242 | 3162.103 | -9.435 | 6214.639
-9.049 | 3271.379 | -9.242 | 6222.295
-8.855 | 3382.464 | -9.049 | 6238.847
-8.661 | 3491.399 | -8.855 | 6249.312
-8.467 | 3602.369 | -8.661 | 6261.341
-8.273 | 3714.031 | -8.467 | 6275.958
-8.079 | 3823.502 | -8.273 | 6285.833
-7.884 | 3930.911 | -8.079 | 6294.424
-7.69 | 4044.81 | -7.884 | 6305.636
-7.495 | 4153.702 | -7.69 | 6312.077
-7.3 | 4262.008 | -7.495 | 6315.862
-7.104 | 4364.712 | -7.3 | 6309.392
-6.909 | 4472.239 | -7.104 | 6306.609
-6.713 | 4582.281 | -6.909 | 6313.404
-6.518 | 4691.757 | -6.713 | 6313.806
-6.322 | 4801.474 | -6.518 | 6311.183
-6.126 | 4906.565 | -6.322 | 6310.978
-5.93 | 5008.27 | -6.126 | 6312.009
-5.733 | 5113.283 | -5.93 | 6307.775
-5.537 | 5214.096 | -5.733 | 6309.817
-5.34 | 5317.512 | -5.537 | 6305.31
-5.144 | 5425.344 | -5.34 | 6315.917
-4.947 | 5524.004 | -5.144 | 6332.362
-4.75 | 5610.447 | -4.947 | 6349.713
-4.553 | 5701.86 | -4.75 | 6364.13
-4.356 | 5787.695 | -4.553 | 6371.878
-4.158 | 5865.038 | -4.356 | 6375.578
-3.961 | 5945.96 | -4.158 | 6382.256
-3.763 | 6019.982 | -3.961 | 6386.63
-3.566 | 6101.412 | -3.763 | 6390.814
-3.368 | 6171.662 | -3.566 | 6395.784
-3.171 | 6234.228 | -3.368 | 6399.541
-2.973 | 6283.508 | -3.171 | 6409.403
-2.775 | 6327.307 | -2.973 | 6418.535
-2.577 | 6364.198 | -2.775 | 6423.692
-2.379 | 6405.08 | -2.577 | 6423.896
-2.181 | 6432.165 | -2.379 | 6421.055
-1.983 | 6455.837 | -2.181 | 6408.778
-1.785 | 6476.911 | -1.983 | 6410.157
-1.586 | 6501.255 | -1.785 | 6407.755
-1.388 | 6513.502 | -1.586 | 6402.422
-1.19 | 6504.882 | -1.388 | 6407.098
-0.992 | 6484.725 | -1.19 | 6412.337
-0.793 | 6480.518 | -0.992 | 6418.26
-0.595 | 6478.547 | -0.793 | 6426.145
-0.397 | 6470.911 | -0.595 | 6430.537
-0.198 | 6459.156 | -0.397 | 6432.525
0 | 6436.321 | -0.198 | 6431.614
0.198 | 6396.266 | 0 | 6436.321
0.397 | 6352.689 | 0.198 | 6424.856
0.595 | 6312.398 | 0.397 | 6416.281
0.793 | 6269.718 | 0.595 | 6403.233
0.992 | 6224.63 | 0.793 | 6400.921
1.19 | 6173.001 | 0.992 | 6407.037
1.388 | 6122.646 | 1.19 | 6419.314
1.586 | 6072.93 | 1.388 | 6434.556
1.785 | 6011.979 | 1.586 | 6449.189
1.983 | 5941.877 | 1.785 | 6446.181
2.181 | 5868.086 | 1.983 | 6442.553
2.379 | 5790.432 | 2.181 | 6439.301
2.577 | 5707.137 | 2.379 | 6436.707
2.775 | 5618.209 | 2.577 | 6433.181
2.973 | 5526.37 | 2.775 | 6419.701
3.171 | 5433.264 | 2.973 | 6408.081
3.368 | 5336.462 | 3.171 | 6399.887
3.566 | 5240.595 | 3.368 | 6398.838
3.763 | 5141.61 | 3.566 | 6391.19
3.961 | 5031.738 | 3.763 | 6384.026
4.158 | 4921.776 | 3.961 | 6376.17
4.356 | 4812.7 | 4.158 | 6370.665
4.553 | 4700 | 4.356 | 6368.938
4.75 | 4588.443 | 4.553 | 6366.005
4.947 | 4485.128 | 4.75 | 6360.288
5.144 | 4385.223 | 4.947 | 6351.602
5.34 | 4274.285 | 5.144 | 6344.968
5.537 | 4163.947 | 5.34 | 6341.588
5.733 | 4050.297 | 5.537 | 6342.26
5.93 | 3939.594 | 5.733 | 6340.449
6.126 | 3823.936 | 5.93 | 6341.019
6.322 | 3714.089 | 6.126 | 6341.053
6.518 | 3606.308 | 6.322 | 6334.143
6.713 | 3499.286 | 6.518 | 6325.854
6.909 | 3392.862 | 6.713 | 6323.736
7.104 | 3285.502 | 6.909 | 6327.919
7.3 | 3183.786 | 7.104 | 6327.906
7.495 | 3083.932 | 7.3 | 6323.682
7.69 | 2986.671 | 7.495 | 6315.793
7.884 | 2891.726 | 7.69 | 6302.717
8.079 | 2795.027 | 7.884 | 6295.31
8.273 | 2700.618 | 8.079 | 6280.581
8.467 | 2603.517 | 8.273 | 6265.218
8.661 | 2506.828 | 8.467 | 6254.063
8.855 | 2411.45 | 8.661 | 6243.459
9.049 | 2325.345 | 8.855 | 6232.223
9.242 | 2239.773 | 9.049 | 6224.605
9.435 | 2154.281 | 9.242 | 6208.169
9.628 | 2071.259 | 9.435 | 6186.565
9.821 | 1993.786 | 9.628 | 6166.982
10.013 | 1917.368 | 9.821 | 6153.922
10.205 | 1845.582 | 10.013 | 6148.062
10.397 | 1776.33 | 10.205 | 6138.868
10.589 | 1707.184 | 10.397 | 6132.899
10.781 | 1639.246 | 10.589 | 6118.727
10.972 | 1574.502 | 10.781 | 6097.834
11.163 | 1511.828 | 10.972 | 6079.195
11.354 | 1452.811 | 11.163 | 6063.245
11.544 | 1394.956 | 11.354 | 6043.725
11.735 | 1337.432 | 11.544 | 6022.195
11.925 | 1280.294 | 11.735 | 6008.717
12.115 | 1225.625 | 11.925 | 5996.639
12.304 | 1173.405 | 12.115 | 5983.307
12.493 | 1123.3 | 12.304 | 5971.36
12.682 | 1075.421 | 12.493 | 5955.046
12.871 | 1028.806 | 12.682 | 5939.496
13.059 | 986.584 | 12.871 | 5921.393
13.247 | 946.89 | 13.059 | 5894.553
13.435 | 907.692 | 13.247 | 5872.562
13.623 | 869.283 | 13.435 | 5853.157
13.81 | 831.696 | 13.623 | 5840.626
13.997 | 797.727 | 13.81 | 5823.045
14.183 | 764.245 | 13.997 | 5804.315
14.37 | 730.35 | 14.183 | 5784.807
14.556 | 698.968 | 14.37 | 5762.694
14.741 | 669.628 | 14.556 | 5747.243
14.927 | 642.863 | 14.741 | 5722.771
15.112 | 617.944 | 14.927 | 5698.587
15.296 | 593.508 | 15.112 | 5668.149
15.481 | 569.96 | 15.296 | 5638.921
15.665 | 546.63 | 15.481 | 5598.808
15.849 | 523.592 | 15.665 | 5564.215
16.032 | 501.65 | 15.849 | 5541.083
16.215 | 483.816 | 16.032 | 5522.435
16.398 | 466.439 | 16.215 | 5497.332
16.58 | 449.569 | 16.398 | 5484.786
16.762 | 433.683 | 16.58 | 5472.294
16.944 | 418.129 | 16.762 | 5455.201
17.125 | 403.446 | 16.944 | 5439.465
17.306 | 390.707 | 17.125 | 5427.359
17.487 | 378.287 | 17.306 | 5409
17.667 | 367.276 | 17.487 | 5384.035
17.847 | 356.064 | 17.667 | 5365.758
18.027 | 344.837 | 17.847 | 5343.836
18.206 | 334.722 | 18.027 | 5326.968
18.385 | 325.918 | 18.206 | 5306.701
18.563 | 318.926 | 18.385 | 5287.089
18.741 | 310.866 | 18.563 | 5262.205
18.919 | 301.046 | 18.741 | 5240.112
19.096 | 291.232 | 18.919 | 5216.517
19.273 | 281.423 | 19.096 | 5187.661
19.45 | 271.97 | 19.273 | 5153.936
19.626 | 264.052 | 19.45 | 5131.077
19.802 | 257.633 | 19.626 | 5108.255
19.977 | 250.917 | 19.802 | 5078.078
20.152 | 243.574 | 19.977 | 5051.557
20.327 | 236.51 | 20.152 | 5030.934
20.501 | 229.206 | 20.327 | 5013.675
20.675 | 222.232 | 20.501 | 4989.903
20.848 | 215.87 | 20.675 | 4966.343
21.021 | 209.963 | 20.848 | 4950.564
21.194 | 203.304 | 21.021 | 4936.764
21.366 | 197.632 | 21.194 | 4926.835
21.538 | 191.371 | 21.366 | 4912.932
21.709 | 185.402 | 21.538 | 4893.756
21.88 | 180.233 | 21.709 | 4871.01
22.051 | 176.294 | 21.88 | 4849.813
22.221 | 172.48 | 22.051 | 4826.788
22.391 | 168.793 | 22.221 | 4808.669
22.56 | 165.132 | 22.391 | 4784.342
22.729 | 162.01 | 22.56 | 4763.443
22.898 | 158.075 | 22.729 | 4741.828
23.066 | 153.492 | 22.898 | 4727.635
23.234 | 150 | 23.066 | 4708.35
23.401 | 147.491 | 23.234 | 4691.171
23.568 | 144.318 | 23.401 | 4671.112
23.734 | 141.07 | 23.568 | 4653.391
23.9 | 137.006 | 23.734 | 4629.031
24.066 | 133.67 | 23.9 | 4602.734
24.231 | 131.443 | 24.066 | 4574.106
24.396 | 129.431 | 24.231 | 4547.139
24.56 | 127.493 | 24.396 | 4523.665
24.724 | 126.615 | 24.56 | 4499.241
24.887 | 125.515 | 24.724 | 4476.059
25.05 | 123.774 | 24.887 | 4457.138
25.213 | 122.71 | 25.05 | 4438.605
25.375 | 121.873 | 25.213 | 4407.111
25.537 | 120.189 | 25.375 | 4377.125
25.698 | 118.804 | 25.537 | 4348.937
25.859 | 117.831 | 25.698 | 4322.091
26.019 | 116.759 | 25.859 | 4297.596
26.179 | 113.577 | 26.019 | 4270.462
26.339 | 110.201 | 26.179 | 4237.572
26.498 | 108.315 | 26.339 | 4205.215
26.657 | 107.693 | 26.498 | 4172.611
26.815 | 106.651 | 26.657 | 4136.987
26.973 | 105.96 | 26.815 | 4098.023
27.13 | 105.034 | 26.973 | 4059.792
27.287 | 103.986 | 27.13 | 4025.333
27.443 | 101.91 | 27.287 | 3988.204
27.599 | 99.951 | 27.443 | 3946.218
27.755 | 98.731 | 27.599 | 3905.468
27.91 | 98.337 | 27.755 | 3864.633
28.065 | 98.214 | 27.91 | 3820.537
28.219 | 97.893 | 28.065 | 3777.008
28.373 | 96.977 | 28.219 | 3735.271
28.526 | 95.221 | 28.373 | 3689.943
28.679 | 92.991 | 28.526 | 3644.623
28.831 | 91.062 | 28.679 | 3596.982
28.983 | 89.737 | 28.831 | 3543.392
29.135 | 89.408 | 28.983 | 3487.688
29.286 | 89.642 | 29.135 | 3436.716
29.437 | 89.858 | 29.286 | 3384.222
29.587 | 89.952 | 29.437 | 3331.608
29.737 | 90.047 | 29.587 | 3279.363
29.886 | 89.194 | 29.737 | 3231.083
30.035 | 87.401 | 29.886 | 3179.402
30.183 | 85.82 | 30.035 | 3127.317
30.331 | 84.704 | 30.183 | 3074.428
30.479 | 83.368 | 30.331 | 3020.974
30.626 | 82.419 | 30.479 | 2966.466
30.773 | 81.737 | 30.626 | 2908.781
30.919 | 80.792 | 30.773 | 2850.61
31.065 | 80.309 | 30.919 | 2793.625
31.21 | 80.206 | 31.065 | 2740.689
31.355 | 79.757 | 31.21 | 2684.041
31.499 | 78.458 | 31.355 | 2631.224
31.643 | 78.386 | 31.499 | 2578.109
31.787 | 78.62 | 31.643 | 2521.319
31.93 | 78.745 | 31.787 | 2459.884
32.073 | 78.451 | 31.93 | 2403.52
32.215 | 77.91 | 32.073 | 2352.366
32.357 | 77.028 | 32.215 | 2298.133
32.498 | 75.599 | 32.357 | 2237.815
32.639 | 74.831 | 32.498 | 2184.674
32.779 | 74.213 | 32.639 | 2131.86
32.919 | 74.157 | 32.779 | 2079.538
33.059 | 73.87 | 32.919 | 2031.259
33.198 | 72.984 | 33.059 | 1983.317
33.337 | 71.559 | 33.198 | 1930.331
33.475 | 69.748 | 33.337 | 1877.228
33.613 | 68.85 | 33.475 | 1827.69
33.75 | 68.526 | 33.613 | 1775.302
33.887 | 65.075 | 33.75 | 1728.207
34.023 | 59.136 | 33.887 | 1683.1
34.159 | 52.142 | 34.023 | 1639.917
34.295 | 44.127 | 34.159 | 1596.981
34.43 | 38.499 | 34.295 | 1557.06
34.565 | 36.93 | 34.43 | 1515.58
34.699 | 35.949 | 34.565 | 1475.261
34.833 | 35.566 | 34.699 | 1431.337
34.966 | 34.885 | 34.833 | 1390.241
35.099 | 34.859 | 34.966 | 1347.842
35.232 | 36.337 | 35.099 | 1305.964
35.364 | 38.547 | 35.232 | 1269.57
35.496 | 39.458 | 35.364 | 1236.836
35.627 | 38.602 | 35.496 | 1203.536
35.758 | 37.837 | 35.627 | 1168.936
35.888 | 48.105 | 35.758 | 1137.319
36.018 | 67.918 | 35.888 | 1106.986
36.148 | 83.411 | 36.018 | 1075.979
36.277 | 88.954 | 36.148 | 1044.543
36.406 | 86.716 | 36.277 | 1013.366
36.534 | 72.385 | 36.406 | 983.329
36.662 | 55.386 | 36.534 | 952.121
36.789 | 43.866 | 36.662 | 923.837
36.916 | 36.382 | 36.789 | 897.818
37.043 | 32.258 | 36.916 | 873.309
37.169 | 28.862 | 37.043 | 846.979
37.295 | 26.178 | 37.169 | 820.608
37.42 | 24.7 | 37.295 | 794.73
37.545 | 24.609 | 37.42 | 771.312
37.67 | 24.191 | 37.545 | 750.042
37.794 | 23.659 | 37.67 | 728.462
37.917 | 23.396 | 37.794 | 708.202
38.04 | 23.761 | 37.917 | 688.406
38.163 | 24.379 | 38.04 | 667.599
38.286 | 24.752 | 38.163 | 648.641
38.408 | 24.71 | 38.286 | 631.172
38.529 | 24.218 | 38.408 | 616.165
38.651 | 23.636 | 38.529 | 600.207
38.771 | 22.48 | 38.651 | 584.103
38.892 | 22.082 | 38.771 | 565.611
39.012 | 22.681 | 38.892 | 548.771
39.131 | 22.653 | 39.012 | 531.776
39.25 | 21.235 | 39.131 | 516.61
39.369 | 20.093 | 39.25 | 502.523
39.487 | 20.342 | 39.369 | 487.496
39.605 | 20.475 | 39.487 | 474.291
39.723 | 20.521 | 39.605 | 462.145
39.84 | 20.507 | 39.723 | 451.282
39.957 | 21.09 | 39.84 | 439.555
40.073 | 21.617 | 39.957 | 427.877
40.189 | 21.668 | 40.073 | 416.819
40.189 | 21.668 | 40.073 | 416.819
40.305 | 21.749 | 40.189 | 407.204
40.42 | 21.83 | 40.305 | 397.542
40.535 | 22.708 | 40.42 | 387.528
40.649 | 23.44 | 40.535 | 375.841
40.763 | 23.468 | 40.649 | 364.424
40.877 | 22.314 | 40.763 | 355.324
40.99 | 20.961 | 40.877 | 349.664
41.103 | 19.939 | 40.99 | 340.346
41.215 | 19.695 | 41.103 | 287.842
41.327 | 20.177 | 41.215 | 204.962
41.439 | 20.945 | 41.327 | 145.791

## Lustr H60 (hidden)
Selador | Lamp |  | Wattage
Lustr | Lumileds Rebel |  | 104 |  | Note: Owing to the variability of LEDs, output data and color matches should be viewed as approximate
Note: All data taken with room temperature fixture
| Beam Angle | Field Angle
Horizontal | 52.3 | 71.4
| Accessory Lens | Candela | Field Lumens | Beam Lumens | Lens Efficiency | Efficacy
| H60 | 8430 | 1750 | 950 | 95.68% | 16.8269
| For Field diameter at any distance, multiply distance by |  |  |  | 1.4371
| For Beam diameter at any distance, multiply distance by |  |  |  | 0.98196
| Throw Distance (ft) | 10 | 15 | 20 | 25
| Throw Distance (m) | 3.048 | 4.572 | 6.096 | 7.62
| Field Diameter (ft) | 14.3715 | 21.5572 | 28.7429 | 35.9286
| Field Diameter (m) | 4.3804 | 6.5706 | 8.7608 | 10.9511
| Illuminance (fc) | 84.3 | 37.4667 | 21.075 | 13.488
| Illuminance (lux) | 907.3968 | 403.2875 | 226.8492 | 145.1835
Test Distance | Iso-Illuminance Diagram grid lines
60.6 | 10 | 20 | 30 | 40
| 0.16502 | 0.33003 | 0.49505 | 0.66007
| Beam Angle | Field Angle
Vertical | 13.7 | 27.8
| For Field diameter at any distance, multiply distance by |  |  |  | 0.49495
| For Beam diameter at any distance, multiply distance by |  |  |  | 0.24026
| Throw Distance (ft) | 10 | 15 | 20 | 25
| Throw Distance (m) | 3.048 | 4.572 | 6.096 | 7.62
| Field Diameter (ft) | 4.9495 | 7.4242 | 9.899 | 12.3737
| Field Diameter (m) | 1.5086 | 2.2629 | 3.0172 | 3.7715
| Illuminance (fc) | 84.3 | 37.4667 | 21.075 | 13.488
| Illuminance (lux) | 907.3968 | 403.2875 | 226.8492 | 145.1835
| X |  | Y
-36.719 | 0 | -36.826 | 60.464
-36.611 | 0 | -36.719 | 61.817
-36.503 | 0 | -36.611 | 63.317
-36.394 | 110.709 | -36.503 | 64.248
-36.286 | 299.511 | -36.394 | 65.639
-36.176 | 493.606 | -36.286 | 65.005
-36.067 | 690.605 | -36.176 | 64.161
-35.957 | 821.974 | -36.067 | 64.713
-35.848 | 847.074 | -35.957 | 66.076
-35.737 | 870.97 | -35.848 | 66.72
-35.627 | 896.234 | -35.737 | 67.393
-35.516 | 921.942 | -35.627 | 68.165
-35.405 | 947.044 | -35.516 | 67.882
-35.293 | 971.79 | -35.405 | 67.845
-35.181 | 996.011 | -35.293 | 66.076
-35.069 | 1019.369 | -35.181 | 64.562
-34.957 | 1046.728 | -35.069 | 63.919
-34.844 | 1077.154 | -34.957 | 64.168
-34.731 | 1102.843 | -34.844 | 65.641
-34.618 | 1132.295 | -34.731 | 68.423
-34.504 | 1162.503 | -34.618 | 71.081
-34.39 | 1193.49 | -34.504 | 72.606
-34.276 | 1224.78 | -34.39 | 72.51
-34.161 | 1257.264 | -34.276 | 71.447
-34.046 | 1291.192 | -34.161 | 71.522
-33.931 | 1323.877 | -34.046 | 72.952
-33.815 | 1360.419 | -33.931 | 72.589
-33.7 | 1397.665 | -33.815 | 73.05
-33.583 | 1428.837 | -33.7 | 72.166
-33.467 | 1463.99 | -33.583 | 72.558
-33.35 | 1507.792 | -33.467 | 72.233
-33.233 | 1546.212 | -33.35 | 73.945
-33.116 | 1586.456 | -33.233 | 75.32
-32.998 | 1627.544 | -33.116 | 76.267
-32.88 | 1667.718 | -32.998 | 76.376
-32.762 | 1701.228 | -32.88 | 76.707
-32.643 | 1744.419 | -32.762 | 75.166
-32.524 | 1790.078 | -32.643 | 75.245
-32.405 | 1834.672 | -32.524 | 76.893
-32.285 | 1874.165 | -32.405 | 79.496
-32.165 | 1925.059 | -32.285 | 80.334
-32.045 | 1973.189 | -32.165 | 82.406
-31.924 | 2019.941 | -32.045 | 83.163
-31.803 | 2067.752 | -31.924 | 84.098
-31.682 | 2118.167 | -31.803 | 85.147
-31.561 | 2169.36 | -31.682 | 84.844
-31.439 | 2223.684 | -31.561 | 84.147
-31.317 | 2276.695 | -31.439 | 84.213
-31.194 | 2325.672 | -31.317 | 84.519
-31.071 | 2373.685 | -31.194 | 84.04
-30.948 | 2424.983 | -31.071 | 84.583
-30.825 | 2478.782 | -30.948 | 83.898
-30.701 | 2535.795 | -30.825 | 84.466
-30.577 | 2590.085 | -30.701 | 84.466
-30.453 | 2643.827 | -30.577 | 84.791
-30.328 | 2693.077 | -30.453 | 86.64
-30.203 | 2747.243 | -30.328 | 87.919
-30.078 | 2805.63 | -30.203 | 88.983
-29.952 | 2859.25 | -30.078 | 89.748
-29.826 | 2913.431 | -29.952 | 90.883
-29.7 | 2969.631 | -29.826 | 90.078
-29.573 | 3033.749 | -29.7 | 90.944
-29.446 | 3099.225 | -29.573 | 90.516
-29.319 | 3160.337 | -29.446 | 91.373
-29.191 | 3219.848 | -29.319 | 92.593
-29.063 | 3278.539 | -29.191 | 94.255
-28.935 | 3338.916 | -29.063 | 94.863
-28.807 | 3398.332 | -28.935 | 97.15
-28.678 | 3461.284 | -28.807 | 98.133
-28.549 | 3515.626 | -28.678 | 100.167
-28.419 | 3574.317 | -28.549 | 101.103
-28.289 | 3635.657 | -28.419 | 103.775
-28.159 | 3695.195 | -28.289 | 103.478
-28.029 | 3750.981 | -28.159 | 103.21
-27.898 | 3815.024 | -28.029 | 102.041
-27.767 | 3876.695 | -27.898 | 102.162
-27.636 | 3937.942 | -27.767 | 102.363
-27.504 | 3995.344 | -27.636 | 103.104
-27.372 | 4056.281 | -27.504 | 105.457
-27.24 | 4109.762 | -27.372 | 106.154
-27.107 | 4161.071 | -27.24 | 106.739
-26.974 | 4222.461 | -27.107 | 107.4
-26.841 | 4277.375 | -26.974 | 109.013
-26.707 | 4333.642 | -26.841 | 110.112
-26.573 | 4388.619 | -26.707 | 110.859
-26.439 | 4445.073 | -26.573 | 111.338
-26.305 | 4504.843 | -26.439 | 112.522
-26.17 | 4566.101 | -26.305 | 113.749
-26.035 | 4624.602 | -26.17 | 115.28
-25.899 | 4684.668 | -26.035 | 116.464
-25.763 | 4744.248 | -25.899 | 118.312
-25.627 | 4791.024 | -25.763 | 120.559
-25.491 | 4844.524 | -25.627 | 121.559
-25.354 | 4897.975 | -25.491 | 121.554
-25.217 | 4950.665 | -25.354 | 122.901
-25.08 | 5000.628 | -25.217 | 124.696
-24.942 | 5059.507 | -25.08 | 126.227
-24.804 | 5116.218 | -24.942 | 128.252
-24.666 | 5162.256 | -24.804 | 130.062
-24.527 | 5212.852 | -24.666 | 131.535
-24.389 | 5258.695 | -24.527 | 133.924
-24.249 | 5300.28 | -24.389 | 135.873
-24.11 | 5340.545 | -24.249 | 136.569
-23.97 | 5386.167 | -24.11 | 137.235
-23.83 | 5433.677 | -23.97 | 138.54
-23.69 | 5487.714 | -23.83 | 139.885
-23.549 | 5533.144 | -23.69 | 142.08
-23.408 | 5578.648 | -23.549 | 145.41
-23.267 | 5619.178 | -23.408 | 148.524
-23.125 | 5656.719 | -23.267 | 150.624
-22.983 | 5690.697 | -23.125 | 152.929
-22.841 | 5728.628 | -22.983 | 156.088
-22.699 | 5774.477 | -22.841 | 158.94
-22.556 | 5820.336 | -22.699 | 161.727
-22.413 | 5866.968 | -22.556 | 165.023
-22.269 | 5916.768 | -22.413 | 168.395
-22.126 | 5963.387 | -22.269 | 171.296
-21.982 | 6006.124 | -22.126 | 173.873
-21.837 | 6044.617 | -21.982 | 177.662
-21.693 | 6084.843 | -21.837 | 181.571
-21.548 | 6122.975 | -21.693 | 185.973
-21.403 | 6168.782 | -21.548 | 190.491
-21.258 | 6205.201 | -21.403 | 194.283
-21.112 | 6241.916 | -21.258 | 198.217
-20.966 | 6283.642 | -21.112 | 203.149
-20.82 | 6333.448 | -20.966 | 206.713
-20.673 | 6366.54 | -20.82 | 209.014
-20.526 | 6402.817 | -20.673 | 211.44
-20.379 | 6433.228 | -20.526 | 215.642
-20.232 | 6466.28 | -20.379 | 219.936
-20.084 | 6491.592 | -20.232 | 225.802
-19.936 | 6530.777 | -20.084 | 232.023
-19.788 | 6562.461 | -19.936 | 238.55
-19.639 | 6589.391 | -19.788 | 243.011
-19.49 | 6615.833 | -19.639 | 247.448
-19.341 | 6650.06 | -19.49 | 253.571
-19.192 | 6681.42 | -19.341 | 259.327
-19.042 | 6713.46 | -19.192 | 265.568
-18.892 | 6749.132 | -19.042 | 272.936
-18.742 | 6782.359 | -18.892 | 280.668
-18.592 | 6808.566 | -18.742 | 286.499
-18.441 | 6830.919 | -18.592 | 294.336
-18.29 | 6853.63 | -18.441 | 303.171
-18.139 | 6870.337 | -18.29 | 311.568
-17.988 | 6891.676 | -18.139 | 320.582
-17.836 | 6919.361 | -17.988 | 328.153
-17.684 | 6946.989 | -17.836 | 337.042
-17.532 | 6972.198 | -17.684 | 348.067
-17.379 | 6992.411 | -17.532 | 359.3
-17.226 | 7009.719 | -17.379 | 370.091
-17.073 | 7023.801 | -17.226 | 381.46
-16.92 | 7045.537 | -17.073 | 396.311
-16.766 | 7062.267 | -16.92 | 411.374
-16.613 | 7081.986 | -16.766 | 424.953
-16.459 | 7111.247 | -16.613 | 438.088
-16.304 | 7143.556 | -16.459 | 454.068
-16.15 | 7162.583 | -16.304 | 468.19
-15.995 | 7189.126 | -16.15 | 482.847
-15.84 | 7219.963 | -15.995 | 498.714
-15.685 | 7236.003 | -15.84 | 515.656
-15.529 | 7246.418 | -15.685 | 533.266
-15.374 | 7270.019 | -15.529 | 549.519
-15.218 | 7304.1 | -15.374 | 568.102
-15.062 | 7330.536 | -15.218 | 590.674
-14.905 | 7366.733 | -15.062 | 614.952
-14.749 | 7400.018 | -14.905 | 637.298
-14.592 | 7423.353 | -14.749 | 662.346
-14.435 | 7434.049 | -14.592 | 686.778
-14.277 | 7454.769 | -14.435 | 711.074
-14.12 | 7473.69 | -14.277 | 739.706
-13.962 | 7492.186 | -14.12 | 769.88
-13.804 | 7510.837 | -13.962 | 801.508
-13.646 | 7538.792 | -13.804 | 833.677
-13.488 | 7566.029 | -13.646 | 866.324
-13.329 | 7599.788 | -13.488 | 901.251
-13.17 | 7623.966 | -13.329 | 936.708
-13.011 | 7644.912 | -13.17 | 970.84
-12.852 | 7654.015 | -13.011 | 1006.668
-12.693 | 7668.92 | -12.852 | 1046.905
-12.533 | 7685.267 | -12.693 | 1088.671
-12.373 | 7698.485 | -12.533 | 1134.245
-12.213 | 7715.992 | -12.373 | 1182.701
-12.053 | 7725.977 | -12.213 | 1234.872
-11.893 | 7740.111 | -12.053 | 1286.174
-11.732 | 7756.571 | -11.893 | 1338.803
-11.572 | 7765.878 | -11.732 | 1392.113
-11.411 | 7771.149 | -11.572 | 1450.77
-11.249 | 7786.691 | -11.411 | 1510.253
-11.088 | 7800.264 | -11.249 | 1575.188
-10.927 | 7812.24 | -11.088 | 1634.76
-10.765 | 7823.183 | -10.927 | 1702.08
-10.603 | 7839.919 | -10.765 | 1767.866
-10.441 | 7849.521 | -10.603 | 1837.42
-10.279 | 7861.469 | -10.441 | 1906.179
-10.117 | 7879.028 | -10.279 | 1980.412
-9.954 | 7893.035 | -10.117 | 2055.05
-9.791 | 7892.909 | -9.954 | 2140.142
-9.629 | 7903.948 | -9.791 | 2230.178
-9.466 | 7923.637 | -9.629 | 2317.837
-9.303 | 7939.798 | -9.466 | 2411.724
-9.139 | 7956.359 | -9.303 | 2505.123
-8.976 | 7976.779 | -9.139 | 2597.454
-8.812 | 7992.522 | -8.976 | 2689.685
-8.649 | 8003.315 | -8.812 | 2791.557
-8.485 | 8011.185 | -8.649 | 2897.193
-8.321 | 8024.342 | -8.485 | 3006.976
-8.156 | 8040.383 | -8.321 | 3109.571
-7.992 | 8059.589 | -8.156 | 3219.545
-7.828 | 8079.881 | -7.992 | 3332.616
-7.663 | 8103.827 | -7.828 | 3445.006
-7.499 | 8127.673 | -7.663 | 3563.628
-7.334 | 8144.88 | -7.499 | 3687.27
-7.169 | 8162.566 | -7.334 | 3816.351
-7.004 | 8191.568 | -7.169 | 3946.408
-6.839 | 8205.759 | -7.004 | 4075.255
-6.673 | 8220.171 | -6.839 | 4203.424
-6.508 | 8242.807 | -6.673 | 4329.486
-6.342 | 8255.721 | -6.508 | 4458.485
-6.177 | 8258.119 | -6.342 | 4588.216
-6.011 | 8266.585 | -6.177 | 4717.5
-5.845 | 8277.259 | -6.011 | 4855.992
-5.679 | 8274.152 | -5.845 | 4990.123
-5.513 | 8285.944 | -5.679 | 5122.836
-5.347 | 8307.261 | -5.513 | 5247.104
-5.181 | 8315.275 | -5.347 | 5378.976
-5.015 | 8320.09 | -5.181 | 5505.391
-4.849 | 8332.502 | -5.015 | 5644.896
-4.682 | 8340.614 | -4.849 | 5773.502
-4.516 | 8354.067 | -4.682 | 5908.979
-4.349 | 8383.371 | -4.516 | 6048.152
-4.182 | 8402.788 | -4.349 | 6205.222
-4.016 | 8408.587 | -4.182 | 6337.593
-3.849 | 8419.912 | -4.016 | 6481.271
-3.682 | 8415.659 | -3.849 | 6607.957
-3.515 | 8412.359 | -3.682 | 6732.481
-3.348 | 8427.832 | -3.515 | 6854.933
-3.181 | 8422.91 | -3.348 | 6983.366
-3.014 | 8428.221 | -3.181 | 7101.197
-2.847 | 8438.954 | -3.014 | 7225.083
-2.68 | 8441.035 | -2.847 | 7343.201
-2.512 | 8428.058 | -2.68 | 7452.375
-2.345 | 8429.739 | -2.512 | 7552.664
-2.178 | 8425.899 | -2.345 | 7650.106
-2.01 | 8430.402 | -2.178 | 7734.751
-1.843 | 8428.256 | -2.01 | 7813.805
-1.675 | 8416.979 | -1.843 | 7880.907
-1.508 | 8402.381 | -1.675 | 7953.431
-1.34 | 8398.798 | -1.508 | 8009.766
-1.173 | 8394.865 | -1.34 | 8066.205
-1.005 | 8377.969 | -1.173 | 8123.166
-0.838 | 8342.823 | -1.005 | 8184.006
-0.67 | 8326.009 | -0.838 | 8232.798
-0.503 | 8322.343 | -0.67 | 8286.59
-0.335 | 8328.134 | -0.503 | 8308.772
-0.168 | 8328.961 | -0.335 | 8321.489
0 | 8328.666 | -0.168 | 8322.919
0.168 | 8312.907 | 0 | 8328.666
0.335 | 8303.966 | 0.168 | 8318.026
0.503 | 8299.549 | 0.335 | 8308.86
0.67 | 8302.064 | 0.503 | 8278.241
0.838 | 8296.358 | 0.67 | 8249.054
1.005 | 8291.974 | 0.838 | 8226.416
1.173 | 8283.941 | 1.005 | 8203.137
1.34 | 8279.677 | 1.173 | 8166.331
1.508 | 8281.332 | 1.34 | 8129.345
1.675 | 8289.079 | 1.508 | 8069.34
1.843 | 8289.388 | 1.675 | 8008.778
2.01 | 8294.868 | 1.843 | 7941.812
2.178 | 8302.506 | 2.01 | 7868.335
2.345 | 8297.454 | 2.178 | 7775.002
2.512 | 8281.832 | 2.345 | 7666.785
2.68 | 8261.083 | 2.512 | 7552.23
2.847 | 8239.355 | 2.68 | 7439.932
3.014 | 8219.575 | 2.847 | 7333.472
3.181 | 8203.236 | 3.014 | 7232
3.348 | 8192.347 | 3.181 | 7114.64
3.515 | 8180.422 | 3.348 | 6996.665
3.682 | 8160.282 | 3.515 | 6865.646
3.849 | 8143.639 | 3.682 | 6745.889
4.016 | 8132.414 | 3.849 | 6612.713
4.182 | 8127.031 | 4.016 | 6488.912
4.349 | 8127.215 | 4.182 | 6346.908
4.516 | 8119.756 | 4.349 | 6212.075
4.682 | 8100.359 | 4.516 | 6077.445
4.849 | 8081.019 | 4.682 | 5949.624
5.015 | 8067.162 | 4.849 | 5807.803
5.181 | 8055.158 | 5.015 | 5678.023
5.347 | 8043.541 | 5.181 | 5551.691
5.513 | 8038.838 | 5.347 | 5411.679
5.679 | 8021.85 | 5.513 | 5271.361
5.845 | 8004.109 | 5.679 | 5131.164
6.011 | 7983.544 | 5.845 | 4992.703
6.177 | 7965.546 | 6.011 | 4862
6.342 | 7943.603 | 6.177 | 4733.55
6.508 | 7934.241 | 6.342 | 4596.21
6.673 | 7918.288 | 6.508 | 4470.132
6.839 | 7888.876 | 6.673 | 4340.723
7.004 | 7868.116 | 6.839 | 4204.463
7.169 | 7846.089 | 7.004 | 4076.93
7.334 | 7815.864 | 7.169 | 3949.356
7.499 | 7784.478 | 7.334 | 3815.02
7.663 | 7761.534 | 7.499 | 3692.929
7.828 | 7735.637 | 7.663 | 3570.356
7.992 | 7703.442 | 7.828 | 3454.375
8.156 | 7672.197 | 7.992 | 3338.178
8.321 | 7644.702 | 8.156 | 3225.366
8.485 | 7629.856 | 8.321 | 3117.322
8.649 | 7617.384 | 8.485 | 3012.228
8.812 | 7605.302 | 8.649 | 2908.393
8.976 | 7591.559 | 8.812 | 2806.145
9.139 | 7575.014 | 8.976 | 2710.055
9.303 | 7556.865 | 9.139 | 2611.593
9.466 | 7549.537 | 9.303 | 2519.693
9.629 | 7544.826 | 9.466 | 2428.629
9.791 | 7528.837 | 9.629 | 2337.358
9.954 | 7509.278 | 9.791 | 2250.2
10.117 | 7493.37 | 9.954 | 2169.747
10.279 | 7471.389 | 10.117 | 2090.243
10.441 | 7445.914 | 10.279 | 2013.189
10.603 | 7426.123 | 10.441 | 1942.152
10.765 | 7403.246 | 10.603 | 1870.954
10.927 | 7385.258 | 10.765 | 1801.235
11.088 | 7383.075 | 10.927 | 1730.612
11.249 | 7389.592 | 11.088 | 1661.685
11.411 | 7388.685 | 11.249 | 1597.212
11.572 | 7376.713 | 11.411 | 1539.327
11.732 | 7354.358 | 11.572 | 1480.515
11.893 | 7326.243 | 11.732 | 1421.81
12.053 | 7292.899 | 11.893 | 1368.471
12.213 | 7264.353 | 12.053 | 1318.611
12.373 | 7243.172 | 12.213 | 1268.679
12.533 | 7227.069 | 12.373 | 1220.649
12.693 | 7220.426 | 12.533 | 1175.824
12.852 | 7217.71 | 12.693 | 1132.537
13.011 | 7205.065 | 12.852 | 1086.732
13.17 | 7190.667 | 13.011 | 1043.132
13.329 | 7169.398 | 13.17 | 1004.296
13.488 | 7147.027 | 13.329 | 966.573
13.646 | 7117.453 | 13.488 | 929.927
13.804 | 7094.4 | 13.646 | 896.698
13.962 | 7071.54 | 13.804 | 866.373
14.12 | 7039.999 | 13.962 | 835.918
14.277 | 7006.235 | 14.12 | 806.219
14.435 | 6984.485 | 14.277 | 775.934
14.592 | 6963.071 | 14.435 | 747.359
14.749 | 6940.681 | 14.592 | 719.131
14.905 | 6923.5 | 14.749 | 690.586
15.062 | 6906.397 | 14.905 | 667.06
15.218 | 6880.509 | 15.062 | 645.322
15.374 | 6855.957 | 15.218 | 624.735
15.529 | 6834.831 | 15.374 | 605.347
15.685 | 6811.478 | 15.529 | 585.439
15.84 | 6788.059 | 15.685 | 564.838
15.995 | 6762.089 | 15.84 | 543.094
16.15 | 6742.279 | 15.995 | 522.232
16.304 | 6710.553 | 16.15 | 504.212
16.459 | 6677.364 | 16.304 | 484.965
16.613 | 6652.133 | 16.459 | 466.935
16.766 | 6624.342 | 16.613 | 451.606
16.92 | 6596.723 | 16.766 | 438.268
17.073 | 6574.013 | 16.92 | 425.409
17.226 | 6551.625 | 17.073 | 414.129
17.379 | 6520.833 | 17.226 | 402.173
17.532 | 6485.65 | 17.379 | 390.207
17.684 | 6442.887 | 17.532 | 376.6
17.836 | 6406.75 | 17.684 | 364.954
17.988 | 6381.597 | 17.836 | 355.478
18.139 | 6354.529 | 17.988 | 344.384
18.29 | 6327.593 | 18.139 | 332.731
18.441 | 6298.496 | 18.29 | 322.496
18.592 | 6269.141 | 18.441 | 311.681
18.742 | 6241.829 | 18.592 | 299.84
18.892 | 6206.752 | 18.742 | 290.51
19.042 | 6166.385 | 18.892 | 282.89
19.192 | 6128.367 | 19.042 | 274.696
19.341 | 6095.426 | 19.192 | 265.657
19.49 | 6054.616 | 19.341 | 257.086
19.639 | 6005.058 | 19.49 | 249.572
19.788 | 5966.264 | 19.639 | 243.168
19.936 | 5942.647 | 19.788 | 237.792
20.084 | 5925.041 | 19.936 | 233.159
20.232 | 5901.331 | 20.084 | 229.069
20.379 | 5867.966 | 20.232 | 224.48
20.526 | 5826.556 | 20.379 | 218.634
20.673 | 5786.52 | 20.526 | 212.159
20.82 | 5750.38 | 20.673 | 207.327
20.966 | 5711.256 | 20.82 | 202.123
21.112 | 5672.227 | 20.966 | 197.722
21.258 | 5639.08 | 21.112 | 193.783
21.403 | 5599.529 | 21.258 | 190.009
21.548 | 5555.643 | 21.403 | 185.981
21.693 | 5511.815 | 21.548 | 182.468
21.837 | 5466.349 | 21.693 | 178.278
21.982 | 5421.824 | 21.837 | 174.111
22.126 | 5379.667 | 21.982 | 170.558
22.269 | 5336.502 | 22.126 | 166.415
22.413 | 5290.103 | 22.269 | 161.702
22.556 | 5256.255 | 22.413 | 157.175
22.699 | 5220.956 | 22.556 | 153.816
22.841 | 5178.517 | 22.699 | 151.564
22.983 | 5132.943 | 22.841 | 149.394
23.125 | 5083.115 | 22.983 | 147.405
23.267 | 5025.859 | 23.125 | 144.919
23.408 | 4975.858 | 23.267 | 142.225
23.549 | 4929.884 | 23.408 | 140.001
23.69 | 4883.61 | 23.549 | 138.423
23.83 | 4836.492 | 23.69 | 136.59
23.97 | 4784.547 | 23.83 | 134.23
24.11 | 4730.424 | 23.97 | 131.386
24.249 | 4679.488 | 24.11 | 129.241
24.389 | 4636.603 | 24.249 | 128.424
24.527 | 4589.525 | 24.389 | 127.403
24.666 | 4533.695 | 24.527 | 125.1
24.804 | 4479.115 | 24.666 | 123.109
24.942 | 4424.434 | 24.804 | 121.105
25.08 | 4367.849 | 24.942 | 118.734
25.217 | 4309.214 | 25.08 | 116.93
25.354 | 4264.114 | 25.217 | 115.622
25.491 | 4215.029 | 25.354 | 113.822
25.627 | 4163.663 | 25.491 | 111.599
25.763 | 4121.303 | 25.627 | 109.542
25.899 | 4078.682 | 25.763 | 107.599
26.035 | 4028.22 | 25.899 | 106.367
26.17 | 3980.196 | 26.035 | 105.308
26.305 | 3938.058 | 26.17 | 105.335
26.439 | 3891.72 | 26.305 | 104.475
26.573 | 3847.056 | 26.439 | 101.851
26.707 | 3800.732 | 26.573 | 98.342
26.841 | 3751.933 | 26.707 | 96.523
26.974 | 3701.404 | 26.841 | 94.612
27.107 | 3644.429 | 26.974 | 93.964
27.24 | 3584.661 | 27.107 | 93.285
27.372 | 3527.686 | 27.24 | 93.698
27.504 | 3477.741 | 27.372 | 93.792
27.636 | 3431.086 | 27.504 | 93.077
27.767 | 3381.778 | 27.636 | 92.574
27.898 | 3330.961 | 27.767 | 90.029
28.029 | 3280.753 | 27.898 | 88.339
28.159 | 3231.435 | 28.029 | 86.498
28.289 | 3177.393 | 28.159 | 85.057
28.419 | 3123.444 | 28.289 | 83.769
28.549 | 3074.614 | 28.419 | 82.666
28.678 | 3035.086 | 28.549 | 80.638
28.807 | 2991.703 | 28.678 | 78.623
28.935 | 2948.1 | 28.807 | 77.32
29.063 | 2900.441 | 28.935 | 77.832
29.191 | 2842.289 | 29.063 | 78.348
29.319 | 2778.097 | 29.191 | 77.594
29.446 | 2719.253 | 29.319 | 75.84
29.573 | 2665.419 | 29.446 | 75.384
29.7 | 2613.808 | 29.573 | 75.411
29.826 | 2571.768 | 29.7 | 75.351
29.952 | 2530.439 | 29.826 | 74.628
30.078 | 2484.745 | 29.952 | 74.593
30.203 | 2439.127 | 30.078 | 73.222
30.328 | 2392.913 | 30.203 | 71.927
30.453 | 2347.976 | 30.328 | 69.217
30.577 | 2300.646 | 30.453 | 67.837
30.701 | 2252.494 | 30.577 | 66.918
30.825 | 2203.986 | 30.701 | 67.532
30.948 | 2155.477 | 30.825 | 66.574
31.071 | 2109.603 | 30.948 | 66.325
31.194 | 2069.252 | 31.071 | 65.893
31.317 | 2031.47 | 31.194 | 66.18
31.439 | 1993.015 | 31.317 | 66.981
31.561 | 1953.181 | 31.439 | 66.667
31.682 | 1909.172 | 31.561 | 65.833
31.803 | 1865.478 | 31.682 | 64.778
31.924 | 1821.918 | 31.803 | 62.917
32.045 | 1777.999 | 31.924 | 62.088
32.165 | 1739.336 | 32.045 | 60.077
32.285 | 1704.027 | 32.165 | 59.384
32.405 | 1667.673 | 32.285 | 58.81
32.524 | 1630.923 | 32.405 | 60.138
32.643 | 1598.688 | 32.524 | 60.064
32.762 | 1565.074 | 32.643 | 60.02
32.88 | 1529.112 | 32.762 | 59.057
32.998 | 1489.18 | 32.88 | 59.484
33.116 | 1452.98 | 32.998 | 59.244
33.233 | 1420.143 | 33.116 | 60.347
33.35 | 1386.445 | 33.233 | 61.427
33.467 | 1351.263 | 33.35 | 61.222
33.583 | 1319.039 | 33.467 | 59.849
33.7 | 1288.86 | 33.583 | 57.454
33.815 | 1257.407 | 33.7 | 55.399
33.931 | 1227.959 | 33.815 | 55.231
34.046 | 1197.662 | 33.931 | 53.874
34.161 | 1167.172 | 34.046 | 52.638
34.276 | 1135.987 | 34.161 | 52.088
34.39 | 1106.31 | 34.276 | 52.702
34.504 | 1076.512 | 34.39 | 51.41
34.618 | 1048.788 | 34.504 | 51.117
34.731 | 1021.536 | 34.618 | 50.82
34.844 | 996.669 | 34.731 | 50.351
34.957 | 973.364 | 34.844 | 51.274
35.069 | 951.846 | 34.957 | 51.212
35.181 | 933.482 | 35.069 | 51.458
35.293 | 914.091 | 35.181 | 51.912
35.405 | 890.183 | 35.293 | 52.3
35.516 | 864.076 | 35.405 | 52.204
35.516 | 864.076 | 35.405 | 52.204
35.627 | 842.263 | 35.516 | 52.177
35.737 | 824.727 | 35.627 | 52.955
35.848 | 808.272 | 35.737 | 52.894
35.957 | 791.669 | 35.848 | 52.796
36.067 | 774.561 | 35.957 | 51.136
36.176 | 753.328 | 36.067 | 49.818
36.286 | 732.662 | 36.176 | 49.561
36.394 | 715.746 | 36.286 | 48.188
36.503 | 699.258 | 36.394 | 41.498
36.611 | 682.696 | 36.503 | 29.895
36.719 | 673.129 | 36.611 | 22.246

## Lustr V60 (hidden)
Selador | Lamp |  | Wattage
Lustr | Lumileds Rebel |  | 104 |  | Note: Owing to the variability of LEDs, output data and color matches should be viewed as approximate
Note: All data taken with room temperature fixture
| Beam Angle | Field Angle
Horizontal | 16.2 | 31.3
| Accessory Lens | Candela | Field Lumens | Beam Lumens | Lens Efficiency | Efficacy
| V60 | 7340 | 1770 | 1000 | 96.77% | 17.0192
| For Field diameter at any distance, multiply distance by |  |  |  | 0.56029
| For Beam diameter at any distance, multiply distance by |  |  |  | 0.28464
| Throw Distance (ft) | 10 | 15 | 20 | 25
| Throw Distance (m) | 3.048 | 4.572 | 6.096 | 7.62
| Field Diameter (ft) | 5.6029 | 8.4044 | 11.2058 | 14.0073
| Field Diameter (m) | 1.7078 | 2.5617 | 3.4155 | 4.2694
| Illuminance (fc) | 73.4 | 32.6222 | 18.35 | 11.744
| Illuminance (lux) | 790.0703 | 351.1423 | 197.5176 | 126.4112
Test Distance | Iso-Illuminance Diagram grid lines
51.2 | 10 | 20 | 30 | 40
| 0.19531 | 0.39062 | 0.58594 | 0.78125
| Beam Angle | Field Angle
Vertical | 53 | 71.2
| For Field diameter at any distance, multiply distance by |  |  |  | 1.4319
| For Beam diameter at any distance, multiply distance by |  |  |  | 0.99716
| Throw Distance (ft) | 10 | 15 | 20 | 25
| Throw Distance (m) | 3.048 | 4.572 | 6.096 | 7.62
| Field Diameter (ft) | 14.3186 | 21.4779 | 28.6372 | 35.7965
| Field Diameter (m) | 4.3643 | 6.5465 | 8.7286 | 10.9108
| Illuminance (fc) | 73.4 | 32.6222 | 18.35 | 11.744
| Illuminance (lux) | 790.0703 | 351.1423 | 197.5176 | 126.4112
| X |  | Y
-41.439 | 0 | -41.55 | 228.499
-41.327 | 0 | -41.439 | 229.991
-41.215 | 0 | -41.327 | 232.638
-41.103 | 6.939 | -41.215 | 236.43
-40.99 | 18.837 | -41.103 | 241.778
-40.877 | 31.327 | -40.99 | 247.66
-40.763 | 42.885 | -40.877 | 253.787
-40.649 | 49.894 | -40.763 | 259.969
-40.535 | 49.363 | -40.649 | 263.006
-40.42 | 48.806 | -40.535 | 267.321
-40.305 | 48.92 | -40.42 | 270.338
-40.189 | 50.388 | -40.305 | 273.924
-40.073 | 50.911 | -40.189 | 277.648
-39.957 | 52.112 | -40.073 | 282.107
-39.84 | 52.707 | -39.957 | 286.604
-39.723 | 52.321 | -39.84 | 292.681
-39.605 | 51.937 | -39.723 | 299.9
-39.487 | 51.497 | -39.605 | 306.599
-39.369 | 51.381 | -39.487 | 314.363
-39.25 | 50.976 | -39.369 | 322.768
-39.131 | 51.983 | -39.25 | 331.486
-39.012 | 52.321 | -39.131 | 339.619
-38.892 | 53.424 | -39.012 | 346.919
-38.771 | 53.437 | -38.892 | 353.994
-38.651 | 54.944 | -38.771 | 361.841
-38.529 | 56.294 | -38.651 | 369.574
-38.408 | 57.35 | -38.529 | 378.174
-38.286 | 57.478 | -38.408 | 386.513
-38.163 | 58.405 | -38.286 | 396.483
-38.04 | 57.781 | -38.163 | 406.731
-37.917 | 58.311 | -38.04 | 416.813
-37.794 | 58.726 | -37.917 | 428.154
-37.67 | 59.19 | -37.794 | 441.061
-37.545 | 59.541 | -37.67 | 452.881
-37.42 | 58.868 | -37.545 | 464.898
-37.295 | 59.027 | -37.42 | 479.415
-37.169 | 59.768 | -37.295 | 492.337
-37.043 | 60.606 | -37.169 | 505.571
-36.916 | 60.935 | -37.043 | 518.031
-36.789 | 61.182 | -36.916 | 534.984
-36.662 | 61.659 | -36.789 | 553.25
-36.534 | 61.664 | -36.662 | 572.105
-36.406 | 61.796 | -36.534 | 589.909
-36.277 | 61.901 | -36.406 | 609.485
-36.148 | 62.412 | -36.277 | 626.42
-36.018 | 62.866 | -36.148 | 643.867
-35.888 | 63.087 | -36.018 | 662.426
-35.758 | 64.059 | -35.888 | 683.191
-35.627 | 65.621 | -35.758 | 703.716
-35.496 | 66.021 | -35.627 | 726.054
-35.364 | 64.955 | -35.496 | 747.763
-35.232 | 64.391 | -35.364 | 768.208
-35.099 | 65.352 | -35.232 | 790.585
-34.966 | 64.57 | -35.099 | 814.081
-34.833 | 64.499 | -34.966 | 839.045
-34.699 | 65.516 | -34.833 | 865.891
-34.565 | 66.521 | -34.699 | 891.207
-34.43 | 66.296 | -34.565 | 916.096
-34.295 | 66.309 | -34.43 | 942.455
-34.159 | 67.128 | -34.295 | 971.286
-34.023 | 68.103 | -34.159 | 1001.367
-33.887 | 70.171 | -34.023 | 1033.411
-33.75 | 71.401 | -33.887 | 1068.937
-33.613 | 71.548 | -33.75 | 1101.211
-33.475 | 71.392 | -33.613 | 1133.999
-33.337 | 71.72 | -33.475 | 1169.168
-33.198 | 71.792 | -33.337 | 1203.849
-33.059 | 72.98 | -33.198 | 1241.029
-32.919 | 74.111 | -33.059 | 1280.009
-32.779 | 74.055 | -32.919 | 1320.671
-32.639 | 74.066 | -32.779 | 1359.533
-32.498 | 74.569 | -32.639 | 1399.701
-32.357 | 75.49 | -32.498 | 1439.386
-32.215 | 75.824 | -32.357 | 1484.009
-32.073 | 76.751 | -32.215 | 1528.399
-31.93 | 77.624 | -32.073 | 1574.058
-31.787 | 79.517 | -31.93 | 1619.848
-31.643 | 80.259 | -31.787 | 1669.155
-31.499 | 81.037 | -31.643 | 1717.14
-31.355 | 81.72 | -31.499 | 1765.489
-31.21 | 81.43 | -31.355 | 1817.927
-31.065 | 81.933 | -31.21 | 1871.242
-30.919 | 83.473 | -31.065 | 1921.55
-30.773 | 84.702 | -30.919 | 1968.211
-30.626 | 85.034 | -30.773 | 2020.086
-30.479 | 86.201 | -30.626 | 2070.608
-30.331 | 87.734 | -30.479 | 2125.567
-30.183 | 89.002 | -30.331 | 2181.58
-30.035 | 89.72 | -30.183 | 2237.384
-29.886 | 90.286 | -30.035 | 2291.222
-29.737 | 91.894 | -29.886 | 2352.56
-29.587 | 93.221 | -29.737 | 2413.724
-29.437 | 94.231 | -29.587 | 2473.164
-29.286 | 94.481 | -29.437 | 2535.621
-29.135 | 95.617 | -29.286 | 2594.798
-28.983 | 95.778 | -29.135 | 2652.551
-28.831 | 96.877 | -28.983 | 2707.997
-28.679 | 98.085 | -28.831 | 2764.962
-28.526 | 100.074 | -28.679 | 2825.794
-28.373 | 102.145 | -28.526 | 2889.947
-28.219 | 103.961 | -28.373 | 2955.643
-28.065 | 105.449 | -28.219 | 3020.681
-27.91 | 107.449 | -28.065 | 3087.77
-27.755 | 109.47 | -27.91 | 3155.11
-27.599 | 111.146 | -27.755 | 3220.47
-27.443 | 112.865 | -27.599 | 3282.755
-27.287 | 114.991 | -27.443 | 3346.178
-27.13 | 117.098 | -27.287 | 3407.373
-26.973 | 118.353 | -27.13 | 3467.743
-26.815 | 119.861 | -26.973 | 3529.424
-26.657 | 120.868 | -26.815 | 3591.872
-26.498 | 122.091 | -26.657 | 3655.831
-26.339 | 123.864 | -26.498 | 3719.746
-26.179 | 125.883 | -26.339 | 3782.704
-26.019 | 129.681 | -26.179 | 3842.58
-25.859 | 133.356 | -26.019 | 3900.433
-25.698 | 136.982 | -25.859 | 3950.96
-25.537 | 138.843 | -25.698 | 4001.559
-25.375 | 141.089 | -25.537 | 4059.73
-25.213 | 143.101 | -25.375 | 4124.308
-25.05 | 145.765 | -25.213 | 4187.381
-24.887 | 149.812 | -25.05 | 4245.318
-24.724 | 152.752 | -24.887 | 4304.77
-24.56 | 155.08 | -24.724 | 4365.291
-24.396 | 159.027 | -24.56 | 4423.21
-24.231 | 163.653 | -24.396 | 4477.278
-24.066 | 167.609 | -24.231 | 4529.121
-23.9 | 172.167 | -24.066 | 4577.477
-23.734 | 176.709 | -23.9 | 4624.798
-23.568 | 181.445 | -23.734 | 4666.194
-23.401 | 185.38 | -23.568 | 4708.749
-23.234 | 189.72 | -23.401 | 4754
-23.066 | 194.668 | -23.234 | 4796.965
-22.898 | 200.215 | -23.066 | 4841.262
-22.729 | 205.106 | -22.898 | 4884.404
-22.56 | 211.226 | -22.729 | 4933.1
-22.391 | 218.237 | -22.56 | 4980.042
-22.221 | 225.435 | -22.391 | 5029.587
-22.051 | 231.605 | -22.221 | 5075.324
-21.88 | 237.85 | -22.051 | 5124.823
-21.709 | 244.656 | -21.88 | 5172.5
-21.538 | 252.835 | -21.709 | 5210.654
-21.366 | 261.308 | -21.538 | 5251.141
-21.194 | 269.459 | -21.366 | 5288.334
-21.021 | 277.407 | -21.194 | 5321.492
-20.848 | 286.241 | -21.021 | 5348.166
-20.675 | 295.986 | -20.848 | 5375.357
-20.501 | 305.929 | -20.675 | 5409.543
-20.327 | 316.738 | -20.501 | 5434.893
-20.152 | 327.623 | -20.327 | 5460.903
-19.977 | 340.187 | -20.152 | 5493.286
-19.802 | 354.173 | -19.977 | 5525.149
-19.626 | 368.827 | -19.802 | 5556.406
-19.45 | 382.444 | -19.626 | 5593.352
-19.273 | 397.847 | -19.45 | 5622.377
-19.096 | 414.303 | -19.273 | 5656.708
-18.919 | 432.565 | -19.096 | 5690.359
-18.741 | 451.982 | -18.919 | 5725.307
-18.563 | 472.94 | -18.741 | 5755.454
-18.385 | 493.209 | -18.563 | 5782.409
-18.206 | 517.09 | -18.385 | 5803.407
-18.027 | 540.708 | -18.206 | 5821.157
-17.847 | 565.53 | -18.027 | 5845.16
-17.667 | 591.377 | -17.847 | 5870.813
-17.487 | 618.009 | -17.667 | 5900.931
-17.306 | 645.112 | -17.487 | 5927.768
-17.125 | 674.699 | -17.306 | 5957.531
-16.944 | 705.522 | -17.125 | 5982.071
-16.762 | 737.145 | -16.944 | 6006.287
-16.58 | 768.556 | -16.762 | 6036.751
-16.398 | 803.623 | -16.58 | 6066.363
-16.215 | 839.86 | -16.398 | 6093.613
-16.032 | 877.351 | -16.215 | 6120.452
-15.849 | 916.162 | -16.032 | 6142.06
-15.665 | 958.769 | -15.849 | 6159.268
-15.481 | 1001.663 | -15.665 | 6177.202
-15.296 | 1045.367 | -15.481 | 6196.522
-15.112 | 1090.551 | -15.296 | 6226.216
-14.927 | 1138.13 | -15.112 | 6247.721
-14.741 | 1185.904 | -14.927 | 6274.882
-14.556 | 1232.973 | -14.741 | 6302.102
-14.37 | 1281.636 | -14.556 | 6328.482
-14.183 | 1333.655 | -14.37 | 6342.165
-13.997 | 1388.213 | -14.183 | 6360.29
-13.81 | 1449.024 | -13.997 | 6371.256
-13.623 | 1512.622 | -13.81 | 6393.779
-13.435 | 1580.759 | -13.623 | 6414.489
-13.247 | 1648.426 | -13.435 | 6446.823
-13.059 | 1714.224 | -13.247 | 6475.887
-12.871 | 1781.171 | -13.059 | 6502.639
-12.682 | 1848.268 | -12.871 | 6521.661
-12.493 | 1919.893 | -12.682 | 6540.447
-12.304 | 1994.511 | -12.493 | 6553.848
-12.115 | 2072.05 | -12.304 | 6574.362
-11.925 | 2153.977 | -12.115 | 6595.709
-11.735 | 2237.365 | -11.925 | 6612.882
-11.544 | 2322.226 | -11.735 | 6634.857
-11.354 | 2412.566 | -11.544 | 6659.464
-11.163 | 2507.577 | -11.354 | 6685.224
-10.972 | 2604.613 | -11.163 | 6699.856
-10.781 | 2704.478 | -10.972 | 6723.976
-10.589 | 2801.947 | -10.781 | 6736.926
-10.397 | 2897.522 | -10.589 | 6757.756
-10.205 | 2997.185 | -10.397 | 6776.713
-10.013 | 3102.075 | -10.205 | 6800.307
-9.821 | 3209.072 | -10.013 | 6814.434
-9.628 | 3321.386 | -9.821 | 6829.738
-9.435 | 3438.089 | -9.628 | 6842.528
-9.242 | 3555.651 | -9.435 | 6856.095
-9.049 | 3674.497 | -9.242 | 6868.12
-8.855 | 3799.075 | -9.049 | 6881.095
-8.661 | 3921.264 | -8.855 | 6899.686
-8.467 | 4040.366 | -8.661 | 6921.337
-8.273 | 4164.543 | -8.467 | 6940.957
-8.079 | 4292.03 | -8.273 | 6958.586
-7.884 | 4418.911 | -8.079 | 6976.258
-7.69 | 4548.46 | -7.884 | 6982.17
-7.495 | 4670.025 | -7.69 | 6987.502
-7.3 | 4795.048 | -7.495 | 6997.014
-7.104 | 4916.642 | -7.3 | 7004.056
-6.909 | 5039.721 | -7.104 | 7013.657
-6.713 | 5159.74 | -6.909 | 7032.115
-6.518 | 5281.968 | -6.713 | 7038.935
-6.322 | 5403.155 | -6.518 | 7036.121
-6.126 | 5520.721 | -6.322 | 7033.575
-5.93 | 5635.946 | -6.126 | 7035.63
-5.733 | 5751.211 | -5.93 | 7032.931
-5.537 | 5853.761 | -5.733 | 7038.345
-5.34 | 5969.958 | -5.537 | 7048.74
-5.144 | 6092.172 | -5.34 | 7063.696
-4.947 | 6207.168 | -5.144 | 7089.96
-4.75 | 6307.634 | -4.947 | 7109.326
-4.553 | 6416.282 | -4.75 | 7123.92
-4.356 | 6512.764 | -4.553 | 7134.069
-4.158 | 6604.54 | -4.356 | 7143.322
-3.961 | 6706.652 | -4.158 | 7141.827
-3.763 | 6788.19 | -3.961 | 7153.235
-3.566 | 6864.165 | -3.763 | 7166.499
-3.368 | 6940.77 | -3.566 | 7178.496
-3.171 | 7010.993 | -3.368 | 7190.918
-2.973 | 7063.834 | -3.171 | 7198.746
-2.775 | 7115.735 | -2.973 | 7200.035
-2.577 | 7164.979 | -2.775 | 7203.153
-2.379 | 7210.337 | -2.577 | 7201.741
-2.181 | 7237.964 | -2.379 | 7196.517
-1.983 | 7270.647 | -2.181 | 7193.573
-1.785 | 7293.326 | -1.983 | 7199.139
-1.586 | 7322.613 | -1.785 | 7198.297
-1.388 | 7331.599 | -1.586 | 7198.668
-1.19 | 7330.236 | -1.388 | 7204.904
-0.992 | 7303.196 | -1.19 | 7215.28
-0.793 | 7289.301 | -0.992 | 7224.741
-0.595 | 7282.391 | -0.793 | 7240.774
-0.397 | 7273.89 | -0.595 | 7248.18
-0.198 | 7258.598 | -0.397 | 7242.934
0 | 7242.655 | -0.198 | 7236.9
0.198 | 7210.568 | 0 | 7242.655
0.397 | 7167.156 | 0.198 | 7233.246
0.595 | 7116.484 | 0.397 | 7229.485
0.793 | 7065.627 | 0.595 | 7220.675
0.992 | 7013.705 | 0.793 | 7217.135
1.19 | 6950.536 | 0.992 | 7219.069
1.388 | 6885.626 | 1.19 | 7233.51
1.586 | 6818.064 | 1.388 | 7242.057
1.785 | 6749.686 | 1.586 | 7242.812
1.983 | 6671.518 | 1.785 | 7235.109
2.181 | 6596.777 | 1.983 | 7234.28
2.379 | 6515.262 | 2.181 | 7226.103
2.577 | 6426.079 | 2.379 | 7223.928
2.775 | 6330.03 | 2.577 | 7224.784
2.973 | 6227.649 | 2.775 | 7212.955
3.171 | 6117.643 | 2.973 | 7195.273
3.368 | 6004.581 | 3.171 | 7188.043
3.566 | 5895.039 | 3.368 | 7178.521
3.763 | 5781.303 | 3.566 | 7168.834
3.961 | 5659.306 | 3.763 | 7146.053
4.158 | 5536.507 | 3.961 | 7131.869
4.356 | 5404.134 | 4.158 | 7123.587
4.553 | 5270.778 | 4.356 | 7124.783
4.75 | 5144.946 | 4.553 | 7116.423
4.947 | 5028.695 | 4.75 | 7109.857
5.144 | 4912.273 | 4.947 | 7092.276
5.34 | 4792.618 | 5.144 | 7082.073
5.537 | 4666.752 | 5.34 | 7071.509
5.733 | 4535.242 | 5.537 | 7067.038
5.93 | 4404.665 | 5.733 | 7055.775
6.126 | 4281.584 | 5.93 | 7047.963
6.322 | 4164.546 | 6.126 | 7041.206
6.518 | 4049.175 | 6.322 | 7035.929
6.713 | 3927.95 | 6.518 | 7034.039
6.909 | 3803.719 | 6.713 | 7028.895
7.104 | 3680.762 | 6.909 | 7020.978
7.3 | 3559.938 | 7.104 | 7015.582
7.495 | 3437.963 | 7.3 | 7008.021
7.69 | 3324.839 | 7.495 | 6986.772
7.884 | 3214.732 | 7.69 | 6966.796
8.079 | 3097.592 | 7.884 | 6956.197
8.273 | 2983.982 | 8.079 | 6933.386
8.467 | 2874.198 | 8.273 | 6912.81
8.661 | 2764.853 | 8.467 | 6891.738
8.855 | 2658.709 | 8.661 | 6868.928
9.049 | 2562.383 | 8.855 | 6854.117
9.242 | 2468.605 | 9.049 | 6840.88
9.435 | 2374.692 | 9.242 | 6829.962
9.628 | 2282.679 | 9.435 | 6813.956
9.821 | 2192.062 | 9.628 | 6800.919
10.013 | 2106.006 | 9.821 | 6784.827
10.205 | 2021.847 | 10.013 | 6763.677
10.397 | 1942.186 | 10.205 | 6744.258
10.589 | 1864.792 | 10.397 | 6725.249
10.781 | 1790.703 | 10.589 | 6700.298
10.972 | 1716.752 | 10.781 | 6676.694
11.163 | 1647.043 | 10.972 | 6661.257
11.354 | 1580.17 | 11.163 | 6642.791
11.544 | 1514.959 | 11.354 | 6632.408
11.735 | 1453.03 | 11.544 | 6615.154
11.925 | 1391.199 | 11.735 | 6598.099
12.115 | 1328.672 | 11.925 | 6572.706
12.304 | 1267.872 | 12.115 | 6550.949
12.493 | 1212.343 | 12.304 | 6530.816
12.682 | 1160.088 | 12.493 | 6512.502
12.871 | 1110.096 | 12.682 | 6497.939
13.059 | 1062.842 | 12.871 | 6479.16
13.247 | 1018.385 | 13.059 | 6453.501
13.435 | 975.31 | 13.247 | 6429.957
13.623 | 932.377 | 13.435 | 6417.372
13.81 | 890.922 | 13.623 | 6399.415
13.997 | 851.772 | 13.81 | 6376.614
14.183 | 811.937 | 13.997 | 6350.565
14.37 | 776.785 | 14.183 | 6329.125
14.556 | 743.239 | 14.37 | 6303.03
14.741 | 710.699 | 14.556 | 6283.708
14.927 | 680.153 | 14.741 | 6256.085
15.112 | 653.569 | 14.927 | 6227.212
15.296 | 625.274 | 15.112 | 6196.822
15.481 | 598.794 | 15.296 | 6167.383
15.665 | 573.149 | 15.481 | 6123.843
15.849 | 548.915 | 15.665 | 6091.445
16.032 | 526.604 | 15.849 | 6061.672
16.215 | 506.547 | 16.032 | 6040.277
16.398 | 486.724 | 16.215 | 6020.936
16.58 | 466.432 | 16.398 | 6011.121
16.762 | 447.181 | 16.58 | 5991.008
16.944 | 430.991 | 16.762 | 5967.332
17.125 | 415.237 | 16.944 | 5944.94
17.306 | 399.615 | 17.125 | 5917.205
17.487 | 385.038 | 17.306 | 5887.272
17.667 | 372.074 | 17.487 | 5853.817
17.847 | 358.977 | 17.667 | 5823.622
18.027 | 345.758 | 17.847 | 5797.398
18.206 | 332.747 | 18.027 | 5773.911
18.385 | 320.762 | 18.206 | 5748.812
18.563 | 309.511 | 18.385 | 5724.675
18.741 | 300.282 | 18.563 | 5689.568
18.919 | 292.635 | 18.741 | 5651.262
19.096 | 284.418 | 18.919 | 5610.818
19.273 | 276.152 | 19.096 | 5571.554
19.45 | 268.253 | 19.273 | 5531.578
19.626 | 262.444 | 19.45 | 5501.888
19.802 | 256.778 | 19.626 | 5471.712
19.977 | 250.577 | 19.802 | 5435.8
20.152 | 243.963 | 19.977 | 5399.626
20.327 | 237.651 | 20.152 | 5364.013
20.501 | 230.743 | 20.327 | 5323.145
20.675 | 223.839 | 20.501 | 5285.582
20.848 | 217.615 | 20.675 | 5250.682
21.021 | 212.028 | 20.848 | 5220.591
21.194 | 205.127 | 21.021 | 5184.306
21.366 | 198.73 | 21.194 | 5151.655
21.538 | 193.257 | 21.366 | 5115.903
21.709 | 188.417 | 21.538 | 5074.71
21.88 | 184.251 | 21.709 | 5035.169
22.051 | 180.985 | 21.88 | 4995.092
22.221 | 177.357 | 22.051 | 4954.216
22.391 | 174.657 | 22.221 | 4911.412
22.56 | 172.229 | 22.391 | 4865.773
22.729 | 169.527 | 22.56 | 4818.339
22.898 | 166.084 | 22.729 | 4770.645
23.066 | 162.272 | 22.898 | 4725.847
23.234 | 159.038 | 23.066 | 4677.007
23.401 | 156.807 | 23.234 | 4631.503
23.568 | 155.641 | 23.401 | 4583.845
23.734 | 153.189 | 23.568 | 4535.592
23.9 | 149.312 | 23.734 | 4481.901
24.066 | 146.148 | 23.9 | 4433.257
24.231 | 144.944 | 24.066 | 4380.748
24.396 | 143.162 | 24.231 | 4331.982
24.56 | 140.903 | 24.396 | 4281.789
24.724 | 138.859 | 24.56 | 4233.06
24.887 | 136.818 | 24.724 | 4180.325
25.05 | 135.447 | 24.887 | 4126.612
25.213 | 134.81 | 25.05 | 4075.774
25.375 | 133.785 | 25.213 | 4023.852
25.537 | 131.509 | 25.375 | 3971.124
25.698 | 129.307 | 25.537 | 3917.613
25.859 | 127.253 | 25.698 | 3863.658
26.019 | 125.312 | 25.859 | 3809.012
26.179 | 123.02 | 26.019 | 3754.406
26.339 | 120.859 | 26.179 | 3696.25
26.498 | 119.392 | 26.339 | 3635.004
26.657 | 118.384 | 26.498 | 3575.182
26.815 | 116.8 | 26.657 | 3516.876
26.973 | 115.354 | 26.815 | 3459.065
27.13 | 114.125 | 26.973 | 3402.873
27.287 | 113.249 | 27.13 | 3348.415
27.443 | 111.443 | 27.287 | 3295.502
27.599 | 110.085 | 27.443 | 3237.387
27.755 | 108.714 | 27.599 | 3177.458
27.91 | 106.904 | 27.755 | 3117.61
28.065 | 105.801 | 27.91 | 3062.126
28.219 | 105.866 | 28.065 | 3009.656
28.373 | 105.576 | 28.219 | 2954.739
28.526 | 103.976 | 28.373 | 2899.748
28.679 | 102.78 | 28.526 | 2846.071
28.831 | 101.373 | 28.679 | 2790.161
28.983 | 99.29 | 28.831 | 2726.795
29.135 | 98.016 | 28.983 | 2663.861
29.286 | 98.47 | 29.135 | 2605.68
29.437 | 99.6 | 29.286 | 2549.116
29.587 | 100.412 | 29.437 | 2494.13
29.737 | 99.877 | 29.587 | 2439.23
29.886 | 98.223 | 29.737 | 2384.994
30.035 | 96.139 | 29.886 | 2331.369
30.183 | 94.264 | 30.035 | 2277.659
30.331 | 93.208 | 30.183 | 2227.026
30.479 | 92.414 | 30.331 | 2182.374
30.626 | 91.633 | 30.479 | 2135.956
30.773 | 90.591 | 30.626 | 2083.047
30.919 | 89.048 | 30.773 | 2028.537
31.065 | 86.807 | 30.919 | 1974.573
31.21 | 85.596 | 31.065 | 1922.661
31.355 | 85.819 | 31.21 | 1871.435
31.499 | 86.737 | 31.355 | 1826.363
31.643 | 87.27 | 31.499 | 1783.044
31.787 | 86.736 | 31.643 | 1739.088
31.93 | 86.02 | 31.787 | 1692.693
32.073 | 85.031 | 31.93 | 1649.342
32.215 | 83.7 | 32.073 | 1608.746
32.357 | 82.421 | 32.215 | 1562.939
32.498 | 81.936 | 32.357 | 1519.291
32.639 | 80.816 | 32.498 | 1475.327
32.779 | 80.068 | 32.639 | 1431.379
32.919 | 80.153 | 32.779 | 1388.287
33.059 | 80.671 | 32.919 | 1352.469
33.198 | 80.322 | 33.059 | 1313.646
33.337 | 79.369 | 33.198 | 1277.509
33.475 | 78.082 | 33.337 | 1241.863
33.613 | 77.177 | 33.475 | 1205.998
33.75 | 76.239 | 33.613 | 1168.005
33.887 | 71.205 | 33.75 | 1132.833
34.023 | 64.02 | 33.887 | 1099.795
34.159 | 56.363 | 34.023 | 1064.088
34.295 | 48.082 | 34.159 | 1033.473
34.43 | 43 | 34.295 | 1005.12
34.565 | 42.271 | 34.43 | 979.134
34.699 | 41.485 | 34.565 | 949.056
34.833 | 39.914 | 34.699 | 920.532
34.966 | 39.499 | 34.833 | 892.152
35.099 | 39.496 | 34.966 | 863.384
35.232 | 40.947 | 35.099 | 836.871
35.364 | 42.213 | 35.232 | 816.814
35.496 | 43.118 | 35.364 | 792.262
35.627 | 42.88 | 35.496 | 767.081
35.758 | 42.991 | 35.627 | 743.366
35.888 | 55.305 | 35.758 | 724.281
36.018 | 77.033 | 35.888 | 702.367
36.148 | 91.576 | 36.018 | 681.976
36.277 | 96.903 | 36.148 | 660.478
36.406 | 94.344 | 36.277 | 643.037
36.534 | 78.472 | 36.406 | 623.4
36.662 | 59.342 | 36.534 | 603.143
36.789 | 48.6 | 36.662 | 581.917
36.916 | 41.298 | 36.789 | 563.059
37.043 | 36.089 | 36.916 | 547.182
37.169 | 32.101 | 37.043 | 531.029
37.295 | 28.926 | 37.169 | 515.741
37.42 | 27.087 | 37.295 | 501.329
37.545 | 25.606 | 37.42 | 487.139
37.67 | 24.38 | 37.545 | 473.47
37.794 | 23.387 | 37.67 | 463.988
37.917 | 22.93 | 37.794 | 451.978
38.04 | 23.211 | 37.917 | 437.922
38.163 | 24.351 | 38.04 | 425.943
38.286 | 24.919 | 38.163 | 412.839
38.408 | 25.548 | 38.286 | 401.039
38.529 | 26.126 | 38.408 | 390.171
38.651 | 25.836 | 38.529 | 383.394
38.771 | 24.493 | 38.651 | 373.833
38.892 | 24.19 | 38.771 | 363.571
39.012 | 24.657 | 38.892 | 354.108
39.131 | 24.178 | 39.012 | 344.284
39.25 | 23.434 | 39.131 | 334.035
39.369 | 23.263 | 39.25 | 325.382
39.487 | 24.404 | 39.369 | 316.749
39.605 | 24.558 | 39.487 | 307.29
39.723 | 24.123 | 39.605 | 298.285
39.84 | 24.158 | 39.723 | 291.16
39.957 | 24.55 | 39.84 | 284.401
40.073 | 24.706 | 39.957 | 278.878
40.189 | 24.049 | 40.073 | 273.981
40.189 | 24.049 | 40.073 | 273.981
40.305 | 24.566 | 40.189 | 268.456
40.42 | 24.997 | 40.305 | 262.534
40.535 | 26.074 | 40.42 | 256.424
40.649 | 26.301 | 40.535 | 249.602
40.763 | 26.22 | 40.649 | 242.365
40.877 | 25.857 | 40.763 | 237.769
40.99 | 25.46 | 40.877 | 232.467
41.103 | 24.46 | 40.99 | 227.386
41.215 | 23.924 | 41.103 | 192.167
41.327 | 23.413 | 41.215 | 137.168
41.439 | 23.029 | 41.327 | 97.342

## Lustr H70 (hidden)
Selador | Lamp |  | Wattage
Lustr | Lumileds Rebel |  | 104 |  | Note: Owing to the variability of LEDs, output data and color matches should be viewed as approximate
Note: All data taken with room temperature fixture
| Beam Angle | Field Angle
Horizontal | 61.4 | 79.2
| Accessory Lens | Candela | Field Lumens | Beam Lumens | Lens Efficiency | Efficacy
| H70 | 7110 | 1710 | 920 | 93.49% | 16.4423
| For Field diameter at any distance, multiply distance by |  |  |  | 1.6545
| For Beam diameter at any distance, multiply distance by |  |  |  | 1.1875
| Throw Distance (ft) | 10 | 15 | 20 | 25
| Throw Distance (m) | 3.048 | 4.572 | 6.096 | 7.62
| Field Diameter (ft) | 16.5454 | 24.8182 | 33.0909 | 41.3636
| Field Diameter (m) | 5.043 | 7.5646 | 10.0861 | 12.6076
| Illuminance (fc) | 71.1 | 31.6 | 17.775 | 11.376
| Illuminance (lux) | 765.3133 | 340.1392 | 191.3283 | 122.4501
Test Distance | Iso-Illuminance Diagram grid lines
51.2 | 10 | 20 | 30 | 40
| 0.19531 | 0.39062 | 0.58594 | 0.78125
| Beam Angle | Field Angle
Vertical | 13.8 | 28
| For Field diameter at any distance, multiply distance by |  |  |  | 0.49866
| For Beam diameter at any distance, multiply distance by |  |  |  | 0.24203
| Throw Distance (ft) | 10 | 15 | 20 | 25
| Throw Distance (m) | 3.048 | 4.572 | 6.096 | 7.62
| Field Diameter (ft) | 4.9866 | 7.4798 | 9.9731 | 12.4664
| Field Diameter (m) | 1.5199 | 2.2799 | 3.0398 | 3.7998
| Illuminance (fc) | 71.1 | 31.6 | 17.775 | 11.376
| Illuminance (lux) | 765.3133 | 340.1392 | 191.3283 | 122.4501
| X |  | Y
-41.55 | 500.284 | -41.439 | 0
-41.439 | 504.738 | -41.327 | 0
-41.327 | 512.926 | -41.215 | 0
-41.215 | 524.778 | -41.103 | 4.71
-41.103 | 539.417 | -40.99 | 12.933
-40.99 | 555.518 | -40.877 | 20.574
-40.877 | 570.291 | -40.763 | 28.94
-40.763 | 585.332 | -40.649 | 34.575
-40.649 | 602.452 | -40.535 | 35.531
-40.535 | 619.261 | -40.42 | 35.349
-40.42 | 634.879 | -40.305 | 35.41
-40.305 | 651.443 | -40.189 | 37.128
-40.189 | 668.216 | -40.073 | 38.138
-40.073 | 683.814 | -39.957 | 38.45
-39.957 | 699.536 | -39.84 | 38.403
-39.84 | 718.258 | -39.723 | 37.882
-39.723 | 736.714 | -39.605 | 37.366
-39.605 | 756.817 | -39.487 | 38.053
-39.487 | 778.454 | -39.369 | 38.703
-39.369 | 801.918 | -39.25 | 40.011
-39.25 | 821.743 | -39.131 | 40.355
-39.131 | 841.521 | -39.012 | 39.749
-39.012 | 861.197 | -38.892 | 39.121
-38.892 | 883.361 | -38.771 | 38.554
-38.771 | 907.155 | -38.651 | 38.162
-38.651 | 934.666 | -38.529 | 39.232
-38.529 | 961.376 | -38.408 | 40.43
-38.408 | 985.06 | -38.286 | 40.698
-38.286 | 1013.959 | -38.163 | 42.235
-38.163 | 1041.303 | -38.04 | 43.232
-38.04 | 1067.691 | -37.917 | 43.343
-37.917 | 1098.473 | -37.794 | 43.943
-37.794 | 1133.117 | -37.67 | 43.939
-37.67 | 1158.344 | -37.545 | 43.126
-37.545 | 1184.968 | -37.42 | 42.937
-37.42 | 1219.403 | -37.295 | 44.43
-37.295 | 1249.067 | -37.169 | 45.934
-37.169 | 1281.28 | -37.043 | 46.207
-37.043 | 1313.598 | -36.916 | 45.583
-36.916 | 1352.01 | -36.789 | 45.461
-36.789 | 1398.361 | -36.662 | 46.355
-36.662 | 1445.606 | -36.534 | 47.135
-36.534 | 1488.472 | -36.406 | 46.283
-36.406 | 1529.935 | -36.277 | 45.721
-36.277 | 1569.5 | -36.148 | 45.929
-36.148 | 1603.978 | -36.018 | 45.931
-36.018 | 1642.456 | -35.888 | 46.917
-35.888 | 1680.098 | -35.758 | 48.522
-35.758 | 1723.074 | -35.627 | 49.81
-35.627 | 1765.65 | -35.496 | 50.113
-35.496 | 1809.249 | -35.364 | 50.289
-35.364 | 1852.071 | -35.232 | 50.635
-35.232 | 1897.749 | -35.099 | 50.682
-35.099 | 1941.872 | -34.966 | 50.216
-34.966 | 1988.27 | -34.833 | 50.36
-34.833 | 2034.916 | -34.699 | 51.204
-34.699 | 2084.922 | -34.565 | 51.268
-34.565 | 2137.806 | -34.43 | 51.212
-34.43 | 2187.083 | -34.295 | 51.513
-34.295 | 2237.211 | -34.159 | 52.521
-34.159 | 2290.95 | -34.023 | 53.283
-34.023 | 2338.359 | -33.887 | 54.249
-33.887 | 2382.252 | -33.75 | 54.41
-33.75 | 2427.632 | -33.613 | 54.243
-33.613 | 2480.315 | -33.475 | 54.516
-33.475 | 2526.769 | -33.337 | 54.879
-33.337 | 2580.927 | -33.198 | 55.764
-33.198 | 2635.019 | -33.059 | 56.207
-33.059 | 2690.825 | -32.919 | 57.236
-32.919 | 2739.643 | -32.779 | 56.694
-32.779 | 2795.631 | -32.639 | 57.687
-32.639 | 2851.734 | -32.498 | 58.088
-32.498 | 2906.852 | -32.357 | 58.529
-32.357 | 2958.657 | -32.215 | 58.831
-32.215 | 3012.918 | -32.073 | 59.617
-32.073 | 3063.196 | -31.93 | 60.504
-31.93 | 3116.16 | -31.787 | 62.257
-31.787 | 3169.936 | -31.643 | 62.84
-31.643 | 3229.801 | -31.499 | 63.373
-31.499 | 3285.809 | -31.355 | 63.383
-31.355 | 3335.79 | -31.21 | 64.122
-31.21 | 3386.913 | -31.065 | 64.32
-31.065 | 3434.417 | -30.919 | 64.728
-30.919 | 3484.01 | -30.773 | 65.385
-30.773 | 3530.855 | -30.626 | 65.763
-30.626 | 3579.649 | -30.479 | 65.905
-30.479 | 3627.847 | -30.331 | 66.568
-30.331 | 3676.752 | -30.183 | 66.663
-30.183 | 3724.169 | -30.035 | 67.73
-30.035 | 3767.883 | -29.886 | 68.498
-29.886 | 3814.582 | -29.737 | 70.1
-29.737 | 3865.968 | -29.587 | 70.85
-29.587 | 3918.467 | -29.437 | 72.183
-29.437 | 3966.652 | -29.286 | 73.058
-29.286 | 4007.828 | -29.135 | 74.227
-29.135 | 4046.502 | -28.983 | 74.583
-28.983 | 4081.604 | -28.831 | 76.474
-28.831 | 4120.516 | -28.679 | 77.194
-28.679 | 4165.555 | -28.526 | 77.928
-28.526 | 4207.966 | -28.373 | 78.773
-28.373 | 4244.944 | -28.219 | 80.907
-28.219 | 4285.357 | -28.065 | 83.002
-28.065 | 4326.952 | -27.91 | 84.378
-27.91 | 4368.041 | -27.755 | 84.986
-27.755 | 4412.063 | -27.599 | 85.531
-27.599 | 4453.498 | -27.443 | 86.706
-27.443 | 4489.402 | -27.287 | 87.928
-27.287 | 4522.908 | -27.13 | 90.149
-27.13 | 4553.323 | -26.973 | 91.744
-26.973 | 4584.181 | -26.815 | 92.589
-26.815 | 4616.968 | -26.657 | 94.481
-26.657 | 4657.612 | -26.498 | 96.188
-26.498 | 4694.431 | -26.339 | 97.452
-26.339 | 4727.736 | -26.179 | 97.702
-26.179 | 4757.553 | -26.019 | 99.912
-26.019 | 4778.522 | -25.859 | 101.92
-25.859 | 4796.725 | -25.698 | 105.234
-25.698 | 4823.38 | -25.537 | 107.223
-25.537 | 4848.476 | -25.375 | 108.813
-25.375 | 4876.639 | -25.213 | 111.081
-25.213 | 4901.868 | -25.05 | 113.095
-25.05 | 4929.601 | -24.887 | 115.724
-24.887 | 4959.414 | -24.724 | 117.885
-24.724 | 4991.196 | -24.56 | 120.225
-24.56 | 5014.229 | -24.396 | 122.619
-24.396 | 5038.099 | -24.231 | 124.835
-24.231 | 5058.686 | -24.066 | 125.676
-24.066 | 5083.956 | -23.9 | 127.758
-23.9 | 5107.949 | -23.734 | 130.106
-23.734 | 5126.741 | -23.568 | 133.414
-23.568 | 5137.116 | -23.401 | 136.645
-23.401 | 5153.421 | -23.234 | 140.182
-23.234 | 5169.532 | -23.066 | 143.4
-23.066 | 5189.594 | -22.898 | 146.028
-22.898 | 5214.183 | -22.729 | 148.774
-22.729 | 5238.765 | -22.56 | 152.594
-22.56 | 5264.076 | -22.391 | 156.573
-22.391 | 5289.822 | -22.221 | 160.203
-22.221 | 5310.107 | -22.051 | 164.398
-22.051 | 5337.699 | -21.88 | 168.43
-21.88 | 5367.545 | -21.709 | 172.603
-21.709 | 5394.816 | -21.538 | 176.497
-21.538 | 5422.463 | -21.366 | 180.881
-21.366 | 5440.022 | -21.194 | 184.242
-21.194 | 5448.596 | -21.021 | 187.498
-21.021 | 5461.713 | -20.848 | 192.611
-20.848 | 5481.745 | -20.675 | 199.019
-20.675 | 5504.049 | -20.501 | 205.729
-20.501 | 5529.273 | -20.327 | 212.022
-20.327 | 5548.56 | -20.152 | 218.567
-20.152 | 5562.168 | -19.977 | 224.763
-19.977 | 5581.016 | -19.802 | 230.905
-19.802 | 5607.604 | -19.626 | 236.737
-19.626 | 5631.197 | -19.45 | 243.879
-19.45 | 5655.484 | -19.273 | 251.729
-19.273 | 5685.267 | -19.096 | 259.039
-19.096 | 5714.989 | -18.919 | 266.48
-18.919 | 5738.908 | -18.741 | 275.919
-18.741 | 5766.037 | -18.563 | 285.634
-18.563 | 5789.852 | -18.385 | 295.152
-18.385 | 5814.554 | -18.206 | 304.944
-18.206 | 5836.689 | -18.027 | 316.509
-18.027 | 5858.488 | -17.847 | 329.769
-17.847 | 5875.86 | -17.667 | 341.759
-17.667 | 5900.124 | -17.487 | 354.102
-17.487 | 5928.078 | -17.306 | 367.967
-17.306 | 5956.188 | -17.125 | 381.804
-17.125 | 5982.625 | -16.944 | 396.887
-16.944 | 6010.093 | -16.762 | 413.696
-16.762 | 6039.123 | -16.58 | 430.311
-16.58 | 6064.135 | -16.398 | 447.037
-16.398 | 6089.748 | -16.215 | 465.166
-16.215 | 6117.448 | -16.032 | 484.565
-16.032 | 6135.189 | -15.849 | 507.158
-15.849 | 6153.699 | -15.665 | 529.894
-15.665 | 6175.231 | -15.481 | 550.342
-15.481 | 6195.066 | -15.296 | 572.055
-15.296 | 6215.692 | -15.112 | 597.593
-15.112 | 6245.541 | -14.927 | 624.039
-14.927 | 6266.78 | -14.741 | 651.506
-14.741 | 6287.248 | -14.556 | 681.871
-14.556 | 6307.71 | -14.37 | 714.536
-14.37 | 6328.568 | -14.183 | 747.394
-14.183 | 6353.671 | -13.997 | 780.021
-13.997 | 6375.359 | -13.81 | 815.514
-13.81 | 6399.383 | -13.623 | 851.955
-13.623 | 6419.524 | -13.435 | 891.674
-13.435 | 6440.486 | -13.247 | 934.348
-13.247 | 6465.049 | -13.059 | 978.14
-13.059 | 6488.178 | -12.871 | 1023.15
-12.871 | 6506.233 | -12.682 | 1069.677
-12.682 | 6525.776 | -12.493 | 1118.58
-12.493 | 6546.933 | -12.304 | 1169.646
-12.304 | 6566.166 | -12.115 | 1224.072
-12.115 | 6581.953 | -11.925 | 1281.471
-11.925 | 6603.674 | -11.735 | 1342.728
-11.735 | 6619.527 | -11.544 | 1405.683
-11.544 | 6642.594 | -11.354 | 1470.417
-11.354 | 6664.625 | -11.163 | 1536.54
-11.163 | 6688.688 | -10.972 | 1604.676
-10.972 | 6709.251 | -10.781 | 1678.871
-10.781 | 6729.089 | -10.589 | 1753.496
-10.589 | 6745.195 | -10.397 | 1831.408
-10.397 | 6764.698 | -10.205 | 1914.949
-10.205 | 6782.676 | -10.013 | 2000.763
-10.013 | 6798.157 | -9.821 | 2088.522
-9.821 | 6809.234 | -9.628 | 2182.794
-9.628 | 6816.382 | -9.435 | 2280.42
-9.435 | 6822.689 | -9.242 | 2382.035
-9.242 | 6831.346 | -9.049 | 2489.987
-9.049 | 6850.714 | -8.855 | 2600.857
-8.855 | 6865.203 | -8.661 | 2712.277
-8.661 | 6880.942 | -8.467 | 2823.494
-8.467 | 6890.933 | -8.273 | 2938.414
-8.273 | 6906.419 | -8.079 | 3052.865
-8.079 | 6919.197 | -7.884 | 3169.89
-7.884 | 6927.527 | -7.69 | 3297.314
-7.69 | 6932.535 | -7.495 | 3426.562
-7.495 | 6944.768 | -7.3 | 3553.592
-7.3 | 6951.342 | -7.104 | 3683.457
-7.104 | 6952.433 | -6.909 | 3819.799
-6.909 | 6964.801 | -6.713 | 3950.991
-6.713 | 6967.095 | -6.518 | 4083.792
-6.518 | 6958.559 | -6.322 | 4225.64
-6.322 | 6949.603 | -6.126 | 4361.936
-6.126 | 6950.302 | -5.93 | 4494.432
-5.93 | 6941.84 | -5.733 | 4633.371
-5.733 | 6941.58 | -5.537 | 4769.414
-5.537 | 6942.059 | -5.34 | 4908.355
-5.34 | 6964.238 | -5.144 | 5054.69
-5.144 | 6984.463 | -4.947 | 5198.209
-4.947 | 6999.455 | -4.75 | 5334.13
-4.75 | 7017.946 | -4.553 | 5475.726
-4.553 | 7027.75 | -4.356 | 5610.95
-4.356 | 7029.161 | -4.158 | 5740.401
-4.158 | 7034.646 | -3.961 | 5879.641
-3.961 | 7045.686 | -3.763 | 6004.324
-3.763 | 7049.478 | -3.566 | 6123.844
-3.566 | 7053.89 | -3.368 | 6240.495
-3.368 | 7056.708 | -3.171 | 6352.311
-3.171 | 7056.841 | -2.973 | 6448.522
-2.973 | 7064.306 | -2.775 | 6544.358
-2.775 | 7068.938 | -2.577 | 6636.906
-2.577 | 7067.63 | -2.379 | 6726.587
-2.379 | 7060.46 | -2.181 | 6795.265
-2.181 | 7060.508 | -1.983 | 6855.907
-1.983 | 7069.542 | -1.785 | 6913.13
-1.785 | 7058.896 | -1.586 | 6967.161
-1.586 | 7050.742 | -1.388 | 7005.651
-1.388 | 7058.012 | -1.19 | 7033.859
-1.19 | 7067.71 | -0.992 | 7041.461
-0.992 | 7076.555 | -0.793 | 7049.648
-0.793 | 7087.277 | -0.595 | 7060.801
-0.595 | 7088.965 | -0.397 | 7067.986
-0.397 | 7082.04 | -0.198 | 7069.808
-0.198 | 7062.499 | 0 | 7064.509
0 | 7064.509 | 0.198 | 7047.882
0.198 | 7062.943 | 0.397 | 7019.603
0.397 | 7064.412 | 0.595 | 6983.484
0.595 | 7056.891 | 0.793 | 6943.509
0.793 | 7053.653 | 0.992 | 6898.987
0.992 | 7058.02 | 1.19 | 6840.716
1.19 | 7071.488 | 1.388 | 6772.216
1.388 | 7082.754 | 1.586 | 6702.593
1.586 | 7089.922 | 1.785 | 6631.65
1.785 | 7088.805 | 1.983 | 6553.132
1.983 | 7081.574 | 2.181 | 6464.775
2.181 | 7078.159 | 2.379 | 6369.453
2.379 | 7088.463 | 2.577 | 6264.909
2.577 | 7088.235 | 2.775 | 6153.764
2.775 | 7076.96 | 2.973 | 6037.774
2.973 | 7062.363 | 3.171 | 5914.868
3.171 | 7050.444 | 3.368 | 5788.033
3.368 | 7040.124 | 3.566 | 5661.355
3.566 | 7034.364 | 3.763 | 5533.144
3.763 | 7030.845 | 3.961 | 5396.631
3.961 | 7027.432 | 4.158 | 5256.725
4.158 | 7026.63 | 4.356 | 5113.757
4.356 | 7025.814 | 4.553 | 4971.134
4.553 | 7018.418 | 4.75 | 4835.006
4.75 | 7012.462 | 4.947 | 4705.916
4.947 | 6999.197 | 5.144 | 4572.869
5.144 | 6992.214 | 5.34 | 4431.537
5.34 | 6989.882 | 5.537 | 4293.49
5.537 | 6988.288 | 5.733 | 4157.4
5.733 | 6980.163 | 5.93 | 4023.887
5.93 | 6971.63 | 6.126 | 3891.974
6.126 | 6965.391 | 6.322 | 3762.541
6.322 | 6957.977 | 6.518 | 3630.596
6.518 | 6950.162 | 6.713 | 3502.783
6.713 | 6947.634 | 6.909 | 3376.865
6.909 | 6948.79 | 7.104 | 3249.48
7.104 | 6951.484 | 7.3 | 3128.043
7.3 | 6945.436 | 7.495 | 3009.796
7.495 | 6941.584 | 7.69 | 2895.883
7.69 | 6929.871 | 7.884 | 2783.725
7.884 | 6924.859 | 8.079 | 2670.302
8.079 | 6910.725 | 8.273 | 2560.323
8.273 | 6900.873 | 8.467 | 2452.487
8.467 | 6892.057 | 8.661 | 2350.826
8.661 | 6884.446 | 8.855 | 2253.936
8.855 | 6876.08 | 9.049 | 2160.591
9.049 | 6860.827 | 9.242 | 2070.167
9.242 | 6846.617 | 9.435 | 1984.226
9.435 | 6822.703 | 9.628 | 1900.228
9.628 | 6805.223 | 9.821 | 1819.734
9.821 | 6790.346 | 10.013 | 1744.81
10.013 | 6780.502 | 10.205 | 1668.543
10.205 | 6765.214 | 10.397 | 1595.493
10.397 | 6753.699 | 10.589 | 1526.068
10.589 | 6734.516 | 10.781 | 1459.614
10.781 | 6718.913 | 10.972 | 1394.084
10.972 | 6714.022 | 11.163 | 1334.898
11.163 | 6704.665 | 11.354 | 1277.996
11.354 | 6693.379 | 11.544 | 1220.658
11.544 | 6682.605 | 11.735 | 1162.89
11.735 | 6662.11 | 11.925 | 1109.462
11.925 | 6631.586 | 12.115 | 1058.829
12.115 | 6605.929 | 12.304 | 1008.066
12.304 | 6584.561 | 12.493 | 961.08
12.493 | 6566.162 | 12.682 | 916.907
12.682 | 6550.763 | 12.871 | 875.969
12.871 | 6531.101 | 13.059 | 837.15
13.059 | 6510.53 | 13.247 | 802.137
13.247 | 6487.73 | 13.435 | 766.952
13.435 | 6471.732 | 13.623 | 732.382
13.623 | 6457.181 | 13.81 | 699.601
13.81 | 6435.693 | 13.997 | 667.724
13.997 | 6409.449 | 14.183 | 636.266
14.183 | 6392.488 | 14.37 | 608.097
14.37 | 6369.905 | 14.556 | 582.276
14.556 | 6351.017 | 14.741 | 557.154
14.741 | 6330.651 | 14.927 | 532.78
14.927 | 6318.411 | 15.112 | 509.188
15.112 | 6292.156 | 15.296 | 486.216
15.296 | 6258.656 | 15.481 | 466.016
15.481 | 6225.326 | 15.665 | 448.08
15.665 | 6196.933 | 15.849 | 431.234
15.849 | 6169.364 | 16.032 | 413.547
16.032 | 6145.116 | 16.215 | 397.365
16.215 | 6127.159 | 16.398 | 382.486
16.398 | 6111.585 | 16.58 | 367.911
16.58 | 6098.944 | 16.762 | 353.843
16.762 | 6091.707 | 16.944 | 342.493
16.944 | 6081.339 | 17.125 | 332.177
17.125 | 6063.114 | 17.306 | 322.394
17.306 | 6046.655 | 17.487 | 312.543
17.487 | 6027.748 | 17.667 | 302.188
17.667 | 6003.509 | 17.847 | 291.652
17.847 | 5984.137 | 18.027 | 281.166
18.027 | 5970.532 | 18.206 | 271.561
18.206 | 5946.68 | 18.385 | 263.049
18.385 | 5922.591 | 18.563 | 255.166
18.563 | 5900.372 | 18.741 | 248.994
18.741 | 5873.899 | 18.919 | 243.564
18.919 | 5843.828 | 19.096 | 236.877
19.096 | 5805.263 | 19.273 | 230.422
19.273 | 5770.002 | 19.45 | 225.547
19.45 | 5746.007 | 19.626 | 219.454
19.626 | 5718.111 | 19.802 | 213.743
19.802 | 5691.449 | 19.977 | 208.515
19.977 | 5672.1 | 20.152 | 202.735
20.152 | 5647.614 | 20.327 | 198.026
20.327 | 5618.376 | 20.501 | 194.956
20.501 | 5595.73 | 20.675 | 190.85
20.675 | 5571.52 | 20.848 | 186.487
20.848 | 5549.548 | 21.021 | 181.948
21.021 | 5531.073 | 21.194 | 178.291
21.194 | 5519.956 | 21.366 | 174.76
21.366 | 5510.185 | 21.538 | 170.688
21.538 | 5495.362 | 21.709 | 166.857
21.709 | 5473.436 | 21.88 | 164.261
21.88 | 5448.953 | 22.051 | 161.057
22.051 | 5424.901 | 22.221 | 158.086
22.221 | 5401.487 | 22.391 | 155.944
22.391 | 5374.414 | 22.56 | 153.89
22.56 | 5354.813 | 22.729 | 150.264
22.729 | 5331.07 | 22.898 | 145.908
22.898 | 5309.908 | 23.066 | 142.124
23.066 | 5287.506 | 23.234 | 139.611
23.234 | 5270.202 | 23.401 | 138.244
23.401 | 5246.493 | 23.568 | 137.793
23.568 | 5223.686 | 23.734 | 136.726
23.734 | 5198.581 | 23.9 | 134.949
23.9 | 5177.181 | 24.066 | 132.894
24.066 | 5151.144 | 24.231 | 131.993
24.231 | 5126.507 | 24.396 | 130.303
24.396 | 5101.987 | 24.56 | 128.314
24.56 | 5080.243 | 24.724 | 126.292
24.724 | 5053.921 | 24.887 | 124.579
24.887 | 5030.199 | 25.05 | 122.997
25.05 | 5004.064 | 25.213 | 121.403
25.213 | 4971.949 | 25.375 | 120.015
25.375 | 4942.721 | 25.537 | 116.97
25.537 | 4913.837 | 25.698 | 114.562
25.698 | 4886.491 | 25.859 | 113.48
25.859 | 4862.25 | 26.019 | 113.223
26.019 | 4838.428 | 26.179 | 111.402
26.179 | 4808.17 | 26.339 | 109.809
26.339 | 4775.463 | 26.498 | 107.921
26.498 | 4740.782 | 26.657 | 105.924
26.657 | 4705.831 | 26.815 | 104.25
26.815 | 4669.472 | 26.973 | 104.384
26.973 | 4631.154 | 27.13 | 104.481
27.13 | 4596.13 | 27.287 | 103.737
27.287 | 4565.57 | 27.443 | 102.505
27.443 | 4529.708 | 27.599 | 101.495
27.599 | 4490.714 | 27.755 | 99.797
27.755 | 4451.803 | 27.91 | 97.403
27.91 | 4416.967 | 28.065 | 95.77
28.065 | 4383.108 | 28.219 | 94.771
28.219 | 4345.978 | 28.373 | 93.526
28.373 | 4304.98 | 28.526 | 92.646
28.526 | 4262.777 | 28.679 | 91.778
28.679 | 4220.427 | 28.831 | 90.942
28.831 | 4177.167 | 28.983 | 90.399
28.983 | 4132.384 | 29.135 | 90.698
29.135 | 4087.426 | 29.286 | 90.675
29.286 | 4036.439 | 29.437 | 90.651
29.437 | 3988.028 | 29.587 | 89.748
29.587 | 3938.427 | 29.737 | 87.708
29.737 | 3892.461 | 29.886 | 85.484
29.886 | 3844.945 | 30.035 | 84.046
30.035 | 3799.295 | 30.183 | 83.968
30.183 | 3751.874 | 30.331 | 83.868
30.331 | 3704.018 | 30.479 | 83.83
30.479 | 3655.532 | 30.626 | 83.326
30.626 | 3604.867 | 30.773 | 82.796
30.773 | 3550.215 | 30.919 | 82.197
30.919 | 3490.989 | 31.065 | 81.506
31.065 | 3432.579 | 31.21 | 80.979
31.21 | 3371.774 | 31.355 | 80.081
31.355 | 3316.503 | 31.499 | 79.064
31.499 | 3264.764 | 31.643 | 77.886
31.643 | 3214.82 | 31.787 | 76.454
31.787 | 3163.876 | 31.93 | 75.229
31.93 | 3111.523 | 32.073 | 74.609
32.073 | 3053.436 | 32.215 | 74.36
32.215 | 2989.337 | 32.357 | 73.997
32.357 | 2925.916 | 32.498 | 73.517
32.498 | 2872.188 | 32.639 | 73.324
32.639 | 2818.053 | 32.779 | 73.332
32.779 | 2764.074 | 32.919 | 72.976
32.919 | 2710.344 | 33.059 | 72.455
33.059 | 2656.047 | 33.198 | 72.182
33.198 | 2601.175 | 33.337 | 71.789
33.337 | 2543.811 | 33.475 | 70.72
33.475 | 2485.216 | 33.613 | 70.106
33.613 | 2421.863 | 33.75 | 69.882
33.75 | 2362.355 | 33.887 | 69.302
33.887 | 2306.186 | 34.023 | 69.283
34.023 | 2253.809 | 34.159 | 68.954
34.159 | 2203.074 | 34.295 | 67.238
34.295 | 2154.128 | 34.43 | 65.697
34.43 | 2104.746 | 34.565 | 65.343
34.565 | 2056.392 | 34.699 | 64.549
34.699 | 2008.455 | 34.833 | 64.45
34.833 | 1964.295 | 34.966 | 64.179
34.966 | 1914.277 | 35.099 | 63.095
35.099 | 1865.554 | 35.232 | 63.626
35.232 | 1816.201 | 35.364 | 63.419
35.364 | 1770.742 | 35.496 | 59.374
35.496 | 1720.027 | 35.627 | 52.236
35.627 | 1671.535 | 35.758 | 43.318
35.758 | 1629.424 | 35.888 | 35.902
35.888 | 1587.527 | 36.018 | 31.788
36.018 | 1548.03 | 36.148 | 30.262
36.148 | 1502.45 | 36.277 | 29.771
36.277 | 1457.776 | 36.406 | 29.481
36.406 | 1415.877 | 36.534 | 28.954
36.534 | 1371.231 | 36.662 | 27.589
36.662 | 1328.561 | 36.789 | 26.445
36.789 | 1293.889 | 36.916 | 26.156
36.916 | 1256.507 | 37.043 | 27.476
37.043 | 1220.892 | 37.169 | 28.729
37.169 | 1192.12 | 37.295 | 29.7
37.295 | 1160.5 | 37.42 | 29.984
37.42 | 1127.601 | 37.545 | 28.463
37.545 | 1097.988 | 37.67 | 25.843
37.67 | 1067.514 | 37.794 | 24.531
37.794 | 1035.703 | 37.917 | 24.107
37.917 | 1004.398 | 38.04 | 24.036
38.04 | 972.894 | 38.163 | 25.07
38.163 | 941.825 | 38.286 | 26.141
38.286 | 914.06 | 38.408 | 25.688
38.408 | 890.742 | 38.529 | 24.218
38.529 | 868.319 | 38.651 | 22.198
38.651 | 845.03 | 38.771 | 20.978
38.771 | 820.153 | 38.892 | 21.085
38.892 | 798.367 | 39.012 | 22.738
39.012 | 776.572 | 39.131 | 23.43
39.131 | 754.594 | 39.25 | 23.723
39.25 | 734.575 | 39.369 | 23.902
39.369 | 715.469 | 39.487 | 24.375
39.487 | 695.158 | 39.605 | 23.824
39.605 | 675.387 | 39.723 | 24.33
39.723 | 657.76 | 39.84 | 25.078
39.84 | 639.938 | 39.957 | 26.19
39.957 | 621.322 | 40.073 | 27.014
40.073 | 603.431 | 40.189 | 25.616
40.073 | 603.431 | 40.189 | 25.616
40.189 | 586.818 | 40.305 | 25.233
40.305 | 572.626 | 40.42 | 26.763
40.42 | 557.909 | 40.535 | 27.788
40.535 | 545.965 | 40.649 | 26.916
40.649 | 531.794 | 40.763 | 26.065
40.763 | 516.939 | 40.877 | 24.241
40.877 | 501.732 | 40.99 | 21.898
40.99 | 487.699 | 41.103 | 20.535
41.103 | 410.647 | 41.215 | 20.547
41.215 | 292.452 | 41.327 | 20.558
41.327 | 208.49 | 41.439 | 21.057

## Lustr V70 (hidden)
Selador | Lamp |  | Wattage
Lustr | Lumileds Rebel |  | 104 |  | Note: Owing to the variability of LEDs, output data and color matches should be viewed as approximate
Note: All data taken with room temperature fixture
| Beam Angle | Field Angle
Horizontal | 16.2 | 31
| Accessory Lens | Candela | Field Lumens | Beam Lumens | Lens Efficiency | Efficacy
| V70 | 6320 | 1730 | 940 | 94.59% | 16.6346
| For Field diameter at any distance, multiply distance by |  |  |  | 0.55465
| For Beam diameter at any distance, multiply distance by |  |  |  | 0.28464
| Throw Distance (ft) | 10 | 15 | 20 | 25
| Throw Distance (m) | 3.048 | 4.572 | 6.096 | 7.62
| Field Diameter (ft) | 5.5465 | 8.3197 | 11.093 | 13.8662
| Field Diameter (m) | 1.6906 | 2.5359 | 3.3811 | 4.2264
| Illuminance (fc) | 63.2 | 28.0889 | 15.8 | 10.112
| Illuminance (lux) | 680.2785 | 302.346 | 170.0696 | 108.8446
Test Distance | Iso-Illuminance Diagram grid lines
51.2 | 10 | 20 | 30 | 40
| 0.19531 | 0.39062 | 0.58594 | 0.78125
| Beam Angle | Field Angle
Vertical | 62.7 | 79.4
| For Field diameter at any distance, multiply distance by |  |  |  | 1.6604
| For Beam diameter at any distance, multiply distance by |  |  |  | 1.2184
| Throw Distance (ft) | 10 | 15 | 20 | 25
| Throw Distance (m) | 3.048 | 4.572 | 6.096 | 7.62
| Field Diameter (ft) | 16.6043 | 24.9065 | 33.2086 | 41.5108
| Field Diameter (m) | 5.061 | 7.5915 | 10.122 | 12.6525
| Illuminance (fc) | 63.2 | 28.0889 | 15.8 | 10.112
| Illuminance (lux) | 680.2785 | 302.346 | 170.0696 | 108.8446
| X |  | Y
-41.439 | 0 | -41.55 | 454.305
-41.327 | 0 | -41.439 | 459.276
-41.215 | 0 | -41.327 | 467.591
-41.103 | 5.715 | -41.215 | 480.087
-40.99 | 15.869 | -41.103 | 493.102
-40.877 | 26.137 | -40.99 | 504.974
-40.763 | 35.681 | -40.877 | 516.307
-40.649 | 41.589 | -40.763 | 529.028
-40.535 | 42.019 | -40.649 | 542.284
-40.42 | 42.352 | -40.535 | 554.565
-40.305 | 42.529 | -40.42 | 566.008
-40.189 | 43.879 | -40.305 | 580.289
-40.073 | 45.334 | -40.189 | 594.171
-39.957 | 45.729 | -40.073 | 611.886
-39.84 | 45.436 | -39.957 | 626.96
-39.723 | 45.353 | -39.84 | 643.025
-39.605 | 45.474 | -39.723 | 658.469
-39.487 | 45.272 | -39.605 | 672.008
-39.369 | 45.653 | -39.487 | 686.74
-39.25 | 46.231 | -39.369 | 704.942
-39.131 | 45.852 | -39.25 | 726.474
-39.012 | 46.136 | -39.131 | 748.895
-38.892 | 46.415 | -39.012 | 773.679
-38.771 | 45.585 | -38.892 | 794.094
-38.651 | 45.467 | -38.771 | 816.893
-38.529 | 47.482 | -38.651 | 841.081
-38.408 | 50.398 | -38.529 | 863.465
-38.286 | 51.644 | -38.408 | 882.729
-38.163 | 51.605 | -38.286 | 908.588
-38.04 | 50.823 | -38.163 | 936.683
-37.917 | 50.102 | -38.04 | 962.333
-37.794 | 48.544 | -37.917 | 989.54
-37.67 | 48.517 | -37.794 | 1017.924
-37.545 | 49.191 | -37.67 | 1043.187
-37.42 | 50.366 | -37.545 | 1073.056
-37.295 | 51.582 | -37.42 | 1103.277
-37.169 | 52.254 | -37.295 | 1131.147
-37.043 | 52.205 | -37.169 | 1163.922
-36.916 | 52.628 | -37.043 | 1196.428
-36.789 | 52.524 | -36.916 | 1225.724
-36.662 | 52.393 | -36.789 | 1261.036
-36.534 | 52.444 | -36.662 | 1302.066
-36.406 | 52.571 | -36.534 | 1341.682
-36.277 | 51.9 | -36.406 | 1384.206
-36.148 | 51.848 | -36.277 | 1423.158
-36.018 | 52.253 | -36.148 | 1463.207
-35.888 | 53.537 | -36.018 | 1499.256
-35.758 | 54.882 | -35.888 | 1540.054
-35.627 | 56.564 | -35.758 | 1577.81
-35.496 | 57.507 | -35.627 | 1617.798
-35.364 | 57.25 | -35.496 | 1658.86
-35.232 | 56.946 | -35.364 | 1701.601
-35.099 | 57.355 | -35.232 | 1749.542
-34.966 | 56.88 | -35.099 | 1792.009
-34.833 | 56.531 | -34.966 | 1837.672
-34.699 | 57.054 | -34.833 | 1885.9
-34.565 | 57.716 | -34.699 | 1939.724
-34.43 | 58.49 | -34.565 | 1988.066
-34.295 | 58.256 | -34.43 | 2038.187
-34.159 | 59.279 | -34.295 | 2083.768
-34.023 | 59.962 | -34.159 | 2132.485
-33.887 | 61.646 | -34.023 | 2179.24
-33.75 | 62.379 | -33.887 | 2231.107
-33.613 | 62.825 | -33.75 | 2280.834
-33.475 | 63.683 | -33.613 | 2335.545
-33.337 | 64.601 | -33.475 | 2386.485
-33.198 | 64.684 | -33.337 | 2432.925
-33.059 | 64.537 | -33.198 | 2481.369
-32.919 | 65.753 | -33.059 | 2532.884
-32.779 | 65.601 | -32.919 | 2579.746
-32.639 | 66.642 | -32.779 | 2634.862
-32.498 | 67.269 | -32.639 | 2697.032
-32.357 | 67.778 | -32.498 | 2756.191
-32.215 | 66.685 | -32.357 | 2816.325
-32.073 | 67.61 | -32.215 | 2871.363
-31.93 | 68.284 | -32.073 | 2924.09
-31.787 | 69.279 | -31.93 | 2972.274
-31.643 | 69.372 | -31.787 | 3017.793
-31.499 | 69.897 | -31.643 | 3067.65
-31.355 | 70.006 | -31.499 | 3121.742
-31.21 | 70.242 | -31.355 | 3176.147
-31.065 | 70.69 | -31.21 | 3228.455
-30.919 | 72.43 | -31.065 | 3277.498
-30.773 | 73.286 | -30.919 | 3319.446
-30.626 | 73.163 | -30.773 | 3357.617
-30.479 | 73.776 | -30.626 | 3405.639
-30.331 | 75.197 | -30.479 | 3452.044
-30.183 | 76.21 | -30.331 | 3500.031
-30.035 | 77.089 | -30.183 | 3547.392
-29.886 | 78.063 | -30.035 | 3589.417
-29.737 | 79.335 | -29.886 | 3630.731
-29.587 | 79.492 | -29.737 | 3675.901
-29.437 | 80.054 | -29.587 | 3721.074
-29.286 | 80.55 | -29.437 | 3764.218
-29.135 | 82.069 | -29.286 | 3802.747
-28.983 | 83.073 | -29.135 | 3839.04
-28.831 | 84.787 | -28.983 | 3868.813
-28.679 | 86.187 | -28.831 | 3899.566
-28.526 | 88.011 | -28.679 | 3930.59
-28.373 | 89.443 | -28.526 | 3959.841
-28.219 | 90.863 | -28.373 | 3983.952
-28.065 | 92.505 | -28.219 | 4012.238
-27.91 | 93.665 | -28.065 | 4048.93
-27.755 | 94.834 | -27.91 | 4083.036
-27.599 | 96.051 | -27.755 | 4115.657
-27.443 | 97.373 | -27.599 | 4145.481
-27.287 | 99.392 | -27.443 | 4172.737
-27.13 | 101.832 | -27.287 | 4198.261
-26.973 | 102.942 | -27.13 | 4224.88
-26.815 | 103.816 | -26.973 | 4251.081
-26.657 | 104.738 | -26.815 | 4275.282
-26.498 | 106.01 | -26.657 | 4302.103
-26.339 | 108.017 | -26.498 | 4327.127
-26.179 | 110.566 | -26.339 | 4352.56
-26.019 | 112.908 | -26.179 | 4378.381
-25.859 | 115.564 | -26.019 | 4394.997
-25.698 | 117.133 | -25.859 | 4402.724
-25.537 | 118.251 | -25.698 | 4416.179
-25.375 | 120.361 | -25.537 | 4431.928
-25.213 | 124.106 | -25.375 | 4450.839
-25.05 | 126.864 | -25.213 | 4470.135
-24.887 | 130.788 | -25.05 | 4486.326
-24.724 | 133.033 | -24.887 | 4503.158
-24.56 | 135.064 | -24.724 | 4519.621
-24.396 | 138.253 | -24.56 | 4533.007
-24.231 | 142.127 | -24.396 | 4546.716
-24.066 | 144.524 | -24.231 | 4557.362
-23.9 | 147.502 | -24.066 | 4572.5
-23.734 | 151.998 | -23.9 | 4590.322
-23.568 | 156.653 | -23.734 | 4602.445
-23.401 | 160.022 | -23.568 | 4608.867
-23.234 | 164.215 | -23.401 | 4621.039
-23.066 | 169.017 | -23.234 | 4624.958
-22.898 | 173.01 | -23.066 | 4634.192
-22.729 | 176.992 | -22.898 | 4647.738
-22.56 | 181.44 | -22.729 | 4666.302
-22.391 | 185.875 | -22.56 | 4685.193
-22.221 | 190.821 | -22.391 | 4707.467
-22.051 | 196.036 | -22.221 | 4717.696
-21.88 | 201.804 | -22.051 | 4737.054
-21.709 | 207.599 | -21.88 | 4763.344
-21.538 | 214.224 | -21.709 | 4785.839
-21.366 | 221.668 | -21.538 | 4804.114
-21.194 | 229.212 | -21.366 | 4818.698
-21.021 | 236.954 | -21.194 | 4830.131
-20.848 | 244.397 | -21.021 | 4840.942
-20.675 | 253.203 | -20.848 | 4852.933
-20.501 | 262.393 | -20.675 | 4868.867
-20.327 | 271.426 | -20.501 | 4881.006
-20.152 | 280.321 | -20.327 | 4889.652
-19.977 | 289.71 | -20.152 | 4897.537
-19.802 | 299.169 | -19.977 | 4911.695
-19.626 | 309.631 | -19.802 | 4932.744
-19.45 | 321.118 | -19.626 | 4958.367
-19.273 | 333.781 | -19.45 | 4981.455
-19.096 | 347.227 | -19.273 | 5002.835
-18.919 | 362.116 | -19.096 | 5027.795
-18.741 | 377.564 | -18.919 | 5055.115
-18.563 | 393.126 | -18.741 | 5076.579
-18.385 | 408.534 | -18.563 | 5094.36
-18.206 | 425.169 | -18.385 | 5110.79
-18.027 | 444.335 | -18.206 | 5126.464
-17.847 | 465.493 | -18.027 | 5144.331
-17.667 | 485.073 | -17.847 | 5163.094
-17.487 | 508.352 | -17.667 | 5183.728
-17.306 | 530.314 | -17.487 | 5206.14
-17.125 | 552.418 | -17.306 | 5228.081
-16.944 | 575.355 | -17.125 | 5249.464
-16.762 | 603.833 | -16.944 | 5274.166
-16.58 | 629.809 | -16.762 | 5297.325
-16.398 | 658.77 | -16.58 | 5325.627
-16.215 | 688.857 | -16.398 | 5348.363
-16.032 | 720.666 | -16.215 | 5369.895
-15.849 | 751.818 | -16.032 | 5385.725
-15.665 | 786.698 | -15.849 | 5402.621
-15.481 | 821.228 | -15.665 | 5417.519
-15.296 | 856.429 | -15.481 | 5439.867
-15.112 | 893.285 | -15.296 | 5463.096
-14.927 | 935.389 | -15.112 | 5485.664
-14.741 | 979.213 | -14.927 | 5507.521
-14.556 | 1021.887 | -14.741 | 5527.858
-14.37 | 1066.336 | -14.556 | 5546.795
-14.183 | 1112.755 | -14.37 | 5565.305
-13.997 | 1160.839 | -14.183 | 5581.981
-13.81 | 1212.386 | -13.997 | 5596.309
-13.623 | 1264.167 | -13.81 | 5615.572
-13.435 | 1318.187 | -13.623 | 5640.308
-13.247 | 1376.75 | -13.435 | 5662.992
-13.059 | 1438.231 | -13.247 | 5688.171
-12.871 | 1499.076 | -13.059 | 5715.717
-12.682 | 1559.772 | -12.871 | 5741.802
-12.493 | 1622.708 | -12.682 | 5762.232
-12.304 | 1686.477 | -12.493 | 5778.259
-12.115 | 1754.946 | -12.304 | 5793.158
-11.925 | 1824.634 | -12.115 | 5801.95
-11.735 | 1898.186 | -11.925 | 5811.535
-11.544 | 1972.602 | -11.735 | 5820.721
-11.354 | 2052.072 | -11.544 | 5842.426
-11.163 | 2135.819 | -11.354 | 5866.614
-10.972 | 2221.825 | -11.163 | 5886.941
-10.781 | 2309.331 | -10.972 | 5907.808
-10.589 | 2398.919 | -10.781 | 5922.015
-10.397 | 2486.687 | -10.589 | 5942.972
-10.205 | 2577.572 | -10.397 | 5960.619
-10.013 | 2665.588 | -10.205 | 5982.785
-9.821 | 2759.507 | -10.013 | 5999.588
-9.628 | 2855.718 | -9.821 | 6009.95
-9.435 | 2956.178 | -9.628 | 6017.077
-9.242 | 3054.729 | -9.435 | 6018.16
-9.049 | 3161.85 | -9.242 | 6025.416
-8.855 | 3268.361 | -9.049 | 6034.854
-8.661 | 3370.924 | -8.855 | 6055.449
-8.467 | 3477.122 | -8.661 | 6073.927
-8.273 | 3588.777 | -8.467 | 6089.302
-8.079 | 3693.336 | -8.273 | 6104.142
-7.884 | 3798.844 | -8.079 | 6115.988
-7.69 | 3911.147 | -7.884 | 6118.927
-7.495 | 4018.194 | -7.69 | 6118.325
-7.3 | 4124.973 | -7.495 | 6119.561
-7.104 | 4234.59 | -7.3 | 6119.74
-6.909 | 4343.201 | -7.104 | 6130.703
-6.713 | 4446.036 | -6.909 | 6140.218
-6.518 | 4548.427 | -6.713 | 6142.08
-6.322 | 4651.919 | -6.518 | 6134.223
-6.126 | 4752.721 | -6.322 | 6128.092
-5.93 | 4851.741 | -6.126 | 6120.812
-5.733 | 4953.18 | -5.93 | 6123.352
-5.537 | 5051.336 | -5.733 | 6120.487
-5.34 | 5149.943 | -5.537 | 6125.042
-5.144 | 5251.936 | -5.34 | 6137.377
-4.947 | 5351.297 | -5.144 | 6156.574
-4.75 | 5439.792 | -4.947 | 6172.469
-4.553 | 5520.063 | -4.75 | 6182.859
-4.356 | 5596.938 | -4.553 | 6183.137
-4.158 | 5676.147 | -4.356 | 6181.243
-3.961 | 5757.505 | -4.158 | 6185.024
-3.763 | 5831.7 | -3.961 | 6189.258
-3.566 | 5907.187 | -3.763 | 6190.659
-3.368 | 5985.634 | -3.566 | 6202.734
-3.171 | 6038.552 | -3.368 | 6209.448
-2.973 | 6081.816 | -3.171 | 6209.853
-2.775 | 6126.017 | -2.973 | 6214.982
-2.577 | 6165.001 | -2.775 | 6221.809
-2.379 | 6203.614 | -2.577 | 6214.416
-2.181 | 6235.872 | -2.379 | 6204.786
-1.983 | 6268.057 | -2.181 | 6203.45
-1.785 | 6290.58 | -1.983 | 6209.052
-1.586 | 6315.56 | -1.785 | 6208.253
-1.388 | 6323.325 | -1.586 | 6209.262
-1.19 | 6318.46 | -1.388 | 6215.872
-0.992 | 6292.749 | -1.19 | 6216.679
-0.793 | 6280.093 | -0.992 | 6223.542
-0.595 | 6273.028 | -0.793 | 6232.426
-0.397 | 6266.068 | -0.595 | 6230.446
-0.198 | 6253.209 | -0.397 | 6230.423
0 | 6232.904 | -0.198 | 6226.231
0.198 | 6204.493 | 0 | 6232.904
0.397 | 6170.002 | 0.198 | 6228.448
0.595 | 6127.034 | 0.397 | 6220.642
0.793 | 6081.092 | 0.595 | 6207.509
0.992 | 6036.31 | 0.793 | 6200.052
1.19 | 5982.25 | 0.992 | 6202.668
1.388 | 5926.325 | 1.19 | 6215.698
1.586 | 5873.448 | 1.388 | 6229.951
1.785 | 5817.267 | 1.586 | 6242.31
1.983 | 5756.062 | 1.785 | 6242.185
2.181 | 5693.066 | 1.983 | 6241.179
2.379 | 5626.318 | 2.181 | 6239.157
2.577 | 5545.981 | 2.379 | 6241.289
2.775 | 5456.206 | 2.577 | 6241.314
2.973 | 5362.597 | 2.775 | 6230.141
3.171 | 5266.107 | 2.973 | 6217.694
3.368 | 5168.76 | 3.171 | 6207.262
3.566 | 5075.18 | 3.368 | 6202.655
3.763 | 4978.046 | 3.566 | 6200.545
3.961 | 4876.246 | 3.763 | 6196.703
4.158 | 4775.256 | 3.961 | 6191.856
4.356 | 4670.514 | 4.158 | 6189.384
4.553 | 4563.028 | 4.356 | 6193.616
4.75 | 4453.136 | 4.553 | 6184.656
4.947 | 4349.974 | 4.75 | 6179.696
5.144 | 4247.131 | 4.947 | 6168.719
5.34 | 4141.534 | 5.144 | 6165.359
5.537 | 4033.599 | 5.34 | 6162.735
5.733 | 3921.877 | 5.537 | 6162.183
5.93 | 3811.94 | 5.733 | 6159.138
6.126 | 3705.601 | 5.93 | 6152.801
6.322 | 3599.754 | 6.126 | 6150.13
6.518 | 3491.718 | 6.322 | 6150.532
6.713 | 3382.132 | 6.518 | 6149.086
6.909 | 3276.128 | 6.713 | 6147.758
7.104 | 3171.013 | 6.909 | 6145.436
7.3 | 3066.836 | 7.104 | 6147.449
7.495 | 2965.325 | 7.3 | 6141.946
7.69 | 2870.014 | 7.495 | 6129.321
7.884 | 2776.109 | 7.69 | 6114.349
8.079 | 2679.355 | 7.884 | 6105.518
8.273 | 2582.241 | 8.079 | 6090.656
8.467 | 2489.613 | 8.273 | 6070.371
8.661 | 2398.673 | 8.467 | 6049.719
8.855 | 2305.132 | 8.661 | 6036.355
9.049 | 2218.34 | 8.855 | 6026.564
9.242 | 2136.255 | 9.049 | 6013.163
9.435 | 2055.055 | 9.242 | 6004.64
9.628 | 1974.318 | 9.435 | 5987.805
9.821 | 1899.079 | 9.628 | 5970.436
10.013 | 1828.571 | 9.821 | 5952.359
10.205 | 1757.528 | 10.013 | 5938.955
10.397 | 1688.721 | 10.205 | 5926.99
10.589 | 1621.223 | 10.397 | 5916.652
10.781 | 1555.899 | 10.589 | 5893.138
10.972 | 1490.953 | 10.781 | 5880.165
11.163 | 1431.842 | 10.972 | 5866.63
11.354 | 1378.198 | 11.163 | 5852.753
11.544 | 1325.376 | 11.354 | 5837.889
11.735 | 1269.112 | 11.544 | 5822.257
11.925 | 1212.033 | 11.735 | 5804.274
12.115 | 1157.349 | 11.925 | 5787.825
12.304 | 1106.812 | 12.115 | 5773.892
12.493 | 1058.943 | 12.304 | 5761.294
12.682 | 1015.276 | 12.493 | 5745.027
12.871 | 973.921 | 12.682 | 5728.159
13.059 | 933.973 | 12.871 | 5710.989
13.247 | 893.603 | 13.059 | 5685.937
13.435 | 855.712 | 13.247 | 5659.824
13.623 | 817.868 | 13.435 | 5649.165
13.81 | 781.728 | 13.623 | 5634.264
13.997 | 747.505 | 13.81 | 5614.296
14.183 | 715.33 | 13.997 | 5597.53
14.37 | 682.096 | 14.183 | 5580.979
14.556 | 653.231 | 14.37 | 5554.916
14.741 | 627.235 | 14.556 | 5540.972
14.927 | 602.073 | 14.741 | 5516.391
15.112 | 577.213 | 14.927 | 5498.064
15.296 | 553.073 | 15.112 | 5478.796
15.481 | 528.893 | 15.296 | 5456.928
15.665 | 505.888 | 15.481 | 5421.06
15.849 | 485.623 | 15.665 | 5394.357
16.032 | 467.556 | 15.849 | 5367.247
16.215 | 449.642 | 16.032 | 5349.331
16.398 | 431.805 | 16.215 | 5328.377
16.58 | 414.806 | 16.398 | 5321.672
16.762 | 398.821 | 16.58 | 5308.138
16.944 | 383.979 | 16.762 | 5292.351
17.125 | 368.997 | 16.944 | 5272.508
17.306 | 355.076 | 17.125 | 5262.625
17.487 | 343.17 | 17.306 | 5244.816
17.667 | 331.991 | 17.487 | 5220.401
17.847 | 320.002 | 17.667 | 5200.625
18.027 | 309.697 | 17.847 | 5179.31
18.206 | 298.879 | 18.027 | 5168.08
18.385 | 288.281 | 18.206 | 5150.052
18.563 | 278.38 | 18.385 | 5137.39
18.741 | 269.876 | 18.563 | 5118.757
18.919 | 260.783 | 18.741 | 5095.357
19.096 | 252.129 | 18.919 | 5062.605
19.273 | 244.206 | 19.096 | 5034.785
19.45 | 236.812 | 19.273 | 5007.69
19.626 | 230.515 | 19.45 | 4989.884
19.802 | 226.405 | 19.626 | 4972.933
19.977 | 221.98 | 19.802 | 4950.503
20.152 | 216.342 | 19.977 | 4930.29
20.327 | 209.154 | 20.152 | 4913.889
20.501 | 202.623 | 20.327 | 4893.171
20.675 | 195.935 | 20.501 | 4869.35
20.848 | 189.977 | 20.675 | 4849.477
21.021 | 185.516 | 20.848 | 4836.176
21.194 | 181.258 | 21.021 | 4818.973
21.366 | 176.722 | 21.194 | 4805.201
21.538 | 172.374 | 21.366 | 4796.176
21.709 | 167.996 | 21.538 | 4781.628
21.88 | 163.908 | 21.709 | 4764.479
22.051 | 160.281 | 21.88 | 4746.717
22.221 | 156.646 | 22.051 | 4734.355
22.391 | 153.904 | 22.221 | 4715.156
22.56 | 151.126 | 22.391 | 4693.122
22.729 | 147.285 | 22.56 | 4673.985
22.898 | 143.897 | 22.729 | 4657.45
23.066 | 141.244 | 22.898 | 4645.538
23.234 | 139.074 | 23.066 | 4636.227
23.401 | 136.472 | 23.234 | 4625.547
23.568 | 134.426 | 23.401 | 4613.583
23.734 | 132.541 | 23.568 | 4600.249
23.9 | 130.483 | 23.734 | 4578.732
24.066 | 129.223 | 23.9 | 4556.936
24.231 | 128.485 | 24.066 | 4535.95
24.396 | 126.158 | 24.231 | 4520.829
24.56 | 123.439 | 24.396 | 4504.936
24.724 | 121.381 | 24.56 | 4496.241
24.887 | 119.792 | 24.724 | 4482.925
25.05 | 117.956 | 24.887 | 4463.131
25.213 | 116.741 | 25.05 | 4445.814
25.375 | 115.899 | 25.213 | 4425.924
25.537 | 113.624 | 25.375 | 4407.252
25.698 | 111.385 | 25.537 | 4387.982
25.859 | 110.235 | 25.698 | 4370.879
26.019 | 109.983 | 25.859 | 4356.06
26.179 | 108.093 | 26.019 | 4341.495
26.339 | 106.188 | 26.179 | 4322.764
26.498 | 104.885 | 26.339 | 4301.286
26.657 | 104.513 | 26.498 | 4276.915
26.815 | 103.645 | 26.657 | 4252.717
26.973 | 103.018 | 26.815 | 4231.379
27.13 | 102.099 | 26.973 | 4207.752
27.287 | 100.119 | 27.13 | 4185.79
27.443 | 98.507 | 27.287 | 4160.556
27.599 | 97.75 | 27.443 | 4124.011
27.755 | 96.443 | 27.599 | 4094.348
27.91 | 94.658 | 27.755 | 4067.29
28.065 | 93.619 | 27.91 | 4039.192
28.219 | 92.512 | 28.065 | 4014.654
28.373 | 91.159 | 28.219 | 3989.066
28.526 | 90.269 | 28.373 | 3954.131
28.679 | 89.649 | 28.526 | 3917.767
28.831 | 89.203 | 28.679 | 3884.412
28.983 | 89.054 | 28.831 | 3853.206
29.135 | 88.924 | 28.983 | 3818.636
29.286 | 88.771 | 29.135 | 3786.545
29.437 | 88.454 | 29.286 | 3744.41
29.587 | 87.582 | 29.437 | 3699.682
29.737 | 86.21 | 29.587 | 3652.9
29.886 | 84.865 | 29.737 | 3609.166
30.035 | 83.674 | 29.886 | 3561.945
30.183 | 82.804 | 30.035 | 3521.107
30.331 | 81.549 | 30.183 | 3481.291
30.479 | 81.122 | 30.331 | 3440.483
30.626 | 81.028 | 30.479 | 3395.269
30.773 | 80.636 | 30.626 | 3347.256
30.919 | 79.58 | 30.773 | 3295.535
31.065 | 79.582 | 30.919 | 3242.675
31.21 | 79.025 | 31.065 | 3193.962
31.355 | 77.19 | 31.21 | 3143.374
31.499 | 76.29 | 31.355 | 3094.556
31.643 | 76.1 | 31.499 | 3046.47
31.787 | 75.098 | 31.643 | 2998.474
31.93 | 74.152 | 31.787 | 2939.173
32.073 | 74.013 | 31.93 | 2881.397
32.215 | 73.273 | 32.073 | 2827.621
32.357 | 72.592 | 32.215 | 2767.609
32.498 | 71.882 | 32.357 | 2717.121
32.639 | 71.276 | 32.498 | 2660.55
32.779 | 70.664 | 32.639 | 2608.994
32.919 | 69.569 | 32.779 | 2553.279
33.059 | 68.302 | 32.919 | 2500.252
33.198 | 67.412 | 33.059 | 2440.894
33.337 | 66.628 | 33.198 | 2391.417
33.475 | 67.04 | 33.337 | 2338.443
33.613 | 68.292 | 33.475 | 2284.93
33.75 | 68.176 | 33.613 | 2228.851
33.887 | 63.525 | 33.75 | 2175.918
34.023 | 57.366 | 33.887 | 2124.253
34.159 | 49.937 | 34.023 | 2078.479
34.295 | 41.768 | 34.159 | 2031.117
34.43 | 36.176 | 34.295 | 1982.911
34.565 | 35.294 | 34.43 | 1936.864
34.699 | 34.837 | 34.565 | 1888.176
34.833 | 35.104 | 34.699 | 1841.886
34.966 | 35.764 | 34.833 | 1795.504
35.099 | 36.429 | 34.966 | 1748.934
35.232 | 38.038 | 35.099 | 1703.474
35.364 | 39.315 | 35.232 | 1661.806
35.496 | 39.608 | 35.364 | 1617.348
35.627 | 39.728 | 35.496 | 1575.911
35.758 | 41.08 | 35.627 | 1534.59
35.888 | 53.082 | 35.758 | 1491.628
36.018 | 72.895 | 35.888 | 1449.655
36.148 | 84.942 | 36.018 | 1411.813
36.277 | 87.672 | 36.148 | 1372.268
36.406 | 83.392 | 36.277 | 1332.563
36.534 | 67.75 | 36.406 | 1296.537
36.662 | 51.118 | 36.534 | 1256.269
36.789 | 42.793 | 36.662 | 1221.043
36.916 | 37.933 | 36.789 | 1188.79
37.043 | 34.794 | 36.916 | 1158.137
37.169 | 32.526 | 37.043 | 1127.685
37.295 | 29.46 | 37.169 | 1097.463
37.42 | 25.853 | 37.295 | 1066.169
37.545 | 22.965 | 37.42 | 1034.647
37.67 | 21.888 | 37.545 | 1006.292
37.794 | 21.155 | 37.67 | 979.337
37.917 | 21.754 | 37.794 | 946.919
38.04 | 22.909 | 37.917 | 915.002
38.163 | 23.688 | 38.04 | 889.152
38.286 | 24.169 | 38.163 | 860.672
38.408 | 24.347 | 38.286 | 837.831
38.529 | 22.422 | 38.408 | 817.086
38.651 | 20.054 | 38.529 | 797.742
38.771 | 18.483 | 38.651 | 776.83
38.892 | 18.976 | 38.771 | 755.291
39.012 | 21.135 | 38.892 | 732.036
39.131 | 21.645 | 39.012 | 712.881
39.25 | 21.119 | 39.131 | 699.013
39.369 | 20.035 | 39.25 | 681.401
39.487 | 20.576 | 39.369 | 662.459
39.605 | 20.563 | 39.487 | 644.186
39.723 | 20.609 | 39.605 | 623.508
39.84 | 21.932 | 39.723 | 604.377
39.957 | 24.311 | 39.84 | 587.676
40.073 | 26.085 | 39.957 | 572.491
40.189 | 26.158 | 40.073 | 558.217
40.189 | 26.158 | 40.073 | 558.217
40.305 | 26.111 | 40.189 | 544.958
40.42 | 25.606 | 40.305 | 530.884
40.535 | 24.269 | 40.42 | 516.349
40.649 | 22.609 | 40.535 | 500.519
40.763 | 22.447 | 40.649 | 485.345
40.877 | 21.973 | 40.763 | 472.261
40.99 | 21.242 | 40.877 | 461.609
41.103 | 20.598 | 40.99 | 449.868
41.215 | 20.452 | 41.103 | 379.215
41.327 | 20.272 | 41.215 | 271.589
41.439 | 20.797 | 41.327 | 195.498

## Lustr H80 (hidden)
Selador | Lamp |  | Wattage
Lustr | Lumileds Rebel |  | 104 |  | Note: Owing to the variability of LEDs, output data and color matches should be viewed as approximate
Note: All data taken with room temperature fixture
| Beam Angle | Field Angle
Horizontal | 62.4 | 82.5
| Accessory Lens | Candela | Field Lumens | Beam Lumens | Lens Efficiency | Efficacy
| H80 | 6840 | 1660 | 870 | 90.76% | 15.9615
| For Field diameter at any distance, multiply distance by |  |  |  | 1.754
| For Beam diameter at any distance, multiply distance by |  |  |  | 1.2112
| Throw Distance (ft) | 10 | 15 | 20 | 25
| Throw Distance (m) | 3.048 | 4.572 | 6.096 | 7.62
| Field Diameter (ft) | 17.5395 | 26.3093 | 35.0791 | 43.8488
| Field Diameter (m) | 5.346 | 8.0191 | 10.6921 | 13.3651
| Illuminance (fc) | 68.4 | 30.4 | 17.1 | 10.944
| Illuminance (lux) | 736.2508 | 327.2226 | 184.0627 | 117.8001
Test Distance | Iso-Illuminance Diagram grid lines
51.2 | 10 | 20 | 30 | 40
| 0.19531 | 0.39062 | 0.58594 | 0.78125
| Beam Angle | Field Angle
Vertical | 13.8 | 28.2
| For Field diameter at any distance, multiply distance by |  |  |  | 0.50237
| For Beam diameter at any distance, multiply distance by |  |  |  | 0.24203
| Throw Distance (ft) | 10 | 15 | 20 | 25
| Throw Distance (m) | 3.048 | 4.572 | 6.096 | 7.62
| Field Diameter (ft) | 5.0237 | 7.5355 | 10.0473 | 12.5591
| Field Diameter (m) | 1.5312 | 2.2968 | 3.0624 | 3.828
| Illuminance (fc) | 68.4 | 30.4 | 17.1 | 10.944
| Illuminance (lux) | 736.2508 | 327.2226 | 184.0627 | 117.8001
| X |  | Y
-41.55 | 711.023 | -41.439 | 0
-41.439 | 716.202 | -41.327 | 0
-41.327 | 728.019 | -41.215 | 0
-41.215 | 745.048 | -41.103 | 5.464
-41.103 | 763.988 | -40.99 | 14.432
-40.99 | 782.279 | -40.877 | 23.713
-40.877 | 800.862 | -40.763 | 31.94
-40.763 | 818.804 | -40.649 | 36.667
-40.649 | 836.542 | -40.535 | 36.755
-40.535 | 857.937 | -40.42 | 37.206
-40.42 | 882.381 | -40.305 | 37.046
-40.305 | 905.799 | -40.189 | 38.032
-40.189 | 930.736 | -40.073 | 38.768
-40.073 | 953.898 | -39.957 | 38.719
-39.957 | 976.117 | -39.84 | 38.907
-39.84 | 998.948 | -39.723 | 38.68
-39.723 | 1026.457 | -39.605 | 37.719
-39.605 | 1050.079 | -39.487 | 37.381
-39.487 | 1075.514 | -39.369 | 38.994
-39.369 | 1105.901 | -39.25 | 39.751
-39.25 | 1134.944 | -39.131 | 39.981
-39.131 | 1160.445 | -39.012 | 39.892
-39.012 | 1185.978 | -38.892 | 40.716
-38.892 | 1211.313 | -38.771 | 39.801
-38.771 | 1237.87 | -38.651 | 39.741
-38.651 | 1268.278 | -38.529 | 41.421
-38.529 | 1299.168 | -38.408 | 43.362
-38.408 | 1333.796 | -38.286 | 43.949
-38.286 | 1366.743 | -38.163 | 43.838
-38.163 | 1399.055 | -38.04 | 42.572
-38.04 | 1432.774 | -37.917 | 41.811
-37.917 | 1471.572 | -37.794 | 41.928
-37.794 | 1502.873 | -37.67 | 42.368
-37.67 | 1528.657 | -37.545 | 42.479
-37.545 | 1561.566 | -37.42 | 42.857
-37.42 | 1596.047 | -37.295 | 44.057
-37.295 | 1630.368 | -37.169 | 44.633
-37.169 | 1662.298 | -37.043 | 45.758
-37.043 | 1696.943 | -36.916 | 45.715
-36.916 | 1737.101 | -36.789 | 45.984
-36.789 | 1779.523 | -36.662 | 45.886
-36.662 | 1823.47 | -36.534 | 46.539
-36.534 | 1863.349 | -36.406 | 46.257
-36.406 | 1909.475 | -36.277 | 45.926
-36.277 | 1952.163 | -36.148 | 46.286
-36.148 | 1992.942 | -36.018 | 47.632
-36.018 | 2029.857 | -35.888 | 48.585
-35.888 | 2068.421 | -35.758 | 48.597
-35.758 | 2107.979 | -35.627 | 48.258
-35.627 | 2148.441 | -35.496 | 48.943
-35.496 | 2189.865 | -35.364 | 48.481
-35.364 | 2228.991 | -35.232 | 48.737
-35.232 | 2265.9 | -35.099 | 49.529
-35.099 | 2301.971 | -34.966 | 49.776
-34.966 | 2340.317 | -34.833 | 50.798
-34.833 | 2380.976 | -34.699 | 50.986
-34.699 | 2426.523 | -34.565 | 51.317
-34.565 | 2470.582 | -34.43 | 50.877
-34.43 | 2512.335 | -34.295 | 50.56
-34.295 | 2552.363 | -34.159 | 50.98
-34.159 | 2594.151 | -34.023 | 52.056
-34.023 | 2632.102 | -33.887 | 54.061
-33.887 | 2671.744 | -33.75 | 55.368
-33.75 | 2709.847 | -33.613 | 55.568
-33.613 | 2751.039 | -33.475 | 56.206
-33.475 | 2791.085 | -33.337 | 57.159
-33.337 | 2824.171 | -33.198 | 57.255
-33.198 | 2861.125 | -33.059 | 57.257
-33.059 | 2899.611 | -32.919 | 57.804
-32.919 | 2935.017 | -32.779 | 57.87
-32.779 | 2973.988 | -32.639 | 57.755
-32.639 | 3017.416 | -32.498 | 58.267
-32.498 | 3053.93 | -32.357 | 58.439
-32.357 | 3091.606 | -32.215 | 58.543
-32.215 | 3130.204 | -32.073 | 58.778
-32.073 | 3168.784 | -31.93 | 60.35
-31.93 | 3201.916 | -31.787 | 61.12
-31.787 | 3232.04 | -31.643 | 61.446
-31.643 | 3266.773 | -31.499 | 61.856
-31.499 | 3299.485 | -31.355 | 63.534
-31.355 | 3334 | -31.21 | 63.22
-31.21 | 3370.443 | -31.065 | 64.106
-31.065 | 3409.343 | -30.919 | 65.047
-30.919 | 3442.561 | -30.773 | 66.211
-30.773 | 3474.662 | -30.626 | 66.711
-30.626 | 3506.402 | -30.479 | 67.164
-30.479 | 3538.015 | -30.331 | 67.822
-30.331 | 3568.646 | -30.183 | 68.639
-30.183 | 3599.932 | -30.035 | 69.117
-30.035 | 3629.897 | -29.886 | 69.281
-29.886 | 3663.177 | -29.737 | 71.044
-29.737 | 3697.489 | -29.587 | 71.79
-29.587 | 3731.555 | -29.437 | 73.22
-29.437 | 3764.401 | -29.286 | 73.524
-29.286 | 3789.484 | -29.135 | 74.812
-29.135 | 3812.369 | -28.983 | 75.286
-28.983 | 3835.737 | -28.831 | 76.694
-28.831 | 3863.877 | -28.679 | 77.473
-28.679 | 3893.803 | -28.526 | 79.255
-28.526 | 3922.779 | -28.373 | 80.765
-28.373 | 3950.028 | -28.219 | 82.124
-28.219 | 3974.829 | -28.065 | 83.178
-28.065 | 4001.925 | -27.91 | 84.592
-27.91 | 4031.327 | -27.755 | 85.82
-27.755 | 4062.618 | -27.599 | 87.211
-27.599 | 4092.437 | -27.443 | 87.974
-27.443 | 4121.955 | -27.287 | 88.272
-27.287 | 4150.489 | -27.13 | 89.577
-27.13 | 4172.792 | -26.973 | 91.706
-26.973 | 4198.718 | -26.815 | 93.326
-26.815 | 4225.576 | -26.657 | 94.5
-26.657 | 4252.134 | -26.498 | 96.001
-26.498 | 4279.482 | -26.339 | 97.415
-26.339 | 4315.322 | -26.179 | 98.855
-26.179 | 4349.922 | -26.019 | 101.819
-26.019 | 4371.411 | -25.859 | 103.377
-25.859 | 4392.086 | -25.698 | 105.858
-25.698 | 4415.683 | -25.537 | 107.15
-25.537 | 4439.884 | -25.375 | 108.886
-25.375 | 4465.156 | -25.213 | 110.228
-25.213 | 4492.939 | -25.05 | 111.325
-25.05 | 4522.428 | -24.887 | 112.233
-24.887 | 4550.995 | -24.724 | 114.64
-24.724 | 4577.237 | -24.56 | 117.922
-24.56 | 4598.093 | -24.396 | 120.538
-24.396 | 4621.703 | -24.231 | 123.471
-24.231 | 4644.619 | -24.066 | 125.676
-24.066 | 4666.867 | -23.9 | 127.635
-23.9 | 4683.447 | -23.734 | 129.739
-23.734 | 4700.695 | -23.568 | 132.524
-23.568 | 4718.45 | -23.401 | 135.012
-23.401 | 4739.209 | -23.234 | 139.299
-23.234 | 4754.769 | -23.066 | 142.831
-23.066 | 4779.662 | -22.898 | 145.392
-22.898 | 4811.33 | -22.729 | 148.329
-22.729 | 4844.595 | -22.56 | 152.952
-22.56 | 4875.538 | -22.391 | 156.284
-22.391 | 4907.942 | -22.221 | 159.83
-22.221 | 4936.205 | -22.051 | 163.926
-22.051 | 4961.573 | -21.88 | 167.052
-21.88 | 4986.921 | -21.709 | 169.638
-21.709 | 5014.044 | -21.538 | 173.642
-21.538 | 5038.853 | -21.366 | 178.685
-21.366 | 5054.656 | -21.194 | 182.8
-21.194 | 5075.273 | -21.021 | 187.168
-21.021 | 5101.896 | -20.848 | 192.002
-20.848 | 5119.026 | -20.675 | 197.461
-20.675 | 5146.365 | -20.501 | 202.378
-20.501 | 5170.538 | -20.327 | 208.356
-20.327 | 5197.428 | -20.152 | 214.491
-20.152 | 5223.26 | -19.977 | 221.413
-19.977 | 5251.834 | -19.802 | 227.953
-19.802 | 5277.658 | -19.626 | 234.84
-19.626 | 5302.933 | -19.45 | 241.588
-19.45 | 5329.975 | -19.273 | 248.934
-19.273 | 5362.3 | -19.096 | 256.683
-19.096 | 5397.519 | -18.919 | 264.37
-18.919 | 5426.626 | -18.741 | 273.024
-18.741 | 5456.832 | -18.563 | 282.275
-18.563 | 5478.559 | -18.385 | 292.479
-18.385 | 5497.675 | -18.206 | 303.815
-18.206 | 5513.502 | -18.027 | 315.368
-18.027 | 5535.198 | -17.847 | 326.078
-17.847 | 5560.328 | -17.667 | 338.125
-17.667 | 5594.783 | -17.487 | 350.788
-17.487 | 5621.341 | -17.306 | 362.749
-17.306 | 5647.256 | -17.125 | 374.908
-17.125 | 5674.63 | -16.944 | 391.285
-16.944 | 5705.464 | -16.762 | 405.31
-16.762 | 5730.335 | -16.58 | 419.72
-16.58 | 5759.478 | -16.398 | 437.892
-16.398 | 5789.725 | -16.215 | 458.186
-16.215 | 5820.524 | -16.032 | 477.135
-16.032 | 5837.453 | -15.849 | 497.333
-15.849 | 5855.646 | -15.665 | 519.795
-15.665 | 5871.92 | -15.481 | 542.642
-15.481 | 5891.098 | -15.296 | 565.453
-15.296 | 5915.659 | -15.112 | 589.337
-15.112 | 5945.864 | -14.927 | 614.493
-14.927 | 5972.78 | -14.741 | 640.663
-14.741 | 5999.796 | -14.556 | 669.084
-14.556 | 6023.55 | -14.37 | 699.24
-14.37 | 6045.358 | -14.183 | 729.468
-14.183 | 6060.946 | -13.997 | 762.77
-13.997 | 6075.984 | -13.81 | 798.364
-13.81 | 6096.008 | -13.623 | 832.489
-13.623 | 6120.284 | -13.435 | 871.116
-13.435 | 6146.668 | -13.247 | 910.953
-13.247 | 6175.936 | -13.059 | 953.244
-13.059 | 6201.284 | -12.871 | 996.005
-12.871 | 6229.169 | -12.682 | 1042.303
-12.682 | 6250.244 | -12.493 | 1087.441
-12.493 | 6274.131 | -12.304 | 1138.56
-12.304 | 6296.881 | -12.115 | 1193.686
-12.115 | 6314.813 | -11.925 | 1251.105
-11.925 | 6326.183 | -11.735 | 1309.348
-11.735 | 6341.211 | -11.544 | 1368.487
-11.544 | 6355.064 | -11.354 | 1431.342
-11.354 | 6375.594 | -11.163 | 1496.533
-11.163 | 6398.623 | -10.972 | 1562.816
-10.972 | 6421.585 | -10.781 | 1633.322
-10.781 | 6437.937 | -10.589 | 1710.763
-10.589 | 6452.26 | -10.397 | 1784.152
-10.397 | 6468.099 | -10.205 | 1861.874
-10.205 | 6487.464 | -10.013 | 1945.434
-10.013 | 6503.982 | -9.821 | 2031.829
-9.821 | 6508.892 | -9.628 | 2123.311
-9.628 | 6519.853 | -9.435 | 2218.337
-9.435 | 6526.984 | -9.242 | 2314.215
-9.242 | 6538.941 | -9.049 | 2410.17
-9.049 | 6558.255 | -8.855 | 2514.022
-8.855 | 6567.083 | -8.661 | 2617.305
-8.661 | 6577.003 | -8.467 | 2724.224
-8.467 | 6585.111 | -8.273 | 2836.242
-8.273 | 6604.811 | -8.079 | 2946.496
-8.079 | 6617.795 | -7.884 | 3057.466
-7.884 | 6622.353 | -7.69 | 3176.144
-7.69 | 6631.789 | -7.495 | 3291.688
-7.495 | 6645.644 | -7.3 | 3413.307
-7.3 | 6647.631 | -7.104 | 3539.655
-7.104 | 6652.606 | -6.909 | 3672.03
-6.909 | 6667.246 | -6.713 | 3799.33
-6.713 | 6673.525 | -6.518 | 3928.311
-6.518 | 6659.529 | -6.322 | 4059.858
-6.322 | 6657.65 | -6.126 | 4190.038
-6.126 | 6657.719 | -5.93 | 4317.805
-5.93 | 6657.014 | -5.733 | 4456.861
-5.733 | 6653.316 | -5.537 | 4590.767
-5.537 | 6650.546 | -5.34 | 4727.992
-5.34 | 6661.74 | -5.144 | 4873.245
-5.144 | 6685.487 | -4.947 | 5017.473
-4.947 | 6699.977 | -4.75 | 5146.032
-4.75 | 6714.996 | -4.553 | 5278.265
-4.553 | 6723.332 | -4.356 | 5400.787
-4.356 | 6726.302 | -4.158 | 5522.925
-4.158 | 6725.29 | -3.961 | 5653.393
-3.961 | 6728.857 | -3.763 | 5770.769
-3.763 | 6743.742 | -3.566 | 5883.174
-3.566 | 6757.695 | -3.368 | 5991.36
-3.368 | 6765.937 | -3.171 | 6094.861
-3.171 | 6764.569 | -2.973 | 6190.796
-2.973 | 6768.068 | -2.775 | 6282.519
-2.775 | 6766.221 | -2.577 | 6370.357
-2.577 | 6764.225 | -2.379 | 6451.698
-2.379 | 6759.372 | -2.181 | 6516.975
-2.181 | 6762.789 | -1.983 | 6578.53
-1.983 | 6764.331 | -1.785 | 6638.781
-1.785 | 6761.553 | -1.586 | 6694.483
-1.586 | 6755.171 | -1.388 | 6735.601
-1.388 | 6761.58 | -1.19 | 6759.275
-1.19 | 6766.722 | -0.992 | 6762.401
-0.992 | 6783.691 | -0.793 | 6769.101
-0.793 | 6801.516 | -0.595 | 6779.738
-0.595 | 6801.52 | -0.397 | 6793.049
-0.397 | 6794.849 | -0.198 | 6798.258
-0.198 | 6794.173 | 0 | 6793.003
0 | 6793.003 | 0.198 | 6771.374
0.198 | 6782.068 | 0.397 | 6742.799
0.397 | 6782.26 | 0.595 | 6702.637
0.595 | 6784.858 | 0.793 | 6657.332
0.793 | 6779.449 | 0.992 | 6612.683
0.992 | 6779.955 | 1.19 | 6554.61
1.19 | 6794.47 | 1.388 | 6494.797
1.388 | 6804.219 | 1.586 | 6429.216
1.586 | 6806.591 | 1.785 | 6360.664
1.785 | 6801.257 | 1.983 | 6281.65
1.983 | 6798.733 | 2.181 | 6205.106
2.181 | 6792.935 | 2.379 | 6118.93
2.379 | 6802.071 | 2.577 | 6020.757
2.577 | 6803.318 | 2.775 | 5913.713
2.775 | 6790.179 | 2.973 | 5803.506
2.973 | 6771.171 | 3.171 | 5687.435
3.171 | 6763.881 | 3.368 | 5566.596
3.368 | 6759.523 | 3.566 | 5446.522
3.566 | 6755.249 | 3.763 | 5321.671
3.763 | 6744.621 | 3.961 | 5188.961
3.961 | 6745.988 | 4.158 | 5059.1
4.158 | 6743.828 | 4.356 | 4925.751
4.356 | 6747.037 | 4.553 | 4788.701
4.553 | 6741.682 | 4.75 | 4656.708
4.75 | 6734.326 | 4.947 | 4536.131
4.947 | 6719.935 | 5.144 | 4405.961
5.144 | 6709.38 | 5.34 | 4269.467
5.34 | 6705.419 | 5.537 | 4137.188
5.537 | 6710.467 | 5.733 | 4003.258
5.733 | 6710.189 | 5.93 | 3870.17
5.93 | 6703.884 | 6.126 | 3741.875
6.126 | 6701.032 | 6.322 | 3614.915
6.322 | 6690.448 | 6.518 | 3484.8
6.518 | 6686.365 | 6.713 | 3359.502
6.713 | 6685.045 | 6.909 | 3242.183
6.909 | 6693.707 | 7.104 | 3125.751
7.104 | 6706.186 | 7.3 | 3009.731
7.3 | 6712.404 | 7.495 | 2896.702
7.495 | 6709.69 | 7.69 | 2790.835
7.69 | 6697.965 | 7.884 | 2685.899
7.884 | 6691.151 | 8.079 | 2577.831
8.079 | 6675.257 | 8.273 | 2474.621
8.273 | 6653.277 | 8.467 | 2375.612
8.467 | 6635.885 | 8.661 | 2278.922
8.661 | 6627.687 | 8.855 | 2184.706
8.855 | 6623.751 | 9.049 | 2096.09
9.049 | 6616.856 | 9.242 | 2005.002
9.242 | 6607.208 | 9.435 | 1916.363
9.435 | 6593.055 | 9.628 | 1833.918
9.628 | 6578.705 | 9.821 | 1755.88
9.821 | 6564.77 | 10.013 | 1683.347
10.013 | 6560.591 | 10.205 | 1614.622
10.205 | 6552.956 | 10.397 | 1547.714
10.397 | 6543.015 | 10.589 | 1480.223
10.589 | 6519.86 | 10.781 | 1415.525
10.781 | 6497.786 | 10.972 | 1352.366
10.972 | 6483.197 | 11.163 | 1294.919
11.163 | 6467.839 | 11.354 | 1240.233
11.354 | 6450.521 | 11.544 | 1184.389
11.544 | 6433.471 | 11.735 | 1131.157
11.735 | 6413.824 | 11.925 | 1079.24
11.925 | 6390.958 | 12.115 | 1029.42
12.115 | 6379.396 | 12.304 | 982.728
12.304 | 6368.401 | 12.493 | 939.772
12.493 | 6351.812 | 12.682 | 897.404
12.682 | 6343.81 | 12.871 | 854.305
12.871 | 6327.237 | 13.059 | 816.047
13.059 | 6304.807 | 13.247 | 781.685
13.247 | 6285.378 | 13.435 | 747.81
13.435 | 6268.937 | 13.623 | 715.712
13.623 | 6254.566 | 13.81 | 684.461
13.81 | 6239.238 | 13.997 | 654.856
13.997 | 6215.135 | 14.183 | 626.315
14.183 | 6196.193 | 14.37 | 598.831
14.37 | 6170.787 | 14.556 | 571.964
14.556 | 6156.125 | 14.741 | 546.638
14.741 | 6132.322 | 14.927 | 524.054
14.927 | 6119.2 | 15.112 | 502.842
15.112 | 6099.726 | 15.296 | 482.728
15.296 | 6077.143 | 15.481 | 462.548
15.481 | 6043.81 | 15.665 | 443.821
15.665 | 6017.352 | 15.849 | 425.982
15.849 | 5987.891 | 16.032 | 408.402
16.032 | 5958.893 | 16.215 | 392.722
16.215 | 5936.671 | 16.398 | 378.605
16.398 | 5919.406 | 16.58 | 364.722
16.58 | 5905.016 | 16.762 | 351.44
16.762 | 5888.93 | 16.944 | 338.81
16.944 | 5872.359 | 17.125 | 326.467
17.125 | 5853.664 | 17.306 | 315.416
17.306 | 5826.616 | 17.487 | 305.002
17.487 | 5799.948 | 17.667 | 293.817
17.667 | 5775.012 | 17.847 | 284.113
17.847 | 5748.532 | 18.027 | 274.916
18.027 | 5727.1 | 18.206 | 264.916
18.206 | 5699.96 | 18.385 | 256.556
18.385 | 5669.886 | 18.563 | 248.873
18.563 | 5641.389 | 18.741 | 243.14
18.741 | 5613.072 | 18.919 | 238.342
18.919 | 5581.378 | 19.096 | 232.992
19.096 | 5546.892 | 19.273 | 227.659
19.273 | 5514.296 | 19.45 | 221.749
19.45 | 5489.404 | 19.626 | 215.563
19.626 | 5462.869 | 19.802 | 211.017
19.802 | 5434.058 | 19.977 | 207.333
19.977 | 5402.798 | 20.152 | 203.027
20.152 | 5376.013 | 20.327 | 197.163
20.327 | 5350.469 | 20.501 | 192.013
20.501 | 5322.497 | 20.675 | 186.699
20.675 | 5290.61 | 20.848 | 181.928
20.848 | 5267.752 | 21.021 | 177.736
21.021 | 5249.701 | 21.194 | 173.931
21.194 | 5230.507 | 21.366 | 169.254
21.366 | 5209.454 | 21.538 | 164.862
21.538 | 5186.788 | 21.709 | 160.926
21.709 | 5158.502 | 21.88 | 157.065
21.88 | 5132.217 | 22.051 | 154.611
22.051 | 5107.275 | 22.221 | 152.768
22.221 | 5082.047 | 22.391 | 151.049
22.391 | 5049.762 | 22.56 | 149.233
22.56 | 5020.591 | 22.729 | 147.114
22.729 | 4985.357 | 22.898 | 143.485
22.898 | 4961.62 | 23.066 | 140.64
23.066 | 4941.21 | 23.234 | 138.988
23.234 | 4922.309 | 23.401 | 137.236
23.401 | 4897.458 | 23.568 | 135.926
23.568 | 4867.286 | 23.734 | 134.24
23.734 | 4833.656 | 23.9 | 131.872
23.9 | 4803.013 | 24.066 | 129.576
24.066 | 4775.476 | 24.231 | 129.335
24.231 | 4753.118 | 24.396 | 127.919
24.396 | 4734.184 | 24.56 | 126.046
24.56 | 4717.871 | 24.724 | 124.464
24.724 | 4695.086 | 24.887 | 122.132
24.887 | 4676.744 | 25.05 | 119.763
25.05 | 4655.653 | 25.213 | 118.265
25.213 | 4628.438 | 25.375 | 116.737
25.375 | 4600.762 | 25.537 | 114.081
25.537 | 4570.643 | 25.698 | 112.616
25.698 | 4544.953 | 25.859 | 111.932
25.859 | 4521.772 | 26.019 | 111.649
26.019 | 4494.705 | 26.179 | 109.803
26.179 | 4460.171 | 26.339 | 107.252
26.339 | 4430.264 | 26.498 | 104.66
26.498 | 4402.829 | 26.657 | 102.988
26.657 | 4377.199 | 26.815 | 102.833
26.815 | 4355.19 | 26.973 | 103.416
26.973 | 4331.248 | 27.13 | 103.166
27.13 | 4309.445 | 27.287 | 102.282
27.287 | 4287.529 | 27.443 | 101.813
27.443 | 4259.635 | 27.599 | 100.51
27.599 | 4227.248 | 27.755 | 98.886
27.755 | 4194.479 | 27.91 | 96.877
27.91 | 4162.781 | 28.065 | 95.301
28.065 | 4133.848 | 28.219 | 93.749
28.219 | 4107.029 | 28.373 | 92.283
28.373 | 4078.384 | 28.526 | 91.259
28.526 | 4051.397 | 28.679 | 90.604
28.679 | 4024.695 | 28.831 | 90.162
28.831 | 3996.942 | 28.983 | 89.616
28.983 | 3967.381 | 29.135 | 88.379
29.135 | 3933.387 | 29.286 | 87.435
29.286 | 3896.803 | 29.437 | 86.685
29.437 | 3861.947 | 29.587 | 85.846
29.587 | 3831.211 | 29.737 | 84.383
29.737 | 3799.336 | 29.886 | 84.412
29.886 | 3771.335 | 30.035 | 84.73
30.035 | 3742.166 | 30.183 | 84.488
30.183 | 3713.291 | 30.331 | 84.224
30.331 | 3683.897 | 30.479 | 83.368
30.479 | 3652.614 | 30.626 | 81.66
30.626 | 3614.397 | 30.773 | 80.572
30.773 | 3574.551 | 30.919 | 79.409
30.919 | 3538.482 | 31.065 | 77.786
31.065 | 3501.622 | 31.21 | 77.5
31.21 | 3465.166 | 31.355 | 78.268
31.355 | 3431.209 | 31.499 | 79.411
31.499 | 3394.349 | 31.643 | 79.432
31.643 | 3357.788 | 31.787 | 77.417
31.787 | 3318.994 | 31.93 | 74.965
31.93 | 3279.409 | 32.073 | 73.329
32.073 | 3243.812 | 32.215 | 72.341
32.215 | 3208.801 | 32.357 | 72.771
32.357 | 3169.146 | 32.498 | 72.263
32.498 | 3128.186 | 32.639 | 70.939
32.639 | 3084.103 | 32.779 | 69.873
32.779 | 3042.211 | 32.919 | 68.433
32.919 | 2998.658 | 33.059 | 66.956
33.059 | 2957.051 | 33.198 | 66.518
33.198 | 2920.673 | 33.337 | 66.237
33.337 | 2874.211 | 33.475 | 65.35
33.475 | 2829.814 | 33.613 | 65.314
33.613 | 2786.79 | 33.75 | 65.114
33.75 | 2750.912 | 33.887 | 64.371
33.887 | 2707.299 | 34.023 | 63.572
34.023 | 2670.047 | 34.159 | 63.405
34.159 | 2630.169 | 34.295 | 63.307
34.295 | 2588.794 | 34.43 | 62.704
34.43 | 2548.416 | 34.565 | 62.913
34.565 | 2508.305 | 34.699 | 63.122
34.699 | 2464.696 | 34.833 | 63.284
34.833 | 2422.688 | 34.966 | 62.837
34.966 | 2375.202 | 35.099 | 63.046
35.099 | 2327.926 | 35.232 | 64.243
35.232 | 2285.103 | 35.364 | 63.245
35.364 | 2242.393 | 35.496 | 58.428
35.496 | 2193.525 | 35.627 | 51.06
35.627 | 2147.04 | 35.758 | 42.463
35.758 | 2104.962 | 35.888 | 34.866
35.888 | 2064.227 | 36.018 | 30.9
36.018 | 2020.082 | 36.148 | 29.649
36.148 | 1975.591 | 36.277 | 30.13
36.277 | 1928.469 | 36.406 | 30.898
36.406 | 1886.411 | 36.534 | 31.57
36.534 | 1844.702 | 36.662 | 30.634
36.662 | 1806.24 | 36.789 | 29.322
36.789 | 1767.543 | 36.916 | 27.997
36.916 | 1728.663 | 37.043 | 27.45
37.043 | 1684.341 | 37.169 | 26.897
37.169 | 1648.756 | 37.295 | 26.712
37.295 | 1615.584 | 37.42 | 26.417
37.42 | 1578.267 | 37.545 | 25.121
37.545 | 1540.893 | 37.67 | 23.622
37.67 | 1505.198 | 37.794 | 23.088
37.794 | 1470.311 | 37.917 | 23.177
37.917 | 1433.29 | 38.04 | 23.596
38.04 | 1401.147 | 38.163 | 24.517
38.163 | 1363.481 | 38.286 | 24.836
38.286 | 1325.795 | 38.408 | 24.543
38.408 | 1290.155 | 38.529 | 23.545
38.529 | 1260.076 | 38.651 | 21.774
38.651 | 1227.973 | 38.771 | 19.929
38.771 | 1196.481 | 38.892 | 19.717
38.892 | 1165.981 | 39.012 | 20.476
39.012 | 1136.893 | 39.131 | 20.552
39.131 | 1103.856 | 39.25 | 20.772
39.25 | 1075.348 | 39.369 | 21.547
39.369 | 1046.146 | 39.487 | 22.68
39.487 | 1018.58 | 39.605 | 23.237
39.605 | 988.742 | 39.723 | 24.182
39.723 | 961.263 | 39.84 | 24.573
39.84 | 935.498 | 39.957 | 24.46
39.957 | 913.295 | 40.073 | 24.676
40.073 | 890.454 | 40.189 | 24.23
40.073 | 890.454 | 40.189 | 24.23
40.189 | 866.726 | 40.305 | 24.596
40.305 | 843.944 | 40.42 | 25.758
40.42 | 819.904 | 40.535 | 26.258
40.535 | 798.627 | 40.649 | 24.67
40.649 | 776.835 | 40.763 | 22.787
40.763 | 756.192 | 40.877 | 20.792
40.877 | 735.256 | 40.99 | 19.368
40.99 | 711.805 | 41.103 | 18.651
41.103 | 597.726 | 41.215 | 19.19
41.215 | 426.495 | 41.327 | 19.765
41.327 | 304.351 | 41.439 | 20.536

## Lustr V80 (hidden)
Selador | Lamp |  | Wattage
Lustr | Lumileds Rebel |  | 104 |  | Note: Owing to the variability of LEDs, output data and color matches should be viewed as approximate
Note: All data taken with room temperature fixture
| Beam Angle | Field Angle
Horizontal | 16.2 | 31.3
| Accessory Lens | Candela | Field Lumens | Beam Lumens | Lens Efficiency | Efficacy
| V80 | 6080 | 1690 | 890 | 92.4% | 16.25
| For Field diameter at any distance, multiply distance by |  |  |  | 0.56029
| For Beam diameter at any distance, multiply distance by |  |  |  | 0.28464
| Throw Distance (ft) | 10 | 15 | 20 | 25
| Throw Distance (m) | 3.048 | 4.572 | 6.096 | 7.62
| Field Diameter (ft) | 5.6029 | 8.4044 | 11.2058 | 14.0073
| Field Diameter (m) | 1.7078 | 2.5617 | 3.4155 | 4.2694
| Illuminance (fc) | 60.8 | 27.0222 | 15.2 | 9.728
| Illuminance (lux) | 654.4451 | 290.8645 | 163.6113 | 104.7112
Test Distance | Iso-Illuminance Diagram grid lines
51.2 | 10 | 20 | 30 | 40
| 0.19531 | 0.39062 | 0.58594 | 0.78125
| Beam Angle | Field Angle
Vertical | 64.2 | 82.5
| For Field diameter at any distance, multiply distance by |  |  |  | 1.754
| For Beam diameter at any distance, multiply distance by |  |  |  | 1.2546
| Throw Distance (ft) | 10 | 15 | 20 | 25
| Throw Distance (m) | 3.048 | 4.572 | 6.096 | 7.62
| Field Diameter (ft) | 17.5395 | 26.3093 | 35.0791 | 43.8488
| Field Diameter (m) | 5.346 | 8.0191 | 10.6921 | 13.3651
| Illuminance (fc) | 60.8 | 27.0222 | 15.2 | 9.728
| Illuminance (lux) | 654.4451 | 290.8645 | 163.6113 | 104.7112
| X |  | Y
-41.439 | 0 | -41.55 | 661.316
-41.327 | 0 | -41.439 | 669.065
-41.215 | 0 | -41.327 | 679.322
-41.103 | 6.782 | -41.215 | 693.097
-40.99 | 17.025 | -41.103 | 708.913
-40.877 | 27.132 | -40.99 | 725.737
-40.763 | 36.361 | -40.877 | 744.797
-40.649 | 42.635 | -40.763 | 764.849
-40.535 | 42.019 | -40.649 | 787.971
-40.42 | 42.961 | -40.535 | 810.073
-40.305 | 43.529 | -40.42 | 829.586
-40.189 | 44.843 | -40.305 | 850.396
-40.073 | 45.454 | -40.189 | 872.241
-39.957 | 46.087 | -40.073 | 891.774
-39.84 | 45.436 | -39.957 | 911.864
-39.723 | 45.648 | -39.84 | 936.388
-39.605 | 45.592 | -39.723 | 962.975
-39.487 | 46.091 | -39.605 | 988.331
-39.369 | 45.914 | -39.487 | 1016.038
-39.25 | 46.462 | -39.369 | 1048.268
-39.131 | 46.399 | -39.25 | 1074.537
-39.012 | 46.451 | -39.131 | 1100.575
-38.892 | 46.871 | -39.012 | 1126.268
-38.771 | 46.662 | -38.892 | 1154.014
-38.651 | 47.244 | -38.771 | 1181.626
-38.529 | 47.987 | -38.651 | 1211.783
-38.408 | 49.085 | -38.529 | 1239.703
-38.286 | 49.588 | -38.408 | 1269.214
-38.163 | 50.416 | -38.286 | 1297.736
-38.04 | 50.245 | -38.163 | 1331.114
-37.917 | 50.02 | -38.04 | 1364.9
-37.794 | 49.578 | -37.917 | 1403.656
-37.67 | 49.763 | -37.794 | 1443.384
-37.545 | 51.023 | -37.67 | 1478.189
-37.42 | 51.573 | -37.545 | 1509.087
-37.295 | 52.249 | -37.42 | 1544.957
-37.169 | 53.21 | -37.295 | 1575.717
-37.043 | 53.763 | -37.169 | 1608.557
-36.916 | 52.97 | -37.043 | 1645.055
-36.789 | 52.837 | -36.916 | 1682.028
-36.662 | 52.367 | -36.789 | 1723.049
-36.534 | 52.651 | -36.662 | 1767.043
-36.406 | 53.679 | -36.534 | 1806.632
-36.277 | 53.516 | -36.406 | 1844.818
-36.148 | 53.966 | -36.277 | 1884.185
-36.018 | 55.249 | -36.148 | 1922.212
-35.888 | 55.785 | -36.018 | 1962.218
-35.758 | 56.868 | -35.888 | 1998.917
-35.627 | 57.89 | -35.758 | 2038.792
-35.496 | 57.532 | -35.627 | 2079.143
-35.364 | 55.987 | -35.496 | 2119.861
-35.232 | 55.812 | -35.364 | 2154.672
-35.099 | 56.742 | -35.232 | 2194.409
-34.966 | 57.1 | -35.099 | 2230.903
-34.833 | 57.575 | -34.966 | 2268.399
-34.699 | 58.191 | -34.833 | 2304.281
-34.565 | 59.184 | -34.699 | 2348.146
-34.43 | 59.185 | -34.565 | 2388.711
-34.295 | 59.042 | -34.43 | 2428.85
-34.159 | 59.801 | -34.295 | 2469.09
-34.023 | 60.835 | -34.159 | 2511.421
-33.887 | 62.562 | -34.023 | 2548.638
-33.75 | 63.455 | -33.887 | 2587.411
-33.613 | 63.616 | -33.75 | 2618.791
-33.475 | 63.706 | -33.613 | 2654.882
-33.337 | 63.679 | -33.475 | 2687.03
-33.198 | 63.789 | -33.337 | 2719.92
-33.059 | 63.441 | -33.198 | 2757.187
-32.919 | 64.118 | -33.059 | 2796.393
-32.779 | 64.335 | -32.919 | 2830.516
-32.639 | 65.157 | -32.779 | 2869.551
-32.498 | 65.41 | -32.639 | 2906.789
-32.357 | 66.062 | -32.498 | 2938.83
-32.215 | 66.441 | -32.357 | 2969.378
-32.073 | 68.162 | -32.215 | 2999.319
-31.93 | 69.295 | -32.073 | 3026.211
-31.787 | 70.329 | -31.93 | 3053.92
-31.643 | 70.286 | -31.787 | 3080.597
-31.499 | 70.07 | -31.643 | 3112.722
-31.355 | 69.855 | -31.499 | 3144.845
-31.21 | 70.435 | -31.355 | 3174.313
-31.065 | 71.972 | -31.21 | 3198.456
-30.919 | 72.558 | -31.065 | 3222.797
-30.773 | 73.837 | -30.919 | 3246.144
-30.626 | 74.175 | -30.773 | 3270.902
-30.479 | 75.707 | -30.626 | 3295.514
-30.331 | 76.723 | -30.479 | 3321.115
-30.183 | 76.793 | -30.331 | 3347.484
-30.035 | 77.876 | -30.183 | 3372.3
-29.886 | 79.588 | -30.035 | 3394.24
-29.737 | 79.766 | -29.886 | 3420.455
-29.587 | 80.554 | -29.737 | 3448.341
-29.437 | 82.495 | -29.587 | 3476.408
-29.286 | 84.296 | -29.437 | 3503.004
-29.135 | 85.577 | -29.286 | 3524.628
-28.983 | 86.164 | -29.135 | 3546.223
-28.831 | 86.466 | -28.983 | 3566.386
-28.679 | 87.64 | -28.831 | 3587.734
-28.526 | 88.902 | -28.679 | 3611.048
-28.373 | 89.877 | -28.526 | 3636.878
-28.219 | 90.863 | -28.373 | 3656.119
-28.065 | 92.29 | -28.219 | 3672.981
-27.91 | 93.84 | -28.065 | 3693.596
-27.755 | 94.989 | -27.91 | 3716.223
-27.599 | 96.36 | -27.755 | 3736.805
-27.443 | 97.316 | -27.599 | 3756.141
-27.287 | 99.067 | -27.443 | 3773.978
-27.13 | 101.127 | -27.287 | 3792.865
-26.973 | 103.473 | -27.13 | 3814.312
-26.815 | 104.288 | -26.973 | 3839.939
-26.657 | 105.548 | -26.815 | 3864.65
-26.498 | 106.684 | -26.657 | 3886.5
-26.339 | 108.876 | -26.498 | 3908.111
-26.179 | 109.673 | -26.339 | 3932.233
-26.019 | 113.278 | -26.179 | 3955.153
-25.859 | 116.154 | -26.019 | 3975.576
-25.698 | 117.61 | -25.859 | 3994.969
-25.537 | 118.507 | -25.698 | 4011.621
-25.375 | 121.181 | -25.537 | 4028.622
-25.213 | 124.27 | -25.375 | 4052.98
-25.05 | 127.714 | -25.213 | 4078.495
-24.887 | 130.285 | -25.05 | 4102.173
-24.724 | 132.907 | -24.887 | 4123.139
-24.56 | 136.171 | -24.724 | 4142.375
-24.396 | 138.591 | -24.56 | 4156.85
-24.231 | 141.099 | -24.396 | 4172.545
-24.066 | 143.73 | -24.231 | 4191.095
-23.9 | 146.57 | -24.066 | 4208.904
-23.734 | 149.844 | -23.9 | 4230.323
-23.568 | 154.176 | -23.734 | 4250.41
-23.401 | 158.962 | -23.568 | 4271.852
-23.234 | 163.609 | -23.401 | 4290.914
-23.066 | 167.688 | -23.234 | 4306.224
-22.898 | 171.961 | -23.066 | 4326.674
-22.729 | 176.512 | -22.898 | 4349.838
-22.56 | 180.997 | -22.729 | 4369.13
-22.391 | 185.433 | -22.56 | 4387.614
-22.221 | 191.041 | -22.391 | 4414.598
-22.051 | 196.458 | -22.221 | 4433.531
-21.88 | 201.098 | -22.051 | 4452.838
-21.709 | 207.08 | -21.88 | 4478.721
-21.538 | 214.257 | -21.709 | 4505.55
-21.366 | 221.668 | -21.538 | 4527.892
-21.194 | 228.814 | -21.366 | 4549.722
-21.021 | 235.897 | -21.194 | 4571.547
-20.848 | 242.899 | -21.021 | 4593.499
-20.675 | 250.48 | -20.848 | 4613.869
-20.501 | 259.957 | -20.675 | 4637.236
-20.327 | 270.612 | -20.501 | 4654.416
-20.152 | 280.597 | -20.327 | 4668.082
-19.977 | 291.506 | -20.152 | 4685.66
-19.802 | 303.443 | -19.977 | 4701.578
-19.626 | 314.743 | -19.802 | 4721.34
-19.45 | 326.054 | -19.626 | 4744.862
-19.273 | 340.33 | -19.45 | 4763.6
-19.096 | 355.188 | -19.273 | 4784.664
-18.919 | 370.591 | -19.096 | 4807.715
-18.741 | 385.854 | -18.919 | 4834.754
-18.563 | 400.743 | -18.741 | 4852.834
-18.385 | 417.117 | -18.563 | 4869.978
-18.206 | 433.727 | -18.385 | 4888.538
-18.027 | 453.381 | -18.206 | 4907.015
-17.847 | 474.295 | -18.027 | 4926.601
-17.667 | 495.866 | -17.847 | 4945.309
-17.487 | 519.857 | -17.667 | 4970.217
-17.306 | 543.282 | -17.487 | 4988.839
-17.125 | 567.241 | -17.306 | 5017.629
-16.944 | 591.777 | -17.125 | 5042.523
-16.762 | 619.917 | -16.944 | 5066.997
-16.58 | 645.283 | -16.762 | 5087.829
-16.398 | 671.538 | -16.58 | 5111.692
-16.215 | 698.933 | -16.398 | 5132.004
-16.032 | 729.443 | -16.215 | 5156.007
-15.849 | 762.593 | -16.032 | 5174.215
-15.665 | 797.941 | -15.849 | 5189.969
-15.481 | 831.96 | -15.665 | 5212.202
-15.296 | 866.564 | -15.481 | 5236.347
-15.112 | 903.258 | -15.296 | 5255.205
-14.927 | 940.973 | -15.112 | 5273.914
-14.741 | 978.96 | -14.927 | 5297.036
-14.556 | 1018.82 | -14.741 | 5319.83
-14.37 | 1060.986 | -14.556 | 5333.042
-14.183 | 1105.236 | -14.37 | 5354.35
-13.997 | 1151.177 | -14.183 | 5374.246
-13.81 | 1198.786 | -13.997 | 5393.936
-13.623 | 1247.585 | -13.81 | 5409.038
-13.435 | 1299.95 | -13.623 | 5426.482
-13.247 | 1352.962 | -13.435 | 5445.509
-13.059 | 1410.762 | -13.247 | 5467.684
-12.871 | 1466.986 | -13.059 | 5487.641
-12.682 | 1524.224 | -12.871 | 5512.098
-12.493 | 1583.514 | -12.682 | 5532.651
-12.304 | 1645.697 | -12.493 | 5552.765
-12.115 | 1711.752 | -12.304 | 5569.911
-11.925 | 1783.683 | -12.115 | 5583.667
-11.735 | 1854.859 | -11.925 | 5593.053
-11.544 | 1927.377 | -11.735 | 5600.962
-11.354 | 2005.142 | -11.544 | 5617.262
-11.163 | 2083.364 | -11.354 | 5636.387
-10.972 | 2160.341 | -11.163 | 5657.001
-10.781 | 2238.556 | -10.972 | 5673.929
-10.589 | 2322.279 | -10.781 | 5688.997
-10.397 | 2405.7 | -10.589 | 5700.366
-10.205 | 2494.07 | -10.397 | 5719.24
-10.013 | 2581.785 | -10.205 | 5738.788
-9.821 | 2673.955 | -10.013 | 5753.736
-9.628 | 2768.716 | -9.821 | 5761.807
-9.435 | 2868.848 | -9.628 | 5776.638
-9.242 | 2964.009 | -9.435 | 5781.893
-9.049 | 3061.22 | -9.242 | 5784.833
-8.855 | 3163.867 | -9.049 | 5800.228
-8.661 | 3265.148 | -8.855 | 5817.117
-8.467 | 3365.8 | -8.661 | 5825.385
-8.273 | 3471.8 | -8.467 | 5834.601
-8.079 | 3570.467 | -8.273 | 5845.94
-7.884 | 3670.593 | -8.079 | 5851.588
-7.69 | 3781.1 | -7.884 | 5853.909
-7.495 | 3887 | -7.69 | 5861.158
-7.3 | 3987.565 | -7.495 | 5870.505
-7.104 | 4091.668 | -7.3 | 5872.679
-6.909 | 4190.476 | -7.104 | 5875.478
-6.713 | 4284.13 | -6.909 | 5889.997
-6.518 | 4386.863 | -6.713 | 5901.395
-6.322 | 4487.696 | -6.518 | 5894.234
-6.126 | 4583.748 | -6.322 | 5888.599
-5.93 | 4679.046 | -6.126 | 5887.287
-5.733 | 4778.485 | -5.93 | 5884.714
-5.537 | 4868.724 | -5.733 | 5878.403
-5.34 | 4962.324 | -5.537 | 5882.618
-5.144 | 5067.377 | -5.34 | 5892.809
-4.947 | 5168.061 | -5.144 | 5912.019
-4.75 | 5252.427 | -4.947 | 5921.493
-4.553 | 5335.799 | -4.75 | 5928.112
-4.356 | 5412.591 | -4.553 | 5933.065
-4.158 | 5484.06 | -4.356 | 5941.198
-3.961 | 5565.668 | -4.158 | 5944.689
-3.763 | 5641.362 | -3.961 | 5955.702
-3.566 | 5711.678 | -3.763 | 5958.457
-3.368 | 5776.892 | -3.566 | 5961.145
-3.171 | 5828.449 | -3.368 | 5968.969
-2.973 | 5869.657 | -3.171 | 5978.964
-2.775 | 5912.418 | -2.973 | 5986.771
-2.577 | 5949.565 | -2.775 | 5983.51
-2.379 | 5987.049 | -2.577 | 5980.72
-2.181 | 6013.391 | -2.379 | 5981.634
-1.983 | 6039.778 | -2.181 | 5980.269
-1.785 | 6055.02 | -1.983 | 5984.246
-1.586 | 6077.759 | -1.785 | 5982.312
-1.388 | 6084.955 | -1.586 | 5981.172
-1.19 | 6080.603 | -1.388 | 5979.305
-0.992 | 6057.372 | -1.19 | 5980.677
-0.793 | 6046.326 | -0.992 | 5991.337
-0.595 | 6041.104 | -0.793 | 6006.198
-0.397 | 6029.866 | -0.595 | 6006.867
-0.198 | 6011.525 | -0.397 | 6008.893
0 | 5994.784 | -0.198 | 5996.37
0.198 | 5969.648 | 0 | 5994.784
0.397 | 5930.253 | 0.198 | 5989.249
0.595 | 5889.884 | 0.397 | 5993.402
0.793 | 5857.472 | 0.595 | 5985.824
0.992 | 5822.304 | 0.793 | 5984.239
1.19 | 5774.372 | 0.992 | 5987.076
1.388 | 5723.616 | 1.19 | 5995.385
1.586 | 5670.079 | 1.388 | 6000.644
1.785 | 5608.023 | 1.586 | 6010.036
1.983 | 5543.275 | 1.785 | 6011.616
2.181 | 5481.115 | 1.983 | 6015.942
2.379 | 5412.514 | 2.181 | 6015.895
2.577 | 5335.813 | 2.379 | 6023.565
2.775 | 5257.303 | 2.577 | 6015.11
2.973 | 5175.555 | 2.775 | 6004.556
3.171 | 5083.064 | 2.973 | 5990.696
3.368 | 4985.001 | 3.171 | 5977.277
3.566 | 4889.657 | 3.368 | 5970.104
3.763 | 4791.332 | 3.566 | 5967.767
3.961 | 4692.663 | 3.763 | 5964.501
4.158 | 4594.924 | 3.961 | 5963.984
4.356 | 4493.837 | 4.158 | 5964.243
4.553 | 4391.798 | 4.356 | 5961.851
4.75 | 4290.571 | 4.553 | 5951.918
4.947 | 4193.435 | 4.75 | 5947.686
5.144 | 4097.262 | 4.947 | 5935.88
5.34 | 3989.835 | 5.144 | 5934.539
5.537 | 3879.886 | 5.34 | 5932.812
5.733 | 3767.694 | 5.537 | 5932.307
5.93 | 3659.739 | 5.733 | 5923.574
6.126 | 3558.237 | 5.93 | 5919.215
6.322 | 3460.161 | 6.126 | 5918.832
6.518 | 3359.826 | 6.322 | 5919.235
6.713 | 3263.03 | 6.518 | 5916.303
6.909 | 3161.632 | 6.713 | 5914.054
7.104 | 3062.01 | 6.909 | 5909.537
7.3 | 2966.214 | 7.104 | 5903.911
7.495 | 2873.157 | 7.3 | 5899.167
7.69 | 2776.424 | 7.495 | 5888.908
7.884 | 2683.577 | 7.69 | 5883.437
8.079 | 2588.172 | 7.884 | 5873.662
8.273 | 2494.958 | 8.079 | 5857.859
8.467 | 2403.157 | 8.273 | 5845.427
8.661 | 2314.756 | 8.467 | 5831.449
8.855 | 2228.018 | 8.661 | 5810.966
9.049 | 2145.177 | 8.855 | 5796.24
9.242 | 2062.427 | 9.049 | 5781.941
9.435 | 1981.147 | 9.242 | 5772.244
9.628 | 1904.826 | 9.435 | 5756.324
9.821 | 1830.379 | 9.628 | 5737.89
10.013 | 1762.831 | 9.821 | 5725.421
10.205 | 1696.293 | 10.013 | 5718.299
10.397 | 1631.116 | 10.205 | 5699.567
10.589 | 1566 | 10.397 | 5683.716
10.781 | 1503.944 | 10.589 | 5665.342
10.972 | 1440.218 | 10.781 | 5652.263
11.163 | 1381.449 | 10.972 | 5644.991
11.354 | 1330.484 | 11.163 | 5633.611
11.544 | 1275.91 | 11.354 | 5623.029
11.735 | 1220.288 | 11.544 | 5607.734
11.925 | 1165.23 | 11.735 | 5588.752
12.115 | 1113.91 | 11.925 | 5568.698
12.304 | 1062.747 | 12.115 | 5559.045
12.493 | 1016.775 | 12.304 | 5546.576
12.682 | 975.431 | 12.493 | 5531.096
12.871 | 934.668 | 12.682 | 5520.57
13.059 | 896.796 | 12.871 | 5499.511
13.247 | 861.6 | 13.059 | 5476.828
13.435 | 828.247 | 13.247 | 5456.467
13.623 | 793.544 | 13.435 | 5452.064
13.81 | 757.33 | 13.623 | 5437.107
13.997 | 724.151 | 13.81 | 5421.787
14.183 | 694.071 | 13.997 | 5403.878
14.37 | 663.519 | 14.183 | 5392.984
14.556 | 633.762 | 14.37 | 5370.474
14.741 | 606.261 | 14.556 | 5354.555
14.927 | 582.833 | 14.741 | 5332.931
15.112 | 560.072 | 14.927 | 5311.898
15.296 | 536.636 | 15.112 | 5287.457
15.481 | 514.663 | 15.296 | 5264.307
15.665 | 493.306 | 15.481 | 5240.249
15.849 | 472.327 | 15.665 | 5216.326
16.032 | 452.423 | 15.849 | 5194.98
16.215 | 434.71 | 16.032 | 5176.621
16.398 | 418.809 | 16.215 | 5155.294
16.58 | 402.903 | 16.398 | 5142.87
16.762 | 387.618 | 16.58 | 5131.424
16.944 | 371.962 | 16.762 | 5120.825
17.125 | 358.007 | 16.944 | 5109.281
17.306 | 346.168 | 17.125 | 5093.227
17.487 | 334.963 | 17.306 | 5077.667
17.667 | 324.443 | 17.487 | 5059.554
17.847 | 313.725 | 17.667 | 5041.75
18.027 | 302.244 | 17.847 | 5023.912
18.206 | 290.854 | 18.027 | 5015.802
18.385 | 280.169 | 18.206 | 4998.324
18.563 | 270.384 | 18.385 | 4978.7
18.741 | 261.381 | 18.563 | 4954.996
18.919 | 255.673 | 18.741 | 4933.517
19.096 | 248.961 | 18.919 | 4906.313
19.273 | 241.443 | 19.096 | 4883.516
19.45 | 233.8 | 19.273 | 4857.531
19.626 | 227.283 | 19.45 | 4838.916
19.802 | 220.824 | 19.626 | 4818.769
19.977 | 215.037 | 19.802 | 4793.959
20.152 | 209.132 | 19.977 | 4771.995
20.327 | 203.761 | 20.152 | 4753.585
20.501 | 199.108 | 20.327 | 4734.248
20.675 | 193.671 | 20.501 | 4719.156
20.848 | 188.808 | 20.675 | 4702.854
21.021 | 184.145 | 20.848 | 4683.318
21.194 | 179.037 | 21.021 | 4668.839
21.366 | 173.146 | 21.194 | 4657.625
21.538 | 167.65 | 21.366 | 4637.851
21.709 | 163.406 | 21.538 | 4618.603
21.88 | 160.243 | 21.709 | 4602.598
22.051 | 158.155 | 21.88 | 4577.731
22.221 | 155.867 | 22.051 | 4554.146
22.391 | 153.445 | 22.221 | 4533.802
22.56 | 150.478 | 22.391 | 4508.776
22.729 | 147.507 | 22.56 | 4487.802
22.898 | 144.275 | 22.729 | 4469.449
23.066 | 141.641 | 22.898 | 4453.864
23.234 | 139.749 | 23.066 | 4437.247
23.401 | 138.401 | 23.234 | 4418.927
23.568 | 136.485 | 23.401 | 4402.305
23.734 | 134.117 | 23.568 | 4386.964
23.9 | 131.978 | 23.734 | 4367.242
24.066 | 130.529 | 23.9 | 4341.538
24.231 | 129.565 | 24.066 | 4316.137
24.396 | 127.386 | 24.231 | 4294.475
24.56 | 124.582 | 24.396 | 4272.398
24.724 | 121.918 | 24.56 | 4250.505
24.887 | 119.72 | 24.724 | 4230.071
25.05 | 118.083 | 24.887 | 4213.558
25.213 | 116.904 | 25.05 | 4198.555
25.375 | 116.372 | 25.213 | 4173.992
25.537 | 115.032 | 25.375 | 4153.287
25.698 | 114.195 | 25.537 | 4132.571
25.859 | 113.665 | 25.698 | 4110.19
26.019 | 112.668 | 25.859 | 4086.435
26.179 | 110.937 | 26.019 | 4067.287
26.339 | 108.577 | 26.179 | 4044.918
26.498 | 106.047 | 26.339 | 4022.219
26.657 | 104.174 | 26.498 | 4004.094
26.815 | 103.286 | 26.657 | 3982.562
26.973 | 102.297 | 26.815 | 3958.052
27.13 | 101.889 | 26.973 | 3936.618
27.287 | 101.67 | 27.13 | 3919.288
27.443 | 101.948 | 27.287 | 3901.425
27.599 | 101.283 | 27.443 | 3878.06
27.755 | 99.564 | 27.599 | 3857.153
27.91 | 97.325 | 27.755 | 3833.771
28.065 | 94.949 | 27.91 | 3808.544
28.219 | 92.827 | 28.065 | 3783.95
28.373 | 91.06 | 28.219 | 3762.096
28.526 | 90.15 | 28.373 | 3735.562
28.679 | 89.351 | 28.526 | 3709.022
28.831 | 89.163 | 28.679 | 3685
28.983 | 88.874 | 28.831 | 3662.45
29.135 | 88.077 | 28.983 | 3638.982
29.286 | 88.63 | 29.135 | 3617.406
29.437 | 88.861 | 29.286 | 3590.842
29.587 | 88.277 | 29.437 | 3564.977
29.737 | 87.256 | 29.587 | 3537.431
29.886 | 87.05 | 29.737 | 3508.017
30.035 | 85.599 | 29.886 | 3479.739
30.183 | 83.989 | 30.035 | 3454.475
30.331 | 82.782 | 30.183 | 3427.461
30.479 | 82.025 | 30.331 | 3402.978
30.626 | 81.513 | 30.479 | 3375.162
30.773 | 80.911 | 30.626 | 3347.403
30.919 | 80.175 | 30.773 | 3318.114
31.065 | 79.347 | 30.919 | 3289.317
31.21 | 78.51 | 31.065 | 3256.315
31.355 | 76.823 | 31.21 | 3221.669
31.499 | 76.203 | 31.355 | 3185.941
31.643 | 76.253 | 31.499 | 3154.707
31.787 | 75.776 | 31.643 | 3124.349
31.93 | 74.921 | 31.787 | 3089.281
32.073 | 74.411 | 31.93 | 3056.184
32.215 | 72.963 | 32.073 | 3028.265
32.357 | 71.032 | 32.215 | 2996.569
32.498 | 70.09 | 32.357 | 2959.794
32.639 | 70.759 | 32.498 | 2922.729
32.779 | 71.23 | 32.639 | 2881.86
32.919 | 71.25 | 32.779 | 2838.084
33.059 | 70.242 | 32.919 | 2796.675
33.198 | 68.559 | 33.059 | 2755.932
33.337 | 67.55 | 33.198 | 2718.046
33.475 | 67.41 | 33.337 | 2675.432
33.613 | 68.059 | 33.475 | 2636.403
33.75 | 67.404 | 33.613 | 2595.569
33.887 | 62.468 | 33.75 | 2558.374
34.023 | 55.077 | 33.887 | 2518.908
34.159 | 46.973 | 34.023 | 2486.623
34.295 | 38.98 | 34.159 | 2448.277
34.43 | 33.998 | 34.295 | 2407.951
34.565 | 33.032 | 34.43 | 2371.46
34.699 | 32.299 | 34.565 | 2331.236
34.833 | 31.703 | 34.699 | 2285.023
34.966 | 32.102 | 34.833 | 2239.952
35.099 | 33.265 | 34.966 | 2193.967
35.232 | 35.918 | 35.099 | 2150.538
35.364 | 37.556 | 35.232 | 2109.385
35.496 | 37.74 | 35.364 | 2069.057
35.627 | 36.801 | 35.496 | 2025.56
35.758 | 37.007 | 35.627 | 1984.927
35.888 | 47.17 | 35.758 | 1944.036
36.018 | 65.633 | 35.888 | 1907.154
36.148 | 77.619 | 36.018 | 1866.827
36.277 | 82.287 | 36.148 | 1824.792
36.406 | 80.711 | 36.277 | 1779.999
36.534 | 67.801 | 36.406 | 1737.022
36.662 | 51.742 | 36.534 | 1694.259
36.789 | 42.061 | 36.662 | 1655.854
36.916 | 35.305 | 36.789 | 1618.944
37.043 | 31.281 | 36.916 | 1581.24
37.169 | 28.012 | 37.043 | 1547.066
37.295 | 25.431 | 37.169 | 1512.413
37.42 | 23.574 | 37.295 | 1478.771
37.545 | 22.533 | 37.42 | 1448.329
37.67 | 21.428 | 37.545 | 1417.121
37.794 | 21.318 | 37.67 | 1382.374
37.917 | 21.891 | 37.794 | 1348.366
38.04 | 22.496 | 37.917 | 1312.755
38.163 | 22.942 | 38.04 | 1278.49
38.286 | 23.474 | 38.163 | 1248.745
38.408 | 23.705 | 38.286 | 1219.257
38.529 | 23.404 | 38.408 | 1192.264
38.651 | 22.621 | 38.529 | 1163.456
38.771 | 22.055 | 38.651 | 1131.483
38.892 | 21.968 | 38.771 | 1101.144
39.012 | 22.509 | 38.892 | 1076.485
39.131 | 21.645 | 39.012 | 1051.552
39.25 | 21.206 | 39.131 | 1025.68
39.369 | 21.954 | 39.25 | 1000.446
39.487 | 23.849 | 39.369 | 973.712
39.605 | 24.206 | 39.487 | 944.432
39.723 | 23.887 | 39.605 | 915.507
39.84 | 23.92 | 39.723 | 896.186
39.957 | 23.834 | 39.84 | 873.293
40.073 | 23.476 | 39.957 | 852.503
40.189 | 22.572 | 40.073 | 831.239
40.189 | 22.572 | 40.073 | 831.239
40.305 | 23.021 | 40.189 | 809.948
40.42 | 23.475 | 40.305 | 789.602
40.535 | 23.932 | 40.42 | 769.789
40.649 | 23.655 | 40.535 | 749.662
40.763 | 23.22 | 40.649 | 726.88
40.877 | 22.128 | 40.763 | 708.545
40.99 | 20.961 | 40.877 | 690.844
41.103 | 19.907 | 40.99 | 673.569
41.215 | 19.095 | 41.103 | 567.488
41.327 | 18.686 | 41.215 | 405.695
41.439 | 18.899 | 41.327 | 290.213

## Lustr V40H40 (hidden)
Selador | Lamp |  | Wattage
Lustr | Lumileds Rebel |  | 104 |  | Note: Owing to the variability of LEDs, output data and color matches should be viewed as approximate
Note: All data taken with room temperature fixture
| Beam Angle | Field Angle
Horizontal | 30 | 48.1
| Accessory Lens | Candela | Field Lumens | Beam Lumens | Lens Efficiency | Efficacy
| H40+V40 | 6050 | 1590 | 1000 | 86.93% | 15.2885
| For Field diameter at any distance, multiply distance by |  |  |  | 0.89255
| For Beam diameter at any distance, multiply distance by |  |  |  | 0.5359
| Throw Distance (ft) | 10 | 15 | 20 | 25
| Throw Distance (m) | 3.048 | 4.572 | 6.096 | 7.62
| Field Diameter (ft) | 8.9255 | 13.3882 | 17.851 | 22.3137
| Field Diameter (m) | 2.7205 | 4.0807 | 5.441 | 6.8012
| Illuminance (fc) | 60.5 | 26.8889 | 15.125 | 9.68
| Illuminance (lux) | 651.216 | 289.4293 | 162.804 | 104.1946
Test Distance | Iso-Illuminance Diagram grid lines
51.2 | 10 | 20 | 30 | 40
| 0.19531 | 0.39062 | 0.58594 | 0.78125
| Beam Angle | Field Angle
Vertical | 29.7 | 46.6
| For Field diameter at any distance, multiply distance by |  |  |  | 0.86134
| For Beam diameter at any distance, multiply distance by |  |  |  | 0.53029
| Throw Distance (ft) | 10 | 15 | 20 | 25
| Throw Distance (m) | 3.048 | 4.572 | 6.096 | 7.62
| Field Diameter (ft) | 8.6134 | 12.92 | 17.2267 | 21.5334
| Field Diameter (m) | 2.6254 | 3.938 | 5.2507 | 6.5634
| Illuminance (fc) | 60.5 | 26.8889 | 15.125 | 9.68
| Illuminance (lux) | 651.216 | 289.4293 | 162.804 | 104.1946
| X |  | Y
-41.439 | 0 | -41.55 | 78.03
-41.327 | 0 | -41.439 | 78.648
-41.215 | 0 | -41.327 | 80.105
-41.103 | 11.587 | -41.215 | 80.451
-40.99 | 31.395 | -41.103 | 80.729
-40.877 | 50.036 | -40.99 | 80.596
-40.763 | 68.332 | -40.877 | 80.649
-40.649 | 78.809 | -40.763 | 82.183
-40.535 | 79.079 | -40.649 | 84.039
-40.42 | 79.527 | -40.535 | 84.619
-40.305 | 80.181 | -40.42 | 84.216
-40.189 | 82.393 | -40.305 | 84.361
-40.073 | 82.392 | -40.189 | 82.092
-39.957 | 82.986 | -40.073 | 82.932
-39.84 | 83.038 | -39.957 | 82.628
-39.723 | 84.032 | -39.84 | 82.533
-39.605 | 84.221 | -39.723 | 83.205
-39.487 | 85.81 | -39.605 | 84.868
-39.369 | 86.479 | -39.487 | 85.897
-39.25 | 86.82 | -39.369 | 88.572
-39.131 | 87.704 | -39.25 | 89.945
-39.012 | 87.832 | -39.131 | 90.957
-38.892 | 87.416 | -39.012 | 91.469
-38.771 | 86.633 | -38.892 | 92.744
-38.651 | 88.057 | -38.771 | 91.849
-38.529 | 90.98 | -38.651 | 92.485
-38.408 | 93.424 | -38.529 | 91.962
-38.286 | 94.12 | -38.408 | 91.972
-38.163 | 95.111 | -38.286 | 92.148
-38.04 | 96.31 | -38.163 | 93.425
-37.917 | 97.222 | -38.04 | 93.478
-37.794 | 98.585 | -37.917 | 95.744
-37.67 | 99.283 | -37.794 | 98.095
-37.545 | 100.538 | -37.67 | 99.012
-37.42 | 100.061 | -37.545 | 98.705
-37.295 | 101.509 | -37.42 | 99.632
-37.169 | 101.879 | -37.295 | 100.202
-37.043 | 102.534 | -37.169 | 99.649
-36.916 | 101.629 | -37.043 | 100.605
-36.789 | 102.274 | -36.916 | 102.523
-36.662 | 102.599 | -36.789 | 103.635
-36.534 | 104.629 | -36.662 | 104.786
-36.406 | 105.502 | -36.534 | 105.975
-36.277 | 106.878 | -36.406 | 106.43
-36.148 | 108.851 | -36.277 | 108.519
-36.018 | 110.117 | -36.148 | 109.591
-35.888 | 110.585 | -36.018 | 110.193
-35.758 | 111.726 | -35.888 | 110.534
-35.627 | 112.853 | -35.758 | 111.7
-35.496 | 114.466 | -35.627 | 112.178
-35.364 | 115.244 | -35.496 | 114.043
-35.232 | 115.494 | -35.364 | 115.194
-35.099 | 115.789 | -35.232 | 117.491
-34.966 | 115.665 | -35.099 | 118.022
-34.833 | 116.025 | -34.966 | 118.765
-34.699 | 118.001 | -34.833 | 119.548
-34.565 | 119.017 | -34.699 | 120.201
-34.43 | 119.854 | -34.565 | 121.134
-34.295 | 120.872 | -34.43 | 122.895
-34.159 | 122.945 | -34.295 | 123.04
-34.023 | 125.728 | -34.159 | 124.889
-33.887 | 129.54 | -34.023 | 126.979
-33.75 | 130.181 | -33.887 | 128.131
-33.613 | 130.163 | -33.75 | 128.078
-33.475 | 131.255 | -33.613 | 129.14
-33.337 | 133.257 | -33.475 | 130.561
-33.198 | 135.237 | -33.337 | 132.266
-33.059 | 137.061 | -33.198 | 135.031
-32.919 | 140.546 | -33.059 | 137.517
-32.779 | 142.753 | -32.919 | 140.909
-32.639 | 145.253 | -32.779 | 142.911
-32.498 | 147.66 | -32.639 | 144.623
-32.357 | 150.244 | -32.498 | 144.928
-32.215 | 152.358 | -32.357 | 145.43
-32.073 | 155.931 | -32.215 | 145.149
-31.93 | 159.842 | -32.073 | 146.635
-31.787 | 163.037 | -31.93 | 148.414
-31.643 | 165.308 | -31.787 | 150.393
-31.499 | 168.359 | -31.643 | 152.788
-31.355 | 171.056 | -31.499 | 154.401
-31.21 | 172.91 | -31.355 | 156.386
-31.065 | 176.179 | -31.21 | 158.544
-30.919 | 178.373 | -31.065 | 161.387
-30.773 | 181.499 | -30.919 | 165.606
-30.626 | 185.27 | -30.773 | 170.866
-30.479 | 189.278 | -30.626 | 173.146
-30.331 | 193.394 | -30.479 | 174.586
-30.183 | 197.181 | -30.331 | 176.429
-30.035 | 201.72 | -30.183 | 179.002
-29.886 | 205.103 | -30.035 | 182.836
-29.737 | 208.701 | -29.886 | 187.602
-29.587 | 214.042 | -29.737 | 192.304
-29.437 | 218.603 | -29.587 | 196.269
-29.286 | 224.601 | -29.437 | 200.502
-29.135 | 229.758 | -29.286 | 203.4
-28.983 | 235.892 | -29.135 | 206.756
-28.831 | 242.012 | -28.983 | 210.804
-28.679 | 249.052 | -28.831 | 215.175
-28.526 | 255.653 | -28.679 | 219.029
-28.373 | 262.807 | -28.526 | 223.661
-28.219 | 268.838 | -28.373 | 229.238
-28.065 | 274.855 | -28.219 | 233.608
-27.91 | 281.481 | -28.065 | 238.662
-27.755 | 289.504 | -27.91 | 244.743
-27.599 | 297.632 | -27.755 | 250.753
-27.443 | 306.67 | -27.599 | 257.656
-27.287 | 317.144 | -27.443 | 265.345
-27.13 | 328.348 | -27.287 | 272.587
-26.973 | 337.94 | -27.13 | 279.233
-26.815 | 346.921 | -26.973 | 286.905
-26.657 | 357.277 | -26.815 | 294.116
-26.498 | 366.629 | -26.657 | 301.831
-26.339 | 377.789 | -26.498 | 309.876
-26.179 | 390.195 | -26.339 | 319.273
-26.019 | 405.87 | -26.179 | 328.946
-25.859 | 419.131 | -26.019 | 338.317
-25.698 | 434.249 | -25.859 | 348.056
-25.537 | 450.673 | -25.698 | 359.001
-25.375 | 467.366 | -25.537 | 370.443
-25.213 | 484.071 | -25.375 | 382.923
-25.05 | 501.982 | -25.213 | 395.504
-24.887 | 519.086 | -25.05 | 408.022
-24.724 | 535.806 | -24.887 | 420.298
-24.56 | 554.147 | -24.724 | 434.862
-24.396 | 573.591 | -24.56 | 450.795
-24.231 | 593.808 | -24.396 | 466.909
-24.066 | 614.629 | -24.231 | 481.959
-23.9 | 636.542 | -24.066 | 496.949
-23.734 | 660.287 | -23.9 | 513.618
-23.568 | 683.418 | -23.734 | 531.967
-23.401 | 707.629 | -23.568 | 550.335
-23.234 | 735.264 | -23.401 | 569.298
-23.066 | 762.179 | -23.234 | 589.004
-22.898 | 788.778 | -23.066 | 608.394
-22.729 | 816.915 | -22.898 | 629.912
-22.56 | 846.796 | -22.729 | 654.204
-22.391 | 877.96 | -22.56 | 679.992
-22.221 | 911.377 | -22.391 | 706.855
-22.051 | 945.909 | -22.221 | 733.274
-21.88 | 981.362 | -22.051 | 760.571
-21.709 | 1018.396 | -21.88 | 790.789
-21.538 | 1057.012 | -21.709 | 820.965
-21.366 | 1095.783 | -21.538 | 851.002
-21.194 | 1134.491 | -21.366 | 885.076
-21.021 | 1172.347 | -21.194 | 920.064
-20.848 | 1211.846 | -21.021 | 953.943
-20.675 | 1252.384 | -20.848 | 987.663
-20.501 | 1293.689 | -20.675 | 1023.18
-20.327 | 1336.489 | -20.501 | 1059.677
-20.152 | 1381.696 | -20.327 | 1097.828
-19.977 | 1427.8 | -20.152 | 1138.366
-19.802 | 1475.665 | -19.977 | 1182.402
-19.626 | 1524.938 | -19.802 | 1226.177
-19.45 | 1575.464 | -19.626 | 1272.269
-19.273 | 1626.274 | -19.45 | 1318.669
-19.096 | 1677.37 | -19.273 | 1366.559
-18.919 | 1728.751 | -19.096 | 1413.57
-18.741 | 1783.691 | -18.919 | 1466.063
-18.563 | 1839.229 | -18.741 | 1517.755
-18.385 | 1895.061 | -18.563 | 1572.03
-18.206 | 1952.051 | -18.385 | 1631.776
-18.027 | 2012.568 | -18.206 | 1691.446
-17.847 | 2076.067 | -18.027 | 1749.151
-17.667 | 2139.607 | -17.847 | 1809.136
-17.487 | 2204.429 | -17.667 | 1870.296
-17.306 | 2268.443 | -17.487 | 1932.903
-17.125 | 2332.861 | -17.306 | 2000.716
-16.944 | 2396.425 | -17.125 | 2069.228
-16.762 | 2468.175 | -16.944 | 2138.177
-16.58 | 2537.045 | -16.762 | 2209.891
-16.398 | 2607.249 | -16.58 | 2281.74
-16.215 | 2673.058 | -16.398 | 2347.962
-16.032 | 2738.965 | -16.215 | 2421.416
-15.849 | 2805.199 | -16.032 | 2490.167
-15.665 | 2876.127 | -15.849 | 2566.726
-15.481 | 2944.138 | -15.665 | 2642.831
-15.296 | 3013.182 | -15.481 | 2720.339
-15.112 | 3082.943 | -15.296 | 2792.222
-14.927 | 3155.758 | -15.112 | 2870.835
-14.741 | 3227.957 | -14.927 | 2948.802
-14.556 | 3296.942 | -14.741 | 3027.296
-14.37 | 3362.434 | -14.556 | 3104.45
-14.183 | 3425.716 | -14.37 | 3180.726
-13.997 | 3492.592 | -14.183 | 3256.695
-13.81 | 3559.886 | -13.997 | 3332.735
-13.623 | 3625.802 | -13.81 | 3411.83
-13.435 | 3696.706 | -13.623 | 3491.008
-13.247 | 3764.995 | -13.435 | 3575.604
-13.059 | 3832.307 | -13.247 | 3652.901
-12.871 | 3892.188 | -13.059 | 3733.334
-12.682 | 3953.94 | -12.871 | 3813.203
-12.493 | 4019.59 | -12.682 | 3888.717
-12.304 | 4088.761 | -12.493 | 3965.801
-12.115 | 4153.07 | -12.304 | 4041.412
-11.925 | 4217.532 | -12.115 | 4115.439
-11.735 | 4280.835 | -11.925 | 4185.861
-11.544 | 4339.095 | -11.735 | 4260.381
-11.354 | 4399.59 | -11.544 | 4332.324
-11.163 | 4465.129 | -11.354 | 4410.88
-10.972 | 4526.361 | -11.163 | 4483.909
-10.781 | 4587.158 | -10.972 | 4557.188
-10.589 | 4646.398 | -10.781 | 4617.472
-10.397 | 4701.624 | -10.589 | 4677.235
-10.205 | 4761.069 | -10.397 | 4742.132
-10.013 | 4815.12 | -10.205 | 4802.728
-9.821 | 4864.951 | -10.013 | 4865.525
-9.628 | 4917.276 | -9.821 | 4918.287
-9.435 | 4974.566 | -9.628 | 4972.721
-9.242 | 5023.683 | -9.435 | 5023.074
-9.049 | 5073.238 | -9.242 | 5071.118
-8.855 | 5127.984 | -9.049 | 5118.434
-8.661 | 5180.991 | -8.855 | 5163.4
-8.467 | 5230.33 | -8.661 | 5211.304
-8.273 | 5276.856 | -8.467 | 5254.086
-8.079 | 5317.943 | -8.273 | 5297.748
-7.884 | 5356.385 | -8.079 | 5345.338
-7.69 | 5410.998 | -7.884 | 5384.004
-7.495 | 5453.159 | -7.69 | 5421.834
-7.3 | 5490.496 | -7.495 | 5455.696
-7.104 | 5518.331 | -7.3 | 5486.504
-6.909 | 5557.865 | -7.104 | 5515.884
-6.713 | 5585.208 | -6.909 | 5550.312
-6.518 | 5614.642 | -6.713 | 5582.945
-6.322 | 5648.873 | -6.518 | 5600.437
-6.126 | 5678.855 | -6.322 | 5614.693
-5.93 | 5702.34 | -6.126 | 5631.989
-5.733 | 5725.093 | -5.93 | 5643.728
-5.537 | 5745.663 | -5.733 | 5654.023
-5.34 | 5776.622 | -5.537 | 5672.376
-5.144 | 5812.9 | -5.34 | 5703.557
-4.947 | 5840.873 | -5.144 | 5740.434
-4.75 | 5863.254 | -4.947 | 5770.252
-4.553 | 5886.07 | -4.75 | 5794.65
-4.356 | 5901.897 | -4.553 | 5809.698
-4.158 | 5920.923 | -4.356 | 5820.938
-3.961 | 5948.463 | -4.158 | 5835.179
-3.763 | 5967.692 | -3.961 | 5857.246
-3.566 | 5986.591 | -3.763 | 5873.686
-3.368 | 6003.325 | -3.566 | 5891.931
-3.171 | 6010.83 | -3.368 | 5905.295
-2.973 | 6011.254 | -3.171 | 5918.377
-2.775 | 6016.973 | -2.973 | 5924.302
-2.577 | 6023.506 | -2.775 | 5936.551
-2.379 | 6036.146 | -2.577 | 5930.133
-2.181 | 6042.46 | -2.379 | 5928.995
-1.983 | 6043.56 | -2.181 | 5931.273
-1.785 | 6041.66 | -1.983 | 5947.032
-1.586 | 6047.885 | -1.785 | 5949.901
-1.388 | 6042.517 | -1.586 | 5953.989
-1.19 | 6027.434 | -1.388 | 5959.632
-0.992 | 6006.068 | -1.19 | 5968
-0.793 | 5996.71 | -0.992 | 5976.431
-0.595 | 5999.382 | -0.793 | 5995.797
-0.397 | 6002.162 | -0.595 | 6005.563
-0.198 | 6005.6 | -0.397 | 6011.231
0 | 6009.791 | -0.198 | 6003.665
0.198 | 6004.874 | 0 | 6009.791
0.397 | 5991.212 | 0.198 | 6002.926
0.595 | 5983.244 | 0.397 | 6002.202
0.793 | 5981.578 | 0.595 | 5994.397
0.992 | 5978.702 | 0.793 | 5996.536
1.19 | 5966.494 | 0.992 | 6005.194
1.388 | 5958.785 | 1.19 | 6017.177
1.586 | 5955.549 | 1.388 | 6023.921
1.785 | 5953.358 | 1.586 | 6034.179
1.983 | 5947.84 | 1.785 | 6032.686
2.181 | 5951.766 | 1.983 | 6029.59
2.379 | 5954.614 | 2.181 | 6019.167
2.577 | 5952.125 | 2.379 | 6019.524
2.775 | 5938.493 | 2.577 | 6011.095
2.973 | 5921.24 | 2.775 | 5996.817
3.171 | 5901.628 | 2.973 | 5980.674
3.368 | 5881.688 | 3.171 | 5979.234
3.566 | 5863.094 | 3.368 | 5972.346
3.763 | 5844.925 | 3.566 | 5961.754
3.961 | 5819.263 | 3.763 | 5949.018
4.158 | 5796.829 | 3.961 | 5944.552
4.356 | 5773.98 | 4.158 | 5928.29
4.553 | 5749.913 | 4.356 | 5920.639
4.75 | 5730.05 | 4.553 | 5902.603
4.947 | 5720.704 | 4.75 | 5884.525
5.144 | 5705.431 | 4.947 | 5859.635
5.34 | 5680.962 | 5.144 | 5844.639
5.537 | 5650.535 | 5.34 | 5830.782
5.733 | 5616.789 | 5.537 | 5821.252
5.93 | 5580.57 | 5.733 | 5800.064
6.126 | 5551.965 | 5.93 | 5780.202
6.322 | 5524.92 | 6.126 | 5764.223
6.518 | 5495.216 | 6.322 | 5743.026
6.713 | 5458.892 | 6.518 | 5718.712
6.909 | 5423.403 | 6.713 | 5696.396
7.104 | 5389.378 | 6.909 | 5675.244
7.3 | 5359.174 | 7.104 | 5648.494
7.495 | 5329.713 | 7.3 | 5623.746
7.69 | 5301.519 | 7.495 | 5588.185
7.884 | 5267.377 | 7.69 | 5548.651
8.079 | 5222.385 | 7.884 | 5505.495
8.273 | 5171.524 | 8.079 | 5467.724
8.467 | 5119.675 | 8.273 | 5418.607
8.661 | 5065.411 | 8.467 | 5373.668
8.855 | 5011.179 | 8.661 | 5324.882
9.049 | 4963.137 | 8.855 | 5280.261
9.242 | 4914.506 | 9.049 | 5228.576
9.435 | 4860.309 | 9.242 | 5184.165
9.628 | 4800.722 | 9.435 | 5128.01
9.821 | 4742.367 | 9.628 | 5075.858
10.013 | 4690.97 | 9.821 | 5019.384
10.205 | 4637.879 | 10.013 | 4964.888
10.397 | 4589.957 | 10.205 | 4904.214
10.589 | 4536.418 | 10.397 | 4846.683
10.781 | 4480.13 | 10.589 | 4785.149
10.972 | 4419.411 | 10.781 | 4720.631
11.163 | 4361.228 | 10.972 | 4658.969
11.354 | 4305.76 | 11.163 | 4595.948
11.544 | 4248.046 | 11.354 | 4529.344
11.735 | 4186.35 | 11.544 | 4458.97
11.925 | 4122.749 | 11.735 | 4383.035
12.115 | 4060.084 | 11.925 | 4306.032
12.304 | 3987.221 | 12.115 | 4229.539
12.493 | 3916.255 | 12.304 | 4159.172
12.682 | 3847.786 | 12.493 | 4085.853
12.871 | 3780.475 | 12.682 | 4018.251
13.059 | 3718.189 | 12.871 | 3941.635
13.247 | 3664.162 | 13.059 | 3858.933
13.435 | 3602.091 | 13.247 | 3778.339
13.623 | 3537.549 | 13.435 | 3700.02
13.81 | 3469.207 | 13.623 | 3621.762
13.997 | 3400.457 | 13.81 | 3549.617
14.183 | 3322.446 | 13.997 | 3471.474
14.37 | 3250.926 | 14.183 | 3395.111
14.556 | 3183.258 | 14.37 | 3313.057
14.741 | 3113.582 | 14.556 | 3239.218
14.927 | 3046.212 | 14.741 | 3155.292
15.112 | 2979.964 | 14.927 | 3077.262
15.296 | 2912.418 | 15.112 | 2997.926
15.481 | 2845.237 | 15.296 | 2919.618
15.665 | 2777.487 | 15.481 | 2837.852
15.849 | 2711.21 | 15.665 | 2757.229
16.032 | 2646.292 | 15.849 | 2678.492
16.215 | 2578.246 | 16.032 | 2600.318
16.398 | 2509.173 | 16.215 | 2527.108
16.58 | 2437.624 | 16.398 | 2459.428
16.762 | 2369.373 | 16.58 | 2396.269
16.944 | 2309.585 | 16.762 | 2329.889
17.125 | 2253.034 | 16.944 | 2265.49
17.306 | 2193.939 | 17.125 | 2195.972
17.487 | 2134.875 | 17.306 | 2128.914
17.667 | 2076.367 | 17.487 | 2059.391
17.847 | 2018.618 | 17.667 | 1997.908
18.027 | 1961.6 | 17.847 | 1935.467
18.206 | 1902.792 | 18.027 | 1880.039
18.385 | 1845.35 | 18.206 | 1819.006
18.563 | 1791.113 | 18.385 | 1759.669
18.741 | 1741.262 | 18.563 | 1700.196
18.919 | 1690.9 | 18.741 | 1642.924
19.096 | 1638.092 | 18.919 | 1584.758
19.273 | 1584.426 | 19.096 | 1530.958
19.45 | 1531.123 | 19.273 | 1477.76
19.626 | 1480.115 | 19.45 | 1429.046
19.802 | 1435.791 | 19.626 | 1381.047
19.977 | 1394.202 | 19.802 | 1335.751
20.152 | 1354.075 | 19.977 | 1291.952
20.327 | 1313.19 | 20.152 | 1248.932
20.501 | 1268.512 | 20.327 | 1205.378
20.675 | 1225.021 | 20.501 | 1162.574
20.848 | 1183.83 | 20.675 | 1122.92
21.021 | 1144.183 | 20.848 | 1085.705
21.194 | 1105.516 | 21.021 | 1048.559
21.366 | 1068.602 | 21.194 | 1011.116
21.538 | 1030.821 | 21.366 | 972.955
21.709 | 995.444 | 21.538 | 934.968
21.88 | 963.708 | 21.709 | 899.636
22.051 | 932.596 | 21.88 | 867.926
22.221 | 901.487 | 22.051 | 837.328
22.391 | 871.348 | 22.221 | 808.837
22.56 | 841.388 | 22.391 | 779.941
22.729 | 812.053 | 22.56 | 752.323
22.898 | 784.155 | 22.729 | 725.569
23.066 | 756.4 | 22.898 | 700.77
23.234 | 731.819 | 23.066 | 676.377
23.401 | 708.62 | 23.234 | 652.135
23.568 | 687.361 | 23.401 | 629.104
23.734 | 665.331 | 23.568 | 608.904
23.9 | 641.447 | 23.734 | 586.976
24.066 | 618.389 | 23.9 | 566.079
24.231 | 597.847 | 24.066 | 546.841
24.396 | 579.051 | 24.231 | 527.457
24.56 | 562.61 | 24.396 | 509.116
24.724 | 547.172 | 24.56 | 493.507
24.887 | 530.191 | 24.724 | 478.459
25.05 | 512.986 | 24.887 | 462.952
25.213 | 496.825 | 25.05 | 447.756
25.375 | 482.575 | 25.213 | 433.747
25.537 | 468.558 | 25.375 | 420.063
25.698 | 454.448 | 25.537 | 406.617
25.859 | 441.569 | 25.698 | 394.862
26.019 | 428.862 | 25.859 | 383.049
26.179 | 413.468 | 26.019 | 371.27
26.339 | 398.937 | 26.179 | 359.487
26.498 | 386.74 | 26.339 | 348.54
26.657 | 377.133 | 26.498 | 338.084
26.815 | 365.764 | 26.657 | 327.164
26.973 | 355.059 | 26.815 | 315.926
27.13 | 345.33 | 26.973 | 305.808
27.287 | 335.384 | 27.13 | 297.034
27.443 | 325.718 | 27.287 | 289.525
27.599 | 317.012 | 27.443 | 282.279
27.755 | 307.649 | 27.599 | 274.546
27.91 | 298.186 | 27.755 | 267.754
28.065 | 290.477 | 27.91 | 260.766
28.219 | 283.251 | 28.065 | 253.327
28.373 | 275.508 | 28.219 | 246.254
28.526 | 268.172 | 28.373 | 239.593
28.679 | 261.427 | 28.526 | 234.279
28.831 | 256.3 | 28.679 | 229.176
28.983 | 252.23 | 28.831 | 223.688
29.135 | 247.902 | 28.983 | 217.608
29.286 | 243.169 | 29.135 | 212.522
29.437 | 238.271 | 29.286 | 206.498
29.587 | 233.287 | 29.437 | 200.99
29.737 | 228.545 | 29.587 | 196.044
29.886 | 224.253 | 29.737 | 192.243
30.035 | 219.9 | 29.886 | 188.406
30.183 | 216.671 | 30.035 | 185.797
30.331 | 212.889 | 30.183 | 183.703
30.479 | 208.378 | 30.331 | 179.751
30.626 | 204.541 | 30.479 | 176.307
30.773 | 200.096 | 30.626 | 172.556
30.919 | 195.332 | 30.773 | 168.621
31.065 | 193.151 | 30.919 | 163.415
31.21 | 191.7 | 31.065 | 160.275
31.355 | 189.199 | 31.21 | 156.611
31.499 | 186.239 | 31.355 | 154.487
31.643 | 183.816 | 31.499 | 151.757
31.787 | 180.122 | 31.643 | 149.086
31.93 | 176.171 | 31.787 | 145.777
32.073 | 173.352 | 31.93 | 142.787
32.215 | 171.326 | 32.073 | 140.121
32.357 | 170.17 | 32.215 | 136.652
32.498 | 169.091 | 32.357 | 135.556
32.639 | 167.212 | 32.498 | 135.053
32.779 | 164.952 | 32.639 | 132.518
32.919 | 161.759 | 32.779 | 129.981
33.059 | 159.06 | 32.919 | 128.395
33.198 | 156.332 | 33.059 | 125.764
33.337 | 152.794 | 33.198 | 123.154
33.475 | 149.219 | 33.337 | 120.954
33.613 | 146.259 | 33.475 | 118.199
33.75 | 139.623 | 33.613 | 114.44
33.887 | 125.688 | 33.75 | 113.096
34.023 | 108.691 | 33.887 | 111.903
34.159 | 92.191 | 34.023 | 111.924
34.295 | 78.032 | 34.159 | 111.16
34.43 | 68.809 | 34.295 | 111.293
34.565 | 66.618 | 34.43 | 109.128
34.699 | 65.975 | 34.565 | 107.493
34.833 | 66.127 | 34.699 | 105.72
34.966 | 65.986 | 34.833 | 104.608
35.099 | 67.118 | 34.966 | 102.092
35.232 | 69.962 | 35.099 | 99.672
35.364 | 71.073 | 35.232 | 99.199
35.496 | 70.079 | 35.364 | 98.175
35.627 | 68.773 | 35.496 | 96.716
35.758 | 69.715 | 35.627 | 95.967
35.888 | 80.57 | 35.758 | 95.585
36.018 | 98.107 | 35.888 | 93.531
36.148 | 110.407 | 36.018 | 90.414
36.277 | 113.34 | 36.148 | 89.305
36.406 | 108.981 | 36.277 | 87.159
36.534 | 95.746 | 36.406 | 85.453
36.662 | 77.379 | 36.534 | 84.506
36.789 | 63.85 | 36.662 | 84.354
36.916 | 55.283 | 36.789 | 83.729
37.043 | 49.801 | 36.916 | 83.227
37.169 | 44.846 | 37.043 | 83.591
37.295 | 40.801 | 37.169 | 82.284
37.42 | 37.627 | 37.295 | 81.469
37.545 | 35.229 | 37.42 | 80.725
37.67 | 34.431 | 37.545 | 80.78
37.794 | 35.04 | 37.67 | 81.214
37.917 | 35.764 | 37.794 | 79.827
38.04 | 35.559 | 37.917 | 78.615
38.163 | 35.38 | 38.04 | 76.234
38.286 | 35.115 | 38.163 | 74.27
38.408 | 33.729 | 38.286 | 72.201
38.529 | 31.486 | 38.408 | 71.478
38.651 | 29.418 | 38.529 | 71.083
38.771 | 28.774 | 38.651 | 70.372
38.892 | 29.604 | 38.771 | 69.709
39.012 | 31.33 | 38.892 | 70.89
39.131 | 31.691 | 39.012 | 70.506
39.25 | 31.274 | 39.131 | 70.578
39.369 | 31.404 | 39.25 | 69.896
39.487 | 32.149 | 39.369 | 69.41
39.605 | 32.49 | 39.487 | 69.472
39.723 | 33.276 | 39.605 | 69.533
39.84 | 34.99 | 39.723 | 69.771
39.957 | 37.227 | 39.84 | 69.624
40.073 | 39.877 | 39.957 | 69.265
40.189 | 40.503 | 40.073 | 69.23
40.189 | 40.503 | 40.073 | 69.23
40.305 | 40.651 | 40.189 | 69.254
40.42 | 40.159 | 40.305 | 69.821
40.535 | 38.805 | 40.42 | 69.084
40.649 | 35.744 | 40.535 | 68.337
40.763 | 33.269 | 40.649 | 65.49
40.877 | 30.519 | 40.763 | 64.25
40.99 | 28.302 | 40.877 | 63.027
41.103 | 27.035 | 40.99 | 61.478
41.215 | 26.922 | 41.103 | 51.935
41.327 | 26.776 | 41.215 | 37.243
41.439 | 26.898 | 41.327 | 27.648
455.669
323.389
196.583
73.469
0
0
0

## Lustr V60H60 (hidden)
Selador | Lamp |  | Wattage
Lustr | Lumileds Rebel |  | 104 |  | Note: Owing to the variability of LEDs, output data and color matches should be viewed as approximate
Note: All data taken with room temperature fixture
| Beam Angle | Field Angle
Horizontal | 52.8 | 70
| Accessory Lens | Candela | Field Lumens | Beam Lumens | Lens Efficiency | Efficacy
| H60+V60 | 2400 | 1690 | 990 | 92.4% | 16.25
| For Field diameter at any distance, multiply distance by |  |  |  | 1.4004
| For Beam diameter at any distance, multiply distance by |  |  |  | 0.99281
| Throw Distance (ft) | 10 | 15 | 20 | 25
| Throw Distance (m) | 3.048 | 4.572 | 6.096 | 7.62
| Field Diameter (ft) | 14.0042 | 21.0062 | 28.0083 | 35.0104
| Field Diameter (m) | 4.2685 | 6.4027 | 8.5369 | 10.6712
| Illuminance (fc) | 24 | 10.6667 | 6 | 3.84
| Illuminance (lux) | 258.3336 | 114.8149 | 64.5834 | 41.3334
Test Distance | Iso-Illuminance Diagram grid lines
51.2 | 10 | 20 | 30 | 40
| 0.19531 | 0.39062 | 0.58594 | 0.78125
| Beam Angle | Field Angle
Vertical | 51.7 | 72.4
| For Field diameter at any distance, multiply distance by |  |  |  | 1.4638
| For Beam diameter at any distance, multiply distance by |  |  |  | 0.96899
| Throw Distance (ft) | 10 | 15 | 20 | 25
| Throw Distance (m) | 3.048 | 4.572 | 6.096 | 7.62
| Field Diameter (ft) | 14.6378 | 21.9567 | 29.2756 | 36.5945
| Field Diameter (m) | 4.4616 | 6.6924 | 8.9232 | 11.154
| Illuminance (fc) | 24 | 10.6667 | 6 | 3.84
| Illuminance (lux) | 258.3336 | 114.8149 | 64.5834 | 41.3334
| X |  | Y
-41.439 | 0 | -41.55 | 117.9
-41.327 | 0 | -41.439 | 118.902
-41.215 | 0 | -41.327 | 119.697 |  |  |  | notches in outermost line are due to camera in field of view. They should be removed manually.
-41.103 | 18.275 | -41.215 | 119.461
-40.99 | 47.858 | -41.103 | 120.261
-40.877 | 78.939 | -40.99 | 119.988
-40.763 | 109.763 | -40.877 | 120.678
-40.649 | 129.503 | -40.763 | 123.43
-40.535 | 131.258 | -40.649 | 125.751
-40.42 | 132.779 | -40.535 | 128.779
-40.305 | 134.705 | -40.42 | 130.343
-40.189 | 138.568 | -40.305 | 132.191
-40.073 | 141.668 | -40.189 | 132.209
-39.957 | 144.197 | -40.073 | 133.363
-39.84 | 147.527 | -39.957 | 133.667
-39.723 | 150.171 | -39.84 | 134.38
-39.605 | 152.815 | -39.723 | 135.999
-39.487 | 154.755 | -39.605 | 139.478
-39.369 | 156.586 | -39.487 | 141.837
-39.25 | 158.192 | -39.369 | 145.013
-39.131 | 161.189 | -39.25 | 148.761
-39.012 | 164.066 | -39.131 | 151.863
-38.892 | 167.566 | -39.012 | 154.272
-38.771 | 170.12 | -38.892 | 155.713
-38.651 | 172.729 | -38.771 | 158.242
-38.529 | 177.329 | -38.651 | 161.673
-38.408 | 181.544 | -38.529 | 163.382
-38.286 | 186.462 | -38.408 | 164.428
-38.163 | 191.964 | -38.286 | 168.961
-38.04 | 197.956 | -38.163 | 172.836
-37.917 | 203.036 | -38.04 | 174.745
-37.794 | 207.244 | -37.917 | 177.889
-37.67 | 209.97 | -37.794 | 181.053
-37.545 | 212.018 | -37.67 | 183.666
-37.42 | 213.881 | -37.545 | 184.714
-37.295 | 218.389 | -37.42 | 189.181
-37.169 | 223.698 | -37.295 | 193.012
-37.043 | 229.769 | -37.169 | 196.855
-36.916 | 235.329 | -37.043 | 200.972
-36.789 | 240.986 | -36.916 | 208.384
-36.662 | 247.233 | -36.789 | 214.096
-36.534 | 253.932 | -36.662 | 218.551
-36.406 | 258.447 | -36.534 | 222.699
-36.277 | 263.425 | -36.406 | 229.327
-36.148 | 268.886 | -36.277 | 233.321
-36.018 | 275.203 | -36.148 | 237.859
-35.888 | 283.044 | -36.018 | 243.567
-35.758 | 290.275 | -35.888 | 249.492
-35.627 | 298.407 | -35.758 | 254.324
-35.496 | 305.01 | -35.627 | 260.606
-35.364 | 310.726 | -35.496 | 266.647
-35.232 | 316.998 | -35.364 | 273.344
-35.099 | 326.393 | -35.232 | 280.144
-34.966 | 334.348 | -35.099 | 286.971
-34.833 | 343.631 | -34.966 | 293.19
-34.699 | 353.688 | -34.833 | 300.267
-34.565 | 362.969 | -34.699 | 309.253
-34.43 | 371.03 | -34.565 | 317.667
-34.295 | 380.604 | -34.43 | 326.665
-34.159 | 390.199 | -34.295 | 334.047
-34.023 | 401.773 | -34.159 | 342.847
-33.887 | 412.409 | -34.023 | 350.849
-33.75 | 422.703 | -33.887 | 359.264
-33.613 | 434.824 | -33.75 | 366.54
-33.475 | 447.773 | -33.613 | 376.674
-33.337 | 458.266 | -33.475 | 388.025
-33.198 | 467.644 | -33.337 | 399.586
-33.059 | 479.507 | -33.198 | 411.169
-32.919 | 492.41 | -33.059 | 421.497
-32.779 | 504.778 | -32.919 | 432.38
-32.639 | 518.824 | -32.779 | 442.614
-32.498 | 531.882 | -32.639 | 455.355
-32.357 | 545.992 | -32.498 | 465.911
-32.215 | 559.897 | -32.357 | 478.57
-32.073 | 576.229 | -32.215 | 489.131
-31.93 | 590.688 | -32.073 | 501.553
-31.787 | 604.897 | -31.93 | 513.657
-31.643 | 618.86 | -31.787 | 526.737
-31.499 | 631.475 | -31.643 | 540.648
-31.355 | 646.879 | -31.499 | 554.231
-31.21 | 661.878 | -31.355 | 566.863
-31.065 | 677.931 | -31.21 | 578.322
-30.919 | 692.789 | -31.065 | 589.307
-30.773 | 708.797 | -30.919 | 602.081
-30.626 | 724.191 | -30.773 | 617.995
-30.479 | 741.58 | -30.626 | 636.205
-30.331 | 759.078 | -30.479 | 654.707
-30.183 | 776.87 | -30.331 | 671.866
-30.035 | 795.925 | -30.183 | 686.973
-29.886 | 810.475 | -30.035 | 702.209
-29.737 | 827.723 | -29.886 | 718.808
-29.587 | 844.035 | -29.737 | 735.275
-29.437 | 863.41 | -29.587 | 752.612
-29.286 | 879.188 | -29.437 | 771.743
-29.135 | 898.006 | -29.286 | 788.655
-28.983 | 914.969 | -29.135 | 803.801
-28.831 | 933.477 | -28.983 | 818.328
-28.679 | 947.999 | -28.831 | 833.383
-28.526 | 965.323 | -28.679 | 848.502
-28.373 | 984.721 | -28.526 | 865.903
-28.219 | 1003.752 | -28.373 | 886.048
-28.065 | 1019.741 | -28.219 | 907.371
-27.91 | 1036.543 | -28.065 | 928.292
-27.755 | 1056.088 | -27.91 | 945.682
-27.599 | 1076.216 | -27.755 | 963.851
-27.443 | 1094.749 | -27.599 | 981.864
-27.287 | 1112.339 | -27.443 | 999.183
-27.13 | 1128.959 | -27.287 | 1017.004
-26.973 | 1146.69 | -27.13 | 1036.275
-26.815 | 1162.251 | -26.973 | 1056.294
-26.657 | 1182.631 | -26.815 | 1077.807
-26.498 | 1201.361 | -26.657 | 1099.537
-26.339 | 1221.411 | -26.498 | 1120.036
-26.179 | 1239.457 | -26.339 | 1138.331
-26.019 | 1260.799 | -26.179 | 1155.752
-25.859 | 1279.94 | -26.019 | 1171.587
-25.698 | 1301.517 | -25.859 | 1187.589
-25.537 | 1318.88 | -25.698 | 1202.398
-25.375 | 1337.017 | -25.537 | 1218.351
-25.213 | 1353.796 | -25.375 | 1237.529
-25.05 | 1371.077 | -25.213 | 1256.684
-24.887 | 1386.156 | -25.05 | 1275.292
-24.724 | 1400.529 | -24.887 | 1294.458
-24.56 | 1418.115 | -24.724 | 1312.904
-24.396 | 1439.945 | -24.56 | 1328.995
-24.231 | 1462.284 | -24.396 | 1344.61
-24.066 | 1480.08 | -24.231 | 1357.717
-23.9 | 1498.433 | -24.066 | 1372.265
-23.734 | 1515.059 | -23.9 | 1386.163
-23.568 | 1531.724 | -23.734 | 1400.925
-23.401 | 1549.732 | -23.568 | 1416.315
-23.234 | 1568.289 | -23.401 | 1433.317
-23.066 | 1584.872 | -23.234 | 1448.504
-22.898 | 1600.672 | -23.066 | 1465.104
-22.729 | 1614.945 | -22.898 | 1481.213
-22.56 | 1626.823 | -22.729 | 1495.347
-22.391 | 1638.915 | -22.56 | 1511.316
-22.221 | 1653.135 | -22.391 | 1528.199
-22.051 | 1666.659 | -22.221 | 1543.788
-21.88 | 1680.168 | -22.051 | 1557.42
-21.709 | 1694.483 | -21.88 | 1571.12
-21.538 | 1708.514 | -21.709 | 1583.815
-21.366 | 1722.246 | -21.538 | 1597.871
-21.194 | 1733.38 | -21.366 | 1610.497
-21.021 | 1743.216 | -21.194 | 1623.498
-20.848 | 1753.234 | -21.021 | 1635.171
-20.675 | 1765.828 | -20.848 | 1646.089
-20.501 | 1778.013 | -20.675 | 1659.396
-20.327 | 1789.453 | -20.501 | 1670.554
-20.152 | 1799.052 | -20.327 | 1683.238
-19.977 | 1811.134 | -20.152 | 1695.289
-19.802 | 1824.515 | -19.977 | 1707.589
-19.626 | 1835.131 | -19.802 | 1715.7
-19.45 | 1843.909 | -19.626 | 1725.838
-19.273 | 1854.204 | -19.45 | 1734.14
-19.096 | 1866.451 | -19.273 | 1742.907
-18.919 | 1876.314 | -19.096 | 1752.805
-18.741 | 1886.681 | -18.919 | 1765.173
-18.563 | 1896.381 | -18.741 | 1775.354
-18.385 | 1907.654 | -18.563 | 1784.758
-18.206 | 1919.703 | -18.385 | 1795.592
-18.027 | 1935.007 | -18.206 | 1806.546
-17.847 | 1942.274 | -18.027 | 1817.79
-17.667 | 1952.296 | -17.847 | 1829.433
-17.487 | 1962.168 | -17.667 | 1840.059
-17.306 | 1968.419 | -17.487 | 1846.364
-17.125 | 1977.979 | -17.306 | 1856.308
-16.944 | 1988.042 | -17.125 | 1866.904
-16.762 | 1999.063 | -16.944 | 1879.684
-16.58 | 2009.007 | -16.762 | 1890.696
-16.398 | 2017.656 | -16.58 | 1901.941
-16.215 | 2024.111 | -16.398 | 1908.335
-16.032 | 2031.676 | -16.215 | 1918.632
-15.849 | 2041.157 | -16.032 | 1925.822
-15.665 | 2050.268 | -15.849 | 1935.382
-15.481 | 2060.259 | -15.665 | 1947.384
-15.296 | 2070.33 | -15.481 | 1961.823
-15.112 | 2075.989 | -15.296 | 1968.458
-14.927 | 2080.83 | -15.112 | 1975.37
-14.741 | 2084.832 | -14.927 | 1981.485
-14.556 | 2088.46 | -14.741 | 1989.529
-14.37 | 2094.276 | -14.556 | 1995.059
-14.183 | 2099.197 | -14.37 | 1999.971
-13.997 | 2106.629 | -14.183 | 2008.251
-13.81 | 2112.755 | -13.997 | 2019.127
-13.623 | 2115.99 | -13.81 | 2026.403
-13.435 | 2122.576 | -13.623 | 2035.889
-13.247 | 2129.898 | -13.435 | 2047.556
-13.059 | 2134.754 | -13.247 | 2055.693
-12.871 | 2142.962 | -13.059 | 2060.501
-12.682 | 2148.353 | -12.871 | 2068.139
-12.493 | 2152.909 | -12.682 | 2073.856
-12.304 | 2156.537 | -12.493 | 2082.258
-12.115 | 2160.824 | -12.304 | 2092.363
-11.925 | 2162.425 | -12.115 | 2101.919
-11.735 | 2169.145 | -11.925 | 2107.819
-11.544 | 2175.526 | -11.735 | 2119.434
-11.354 | 2183.465 | -11.544 | 2127.887
-11.163 | 2190.993 | -11.354 | 2140.741
-10.972 | 2195.996 | -11.163 | 2147.799
-10.781 | 2202.445 | -10.972 | 2159.83
-10.589 | 2207.618 | -10.781 | 2163.883
-10.397 | 2211.591 | -10.589 | 2172.862
-10.205 | 2217.926 | -10.397 | 2177.593
-10.013 | 2222.46 | -10.205 | 2183.046
-9.821 | 2223.814 | -10.013 | 2185.49
-9.628 | 2227.795 | -9.821 | 2190.363
-9.435 | 2235.188 | -9.628 | 2191.402
-9.242 | 2238.068 | -9.435 | 2197.233
-9.049 | 2245.723 | -9.242 | 2203.991
-8.855 | 2252.753 | -9.049 | 2211.784
-8.661 | 2256.34 | -8.855 | 2217.782
-8.467 | 2262.694 | -8.661 | 2224.733
-8.273 | 2273.008 | -8.467 | 2229.469
-8.079 | 2279.585 | -8.273 | 2237.796
-7.884 | 2284.626 | -8.079 | 2244.95
-7.69 | 2295.081 | -7.884 | 2250.814
-7.495 | 2299.336 | -7.69 | 2255.961
-7.3 | 2300.791 | -7.495 | 2260.517
-7.104 | 2304.737 | -7.3 | 2264.171
-6.909 | 2312.565 | -7.104 | 2267.889
-6.713 | 2312.509 | -6.909 | 2274.5
-6.518 | 2315.036 | -6.713 | 2276.26
-6.322 | 2320.712 | -6.518 | 2274.638
-6.126 | 2324.348 | -6.322 | 2273.096
-5.93 | 2330.362 | -6.126 | 2271.181
-5.733 | 2333.018 | -5.93 | 2273.32
-5.537 | 2333.621 | -5.733 | 2274.126
-5.34 | 2338.046 | -5.537 | 2275.634
-5.144 | 2345.696 | -5.34 | 2284.254
-4.947 | 2350.913 | -5.144 | 2295.912
-4.75 | 2356.785 | -4.947 | 2299.449
-4.553 | 2363.759 | -4.75 | 2306.778
-4.356 | 2366.819 | -4.553 | 2310.457
-4.158 | 2369.036 | -4.356 | 2313.018
-3.961 | 2374.403 | -4.158 | 2317.117
-3.763 | 2376.032 | -3.961 | 2323.754
-3.566 | 2380.012 | -3.763 | 2328.637
-3.368 | 2383.112 | -3.566 | 2337.108
-3.171 | 2385.995 | -3.368 | 2338.425
-2.973 | 2383.631 | -3.171 | 2341.065
-2.775 | 2381.381 | -2.973 | 2342.61
-2.577 | 2381.359 | -2.775 | 2345.019
-2.379 | 2383.699 | -2.577 | 2344.625
-2.181 | 2380.749 | -2.379 | 2344.745
-1.983 | 2378.856 | -2.181 | 2343.965
-1.785 | 2377.6 | -1.983 | 2344.818
-1.586 | 2377.587 | -1.785 | 2342.161
-1.388 | 2373.531 | -1.586 | 2339.509
-1.19 | 2367.734 | -1.388 | 2339.74
-0.992 | 2359.9 | -1.19 | 2343.307
-0.793 | 2355.151 | -0.992 | 2349.967
-0.595 | 2355.311 | -0.793 | 2356.911
-0.397 | 2354.052 | -0.595 | 2360.941
-0.198 | 2357.055 | -0.397 | 2359.426
0 | 2357.093 | -0.198 | 2356.383
0.198 | 2356.101 | 0 | 2357.093
0.397 | 2350.236 | 0.198 | 2355.711
0.595 | 2350.138 | 0.397 | 2351.66
0.793 | 2349.305 | 0.595 | 2351.065
0.992 | 2349.443 | 0.793 | 2351.052
1.19 | 2348.227 | 0.992 | 2352.857
1.388 | 2348.991 | 1.19 | 2353.954
1.586 | 2348.844 | 1.388 | 2360.918
1.785 | 2349.306 | 1.586 | 2360.976
1.983 | 2348.021 | 1.785 | 2359.975
2.181 | 2347.493 | 1.983 | 2353.58
2.379 | 2344.839 | 2.181 | 2352.731
2.577 | 2346.605 | 2.379 | 2354.766
2.775 | 2343.873 | 2.577 | 2354.421
2.973 | 2339.939 | 2.775 | 2352.758
3.171 | 2335.518 | 2.973 | 2345.47
3.368 | 2334.468 | 3.171 | 2343.17
3.566 | 2331.946 | 3.368 | 2338.169
3.763 | 2329.989 | 3.566 | 2338.757
3.961 | 2322.942 | 3.763 | 2333.397
4.158 | 2319.149 | 3.961 | 2329.288
4.356 | 2313.696 | 4.158 | 2325.649
4.553 | 2306.131 | 4.356 | 2325.648
4.75 | 2300.642 | 4.553 | 2322.393
4.947 | 2302.234 | 4.75 | 2321.818
5.144 | 2300.196 | 4.947 | 2318.823
5.34 | 2296.273 | 5.144 | 2310.653
5.537 | 2294.15 | 5.34 | 2306.672
5.733 | 2291.979 | 5.537 | 2305.255
5.93 | 2290.7 | 5.733 | 2302.495
6.126 | 2289.715 | 5.93 | 2298.346
6.322 | 2286.368 | 6.126 | 2295.578
6.518 | 2283.405 | 6.322 | 2287.9
6.713 | 2282.857 | 6.518 | 2280.665
6.909 | 2282.959 | 6.713 | 2277.563
7.104 | 2283.247 | 6.909 | 2274.363
7.3 | 2283.885 | 7.104 | 2273.994
7.495 | 2284.876 | 7.3 | 2273.505
7.69 | 2286.923 | 7.495 | 2272.028
7.884 | 2288.303 | 7.69 | 2269.254
8.079 | 2285.524 | 7.884 | 2262.647
8.273 | 2281.825 | 8.079 | 2255.651
8.467 | 2277.286 | 8.273 | 2247.597
8.661 | 2273.902 | 8.467 | 2243.548
8.855 | 2268.406 | 8.661 | 2236.191
9.049 | 2264.331 | 8.855 | 2227.823
9.242 | 2260.493 | 9.049 | 2218.815
9.435 | 2253.689 | 9.242 | 2207.805
9.628 | 2244.043 | 9.435 | 2200.186
9.821 | 2238.419 | 9.628 | 2195.159
10.013 | 2236.486 | 9.821 | 2195.545
10.205 | 2230.92 | 10.013 | 2191.863
10.397 | 2225.612 | 10.205 | 2187.64
10.589 | 2220.461 | 10.397 | 2180.092
10.781 | 2215.214 | 10.589 | 2168.449
10.972 | 2206.489 | 10.781 | 2160.425
11.163 | 2198.106 | 10.972 | 2154.15
11.354 | 2197.706 | 11.163 | 2143.616
11.544 | 2192.981 | 11.354 | 2138.204
11.735 | 2184.618 | 11.544 | 2130.001
11.925 | 2175.564 | 11.735 | 2121.667
12.115 | 2170.023 | 11.925 | 2112.495
12.304 | 2161.766 | 12.115 | 2108.675
12.493 | 2150.585 | 12.304 | 2100.761
12.682 | 2139.672 | 12.493 | 2095.048
12.871 | 2129.418 | 12.682 | 2088.382
13.059 | 2123.345 | 12.871 | 2080.276
13.247 | 2121.201 | 13.059 | 2067.332
13.435 | 2116.561 | 13.247 | 2058.49
13.623 | 2110.868 | 13.435 | 2054.783
13.81 | 2102.31 | 13.623 | 2047.847
13.997 | 2092.305 | 13.81 | 2040.502
14.183 | 2077.717 | 13.997 | 2033.686
14.37 | 2068.959 | 14.183 | 2023.436
14.556 | 2065.791 | 14.37 | 2012.311
14.741 | 2063.799 | 14.556 | 2005.8
14.927 | 2061.277 | 14.741 | 1999.793
15.112 | 2055.056 | 14.927 | 1990.033
15.296 | 2046.633 | 15.112 | 1980.402
15.481 | 2034.847 | 15.296 | 1969.237
15.665 | 2023.855 | 15.481 | 1953.913
15.849 | 2013.057 | 15.665 | 1942.643
16.032 | 2004.028 | 15.849 | 1936.348
16.215 | 1995.173 | 16.032 | 1928.818
16.398 | 1986.978 | 16.215 | 1918.586
16.58 | 1976.03 | 16.398 | 1915.183
16.762 | 1963.635 | 16.58 | 1906.855
16.944 | 1953.478 | 16.762 | 1897.522
17.125 | 1944.977 | 16.944 | 1887.634
17.306 | 1935.922 | 17.125 | 1879.326
17.487 | 1928.815 | 17.306 | 1870.094
17.667 | 1921.763 | 17.487 | 1858.968
17.847 | 1913.737 | 17.667 | 1848.554
18.027 | 1904.32 | 17.847 | 1839.216
18.206 | 1891.022 | 18.027 | 1830.821
18.385 | 1876.541 | 18.206 | 1820.949
18.563 | 1864.414 | 18.385 | 1812.571
18.741 | 1860.403 | 18.563 | 1800.97
18.919 | 1852.35 | 18.741 | 1789.355
19.096 | 1839.21 | 18.919 | 1774.68
19.273 | 1825.326 | 19.096 | 1759.556
19.45 | 1812.068 | 19.273 | 1744.28
19.626 | 1795.726 | 19.45 | 1734.749
19.802 | 1783.125 | 19.626 | 1724.166
19.977 | 1770.367 | 19.802 | 1711.07
20.152 | 1757.579 | 19.977 | 1697.587
20.327 | 1744.696 | 20.152 | 1688.664
20.501 | 1733.235 | 20.327 | 1677.438
20.675 | 1716.516 | 20.501 | 1665.486
20.848 | 1697.629 | 20.675 | 1652.358
21.021 | 1680.117 | 20.848 | 1636.064
21.194 | 1666.28 | 21.021 | 1620.75
21.366 | 1650.352 | 21.194 | 1609.458
21.538 | 1636.032 | 21.366 | 1600.832
21.709 | 1622.38 | 21.538 | 1591.979
21.88 | 1607.654 | 21.709 | 1579.962
22.051 | 1591.083 | 21.88 | 1564.193
22.221 | 1574.439 | 22.051 | 1551.582
22.391 | 1557.162 | 22.221 | 1537.996
22.56 | 1541.237 | 22.391 | 1519.293
22.729 | 1526.92 | 22.56 | 1502.906
22.898 | 1510.962 | 22.729 | 1487.625
23.066 | 1497.103 | 22.898 | 1473.754
23.234 | 1486.735 | 23.066 | 1459.325
23.401 | 1479.949 | 23.234 | 1446.928
23.568 | 1471.481 | 23.401 | 1431.927
23.734 | 1459.717 | 23.568 | 1417.972
23.9 | 1443.915 | 23.734 | 1403.517
24.066 | 1426.464 | 23.9 | 1388.15
24.231 | 1410.213 | 24.066 | 1371.1
24.396 | 1393.54 | 24.231 | 1354.83
24.56 | 1375.867 | 24.396 | 1335.326
24.724 | 1359.728 | 24.56 | 1318.156
24.887 | 1345.373 | 24.724 | 1302.255
25.05 | 1329.211 | 24.887 | 1288.483
25.213 | 1314.011 | 25.05 | 1273.359
25.375 | 1298.147 | 25.213 | 1255.65
25.537 | 1280.365 | 25.375 | 1238.167
25.698 | 1263.966 | 25.537 | 1221.679
25.859 | 1248.468 | 25.698 | 1204.16
26.019 | 1234.382 | 25.859 | 1186.98
26.179 | 1219.679 | 26.019 | 1169.662
26.339 | 1205.322 | 26.179 | 1150.584
26.498 | 1189.741 | 26.339 | 1131.854
26.657 | 1170.83 | 26.498 | 1115.05
26.815 | 1153.406 | 26.657 | 1100.854
26.973 | 1136.689 | 26.815 | 1086.407
27.13 | 1120.725 | 26.973 | 1069.712
27.287 | 1106.75 | 27.13 | 1050.988
27.443 | 1092.462 | 27.287 | 1034.345
27.599 | 1075.116 | 27.443 | 1014.713
27.755 | 1057.581 | 27.599 | 997.808
27.91 | 1040.184 | 27.755 | 983.722
28.065 | 1022.654 | 27.91 | 968.11
28.219 | 1007.188 | 28.065 | 950.582
28.373 | 989.849 | 28.219 | 935.57
28.526 | 972.751 | 28.373 | 918.906
28.679 | 954.764 | 28.526 | 901.974
28.831 | 936.754 | 28.679 | 884.772
28.983 | 920.127 | 28.831 | 865.755
29.135 | 904.901 | 28.983 | 846.487
29.286 | 891.6 | 29.135 | 828.94
29.437 | 878.909 | 29.286 | 813.44
29.587 | 866.242 | 29.437 | 797.96
29.737 | 850.932 | 29.587 | 783.317
29.886 | 835.211 | 29.737 | 770.017
30.035 | 820.172 | 29.886 | 757.355
30.183 | 805.823 | 30.035 | 743.849
30.331 | 793.741 | 30.183 | 728.573
30.479 | 782.151 | 30.331 | 712.129
30.626 | 769.544 | 30.479 | 696.328
30.773 | 757.365 | 30.626 | 680.504
30.919 | 743.899 | 30.773 | 664.551
31.065 | 728.271 | 30.919 | 647.871
31.21 | 713.03 | 31.065 | 632.251
31.355 | 700.036 | 31.21 | 615.838
31.499 | 686.98 | 31.355 | 601.23
31.643 | 675.865 | 31.499 | 587.933
31.787 | 663.851 | 31.643 | 575.269
31.93 | 649.697 | 31.787 | 562.547
32.073 | 634.477 | 31.93 | 549.568
32.215 | 618.662 | 32.073 | 536.109
32.357 | 602.626 | 32.215 | 519.856
32.498 | 586.879 | 32.357 | 507.054
32.639 | 574.442 | 32.498 | 496.971
32.779 | 562.919 | 32.639 | 486.156
32.919 | 551.758 | 32.779 | 473.719
33.059 | 539.913 | 32.919 | 461.907
33.198 | 527.123 | 33.059 | 450.479
33.337 | 512.315 | 33.198 | 439.258
33.475 | 496.108 | 33.337 | 427.278
33.613 | 465.69 | 33.475 | 415.873
33.75 | 411.368 | 33.613 | 403.679
33.887 | 335.779 | 33.75 | 394.002
34.023 | 252.919 | 33.887 | 385.777
34.159 | 177.6 | 34.023 | 378.529
34.295 | 125.518 | 34.159 | 367.981
34.43 | 99.288 | 34.295 | 359.399
34.565 | 90.123 | 34.43 | 351.278
34.699 | 85.678 | 34.565 | 341.629
34.833 | 83.691 | 34.699 | 332.123
34.966 | 82.464 | 34.833 | 324.9
35.099 | 81.469 | 34.966 | 314.331
35.232 | 82.115 | 35.099 | 307.087
35.364 | 82.642 | 35.232 | 299.643
35.496 | 81.705 | 35.364 | 291.651
35.627 | 80.506 | 35.496 | 283.476
35.758 | 80.551 | 35.627 | 275.641
35.888 | 91.156 | 35.758 | 270.163
36.018 | 110.244 | 35.888 | 264.07
36.148 | 128.243 | 36.018 | 258.217
36.277 | 138.905 | 36.148 | 251.867
36.406 | 142.302 | 36.277 | 245.117
36.534 | 132.314 | 36.406 | 235.537
36.662 | 111.006 | 36.534 | 228.81
36.789 | 89.17 | 36.662 | 223.86
36.916 | 72.502 | 36.789 | 219.982
37.043 | 61.082 | 36.916 | 216.007
37.169 | 52.466 | 37.043 | 212.57
37.295 | 46.752 | 37.169 | 208.086
37.42 | 43.768 | 37.295 | 203.392
37.545 | 42.533 | 37.42 | 199.908
37.67 | 42.91 | 37.545 | 195.657
37.794 | 43.48 | 37.67 | 191.739
37.917 | 44.137 | 37.794 | 187.669
38.04 | 44.057 | 37.917 | 183.115
38.163 | 43.036 | 38.04 | 177.22
38.286 | 41.476 | 38.163 | 171.537
38.408 | 38.783 | 38.286 | 166.044
38.529 | 35.05 | 38.408 | 163.311
38.651 | 31.9 | 38.529 | 160.912
38.771 | 30.73 | 38.651 | 157.498
38.892 | 32.083 | 38.771 | 154.528
39.012 | 35.654 | 38.892 | 153.975
39.131 | 38.138 | 39.012 | 152.697
39.25 | 39.085 | 39.131 | 151.489
39.369 | 39.604 | 39.25 | 148.616
39.487 | 40.304 | 39.369 | 144.926
39.605 | 40.95 | 39.487 | 141.194
39.723 | 42.99 | 39.605 | 136.393
39.84 | 46.386 | 39.723 | 132.898
39.957 | 49.726 | 39.84 | 130.463
40.073 | 52.56 | 39.957 | 127.88
40.189 | 52.769 | 40.073 | 126.557
40.189 | 52.769 | 40.073 | 126.557
40.305 | 52.404 | 40.189 | 124.675
40.42 | 51.79 | 40.305 | 122.528
40.535 | 50.832 | 40.42 | 119.778
40.649 | 47.741 | 40.535 | 116.844
40.763 | 43.256 | 40.649 | 113.6
40.877 | 38.289 | 40.763 | 112.237
40.99 | 33.863 | 40.877 | 111.945
41.103 | 30.583 | 40.99 | 110.647
41.215 | 29.984 | 41.103 | 94.702
41.327 | 30.361 | 41.215 | 68.615
41.439 | 30.618 | 41.327 | 49.67
455.669
323.389
196.583
73.469
0
0
0

## Lustr H40V60 (hidden)
Selador | Lamp |  | Wattage
Lustr | Lumileds Rebel |  | 104 |  | Note: Owing to the variability of LEDs, output data and color matches should be viewed as approximate
Note: All data taken with room temperature fixture
| Beam Angle | Field Angle
Horizontal | 30.2 | 48.8
| Accessory Lens | Candela | Field Lumens | Beam Lumens | Lens Efficiency | Efficacy
| H40+V60 | 3770 | 1640 | 1000 | 89.67% | 15.7692
| For Field diameter at any distance, multiply distance by |  |  |  | 0.90724
| For Beam diameter at any distance, multiply distance by |  |  |  | 0.53964
| Throw Distance (ft) | 10 | 15 | 20 | 25
| Throw Distance (m) | 3.048 | 4.572 | 6.096 | 7.62
| Field Diameter (ft) | 9.0724 | 13.6086 | 18.1448 | 22.681
| Field Diameter (m) | 2.7653 | 4.1479 | 5.5305 | 6.9132
| Illuminance (fc) | 37.7 | 16.7556 | 9.425 | 6.032
| Illuminance (lux) | 405.799 | 180.3551 | 101.4498 | 64.9278
Test Distance | Iso-Illuminance Diagram grid lines
51.2 | 10 | 20 | 30 | 40
| 0.19531 | 0.39062 | 0.58594 | 0.78125
| Beam Angle | Field Angle
Vertical | 52.8 | 72.4
| For Field diameter at any distance, multiply distance by |  |  |  | 1.4638
| For Beam diameter at any distance, multiply distance by |  |  |  | 0.99281
| Throw Distance (ft) | 10 | 15 | 20 | 25
| Throw Distance (m) | 3.048 | 4.572 | 6.096 | 7.62
| Field Diameter (ft) | 14.6378 | 21.9567 | 29.2756 | 36.5945
| Field Diameter (m) | 4.4616 | 6.6924 | 8.9232 | 11.154
| Illuminance (fc) | 37.7 | 16.7556 | 9.425 | 6.032
| Illuminance (lux) | 405.799 | 180.3551 | 101.4498 | 64.9278
| X |  | Y
-41.439 | 0 | -41.55 | 158.494
-41.327 | 0 | -41.439 | 160.198
-41.215 | 0 | -41.327 | 162.526
-41.103 | 8.258 | -41.215 | 165.605
-40.99 | 23.085 | -41.103 | 167.926
-40.877 | 38.04 | -40.99 | 169.751
-40.763 | 52.037 | -40.877 | 172.952
-40.649 | 60.445 | -40.763 | 176.054
-40.535 | 61.88 | -40.649 | 178.29
-40.42 | 62.416 | -40.535 | 181.815
-40.305 | 62.642 | -40.42 | 184.904
-40.189 | 64.281 | -40.305 | 188.169
-40.073 | 64.822 | -40.189 | 190.041
-39.957 | 65.804 | -40.073 | 192.878
-39.84 | 66.033 | -39.957 | 196.339
-39.723 | 66.08 | -39.84 | 198.959
-39.605 | 65.92 | -39.723 | 201.902
-39.487 | 66.052 | -39.605 | 205.897
-39.369 | 65.164 | -39.487 | 209.263
-39.25 | 66.338 | -39.369 | 213.754
-39.131 | 67.181 | -39.25 | 218.31
-39.012 | 66.841 | -39.131 | 222.067
-38.892 | 66.844 | -39.012 | 225.781
-38.771 | 66.874 | -38.892 | 228.968
-38.651 | 68.116 | -38.771 | 233.904
-38.529 | 69.259 | -38.651 | 240.873
-38.408 | 71.143 | -38.529 | 244.652
-38.286 | 72.313 | -38.408 | 249.057
-38.163 | 73.634 | -38.286 | 252.83
-38.04 | 72.494 | -38.163 | 256.339
-37.917 | 73.005 | -38.04 | 260.769
-37.794 | 72.639 | -37.917 | 267.504
-37.67 | 72.979 | -37.794 | 274.138
-37.545 | 74.204 | -37.67 | 280.403
-37.42 | 76.514 | -37.545 | 286.411
-37.295 | 76.372 | -37.42 | 292.487
-37.169 | 75.672 | -37.295 | 299.058
-37.043 | 76.59 | -37.169 | 304.655
-36.916 | 76.55 | -37.043 | 312.62
-36.789 | 76.64 | -36.916 | 321.842
-36.662 | 77.926 | -36.789 | 328.508
-36.534 | 79.533 | -36.662 | 335.83
-36.406 | 79.526 | -36.534 | 344.627
-36.277 | 78.979 | -36.406 | 354.079
-36.148 | 80.094 | -36.277 | 363.764
-36.018 | 80.74 | -36.148 | 373.144
-35.888 | 82.111 | -36.018 | 382.196
-35.758 | 83.115 | -35.888 | 392.669
-35.627 | 84.384 | -35.758 | 404.012
-35.496 | 85.19 | -35.627 | 414.813
-35.364 | 85.863 | -35.496 | 424.605
-35.232 | 86.528 | -35.364 | 436.647
-35.099 | 87.897 | -35.232 | 448.565
-34.966 | 87.859 | -35.099 | 459.747
-34.833 | 88.064 | -34.966 | 470.397
-34.699 | 88.579 | -34.833 | 483.512
-34.565 | 89.064 | -34.699 | 497.025
-34.43 | 89.376 | -34.565 | 509.99
-34.295 | 90.088 | -34.43 | 526.294
-34.159 | 90.839 | -34.295 | 541.862
-34.023 | 92.408 | -34.159 | 557.224
-33.887 | 94.102 | -34.023 | 570.496
-33.75 | 95.264 | -33.887 | 585.347
-33.613 | 95.785 | -33.75 | 600.189
-33.475 | 97.62 | -33.613 | 616.253
-33.337 | 98.307 | -33.475 | 633.29
-33.198 | 99.811 | -33.337 | 653.197
-33.059 | 101.666 | -33.198 | 675.04
-32.919 | 104.41 | -33.059 | 695.207
-32.779 | 106.087 | -32.919 | 716.152
-32.639 | 108.107 | -32.779 | 735.964
-32.498 | 108.136 | -32.639 | 755.108
-32.357 | 108.788 | -32.498 | 772.496
-32.215 | 109.388 | -32.357 | 792.03
-32.073 | 111.439 | -32.215 | 812.061
-31.93 | 113.997 | -32.073 | 830.726
-31.787 | 116.049 | -31.93 | 851.648
-31.643 | 118.037 | -31.787 | 872.28
-31.499 | 119.767 | -31.643 | 896.043
-31.355 | 121.674 | -31.499 | 922.396
-31.21 | 123.176 | -31.355 | 948.454
-31.065 | 124.706 | -31.21 | 972.675
-30.919 | 125.795 | -31.065 | 996.943
-30.773 | 127.149 | -30.919 | 1020.299
-30.626 | 128.953 | -30.773 | 1043.096
-30.479 | 131.286 | -30.626 | 1071.306
-30.331 | 135.476 | -30.479 | 1099.965
-30.183 | 138.214 | -30.331 | 1126.038
-30.035 | 140.512 | -30.183 | 1153.365
-29.886 | 142.521 | -30.035 | 1182.323
-29.737 | 146.809 | -29.886 | 1210.848
-29.587 | 148.32 | -29.737 | 1240.076
-29.437 | 151.098 | -29.587 | 1268.279
-29.286 | 154.985 | -29.437 | 1296.529
-29.135 | 158.978 | -29.286 | 1325.211
-28.983 | 162.253 | -29.135 | 1353.188
-28.831 | 165.917 | -28.983 | 1379.649
-28.679 | 170.723 | -28.831 | 1409.628
-28.526 | 173.525 | -28.679 | 1439.617
-28.373 | 177.288 | -28.526 | 1465.892
-28.219 | 181.922 | -28.373 | 1492.308
-28.065 | 186.632 | -28.219 | 1520.847
-27.91 | 191.749 | -28.065 | 1551.853
-27.755 | 197.907 | -27.91 | 1584.359
-27.599 | 202.739 | -27.755 | 1619.278
-27.443 | 206.548 | -27.599 | 1651.097
-27.287 | 211.531 | -27.443 | 1682.565
-27.13 | 218.054 | -27.287 | 1715.199
-26.973 | 225.204 | -27.13 | 1748.928
-26.815 | 231.804 | -26.973 | 1781.651
-26.657 | 238.95 | -26.815 | 1813.456
-26.498 | 245.925 | -26.657 | 1843.621
-26.339 | 251.778 | -26.498 | 1873.068
-26.179 | 259.61 | -26.339 | 1904.474
-26.019 | 267.988 | -26.179 | 1934.544
-25.859 | 276.243 | -26.019 | 1960.463
-25.698 | 286.102 | -25.859 | 1986.69
-25.537 | 296.449 | -25.698 | 2014.505
-25.375 | 304.929 | -25.537 | 2042.557
-25.213 | 315.554 | -25.375 | 2071.917
-25.05 | 325.319 | -25.213 | 2102.534
-24.887 | 334.683 | -25.05 | 2132.335
-24.724 | 345.552 | -24.887 | 2162.194
-24.56 | 359.461 | -24.724 | 2191.806
-24.396 | 372.89 | -24.56 | 2219.587
-24.231 | 386.818 | -24.396 | 2246.198
-24.066 | 401.082 | -24.231 | 2270.717
-23.9 | 414.464 | -24.066 | 2297.827
-23.734 | 427.342 | -23.9 | 2320.679
-23.568 | 442.707 | -23.734 | 2344.91
-23.401 | 459.071 | -23.568 | 2368.149
-23.234 | 475.158 | -23.401 | 2393.051
-23.066 | 490.3 | -23.234 | 2413.313
-22.898 | 506.724 | -23.066 | 2441.15
-22.729 | 523.613 | -22.898 | 2466.116
-22.56 | 542.104 | -22.729 | 2488.535
-22.391 | 561.738 | -22.56 | 2509.426
-22.221 | 583.351 | -22.391 | 2534.637
-22.051 | 604.374 | -22.221 | 2557.264
-21.88 | 624.712 | -22.051 | 2581.403
-21.709 | 644.425 | -21.88 | 2604.433
-21.538 | 666.358 | -21.709 | 2630.188
-21.366 | 689.357 | -21.538 | 2652.897
-21.194 | 713.047 | -21.366 | 2672.794
-21.021 | 737.984 | -21.194 | 2692.464
-20.848 | 761.801 | -21.021 | 2707.863
-20.675 | 785.463 | -20.848 | 2721.918
-20.501 | 810.035 | -20.675 | 2740.796
-20.327 | 837.22 | -20.501 | 2759.56
-20.152 | 863.582 | -20.327 | 2773.05
-19.977 | 889.504 | -20.152 | 2788.708
-19.802 | 917.96 | -19.977 | 2807.582
-19.626 | 948.779 | -19.802 | 2827.013
-19.45 | 979.026 | -19.626 | 2844.731
-19.273 | 1010.352 | -19.45 | 2860.673
-19.096 | 1043.703 | -19.273 | 2872.67
-18.919 | 1075.984 | -19.096 | 2887.307
-18.741 | 1110.702 | -18.919 | 2903.449
-18.563 | 1146.512 | -18.741 | 2919.468
-18.385 | 1182.242 | -18.563 | 2931.175
-18.206 | 1216.641 | -18.385 | 2947.146
-18.027 | 1252.099 | -18.206 | 2962.33
-17.847 | 1289.153 | -18.027 | 2983.047
-17.667 | 1328.646 | -17.847 | 3000.87
-17.487 | 1369.304 | -17.667 | 3018.403
-17.306 | 1411.011 | -17.487 | 3028.932
-17.125 | 1452.422 | -17.306 | 3042.216
-16.944 | 1490.394 | -17.125 | 3054.292
-16.762 | 1526.707 | -16.944 | 3068.672
-16.58 | 1568.197 | -16.762 | 3080.425
-16.398 | 1608.723 | -16.58 | 3095.818
-16.215 | 1651.465 | -16.398 | 3109.905
-16.032 | 1694.337 | -16.215 | 3125.872
-15.849 | 1742.395 | -16.032 | 3137.531
-15.665 | 1788.467 | -15.849 | 3149.431
-15.481 | 1830.035 | -15.665 | 3165.742
-15.296 | 1869.086 | -15.481 | 3178.85
-15.112 | 1910.884 | -15.296 | 3189.007
-14.927 | 1954.501 | -15.112 | 3201.315
-14.741 | 1996.793 | -14.927 | 3213.629
-14.556 | 2040.248 | -14.741 | 3224.763
-14.37 | 2083.605 | -14.556 | 3238.181
-14.183 | 2125.011 | -14.37 | 3252.655
-13.997 | 2165.337 | -14.183 | 3262.341
-13.81 | 2208.085 | -13.997 | 3273.998
-13.623 | 2250.126 | -13.81 | 3281.07
-13.435 | 2293.993 | -13.623 | 3290.88
-13.247 | 2337.799 | -13.435 | 3303.148
-13.059 | 2381.098 | -13.247 | 3316.926
-12.871 | 2418.938 | -13.059 | 3330.666
-12.682 | 2455.44 | -12.871 | 3345.398
-12.493 | 2496.406 | -12.682 | 3357.474
-12.304 | 2535.428 | -12.493 | 3367.172
-12.115 | 2573.198 | -12.304 | 3376.844
-11.925 | 2612.312 | -12.115 | 3386.262
-11.735 | 2657.673 | -11.925 | 3398.054
-11.544 | 2698.105 | -11.735 | 3410.561
-11.354 | 2737.749 | -11.544 | 3423.566
-11.163 | 2779.018 | -11.354 | 3437.012
-10.972 | 2815.857 | -11.163 | 3446.19
-10.781 | 2851.656 | -10.972 | 3458.792
-10.589 | 2887.739 | -10.781 | 3467.448
-10.397 | 2919.816 | -10.589 | 3475.038
-10.205 | 2953.186 | -10.397 | 3489.308
-10.013 | 2987.407 | -10.205 | 3501.625
-9.821 | 3019.924 | -10.013 | 3515.111
-9.628 | 3052.124 | -9.821 | 3526.379
-9.435 | 3088.111 | -9.628 | 3534.25
-9.242 | 3118.958 | -9.435 | 3536.489
-9.049 | 3150.398 | -9.242 | 3538.381
-8.855 | 3184.98 | -9.049 | 3546.708
-8.661 | 3217.425 | -8.855 | 3557.763
-8.467 | 3246.662 | -8.661 | 3573.009
-8.273 | 3277.84 | -8.467 | 3581.612
-8.079 | 3304.931 | -8.273 | 3589.498
-7.884 | 3328.4 | -8.079 | 3597.17
-7.69 | 3359.915 | -7.884 | 3601.242
-7.495 | 3387.84 | -7.69 | 3606.591
-7.3 | 3415.29 | -7.495 | 3616.66
-7.104 | 3435.45 | -7.3 | 3619.012
-6.909 | 3457.896 | -7.104 | 3618.96
-6.713 | 3475.518 | -6.909 | 3624.889
-6.518 | 3498.17 | -6.713 | 3632.815
-6.322 | 3520.448 | -6.518 | 3632.719
-6.126 | 3539.17 | -6.322 | 3635.768
-5.93 | 3554.817 | -6.126 | 3635.568
-5.733 | 3571.026 | -5.93 | 3639.997
-5.537 | 3586.383 | -5.733 | 3639.642
-5.34 | 3606.241 | -5.537 | 3641.304
-5.144 | 3634.03 | -5.34 | 3649.879
-4.947 | 3656.837 | -5.144 | 3663.525
-4.75 | 3671.192 | -4.947 | 3670.098
-4.553 | 3684.767 | -4.75 | 3677.517
-4.356 | 3694.842 | -4.553 | 3682.095
-4.158 | 3702.51 | -4.356 | 3692.456
-3.961 | 3715.303 | -4.158 | 3694.588
-3.763 | 3725.083 | -3.961 | 3697.969
-3.566 | 3737.67 | -3.763 | 3706.612
-3.368 | 3746.901 | -3.566 | 3718.535
-3.171 | 3756.32 | -3.368 | 3720.445
-2.973 | 3758.455 | -3.171 | 3723.644
-2.775 | 3759.535 | -2.973 | 3727.443
-2.577 | 3759.452 | -2.775 | 3725.775
-2.379 | 3766.239 | -2.577 | 3721.114
-2.181 | 3769.989 | -2.379 | 3725.937
-1.983 | 3770.546 | -2.181 | 3729.543
-1.785 | 3770.78 | -1.983 | 3736.185
-1.586 | 3773.543 | -1.785 | 3737.144
-1.388 | 3772.781 | -1.586 | 3736.864
-1.19 | 3767.733 | -1.388 | 3736.395
-0.992 | 3758.789 | -1.19 | 3744.139
-0.793 | 3757.402 | -0.992 | 3752.324
-0.595 | 3755.975 | -0.793 | 3762.078
-0.397 | 3756.967 | -0.595 | 3762.062
-0.198 | 3756.536 | -0.397 | 3762.503
0 | 3757.503 | -0.198 | 3753.177
0.198 | 3752.439 | 0 | 3757.503
0.397 | 3748.745 | 0.198 | 3751.579
0.595 | 3743.975 | 0.397 | 3752.601
0.793 | 3744.205 | 0.595 | 3748.584
0.992 | 3744.595 | 0.793 | 3745.575
1.19 | 3738.13 | 0.992 | 3747.539
1.388 | 3735.749 | 1.19 | 3756.386
1.586 | 3736.958 | 1.388 | 3763.046
1.785 | 3733.108 | 1.586 | 3769.118
1.983 | 3721.986 | 1.785 | 3765.237
2.181 | 3715.109 | 1.983 | 3757.854
2.379 | 3709.558 | 2.181 | 3753.522
2.577 | 3703.73 | 2.379 | 3757.726
2.775 | 3697.84 | 2.577 | 3755.841
2.973 | 3687.515 | 2.775 | 3751.634
3.171 | 3677.351 | 2.973 | 3744.764
3.368 | 3668.776 | 3.171 | 3734.334
3.566 | 3663.901 | 3.368 | 3725.226
3.763 | 3655.769 | 3.566 | 3719.184
3.961 | 3643.179 | 3.763 | 3710.845
4.158 | 3631.431 | 3.961 | 3705.601
4.356 | 3612.541 | 4.158 | 3701.63
4.553 | 3595.238 | 4.356 | 3705.764
4.75 | 3579.661 | 4.553 | 3706.345
4.947 | 3571.951 | 4.75 | 3707.856
5.144 | 3562.434 | 4.947 | 3697.297
5.34 | 3545.847 | 5.144 | 3691.225
5.537 | 3525.862 | 5.34 | 3687.419
5.733 | 3504.566 | 5.537 | 3687.26
5.93 | 3485.665 | 5.733 | 3679.984
6.126 | 3469.629 | 5.93 | 3672.053
6.322 | 3456.466 | 6.126 | 3662.07
6.518 | 3440.252 | 6.322 | 3655.157
6.713 | 3422.948 | 6.518 | 3646.651
6.909 | 3400.813 | 6.713 | 3646.572
7.104 | 3379.904 | 6.909 | 3647.437
7.3 | 3360.635 | 7.104 | 3655.216
7.495 | 3341.081 | 7.3 | 3651.653
7.69 | 3318.669 | 7.495 | 3647.001
7.884 | 3299.316 | 7.69 | 3635.593
8.079 | 3276.636 | 7.884 | 3625.419
8.273 | 3250.765 | 8.079 | 3617.131
8.467 | 3221.893 | 8.273 | 3604.845
8.661 | 3190.268 | 8.467 | 3596.774
8.855 | 3152.461 | 8.661 | 3587.275
9.049 | 3120.435 | 8.855 | 3580.074
9.242 | 3087.185 | 9.049 | 3563.977
9.435 | 3052.311 | 9.242 | 3555.078
9.628 | 3015.296 | 9.435 | 3544.873
9.821 | 2985.49 | 9.628 | 3533.38
10.013 | 2958.694 | 9.821 | 3521.534
10.205 | 2928.114 | 10.013 | 3516.968
10.397 | 2901.08 | 10.205 | 3511.377
10.589 | 2870.623 | 10.397 | 3505.488
10.781 | 2836.251 | 10.589 | 3494.262
10.972 | 2795.027 | 10.781 | 3484.781
11.163 | 2759.171 | 10.972 | 3472.992
11.354 | 2725.504 | 11.163 | 3460.018
11.544 | 2686.606 | 11.354 | 3453.093
11.735 | 2645.091 | 11.544 | 3440.708
11.925 | 2605.341 | 11.735 | 3427.766
12.115 | 2569.231 | 11.925 | 3415.653
12.304 | 2528.441 | 12.115 | 3404.373
12.493 | 2485.29 | 12.304 | 3393.943
12.682 | 2441.551 | 12.493 | 3384.063
12.871 | 2397.492 | 12.682 | 3376.152
13.059 | 2355.286 | 12.871 | 3362.48
13.247 | 2318.571 | 13.059 | 3349.457
13.435 | 2280.107 | 13.247 | 3338.966
13.623 | 2238.637 | 13.435 | 3329.43
13.81 | 2196.07 | 13.623 | 3316.214
13.997 | 2152.969 | 13.81 | 3303.076
14.183 | 2104.976 | 13.997 | 3290.749
14.37 | 2056.028 | 14.183 | 3285.575
14.556 | 2012.068 | 14.37 | 3275.829
14.741 | 1970.323 | 14.556 | 3264.91
14.927 | 1930.018 | 14.741 | 3250
15.112 | 1887.651 | 14.927 | 3239.348
15.296 | 1848.278 | 15.112 | 3224.308
15.481 | 1809.412 | 15.296 | 3207.45
15.665 | 1767.787 | 15.481 | 3184.644
15.849 | 1725.311 | 15.665 | 3168.601
16.032 | 1682.276 | 15.849 | 3151.891
16.215 | 1640.691 | 16.032 | 3138.151
16.398 | 1598.877 | 16.215 | 3123.99
16.58 | 1558.614 | 16.398 | 3115.018
16.762 | 1518.871 | 16.58 | 3106.683
16.944 | 1480.203 | 16.762 | 3094.597
17.125 | 1440.569 | 16.944 | 3083.882
17.306 | 1399.942 | 17.125 | 3074.626
17.487 | 1362.29 | 17.306 | 3061.761
17.667 | 1327.435 | 17.487 | 3046.847
17.847 | 1292.394 | 17.667 | 3037.055
18.027 | 1253.849 | 17.847 | 3022.304
18.206 | 1215.889 | 18.027 | 3009.438
18.385 | 1179.663 | 18.206 | 2992.876
18.563 | 1144.903 | 18.385 | 2978.573
18.741 | 1111.999 | 18.563 | 2959.467
18.919 | 1080.888 | 18.741 | 2939.259
19.096 | 1049.021 | 18.919 | 2919.271
19.273 | 1017.811 | 19.096 | 2901.286
19.45 | 986.942 | 19.273 | 2878.676
19.626 | 957.622 | 19.45 | 2861.185
19.802 | 930.767 | 19.626 | 2841.547
19.977 | 904.232 | 19.802 | 2819.222
20.152 | 877.076 | 19.977 | 2798.665
20.327 | 849.88 | 20.152 | 2780.54
20.501 | 822.133 | 20.327 | 2761.351
20.675 | 793.468 | 20.501 | 2738.127
20.848 | 766.888 | 20.675 | 2716.156
21.021 | 741.75 | 20.848 | 2701.671
21.194 | 718.12 | 21.021 | 2687.496
21.366 | 697.625 | 21.194 | 2672.689
21.538 | 676.391 | 21.366 | 2657.74
21.709 | 655.934 | 21.538 | 2641.195
21.88 | 635.809 | 21.709 | 2617.623
22.051 | 614.616 | 21.88 | 2596.716
22.221 | 594.274 | 22.051 | 2574.62
22.391 | 575.301 | 22.221 | 2550.608
22.56 | 556.86 | 22.391 | 2522.382
22.729 | 538.68 | 22.56 | 2502.534
22.898 | 520.525 | 22.729 | 2480.213
23.066 | 502.392 | 22.898 | 2457.97
23.234 | 486.032 | 23.066 | 2435.268
23.401 | 472.159 | 23.234 | 2417.901
23.568 | 458.828 | 23.401 | 2392.599
23.734 | 446.589 | 23.568 | 2366.77
23.9 | 434.523 | 23.734 | 2340.374
24.066 | 421.766 | 23.9 | 2314.192
24.231 | 409.833 | 24.066 | 2286.585
24.396 | 396.706 | 24.231 | 2264.162
24.56 | 382.907 | 24.396 | 2242.143
24.724 | 370.81 | 24.56 | 2218.105
24.887 | 360.132 | 24.724 | 2191.125
25.05 | 349.351 | 24.887 | 2165.901
25.213 | 339.392 | 25.05 | 2138.334
25.375 | 329.537 | 25.213 | 2108.013
25.537 | 317.993 | 25.375 | 2078.11
25.698 | 307.99 | 25.537 | 2049.634
25.859 | 299.861 | 25.698 | 2024.77
26.019 | 292.61 | 25.859 | 1999.964
26.179 | 285.02 | 26.019 | 1974.496
26.339 | 277.667 | 26.179 | 1945.976
26.498 | 270.16 | 26.339 | 1914.236
26.657 | 262.796 | 26.498 | 1885.888
26.815 | 256.487 | 26.657 | 1858.923
26.973 | 249.858 | 26.815 | 1831.467
27.13 | 242.526 | 26.973 | 1803.097
27.287 | 235.054 | 27.13 | 1775.63
27.443 | 227.98 | 27.287 | 1748.215
27.599 | 222.022 | 27.443 | 1721.679
27.755 | 216.634 | 27.599 | 1695.513
27.91 | 210.128 | 27.755 | 1667.354
28.065 | 203.545 | 27.91 | 1637.276
28.219 | 199.281 | 28.065 | 1607.5
28.373 | 195.039 | 28.219 | 1575.675
28.526 | 190.442 | 28.373 | 1545.126
28.679 | 186.281 | 28.526 | 1516.741
28.831 | 182.283 | 28.679 | 1488.46
28.983 | 178.169 | 28.831 | 1459.924
29.135 | 174.723 | 28.983 | 1430.629
29.286 | 172.885 | 29.135 | 1404.011
29.437 | 170.339 | 29.286 | 1375.124
29.587 | 167.136 | 29.437 | 1347.844
29.737 | 162.713 | 29.587 | 1321.641
29.886 | 158.475 | 29.737 | 1297.371
30.035 | 154.675 | 29.886 | 1270.029
30.183 | 151.422 | 30.035 | 1242.226
30.331 | 149.204 | 30.183 | 1217.47
30.479 | 147.972 | 30.331 | 1192.439
30.626 | 146.559 | 30.479 | 1167.843
30.773 | 144.433 | 30.626 | 1143.9
30.919 | 141.03 | 30.773 | 1119.008
31.065 | 138.451 | 30.919 | 1093.772
31.21 | 136.168 | 31.065 | 1069.257
31.355 | 134.316 | 31.21 | 1043.26
31.499 | 132.858 | 31.355 | 1018.201
31.643 | 131.754 | 31.499 | 994.286
31.787 | 130.071 | 31.643 | 973.471
31.93 | 128.172 | 31.787 | 949.653
32.073 | 126.608 | 31.93 | 925.536
32.215 | 124.784 | 32.073 | 902.178
32.357 | 122.718 | 32.215 | 878.657
32.498 | 121.012 | 32.357 | 855.016
32.639 | 119.132 | 32.498 | 835.309
32.779 | 118.091 | 32.639 | 814.932
32.919 | 117.47 | 32.779 | 792.432
33.059 | 116.773 | 32.919 | 772.661
33.198 | 115.61 | 33.059 | 753.012
33.337 | 113.927 | 33.198 | 733.648
33.475 | 112.157 | 33.337 | 713.421
33.613 | 109.904 | 33.475 | 694.473
33.75 | 104.963 | 33.613 | 674.193
33.887 | 94.384 | 33.75 | 655.206
34.023 | 81.341 | 33.887 | 638.657
34.159 | 69.285 | 34.023 | 625.597
34.295 | 58.994 | 34.159 | 610.718
34.43 | 53.08 | 34.295 | 593.946
34.565 | 52.375 | 34.43 | 579.589
34.699 | 51.76 | 34.565 | 563.255
34.833 | 51.065 | 34.699 | 546.73
34.966 | 50.533 | 34.833 | 531.856
35.099 | 50.363 | 34.966 | 517.61
35.232 | 51.547 | 35.099 | 502.8
35.364 | 51.676 | 35.232 | 491.164
35.496 | 51.358 | 35.364 | 480.272
35.627 | 50.86 | 35.496 | 468.718
35.758 | 51.614 | 35.627 | 456.267
35.888 | 60.156 | 35.758 | 445.168
36.018 | 74.951 | 35.888 | 432.916
36.148 | 87.519 | 36.018 | 420.687
36.277 | 92.21 | 36.148 | 407.182
36.406 | 90.762 | 36.277 | 395.843
36.534 | 80.854 | 36.406 | 383.25
36.662 | 66.109 | 36.534 | 374.876
36.789 | 53.151 | 36.662 | 365.891
36.916 | 44.847 | 36.789 | 357.804
37.043 | 40.157 | 36.916 | 348.708
37.169 | 36.721 | 37.043 | 340.097
37.295 | 33.89 | 37.169 | 330.41
37.42 | 32.022 | 37.295 | 323.688
37.545 | 29.973 | 37.42 | 316.276
37.67 | 28.254 | 37.545 | 309.214
37.794 | 27.879 | 37.67 | 301.045
37.917 | 28.239 | 37.794 | 293.169
38.04 | 28.574 | 37.917 | 284.25
38.163 | 29.161 | 38.04 | 278.645
38.286 | 28.669 | 38.163 | 269.661
38.408 | 27.419 | 38.286 | 262.386
38.529 | 25.874 | 38.408 | 256.456
38.651 | 23.946 | 38.529 | 249.226
38.771 | 22.509 | 38.651 | 242.594
38.892 | 22.994 | 38.771 | 239.205
39.012 | 24.886 | 38.892 | 235.664
39.131 | 24.898 | 39.012 | 230.735
39.25 | 24.417 | 39.131 | 225.636
39.369 | 24.426 | 39.25 | 220.393
39.487 | 26.304 | 39.369 | 215.76
39.605 | 27.055 | 39.487 | 210.988
39.723 | 27.666 | 39.605 | 207.366
39.84 | 28.016 | 39.723 | 204.175
39.957 | 28.786 | 39.84 | 198.959
40.073 | 29.713 | 39.957 | 195.623
40.189 | 29.654 | 40.073 | 192.039
40.189 | 29.654 | 40.073 | 192.039
40.305 | 29.746 | 40.189 | 186.123
40.42 | 30.112 | 40.305 | 182.929
40.535 | 29.9 | 40.42 | 181.92
40.649 | 29.469 | 40.535 | 178.969
40.763 | 29.157 | 40.649 | 175.245
40.877 | 27.598 | 40.763 | 173.148
40.99 | 25.491 | 40.877 | 169.254
41.103 | 23.801 | 40.99 | 164.847
41.215 | 22.819 | 41.103 | 139.195
41.327 | 22.429 | 41.215 | 99.83
41.439 | 22.731 | 41.327 | 71.137
455.669
323.389
196.583
73.469
0
0
0

## Lustr H40V80 (hidden)
Selador | Lamp |  | Wattage
Lustr | Lumileds Rebel |  | 104 |  | Note: Owing to the variability of LEDs, output data and color matches should be viewed as approximate
Note: All data taken with room temperature fixture
| Beam Angle | Field Angle
Horizontal | 30.2 | 49.1
| Accessory Lens | Candela | Field Lumens | Beam Lumens | Lens Efficiency | Efficacy
| H40+V80 | 3130 | 1570 | 890 | 85.84% | 15.0962
| For Field diameter at any distance, multiply distance by |  |  |  | 0.91356
| For Beam diameter at any distance, multiply distance by |  |  |  | 0.53964
| Throw Distance (ft) | 10 | 15 | 20 | 25
| Throw Distance (m) | 3.048 | 4.572 | 6.096 | 7.62
| Field Diameter (ft) | 9.1356 | 13.7034 | 18.2712 | 22.839
| Field Diameter (m) | 2.7845 | 4.1768 | 5.5691 | 6.9613
| Illuminance (fc) | 31.3 | 13.9111 | 7.825 | 5.008
| Illuminance (lux) | 336.9101 | 149.7378 | 84.2275 | 53.9056
Test Distance | Iso-Illuminance Diagram grid lines
51.2 | 10 | 20 | 30 | 40
| 0.19531 | 0.39062 | 0.58594 | 0.78125
| Beam Angle | Field Angle
Vertical | 63.4 | 82.6
| For Field diameter at any distance, multiply distance by |  |  |  | 1.757
| For Beam diameter at any distance, multiply distance by |  |  |  | 1.2352
| Throw Distance (ft) | 10 | 15 | 20 | 25
| Throw Distance (m) | 3.048 | 4.572 | 6.096 | 7.62
| Field Diameter (ft) | 17.5704 | 26.3556 | 35.1409 | 43.9261
| Field Diameter (m) | 5.3555 | 8.0332 | 10.7109 | 13.3887
| Illuminance (fc) | 31.3 | 13.9111 | 7.825 | 5.008
| Illuminance (lux) | 336.9101 | 149.7378 | 84.2275 | 53.9056
| X |  | Y
-41.439 | 0 | -41.55 | 377
-41.327 | 0 | -41.439 | 378.061
-41.215 | 0 | -41.327 | 383.171
-41.103 | 7.536 | -41.215 | 389.252
-40.99 | 20.711 | -41.103 | 395.198
-40.877 | 33.782 | -40.99 | 404.198
-40.763 | 47.059 | -40.877 | 414.525
-40.649 | 55.431 | -40.763 | 423.377
-40.535 | 56.096 | -40.649 | 433.544
-40.42 | 56.388 | -40.535 | 443.964
-40.305 | 56.311 | -40.42 | 453.689
-40.189 | 56.898 | -40.305 | 463.82
-40.073 | 57.207 | -40.189 | 473.716
-39.957 | 57.184 | -40.073 | 484.639
-39.84 | 57.248 | -39.957 | 494.755
-39.723 | 56.809 | -39.84 | 507.309
-39.605 | 56.784 | -39.723 | 520.197
-39.487 | 58.278 | -39.605 | 534.205
-39.369 | 58.156 | -39.487 | 543.938
-39.25 | 58.324 | -39.369 | 555.946
-39.131 | 60.273 | -39.25 | 566.141
-39.012 | 60.884 | -39.131 | 580.107
-38.892 | 60.576 | -39.012 | 593.891
-38.771 | 59.957 | -38.892 | 608.948
-38.651 | 60.698 | -38.771 | 621.543
-38.529 | 62.299 | -38.651 | 634.703
-38.408 | 63.409 | -38.529 | 646.623
-38.286 | 63.506 | -38.408 | 660.979
-38.163 | 64.154 | -38.286 | 675.149
-38.04 | 64.876 | -38.163 | 691.097
-37.917 | 64.331 | -38.04 | 709.154
-37.794 | 64.471 | -37.917 | 727.071
-37.67 | 65.15 | -37.794 | 745.828
-37.545 | 66.252 | -37.67 | 761.945
-37.42 | 65.626 | -37.545 | 777.697
-37.295 | 66.686 | -37.42 | 794.886
-37.169 | 67.441 | -37.295 | 808.099
-37.043 | 67.554 | -37.169 | 822.148
-36.916 | 66.272 | -37.043 | 839.396
-36.789 | 67.381 | -36.916 | 858.167
-36.662 | 68.348 | -36.789 | 875.715
-36.534 | 69.537 | -36.662 | 899.398
-36.406 | 70.017 | -36.534 | 920.189
-36.277 | 70.517 | -36.406 | 940.319
-36.148 | 71.138 | -36.277 | 957.696
-36.018 | 71.676 | -36.148 | 973.889
-35.888 | 72.612 | -36.018 | 989.348
-35.758 | 72.355 | -35.888 | 1005.194
-35.627 | 73.426 | -35.758 | 1023.23
-35.496 | 73.564 | -35.627 | 1045.225
-35.364 | 73.922 | -35.496 | 1066.266
-35.232 | 75.114 | -35.364 | 1084.756
-35.099 | 76.588 | -35.232 | 1103.836
-34.966 | 76.605 | -35.099 | 1121.02
-34.833 | 76.549 | -34.966 | 1136.726
-34.699 | 77.845 | -34.833 | 1154.424
-34.565 | 78.647 | -34.699 | 1175.294
-34.43 | 78.003 | -34.565 | 1195.462
-34.295 | 78.175 | -34.43 | 1213.814
-34.159 | 79.979 | -34.295 | 1232.758
-34.023 | 81.955 | -34.159 | 1253.256
-33.887 | 83.416 | -34.023 | 1272.856
-33.75 | 84.349 | -33.887 | 1293.565
-33.613 | 84.876 | -33.75 | 1309.267
-33.475 | 86.323 | -33.613 | 1327.383
-33.337 | 86.58 | -33.475 | 1344.939
-33.198 | 87.797 | -33.337 | 1362.241
-33.059 | 89.502 | -33.198 | 1381.471
-32.919 | 91.373 | -33.059 | 1398.927
-32.779 | 92.433 | -32.919 | 1413.271
-32.639 | 93.415 | -32.779 | 1430.446
-32.498 | 94.096 | -32.639 | 1446.926
-32.357 | 94.903 | -32.498 | 1463.458
-32.215 | 95.612 | -32.357 | 1481.134
-32.073 | 96.579 | -32.215 | 1502.998
-31.93 | 100.107 | -32.073 | 1519.984
-31.787 | 102.574 | -31.93 | 1534.861
-31.643 | 103.818 | -31.787 | 1544.378
-31.499 | 104.466 | -31.643 | 1560.759
-31.355 | 106.918 | -31.499 | 1574.893
-31.21 | 107.328 | -31.355 | 1589.357
-31.065 | 108.118 | -31.21 | 1602.878
-30.919 | 109.347 | -31.065 | 1617.031
-30.773 | 111.475 | -30.919 | 1629.615
-30.626 | 113.393 | -30.773 | 1643.468
-30.479 | 116.132 | -30.626 | 1656.233
-30.331 | 118.448 | -30.479 | 1671.304
-30.183 | 120.888 | -30.331 | 1683.217
-30.035 | 123.782 | -30.183 | 1693.721
-29.886 | 125.762 | -30.035 | 1704.926
-29.737 | 127.827 | -29.886 | 1720.287
-29.587 | 130.24 | -29.737 | 1734.247
-29.437 | 133.2 | -29.587 | 1751.524
-29.286 | 135.303 | -29.437 | 1769.268
-29.135 | 137.992 | -29.286 | 1781.318
-28.983 | 140.717 | -29.135 | 1791.295
-28.831 | 143.117 | -28.983 | 1800.615
-28.679 | 145.476 | -28.831 | 1811.322
-28.526 | 148.982 | -28.679 | 1821.61
-28.373 | 153.463 | -28.526 | 1835.366
-28.219 | 157.061 | -28.373 | 1848.187
-28.065 | 160.216 | -28.219 | 1859.319
-27.91 | 163.928 | -28.065 | 1874.123
-27.755 | 168.674 | -27.91 | 1887.412
-27.599 | 173.727 | -27.755 | 1897.791
-27.443 | 178.582 | -27.599 | 1910.663
-27.287 | 183.645 | -27.443 | 1923.499
-27.13 | 187.922 | -27.287 | 1931.381
-26.973 | 192.959 | -27.13 | 1938.794
-26.815 | 197.539 | -26.973 | 1949.121
-26.657 | 204.376 | -26.815 | 1958.907
-26.498 | 211.063 | -26.657 | 1972.149
-26.339 | 218.274 | -26.498 | 1987.455
-26.179 | 224.087 | -26.339 | 2004.315
-26.019 | 229.815 | -26.179 | 2015.721
-25.859 | 236.216 | -26.019 | 2023.721
-25.698 | 244.475 | -25.859 | 2028.56
-25.537 | 252.211 | -25.698 | 2036.595
-25.375 | 260.285 | -25.537 | 2047.641
-25.213 | 268.042 | -25.375 | 2061.808
-25.05 | 275.809 | -25.213 | 2075.485
-24.887 | 284.11 | -25.05 | 2087.722
-24.724 | 294.927 | -24.887 | 2098.896
-24.56 | 305.25 | -24.724 | 2109.953
-24.396 | 316.419 | -24.56 | 2118.2
-24.231 | 327.129 | -24.396 | 2128.026
-24.066 | 337.759 | -24.231 | 2138.565
-23.9 | 349.45 | -24.066 | 2152.085
-23.734 | 361.597 | -23.9 | 2160.889
-23.568 | 374.578 | -23.734 | 2168.288
-23.401 | 387.342 | -23.568 | 2174.509
-23.234 | 400.912 | -23.401 | 2184.902
-23.066 | 414.624 | -23.234 | 2193.828
-22.898 | 428.993 | -23.066 | 2205.289
-22.729 | 443.55 | -22.898 | 2218.588
-22.56 | 458.139 | -22.729 | 2229.151
-22.391 | 473.645 | -22.56 | 2240.677
-22.221 | 490.786 | -22.391 | 2252.816
-22.051 | 507.891 | -22.221 | 2266.63
-21.88 | 525.298 | -22.051 | 2280.988
-21.709 | 542.301 | -21.88 | 2293.817
-21.538 | 560.908 | -21.709 | 2304.114
-21.366 | 580.22 | -21.538 | 2313.758
-21.194 | 599.552 | -21.366 | 2323.591
-21.021 | 618.822 | -21.194 | 2333.131
-20.848 | 637.306 | -21.021 | 2344.677
-20.675 | 656.114 | -20.848 | 2353.536
-20.501 | 678.103 | -20.675 | 2366.052
-20.327 | 701.743 | -20.501 | 2376.94
-20.152 | 725.411 | -20.327 | 2385.34
-19.977 | 749.513 | -20.152 | 2395.401
-19.802 | 773.303 | -19.977 | 2407.838
-19.626 | 795.13 | -19.802 | 2417.884
-19.45 | 818.235 | -19.626 | 2431.338
-19.273 | 845.194 | -19.45 | 2443.118
-19.096 | 873.744 | -19.273 | 2455.72
-18.919 | 901.758 | -19.096 | 2466.237
-18.741 | 931.981 | -18.919 | 2480.39
-18.563 | 961.461 | -18.741 | 2494.222
-18.385 | 989.892 | -18.563 | 2502.518
-18.206 | 1019.165 | -18.385 | 2510.204
-18.027 | 1049.759 | -18.206 | 2516.159
-17.847 | 1082.787 | -18.027 | 2523.713
-17.667 | 1114.546 | -17.847 | 2534.255
-17.487 | 1147.822 | -17.667 | 2546.081
-17.306 | 1177.911 | -17.487 | 2556.704
-17.125 | 1208.384 | -17.306 | 2573.469
-16.944 | 1240.174 | -17.125 | 2585.319
-16.762 | 1274.513 | -16.944 | 2596.211
-16.58 | 1306.452 | -16.762 | 2609.569
-16.398 | 1343.212 | -16.58 | 2623.526
-16.215 | 1378.214 | -16.398 | 2633.651
-16.032 | 1412.959 | -16.215 | 2647.413
-15.849 | 1447.149 | -16.032 | 2658.156
-15.665 | 1484.073 | -15.849 | 2666.812
-15.481 | 1517.032 | -15.665 | 2678.441
-15.296 | 1551.06 | -15.481 | 2690.169
-15.112 | 1586.719 | -15.296 | 2700.021
-14.927 | 1624.447 | -15.112 | 2711.537
-14.741 | 1662.878 | -14.927 | 2724.155
-14.556 | 1701.417 | -14.741 | 2735.239
-14.37 | 1740.185 | -14.556 | 2748.21
-14.183 | 1777.386 | -14.37 | 2754.395
-13.997 | 1812.607 | -14.183 | 2764.86
-13.81 | 1844.927 | -13.997 | 2773.47
-13.623 | 1878.82 | -13.81 | 2782.325
-13.435 | 1913.445 | -13.623 | 2794.337
-13.247 | 1947.882 | -13.435 | 2805.426
-13.059 | 1981.395 | -13.247 | 2817.304
-12.871 | 2017.039 | -13.059 | 2828.297
-12.682 | 2048.551 | -12.871 | 2840.022
-12.493 | 2078.23 | -12.682 | 2851.304
-12.304 | 2109.678 | -12.493 | 2862.682
-12.115 | 2142.454 | -12.304 | 2870.557
-11.925 | 2175.463 | -12.115 | 2877.61
-11.735 | 2207.921 | -11.925 | 2883.893
-11.544 | 2240.134 | -11.735 | 2890.271
-11.354 | 2271.165 | -11.544 | 2904.643
-11.163 | 2301.709 | -11.354 | 2920.32
-10.972 | 2333.134 | -11.163 | 2931.861
-10.781 | 2367.65 | -10.972 | 2942.914
-10.589 | 2400.899 | -10.781 | 2950.804
-10.397 | 2431.326 | -10.589 | 2953.458
-10.205 | 2460.429 | -10.397 | 2953.391
-10.013 | 2490.779 | -10.205 | 2958.471
-9.821 | 2516.096 | -10.013 | 2967.881
-9.628 | 2546.656 | -9.821 | 2973.455
-9.435 | 2577.034 | -9.628 | 2980.809
-9.242 | 2603.225 | -9.435 | 2987.052
-9.049 | 2628.614 | -9.242 | 2992.539
-8.855 | 2658.068 | -9.049 | 2997.542
-8.661 | 2681.922 | -8.855 | 3008.373
-8.467 | 2704.689 | -8.661 | 3016.815
-8.273 | 2731.076 | -8.467 | 3019.951
-8.079 | 2752.335 | -8.273 | 3023.589
-7.884 | 2775.888 | -8.079 | 3029.429
-7.69 | 2801.188 | -7.884 | 3032.321
-7.495 | 2820.732 | -7.69 | 3035.427
-7.3 | 2836.667 | -7.495 | 3038.11
-7.104 | 2857.121 | -7.3 | 3038.545
-6.909 | 2879.003 | -7.104 | 3040.713
-6.713 | 2897.483 | -6.909 | 3048.262
-6.518 | 2915.397 | -6.713 | 3054.013
-6.322 | 2932.245 | -6.518 | 3051.755
-6.126 | 2945.379 | -6.322 | 3050.657
-5.93 | 2955.853 | -6.126 | 3048.652
-5.733 | 2971.777 | -5.93 | 3046.385
-5.537 | 2984.976 | -5.733 | 3044.402
-5.34 | 3000.237 | -5.537 | 3045.429
-5.144 | 3012.824 | -5.34 | 3048.408
-4.947 | 3029.866 | -5.144 | 3060.296
-4.75 | 3044.755 | -4.947 | 3067.934
-4.553 | 3060.157 | -4.75 | 3073.057
-4.356 | 3069.04 | -4.553 | 3075.605
-4.158 | 3075.741 | -4.356 | 3075.057
-3.961 | 3085.948 | -4.158 | 3073.872
-3.763 | 3096.127 | -3.961 | 3081.05
-3.566 | 3103.806 | -3.763 | 3084.417
-3.368 | 3112.989 | -3.566 | 3091.496
-3.171 | 3121.055 | -3.368 | 3099.309
-2.973 | 3128.858 | -3.171 | 3107.666
-2.775 | 3131.114 | -2.973 | 3111.174
-2.577 | 3133.951 | -2.775 | 3115.124
-2.379 | 3134.808 | -2.577 | 3110.018
-2.181 | 3130.161 | -2.379 | 3111.532
-1.983 | 3130.381 | -2.181 | 3107.299
-1.785 | 3130.241 | -1.983 | 3108.847
-1.586 | 3135.5 | -1.785 | 3105.579
-1.388 | 3135.919 | -1.586 | 3105.29
-1.19 | 3132.982 | -1.388 | 3105.475
-0.992 | 3122.241 | -1.19 | 3105.705
-0.793 | 3119.613 | -0.992 | 3109.109
-0.595 | 3119.919 | -0.793 | 3115.863
-0.397 | 3115.299 | -0.595 | 3119.193
-0.198 | 3117.469 | -0.397 | 3117.583
0 | 3120.328 | -0.198 | 3115.547
0.198 | 3119.014 | 0 | 3120.328
0.397 | 3112.437 | 0.198 | 3117.791
0.595 | 3112.986 | 0.397 | 3115.608
0.793 | 3114.09 | 0.595 | 3111.078
0.992 | 3112.927 | 0.793 | 3114.076
1.19 | 3105.826 | 0.992 | 3119.782
1.388 | 3101.415 | 1.19 | 3123.921
1.586 | 3098.632 | 1.388 | 3130.433
1.785 | 3095.018 | 1.586 | 3135.661
1.983 | 3093.18 | 1.785 | 3133.497
2.181 | 3095.343 | 1.983 | 3131.215
2.379 | 3093.173 | 2.181 | 3132.342
2.577 | 3088.174 | 2.379 | 3134.377
2.775 | 3079.936 | 2.577 | 3133.29
2.973 | 3071.475 | 2.775 | 3129.361
3.171 | 3061.615 | 2.973 | 3122.167
3.368 | 3051.434 | 3.171 | 3118.653
3.566 | 3040.105 | 3.368 | 3113.408
3.763 | 3031.316 | 3.566 | 3110.239
3.961 | 3022.025 | 3.763 | 3105.498
4.158 | 3012.163 | 3.961 | 3102.511
4.356 | 3002.473 | 4.158 | 3103.853
4.553 | 2989.562 | 4.356 | 3103.692
4.75 | 2976.558 | 4.553 | 3100.656
4.947 | 2965.631 | 4.75 | 3095.034
5.144 | 2954.419 | 4.947 | 3086.33
5.34 | 2941.763 | 5.144 | 3081.918
5.537 | 2928.883 | 5.34 | 3083.144
5.733 | 2914.632 | 5.537 | 3085.553
5.93 | 2903.563 | 5.733 | 3083.108
6.126 | 2891.925 | 5.93 | 3084.19
6.322 | 2879.36 | 6.126 | 3082.261
6.518 | 2866.383 | 6.322 | 3079.172
6.713 | 2850.372 | 6.518 | 3071.426
6.909 | 2830.132 | 6.713 | 3065.479
7.104 | 2812.945 | 6.909 | 3061.582
7.3 | 2797.982 | 7.104 | 3058.559
7.495 | 2783.209 | 7.3 | 3057.695
7.69 | 2767.134 | 7.495 | 3055.232
7.884 | 2749.942 | 7.69 | 3055
8.079 | 2727.446 | 7.884 | 3051.48
8.273 | 2707.425 | 8.079 | 3047.84
8.467 | 2687.653 | 8.273 | 3035.525
8.661 | 2663.651 | 8.467 | 3025.38
8.855 | 2637.067 | 8.661 | 3017.482
9.049 | 2613.228 | 8.855 | 3009.933
9.242 | 2587.129 | 9.049 | 2999.481
9.435 | 2560.072 | 9.242 | 2992.498
9.628 | 2532.609 | 9.435 | 2985.176
9.821 | 2507.585 | 9.628 | 2977.248
10.013 | 2485.686 | 9.821 | 2974.157
10.205 | 2459.767 | 10.013 | 2966.066
10.397 | 2431.015 | 10.205 | 2958.795
10.589 | 2400.588 | 10.397 | 2950.031
10.781 | 2369.974 | 10.589 | 2944.249
10.972 | 2339.524 | 10.781 | 2939.324
11.163 | 2310.686 | 10.972 | 2936.453
11.354 | 2283.91 | 11.163 | 2926.042
11.544 | 2255.218 | 11.354 | 2918.239
11.735 | 2225.269 | 11.544 | 2908.986
11.925 | 2193.149 | 11.735 | 2899.833
12.115 | 2159.703 | 11.925 | 2891.022
12.304 | 2120.928 | 12.115 | 2883.288
12.493 | 2081.219 | 12.304 | 2874.417
12.682 | 2045.18 | 12.493 | 2866.782
12.871 | 2010.774 | 12.682 | 2856.585
13.059 | 1975.989 | 12.871 | 2843.749
13.247 | 1945.158 | 13.059 | 2830.753
13.435 | 1911.795 | 13.247 | 2822.403
13.623 | 1875.41 | 13.435 | 2819.414
13.81 | 1836.623 | 13.623 | 2817.534
13.997 | 1798.18 | 13.81 | 2808.204
14.183 | 1755.419 | 13.997 | 2796.544
14.37 | 1719.908 | 14.183 | 2788.831
14.556 | 1687.371 | 14.37 | 2779.209
14.741 | 1654.96 | 14.556 | 2774.538
14.927 | 1624.715 | 14.741 | 2766.996
15.112 | 1594.05 | 14.927 | 2758.139
15.296 | 1557.123 | 15.112 | 2744.669
15.481 | 1522.12 | 15.296 | 2732.521
15.665 | 1484.795 | 15.481 | 2716.106
15.849 | 1446.485 | 15.665 | 2698.759
16.032 | 1408.343 | 15.849 | 2685.691
16.215 | 1373.829 | 16.032 | 2676.391
16.398 | 1339.286 | 16.215 | 2667.11
16.58 | 1306.04 | 16.398 | 2662.122
16.762 | 1274.268 | 16.58 | 2658.228
16.944 | 1242.492 | 16.762 | 2650.889
17.125 | 1211.293 | 16.944 | 2638.863
17.306 | 1179.038 | 17.125 | 2630.45
17.487 | 1147.265 | 17.306 | 2622.763
17.667 | 1117.652 | 17.487 | 2615.093
17.847 | 1089.438 | 17.667 | 2607.456
18.027 | 1059.431 | 17.847 | 2598.993
18.206 | 1030.026 | 18.027 | 2595.821
18.385 | 999.969 | 18.206 | 2584.383
18.563 | 970.529 | 18.385 | 2572.256
18.741 | 943.325 | 18.563 | 2559.717
18.919 | 917.803 | 18.741 | 2547.647
19.096 | 890.588 | 18.919 | 2529.906
19.273 | 863.068 | 19.096 | 2513.921
19.45 | 837.176 | 19.273 | 2501.577
19.626 | 813.361 | 19.45 | 2495.455
19.802 | 792.095 | 19.626 | 2490.743
19.977 | 771.054 | 19.802 | 2479.889
20.152 | 749.152 | 19.977 | 2472.606
20.327 | 725.466 | 20.152 | 2464.56
20.501 | 703.786 | 20.327 | 2453.38
20.675 | 682.492 | 20.501 | 2436.154
20.848 | 661.504 | 20.675 | 2422.467
21.021 | 642.905 | 20.848 | 2411.61
21.194 | 624.996 | 21.021 | 2401.929
21.366 | 606.286 | 21.194 | 2394.329
21.538 | 588.134 | 21.366 | 2387.733
21.709 | 570.077 | 21.538 | 2374.789
21.88 | 551.93 | 21.709 | 2361.575
22.051 | 534.231 | 21.88 | 2353.637
22.221 | 516.56 | 22.051 | 2343.808
22.391 | 499.157 | 22.221 | 2332.828
22.56 | 481.766 | 22.391 | 2326.326
22.729 | 464.798 | 22.56 | 2319.012
22.898 | 448.602 | 22.729 | 2308.478
23.066 | 433.271 | 22.898 | 2294.928
23.234 | 419.837 | 23.066 | 2281.707
23.401 | 406.634 | 23.234 | 2270.204
23.568 | 394.956 | 23.401 | 2257.309
23.734 | 383.401 | 23.568 | 2244.784
23.9 | 371.409 | 23.734 | 2234.348
24.066 | 359.625 | 23.9 | 2223.617
24.231 | 350.286 | 24.066 | 2210.926
24.396 | 340.252 | 24.231 | 2202.382
24.56 | 330.41 | 24.396 | 2195.561
24.724 | 321.315 | 24.56 | 2186.981
24.887 | 312.222 | 24.724 | 2175.78
25.05 | 303.292 | 24.887 | 2164.03
25.213 | 295.163 | 25.05 | 2152.049
25.375 | 288.226 | 25.213 | 2139.888
25.537 | 278.929 | 25.375 | 2127.908
25.698 | 271.596 | 25.537 | 2116.569
25.859 | 265.771 | 25.698 | 2106.059
26.019 | 260.435 | 25.859 | 2096.501
26.179 | 251.988 | 26.019 | 2083.609
26.339 | 245.955 | 26.179 | 2070.502
26.498 | 240.377 | 26.339 | 2058.09
26.657 | 234.057 | 26.498 | 2048.107
26.815 | 226.947 | 26.657 | 2041.241
26.973 | 221.466 | 26.815 | 2031.558
27.13 | 215.424 | 26.973 | 2018.546
27.287 | 208.68 | 27.13 | 2007.101
27.443 | 203.358 | 27.287 | 1996.858
27.599 | 199.457 | 27.443 | 1984.564
27.755 | 195.174 | 27.599 | 1975.039
27.91 | 190.484 | 27.755 | 1965.951
28.065 | 185.146 | 27.91 | 1954.502
28.219 | 180.272 | 28.065 | 1943.653
28.373 | 175.356 | 28.219 | 1931.074
28.526 | 169.781 | 28.373 | 1917.039
28.679 | 164.277 | 28.526 | 1904.657
28.831 | 161.041 | 28.679 | 1892.935
28.983 | 158.018 | 28.831 | 1878.524
29.135 | 155.047 | 28.983 | 1865.544
29.286 | 151.705 | 29.135 | 1853.891
29.437 | 147.905 | 29.286 | 1840.039
29.587 | 144.438 | 29.437 | 1827.356
29.737 | 141.966 | 29.587 | 1814.08
29.886 | 140.872 | 29.737 | 1801.556
30.035 | 138.856 | 29.886 | 1785.672
30.183 | 136.259 | 30.035 | 1773.319
30.331 | 133.721 | 30.183 | 1764.128
30.479 | 130.95 | 30.331 | 1752.146
30.626 | 128.004 | 30.479 | 1738.112
30.773 | 125.243 | 30.626 | 1726.381
30.919 | 123.072 | 30.773 | 1712.285
31.065 | 120.58 | 30.919 | 1692.981
31.21 | 118.881 | 31.065 | 1676.092
31.355 | 118.524 | 31.21 | 1659.119
31.499 | 117.578 | 31.355 | 1641.09
31.643 | 115.946 | 31.499 | 1626.433
31.787 | 113.642 | 31.643 | 1613.518
31.93 | 110.854 | 31.787 | 1594.341
32.073 | 108.061 | 31.93 | 1576.157
32.215 | 106.993 | 32.073 | 1559.529
32.357 | 106.849 | 32.215 | 1541.421
32.498 | 106.054 | 32.357 | 1524.952
32.639 | 104.215 | 32.498 | 1510.842
32.779 | 102.041 | 32.639 | 1494.669
32.919 | 101.48 | 32.779 | 1477.443
33.059 | 100.639 | 32.919 | 1459.355
33.198 | 99.513 | 33.059 | 1440.711
33.337 | 98.791 | 33.198 | 1419.304
33.475 | 97.504 | 33.337 | 1395.163
33.613 | 94.855 | 33.475 | 1375.542
33.75 | 90.472 | 33.613 | 1355.923
33.887 | 81.279 | 33.75 | 1338.014
34.023 | 70.392 | 33.887 | 1320.196
34.159 | 60.631 | 34.023 | 1304.5
34.295 | 52.18 | 34.159 | 1284.034
34.43 | 47.238 | 34.295 | 1263.375
34.565 | 46.673 | 34.43 | 1243.502
34.699 | 45.668 | 34.565 | 1223.153
34.833 | 44.919 | 34.699 | 1203.627
34.966 | 44.723 | 34.833 | 1187.706
35.099 | 44.672 | 34.966 | 1167.583
35.232 | 45.384 | 35.099 | 1148.692
35.364 | 46.424 | 35.232 | 1130.066
35.496 | 46.678 | 35.364 | 1110.792
35.627 | 46.407 | 35.496 | 1088.373
35.758 | 47.39 | 35.627 | 1064.789
35.888 | 55.81 | 35.758 | 1044.348
36.018 | 68.477 | 35.888 | 1022.475
36.148 | 79.456 | 36.018 | 1001.383
36.277 | 83.236 | 36.148 | 979.834
36.406 | 82.155 | 36.277 | 962.593
36.534 | 73.991 | 36.406 | 940.319
36.662 | 61.138 | 36.534 | 921.613
36.789 | 49.018 | 36.662 | 899.58
36.916 | 41.167 | 36.789 | 883.379
37.043 | 36.036 | 36.916 | 864.239
37.169 | 31.995 | 37.043 | 850.598
37.295 | 28.98 | 37.169 | 832.954
37.42 | 26.604 | 37.295 | 819.467
37.545 | 24.501 | 37.42 | 802.047
37.67 | 23.703 | 37.545 | 786.295
37.794 | 23.523 | 37.67 | 771.318
37.917 | 23.861 | 37.794 | 755.33
38.04 | 24.421 | 37.917 | 733.173
38.163 | 24.959 | 38.04 | 715.727
38.286 | 25.419 | 38.163 | 696.017
38.408 | 25.269 | 38.286 | 678.732
38.529 | 24.387 | 38.408 | 664.162
38.651 | 22.987 | 38.529 | 652.292
38.771 | 21.545 | 38.651 | 639.188
38.892 | 20.885 | 38.771 | 626.22
39.012 | 21.192 | 38.892 | 612.082
39.131 | 20.839 | 39.012 | 598.616
39.25 | 20.309 | 39.131 | 587.418
39.369 | 20.762 | 39.25 | 573.663
39.487 | 22.68 | 39.369 | 558.388
39.605 | 24.294 | 39.487 | 546.16
39.723 | 25.334 | 39.605 | 531.062
39.84 | 26.324 | 39.723 | 516.329
39.957 | 26.966 | 39.84 | 504.846
40.073 | 27.434 | 39.957 | 491.593
40.189 | 26.49 | 40.073 | 480.022
40.189 | 26.49 | 40.073 | 480.022
40.305 | 26.384 | 40.189 | 468.954
40.42 | 26.824 | 40.305 | 459.215
40.535 | 26.441 | 40.42 | 449.609
40.649 | 25.101 | 40.535 | 439.986
40.763 | 24.395 | 40.649 | 427.515
40.877 | 22.718 | 40.763 | 418.894
40.99 | 20.399 | 40.877 | 410.64
41.103 | 18.965 | 40.99 | 401.292
41.215 | 18.874 | 41.103 | 339.118
41.327 | 19.162 | 41.215 | 244.004
41.439 | 19.234 | 41.327 | 174.513
455.669
323.389
196.583
73.469
0
0
0

## Sheet1
Old Data
40110 | 1565 | 648 | 53.9
37990 | 1459 | 596 | 51.3
25110 | 965 | 395 | 35.3
21910 | 854 | 345 | 32.6
New Data
43370 | 1887 | 793 | 53.4
41860 | 1829 | 773 | 51.4
36040 | 1532 | 633 | 41.9
36610 | 1631 | 678 | 45.8
Ratio |  |  | Use this to scale regulated full data
1.0361 | 1.0317 | 1.0259 | 1.0312
| 1.2536 | 1.297 | 1.2753
0.86097 | 0.83762 | 0.81889 | 0.83916
0.87458 | 0.89174 | 0.8771 | 0.88114
Use values in red to obtain other data from regulated full data