## No Diffuser
Desire
D40 Lustr 1-Piece Optic | 2015-05-14
Diffuser | Beam Angle | Field Angle
None | 10.5 | 21.7
Row Mult
Mode | Candela | Field Lumens | Beam Lumens | Power Consump | Efficacy (lpw)
Boost Full | 71324.3498 | 2592.6614 | 1041.9627 | 102.7 | 25.245 | 1 | 1 | 1 | 1 | 1 | 1
Regulated Full | 64071 | 2329 | 936 | 93.3 | 24.9625 | 0.8983 | 0.8983 | 0.8983
Regulated 3200K | 46298.9219 | 1682.9797 | 676.3714 | 57.2 | 29.4227 | 0.64913 | 0.64913 | 0.64913
Regulated 5600K | 40173.2218 | 1460.3086 | 586.8823 | 54.5 | 26.7947 | 0.56325 | 0.56325 | 0.56325
[6 empty] | 0 | 0 | 0
[6 empty] | 0 | 0 | 0
[6 empty] | 0 | 0 | 0
| For Field diameter at any distance, multiply distance by |  |  |  | 0.38333
| For Beam diameter at any distance, multiply distance by |  |  |  | 0.18377
Dist for 1.0 fc
| Throw Distance (ft) | 10 | 15 | 20 | 30 | 253.1225
| Throw Distance (m) | 3.048 | 4.572 | 6.096 | 9.144 | 77.1517
| Field Diameter (ft) | 3.8333 | 5.7499 | 7.6666 | 11.4999
| Field Diameter (m) | 1.1684 | 1.7526 | 2.3368 | 3.5052
| Illuminance (fc) | 640.71 | 284.76 | 160.1775 | 71.19
| Illuminance (lux) | 6896.5384 | 3065.1282 | 1724.1346 | 766.282
Test Distance | Iso-Illuminance Diagram grid lines
180.7 | 0 | 12.5 | 25 | 37.5
| 0 | 0.069175 | 0.13835 | 0.20753
Measurement: No Secondary Lens - Intensity
Degrees | (Cd)
-18.0253 | 0 | 0
-17.9943 | 0 | 0
-17.9632 | 0 | 0
-17.9322 | 0 | 0
-17.9012 | 0 | 0
-17.8701 | 0 | 0
-17.8391 | 0 | 0
-17.8081 | 0 | 0
-17.777 | 0 | 0
-17.746 | 0 | 0
-17.715 | 0 | 0
-17.6839 | 0 | 0
-17.6529 | 0 | 0
-17.6219 | 0 | 0
-17.5908 | 0 | 0
-17.5598 | 0 | 0
-17.5288 | 0 | 0
-17.4977 | 0 | 0
-17.4667 | 0 | 0
-17.4357 | 0 | 0
-17.4047 | 0 | 0
-17.3736 | 0 | 0
-17.3426 | 0 | 0
-17.3116 | 0 | 0
-17.2805 | 0 | 0
-17.2495 | 0 | 0
-17.2185 | 0 | 0
-17.1874 | 0 | 0
-17.1564 | 0 | 0
-17.1254 | 0 | 0
-17.0943 | 0 | 0
-17.0633 | 0 | 0
-17.0322 | 0 | 0
-17.0012 | 0 | 0
-16.9702 | 0 | 0
-16.9391 | 0 | 0
-16.9081 | 0 | 0
-16.8771 | 0 | 0
-16.846 | 0 | 0
-16.815 | 0 | 0
-16.784 | 0 | 0
-16.7529 | 0 | 0
-16.7219 | 0 | 0
-16.6909 | 0 | 0
-16.6598 | 0 | 0
-16.6288 | 0 | 0
-16.5978 | 0 | 0
-16.5667 | 0 | 0
-16.5357 | 0 | 0
-16.5047 | 0 | 0
-16.4736 | 0 | 0
-16.4426 | 0 | 0
-16.4116 | 0 | 0
-16.3805 | 0 | 0
-16.3495 | 0 | 0
-16.3185 | 0 | 0
-16.2874 | 0 | 0
-16.2564 | 0 | 0
-16.2254 | 0 | 0
-16.1943 | 54.1884 | 56.4373
-16.1633 | 273.4498 | 284.7979
-16.1323 | 643.8914 | 670.6129
-16.1012 | 844.8391 | 879.8999
-16.0702 | 1043.031 | 1086.3168
-16.0392 | 1243.2229 | 1294.8167
-16.0081 | 1580.5658 | 1646.1593
-15.9771 | 1856.3019 | 1933.3384
-15.9461 | 2063.5458 | 2149.183
-15.915 | 2264.923 | 2358.9173
-15.884 | 2417.785 | 2518.123
-15.853 | 2439.5221 | 2540.7623
-15.8219 | 2461.5301 | 2563.6835
-15.7909 | 2473.099 | 2575.7326
-15.7599 | 2491.8835 | 2595.2967
-15.7288 | 2508.3413 | 2612.4375
-15.6978 | 2526.578 | 2631.431
-15.6668 | 2549.9086 | 2655.7298
-15.6357 | 2563.1815 | 2669.5535
-15.6047 | 2586.232 | 2693.5606
-15.5737 | 2607.489 | 2715.6998
-15.5426 | 2635.8063 | 2745.1923
-15.5116 | 2654.0784 | 2764.2227
-15.4806 | 2671.1434 | 2781.9958
-15.4495 | 2685.0839 | 2796.5148
-15.4185 | 2701.0823 | 2813.1773
-15.3875 | 2721.3104 | 2834.2447
-15.3564 | 2743.5683 | 2857.4263
-15.3254 | 2757.4337 | 2871.8672
-15.2944 | 2769.0173 | 2883.9315
-15.2633 | 2780.3946 | 2895.781
-15.2323 | 2799.8176 | 2916.01
-15.2013 | 2817.947 | 2934.8918
-15.1702 | 2831.4719 | 2948.978
-15.1392 | 2849.0264 | 2967.261
-15.1082 | 2860.462 | 2979.1712
-15.0771 | 2886.2756 | 3006.0561
-15.0461 | 2915.925 | 3036.9359
-15.0151 | 2932.7682 | 3054.4781
-14.984 | 2943.7893 | 3065.9566
-14.953 | 2954.4845 | 3077.0956
-14.922 | 2979.6503 | 3103.3057
-14.8909 | 2998.4368 | 3122.872
-14.8599 | 3013.2355 | 3138.2848
-14.8289 | 3023.6797 | 3149.1624
-14.7978 | 3044.7742 | 3171.1323
-14.7668 | 3062.9088 | 3190.0195
-14.7358 | 3079.6166 | 3207.4206
-14.7047 | 3091.7636 | 3220.0718
-14.6737 | 3111.8801 | 3241.0232
-14.6427 | 3132.5456 | 3262.5462
-14.6116 | 3162.7803 | 3294.0357
-14.5806 | 3189.4 | 3321.7601
-14.5496 | 3208.095 | 3341.2309
-14.5185 | 3226.3754 | 3360.2699
-14.4875 | 3242.7144 | 3377.2871
-14.4565 | 3277.1152 | 3413.1154
-14.4254 | 3307.9102 | 3445.1885
-14.3944 | 3330.9597 | 3469.1945
-14.3634 | 3355.3881 | 3494.6367
-14.3323 | 3378.9416 | 3519.1676
-14.3013 | 3411.7145 | 3553.3006
-14.2703 | 3444.5811 | 3587.5312
-14.2392 | 3459.7505 | 3603.3302
-14.2082 | 3480.4597 | 3624.8988
-14.1772 | 3496.755 | 3641.8703
-14.1461 | 3519.4878 | 3665.5466
-14.1151 | 3549.4914 | 3696.7953
-14.0841 | 3574.3936 | 3722.731
-14.053 | 3594.8799 | 3744.0675
-14.022 | 3605.5168 | 3755.1457
-13.991 | 3628.5704 | 3779.156
-13.9599 | 3651.424 | 3802.9581
-13.9289 | 3673.7933 | 3826.2558
-13.8979 | 3693.0205 | 3846.2808
-13.8668 | 3713.3901 | 3867.4958
-13.8358 | 3743.326 | 3898.674
-13.8048 | 3774.7626 | 3931.4153
-13.7737 | 3785.9619 | 3943.0793
-13.7427 | 3795.9019 | 3953.4319
-13.7117 | 3817.5745 | 3976.0038
-13.6806 | 3848.9341 | 4008.6648
-13.6496 | 3889.4807 | 4050.8942
-13.6186 | 3915.3599 | 4077.8473
-13.5875 | 3937.2835 | 4100.6807
-13.5565 | 3961.6379 | 4126.0459
-13.5254 | 3998.0935 | 4164.0144
-13.4944 | 4038.2986 | 4205.888
-13.4634 | 4069.955 | 4238.8581
-13.4323 | 4099.3752 | 4269.4993
-13.4013 | 4128.632 | 4299.9703
-13.3703 | 4166.9217 | 4339.849
-13.3392 | 4198.9083 | 4373.163
-13.3082 | 4222.6097 | 4397.848
-13.2772 | 4249.3637 | 4425.7123
-13.2462 | 4268.7398 | 4445.8925
-13.2151 | 4298.8714 | 4477.2746
-13.1841 | 4320.543 | 4499.8455
-13.1531 | 4334.1418 | 4514.0087
-13.122 | 4356.4518 | 4537.2446
-13.091 | 4375.8581 | 4557.4562
-13.06 | 4413.2542 | 4596.4042
-13.0289 | 4450.8294 | 4635.5388
-12.9979 | 4475.8942 | 4661.6438
-12.9669 | 4498.5145 | 4685.2028
-12.9358 | 4526.3059 | 4714.1476
-12.9048 | 4569.1376 | 4758.7568
-12.8737 | 4604.759 | 4795.8565
-12.8427 | 4642.7706 | 4835.4456
-12.8117 | 4663.11 | 4856.6291
-12.7806 | 4674.0416 | 4868.0143
-12.7496 | 4709.4734 | 4904.9166
-12.7186 | 4754.184 | 4951.4826
-12.6875 | 4785.1301 | 4983.713
-12.6565 | 4813.0985 | 5012.8421
-12.6255 | 4838.7413 | 5039.5491
-12.5945 | 4886.09 | 5088.8627
-12.5634 | 4925.1931 | 5129.5886
-12.5324 | 4945.7252 | 5150.9728
-12.5014 | 4981.0258 | 5187.7384
-12.4703 | 5025.1115 | 5233.6536
-12.4393 | 5073.2277 | 5283.7667
-12.4083 | 5106.7057 | 5318.634
-12.3772 | 5129.9926 | 5342.8873
-12.3462 | 5159.6056 | 5373.7292
-12.3151 | 5192.8763 | 5408.3807
-12.2841 | 5243.3161 | 5460.9138
-12.2531 | 5292.7655 | 5512.4153
-12.222 | 5324.6448 | 5545.6176
-12.191 | 5355.6492 | 5577.9087
-12.16 | 5386.6547 | 5610.2008
-12.1289 | 5431.1965 | 5656.5911
-12.0979 | 5482.0248 | 5709.5288
-12.0669 | 5513.2521 | 5742.0521
-12.0358 | 5548.4496 | 5778.7103
-12.0048 | 5581.3652 | 5812.9918
-11.9738 | 5621.2755 | 5854.5584
-11.9427 | 5673.6994 | 5909.1579
-11.9117 | 5707.1784 | 5944.0263
-11.8807 | 5742.3311 | 5980.6378
-11.8496 | 5779.4387 | 6019.2854
-11.8186 | 5829.0328 | 6070.9377
-11.7876 | 5883.7418 | 6127.9171
-11.7565 | 5919.962 | 6165.6405
-11.7255 | 5954.8481 | 6201.9743
-11.6945 | 5987.7054 | 6236.1951
-11.6634 | 6049.4923 | 6300.5463
-11.6324 | 6094.0967 | 6347.0017
-11.6014 | 6132.5676 | 6387.0691
-11.5703 | 6171.6613 | 6427.7853
-11.5393 | 6210.6509 | 6468.3929
-11.5083 | 6274.7042 | 6535.1044
-11.4772 | 6331.1296 | 6593.8714
-11.4462 | 6370.0161 | 6634.3717
-11.4152 | 6412.7238 | 6678.8518
-11.3841 | 6456.3502 | 6724.2887
-11.3531 | 6523.4436 | 6794.1665
-11.3221 | 6578.8451 | 6851.8672
-11.291 | 6617.5827 | 6892.2124
-11.26 | 6654.2612 | 6930.413
-11.229 | 6693.1914 | 6970.9589
-11.1979 | 6751.0947 | 7031.2651
-11.1669 | 6805.3308 | 7087.752
-11.1359 | 6846.8387 | 7130.9825
-11.1048 | 6889.9912 | 7175.9258
-11.0738 | 6933.1884 | 7220.9157
-11.0428 | 7006.736 | 7297.5156
-11.0117 | 7091.1465 | 7385.4291
-10.9807 | 7138.9055 | 7435.1701
-10.9497 | 7183.5536 | 7481.671
-10.9186 | 7233.0904 | 7533.2637
-10.8876 | 7310.7624 | 7614.159
-10.8566 | 7391.6119 | 7698.3638
-10.8255 | 7438.6461 | 7747.3499
-10.7945 | 7480.3165 | 7790.7496
-10.7635 | 7520.0466 | 7832.1285
-10.7324 | 7573.2058 | 7887.4938
-10.7014 | 7635.978 | 7952.8711
-10.6704 | 7683.1455 | 8001.996
-10.6393 | 7732.6824 | 8053.5887
-10.6083 | 7776.5608 | 8099.288
-10.5773 | 7835.7315 | 8160.9144
-10.5462 | 7898.8183 | 8226.6192
-10.5152 | 7946.3846 | 8276.1596
-10.4842 | 7995.684 | 8327.5049
-10.4531 | 8049.7243 | 8383.7879
-10.4221 | 8119.7663 | 8456.7366
-10.3911 | 8177.3445 | 8516.7043
-10.36 | 8216.9267 | 8557.9292
-10.329 | 8269.8412 | 8613.0396
-10.298 | 8326.4738 | 8672.0225
-10.2669 | 8410.4916 | 8759.527
-10.2359 | 8496.757 | 8849.3724
-10.2049 | 8545.8647 | 8900.5181
-10.1738 | 8595.3277 | 8952.0338
-10.1428 | 8651.2791 | 9010.3072
-10.1118 | 8752.817 | 9116.0589
-10.0807 | 8846.3156 | 9213.4377
-10.0497 | 8907.9557 | 9277.6359
-10.0187 | 8958.5279 | 9330.3068
-9.9876 | 9008.0064 | 9381.8387
-9.9566 | 9086.949 | 9464.0574
-9.9256 | 9167.8912 | 9548.3587
-9.8945 | 9223.8719 | 9606.6625
-9.8635 | 9281.7928 | 9666.9872
-9.8325 | 9338.1452 | 9725.6783
-9.8014 | 9421.5173 | 9812.5103
-9.7704 | 9511.0488 | 9905.7573
-9.7394 | 9577.3997 | 9974.8617
-9.7083 | 9645.9283 | 10046.2343
-9.6773 | 9708.7828 | 10111.6973
-9.6463 | 9806.3109 | 10213.2729
-9.6152 | 9899.672 | 10310.5084
-9.5842 | 9963.4004 | 10376.8815
-9.5532 | 10023.6178 | 10439.598
-9.5221 | 10086.7379 | 10505.3376
-9.4911 | 10186.2908 | 10609.0218
-9.4601 | 10277.1398 | 10703.6411
-9.429 | 10344.1561 | 10773.4386
-9.398 | 10412.8483 | 10844.9815
-9.367 | 10477.365 | 10912.1757
-9.3359 | 10571.7353 | 11010.4624
-9.3049 | 10669.928 | 11112.73
-9.2739 | 10731.5223 | 11176.8804
-9.2428 | 10800.2404 | 11248.4504
-9.2118 | 10868.2296 | 11319.2611
-9.1808 | 10975.7228 | 11431.2153
-9.1497 | 11073.7175 | 11533.2768
-9.1187 | 11130.8334 | 11592.7629
-9.0877 | 11179.586 | 11643.5388
-9.0566 | 11245.5546 | 11712.2451
-9.0256 | 11359.2551 | 11830.6642
-8.9946 | 11468.8209 | 11944.777
-8.9635 | 11551.1932 | 12030.5677
-8.9325 | 11627.8476 | 12110.4033
-8.9015 | 11697.0448 | 12182.4722
-8.8704 | 11804.0069 | 12293.8732
-8.8394 | 11920.0821 | 12414.7655
-8.8084 | 12000.0484 | 12498.0504
-8.7773 | 12092.0545 | 12593.8748
-8.7463 | 12179.7488 | 12685.2084
-8.7153 | 12285.7631 | 12795.6223
-8.6842 | 12393.8708 | 12908.2165
-8.6532 | 12464.0367 | 12981.2942
-8.6222 | 12529.1409 | 13049.1002
-8.5911 | 12595.8698 | 13118.5983
-8.5601 | 12719.8499 | 13247.7237
-8.5291 | 12841.7783 | 13374.7121
-8.498 | 12927.8375 | 13464.3427
-8.467 | 13001.7736 | 13541.3472
-8.436 | 13079.5007 | 13622.3
-8.4049 | 13211.5941 | 13759.8753
-8.3739 | 13337.8552 | 13891.3762
-8.3429 | 13433.5482 | 13991.0405
-8.3118 | 13536.8442 | 14098.6232
-8.2808 | 13642.4106 | 14208.5707
-8.2498 | 13773.8583 | 14345.4735
-8.2187 | 13913.2423 | 14490.6418
-8.1877 | 13997.3746 | 14578.2657
-8.1567 | 14100.7539 | 14685.9352
-8.1256 | 14197.1343 | 14786.3154
-8.0946 | 14337.9764 | 14933.0024
-8.0635 | 14499.0548 | 15100.7656
-8.0325 | 14589.1758 | 15194.6266
-8.0015 | 14677.6304 | 15286.752
-7.9704 | 14775.8438 | 15389.0413
-7.9394 | 14917.3524 | 15536.4226
-7.9084 | 15059.1006 | 15684.0532
-7.8773 | 15158.6888 | 15787.7744
-7.8463 | 15257.5896 | 15890.7796
-7.8153 | 15356.3238 | 15993.6113
-7.7842 | 15497.9991 | 16141.1661
-7.7532 | 15637.6226 | 16286.5839
-7.7222 | 15739.0647 | 16392.2359
-7.6911 | 15843.5271 | 16501.0335
-7.6601 | 15942.3238 | 16603.9303
-7.6291 | 16092.2998 | 16760.1303
-7.598 | 16241.703 | 16915.7337
-7.567 | 16341.1454 | 17019.3029
-7.536 | 16423.8093 | 17105.3974
-7.5049 | 16522.054 | 17207.7192
-7.4739 | 16687.3817 | 17379.908
-7.4429 | 16846.502 | 17545.6319
-7.4118 | 16952.6413 | 17656.1759
-7.3808 | 17054.9791 | 17762.7607
-7.3498 | 17152.2969 | 17864.1172
-7.3187 | 17308.5739 | 18026.8798
-7.2877 | 17477.651 | 18202.9736
-7.2567 | 17587.5293 | 18317.4118
-7.2256 | 17714.7173 | 18449.878
-7.1946 | 17827.7929 | 18567.6463
-7.1636 | 17986.4342 | 18732.8712
-7.1325 | 18142.0447 | 18894.9396
-7.1015 | 18255.2141 | 19012.8055
-7.0705 | 18349.7198 | 19111.2332
-7.0394 | 18451.7868 | 19217.536
-7.0084 | 18589.796 | 19361.2725
-6.9774 | 18757.0401 | 19535.4572
-6.9463 | 18860.1069 | 19642.8013
-6.9153 | 18939.9587 | 19725.967
-6.8843 | 19045.5043 | 19835.8927
-6.8532 | 19215.4355 | 20012.876
-6.8222 | 19371.8375 | 20175.7688
-6.7912 | 19471.8528 | 20279.9346
-6.7601 | 19594.8122 | 20407.997
-6.7291 | 19715.168 | 20533.3475
-6.6981 | 19901.8777 | 20727.8056
-6.667 | 20103.8662 | 20938.1766
-6.636 | 20237.9281 | 21077.8021
-6.605 | 20384.7796 | 21230.7479
-6.5739 | 20504.4271 | 21355.3608
-6.5429 | 20695.7298 | 21554.6026
-6.5119 | 20931.1505 | 21799.7932
-6.4808 | 21089.573 | 21964.7903
-6.4498 | 21243.5901 | 22125.1991
-6.4188 | 21389.2855 | 22276.9408
-6.3877 | 21588.1287 | 22484.036
-6.3567 | 21803.4171 | 22708.259
-6.3257 | 21939.0517 | 22849.5223
-6.2946 | 22088.2778 | 23004.9413
-6.2636 | 22241.4408 | 23164.4606
-6.2326 | 22444.6375 | 23376.0899
-6.2015 | 22621.2134 | 23559.9937
-6.1705 | 22759.0455 | 23703.5459
-6.1395 | 22898.5752 | 23848.8661
-6.1084 | 23029.2314 | 23984.9445
-6.0774 | 23247.4361 | 24212.2047
-6.0464 | 23446.2897 | 24419.3107
-6.0153 | 23592.5475 | 24571.6382
-5.9843 | 23738.4512 | 24723.597
-5.9533 | 23863.4625 | 24853.7962
-5.9222 | 24115.2972 | 25116.082
-5.8912 | 24342.8754 | 25353.1047
-5.8602 | 24465.7724 | 25481.1019
-5.8291 | 24606.2186 | 25627.3767
-5.7981 | 24781.5239 | 25809.9571
-5.7671 | 25014.5908 | 26052.6963
-5.736 | 25256.7187 | 26304.8725
-5.705 | 25413.0895 | 26467.7327
-5.674 | 25562.5448 | 26623.3904
-5.6429 | 25732.1634 | 26800.0482
-5.6119 | 25955.3465 | 27032.4934
-5.5809 | 26202.7652 | 27290.18
-5.5498 | 26376.3104 | 27470.9272
-5.5188 | 26527.3799 | 27628.2662
-5.4878 | 26657.8278 | 27764.1277
-5.4567 | 26890.3219 | 28006.2702
-5.4257 | 27134.991 | 28261.0932
-5.3947 | 27285.9877 | 28418.3562
-5.3636 | 27443.8375 | 28582.7567
-5.3326 | 27610.8628 | 28756.7136
-5.3016 | 27847.0021 | 29002.6527
-5.2705 | 28088.453 | 29254.1238
-5.2395 | 28275.5273 | 29448.9617
-5.2085 | 28459.779 | 29640.8599
-5.1774 | 28636.5216 | 29824.9372
-5.1464 | 28873.7024 | 30071.961
-5.1154 | 29118.2466 | 30326.6538
-5.0843 | 29306.3831 | 30522.598
-5.0533 | 29486.7501 | 30710.4502
-5.0223 | 29675.4595 | 30906.9911
-4.9912 | 29972.8702 | 31216.7444
-4.9602 | 30253.1379 | 31508.6431
-4.9292 | 30407.2486 | 31669.1495
-4.8981 | 30569.4935 | 31838.1275
-4.8671 | 30757.6717 | 32034.1151
-4.8361 | 31047.6774 | 32336.156
-4.805 | 31350.7539 | 32651.8102
-4.774 | 31543.3898 | 32852.4404
-4.743 | 31735.6715 | 33052.7018
-4.7119 | 31906.8003 | 33230.9326
-4.6809 | 32144.9497 | 33478.9651
-4.6499 | 32411.0426 | 33756.1008
-4.6188 | 32600.304 | 33953.2166
-4.5878 | 32794.5749 | 34155.5498
-4.5568 | 32979.9932 | 34348.6629
-4.5257 | 33256.0532 | 34636.1794
-4.4947 | 33505.2425 | 34895.71
-4.4637 | 33662.5298 | 35059.5248
-4.4326 | 33835.3459 | 35239.5127
-4.4016 | 34012.7758 | 35424.306
-4.3706 | 34301.2818 | 35724.7849
-4.3395 | 34599.7236 | 36035.6121
-4.3085 | 34804.5762 | 36248.9661
-4.2775 | 35006.3252 | 36459.0877
-4.2464 | 35205.7516 | 36666.7903
-4.2154 | 35480.3951 | 36952.8315
-4.1844 | 35766.8806 | 37251.2061
-4.1533 | 35967.411 | 37460.0585
-4.1223 | 36148.0904 | 37648.2361
-4.0913 | 36327.4054 | 37834.9928
-4.0602 | 36586.8535 | 38105.2079
-4.0292 | 36828.1482 | 38356.5164
-3.9982 | 37010.015 | 38545.9306
-3.9671 | 37211.3057 | 38755.5748
-3.9361 | 37421.6678 | 38974.667
-3.9051 | 37752.0004 | 39318.7084
-3.874 | 38085.4991 | 39666.0473
-3.843 | 38302.6831 | 39892.2444
-3.812 | 38525.4808 | 40124.2882
-3.7809 | 38759.9224 | 40368.4592
-3.7499 | 39134.1021 | 40758.1674
-3.7189 | 39443.1881 | 41080.0804
-3.6878 | 39637.9694 | 41282.9451
-3.6568 | 39824.3771 | 41477.0887
-3.6258 | 40006.6396 | 41666.9151
-3.5947 | 40303.9982 | 41976.6142
-3.5637 | 40595.2329 | 42279.9351
-3.5327 | 40783.5882 | 42476.1071
-3.5016 | 40977.63 | 42678.2017
-3.4706 | 41156.5077 | 42864.5027
-3.4396 | 41446.2946 | 43166.3158
-3.4085 | 41763.0668 | 43496.2341
-3.3775 | 41984.1669 | 43726.5098
-3.3465 | 42189.3424 | 43940.2001
-3.3154 | 42388.071 | 44147.1759
-3.2844 | 42683.857 | 44455.2371
-3.2534 | 43008.9196 | 44793.7897
-3.2223 | 43231.6964 | 45025.8118
-3.1913 | 43401.4297 | 45202.589
-3.1602 | 43623.0817 | 45433.4396
-3.1292 | 43927.5746 | 45750.569
-3.0982 | 44246.1695 | 46082.3855
-3.0671 | 44451.6783 | 46296.4229
-3.0361 | 44666.4564 | 46520.1143
-3.0051 | 44875.8812 | 46738.2303
-2.974 | 45175.7291 | 47050.5218
-2.943 | 45468.2031 | 47355.1335
-2.912 | 45666.7651 | 47561.9358
-2.8809 | 45942.2731 | 47848.8774
-2.8499 | 46173.861 | 48090.0762
-2.8189 | 46503.0583 | 48432.9352
-2.7878 | 46788.8772 | 48730.6156
-2.7568 | 46974.7016 | 48924.1517
-2.7258 | 47161.3905 | 49118.5882
-2.6947 | 47353.8284 | 49319.0123
-2.6637 | 47645.0631 | 49622.3332
-2.6327 | 47928.8093 | 49917.8549
-2.6016 | 48138.3487 | 50136.0902
-2.5706 | 48294.3342 | 50298.549
-2.5396 | 48464.3174 | 50475.5866
-2.5085 | 48741.4189 | 50764.1878
-2.4775 | 49012.2922 | 51046.3023
-2.4465 | 49242.3179 | 51285.8741
-2.4154 | 49446.6498 | 51498.6857
-2.3844 | 49640.0042 | 51700.0644
-2.3534 | 49938.696 | 52011.1519
-2.3223 | 50226.8166 | 52311.2295
-2.2913 | 50376.8238 | 52467.462
-2.2603 | 50539.4541 | 52636.8414
-2.2292 | 50708 | 52812.382
-2.1982 | 51002.6924 | 53119.3042
-2.1672 | 51289.8756 | 53418.4055
-2.1361 | 51437.8103 | 53572.4794
-2.1051 | 51613.5426 | 53755.5046
-2.0741 | 51804.3454 | 53954.2257
-2.043 | 52085.8108 | 54247.3719
-2.012 | 52352.9139 | 54525.5598
-1.981 | 52526.7923 | 54706.6542
-1.9499 | 52713.252 | 54900.852
-1.9189 | 52903.2425 | 55098.727
-1.8879 | 53150.3383 | 55356.0774
-1.8568 | 53383.978 | 55599.4131
-1.8258 | 53554.1071 | 55776.6025
-1.7948 | 53731.9328 | 55961.808
-1.7637 | 53910.2688 | 56147.545
-1.7327 | 54128.5255 | 56374.8594
-1.7017 | 54402.1901 | 56659.881
-1.6706 | 54584.5672 | 56849.8267
-1.6396 | 54773.5682 | 57046.6712
-1.6086 | 54951.5293 | 57232.0177
-1.5775 | 55239.1499 | 57531.5746
-1.5465 | 55446.7417 | 57747.7815
-1.5155 | 55590.8957 | 57897.9179
-1.4844 | 55753.7342 | 58067.5142
-1.4534 | 55897.7945 | 58217.553
-1.4224 | 56101.3557 | 58429.5619
-1.3913 | 56236.5216 | 58570.3372
-1.3603 | 56360.3871 | 58699.3432
-1.3293 | 56479.1702 | 58823.0558
-1.2982 | 56565.5418 | 58913.0118
-1.2672 | 56672.0456 | 59023.9355
-1.2362 | 56819.6782 | 59177.6949
-1.2051 | 56919.9955 | 59282.1753
-1.1741 | 56972.8204 | 59337.1924
-1.1431 | 57056.4737 | 59424.3173
-1.112 | 57234.9243 | 59610.1736
-1.081 | 57338.0432 | 59717.572
-1.05 | 57405.699 | 59788.0355
-1.0189 | 57486.1341 | 59871.8086
-0.9879 | 57604.3339 | 59994.9138
-0.95687 | 57749.1441 | 60145.7336
-0.92583 | 57871.8536 | 60273.5355
-0.8948 | 57988.9807 | 60395.5234
-0.86377 | 58129.3437 | 60541.7114
-0.83273 | 58242.7213 | 60659.7943
-0.8017 | 58420.3908 | 60844.837
-0.77067 | 58674.8293 | 61109.8347
-0.73963 | 58836.8971 | 61278.6283
-0.7086 | 58970.6778 | 61417.9609
-0.67757 | 59087.3154 | 61539.4389
-0.64653 | 59365.8333 | 61829.5154
-0.6155 | 59576.5912 | 62049.0198
-0.58447 | 59695.3014 | 62172.6564
-0.55343 | 59797.9725 | 62279.5883
-0.5224 | 59897.1649 | 62382.8973
-0.49136 | 60053.6503 | 62545.8768
-0.46033 | 60174.5789 | 62671.8239
-0.4293 | 60254.6598 | 62755.2282
-0.39826 | 60340.3544 | 62844.4791
-0.36723 | 60435.2663 | 62943.3299
-0.3362 | 60553.2891 | 63066.2506
-0.30516 | 60579.3683 | 63093.412
-0.27413 | 60594.5012 | 63109.173
-0.2431 | 60625.3921 | 63141.3459
-0.21206 | 60642.0874 | 63158.734
-0.18103 | 60653.4918 | 63170.6117
-0.15 | 60674.5405 | 63192.534
-0.11896 | 60718.5022 | 63238.3201
-0.087928 | 60722.1683 | 63242.1383
-0.056895 | 60689.6214 | 63208.2407
-0.025861 | 60666.8543 | 63184.5287
0.0051723 | 60671.3535 | 63189.2147
0.036206 | 60654.4708 | 63171.6314
0.067239 | 60624.8506 | 63140.7819
0.098273 | 60613.3003 | 63128.7523
0.12931 | 60601.4376 | 63116.3973
0.16034 | 60498.5999 | 63009.2918
0.19137 | 60372.2556 | 62877.7042
0.22241 | 60299.7047 | 62802.1424
0.25344 | 60275.1773 | 62776.5972
0.28447 | 60199.0125 | 62697.2715
0.31551 | 60103.0903 | 62597.3685
0.34654 | 60035.9344 | 62527.4257
0.37757 | 59947.1153 | 62434.9205
0.40861 | 59849.0893 | 62332.8265
0.43964 | 59705.6539 | 62183.4385
0.47068 | 59589.1101 | 62062.0581
0.50171 | 59526.0993 | 61996.4324
0.53274 | 59434.8327 | 61901.3782
0.56378 | 59327.3394 | 61789.424
0.59481 | 59173.6349 | 61629.3407
0.62584 | 59154.5963 | 61609.512
0.65688 | 59137.4844 | 61591.69
0.68791 | 59126.257 | 61579.9967
0.71894 | 59070.7347 | 61522.1702
0.74998 | 58973.167 | 61420.5534
0.78101 | 58854.7172 | 61297.1879
0.81204 | 58793.2791 | 61233.2002
0.84308 | 58727.4875 | 61164.6782
0.87411 | 58655.1866 | 61089.3768
0.90515 | 58491.442 | 60918.8368
0.93618 | 58289.2139 | 60708.2163
0.96721 | 58126.1671 | 60538.403
0.99825 | 57968.8797 | 60374.5883
1.0293 | 57873.8429 | 60275.6073
1.0603 | 57761.288 | 60158.3814
1.0913 | 57587.7845 | 59977.6775
1.1224 | 57437.5898 | 59821.2497
1.1534 | 57296.279 | 59674.0746
1.1844 | 57170.7054 | 59543.2897
1.2155 | 57009.9499 | 59375.8628
1.2465 | 56929.3274 | 59291.8944
1.2775 | 56863.3171 | 59223.1447
1.3086 | 56766.9158 | 59122.7428
1.3396 | 56623.3451 | 58973.2139
1.3706 | 56383.2168 | 58723.1203
1.4017 | 56196.0905 | 58528.2283
1.4327 | 56102.5638 | 58430.8202
1.4637 | 55977.4172 | 58300.48
1.4948 | 55824.8687 | 58141.6007
1.5258 | 55524.5938 | 57828.8645
1.5569 | 55222.6734 | 57514.4143
1.5879 | 55019.508 | 57302.8176
1.6189 | 54829.2676 | 57104.6822
1.65 | 54674.7819 | 56943.7853
1.681 | 54469.4502 | 56729.9323
1.712 | 54251.8808 | 56503.3339
1.7431 | 54099.0719 | 56344.1834
1.7741 | 53942.3158 | 56180.9219
1.8051 | 53765.6774 | 55996.953
1.8362 | 53554.055 | 55776.5483
1.8672 | 53372.9485 | 55587.9259
1.8982 | 53257.3837 | 55467.5651
1.9293 | 53160.4305 | 55366.5883
1.9603 | 53058.2906 | 55260.2096
1.9913 | 52867.342 | 55061.3366
2.0224 | 52694.7237 | 54881.5548
2.0534 | 52558.8913 | 54740.0853
2.0844 | 52429.9328 | 54605.775
2.1155 | 52318.5964 | 54489.8182
2.1465 | 52122.0862 | 54285.1528
2.1775 | 51830.4141 | 53981.3763
2.2086 | 51646.9956 | 53790.3459
2.2396 | 51446.5381 | 53581.5694
2.2706 | 51228.625 | 53354.613
2.3017 | 50884.7842 | 52996.5028
2.3327 | 50571.3448 | 52670.0556
2.3637 | 50389.9676 | 52481.1512
2.3948 | 50221.9528 | 52306.1638
2.4258 | 50032.9518 | 52109.3193
2.4568 | 49748.3411 | 51812.8972
2.4879 | 49517.0239 | 51571.9804
2.5189 | 49331.9077 | 51379.1819
2.5499 | 49151.8115 | 51191.6117
2.581 | 48992.0454 | 51025.2153
2.612 | 48742.8874 | 50765.7172
2.643 | 48386.6527 | 50394.6988
2.6741 | 48171.5309 | 50170.6494
2.7051 | 47962.7518 | 49953.206
2.7361 | 47759.1906 | 49741.1971
2.7672 | 47434.878 | 49403.4254
2.7982 | 47086.6941 | 49040.7919
2.8292 | 46864.7088 | 48809.5942
2.8603 | 46633.5479 | 48568.8401
2.8913 | 46403.4597 | 48329.2033
2.9223 | 46134.8777 | 48049.4751
2.9534 | 45875.6275 | 47779.466
2.9844 | 45690.355 | 47586.5048
3.0154 | 45482.43 | 47369.9508
3.0465 | 45256.5078 | 47134.6529
3.0775 | 44937.9442 | 46802.8689
3.1085 | 44641.6062 | 46494.2329
3.1396 | 44451.7512 | 46296.4988
3.1706 | 44260.5943 | 46097.4089
3.2016 | 44068.1875 | 45897.0173
3.2327 | 43733.0745 | 45547.9971
3.2637 | 43399.2842 | 45200.3545
3.2947 | 43162.2804 | 44953.5151
3.3258 | 42959.3962 | 44742.2112
3.3568 | 42774.0509 | 44549.174
3.3878 | 42480.4208 | 44243.3583
3.4189 | 42170.9391 | 43921.033
3.4499 | 41979.3239 | 43721.4658
3.4809 | 41790.7083 | 43525.0226
3.512 | 41570.0352 | 43295.1917
3.543 | 41234.3702 | 42945.5966
3.574 | 40956.7271 | 42656.4313
3.6051 | 40758.4672 | 42449.9436
3.6361 | 40540.2938 | 42222.716
3.6671 | 40317.6523 | 41990.8349
3.6982 | 39994.5269 | 41654.2998
3.7292 | 39667.7771 | 41313.9899
3.7602 | 39458.696 | 41096.2319
3.7913 | 39265.3103 | 40894.8207
3.8223 | 39088.9323 | 40711.123
3.8533 | 38810.4768 | 40421.1116
3.8844 | 38515.0241 | 40113.3976
3.9154 | 38337.9691 | 39928.9948
3.9464 | 38154.6651 | 39738.0837
3.9775 | 37972.788 | 39548.6587
4.0085 | 37712.413 | 39277.4781
4.0395 | 37424.1883 | 38977.2921
4.0706 | 37221.5644 | 38766.2594
4.1016 | 36996.0901 | 38531.4278
4.1326 | 36774.1152 | 38300.241
4.1637 | 36486.5779 | 38000.7709
4.1947 | 36158.1304 | 37658.6929
4.2257 | 35943.0086 | 37434.6435
4.2568 | 35743.426 | 37226.7781
4.2878 | 35550.5089 | 37025.855
4.3188 | 35275.4904 | 36739.4233
4.3499 | 34986.4013 | 36438.3369
4.3809 | 34804.8782 | 36249.2807
4.4119 | 34637.7175 | 36075.1828
4.443 | 34462.1935 | 35892.3745
4.474 | 34170.9797 | 35589.0753
4.505 | 33844.0216 | 35248.5485
4.5361 | 33630.7745 | 35026.4516
4.5671 | 33435.889 | 34823.4784
4.5981 | 33252.9912 | 34632.9903
4.6292 | 32972.8902 | 34341.2651
4.6602 | 32715.9105 | 34073.6207
4.6912 | 32519.0253 | 33868.5648
4.7223 | 32312.2563 | 33653.2149
4.7533 | 32129.0044 | 33462.3581
4.7843 | 31903.3634 | 33227.353
4.8154 | 31662.4332 | 32976.4242
4.8464 | 31500.907 | 32808.1946
4.8774 | 31330.9029 | 32631.1354
4.9085 | 31151.1817 | 32443.9557
4.9395 | 30860.6553 | 32141.3724
4.9705 | 30611.2368 | 31881.6032
5.0016 | 30455.9075 | 31719.8277
5.0326 | 30300.4532 | 31557.922
5.0636 | 30120.4508 | 31370.4495
5.0947 | 29826.9353 | 31064.7531
5.1257 | 29592.7123 | 30820.8099
5.1567 | 29445.2672 | 30667.2458
5.1878 | 29281.2101 | 30496.3803
5.2188 | 29101.9888 | 30309.7213
5.2498 | 28829.824 | 30026.2617
5.2809 | 28509.3753 | 29692.5143
5.3119 | 28308.0429 | 29482.8267
5.3429 | 28125.0618 | 29292.2518
5.374 | 27953.4851 | 29113.5547
5.405 | 27680.133 | 28828.8585
5.436 | 27363.1212 | 28498.6907
5.4671 | 27170.9436 | 28298.5378
5.4981 | 26990.3059 | 28110.4036
5.5291 | 26816.6774 | 27929.5695
5.5602 | 26566.4883 | 27668.9975
5.5912 | 26319.3195 | 27411.5712
5.6222 | 26152.5128 | 27237.8421
5.6533 | 25976.3535 | 27054.3722
5.6843 | 25800.4546 | 26871.1735
5.7153 | 25578.6776 | 26640.1927
5.7464 | 25368.8258 | 26421.632
5.7774 | 25212.9549 | 26259.2925
5.8084 | 25054.9385 | 26094.7184
5.8395 | 24903.8377 | 25937.3469
5.8705 | 24692.6735 | 25717.4195
5.9015 | 24468.5011 | 25483.9439
5.9326 | 24304.8502 | 25313.5015
5.9636 | 24159.4255 | 25162.0417
5.9946 | 24027.3321 | 25024.4664
6.0257 | 23811.8041 | 24799.994
6.0567 | 23570.2386 | 24548.4035
6.0877 | 23409.4831 | 24380.9766
6.1188 | 23251.2271 | 24216.1531
6.1498 | 23097.71 | 24056.265
6.1808 | 22872.5586 | 23821.7697
6.2119 | 22666.7061 | 23607.3744
6.2429 | 22550.2768 | 23486.1133
6.2739 | 22418.0584 | 23348.4078
6.305 | 22271.9672 | 23196.2538
6.336 | 22071.8325 | 22987.8136
6.367 | 21906.9422 | 22816.0803
6.3981 | 21807.9581 | 22712.9883
6.4291 | 21705.537 | 22606.3168
6.4601 | 21589.7222 | 22485.6956
6.4912 | 21417.9163 | 22306.7599
6.5222 | 21225.2493 | 22106.0971
6.5533 | 21097.2489 | 21972.7847
6.5843 | 20977.7472 | 21848.3237
6.6153 | 20871.2434 | 21737.4
6.6464 | 20697.0213 | 21555.9477
6.6774 | 20505.0103 | 21355.9683
6.7084 | 20362.7414 | 21207.7952
6.7395 | 20221.6182 | 21060.8153
6.7705 | 20095.5863 | 20929.5531
6.8015 | 19920.4685 | 20747.1679
6.8326 | 19752.2558 | 20571.9744
6.8636 | 19638.097 | 20453.078
6.8946 | 19516.8143 | 20326.7621
6.9257 | 19382.992 | 20187.3861
6.9567 | 19184.18 | 19980.3235
6.9877 | 18990.0028 | 19778.0879
7.0188 | 18863.5334 | 19646.3701
7.0498 | 18737.3349 | 19514.9343
7.0808 | 18613.0319 | 19385.4727
7.1119 | 18417.1257 | 19181.4364
7.1429 | 18258.6615 | 19016.3959
7.1739 | 18156.1987 | 18909.681
7.205 | 18049.7991 | 18798.8657
7.236 | 17945.9928 | 18690.7515
7.267 | 17798.9121 | 18537.567
7.2981 | 17657.2577 | 18390.0339
7.3291 | 17570.1362 | 18299.2969
7.3601 | 17489.1804 | 18214.9814
7.3912 | 17399.7677 | 18121.858
7.4222 | 17258.5924 | 17974.8239
7.4532 | 17089.0049 | 17798.1986
7.4843 | 16978.3768 | 17682.9794
7.5153 | 16869.0818 | 17569.1487
7.5463 | 16766.4107 | 17462.2167
7.5774 | 16626.3289 | 17316.3216
7.6084 | 16468.7396 | 17152.1923
7.6394 | 16355.6848 | 17034.4457
7.6705 | 16237.0267 | 16910.8633
7.7015 | 16123.5552 | 16792.6828
7.7325 | 15972.5482 | 16635.4089
7.7636 | 15838.9237 | 16496.239
7.7946 | 15739.1168 | 16392.2901
7.8256 | 15637.206 | 16286.15
7.8567 | 15532.4727 | 16177.0704
7.8877 | 15357.9173 | 15995.2709
7.9187 | 15215.3047 | 15846.7399
7.9498 | 15137.4526 | 15765.6569
7.9808 | 15071.5777 | 15697.0482
8.0118 | 14994.2464 | 15616.5076
8.0429 | 14865.6107 | 15482.5335
8.0739 | 14743.6302 | 15355.4909
8.1049 | 14660.6852 | 15269.1036
8.136 | 14584.7702 | 15190.0382
8.167 | 14505.2309 | 15107.198
8.198 | 14398.8208 | 14996.3719
8.2291 | 14274.9552 | 14867.3659
8.2601 | 14176.5439 | 14764.8705
8.2911 | 14078.9241 | 14663.1994
8.3222 | 13996.6768 | 14577.5389
8.3532 | 13858.9801 | 14434.1278
8.3842 | 13728.251 | 14297.9735
8.4153 | 13641.2233 | 14207.3341
8.4463 | 13558.7365 | 14121.4241
8.4773 | 13483.1653 | 14042.7166
8.5084 | 13367.4338 | 13922.1823
8.5394 | 13266.0125 | 13816.552
8.5704 | 13198.013 | 13745.7305
8.6015 | 13110.8811 | 13654.9827
8.6325 | 13014.4382 | 13554.5374
8.6635 | 12890.4684 | 13425.4229
8.6946 | 12775.716 | 13305.9082
8.7256 | 12701.3633 | 13228.4699
8.7566 | 12624.813 | 13148.7428
8.7877 | 12547.8983 | 13068.636
8.8187 | 12424.2722 | 12939.8795
8.8497 | 12281.0139 | 12790.676
8.8808 | 12183.8836 | 12689.5148
8.9118 | 12099.6054 | 12601.739
8.9428 | 12022.3782 | 12521.3069
8.9739 | 11890.2431 | 12383.6882
9.0049 | 11760.7846 | 12248.8572
9.0359 | 11677.7979 | 12162.4265
9.067 | 11598.8939 | 12080.248
9.098 | 11522.7498 | 12000.9439
9.129 | 11408.2786 | 11881.7221
9.1601 | 11323.6983 | 11793.6318
9.1911 | 11272.519 | 11740.3286
9.2221 | 11221.7667 | 11687.47
9.2532 | 11169.171 | 11632.6916
9.2842 | 11098.8385 | 11559.4403
9.3152 | 11006.999 | 11463.7895
9.3463 | 10944.6132 | 11398.8146
9.3773 | 10881.3316 | 11332.9069
9.4083 | 10813.9153 | 11262.6928
9.4394 | 10709.7237 | 11154.1772
9.4704 | 10600.5536 | 11040.4766
9.5014 | 10526.9717 | 10963.841
9.5325 | 10451.4942 | 10885.2312
9.5635 | 10381.5908 | 10812.4268
9.5945 | 10281.0225 | 10707.6849
9.6256 | 10202.3757 | 10625.7743
9.6566 | 10150.6756 | 10571.9287
9.6876 | 10093.9233 | 10512.8211
9.7187 | 10030.448 | 10446.7116
9.7497 | 9943.288 | 10355.9344
9.7807 | 9871.5557 | 10281.2253
9.8118 | 9824.5955 | 10232.3162
9.8428 | 9781.7847 | 10187.7287
9.8738 | 9737.0918 | 10141.1811
9.9049 | 9651.5451 | 10052.0842
9.9359 | 9529.2261 | 9924.689
9.9669 | 9453.5736 | 9845.897
9.998 | 9385.0888 | 9774.57
10.029 | 9323.4497 | 9710.3728
10.06 | 9233.2974 | 9616.4793
10.0911 | 9149.2692 | 9528.9639
10.1221 | 9090.0297 | 9467.266
10.1531 | 9029.0718 | 9403.7783
10.1842 | 8970.4239 | 9342.6965
10.2152 | 8898.9541 | 9268.2607
10.2462 | 8822.1091 | 9188.2266
10.2773 | 8777.4329 | 9141.6964
10.3083 | 8731.8652 | 9094.2376
10.3393 | 8686.9797 | 9047.4893
10.3704 | 8611.6886 | 8969.0737
10.4014 | 8538.0722 | 8892.4022
10.4324 | 8490.2236 | 8842.5679
10.4635 | 8440.065 | 8790.3277
10.4945 | 8382.5732 | 8730.4499
10.5255 | 8304.544 | 8649.1826
10.5566 | 8228.4811 | 8569.9631
10.5876 | 8170.1749 | 8509.2371
10.6186 | 8106.0903 | 8442.4931
10.6497 | 8041.2809 | 8374.9941
10.6807 | 7946.947 | 8276.7453
10.7118 | 7866.8192 | 8193.2922
10.7428 | 7811.4906 | 8135.6674
10.7738 | 7750.266 | 8071.902
10.8049 | 7685.0858 | 8004.0169
10.8359 | 7595.2971 | 7910.5019
10.8669 | 7542.5482 | 7855.564
10.8979 | 7513.0842 | 7824.8772
10.929 | 7481.7538 | 7792.2466
10.96 | 7445.9928 | 7755.0015
10.991 | 7383.5476 | 7689.9648
11.0221 | 7312.6704 | 7616.1462
11.0531 | 7269.9772 | 7571.6813
11.0841 | 7231.5657 | 7531.6757
11.1152 | 7195.5079 | 7494.1215
11.1462 | 7128.0687 | 7423.8836
11.1773 | 7038.5726 | 7330.6734
11.2083 | 6990.0575 | 7280.1448
11.2393 | 6943.4389 | 7231.5916
11.2704 | 6901.3529 | 7187.759
11.3014 | 6844.3412 | 7128.3813
11.3324 | 6794.7095 | 7076.69
11.3635 | 6750.3281 | 7030.4667
11.3945 | 6707.5756 | 6985.94
11.4255 | 6676.9857 | 6954.0806
11.4566 | 6649.8994 | 6925.8702
11.4876 | 6595.6726 | 6869.3931
11.5186 | 6555.2906 | 6827.3351
11.5496 | 6521.6637 | 6792.3127
11.5807 | 6487.6222 | 6756.8586
11.6117 | 6427.9037 | 6694.6617
11.6427 | 6374.7413 | 6639.2931
11.6738 | 6337.8556 | 6600.8766
11.7048 | 6300.4366 | 6561.9047
11.7358 | 6262.8092 | 6522.7158
11.7669 | 6209.9167 | 6467.6282
11.7979 | 6168.239 | 6424.2209
11.829 | 6137.0263 | 6391.7128
11.86 | 6097.2816 | 6350.3188
11.891 | 6050.589 | 6301.6885
11.9221 | 5979.2109 | 6227.3481
11.9531 | 5905.5477 | 6150.6279
11.9841 | 5868.5432 | 6112.0877
12.0152 | 5831.7022 | 6073.7178
12.0462 | 5789.66 | 6029.9309
12.0772 | 5717.0247 | 5954.2812
12.1083 | 5647.4046 | 5881.7719
12.1393 | 5602.1493 | 5834.6385
12.1703 | 5570.0482 | 5801.2052
12.2014 | 5546.8051 | 5776.9975
12.2324 | 5515.6663 | 5744.5665
12.2634 | 5456.5903 | 5683.0388
12.2945 | 5414.6523 | 5639.3603
12.3255 | 5376.951 | 5600.0945
12.3565 | 5349.7241 | 5571.7377
12.3876 | 5312.5467 | 5533.0174
12.4186 | 5281.5663 | 5500.7513
12.4496 | 5257.4493 | 5475.6334
12.4807 | 5220.2667 | 5436.9078
12.5117 | 5180.3585 | 5395.3434
12.5427 | 5138.8068 | 5352.0673
12.5738 | 5108.5419 | 5320.5464
12.6048 | 5086.0549 | 5297.1261
12.6358 | 5054.4432 | 5264.2026
12.6669 | 5016.9347 | 5225.1375
12.6979 | 4957.9556 | 5163.7107
12.7289 | 4893.5065 | 5096.587
12.76 | 4856.9165 | 5058.4786
12.791 | 4832.6819 | 5033.2382
12.822 | 4816.4168 | 5016.298
12.8531 | 4770.7699 | 4968.7568
12.8841 | 4726.8238 | 4922.987
12.9151 | 4705.1658 | 4900.4302
12.9462 | 4691.5524 | 4886.2518
12.9772 | 4675.5383 | 4869.5731
13.0082 | 4654.4802 | 4847.6411
13.0393 | 4621.35 | 4813.1361
13.0703 | 4598.5068 | 4789.3449
13.1013 | 4568.5689 | 4758.1645
13.1324 | 4528.3201 | 4716.2454
13.1634 | 4485.3135 | 4671.454
13.1944 | 4440.3415 | 4624.6157
13.2255 | 4403.3526 | 4586.0918
13.2565 | 4369.3841 | 4550.7136
13.2875 | 4339.5347 | 4519.6254
13.3186 | 4293.3275 | 4471.5006
13.3496 | 4256.8001 | 4433.4573
13.3806 | 4228.6535 | 4404.1426
13.4117 | 4201.3964 | 4375.7544
13.4427 | 4177.5471 | 4350.9153
13.4737 | 4138.1888 | 4309.9237
13.5048 | 4106.8855 | 4277.3212
13.5358 | 4092.6649 | 4262.5105
13.5668 | 4071.5401 | 4240.509
13.5979 | 4043.0238 | 4210.8093
13.6289 | 4002.4251 | 4168.5258
13.6599 | 3971.1926 | 4135.9971
13.691 | 3950.2897 | 4114.2268
13.722 | 3929.9659 | 4093.0595
13.753 | 3910.2638 | 4072.5398
13.7841 | 3878.2325 | 4039.1792
13.8151 | 3837.3068 | 3996.555
13.8461 | 3813.7085 | 3971.9774
13.8772 | 3795.4135 | 3952.9231
13.9082 | 3775.3552 | 3932.0325
13.9392 | 3739.738 | 3894.9371
13.9703 | 3708.2639 | 3862.1568
14.0013 | 3692.1467 | 3845.3707
14.0323 | 3672.8591 | 3825.2828
14.0634 | 3648.0912 | 3799.487
14.0944 | 3618.8105 | 3768.9911
14.1254 | 3585.9918 | 3734.8104
14.1565 | 3565.7419 | 3713.7202
14.1875 | 3543.6694 | 3690.7317
14.2185 | 3526.9898 | 3673.3598
14.2496 | 3503.5862 | 3648.985
14.2806 | 3475.2012 | 3619.422
14.3116 | 3451.958 | 3595.2143
14.3427 | 3432.1372 | 3574.5709
14.3737 | 3419.1456 | 3561.0401
14.4047 | 3401.7598 | 3542.9328
14.4358 | 3368.7047 | 3508.5059
14.4668 | 3340.1884 | 3478.8062
14.4978 | 3310.2651 | 3447.6411
14.5289 | 3283.6152 | 3419.8852
14.5599 | 3248.5437 | 3383.3583
14.5909 | 3219.2796 | 3352.8797
14.622 | 3195.9334 | 3328.5646
14.653 | 3173.9056 | 3305.6227
14.684 | 3152.884 | 3283.7287
14.7151 | 3119.0175 | 3248.4568
14.7461 | 3089.8524 | 3218.0813
14.7771 | 3077.1565 | 3204.8585
14.8082 | 3067.8539 | 3195.1698
14.8392 | 3056.3286 | 3183.1663
14.8702 | 3032.7376 | 3158.5962
14.9013 | 3012.3763 | 3137.3899
14.9323 | 3001.4145 | 3125.9732
14.9633 | 2990.6454 | 3114.7572
14.9944 | 2977.3277 | 3100.8868
15.0254 | 2960.7429 | 3083.6137
15.0564 | 2937.7601 | 3059.6771
15.0875 | 2925.9682 | 3047.3959
15.1185 | 2915.0064 | 3035.9792
15.1495 | 2906.1485 | 3026.7536
15.1806 | 2887.9077 | 3007.7558
15.2116 | 2869.4096 | 2988.4901
15.2426 | 2855.9742 | 2974.4972
15.2737 | 2839.0571 | 2956.878
15.3047 | 2821.5318 | 2938.6254
15.3357 | 2800.4966 | 2916.7173
15.3668 | 2787.9497 | 2903.6496
15.3978 | 2779.876 | 2895.2408
15.4288 | 2760.678 | 2875.2462
15.4599 | 2738.4868 | 2852.134
15.4909 | 2712.8909 | 2825.4758
15.5219 | 2688.8603 | 2800.448
15.553 | 2668.3292 | 2779.0649
15.584 | 2648.849 | 2758.7763
15.6151 | 2639.5901 | 2749.1331
15.6461 | 2630.7967 | 2739.9748
15.6771 | 2598.4238 | 2706.2584
15.7081 | 2577.0178 | 2683.9641
15.7392 | 2561.8192 | 2668.1347
15.7702 | 2544.7532 | 2650.3604
15.8012 | 2519.452 | 2624.0093
15.8323 | 2509.5265 | 2613.6719
15.8633 | 2504.0899 | 2608.0096
15.8943 | 2496.6682 | 2600.2799
15.9254 | 2479.2918 | 2582.1824
15.9564 | 2451.8524 | 2553.6043
15.9875 | 2438.1838 | 2539.3684
16.0185 | 2431.1172 | 2532.0086
16.0495 | 2423.1477 | 2523.7083
16.0805 | 2415.3854 | 2515.6238
16.1116 | 2395.5823 | 2494.9989
16.1426 | 2379.7879 | 2478.5491
16.1736 | 2369.6406 | 2467.9807
16.2047 | 2360.7826 | 2458.7551
16.2357 | 2355.0054 | 2452.7382
16.2667 | 2348.1513 | 2445.5996
16.2978 | 2333.9994 | 2430.8604
16.3288 | 2317.1417 | 2413.3031
16.3599 | 2300.0017 | 2395.4518
16.3909 | 2286.8622 | 2381.7669
16.4219 | 2270.1294 | 2364.3398
16.453 | 2241.3101 | 2334.3245
16.484 | 2227.3561 | 2319.7913
16.515 | 2214.1717 | 2306.0598
16.5461 | 2196.3944 | 2287.5447
16.5771 | 2164.2787 | 2254.0962
16.6081 | 2136.7258 | 2225.3999
16.6392 | 2127.8074 | 2216.1114
16.6702 | 2122.0594 | 2210.1248
16.7012 | 2114.1346 | 2201.8712
16.7323 | 2099.8317 | 2186.9747
16.7633 | 2087.7513 | 2174.393
16.7943 | 2078.7892 | 2165.059
16.8254 | 2069.3824 | 2155.2618
16.8564 | 2062.8647 | 2148.4736
16.8874 | 2058.8487 | 2144.2909
16.9185 | 2038.1999 | 2122.7852
16.9495 | 2023.8751 | 2107.8659
16.9805 | 2014.2756 | 2097.868
17.0115 | 2005.2239 | 2088.4407
17.0426 | 1993.0436 | 2075.7549
17.0736 | 1985.0625 | 2067.4426
17.1047 | 1977.4929 | 2059.5589
17.1357 | 1970.9013 | 2052.6937
17.1667 | 1964.0128 | 2045.5193
17.1978 | 1954.4851 | 2035.5963
17.2288 | 1943.1703 | 2023.8119
17.2598 | 1937.3775 | 2017.7786
17.2909 | 1927.5415 | 2007.5345
17.3219 | 1918.92 | 1998.5552
17.3529 | 1907.1344 | 1986.2805
17.384 | 1890.6849 | 1969.1484
17.415 | 1883.7673 | 1961.9436
17.446 | 1879.8419 | 1957.8553
17.4771 | 1876.5382 | 1954.4146
17.5081 | 1874.5719 | 1952.3666
17.5391 | 1870.257 | 1947.8726
17.5702 | 1862.7165 | 1940.0192
17.6012 | 1851.4287 | 1928.263
17.6322 | 1837.6518 | 1913.9143
17.6633 | 1823.5853 | 1899.2641
17.6943 | 1810.4832 | 1885.6182
17.7253 | 1797.1072 | 1871.6872
17.7564 | 1781.5378 | 1855.4716
17.7874 | 1766.7537 | 1840.074
17.8184 | 1741.5067 | 1813.7793
17.8495 | 1721.8536 | 1793.3106
17.8805 | 1716.943 | 1788.1961
17.9115 | 1714.7485 | 1785.9106
17.9426 | 1714.2788 | 1785.4214
17.9736 | 1704.7834 | 1775.532
18.0046 | 1696.0484 | 1766.4344
| 0 | 0
Degrees | #VALUE! | #VALUE!
-18.0253 | 0 | 0
-17.9943 | 0 | 0
-17.9632 | 0 | 0
-17.9322 | 0 | 0
-17.9012 | 0 | 0
-17.8701 | 0 | 0
-17.8391 | 0 | 0
-17.8081 | 0 | 0
-17.777 | 0 | 0
-17.746 | 0 | 0
-17.715 | 0 | 0
-17.6839 | 0 | 0
-17.6529 | 0 | 0
-17.6219 | 0 | 0
-17.5908 | 0 | 0
-17.5598 | 0 | 0
-17.5288 | 0 | 0
-17.4977 | 0 | 0
-17.4667 | 0 | 0
-17.4357 | 0 | 0
-17.4047 | 0 | 0
-17.3736 | 0 | 0
-17.3426 | 0 | 0
-17.3116 | 0 | 0
-17.2805 | 0 | 0
-17.2495 | 0 | 0
-17.2185 | 0 | 0
-17.1874 | 0 | 0
-17.1564 | 0 | 0
-17.1254 | 0 | 0
-17.0943 | 0 | 0
-17.0633 | 0 | 0
-17.0322 | 0 | 0
-17.0012 | 0 | 0
-16.9702 | 0 | 0
-16.9391 | 0 | 0
-16.9081 | 0 | 0
-16.8771 | 0 | 0
-16.846 | 0 | 0
-16.815 | 0 | 0
-16.784 | 0 | 0
-16.7529 | 0 | 0
-16.7219 | 0 | 0
-16.6909 | 0 | 0
-16.6598 | 0 | 0
-16.6288 | 0 | 0
-16.5978 | 0 | 0
-16.5667 | 0 | 0
-16.5357 | 0 | 0
-16.5047 | 0 | 0
-16.4736 | 0 | 0
-16.4426 | 0 | 0
-16.4116 | 0 | 0
-16.3805 | 0 | 0
-16.3495 | 0 | 0
-16.3185 | 0 | 0
-16.2874 | 0 | 0
-16.2564 | 0 | 0
-16.2254 | 0 | 0
-16.1943 | 0 | 0
-16.1633 | 0 | 0
-16.1323 | 0 | 0
-16.1012 | 0 | 0
-16.0702 | 0 | 0
-16.0392 | 0 | 0
-16.0081 | 0 | 0
-15.9771 | 0 | 0
-15.9461 | 0 | 0
-15.915 | 0 | 0
-15.884 | 0 | 0
-15.853 | 0 | 0
-15.8219 | 0 | 0
-15.7909 | 0 | 0
-15.7599 | 0 | 0
-15.7288 | 0 | 0
-15.6978 | 0 | 0
-15.6668 | 0 | 0
-15.6357 | 0 | 0
-15.6047 | 0 | 0
-15.5737 | 0 | 0
-15.5426 | 0 | 0
-15.5116 | 0 | 0
-15.4806 | 0 | 0
-15.4495 | 0 | 0
-15.4185 | 0 | 0
-15.3875 | 0 | 0
-15.3564 | 0 | 0
-15.3254 | 0 | 0
-15.2944 | 0 | 0
-15.2633 | 0 | 0
-15.2323 | 0 | 0
-15.2013 | 0 | 0
-15.1702 | 0 | 0
-15.1392 | 0 | 0
-15.1082 | 0 | 0
-15.0771 | 0 | 0
-15.0461 | 0 | 0
-15.0151 | 0 | 0
-14.984 | 0 | 0
-14.953 | 0 | 0
-14.922 | 0 | 0
-14.8909 | 0 | 0
-14.8599 | 0 | 0
-14.8289 | 0 | 0
-14.7978 | 0 | 0
-14.7668 | 0 | 0
-14.7358 | 0 | 0
-14.7047 | 0 | 0
-14.6737 | 0 | 0
-14.6427 | 0 | 0
-14.6116 | 0 | 0
-14.5806 | 0 | 0
-14.5496 | 0 | 0
-14.5185 | 0 | 0
-14.4875 | 0 | 0
-14.4565 | 0 | 0
-14.4254 | 0 | 0
-14.3944 | 0 | 0
-14.3634 | 0 | 0
-14.3323 | 0 | 0
-14.3013 | 0 | 0
-14.2703 | 0 | 0
-14.2392 | 0 | 0
-14.2082 | 0 | 0
-14.1772 | 0 | 0
-14.1461 | 0 | 0
-14.1151 | 0 | 0
-14.0841 | 0 | 0
-14.053 | 0 | 0
-14.022 | 0 | 0
-13.991 | 0 | 0
-13.9599 | 0 | 0
-13.9289 | 0 | 0
-13.8979 | 0 | 0
-13.8668 | 0 | 0
-13.8358 | 0 | 0
-13.8048 | 208.9913 | 217.6645
-13.7737 | 503.5466 | 524.4438
-13.7427 | 815.9523 | 849.8144
-13.7117 | 1127.2769 | 1174.0589
-13.6806 | 1574.1668 | 1639.4948
-13.6496 | 2081.5294 | 2167.9129
-13.6186 | 2397.031 | 2496.5078
-13.5875 | 2715.9404 | 2828.6519
-13.5565 | 3039.5157 | 3165.6556
-13.5254 | 3672.5435 | 3824.9541
-13.4944 | 3831.3213 | 3990.3211
-13.4634 | 3875.1403 | 4035.9586
-13.4323 | 3902.012 | 4063.9455
-13.4013 | 3930.4846 | 4093.5997
-13.3703 | 3967.0016 | 4131.6322
-13.3392 | 4010.3749 | 4176.8055
-13.3082 | 4038.4163 | 4206.0105
-13.2772 | 4061.7927 | 4230.3571
-13.2462 | 4087.1387 | 4256.7549
-13.2151 | 4124.2421 | 4295.3981
-13.1841 | 4155.4892 | 4327.942
-13.1531 | 4176.9243 | 4350.2667
-13.122 | 4194.761 | 4368.8436
-13.091 | 4214.7297 | 4389.641
-13.06 | 4244.3291 | 4420.4688
-13.0289 | 4265.0071 | 4442.0049
-12.9979 | 4286.7682 | 4464.6691
-12.9669 | 4306.1151 | 4484.8189
-12.9358 | 4318.5579 | 4497.778
-12.9048 | 4337.8173 | 4517.8367
-12.8737 | 4344.1559 | 4524.4383
-12.8427 | 4356.5705 | 4537.3682
-12.8117 | 4368.1395 | 4549.4173
-12.7806 | 4379.5606 | 4561.3124
-12.7496 | 4392.3107 | 4574.5916
-12.7186 | 4434.6685 | 4618.7072
-12.6875 | 4456.0734 | 4641.0004
-12.6565 | 4482.3973 | 4668.4168
-12.6255 | 4510.9885 | 4698.1946
-12.5945 | 4558.3258 | 4747.4963
-12.5634 | 4614.1064 | 4805.5918
-12.5324 | 4647.674 | 4840.5524
-12.5014 | 4680.3531 | 4874.5878
-12.4703 | 4714.3206 | 4909.9649
-12.4393 | 4760.8152 | 4958.3891
-12.4083 | 4782.3305 | 4980.7973
-12.3772 | 4803.0543 | 5002.3811
-12.3462 | 4829.2751 | 5029.69
-12.3151 | 4858.3684 | 5059.9907
-12.2841 | 4894.4782 | 5097.5991
-12.2531 | 4927.0303 | 5131.5021
-12.222 | 4951.5472 | 5157.0364
-12.191 | 4978.2856 | 5184.8845
-12.16 | 5004.846 | 5212.5471
-12.1289 | 5058.8613 | 5268.804
-12.0979 | 5094.366 | 5305.7822
-12.0669 | 5125.7558 | 5338.4747
-12.0358 | 5152.5536 | 5366.3846
-12.0048 | 5173.1003 | 5387.784
-11.9738 | 5214.4374 | 5430.8366
-11.9427 | 5257.1973 | 5475.3709
-11.9117 | 5278.7657 | 5497.8345
-11.8807 | 5302.942 | 5523.0141
-11.8496 | 5333.058 | 5554.3799
-11.8186 | 5384.8643 | 5608.3362
-11.7876 | 5444.0726 | 5670.0016
-11.7565 | 5478.7358 | 5706.1033
-11.7255 | 5515.1778 | 5744.0577
-11.6945 | 5559.2635 | 5789.9729
-11.6634 | 5613.2267 | 5846.1756
-11.6324 | 5668.796 | 5904.051
-11.6014 | 5706.4524 | 5943.2702
-11.5703 | 5745.693 | 5984.1393
-11.5393 | 5781.1874 | 6021.1066
-11.5083 | 5831.5699 | 6073.5801
-11.4772 | 5884.927 | 6129.1515
-11.4462 | 5919.7694 | 6165.4398
-11.4152 | 5956.3593 | 6203.5482
-11.3841 | 5989.6009 | 6238.1693
-11.3531 | 6046.5834 | 6297.5166
-11.3221 | 6106.0364 | 6359.4369
-11.291 | 6144.2709 | 6399.2582
-11.26 | 6176.4751 | 6432.7989
-11.229 | 6208.4877 | 6466.14
-11.1979 | 6264.2798 | 6524.2475
-11.1669 | 6325.2493 | 6587.7471
-11.1359 | 6363.4681 | 6627.5521
-11.1048 | 6400.8288 | 6666.4632
-11.0738 | 6438.0104 | 6705.1878
-11.0428 | 6490.3156 | 6759.6636
-11.0117 | 6542.3135 | 6813.8195
-10.9807 | 6576.4747 | 6849.3984
-10.9497 | 6619.1824 | 6893.8785
-10.9186 | 6657.9793 | 6934.2855
-10.8876 | 6696.4253 | 6974.3269
-10.8566 | 6759.335 | 7039.8474
-10.8255 | 6799.6129 | 7081.7969
-10.7945 | 6836.0696 | 7119.7665
-10.7635 | 6873.5771 | 7158.8306
-10.7324 | 6922.2173 | 7209.4893
-10.7014 | 6987.1246 | 7277.0903
-10.6704 | 7043.3427 | 7335.6414
-10.6393 | 7093.0274 | 7387.3881
-10.6083 | 7138.8014 | 7435.0616
-10.5773 | 7217.7262 | 7517.2619
-10.5462 | 7275.1618 | 7577.081
-10.5152 | 7319.7953 | 7623.5668
-10.4842 | 7361.6886 | 7667.1987
-10.4531 | 7395.3155 | 7702.2211
-10.4221 | 7461.2154 | 7770.8558
-10.3911 | 7519.3061 | 7831.3573
-10.36 | 7546.3111 | 7859.4831
-10.329 | 7579.509 | 7894.0586
-10.298 | 7618.8683 | 7935.0513
-10.2669 | 7677.1006 | 7995.7003
-10.2359 | 7763.1535 | 8085.3244
-10.2049 | 7806.6028 | 8130.5768
-10.1738 | 7856.524 | 8182.5698
-10.1428 | 7917.157 | 8245.719
-10.1118 | 7995.9944 | 8327.8282
-10.0807 | 8066.4935 | 8401.253
-10.0497 | 8124.0156 | 8461.1622
-10.0187 | 8183.078 | 8522.6757
-9.9876 | 8241.5176 | 8583.5406
-9.9566 | 8312.851 | 8657.8343
-9.9256 | 8380.1288 | 8727.9041
-9.8945 | 8423.0448 | 8772.6012
-9.8635 | 8461.6636 | 8812.8227
-9.8325 | 8506.52 | 8859.5406
-9.8014 | 8588.3361 | 8944.752
-9.7704 | 8681.1722 | 9041.4409
-9.7394 | 8740.2638 | 9102.9848
-9.7083 | 8787.3417 | 9152.0164
-9.6773 | 8832.6282 | 9199.1823
-9.6463 | 8915.7941 | 9285.7995
-9.6152 | 9020.169 | 9394.5061
-9.5842 | 9088.5487 | 9465.7235
-9.5532 | 9160.0102 | 9540.1506
-9.5221 | 9228.1233 | 9611.0904
-9.4911 | 9330.5996 | 9717.8195
-9.4601 | 9405.3095 | 9795.6298
-9.429 | 9456.6096 | 9849.0589
-9.398 | 9516.8864 | 9911.8372
-9.367 | 9580.496 | 9978.0866
-9.3359 | 9661.8049 | 10062.7698
-9.3049 | 9756.1565 | 10161.037
-9.2739 | 9812.4787 | 10219.6966
-9.2428 | 9868.1625 | 10277.6913
-9.2118 | 9930.3515 | 10342.4611
-9.1808 | 10011.3073 | 10426.7766
-9.1497 | 10116.4561 | 10536.289
-9.1187 | 10170.3923 | 10592.4635
-9.0877 | 10231.6762 | 10656.2908
-9.0566 | 10293.3445 | 10720.5183
-9.0256 | 10369.1292 | 10799.4481
-8.9946 | 10462.2945 | 10896.4797
-8.9635 | 10528.7214 | 10965.6633
-8.9325 | 10584.6083 | 11023.8695
-8.9015 | 10621.4357 | 11062.2253
-8.8704 | 10703.9121 | 11148.1245
-8.8394 | 10813.6445 | 11262.4108
-8.8084 | 10891.7466 | 11343.7541
-8.7773 | 10970.7027 | 11425.9869
-8.7463 | 11045.2117 | 11503.5879
-8.7153 | 11176.6281 | 11640.4582
-8.6842 | 11283.5381 | 11751.8049
-8.6532 | 11365.4 | 11837.0641
-8.6222 | 11450.9488 | 11926.1632
-8.5911 | 11550.5058 | 12029.8518
-8.5601 | 11677.4751 | 12162.0903
-8.5291 | 11769.9394 | 12258.3919
-8.498 | 11824.6078 | 12315.329
-8.467 | 11885.1814 | 12378.4164
-8.436 | 11951.5458 | 12447.5349
-8.4049 | 12043.1561 | 12542.9471
-8.3739 | 12169.7088 | 12674.7517
-8.3429 | 12241.6869 | 12749.7169
-8.3118 | 12319.664 | 12830.93
-8.2808 | 12381.4666 | 12895.2974
-8.2498 | 12480.7736 | 12998.7257
-8.2187 | 12621.3448 | 13145.1307
-8.1877 | 12720.2144 | 13248.1033
-8.1567 | 12805.8778 | 13337.3217
-8.1256 | 12891.1767 | 13426.1605
-8.0946 | 13012.0636 | 13552.0642
-8.0635 | 13132.4506 | 13677.4473
-8.0325 | 13188.9623 | 13736.3043
-8.0015 | 13257.7847 | 13807.9827
-7.9704 | 13355.6023 | 13909.8598
-7.9394 | 13482.3112 | 14041.8272
-7.9084 | 13618.6644 | 14183.839
-7.8773 | 13714.8157 | 14283.9805
-7.8463 | 13815.7891 | 14389.1444
-7.8153 | 13914.8878 | 14492.3557
-7.7842 | 14032.1816 | 14614.5171
-7.7532 | 14149.1212 | 14736.3097
-7.7222 | 14263.9049 | 14855.857
-7.6911 | 14377.5326 | 14974.2002
-7.6601 | 14475.2044 | 15075.9254
-7.6291 | 14610.7557 | 15217.102
-7.598 | 14743.8177 | 15355.6861
-7.567 | 14844.7703 | 15460.8283
-7.536 | 14941.8798 | 15561.9678
-7.5049 | 15035.948 | 15659.9399
-7.4739 | 15217.5336 | 15849.0612
-7.4429 | 15376.4977 | 16014.6224
-7.4118 | 15469.9307 | 16111.9328
-7.3808 | 15554.2193 | 16199.7194
-7.3498 | 15637.0081 | 16285.9439
-7.3187 | 15797.0971 | 16452.6766
-7.2877 | 15938.1162 | 16599.548
-7.2567 | 16015.1247 | 16679.7523
-7.2256 | 16097.851 | 16765.9118
-7.1946 | 16196.0957 | 16868.2337
-7.1636 | 16325.2105 | 17002.7067
-7.1325 | 16484.1434 | 17168.2353
-7.1015 | 16592.3552 | 17280.938
-7.0705 | 16707.1806 | 17400.5286
-7.0394 | 16825.1513 | 17523.3951
-7.0084 | 16975.5439 | 17680.029
-6.9774 | 17128.9568 | 17839.8086
-6.9463 | 17231.6279 | 17946.7405
-6.9153 | 17338.5066 | 18058.0547
-6.8843 | 17447.4788 | 18171.5492
-6.8532 | 17612.5357 | 18343.4559
-6.8222 | 17761.8243 | 18498.94
-6.7912 | 17873.9314 | 18615.6995
-6.7601 | 17982.1536 | 18728.413
-6.7291 | 18087.668 | 18838.3062
-6.6981 | 18248.0903 | 19005.386
-6.667 | 18403.3571 | 19167.0964
-6.636 | 18518.422 | 19286.9365
-6.605 | 18635.8511 | 19409.2389
-6.5739 | 18736.5017 | 19514.0665
-6.5429 | 18888.1649 | 19672.0238
-6.5119 | 19039.3595 | 19829.4929
-6.4808 | 19144.9884 | 19939.5054
-6.4498 | 19267.1876 | 20066.7759
-6.4188 | 19395.8649 | 20200.7933
-6.3877 | 19584.0848 | 20396.8243
-6.3567 | 19777.7309 | 20598.5067
-6.3257 | 19895.6599 | 20721.3298
-6.2946 | 20013.4328 | 20843.9902
-6.2636 | 20142.8704 | 20978.7995
-6.2326 | 20372.9586 | 21218.4363
-6.2015 | 20586.1015 | 21440.4247
-6.1705 | 20727.9434 | 21588.1531
-6.1395 | 20860.9221 | 21726.6504
-6.1084 | 20988.9329 | 21859.9736
-6.0774 | 21190.9631 | 22070.388
-6.0464 | 21426.2692 | 22315.4593
-6.0153 | 21573.3498 | 22468.6438
-5.9843 | 21708.5469 | 22609.4516
-5.9533 | 21861.2725 | 22768.5153
-5.9222 | 22092.4959 | 23009.3345
-5.8912 | 22298.265 | 23223.643
-5.8602 | 22424.1928 | 23354.7968
-5.8291 | 22561.4417 | 23497.7415
-5.7981 | 22687.5569 | 23629.0905
-5.7671 | 22897.3358 | 23847.5753
-5.736 | 23092.9087 | 24051.2644
-5.705 | 23215.7953 | 24179.2508
-5.674 | 23351.7735 | 24320.8721
-5.6429 | 23498.9896 | 24474.1976
-5.6119 | 23694.979 | 24678.3207
-5.5809 | 23938.7317 | 24932.1891
-5.5498 | 24081.0631 | 25080.4272
-5.5188 | 24205.1995 | 25209.7152
-5.4878 | 24350.8012 | 25361.3594
-5.4567 | 24547.6343 | 25566.3611
-5.4257 | 24794.8864 | 25823.8741
-5.3947 | 24959.8704 | 25995.705
-5.3636 | 25111.4711 | 26153.5972
-5.3326 | 25264.4987 | 26312.9754
-5.3016 | 25512.2611 | 26571.02
-5.2705 | 25735.4233 | 26803.4434
-5.2395 | 25892.4607 | 26966.9978
-5.2085 | 26065.0685 | 27146.7688
-5.1774 | 26230.2192 | 27318.7733
-5.1464 | 26469.5975 | 27568.0858
-5.1154 | 26690.3122 | 27797.9602
-5.0843 | 26858.3582 | 27972.9801
-5.0533 | 27046.6823 | 28169.1196
-5.0223 | 27198.0643 | 28326.7839
-4.9912 | 27394.6995 | 28531.5795
-4.9602 | 27628.6412 | 28775.2298
-4.9292 | 27812.6951 | 28966.9219
-4.8981 | 27994.541 | 29156.3144
-4.8671 | 28168.9818 | 29337.9946
-4.8361 | 28439.9697 | 29620.2285
-4.805 | 28693.1479 | 29883.9136
-4.774 | 28866.9326 | 30064.9103
-4.743 | 29016.5962 | 30220.7849
-4.7119 | 29163.0727 | 30373.3403
-4.6809 | 29430.3841 | 30651.7451
-4.6499 | 29664.5029 | 30895.5798
-4.6188 | 29831.9865 | 31070.014
-4.5878 | 29988.3573 | 31232.8742
-4.5568 | 30143.0826 | 31394.0205
-4.5257 | 30359.1834 | 31619.0895
-4.4947 | 30646.5749 | 31918.4078
-4.4637 | 30831.1808 | 32110.6748
-4.4326 | 31006.6007 | 32293.3746
-4.4016 | 31176.8234 | 32470.6616
-4.3706 | 31467.1832 | 32773.0713
-4.3395 | 31737.0671 | 33054.1554
-4.3085 | 31902.4781 | 33226.431
-4.2775 | 32069.3056 | 33400.1818
-4.2464 | 32247.7145 | 33585.9947
-4.2154 | 32533.4084 | 33883.5449
-4.1844 | 32824.4243 | 34186.6379
-4.1533 | 33004.8955 | 34374.5986
-4.1223 | 33201.3953 | 34579.2532
-4.0913 | 33414.2258 | 34800.9162
-4.0602 | 33715.1256 | 35114.3033
-4.0292 | 34054.8629 | 35468.1397
-3.9982 | 34272.0885 | 35694.3802
-3.9671 | 34483.1381 | 35914.1883
-3.9361 | 34697.2705 | 36137.2072
-3.9051 | 34969.3623 | 36420.5909
-3.874 | 35270.1163 | 36733.8261
-3.843 | 35461.6898 | 36933.3499
-3.812 | 35653.055 | 37132.6568
-3.7809 | 35847.3885 | 37335.0551
-3.7499 | 36103.5454 | 37601.8426
-3.7189 | 36339.289 | 37847.3694
-3.6878 | 36519.1143 | 38034.6576
-3.6568 | 36720.8008 | 38244.714
-3.6258 | 36935.0894 | 38467.8957
-3.5947 | 37247.2478 | 38793.0086
-3.5637 | 37511.5284 | 39068.2569
-3.5327 | 37701.623 | 39266.2404
-3.5016 | 37891.6447 | 39464.148
-3.4706 | 38085.0721 | 39665.6026
-3.4396 | 38388.461 | 39981.5822
-3.4085 | 38679.5395 | 40284.7403
-3.3775 | 38881.3613 | 40494.9378
-3.3465 | 39095.6812 | 40718.152
-3.3154 | 39292.9517 | 40923.6092
-3.2844 | 39622.8989 | 41267.2492
-3.2534 | 39933.6721 | 41590.9195
-3.2223 | 40128.8388 | 41794.1856
-3.1913 | 40358.5416 | 42033.4211
-3.1602 | 40577.0587 | 42261.0067
-3.1292 | 40936.397 | 42635.2575
-3.0982 | 41320.8772 | 43035.6936
-3.0671 | 41569.1291 | 43294.248
-3.0361 | 41763.9625 | 43497.167
-3.0051 | 41974.6996 | 43716.6497
-2.974 | 42300.9703 | 44056.4606
-2.943 | 42609.2856 | 44377.5709
-2.912 | 42854.663 | 44633.1315
-2.8809 | 43082.1787 | 44870.0891
-2.8499 | 43300.2896 | 45097.2516
-2.8189 | 43578.6721 | 45387.187
-2.7878 | 43826.3721 | 45645.1665
-2.7568 | 44003.7812 | 45829.9381
-2.7258 | 44219.6633 | 46054.7793
-2.6947 | 44413.8406 | 46257.0149
-2.6637 | 44724.9366 | 46581.0215
-2.6327 | 45012.9947 | 46881.034
-2.6016 | 45213.6084 | 47089.9732
-2.5706 | 45372.1872 | 47255.133
-2.5396 | 45546.5968 | 47436.7806
-2.5085 | 45870.8991 | 47774.5414
-2.4775 | 46198.7737 | 48116.0228
-2.4465 | 46398.9083 | 48324.463
-2.4154 | 46575.4322 | 48508.3126
-2.3844 | 46800.6878 | 48742.9163
-2.3534 | 47128 | 49083.812
-2.3223 | 47414.1 | 49381.7852
-2.2913 | 47597.4769 | 49572.7722
-2.2603 | 47832.0019 | 49817.03
-2.2292 | 48067.2663 | 50062.0579
-2.1982 | 48334.8381 | 50340.7339
-2.1672 | 48624.1564 | 50642.0589
-2.1361 | 48813.3032 | 50839.0553
-2.1051 | 49022.0719 | 51056.4879
-2.0741 | 49178.5364 | 51219.4457
-2.043 | 49440.2445 | 51492.0147
-2.012 | 49733.9684 | 51797.9281
-1.981 | 49953.0167 | 52026.0668
-1.9499 | 50151.9952 | 52233.303
-1.9189 | 50343.7146 | 52432.9787
-1.8879 | 50658.9141 | 52761.259
-1.8568 | 50989.7674 | 53105.8428
-1.8258 | 51201.1398 | 53325.9871
-1.7948 | 51413.71 | 53547.379
-1.7637 | 51671.6583 | 53816.0321
-1.7327 | 52025.1226 | 54184.1652
-1.7017 | 52325.1995 | 54496.6953
-1.6706 | 52514.7525 | 54694.1148
-1.6396 | 52699.6084 | 54886.6421
-1.6086 | 52884.7454 | 55079.4624
-1.5775 | 53213.5053 | 55421.8658
-1.5465 | 53503.813 | 55724.2213
-1.5155 | 53718.8203 | 55948.1513
-1.4844 | 53877.1804 | 56113.0833
-1.4534 | 53994.0054 | 56234.7566
-1.4224 | 54239.5182 | 56490.4582
-1.3913 | 54415.7192 | 56673.9715
-1.3603 | 54530.0446 | 56793.0415
-1.3293 | 54643.5994 | 56911.3087
-1.2982 | 54763.2573 | 57035.9325
-1.2672 | 54894.2988 | 57172.4122
-1.2362 | 55060.3868 | 57345.3929
-1.2051 | 55213.0291 | 57504.3698
-1.1741 | 55405.7482 | 57705.0868
-1.1431 | 55610.4134 | 57918.2456
-1.112 | 55940.0065 | 58261.5168
-1.081 | 56336.4535 | 58674.4163
-1.05 | 56602.9525 | 58951.975
-1.0189 | 56868.0038 | 59228.026
-0.9879 | 57107.2676 | 59477.2192
-0.95687 | 57518.1394 | 59905.1422
-0.92583 | 57749.5815 | 60146.1891
-0.8948 | 57893.8813 | 60296.4774
-0.86377 | 58044.3364 | 60453.1764
-0.83273 | 58174.1177 | 60588.3436
-0.8017 | 58337.6957 | 60758.7101
-0.77067 | 58571.6166 | 61002.3387
-0.73963 | 58674.4439 | 61109.4333
-0.7086 | 58815.2547 | 61256.0878
-0.67757 | 58956.1384 | 61402.8182
-0.64653 | 59126.7257 | 61580.4848
-0.6155 | 59278.4098 | 61738.4638
-0.58447 | 59353.7623 | 61816.9434
-0.55343 | 59433.9578 | 61900.467
-0.5224 | 59533.5773 | 62004.2207
-0.49136 | 59639.9873 | 62115.0468
-0.46033 | 59747.668 | 62227.1962
-0.4293 | 59792.2234 | 62273.6007
-0.39826 | 59819.8231 | 62302.3458
-0.36723 | 59870.94 | 62355.584
-0.3362 | 59997.4093 | 62487.3018
-0.30516 | 60212.3749 | 62711.1885
-0.27413 | 60441.8382 | 62950.1745
-0.2431 | 60675.9778 | 63194.0309
-0.21206 | 60810.9562 | 63334.6109
-0.18103 | 60945.7575 | 63475.0065
-0.15 | 61039.1801 | 63572.3061
-0.11896 | 61026.38 | 63558.9748
-0.087928 | 61013.7779 | 63545.8497
-0.056895 | 60954.0166 | 63483.6083
-0.025861 | 60911.086 | 63438.8961
0.0051723 | 60591.158 | 63105.6911
0.036206 | 60416.9776 | 62924.2821
0.067239 | 60209.1254 | 62707.8041
0.098273 | 60083.406 | 62576.8673
0.12931 | 59785.3911 | 62266.4849
0.16034 | 59740.8358 | 62220.0805
0.19137 | 59871.8044 | 62356.4843
0.22241 | 59984.0885 | 62473.4282
0.25344 | 60090.7381 | 62584.5037
0.28447 | 60301.6419 | 62804.16
0.31551 | 60494.5277 | 63005.0506
0.34654 | 60553.237 | 63066.1964
0.37757 | 60610.7278 | 63126.073
0.40861 | 60658.1577 | 63175.4713
0.43964 | 60889.5478 | 63416.464
0.47068 | 60859.5213 | 63385.1915
0.50171 | 60763.0264 | 63284.692
0.53274 | 60705.8376 | 63225.1299
0.56378 | 60701.6195 | 63220.7367
0.59481 | 60644.6286 | 63161.3807
0.62584 | 60618.6745 | 63134.3495
0.65688 | 60622.653 | 63138.4931
0.68791 | 60601.1877 | 63116.137
0.71894 | 60570.328 | 63083.9966
0.74998 | 60513.9933 | 63025.324
0.78101 | 60472.8124 | 62982.4341
0.81204 | 60476.6764 | 62986.4584
0.84308 | 60417.6441 | 62924.9764
0.87411 | 60311.7965 | 62814.736
0.90515 | 60158.1961 | 62654.7612
0.93618 | 59916.7035 | 62403.2467
0.96721 | 59774.4762 | 62255.117
0.99825 | 59642.841 | 62118.0189
1.0293 | 59513.2264 | 61983.0253
1.0603 | 59341.8371 | 61804.5234
1.0913 | 59182.6438 | 61638.7236
1.1224 | 59095.2308 | 61547.6828
1.1534 | 58986.5919 | 61434.5354
1.1844 | 58911.3748 | 61356.1968
1.2155 | 58841.9588 | 61283.9001
1.2465 | 58720.7074 | 61157.6167
1.2775 | 58674.3294 | 61109.314
1.3086 | 58633.1172 | 61066.3916
1.3396 | 58618.5987 | 61051.2705
1.3706 | 58578.3655 | 61009.3677
1.4017 | 58421.9322 | 60846.4424
1.4327 | 58331.5509 | 60752.3102
1.4637 | 58240.3571 | 60657.332
1.4948 | 58151.2776 | 60564.5557
1.5258 | 58028.8701 | 60437.0683
1.5569 | 57894.5896 | 60297.215
1.5879 | 57742.6035 | 60138.9215
1.6189 | 57581.3897 | 59971.0173
1.65 | 57426.9144 | 59810.1313
1.681 | 57208.793 | 59582.958
1.712 | 57015.4177 | 59381.5576
1.7431 | 56829.4996 | 59187.9238
1.7741 | 56668.3691 | 59020.1064
1.8051 | 56496.4279 | 58841.0296
1.8362 | 56232.8971 | 58566.5624
1.8672 | 55988.5821 | 58312.1082
1.8982 | 55811.5375 | 58127.7163
1.9293 | 55682.1728 | 57992.9829
1.9603 | 55504.6387 | 57808.0812
1.9913 | 55196.4172 | 57487.0685
2.0224 | 54906.5573 | 57185.1794
2.0534 | 54738.5946 | 57010.2463
2.0844 | 54580.8594 | 56845.9651
2.1155 | 54428.665 | 56687.4546
2.1465 | 54150.7928 | 56398.0507
2.1775 | 53947.3358 | 56186.1502
2.2086 | 53838.874 | 56073.1873
2.2396 | 53712.7379 | 55941.8165
2.2706 | 53589.1327 | 55813.0817
2.3017 | 53459.5389 | 55678.1097
2.3327 | 53309.8128 | 55522.17
2.3637 | 53211.7973 | 55420.0868
2.3948 | 53105.8142 | 55309.7055
2.4258 | 52987.9685 | 55186.9692
2.4568 | 52831.6602 | 55024.1741
2.4879 | 52694.4113 | 54881.2294
2.5189 | 52583.1374 | 54765.3376
2.5499 | 52469.2182 | 54646.6907
2.581 | 52356.5591 | 54529.3563
2.612 | 52153.7166 | 54318.0958
2.643 | 51892.3417 | 54045.8739
2.6741 | 51733.0443 | 53879.9656
2.7051 | 51542.5748 | 53681.5916
2.7361 | 51357.3857 | 53488.7172
2.7672 | 51091.1366 | 53211.4188
2.7982 | 50812.2854 | 52920.9952
2.8292 | 50640.3858 | 52741.9618
2.8603 | 50435.127 | 52528.1848
2.8913 | 50243.4285 | 52328.5308
2.9223 | 50005.8832 | 52081.1273
2.9534 | 49798.3227 | 51864.9531
2.9844 | 49621.2989 | 51680.5828
3.0154 | 49444.7438 | 51496.7007
3.0465 | 49267.543 | 51312.1461
3.0775 | 48950.6979 | 50982.1518
3.1085 | 48585.7667 | 50602.076
3.1396 | 48350.294 | 50356.8312
3.1706 | 48134.0161 | 50131.5777
3.2016 | 47936.079 | 49925.4263
3.2327 | 47583.3125 | 49558.02
3.2637 | 47318.0425 | 49281.7412
3.2947 | 47132.7909 | 49088.8017
3.3258 | 46952.1219 | 48900.6349
3.3568 | 46744.7905 | 48684.6993
3.3878 | 46509.8281 | 48439.9859
3.4189 | 46208.3451 | 48125.9914
3.4499 | 46031.8421 | 47942.1635
3.4809 | 45866.931 | 47770.4086
3.512 | 45681.7523 | 47577.545
3.543 | 45342.869 | 47224.598
3.574 | 45020.9413 | 46889.3104
3.6051 | 44819.2653 | 46679.2648
3.6361 | 44620.4846 | 46472.2347
3.6671 | 44428.2862 | 46272.06
3.6982 | 44150.2577 | 45982.4934
3.7292 | 43902.8182 | 45724.7851
3.7602 | 43706.7246 | 45520.5536
3.7913 | 43482.4063 | 45286.9261
3.8223 | 43258.4838 | 45053.7109
3.8533 | 42982.0384 | 44765.793
3.8844 | 42672.9837 | 44443.9126
3.9154 | 42456.1955 | 44218.1276
3.9464 | 42275.3182 | 44029.7439
3.9775 | 42133.8721 | 43882.4278
4.0085 | 41880.6105 | 43618.6559
4.0395 | 41602.353 | 43328.8506
4.0706 | 41394.7404 | 43112.6221
4.1016 | 41210.874 | 42921.1252
4.1326 | 41019.8212 | 42722.1438
4.1637 | 40705.2153 | 42394.4817
4.1947 | 40405.8153 | 42082.6566
4.2257 | 40210.2737 | 41879
4.2568 | 39990.0381 | 41649.6246
4.2878 | 39745.0356 | 41394.4546
4.3188 | 39310.9176 | 40942.3207
4.3499 | 38868.3113 | 40481.3462
4.3809 | 38671.624 | 40276.4964
4.4119 | 38479.0507 | 40075.9313
4.443 | 38300.8292 | 39890.3136
4.474 | 38026.7273 | 39604.8364
4.505 | 37715.1625 | 39280.3418
4.5361 | 37509.8829 | 39066.543
4.5671 | 37305.4156 | 38853.5903
4.5981 | 37104.9373 | 38644.7922
4.6292 | 36978.6137 | 38513.2262
4.6602 | 36712.9479 | 38236.5352
4.6912 | 36515.7086 | 38031.1105
4.7223 | 36315.0116 | 37822.0846
4.7533 | 36105.5347 | 37603.9144
4.7843 | 35817.6641 | 37304.0971
4.8154 | 35574.5155 | 37050.8579
4.8464 | 35381.4526 | 36849.7829
4.8774 | 35189.6604 | 36650.0313
4.9085 | 34984.0996 | 36435.9397
4.9395 | 34682.2416 | 36121.5546
4.9705 | 34393.0275 | 35820.3381
5.0016 | 34226.4916 | 35646.891
5.0326 | 34051.8842 | 35465.0374
5.0636 | 33871.3714 | 35277.0333
5.0947 | 33574.096 | 34967.421
5.1257 | 33289.9228 | 34671.4546
5.1567 | 33106.1501 | 34480.0553
5.1878 | 32922.2628 | 34288.5368
5.2188 | 32750.7382 | 34109.8938
5.2498 | 32503.0799 | 33851.9577
5.2809 | 32228.9571 | 33566.4588
5.3119 | 32044.2575 | 33374.0942
5.3429 | 31854.6004 | 33176.5663
5.374 | 31668.7655 | 32983.0193
5.405 | 31379.4472 | 32681.6943
5.436 | 31109.2613 | 32400.2956
5.4671 | 30938.6219 | 32222.5748
5.4981 | 30756.3386 | 32032.7267
5.5291 | 30569.5143 | 31838.1492
5.5602 | 30311.4723 | 31569.3984
5.5912 | 30035.5685 | 31282.0446
5.6222 | 29858.4823 | 31097.6093
5.6533 | 29703.4446 | 30936.1376
5.6843 | 29540.6269 | 30766.5629
5.7153 | 29280.1373 | 30495.263
5.7464 | 28983.8723 | 30186.703
5.7774 | 28803.0991 | 29998.4277
5.8084 | 28659.4346 | 29848.8011
5.8395 | 28501.8036 | 29684.6284
5.8705 | 28232.4613 | 29404.1084
5.9015 | 28001.7065 | 29163.7773
5.9326 | 27815.4447 | 28969.7856
5.9636 | 27612.9562 | 28758.8939
5.9946 | 27443.9416 | 28582.8652
6.0257 | 27224.4871 | 28354.3034
6.0567 | 27001.4603 | 28122.0209
6.0877 | 26842.4962 | 27956.4598
6.1188 | 26652.8599 | 27758.9535
6.1498 | 26482.9391 | 27581.9811
6.1808 | 26244.2586 | 27333.3953
6.2119 | 26029.5221 | 27109.7473
6.2429 | 25882.2124 | 26956.3242
6.2739 | 25740.5892 | 26808.8236
6.305 | 25577.1362 | 26638.5873
6.336 | 25319.5524 | 26370.3138
6.367 | 25063.8433 | 26103.9928
6.3981 | 24927.5839 | 25962.0786
6.4291 | 24814.654 | 25844.4622
6.4601 | 24684.3728 | 25708.7743
6.4912 | 24440.3598 | 25454.6347
6.5222 | 24214.6355 | 25219.5428
6.5533 | 24073.4497 | 25072.4979
6.5843 | 23939.4712 | 24932.9592
6.6153 | 23812.9497 | 24801.1871
6.6464 | 23651.1527 | 24632.6755
6.6774 | 23459.3397 | 24432.9023
6.7084 | 23311.4571 | 24278.8825
6.7395 | 23157.1172 | 24118.1375
6.7705 | 23029.3147 | 23985.0313
6.8015 | 22844.688 | 23792.7426
6.8326 | 22657.218 | 23597.4926
6.8636 | 22522.1146 | 23456.7824
6.8946 | 22380.5956 | 23309.3903
6.9257 | 22229.2448 | 23151.7585
6.9567 | 22010.4986 | 22923.9343
6.9877 | 21824.6429 | 22730.3656
7.0188 | 21696.4239 | 22596.8254
7.0498 | 21562.9869 | 22457.8508
7.0808 | 21425.8422 | 22315.0146
7.1119 | 21247.0374 | 22128.7895
7.1429 | 21056.0367 | 21929.8623
7.1739 | 20929.182 | 21797.7431
7.205 | 20805.9205 | 21669.3662
7.236 | 20679.8365 | 21538.0497
7.267 | 20486.2842 | 21336.465
7.2981 | 20284.1707 | 21125.9638
7.3291 | 20157.9825 | 20994.5388
7.3601 | 20036.7311 | 20868.2555
7.3912 | 19919.6873 | 20746.3544
7.4222 | 19723.2396 | 20541.7541
7.4532 | 19564.1505 | 20376.0627
7.4843 | 19443.8781 | 20250.799
7.5153 | 19320.8561 | 20122.6716
7.5463 | 19201.0523 | 19997.896
7.5774 | 19031.267 | 19821.0646
7.6084 | 18806.9175 | 19587.4046
7.6394 | 18667.6377 | 19442.3447
7.6705 | 18536.2316 | 19305.4853
7.7015 | 18411.1996 | 19175.2644
7.7325 | 18203.5245 | 18958.9707
7.7636 | 18036.2908 | 18784.7969
7.7946 | 17917.2057 | 18660.7697
7.8256 | 17801.7658 | 18540.5391
7.8567 | 17707.4684 | 18442.3284
7.8877 | 17572.5213 | 18301.7809
7.9187 | 17426.1176 | 18149.3015
7.9498 | 17332.6326 | 18051.9368
7.9808 | 17224.4728 | 17939.2884
8.0118 | 17103.6276 | 17813.4281
8.0429 | 16925.604 | 17628.0165
8.0739 | 16753.5794 | 17448.853
8.1049 | 16650.95 | 17341.9644
8.136 | 16549.6537 | 17236.4643
8.167 | 16436.5468 | 17118.6635
8.198 | 16273.0834 | 16948.4164
8.2291 | 16157.6331 | 16828.1749
8.2601 | 16061.8255 | 16728.3913
8.2911 | 15958.1859 | 16620.4506
8.3222 | 15864.6175 | 16522.9991
8.3532 | 15735.9923 | 16389.0359
8.3842 | 15600.1702 | 16247.5773
8.4153 | 15514.8297 | 16158.6952
8.4463 | 15423.7506 | 16063.8362
8.4773 | 15325.2247 | 15961.2215
8.5084 | 15170.1974 | 15799.7606
8.5394 | 14992.0801 | 15614.2514
8.5704 | 14896.2829 | 15514.4786
8.6015 | 14813.2337 | 15427.9829
8.6325 | 14715.5722 | 15326.2685
8.6635 | 14567.9708 | 15172.5416
8.6946 | 14425.0041 | 15023.6418
8.7256 | 14321.6248 | 14915.9723
8.7566 | 14226.765 | 14817.1758
8.7877 | 14146.8299 | 14733.9233
8.8187 | 14045.5544 | 14628.4449
8.8497 | 13939.2485 | 14517.7273
8.8808 | 13856.6888 | 14431.7414
8.9118 | 13783.9088 | 14355.941
8.9428 | 13725.2932 | 14294.8929
8.9739 | 13609.1243 | 14173.9029
9.0049 | 13492.4138 | 14052.349
9.0359 | 13424.0081 | 13981.1044
9.067 | 13349.1242 | 13903.1129
9.098 | 13262.0861 | 13812.4626
9.129 | 13114.8596 | 13659.1263
9.1601 | 12996.0245 | 13535.3595
9.1911 | 12920.422 | 13456.6195
9.2221 | 12841.9033 | 13374.8423
9.2532 | 12753.1987 | 13282.4565
9.2842 | 12635.6551 | 13160.0347
9.3152 | 12515.1952 | 13034.5758
9.3463 | 12439.0303 | 12955.25
9.3773 | 12363.5111 | 12876.5968
9.4083 | 12291.8038 | 12801.9137
9.4394 | 12196.8711 | 12703.0413
9.4704 | 12086.7741 | 12588.3753
9.5014 | 12008.6512 | 12507.0103
9.5325 | 11934.8401 | 12430.136
9.5635 | 11867.7154 | 12360.2256
9.5945 | 11768.2314 | 12256.613
9.6256 | 11645.1677 | 12128.4422
9.6566 | 11560.3271 | 12040.0807
9.6876 | 11479.3401 | 11955.7327
9.7187 | 11399.457 | 11872.5345
9.7497 | 11271.2067 | 11738.9618
9.7807 | 11189.1261 | 11653.4749
9.8118 | 11125.4592 | 11587.1658
9.8428 | 11044.5138 | 11502.8612
9.8738 | 10950.7268 | 11405.1819
9.9049 | 10832.402 | 11281.9466
9.9359 | 10739.5939 | 11185.287
9.9669 | 10677.7704 | 11120.8979
9.998 | 10619.5402 | 11060.2511
10.029 | 10563.8095 | 11002.2076
10.06 | 10461.0968 | 10895.2323
10.0911 | 10366.9691 | 10797.1984
10.1221 | 10304.3521 | 10731.9827
10.1531 | 10249.6442 | 10675.0044
10.1842 | 10200.5083 | 10623.8294
10.2152 | 10116.3165 | 10536.1437
10.2462 | 10020.4923 | 10436.3427
10.2773 | 9959.5187 | 10372.8387
10.3083 | 9891.7317 | 10302.2385
10.3393 | 9823.604 | 10231.2836
10.3704 | 9718.7718 | 10122.1009
10.4014 | 9615.7383 | 10014.7915
10.4324 | 9554.2315 | 9950.7321
10.4635 | 9490.8583 | 9884.7289
10.4945 | 9432.2406 | 9823.6786
10.5255 | 9338.8899 | 9726.4538
10.5566 | 9258.7132 | 9642.9498
10.5876 | 9206.1695 | 9588.2255
10.6186 | 9155.3443 | 9535.2911
10.6497 | 9100.7114 | 9478.3909
10.6807 | 9023.9393 | 9398.4328
10.7118 | 8931.3312 | 9301.9814
10.7428 | 8881.1715 | 9249.7401
10.7738 | 8834.8643 | 9201.5112
10.8049 | 8787.0459 | 9151.7083
10.8359 | 8714.6627 | 9076.3212
10.8669 | 8609.9639 | 8967.2774
10.8979 | 8544.19 | 8898.7739
10.929 | 8486.091 | 8838.2637
10.96 | 8440.2577 | 8790.5284
10.991 | 8372.7404 | 8720.2091
11.0221 | 8294.1363 | 8638.3429
11.0531 | 8235.8144 | 8577.6006
11.0841 | 8179.4182 | 8518.864
11.1152 | 8121.3191 | 8458.3539
11.1462 | 8048.0954 | 8382.0914
11.1773 | 7973.9531 | 8304.8722
11.2083 | 7925.3484 | 8254.2504
11.2393 | 7867.8128 | 8194.3271
11.2704 | 7800.2924 | 8124.0045
11.3014 | 7718.3742 | 8038.6868
11.3324 | 7647.5179 | 7964.8899
11.3635 | 7602.2032 | 7917.6947
11.3945 | 7554.489 | 7868.0003
11.4255 | 7500.8924 | 7812.1794
11.4566 | 7428.6508 | 7736.9398
11.4876 | 7367.9105 | 7673.6788
11.5186 | 7321.8689 | 7625.7265
11.5496 | 7278.4207 | 7580.4751
11.5807 | 7242.5566 | 7543.1227
11.6117 | 7179.2803 | 7477.2204
11.6427 | 7115.855 | 7411.163
11.6738 | 7067.1774 | 7360.4653
11.7048 | 7020.588 | 7311.9424
11.7358 | 6983.6439 | 7273.4651
11.7669 | 6918.9688 | 7206.106
11.7979 | 6855.8748 | 7140.3936
11.829 | 6818.1443 | 7101.0973
11.86 | 6785.184 | 7066.7691
11.891 | 6754.5639 | 7034.8783
11.9221 | 6696.6023 | 6974.5113
11.9531 | 6634.0853 | 6909.3998
11.9841 | 6598.5618 | 6872.4021
12.0152 | 6566.2826 | 6838.7833
12.0462 | 6524.2268 | 6794.9822
12.0772 | 6466.2684 | 6734.6185
12.1083 | 6402.8733 | 6668.5925
12.1393 | 6359.0241 | 6622.9236
12.1703 | 6319.6939 | 6581.9612
12.2014 | 6271.9942 | 6532.282
12.2324 | 6203.9208 | 6461.3835
12.2634 | 6131.3532 | 6385.8044
12.2945 | 6084.7638 | 6337.2815
12.3255 | 6038.2931 | 6288.8823
12.3565 | 5999.1264 | 6248.0902
12.3876 | 5930.0833 | 6176.1818
12.4186 | 5881.8161 | 6125.9114
12.4496 | 5850.3523 | 6093.142
12.4807 | 5811.0513 | 6052.21
12.5117 | 5773.3511 | 6012.9452
12.5427 | 5735.9488 | 5973.9906
12.5738 | 5678.4101 | 5914.0641
12.6048 | 5644.3384 | 5878.5785
12.6358 | 5610.9781 | 5843.8337
12.6669 | 5581.0694 | 5812.6838
12.6979 | 5521.9039 | 5751.0629
12.7289 | 5469.8039 | 5696.8007
12.76 | 5436.1759 | 5661.7772
12.791 | 5394.3284 | 5618.1931
12.822 | 5358.3894 | 5580.7626
12.8531 | 5298.423 | 5518.3075
12.8841 | 5255.7756 | 5473.8903
12.9151 | 5217.8077 | 5434.3467
12.9462 | 5178.4328 | 5393.3377
12.9772 | 5138.5246 | 5351.7733
13.0082 | 5097.7915 | 5309.3499
13.0393 | 5043.6877 | 5253.0007
13.0703 | 5005.7208 | 5213.4582
13.1013 | 4975.1591 | 5181.6282
13.1324 | 4941.5769 | 5146.6524
13.1634 | 4895.3989 | 5098.558
13.1944 | 4847.1847 | 5048.3429
13.2255 | 4823.3344 | 5023.5028
13.2565 | 4798.8185 | 4997.9695
13.2875 | 4772.1978 | 4970.244
13.3186 | 4734.2476 | 4930.7189
13.3496 | 4685.093 | 4879.5243
13.3806 | 4656.7694 | 4850.0253
13.4117 | 4628.1937 | 4820.2638
13.4427 | 4600.5076 | 4791.4286
13.4737 | 4556.3542 | 4745.4429
13.5048 | 4138.6169 | 4310.3695
13.5358 | 3745.0174 | 3900.4356
13.5668 | 3354.5726 | 3493.7873
13.5979 | 2969.1353 | 3092.3544
13.6289 | 2408.3969 | 2508.3454
13.6599 | 1831.5194 | 1907.5275
13.691 | 1456.244 | 1516.6782
13.722 | 1086.924 | 1132.0313
13.753 | 718.5672 | 748.3877
13.7841 | 0 | 0
13.8151 | 0 | 0
13.8461 | 0 | 0
13.8772 | 0 | 0
13.9082 | 0 | 0
13.9392 | 0 | 0
13.9703 | 0 | 0
14.0013 | 0 | 0
14.0323 | 0 | 0
14.0634 | 0 | 0
14.0944 | 0 | 0
14.1254 | 0 | 0
14.1565 | 0 | 0
14.1875 | 0 | 0
14.2185 | 0 | 0
14.2496 | 0 | 0
14.2806 | 0 | 0
14.3116 | 0 | 0
14.3427 | 0 | 0
14.3737 | 0 | 0
14.4047 | 0 | 0
14.4358 | 0 | 0
14.4668 | 0 | 0
14.4978 | 0 | 0
14.5289 | 0 | 0
14.5599 | 0 | 0
14.5909 | 0 | 0
14.622 | 0 | 0
14.653 | 0 | 0
14.684 | 0 | 0
14.7151 | 0 | 0
14.7461 | 0 | 0
14.7771 | 0 | 0
14.8082 | 0 | 0
14.8392 | 0 | 0
14.8702 | 0 | 0
14.9013 | 0 | 0
14.9323 | 0 | 0
14.9633 | 0 | 0
14.9944 | 0 | 0
15.0254 | 0 | 0
15.0564 | 0 | 0
15.0875 | 0 | 0
15.1185 | 0 | 0
15.1495 | 0 | 0
15.1806 | 0 | 0
15.2116 | 0 | 0
15.2426 | 0 | 0
15.2737 | 0 | 0
15.3047 | 0 | 0
15.3357 | 0 | 0
15.3668 | 0 | 0
15.3978 | 0 | 0
15.4288 | 0 | 0
15.4599 | 0 | 0
15.4909 | 0 | 0
15.5219 | 0 | 0
15.553 | 0 | 0
15.584 | 0 | 0
15.6151 | 0 | 0
15.6461 | 0 | 0
15.6771 | 0 | 0
15.7081 | 0 | 0
15.7392 | 0 | 0
15.7702 | 0 | 0
15.8012 | 0 | 0
15.8323 | 0 | 0
15.8633 | 0 | 0
15.8943 | 0 | 0
15.9254 | 0 | 0
15.9564 | 0 | 0
15.9875 | 0 | 0
16.0185 | 0 | 0
16.0495 | 0 | 0
16.0805 | 0 | 0
16.1116 | 0 | 0
16.1426 | 0 | 0
16.1736 | 0 | 0
16.2047 | 0 | 0
16.2357 | 0 | 0
16.2667 | 0 | 0
16.2978 | 0 | 0
16.3288 | 0 | 0
16.3599 | 0 | 0
16.3909 | 0 | 0
16.4219 | 0 | 0
16.453 | 0 | 0
16.484 | 0 | 0
16.515 | 0 | 0
16.5461 | 0 | 0
16.5771 | 0 | 0
16.6081 | 0 | 0
16.6392 | 0 | 0
16.6702 | 0 | 0
16.7012 | 0 | 0
16.7323 | 0 | 0
16.7633 | 0 | 0
16.7943 | 0 | 0
16.8254 | 0 | 0
16.8564 | 0 | 0
16.8874 | 0 | 0
16.9185 | 0 | 0
16.9495 | 0 | 0
16.9805 | 0 | 0
17.0115 | 0 | 0
17.0426 | 0 | 0
17.0736 | 0 | 0
17.1047 | 0 | 0
17.1357 | 0 | 0
17.1667 | 0 | 0
17.1978 | 0 | 0
17.2288 | 0 | 0
17.2598 | 0 | 0
17.2909 | 0 | 0
17.3219 | 0 | 0
17.3529 | 0 | 0
17.384 | 0 | 0
17.415 | 0 | 0
17.446 | 0 | 0
17.4771 | 0 | 0
17.5081 | 0 | 0
17.5391 | 0 | 0
17.5702 | 0 | 0
17.6012 | 0 | 0
17.6322 | 0 | 0
17.6633 | 0 | 0
17.6943 | 0 | 0
17.7253 | 0 | 0
17.7564 | 0 | 0
17.7874 | 0 | 0
17.8184 | 0 | 0
17.8495 | 0 | 0
17.8805 | 0 | 0
17.9115 | 0 | 0
17.9426 | 0 | 0
17.9736 | 0 | 0
18.0046 | 0 | 0

## VNR
Desire
D40 Lustr 1-Piece Optic | 2015-05-14
Diffuser | Beam Angle | Field Angle
Very Narrow Round | 11.5 | 26
Row Mult
Mode | Candela | Field Lumens | Beam Lumens | Power Consump | Efficacy (lpw)
Boost Full | 53587.6067 | 2469.0953 | 1063.1136 | 102.7 | 24.0418 | 1 | 1 | 1 | 1 | 1 | 1
Regulated Full | 48138 | 2218 | 955 | 93.3 | 23.7728 | 0.8983 | 0.8983 | 0.8983
Regulated 3200K | 34785.4334 | 1602.7689 | 690.1011 | 57.2 | 28.0204 | 0.64913 | 0.64913 | 0.64913
Regulated 5600K | 30183.0555 | 1390.7104 | 598.7955 | 54.5 | 25.5176 | 0.56325 | 0.56325 | 0.56325
[6 empty] | 0 | 0 | 0
[6 empty] | 0 | 0 | 0
[6 empty] | 0 | 0 | 0
| For Field diameter at any distance, multiply distance by |  |  |  | 0.46174
| For Beam diameter at any distance, multiply distance by |  |  |  | 0.20139
Dist for 1.0 fc
| Throw Distance (ft) | 10 | 15 | 20 | 30 | 219.4037
| Throw Distance (m) | 3.048 | 4.572 | 6.096 | 9.144 | 66.8743
| Field Diameter (ft) | 4.6174 | 6.926 | 9.2347 | 13.8521
| Field Diameter (m) | 1.4074 | 2.1111 | 2.8147 | 4.2221
| Illuminance (fc) | 481.38 | 213.9467 | 120.345 | 53.4867
| Illuminance (lux) | 5181.5262 | 2302.9005 | 1295.3815 | 575.7251
Test Distance | Iso-Illuminance Diagram grid lines
141.5 | 0 | 12.5 | 25 | 37.5
| 0 | 0.088339 | 0.17668 | 0.26502
Measurement: VNR - Intensity
Degrees | (Cd)
-22.5716 | 0 | 0
-22.5392 | 0 | 0
-22.5069 | 0 | 0
-22.4745 | 0 | 0
-22.4421 | 0 | 0
-22.4097 | 0 | 0
-22.3773 | 0 | 0
-22.3449 | 0 | 0
-22.3126 | 0 | 0
-22.2802 | 0 | 0
-22.2478 | 0 | 0
-22.2154 | 0 | 0
-22.183 | 0 | 0
-22.1506 | 0 | 0
-22.1182 | 0 | 0
-22.0859 | 0 | 0
-22.0535 | 0 | 0
-22.0211 | 0 | 0
-21.9887 | 0 | 0
-21.9563 | 0 | 0
-21.9239 | 0 | 0
-21.8916 | 0 | 0
-21.8592 | 0 | 0
-21.8268 | 0 | 0
-21.7944 | 0 | 0
-21.762 | 0 | 0
-21.7296 | 0 | 0
-21.6973 | 0 | 0
-21.6649 | 0 | 0
-21.6325 | 0 | 0
-21.6001 | 0 | 0
-21.5677 | 0 | 0
-21.5353 | 0 | 0
-21.5029 | 0 | 0
-21.4706 | 0 | 0
-21.4382 | 0 | 0
-21.4058 | 0 | 0
-21.3734 | 0 | 0
-21.341 | 0 | 0
-21.3087 | 0 | 0
-21.2763 | 0 | 0
-21.2439 | 0 | 0
-21.2115 | 0 | 0
-21.1791 | 0 | 0
-21.1467 | 0 | 0
-21.1143 | 0 | 0
-21.082 | 0 | 0
-21.0496 | 0 | 0
-21.0172 | 0 | 0
-20.9848 | 0 | 0
-20.9524 | 0 | 0
-20.92 | 0 | 0
-20.8877 | 0 | 0
-20.8553 | 0 | 0
-20.8229 | 0 | 0
-20.7905 | 0 | 0
-20.7581 | 0 | 0
-20.7257 | 0 | 0
-20.6933 | 0 | 0
-20.661 | 0 | 0
-20.6286 | 0 | 0
-20.5962 | 0 | 0
-20.5638 | 0 | 0
-20.5314 | 0 | 0
-20.4991 | 0 | 0
-20.4667 | 0 | 0
-20.4343 | 0 | 0
-20.4019 | 0 | 0
-20.3695 | 0 | 0
-20.3371 | 0 | 0
-20.3047 | 101.0772 | 105.2719
-20.2724 | 231.0467 | 240.6351
-20.24 | 357.7333 | 372.5792
-20.2076 | 489.607 | 509.9257
-20.1752 | 623.3308 | 649.199
-20.1428 | 761.6794 | 793.2891
-20.1104 | 900.0825 | 937.436
-20.0781 | 1042.8383 | 1086.1161
-20.0457 | 1182.4202 | 1231.4906
-20.0133 | 1220.7619 | 1271.4236
-19.9809 | 1234.0921 | 1285.3069
-19.9485 | 1251.8663 | 1303.8188
-19.9161 | 1261.3523 | 1313.6984
-19.8837 | 1266.3942 | 1318.9496
-19.8514 | 1274.7741 | 1327.6773
-19.819 | 1280.7232 | 1333.8732
-19.7866 | 1270.3842 | 1323.1052
-19.7542 | 1274.7189 | 1327.6198
-19.7218 | 1284.2049 | 1337.4994
-19.6895 | 1283.5342 | 1336.8009
-19.6571 | 1285.8015 | 1339.1623
-19.6247 | 1295.1959 | 1348.9465
-19.5923 | 1306.6586 | 1360.8849
-19.5599 | 1311.5016 | 1365.9289
-19.5275 | 1319.2274 | 1373.9754
-19.4951 | 1335.4957 | 1390.9187
-19.4628 | 1338.7972 | 1394.3573
-19.4304 | 1339.7044 | 1395.3021
-19.398 | 1348.555 | 1404.5201
-19.3656 | 1358.8201 | 1415.2111
-19.3332 | 1367 | 1423.7305
-19.3008 | 1383.9764 | 1441.4115
-19.2685 | 1395.5111 | 1453.4248
-19.2361 | 1396.0558 | 1453.9921
-19.2037 | 1413.7206 | 1472.3901
-19.1713 | 1422.8796 | 1481.9291
-19.1389 | 1431.2231 | 1490.6188
-19.1065 | 1439.076 | 1498.7976
-19.0741 | 1443.3388 | 1503.2374
-19.0418 | 1449.1066 | 1509.2446
-19.0094 | 1452.8967 | 1513.1919
-18.977 | 1459.9341 | 1520.5213
-18.9446 | 1468.9837 | 1529.9465
-18.9122 | 1473.9902 | 1535.1608
-18.8799 | 1493.1788 | 1555.1457
-18.8475 | 1508.6315 | 1571.2397
-18.8151 | 1518.6976 | 1581.7235
-18.7827 | 1534.8211 | 1598.5161
-18.7503 | 1544.4341 | 1608.5281
-18.7179 | 1545.286 | 1609.4154
-18.6855 | 1557.0029 | 1621.6185
-18.6532 | 1564.4757 | 1629.4014
-18.6208 | 1574.07 | 1639.3939
-18.5884 | 1589.9581 | 1655.9413
-18.556 | 1598.8087 | 1665.1593
-18.5236 | 1612.7378 | 1679.6664
-18.4912 | 1623.9464 | 1691.3402
-18.4589 | 1635.8986 | 1703.7884
-18.4265 | 1648.105 | 1716.5014
-18.3941 | 1657.0827 | 1725.8517
-18.3617 | 1678.5199 | 1748.1785
-18.3293 | 1682.1475 | 1751.9566
-18.2969 | 1683.5077 | 1753.3732
-18.2645 | 1694.735 | 1765.0666
-18.2322 | 1698.6344 | 1769.1278
-18.1998 | 1703.3857 | 1774.0763
-18.1674 | 1719.6009 | 1790.9643
-18.135 | 1729.1764 | 1800.9372
-18.1026 | 1741.9994 | 1814.2923
-18.0703 | 1750.9052 | 1823.5678
-18.0379 | 1764.0906 | 1837.3004
-18.0055 | 1776.9854 | 1850.7303
-17.9731 | 1785.5101 | 1859.6088
-17.9407 | 1800.9451 | 1875.6844
-17.9083 | 1816.6333 | 1892.0235
-17.8759 | 1821.947 | 1897.5578
-17.8436 | 1833.8992 | 1910.0061
-17.8112 | 1843.0405 | 1919.5267
-17.7788 | 1855.1021 | 1932.0888
-17.7464 | 1861.8666 | 1939.1341
-17.714 | 1869.9924 | 1947.5971
-17.6816 | 1884.865 | 1963.0869
-17.6493 | 1901.0427 | 1979.9359
-17.6169 | 1909.7121 | 1988.9652
-17.5845 | 1919.6511 | 1999.3167
-17.5521 | 1928.9194 | 2008.9696
-17.5197 | 1934.8685 | 2015.1655
-17.4873 | 1948.4705 | 2029.332
-17.455 | 1968.0049 | 2049.6771
-17.4226 | 1983.7294 | 2066.0542
-17.3902 | 1992.5801 | 2075.2722
-17.3578 | 2000.2882 | 2083.3002
-17.3254 | 2012.8029 | 2096.3342
-17.293 | 2029.2711 | 2113.4858
-17.2606 | 2051.0718 | 2136.1913
-17.2283 | 2067.9753 | 2153.7963
-17.1959 | 2078.0956 | 2164.3365
-17.1635 | 2094.7637 | 2181.6964
-17.1311 | 2105.3006 | 2192.6706
-17.0987 | 2114.0429 | 2201.7757
-17.0663 | 2135.0094 | 2223.6123
-17.034 | 2146.4357 | 2235.5128
-17.0016 | 2157.7714 | 2247.3189
-16.9692 | 2152.366 | 2241.6892
-16.9368 | 2155.0322 | 2244.4661
-16.9044 | 2165.0806 | 2254.9315
-16.872 | 2175.5633 | 2265.8492
-16.8397 | 2183.8516 | 2274.4814
-16.8073 | 2194.353 | 2285.4187
-16.7749 | 2203.4036 | 2294.8449
-16.7425 | 2216.1901 | 2308.162
-16.7101 | 2224.4607 | 2316.7758
-16.6777 | 2248.8912 | 2342.2201
-16.6454 | 2266.3207 | 2360.373
-16.613 | 2279.1259 | 2373.7096
-16.5806 | 2289.7721 | 2384.7977
-16.5482 | 2308.7795 | 2404.5938
-16.5158 | 2331.1426 | 2427.885
-16.4834 | 2343.8197 | 2441.0882
-16.451 | 2368.5585 | 2466.8536
-16.4187 | 2391.6839 | 2490.9388
-16.3863 | 2405.7036 | 2505.5403
-16.3539 | 2422.2082 | 2522.7299
-16.3215 | 2437.4787 | 2538.6341
-16.2891 | 2451.4442 | 2553.1791
-16.2568 | 2454.1833 | 2556.0319
-16.2244 | 2469.9443 | 2572.447
-16.192 | 2482.4954 | 2585.519
-16.1596 | 2476.3287 | 2579.0964
-16.1272 | 2488.4987 | 2591.7713
-16.0948 | 2494.1207 | 2597.6267
-16.0624 | 2513.5457 | 2617.8578
-16.0301 | 2525.5521 | 2630.3625
-15.9977 | 2538.3938 | 2643.7371
-15.9653 | 2560.4663 | 2666.7257
-15.9329 | 2568.3015 | 2674.886
-15.9005 | 2577.3334 | 2684.2927
-15.8681 | 2603.4323 | 2711.4748
-15.8358 | 2606.8787 | 2715.0641
-15.8034 | 2643.5697 | 2753.2778
-15.771 | 2667.1107 | 2777.7958
-15.7386 | 2692.6118 | 2804.3552
-15.7062 | 2718.4931 | 2831.3106
-15.6738 | 2740.6021 | 2854.337
-15.6415 | 2760.752 | 2875.3232
-15.6091 | 2776.84 | 2892.0789
-15.5767 | 2790.2431 | 2906.0382
-15.5443 | 2822.0192 | 2939.133
-15.5119 | 2825.175 | 2942.4197
-15.4795 | 2831.0511 | 2948.5397
-15.4472 | 2854.8827 | 2973.3604
-15.4148 | 2873.3464 | 2992.5903
-15.3824 | 2888.1097 | 3007.9663
-15.35 | 2911.2164 | 3032.0319
-15.3176 | 2943.7539 | 3065.9197
-15.2852 | 2969.9081 | 3093.1593
-15.2528 | 2982.5123 | 3106.2866
-15.2205 | 3011.6045 | 3136.5861
-15.1881 | 3037.341 | 3163.3907
-15.1557 | 3047.4613 | 3173.9309
-15.1233 | 3069.1172 | 3196.4856
-15.0909 | 3097.4835 | 3226.0291
-15.0585 | 3120.8068 | 3250.3203
-15.0262 | 3142.6252 | 3273.0442
-14.9938 | 3163.7187 | 3295.0131
-14.9614 | 3182.6001 | 3314.678
-14.929 | 3192.3933 | 3324.8776
-14.8966 | 3203.7831 | 3336.7401
-14.8642 | 3228.6313 | 3362.6194
-14.8318 | 3240.4023 | 3374.879
-14.7995 | 3246.5138 | 3381.2441
-14.7671 | 3261.6593 | 3397.0182
-14.7347 | 3276.4944 | 3412.4689
-14.7023 | 3290.1881 | 3426.7309
-14.6699 | 3314.9633 | 3452.5342
-14.6375 | 3355.9338 | 3495.2051
-14.6052 | 3391.1021 | 3531.8329
-14.5728 | 3413.737 | 3555.4071
-14.5404 | 3447.4723 | 3590.5424
-14.508 | 3478.8485 | 3623.2207
-14.4756 | 3506.2535 | 3651.763
-14.4433 | 3534.7646 | 3681.4573
-14.4109 | 3564.3817 | 3712.3035
-14.3785 | 3576.2444 | 3724.6585
-14.3461 | 3582.61 | 3731.2883
-14.3137 | 3604.846 | 3754.4472
-14.2813 | 3630.2378 | 3780.8927
-14.2489 | 3653.4351 | 3805.0527
-14.2166 | 3669.4857 | 3821.7694
-14.1842 | 3689.3096 | 3842.416
-14.1518 | 3715.7533 | 3869.9571
-14.1194 | 3740.9274 | 3896.1759
-14.087 | 3768.8761 | 3925.2844
-14.0546 | 3794.1772 | 3951.6356
-14.0222 | 3811.0089 | 3969.1658
-13.9899 | 3836.2736 | 3995.479
-13.9575 | 3857.4213 | 4017.5042
-13.9251 | 3883.7014 | 4044.875
-13.8927 | 3905.5021 | 4067.5804
-13.8603 | 3922.4963 | 4085.2799
-13.8279 | 3956.1773 | 4120.3587
-13.7956 | 3992.1789 | 4157.8543
-13.7632 | 4026.8389 | 4193.9528
-13.7308 | 4064.9985 | 4233.6959
-13.6984 | 4093.8365 | 4263.7308
-13.666 | 4114.7301 | 4285.4914
-13.6336 | 4153.979 | 4326.3691
-13.6013 | 4187.0425 | 4360.8047
-13.5689 | 4221.0849 | 4396.26
-13.5365 | 4242.3597 | 4418.4176
-13.5041 | 4270.4 | 4447.6216
-13.4717 | 4288.9355 | 4466.9264
-13.4393 | 4310.4821 | 4489.3671
-13.407 | 4337.7965 | 4517.815
-13.3746 | 4376.1924 | 4557.8044
-13.3422 | 4402.4184 | 4585.1188
-13.3098 | 4438.0752 | 4622.2553
-13.2774 | 4461.835 | 4647.0011
-13.245 | 4494.9713 | 4681.5126
-13.2127 | 4526.3121 | 4714.1541
-13.1803 | 4558.5778 | 4747.7588
-13.1479 | 4589.8634 | 4780.3428
-13.1155 | 4612.589 | 4804.0114
-13.0831 | 4640.1939 | 4832.762
-13.0507 | 4683.3235 | 4877.6814
-13.0183 | 4707.555 | 4902.9185
-12.986 | 4749.2692 | 4946.3638
-12.9536 | 4785.58 | 4984.1816
-12.9212 | 4826.6412 | 5026.9468
-12.8888 | 4858.2361 | 5059.8529
-12.8564 | 4888.8333 | 5091.7199
-12.824 | 4934.9374 | 5139.7373
-12.7917 | 4966.8583 | 5172.9829
-12.7593 | 4985.8115 | 5192.7227
-12.7269 | 5027.4538 | 5236.0931
-12.6945 | 5061.6785 | 5271.7382
-12.6621 | 5098.1519 | 5309.7252
-12.6297 | 5126.7358 | 5339.4954
-12.5974 | 5176.6299 | 5391.4601
-12.565 | 5217.2578 | 5433.774
-12.5326 | 5246.9468 | 5464.6951
-12.5002 | 5285.9239 | 5505.2898
-12.4678 | 5320.71 | 5541.5195
-12.4354 | 5355.3701 | 5577.6179
-12.4031 | 5398.609 | 5622.6513
-12.3707 | 5428.6073 | 5653.8945
-12.3383 | 5480.2428 | 5707.6729
-12.3059 | 5525.6033 | 5754.9158
-12.2735 | 5561.1705 | 5791.9591
-12.2411 | 5600.962 | 5833.402
-12.2088 | 5637.0917 | 5871.031
-12.1764 | 5677.2821 | 5912.8893
-12.144 | 5720.1221 | 5957.5072
-12.1116 | 5754.0927 | 5992.8876
-12.0792 | 5801.7393 | 6042.5115
-12.0468 | 5840.8601 | 6083.2558
-12.0145 | 5881.0151 | 6125.0773
-11.9821 | 5934.1566 | 6180.4241
-11.9497 | 5981.9834 | 6230.2357
-11.9173 | 6026.9991 | 6277.1195
-11.8849 | 6067.9165 | 6319.735
-11.8525 | 6099.4927 | 6352.6216
-11.8201 | 6140.2466 | 6395.0668
-11.7878 | 6180.8557 | 6437.3612
-11.7554 | 6213.0849 | 6470.9279
-11.723 | 6250.4289 | 6509.8217
-11.6906 | 6292.8326 | 6553.9851
-11.6582 | 6338.6648 | 6601.7194
-11.6258 | 6382.9556 | 6647.8483
-11.5935 | 6427.8078 | 6694.5619
-11.5611 | 6478.8455 | 6747.7176
-11.5287 | 6525.5839 | 6796.3956
-11.4963 | 6568.351 | 6840.9375
-11.4639 | 6615.507 | 6890.0505
-11.4315 | 6669.5921 | 6946.3801
-11.3992 | 6717.3459 | 6996.1157
-11.3668 | 6767.5858 | 7048.4406
-11.3344 | 6824.0465 | 7107.2445
-11.302 | 6878.0577 | 7163.4971
-11.2696 | 6924.3982 | 7211.7607
-11.2372 | 6972.9133 | 7262.2892
-11.2049 | 7025.7476 | 7317.3161
-11.1725 | 7083.3863 | 7377.3468
-11.1401 | 7136.2195 | 7432.3726
-11.1077 | 7189.7963 | 7488.1729
-11.0753 | 7238.675 | 7539.08
-11.0429 | 7285.0509 | 7587.3805
-11.0106 | 7338.9173 | 7643.4823
-10.9782 | 7387.1627 | 7693.7299
-10.9458 | 7423.7256 | 7731.8102
-10.9134 | 7480.7123 | 7791.1618
-10.881 | 7523.4971 | 7835.7222
-10.8486 | 7568.2774 | 7882.3609
-10.8162 | 7614.3638 | 7930.3599
-10.7839 | 7659.7065 | 7977.5844
-10.7515 | 7710.7796 | 8030.777
-10.7191 | 7770.2691 | 8092.7352
-10.6867 | 7854.5514 | 8180.5153
-10.6543 | 7938.5432 | 8267.9927
-10.6219 | 7999.7917 | 8331.7831
-10.5895 | 8079.6487 | 8414.9541
-10.5572 | 8157.4925 | 8496.0284
-10.5248 | 8219.3587 | 8560.462
-10.4924 | 8284.216 | 8628.0109
-10.46 | 8357.0179 | 8703.8341
-10.4276 | 8436.4937 | 8786.6082
-10.3953 | 8497.0892 | 8849.7184
-10.3629 | 8560.478 | 8915.7379
-10.3305 | 8624.5188 | 8982.4363
-10.2981 | 8682.3221 | 9042.6384
-10.2657 | 8742.2094 | 9105.011
-10.2333 | 8808.3915 | 9173.9397
-10.201 | 8876.4775 | 9244.8513
-10.1686 | 8940.3016 | 9311.3241
-10.1362 | 8988.6907 | 9361.7214
-10.1038 | 9040.0909 | 9415.2546
-10.0714 | 9100.8322 | 9478.5167
-10.039 | 9166.1613 | 9546.557
-10.0066 | 9233.5943 | 9616.7884
-9.9743 | 9301.8615 | 9687.8887
-9.9419 | 9385.2742 | 9774.763
-9.9095 | 9470.172 | 9863.1842
-9.8771 | 9552.8046 | 9949.246
-9.8447 | 9636.5256 | 10036.4414
-9.8123 | 9716.091 | 10119.3088
-9.78 | 9789.9636 | 10196.2471
-9.7476 | 9863.7632 | 10273.1094
-9.7152 | 9923.8682 | 10335.7087
-9.6828 | 9984.8084 | 10399.178
-9.6504 | 10035.7555 | 10452.2393
-9.618 | 10081.5877 | 10499.9736
-9.5857 | 10136.5248 | 10557.1905
-9.5533 | 10195.9767 | 10619.1097
-9.5209 | 10282.4004 | 10709.12
-9.4885 | 10371.1622 | 10801.5655
-9.4561 | 10429.4352 | 10862.2568
-9.4237 | 10507.1519 | 10943.1987
-9.3913 | 10595.3149 | 11035.0205
-9.359 | 10668.6261 | 11111.3741
-9.3266 | 10745.1451 | 11191.0686
-9.2942 | 10837.0679 | 11286.8062
-9.2618 | 10935.3646 | 11389.1823
-9.2294 | 11013.7896 | 11470.8619
-9.197 | 11092.1937 | 11552.5198
-9.1647 | 11189.8448 | 11654.2233
-9.1323 | 11279.0388 | 11747.1189
-9.0999 | 11356.4014 | 11827.6921
-9.0675 | 11459.9265 | 11935.5135
-9.0351 | 11570.1068 | 12050.2663
-9.0027 | 11659.3738 | 12143.2378
-8.9704 | 11737.1843 | 12224.2774
-8.938 | 11814.9322 | 12305.2519
-8.9056 | 11877.5264 | 12370.4437
-8.8732 | 11951.5562 | 12447.5458
-8.8408 | 12044.3018 | 12544.1403
-8.8084 | 12132.0481 | 12635.5281
-8.7761 | 12216.066 | 12723.0327
-8.7437 | 12288.0232 | 12797.9761
-8.7113 | 12365.7191 | 12878.8964
-8.6789 | 12450.0598 | 12966.7372
-8.6465 | 12530.2553 | 13050.2608
-8.6141 | 12619.9284 | 13143.6554
-8.5817 | 12708.9767 | 13236.3992
-8.5494 | 12789.5471 | 13320.3133
-8.517 | 12889.2811 | 13424.1863
-8.4846 | 12992.348 | 13531.5304
-8.4522 | 13085.0311 | 13628.0598
-8.4198 | 13167.8407 | 13714.3061
-8.3874 | 13270.8451 | 13821.5851
-8.3551 | 13379.5881 | 13934.841
-8.3227 | 13488.3624 | 14048.1294
-8.2903 | 13613.0924 | 14178.0357
-8.2579 | 13722.5436 | 14292.0292
-8.2255 | 13809.0402 | 14382.1154
-8.1931 | 13913.2944 | 14490.6961
-8.1608 | 14046.5022 | 14629.432
-8.1284 | 14188.6461 | 14777.4749
-8.096 | 14312.8971 | 14906.8823
-8.0636 | 14422.4316 | 15020.9625
-8.0312 | 14545.0578 | 15148.6777
-7.9988 | 14647.1353 | 15254.9914
-7.9665 | 14750.8374 | 15362.9972
-7.9341 | 14866.8813 | 15483.8569
-7.9017 | 14960.106 | 15580.9504
-7.8693 | 15043.0823 | 15667.3702
-7.8369 | 15129.8601 | 15757.7493
-7.8045 | 15214.0341 | 15845.4165
-7.7721 | 15314.3931 | 15949.9404
-7.7398 | 15419.043 | 16058.9333
-7.7074 | 15530.4002 | 16174.9118
-7.675 | 15652.7139 | 16302.3015
-7.6426 | 15773.58 | 16428.1836
-7.6102 | 15886.2599 | 16545.5397
-7.5778 | 16012.2085 | 16676.7151
-7.5455 | 16132.8142 | 16802.326
-7.5131 | 16242.6716 | 16916.7425
-7.4807 | 16363.2669 | 17042.3425
-7.4483 | 16492.3504 | 17176.7829
-7.4159 | 16596.3129 | 17285.0599
-7.3835 | 16715.1377 | 17408.8159
-7.3512 | 16826.2865 | 17524.5774
-7.3188 | 16960.4421 | 17664.3005
-7.2864 | 17083.8807 | 17792.8618
-7.254 | 17202.5492 | 17916.455
-7.2216 | 17347.9531 | 18067.8931
-7.1892 | 17481.5879 | 18207.0738
-7.1569 | 17566.5847 | 18295.598
-7.1245 | 17677.7649 | 18411.3921
-7.0921 | 17797.027 | 18535.6036
-7.0597 | 17923.8088 | 18667.6469
-7.0273 | 18048.2993 | 18797.3037
-6.9949 | 18183.8193 | 18938.4478
-6.9626 | 18299.5091 | 19058.9387
-6.9302 | 18392.9941 | 19156.3034
-6.8978 | 18499.3625 | 19267.0861
-6.8654 | 18620.3744 | 19393.12
-6.833 | 18769.2256 | 19548.1485
-6.8006 | 18894.9659 | 19679.107
-6.7682 | 19019.0086 | 19808.2974
-6.7359 | 19144.728 | 19939.2342
-6.7035 | 19232.6619 | 20030.8173
-6.6711 | 19399.9372 | 20205.0346
-6.6387 | 19569.9308 | 20382.0829
-6.6063 | 19748.2773 | 20567.8308
-6.5739 | 19932.0395 | 20759.2192
-6.5416 | 20070.007 | 20902.9123
-6.5092 | 20202.9337 | 21041.3554
-6.4768 | 20320.8419 | 21164.1568
-6.4444 | 20444.0618 | 21292.4903
-6.412 | 20619.7003 | 21475.4179
-6.3796 | 20746.7112 | 21607.6998
-6.3473 | 20880.6169 | 21747.1625
-6.3149 | 20995.4423 | 21866.7531
-6.2825 | 21119.787 | 21996.2581
-6.2501 | 21252.4949 | 22134.4734
-6.2177 | 21389.7438 | 22277.4181
-6.1853 | 21562.7265 | 22457.5796
-6.153 | 21733.4179 | 22635.3548
-6.1206 | 21868.8338 | 22776.3904
-6.0882 | 21988.5438 | 22901.0683
-6.0558 | 22106.0458 | 23023.4467
-6.0234 | 22231.8902 | 23154.5137
-5.991 | 22375.9193 | 23304.5199
-5.9586 | 22532.2588 | 23467.3476
-5.9263 | 22693.608 | 23635.3928
-5.8939 | 22850.8016 | 23799.1099
-5.8615 | 22999.0175 | 23953.4767
-5.8291 | 23156.9714 | 24117.9857
-5.7967 | 23321.9033 | 24289.7623
-5.7643 | 23470.1608 | 24444.1725
-5.732 | 23633.5201 | 24614.3112
-5.6996 | 23804.1699 | 24792.0429
-5.6672 | 23979.6939 | 24974.8512
-5.6348 | 24158.509 | 25161.0871
-5.6024 | 24329.5754 | 25339.2528
-5.57 | 24495.6946 | 25512.266
-5.5377 | 24655.1379 | 25678.3261
-5.5053 | 24819.5699 | 25849.5821
-5.4729 | 25015.4656 | 26053.6075
-5.4405 | 25186.5528 | 26231.7948
-5.4081 | 25324.9474 | 26375.9327
-5.3757 | 25468.9451 | 26525.9064
-5.3434 | 25613.8386 | 26676.8129
-5.311 | 25746.2341 | 26814.7028
-5.2786 | 25877.4735 | 26951.3887
-5.2462 | 26016.118 | 27095.7869
-5.2138 | 26162.0946 | 27247.8216
-5.1814 | 26305.3634 | 27397.036
-5.149 | 26446.2888 | 27543.8097
-5.1167 | 26606.1069 | 27710.2604
-5.0843 | 26759.4574 | 27869.9749
-5.0519 | 26916.2865 | 28033.3123
-5.0195 | 27088.9359 | 28213.1268
-4.9871 | 27270.4485 | 28402.1721
-4.9547 | 27442.5668 | 28581.4333
-4.9224 | 27599.0522 | 28744.4129
-4.89 | 27749.7572 | 28901.3722
-4.8576 | 27898.1293 | 29055.9017
-4.8252 | 28042.1063 | 29205.8537
-4.7928 | 28195.9983 | 29366.1323
-4.7604 | 28344.3913 | 29520.6835
-4.7281 | 28488.5244 | 29670.7982
-4.6957 | 28639.0212 | 29827.5406
-4.6633 | 28819.3569 | 30015.3602
-4.6309 | 29010.4722 | 30214.4068
-4.5985 | 29185.8504 | 30397.0631
-4.5661 | 29383.7666 | 30603.1929
-4.5338 | 29556.1244 | 30782.7036
-4.5014 | 29708.9021 | 30941.8215
-4.469 | 29844.4012 | 31082.9439
-4.4366 | 30014.6969 | 31260.3068
-4.4042 | 30165.6519 | 31417.5264
-4.3718 | 30312.6075 | 31570.5808
-4.3395 | 30482.5699 | 31747.5966
-4.3071 | 30669.1651 | 31941.9354
-4.2747 | 30832.8889 | 32112.4538
-4.2423 | 31008.8607 | 32295.7284
-4.2099 | 31181.4581 | 32475.4886
-4.1775 | 31372.9899 | 32674.969
-4.1451 | 31535.0578 | 32843.7626
-4.1128 | 31706.9469 | 33022.7852
-4.0804 | 31877.378 | 33200.2892
-4.048 | 32038.8521 | 33368.4645
-4.0156 | 32178.6527 | 33514.0668
-3.9832 | 32331.6907 | 33673.4558
-3.9508 | 32490.5507 | 33838.9085
-3.9185 | 32663.773 | 34019.3195
-3.8861 | 32840.2551 | 34203.1257
-3.8537 | 33018.914 | 34389.199
-3.8213 | 33199.1248 | 34576.8885
-3.7889 | 33351.5483 | 34735.6376
-3.7565 | 33476.6429 | 34865.9236
-3.7242 | 33629.358 | 35024.9764
-3.6918 | 33774.1057 | 35175.7311
-3.6594 | 33935.684 | 35344.0149
-3.627 | 34126.466 | 35542.7143
-3.5946 | 34310.6657 | 35734.5583
-3.5622 | 34477.6181 | 35908.4393
-3.5299 | 34638.6236 | 36076.1265
-3.4975 | 34821.2819 | 36266.3651
-3.4651 | 35042.2569 | 36496.5106
-3.4327 | 35260.9303 | 36724.2589
-3.4003 | 35444.9321 | 36915.8968
-3.3679 | 35592.4814 | 37069.5694
-3.3355 | 35730.678 | 37213.5011
-3.3032 | 35897.1201 | 37386.8506
-3.2708 | 36083.5174 | 37580.9834
-3.2384 | 36254.6775 | 37759.2466
-3.206 | 36395.9049 | 37906.3349
-3.1736 | 36512.782 | 38028.0625
-3.1412 | 36604.9964 | 38124.1038
-3.1089 | 36721.9569 | 38245.9181
-3.0765 | 36887.5658 | 38418.3998
-3.0441 | 37015.212 | 38551.3433
-3.0117 | 37126.1943 | 38666.9313
-2.9793 | 37226.8553 | 38771.7697
-2.9469 | 37367.9993 | 38918.7713
-2.9146 | 37542.3985 | 39100.408
-2.8822 | 37686.2088 | 39250.1865
-2.8498 | 37828.0924 | 39397.9582
-2.8174 | 37993.6076 | 39570.3423
-2.785 | 38142.4587 | 39725.3708
-2.7526 | 38294.726 | 39883.9572
-2.7203 | 38441.4838 | 40036.8054
-2.6879 | 38583.284 | 40184.4903
-2.6555 | 38710.2012 | 40316.6746
-2.6231 | 38852.3451 | 40464.7175
-2.5907 | 39029.5043 | 40649.2287
-2.5583 | 39221.4423 | 40849.1322
-2.5259 | 39394.4355 | 41029.3045
-2.4936 | 39547.588 | 41188.8129
-2.4612 | 39695.2936 | 41342.6483
-2.4288 | 39876.7125 | 41531.596
-2.3964 | 40045.3938 | 41707.2776
-2.364 | 40189.4541 | 41857.3164
-2.3316 | 40324.1409 | 41997.5927
-2.2993 | 40441.3721 | 42119.689
-2.2669 | 40542.0018 | 42224.4949
-2.2345 | 40663.8782 | 42351.4291
-2.2021 | 40807.501 | 42501.0123
-2.1697 | 40946.6871 | 42645.9746
-2.1373 | 41056.9923 | 42760.8575
-2.105 | 41193.2622 | 42902.7826
-2.0726 | 41301.9011 | 43015.9299
-2.0402 | 41384.1691 | 43101.6122
-2.0078 | 41479.3518 | 43200.7449
-1.9754 | 41612.9659 | 43339.9039
-1.943 | 41754.1828 | 43486.9814
-1.9107 | 41851.7193 | 43588.5657
-1.8783 | 41952.3282 | 43693.3498
-1.8459 | 42042.9595 | 43787.7424
-1.8135 | 42134.5178 | 43883.1003
-1.7811 | 42269.7045 | 44023.8973
-1.7487 | 42398.788 | 44158.3377
-1.7164 | 42507.8956 | 44271.9732
-1.684 | 42584.2896 | 44351.5376
-1.6516 | 42614.6493 | 44383.1573
-1.6192 | 42672.4942 | 44443.4027
-1.5868 | 42750.0235 | 44524.1495
-1.5544 | 42818.3875 | 44595.3506
-1.522 | 42880.5963 | 44660.1411
-1.4897 | 42941.9511 | 44724.0421
-1.4573 | 43005.8159 | 44790.5572
-1.4249 | 43094.0518 | 44882.4549
-1.3925 | 43203.8675 | 44996.828
-1.3601 | 43292.7596 | 45089.4091
-1.3277 | 43367.5913 | 45167.3464
-1.2954 | 43450.5156 | 45253.712
-1.263 | 43558.2483 | 45365.9156
-1.2306 | 43659.8675 | 45471.752
-1.1982 | 43737.2197 | 45552.3143
-1.1658 | 43842.7445 | 45662.2183
-1.1334 | 43920.2945 | 45742.9868
-1.1011 | 43981.5764 | 45806.8118
-1.0687 | 44091.9233 | 45921.7381
-1.0363 | 44210.2273 | 46044.9517
-1.0039 | 44287.3191 | 46125.2429
-0.97152 | 44335.7281 | 46175.6608
-0.93913 | 44398.1452 | 46240.6682
-0.90675 | 44481.1631 | 46327.1314
-0.87437 | 44534.8108 | 46383.0054
-0.84198 | 44631.1391 | 46483.3314
-0.8096 | 44773.0435 | 46631.1248
-0.77721 | 44909.3029 | 46773.039
-0.74483 | 45013.2238 | 46881.2726
-0.71245 | 45153.7326 | 47027.6125
-0.68006 | 45308.0933 | 47188.3792
-0.64768 | 45396.8603 | 47280.83
-0.6153 | 45449.6436 | 47335.8038
-0.58291 | 45516.2891 | 47405.2151
-0.55053 | 45553.981 | 47444.4712
-0.51814 | 45528.9642 | 47418.4162
-0.48576 | 45494.2614 | 47382.2733
-0.45338 | 45508.4258 | 47397.0255
-0.42099 | 45526.3084 | 47415.6502
-0.38861 | 45555.2725 | 47445.8163
-0.35622 | 45614.6276 | 47507.6346
-0.32384 | 45654.6003 | 47549.2663
-0.29146 | 45654.1004 | 47548.7456
-0.25907 | 45631.0416 | 47524.7298
-0.22669 | 45596.4222 | 47488.6737
-0.1943 | 45569.0724 | 47460.1889
-0.16192 | 45596.6617 | 47488.9232
-0.12954 | 45674.743 | 47570.2448
-0.097152 | 45700.6555 | 47597.2327
-0.064768 | 45686.2307 | 47582.2093
-0.032384 | 45690.6779 | 47586.841
3.1974e-13 | 45703.8633 | 47600.5736
0.032384 | 45702.853 | 47599.5214
0.064768 | 45699.2599 | 47595.7791
0.097152 | 45698.3538 | 47594.8354
0.12954 | 45635.2701 | 47529.1338
0.16192 | 45483.9193 | 47371.502
0.1943 | 45337.172 | 47218.6646
0.22669 | 45222.6695 | 47099.4102
0.25907 | 45118.2383 | 46990.6451
0.29146 | 45016.1817 | 46884.3532
0.32384 | 44962.4507 | 46828.3924
0.35622 | 44952.546 | 46818.0767
0.38861 | 44920.697 | 46784.9059
0.42099 | 44845.3861 | 46706.4696
0.45338 | 44765.7009 | 46623.4775
0.48576 | 44711.9179 | 46567.4625
0.51814 | 44637.336 | 46489.7855
0.55053 | 44562.5251 | 46411.8699
0.58291 | 44518.5634 | 46366.0838
0.6153 | 44443.6587 | 46288.0705
0.64768 | 44372.5451 | 46214.0057
0.68006 | 44298.6298 | 46137.023
0.71245 | 44251.2728 | 46087.7007
0.74483 | 44242.8679 | 46078.9469
0.77721 | 44207.0612 | 46041.6542
0.8096 | 44182.6692 | 46016.25
0.84198 | 44202.6869 | 46037.0984
0.87437 | 44214.8932 | 46049.8113
0.90675 | 44202.9056 | 46037.3262
0.93913 | 44133.3334 | 45964.8667
0.97152 | 44069.3436 | 45898.2214
1.0039 | 43977.3687 | 45802.4295
1.0363 | 43859.9917 | 45680.1814
1.0687 | 43738.8132 | 45553.9739
1.1011 | 43615.7599 | 45425.814
1.1334 | 43486.7493 | 45291.4494
1.1658 | 43351.8855 | 45150.9888
1.1982 | 43244.9339 | 45039.5986
1.2306 | 43157.0521 | 44948.0698
1.263 | 43046.5281 | 44832.959
1.2954 | 42938.6287 | 44720.5818
1.3277 | 42817.4085 | 44594.331
1.3601 | 42702.1666 | 44474.3065
1.3925 | 42603.3907 | 44371.4314
1.4249 | 42495.2413 | 44258.7939
1.4573 | 42378.2705 | 44136.9687
1.4897 | 42222.8891 | 43975.139
1.522 | 42056.2699 | 43801.6051
1.5544 | 41947.2665 | 43688.0781
1.5868 | 41876.2466 | 43614.1109
1.6192 | 41793.5411 | 43527.9731
1.6516 | 41727.7183 | 43459.4186
1.684 | 41655.3862 | 43384.0847
1.7164 | 41572.4515 | 43297.7082
1.7487 | 41459.1988 | 43179.7556
1.7811 | 41307.171 | 43021.4186
1.8135 | 41188.3463 | 42897.6627
1.8459 | 41030.4966 | 42733.2622
1.8783 | 40861.6486 | 42557.407
1.9107 | 40724.8892 | 42414.9721
1.943 | 40576.2984 | 42260.2148
1.9754 | 40398.9726 | 42075.53
2.0078 | 40179.1745 | 41846.6102
2.0402 | 39973.2595 | 41632.1498
2.0726 | 39831.5947 | 41484.6059
2.105 | 39660.6741 | 41306.5921
2.1373 | 39488.6912 | 41127.4719
2.1697 | 39360.1909 | 40993.6389
2.2021 | 39237.0856 | 40865.4247
2.2345 | 39110.6684 | 40733.7611
2.2669 | 39006.3309 | 40625.0936
2.2993 | 38914.9705 | 40529.9418
2.3316 | 38821.9125 | 40433.0219
2.364 | 38724.2198 | 40331.2749
2.3964 | 38633.3177 | 40236.6004
2.4288 | 38553.7887 | 40153.771
2.4612 | 38429.1524 | 40023.9623
2.4936 | 38285.2171 | 39874.0536
2.5259 | 38143.5836 | 39726.5423
2.5583 | 38008.3552 | 39585.7019
2.5907 | 37888.0411 | 39460.3948
2.6231 | 37774.2468 | 39341.8781
2.6555 | 37658.3904 | 39221.2136
2.6879 | 37528.6507 | 39086.0897
2.7203 | 37380.3619 | 38931.647
2.7526 | 37248.6538 | 38794.473
2.785 | 37123.9967 | 38664.6426
2.8174 | 36974.6248 | 38509.0717
2.8498 | 36796.9241 | 38323.9964
2.8822 | 36643.6048 | 38164.3144
2.9146 | 36483.7658 | 37997.8421
2.9469 | 36319.5005 | 37826.7597
2.9793 | 36170.1285 | 37671.1889
3.0117 | 36050.3144 | 37546.4024
3.0441 | 35900.0259 | 37389.877
3.0765 | 35731.7508 | 37214.6184
3.1089 | 35577.3692 | 37053.83
3.1412 | 35435.6836 | 36906.2644
3.1736 | 35289.6444 | 36754.1647
3.206 | 35155.593 | 36614.5501
3.2384 | 35015.3446 | 36468.4814
3.2708 | 34873.4714 | 36320.7205
3.3032 | 34700.5929 | 36140.6675
3.3355 | 34513.654 | 35945.9707
3.3679 | 34324.6843 | 35749.1587
3.4003 | 34142.026 | 35558.9201
3.4327 | 33980.3748 | 35390.5603
3.4651 | 33812.2663 | 35215.4753
3.4975 | 33650.3338 | 35046.8227
3.5299 | 33503.3261 | 34893.7141
3.5622 | 33342.1019 | 34725.7991
3.5946 | 33182.9815 | 34560.0753
3.627 | 33010.0717 | 34379.9897
3.6594 | 32820.1958 | 34182.234
3.6918 | 32628.7057 | 33982.7969
3.7242 | 32450.5258 | 33797.2227
3.7565 | 32254.2864 | 33592.8393
3.7889 | 32033.9883 | 33363.3988
3.8213 | 31809.8159 | 33129.9232
3.8537 | 31609.9624 | 32921.7759
3.8861 | 31422.8882 | 32726.9381
3.9185 | 31265.0593 | 32562.5593
3.9508 | 31108.501 | 32399.5038
3.9832 | 30939.1739 | 32223.1497
4.0156 | 30771.0029 | 32047.9996
4.048 | 30637.2848 | 31908.7321
4.0804 | 30520.5118 | 31787.113
4.1128 | 30385.0855 | 31646.0666
4.1451 | 30230.0374 | 31484.584
4.1775 | 30059.3668 | 31306.8305
4.2099 | 29889.0816 | 31129.4784
4.2423 | 29736.0227 | 30970.0677
4.2747 | 29596.3472 | 30824.5956
4.3071 | 29441.9864 | 30663.8289
4.3395 | 29257.1723 | 30471.3449
4.3718 | 29045.0604 | 30250.4304
4.4042 | 28881.7115 | 30080.3025
4.4366 | 28749.0661 | 29942.1523
4.469 | 28619.3889 | 29807.0936
4.5014 | 28472.527 | 29654.1369
4.5338 | 28318.9995 | 29494.238
4.5661 | 28160.6082 | 29329.2734
4.5985 | 27985.407 | 29146.8014
4.6309 | 27807.3001 | 28961.3031
4.6633 | 27663.6044 | 28811.6439
4.6957 | 27505.7546 | 28647.2434
4.7281 | 27322.2423 | 28456.1154
4.7604 | 27127.0756 | 28252.8493
4.7928 | 26959.4358 | 28078.2524
4.8252 | 26810.8242 | 27923.4734
4.8576 | 26672.0026 | 27778.8907
4.89 | 26540.3466 | 27641.771
4.9224 | 26386.9233 | 27481.9806
4.9547 | 26224.0743 | 27312.3734
4.9871 | 26070.9946 | 27152.9409
5.0195 | 25933.5166 | 27009.7576
5.0519 | 25789.8209 | 26860.0985
5.0843 | 25615.8175 | 26678.8739
5.1167 | 25420.1196 | 26475.0546
5.149 | 25208.2369 | 26254.3787
5.1814 | 25001.1658 | 26038.7142
5.2138 | 24837.1608 | 25867.903
5.2462 | 24703.3281 | 25728.5162
5.2786 | 24563.1838 | 25582.556
5.311 | 24408.6148 | 25421.5723
5.3434 | 24272.6783 | 25279.9944
5.3757 | 24149.7083 | 25151.9212
5.4081 | 24016.7088 | 25013.4022
5.4405 | 23882.2095 | 24873.3212
5.4729 | 23756.0318 | 24741.9071
5.5053 | 23639.2171 | 24620.2446
5.5377 | 23487.0436 | 24461.7559
5.57 | 23319.4975 | 24287.2566
5.6024 | 23154.6801 | 24115.5993
5.6348 | 22985.176 | 23939.0608
5.6672 | 22818.411 | 23765.375
5.6996 | 22677.2877 | 23618.3952
5.732 | 22564.6183 | 23501.0499
5.7643 | 22411.3824 | 23341.4547
5.7967 | 22234.6815 | 23157.4207
5.8291 | 22094.7039 | 23011.6341
5.8615 | 21953.9139 | 22865.0013
5.8939 | 21809.3745 | 22714.4636
5.9263 | 21670.2093 | 22569.523
5.9586 | 21535.9808 | 22429.724
5.991 | 21401.7627 | 22289.9358
6.0234 | 21251.6304 | 22133.5731
6.0558 | 21122.0991 | 21998.6662
6.0882 | 20978.1742 | 21848.7684
6.1206 | 20797.1198 | 21660.2003
6.153 | 20618.5026 | 21474.1705
6.1853 | 20449.5609 | 21298.2177
6.2177 | 20287.6076 | 21129.5433
6.2501 | 20131.6013 | 20967.0628
6.2825 | 19979.5215 | 20808.6717
6.3149 | 19834.5864 | 20657.7217
6.3473 | 19700.6078 | 20518.183
6.3796 | 19575.9403 | 20388.3418
6.412 | 19462.2397 | 20269.9227
6.4444 | 19391.4802 | 20196.2266
6.4768 | 19299.6511 | 20100.5867
6.5092 | 19179.6808 | 19975.6375
6.5416 | 19063.9701 | 19855.1249
6.5739 | 18943.9372 | 19730.1106
6.6063 | 18812.9686 | 19593.7068
6.6387 | 18674.4075 | 19449.3954
6.6711 | 18549.0942 | 19318.8816
6.7035 | 18418.5317 | 19182.9008
6.7359 | 18232.7698 | 18989.4297
6.7682 | 18073.0558 | 18823.0876
6.8006 | 17959.6781 | 18705.0047
6.833 | 17855.351 | 18596.3481
6.8654 | 17747.837 | 18484.3722
6.8978 | 17629.1685 | 18360.779
6.9302 | 17505.2404 | 18231.7079
6.9626 | 17361.4926 | 18081.9945
6.9949 | 17222.8481 | 17937.5963
7.0273 | 17122.1663 | 17832.7362
7.0597 | 17011.2465 | 17717.2132
7.0921 | 16858.7188 | 17558.3557
7.1245 | 16688.7877 | 17381.3724
7.1569 | 16515.4925 | 17200.8855
7.1892 | 16355.6848 | 17034.4457
7.2216 | 16229.0384 | 16902.5434
7.254 | 16119.3997 | 16788.3547
7.2864 | 16001.0332 | 16665.0761
7.3188 | 15835.4972 | 16492.6703
7.3512 | 15678.1369 | 16328.7796
7.3835 | 15550.4074 | 16195.7493
7.4159 | 15433.5823 | 16074.076
7.4483 | 15335.1189 | 15971.5263
7.4807 | 15244.9042 | 15877.5677
7.5131 | 15128.3916 | 15756.2198
7.5455 | 15005.7133 | 15628.4504
7.5778 | 14891.2212 | 15509.2069
7.6102 | 14800.9336 | 15415.1723
7.6426 | 14725.7685 | 15336.8879
7.675 | 14660.1748 | 15268.5721
7.7074 | 14582.7289 | 15187.9121
7.7398 | 14487.817 | 15089.0614
7.7721 | 14389.4057 | 14986.566
7.8045 | 14298.7223 | 14892.1192
7.8369 | 14209.8615 | 14799.5707
7.8693 | 14122.0839 | 14708.1503
7.9017 | 14036.7642 | 14619.2899
7.9341 | 13937.8842 | 14516.3064
7.9665 | 13831.4533 | 14405.4586
7.9988 | 13728.9801 | 14298.7328
8.0312 | 13624.9134 | 14190.3473
8.0636 | 13503.0892 | 14063.4674
8.096 | 13391.9299 | 13947.695
8.1284 | 13292.6124 | 13844.2558
8.1608 | 13194.6489 | 13742.2269
8.1931 | 13118.7236 | 13663.1506
8.2255 | 13046.8705 | 13588.3156
8.2579 | 12939.6064 | 13476.6001
8.2903 | 12850.8498 | 13384.1601
8.3227 | 12785.6831 | 13316.289
8.3551 | 12723.3285 | 13251.3467
8.3874 | 12650.0278 | 13175.0039
8.4198 | 12565.7912 | 13087.2716
8.4522 | 12469.2858 | 12986.7612
8.4846 | 12360.2929 | 12873.245
8.517 | 12254.6327 | 12763.2
8.5494 | 12162.9286 | 12667.6902
8.5817 | 12051.5714 | 12551.7117
8.6141 | 11939.9539 | 12435.462
8.6465 | 11857.3213 | 12349.4001
8.6789 | 11786.4576 | 12275.5956
8.7113 | 11721.6763 | 12208.1259
8.7437 | 11669.1326 | 12153.4016
8.7761 | 11602.3933 | 12083.8926
8.8084 | 11513.2305 | 11991.0296
8.8408 | 11432.5559 | 11907.007
8.8732 | 11360.6612 | 11832.1286
8.9056 | 11277.4141 | 11745.4268
8.938 | 11185.8037 | 11650.0146
8.9704 | 11089.4546 | 11549.6669
9.0027 | 10979.7638 | 11435.424
9.0351 | 10863.0325 | 11313.8483
9.0675 | 10754.3415 | 11200.6467
9.0999 | 10671.4902 | 11114.357
9.1323 | 10605.5424 | 11045.6724
9.1647 | 10544.8021 | 10982.4114
9.197 | 10474.98 | 10909.6917
9.2294 | 10394.9032 | 10826.2917
9.2618 | 10321.9014 | 10750.2603
9.2942 | 10268.036 | 10694.1595
9.3266 | 10231.4898 | 10656.0966
9.359 | 10203.5953 | 10627.0445
9.3913 | 10162.079 | 10583.8053
9.4237 | 10097.6383 | 10516.6903
9.4561 | 10003.9981 | 10419.164
9.4885 | 9923.9963 | 10335.8421
9.5209 | 9876.5487 | 10286.4254
9.5533 | 9823.4447 | 10231.1176
9.5857 | 9754.1433 | 10158.9402
9.618 | 9669.1527 | 10070.4225
9.6504 | 9566.0265 | 9963.0166
9.6828 | 9459.7622 | 9852.3424
9.7152 | 9370.8192 | 9759.7082
9.7476 | 9308.2282 | 9694.5196
9.78 | 9244.1509 | 9627.7832
9.8123 | 9160.4851 | 9540.6453
9.8447 | 9075.8216 | 9452.4682
9.8771 | 8999.6463 | 9373.1316
9.9095 | 8939.2674 | 9310.247
9.9419 | 8897.8605 | 9267.1217
9.9743 | 8856.9077 | 9224.4693
10.0066 | 8806.1241 | 9171.5783
10.039 | 8752.2942 | 9115.5144
10.0714 | 8697.0301 | 9057.9569
10.1038 | 8638.6114 | 8997.1137
10.1362 | 8582.2964 | 8938.4617
10.1686 | 8532.42 | 8886.5154
10.201 | 8480.7293 | 8832.6796
10.2333 | 8416.852 | 8766.1514
10.2657 | 8360.6631 | 8707.6306
10.2981 | 8313.6696 | 8658.6869
10.3305 | 8256.7381 | 8599.3927
10.3629 | 8196.3602 | 8536.5092
10.3953 | 8141.6773 | 8479.5569
10.4276 | 8082.116 | 8417.5238
10.46 | 8014.0655 | 8346.6492
10.4924 | 7945.5441 | 8275.2842
10.5248 | 7882.4459 | 8209.5674
10.5572 | 7815.3577 | 8139.695
10.5895 | 7752.3136 | 8074.0346
10.6219 | 7699.4804 | 8019.0088
10.6543 | 7645.6859 | 7962.9818
10.6867 | 7580.9379 | 7895.5468
10.7191 | 7516.8773 | 7828.8277
10.7515 | 7464.4253 | 7774.1989
10.7839 | 7411.7556 | 7719.3435
10.8162 | 7360.2461 | 7665.6963
10.8486 | 7302.4262 | 7605.4769
10.881 | 7243.3357 | 7543.9341
10.9134 | 7206.5728 | 7505.6456
10.9458 | 7175.3945 | 7473.1733
10.9782 | 7142.2227 | 7438.6249
11.0106 | 7102.8113 | 7397.578
11.0429 | 7048.9074 | 7341.4371
11.0753 | 6986.3893 | 7276.3244
11.1077 | 6918.5033 | 7205.6212
11.1401 | 6857.9619 | 7142.5673
11.1725 | 6791.5621 | 7073.412
11.2049 | 6716.095 | 6994.813
11.2372 | 6654.9736 | 6931.155
11.2696 | 6602.5216 | 6876.5262
11.302 | 6550.0872 | 6821.9159
11.3344 | 6498.1424 | 6767.8153
11.3668 | 6460.6901 | 6728.8087
11.3992 | 6434.6453 | 6701.6831
11.4315 | 6399.9498 | 6665.5477
11.4639 | 6362.2246 | 6626.2569
11.4963 | 6318.9867 | 6581.2247
11.5287 | 6266.1535 | 6526.1989
11.5611 | 6214.0639 | 6471.9476
11.5935 | 6168.9941 | 6425.0073
11.6258 | 6126.1363 | 6380.371
11.6582 | 6072.6501 | 6324.6651
11.6906 | 6019.9804 | 6269.8096
11.723 | 5986.5722 | 6235.0149
11.7554 | 5958.7319 | 6206.0192
11.7878 | 5921.8409 | 6167.5973
11.8201 | 5878.0594 | 6121.9988
11.8525 | 5829.488 | 6071.4117
11.8849 | 5773.8615 | 6013.4767
11.9173 | 5715.552 | 5952.7474
11.9497 | 5672.6943 | 5908.1111
11.9821 | 5638.6154 | 5872.6179
12.0145 | 5587.7954 | 5819.6889
12.0468 | 5530.6462 | 5760.168
12.0792 | 5478.0119 | 5705.3494
12.1116 | 5428.3709 | 5653.6483
12.144 | 5382.5387 | 5605.914
12.1764 | 5348.315 | 5570.27
12.2088 | 5329.1982 | 5550.36
12.2411 | 5307.234 | 5527.4843
12.2735 | 5270.0358 | 5488.7423
12.3059 | 5237.9337 | 5455.3079
12.3383 | 5201.6957 | 5417.5661
12.3707 | 5157.8767 | 5371.9286
12.4031 | 5116.5062 | 5328.8412
12.4354 | 5088.3034 | 5299.468
12.4678 | 5062.8398 | 5272.9477
12.5002 | 5020.8528 | 5229.2182
12.5326 | 4965.0815 | 5171.1324
12.565 | 4911.1422 | 5114.9546
12.5974 | 4866.2161 | 5068.164
12.6297 | 4835.4741 | 5036.1463
12.6621 | 4816.648 | 5016.5389
12.6945 | 4798.2759 | 4997.4044
12.7269 | 4766.481 | 4964.29
12.7593 | 4721.8288 | 4917.7847
12.7917 | 4681.5456 | 4875.8298
12.824 | 4647.0866 | 4839.9406
12.8564 | 4618.8286 | 4810.51
12.8888 | 4593.4733 | 4784.1024
12.9212 | 4558.2695 | 4747.4377
12.9536 | 4514.4869 | 4701.8381
12.986 | 4472.0823 | 4657.6737
13.0183 | 4432.9062 | 4616.8719
13.0507 | 4403.1798 | 4585.9117
13.0831 | 4383.7735 | 4565.7001
13.1155 | 4361.0115 | 4541.9935
13.1479 | 4323.4144 | 4502.8361
13.1803 | 4284.1842 | 4461.9779
13.2127 | 4255.1826 | 4431.7727
13.245 | 4217.1491 | 4392.1608
13.2774 | 4175.2537 | 4348.5268
13.3098 | 4143.3318 | 4315.28
13.3422 | 4115.2019 | 4285.9828
13.3746 | 4085.239 | 4254.7764
13.407 | 4067.973 | 4236.7939
13.4393 | 4068.8249 | 4237.6812
13.4717 | 4069.9133 | 4238.8147
13.5041 | 4055.4042 | 4223.7034
13.5365 | 4036.7592 | 4204.2847
13.5689 | 4022.0501 | 4188.9652
13.6013 | 4001.6825 | 4167.7524
13.6336 | 3983.8177 | 4149.1461
13.666 | 3958.1541 | 4122.4175
13.6984 | 3912.2854 | 4074.6452
13.7308 | 3854.429 | 4014.3878
13.7632 | 3799.3097 | 3956.9811
13.7956 | 3776.1676 | 3932.8785
13.8279 | 3773.8461 | 3930.4607
13.8603 | 3764.1247 | 3920.3359
13.8927 | 3745.4256 | 3900.8608
13.9251 | 3717.4218 | 3871.6948
13.9575 | 3695.1503 | 3848.4991
13.9899 | 3679.7518 | 3832.4615
14.0222 | 3662.3587 | 3814.3466
14.0546 | 3634.4819 | 3785.3129
14.087 | 3581.2134 | 3729.8337
14.1194 | 3517.2986 | 3663.2665
14.1518 | 3458.5538 | 3602.0838
14.1842 | 3411.3426 | 3552.9134
14.2166 | 3376.7919 | 3516.9288
14.2489 | 3347.1196 | 3486.025
14.2813 | 3309.0142 | 3446.3383
14.3137 | 3273.5751 | 3409.4285
14.3461 | 3252.6628 | 3387.6483
14.3785 | 3245.1536 | 3379.8275
14.4109 | 3247.7292 | 3382.51
14.4433 | 3246.6409 | 3381.3765
14.4756 | 3236.956 | 3371.2896
14.508 | 3221.5574 | 3355.252
14.5404 | 3195.8209 | 3328.4474
14.5728 | 3173.4401 | 3305.1378
14.6052 | 3156.9542 | 3287.9678
14.6375 | 3136.9668 | 3267.1509
14.6699 | 3112.3009 | 3241.4614
14.7023 | 3084.6418 | 3212.6544
14.7347 | 3058.0898 | 3185.0005
14.7671 | 3025.4794 | 3151.0368
14.7995 | 2986.0857 | 3110.0082
14.8318 | 2962.78 | 3085.7354
14.8642 | 2952.2963 | 3074.8166
14.8966 | 2932.6724 | 3054.3783
14.929 | 2909.2574 | 3029.9915
14.9614 | 2887.5119 | 3007.3436
14.9938 | 2862.5003 | 2981.294
15.0262 | 2841.3713 | 2959.2883
15.0585 | 2836.1295 | 2953.8289
15.0909 | 2836.3649 | 2954.074
15.1233 | 2823.3242 | 2940.4922
15.1557 | 2806.4936 | 2922.9631
15.1881 | 2799.1844 | 2915.3505
15.2205 | 2793.3811 | 2909.3064
15.2528 | 2783.5139 | 2899.0298
15.2852 | 2773.9925 | 2889.1132
15.3176 | 2756.889 | 2871.2999
15.35 | 2725.8752 | 2838.9991
15.3824 | 2694.9875 | 2806.8295
15.4148 | 2672.5525 | 2783.4635
15.4472 | 2657.0092 | 2767.2751
15.4795 | 2644.4039 | 2754.1467
15.5119 | 2632.4881 | 2741.7364
15.5443 | 2615.6564 | 2724.2062
15.5767 | 2596.5407 | 2704.2972
15.6091 | 2586.0205 | 2693.3404
15.6415 | 2584.0261 | 2691.2632
15.6738 | 2581.741 | 2688.8833
15.7062 | 2569.5711 | 2676.2083
15.7386 | 2544.2335 | 2649.8192
15.771 | 2517.4815 | 2621.957
15.8034 | 2489.7682 | 2593.0936
15.8358 | 2461.4197 | 2563.5686
15.8681 | 2439.1482 | 2540.3729
15.9005 | 2424.7651 | 2525.3929
15.9329 | 2406.0837 | 2505.9362
15.9653 | 2378.8787 | 2477.6022
15.9977 | 2362.9187 | 2460.9799
16.0301 | 2360.6879 | 2458.6564
16.0624 | 2354.8471 | 2452.5733
16.0948 | 2340.7369 | 2437.8775
16.1272 | 2322.1461 | 2418.5152
16.1596 | 2309.1242 | 2404.9529
16.192 | 2299.2935 | 2394.7142
16.2244 | 2287.5048 | 2382.4362
16.2568 | 2278.1646 | 2372.7084
16.2891 | 2267.8808 | 2361.9979
16.3215 | 2254.4778 | 2348.0386
16.3539 | 2241.0924 | 2334.0977
16.3863 | 2229.0131 | 2321.5171
16.4187 | 2224.4971 | 2316.8138
16.451 | 2220.9238 | 2313.0921
16.4834 | 2212.3637 | 2304.1768
16.5158 | 2209.8609 | 2301.5702
16.5482 | 2203.9119 | 2295.3742
16.5806 | 2180.098 | 2270.5721
16.613 | 2151.8223 | 2241.1229
16.6454 | 2129.1332 | 2217.4923
16.6777 | 2116.8904 | 2204.7414
16.7101 | 2112.3745 | 2200.038
16.7425 | 2104.557 | 2191.8961
16.7749 | 2088.9959 | 2175.6892
16.8073 | 2068.4471 | 2154.2877
16.8397 | 2055.0253 | 2140.3089
16.872 | 2053.0485 | 2138.2501
16.9044 | 2048.1337 | 2133.1313
16.9368 | 2036.7616 | 2121.2872
16.9692 | 2023.195 | 2107.1576
17.0016 | 2008.8671 | 2092.2351
17.034 | 1994.9381 | 2077.728
17.0663 | 1981.535 | 2063.7687
17.0987 | 1969.9806 | 2051.7348
17.1311 | 1961.5476 | 2042.9518
17.1635 | 1954.8736 | 2036.0009
17.1959 | 1949.4682 | 2030.3712
17.2283 | 1944.317 | 2025.0061
17.2606 | 1936.5724 | 2016.9401
17.293 | 1925.5637 | 2005.4746
17.3254 | 1911.1088 | 1990.4198
17.3578 | 1897.9046 | 1976.6677
17.3902 | 1885.5358 | 1963.7855
17.4226 | 1867.3085 | 1944.8018
17.455 | 1846.5045 | 1923.1344
17.4873 | 1829.6551 | 1905.5858
17.5197 | 1815.1824 | 1890.5125
17.5521 | 1800.5462 | 1875.2689
17.5845 | 1783.5698 | 1857.5879
17.6169 | 1765.4685 | 1838.7355
17.6493 | 1751.2312 | 1823.9073
17.6816 | 1742.7253 | 1815.0484
17.714 | 1741.5286 | 1813.802
17.7464 | 1741.4192 | 1813.6881
17.7788 | 1737.5563 | 1809.6649
17.8112 | 1736.4138 | 1808.475
17.8436 | 1738.5718 | 1810.7225
17.8759 | 1732.2603 | 1804.1491
17.9083 | 1715.8827 | 1787.0918
17.9407 | 1690.4368 | 1760.5899
17.9731 | 1662.2517 | 1731.2352
18.0055 | 1641.0134 | 1709.1155
18.0379 | 1627.1386 | 1694.6648
18.0703 | 1619.7752 | 1686.9958
18.1026 | 1612.9919 | 1679.931
18.135 | 1603.5965 | 1670.1458
18.1674 | 1599.7159 | 1666.1041
18.1998 | 1602.0009 | 1668.484
18.2322 | 1606.5898 | 1673.2633
18.2645 | 1612.3201 | 1679.2314
18.2969 | 1613.2814 | 1680.2326
18.3293 | 1603.2705 | 1669.8062
18.3617 | 1583.2289 | 1648.9329
18.3941 | 1564.8746 | 1629.8169
18.4265 | 1550.3279 | 1614.6666
18.4589 | 1537.3967 | 1601.1986
18.4912 | 1528.4367 | 1591.8668
18.5236 | 1525.2268 | 1588.5237
18.556 | 1520.0942 | 1583.1782
18.5884 | 1508.9398 | 1571.5608
18.6208 | 1504.6415 | 1567.0841
18.6532 | 1508.468 | 1571.0694
18.6855 | 1503.3542 | 1565.7434
18.7179 | 1489.7689 | 1551.5943
18.7503 | 1476.8741 | 1538.1644
18.7827 | 1466.4997 | 1527.3594
18.8151 | 1458.1021 | 1518.6133
18.8475 | 1449.9586 | 1510.1319
18.8799 | 1441.2162 | 1501.0267
18.9122 | 1429.7358 | 1489.0698
18.9446 | 1415.8068 | 1474.5627
18.977 | 1402.8391 | 1461.0569
19.0094 | 1394.3508 | 1452.2164
19.0418 | 1395.6381 | 1453.5571
19.0741 | 1397.3972 | 1455.3892
19.1065 | 1390.2702 | 1447.9664
19.1389 | 1381.4914 | 1438.8233
19.1713 | 1374.9623 | 1432.0232
19.2037 | 1365.9845 | 1422.6729
19.2361 | 1352.6898 | 1408.8264
19.2685 | 1337.1829 | 1392.676
19.3008 | 1323.4174 | 1378.3392
19.3332 | 1312.8253 | 1367.3076
19.3656 | 1308.9624 | 1363.2843
19.398 | 1315.2916 | 1369.8762
19.4304 | 1324.8494 | 1379.8307
19.4628 | 1334.4802 | 1389.8611
19.4951 | 1336.4028 | 1391.8635
19.5275 | 1332.4857 | 1387.7839
19.5599 | 1339.0326 | 1394.6024
19.5923 | 1348.8092 | 1404.7847
19.6247 | 1347.7749 | 1403.7076
19.6571 | 1337.1287 | 1392.6196
19.6895 | 1319.6451 | 1374.4103
19.7218 | 1302.0156 | 1356.0493
19.7542 | 1287.3065 | 1340.7297
19.7866 | 1281.5387 | 1334.7225
19.819 | 1284.2591 | 1337.5558
19.8514 | 1287.2878 | 1340.7102
19.8837 | 1290.9882 | 1344.5642
19.9161 | 1293.9804 | 1347.6806
19.9485 | 1294.0356 | 1347.7381
19.9809 | 1288.6844 | 1342.1648
20.0133 | 1276.8592 | 1329.8489
20.0457 | 1258.5778 | 1310.8087
20.0781 | 1240.2047 | 1291.6732
20.1104 | 1224.5343 | 1275.3524
20.1428 | 1207.5943 | 1257.7094
20.1752 | 1188.7504 | 1238.0835
20.2076 | 1169.0171 | 1217.5313
20.24 | 1151.3158 | 1199.0954
20.2724 | 1142.1016 | 1189.4988
20.3047 | 1138.4564 | 1185.7023
20.3371 | 1136.6067 | 1183.7758
20.3695 | 1134.9559 | 1182.0565
20.4019 | 1131.8366 | 1178.8078
20.4343 | 1128.6985 | 1175.5395
20.4667 | 1127.2113 | 1173.9906
20.4991 | 1126.8853 | 1173.651
20.5314 | 1126.1781 | 1172.9145
20.5638 | 1123.2942 | 1169.9109
20.5962 | 1116.9275 | 1163.28
20.6286 | 1105.1211 | 1150.9836
20.661 | 1093.3313 | 1138.7045
20.6933 | 1085.6596 | 1130.7145
20.7257 | 1080.0553 | 1124.8776
20.7581 | 1077.2807 | 1121.9879
20.7905 | 1073.7803 | 1118.3421
20.8229 | 1067.9583 | 1112.2785
20.8553 | 1057.0579 | 1100.9258
20.8877 | 1045.1234 | 1088.496
20.92 | 1041.6416 | 1084.8698
20.9524 | 1043.0018 | 1086.2864
20.9848 | 1045.5223 | 1088.9114
21.0172 | 1043.9809 | 1087.3061
21.0496 | 1035.4566 | 1078.428
21.082 | 1024.8103 | 1067.3399
21.1143 | 1011.8425 | 1053.8339
21.1467 | 1006.8366 | 1048.6203
21.1791 | 1010.0468 | 1051.9637
21.2115 | 1013.0031 | 1055.0427
21.2439 | 1014.6536 | 1056.7617
21.2763 | 1017.1746 | 1059.3874
21.3087 | 1019.7137 | 1062.0318
21.341 | 1018.8432 | 1061.1252
21.3734 | 1019.2603 | 1061.5596
21.4058 | 1023.3956 | 1065.8665
21.4382 | 1026.5696 | 1069.1722
21.4706 | 1029.7253 | 1072.4589
21.5029 | 1029.2902 | 1072.0057
21.5353 | 1023.6676 | 1066.1499
21.5677 | 1016.8119 | 1059.0096
21.6001 | 1011.0987 | 1053.0593
21.6325 | 1005.9478 | 1047.6946
21.6649 | 1000.9784 | 1042.519
21.6973 | 996.6255 | 1037.9855
21.7296 | 987.303 | 1028.2761
21.762 | 969.7646 | 1010.0098
21.7944 | 952.462 | 991.9891
21.8268 | 938.0612 | 976.9908
21.8592 | 926.9613 | 965.4302
21.8916 | 921.085 | 959.31
21.9239 | 915.9342 | 953.9454
21.9563 | 908.5887 | 946.2951
21.9887 | 901.2614 | 938.6637
22.0211 | 896.3281 | 933.5257
22.0535 | 896.1286 | 933.3179
22.0859 | 900.3726 | 937.738
22.1182 | 909.6407 | 947.3908
22.1506 | 912.0167 | 949.8653
22.183 | 898.5045 | 935.7925
22.2154 | 882.3627 | 918.9807
22.2478 | 871.4987 | 907.6659
22.2802 | 866.0394 | 901.9801
22.3126 | 864.7698 | 900.6578
22.3449 | 861.5776 | 897.3331
22.3773 | 853.1441 | 888.5496
22.4097 | 839.7953 | 874.6468
22.4421 | 828.8337 | 863.2303
22.4745 | 824.511 | 858.7282
22.5069 | 825.5214 | 859.7806
22.5392 | 828.3725 | 862.75
| 0 | 0
Degrees | #VALUE! | #VALUE!
-22.5716 | 0 | 0
-22.5392 | 0 | 0
-22.5069 | 0 | 0
-22.4745 | 0 | 0
-22.4421 | 0 | 0
-22.4097 | 0 | 0
-22.3773 | 0 | 0
-22.3449 | 0 | 0
-22.3126 | 0 | 0
-22.2802 | 0 | 0
-22.2478 | 0 | 0
-22.2154 | 0 | 0
-22.183 | 0 | 0
-22.1506 | 0 | 0
-22.1182 | 0 | 0
-22.0859 | 0 | 0
-22.0535 | 0 | 0
-22.0211 | 0 | 0
-21.9887 | 0 | 0
-21.9563 | 0 | 0
-21.9239 | 0 | 0
-21.8916 | 0 | 0
-21.8592 | 0 | 0
-21.8268 | 0 | 0
-21.7944 | 0 | 0
-21.762 | 0 | 0
-21.7296 | 0 | 0
-21.6973 | 0 | 0
-21.6649 | 0 | 0
-21.6325 | 0 | 0
-21.6001 | 0 | 0
-21.5677 | 0 | 0
-21.5353 | 0 | 0
-21.5029 | 0 | 0
-21.4706 | 0 | 0
-21.4382 | 0 | 0
-21.4058 | 0 | 0
-21.3734 | 0 | 0
-21.341 | 0 | 0
-21.3087 | 0 | 0
-21.2763 | 0 | 0
-21.2439 | 0 | 0
-21.2115 | 0 | 0
-21.1791 | 0 | 0
-21.1467 | 0 | 0
-21.1143 | 0 | 0
-21.082 | 0 | 0
-21.0496 | 0 | 0
-21.0172 | 0 | 0
-20.9848 | 0 | 0
-20.9524 | 0 | 0
-20.92 | 0 | 0
-20.8877 | 0 | 0
-20.8553 | 0 | 0
-20.8229 | 0 | 0
-20.7905 | 0 | 0
-20.7581 | 0 | 0
-20.7257 | 0 | 0
-20.6933 | 0 | 0
-20.661 | 0 | 0
-20.6286 | 0 | 0
-20.5962 | 0 | 0
-20.5638 | 0 | 0
-20.5314 | 0 | 0
-20.4991 | 0 | 0
-20.4667 | 0 | 0
-20.4343 | 0 | 0
-20.4019 | 0 | 0
-20.3695 | 0 | 0
-20.3371 | 0 | 0
-20.3047 | 0 | 0
-20.2724 | 0 | 0
-20.24 | 0 | 0
-20.2076 | 0 | 0
-20.1752 | 0 | 0
-20.1428 | 0 | 0
-20.1104 | 0 | 0
-20.0781 | 0 | 0
-20.0457 | 0 | 0
-20.0133 | 0 | 0
-19.9809 | 0 | 0
-19.9485 | 0 | 0
-19.9161 | 0 | 0
-19.8837 | 0 | 0
-19.8514 | 0 | 0
-19.819 | 0 | 0
-19.7866 | 0 | 0
-19.7542 | 0 | 0
-19.7218 | 0 | 0
-19.6895 | 0 | 0
-19.6571 | 0 | 0
-19.6247 | 0 | 0
-19.5923 | 0 | 0
-19.5599 | 0 | 0
-19.5275 | 0 | 0
-19.4951 | 0 | 0
-19.4628 | 0 | 0
-19.4304 | 0 | 0
-19.398 | 0 | 0
-19.3656 | 0 | 0
-19.3332 | 0 | 0
-19.3008 | 0 | 0
-19.2685 | 0 | 0
-19.2361 | 0 | 0
-19.2037 | 0 | 0
-19.1713 | 0 | 0
-19.1389 | 0 | 0
-19.1065 | 0 | 0
-19.0741 | 0 | 0
-19.0418 | 0 | 0
-19.0094 | 0 | 0
-18.977 | 0 | 0
-18.9446 | 0 | 0
-18.9122 | 0 | 0
-18.8799 | 0 | 0
-18.8475 | 0 | 0
-18.8151 | 0 | 0
-18.7827 | 0 | 0
-18.7503 | 0 | 0
-18.7179 | 0 | 0
-18.6855 | 0 | 0
-18.6532 | 0 | 0
-18.6208 | 0 | 0
-18.5884 | 0 | 0
-18.556 | 0 | 0
-18.5236 | 0 | 0
-18.4912 | 0 | 0
-18.4589 | 0 | 0
-18.4265 | 0 | 0
-18.3941 | 0 | 0
-18.3617 | 0 | 0
-18.3293 | 0 | 0
-18.2969 | 0 | 0
-18.2645 | 0 | 0
-18.2322 | 0 | 0
-18.1998 | 0 | 0
-18.1674 | 0 | 0
-18.135 | 0 | 0
-18.1026 | 0 | 0
-18.0703 | 0 | 0
-18.0379 | 0 | 0
-18.0055 | 0 | 0
-17.9731 | 0 | 0
-17.9407 | 0 | 0
-17.9083 | 0 | 0
-17.8759 | 0 | 0
-17.8436 | 0 | 0
-17.8112 | 0 | 0
-17.7788 | 0 | 0
-17.7464 | 0 | 0
-17.714 | 0 | 0
-17.6816 | 0 | 0
-17.6493 | 0 | 0
-17.6169 | 0 | 0
-17.5845 | 0 | 0
-17.5521 | 0 | 0
-17.5197 | 0 | 0
-17.4873 | 0 | 0
-17.455 | 0 | 0
-17.4226 | 0 | 0
-17.3902 | 0 | 0
-17.3578 | 215.2493 | 224.1822
-17.3254 | 458.0668 | 477.0766
-17.293 | 698.7986 | 727.7987
-17.2606 | 942.9945 | 982.1288
-17.2283 | 1175.8545 | 1224.6525
-17.1959 | 1410.4566 | 1468.9905
-17.1635 | 1661.6716 | 1730.631
-17.1311 | 1916.8766 | 1996.427
-17.0987 | 2168.001 | 2257.973
-17.0663 | 2200.2479 | 2291.5582
-17.034 | 2207.9196 | 2299.5483
-17.0016 | 2224.7325 | 2317.0589
-16.9692 | 2238.372 | 2331.2644
-16.9368 | 2258.8302 | 2352.5716
-16.9044 | 2283.896 | 2378.6777
-16.872 | 2290.4616 | 2385.5157
-16.8397 | 2292.2571 | 2387.3858
-16.8073 | 2295.0859 | 2390.3319
-16.7749 | 2303.4835 | 2399.078
-16.7425 | 2309.922 | 2405.7838
-16.7101 | 2311.3551 | 2407.2764
-16.6777 | 2307.8359 | 2403.6111
-16.6454 | 2313.9485 | 2409.9773
-16.613 | 2324.1229 | 2420.574
-16.5806 | 2332.9923 | 2429.8115
-16.5482 | 2338.3612 | 2435.4032
-16.5158 | 2354.6836 | 2452.403
-16.4834 | 2369.8104 | 2468.1575
-16.451 | 2390.4143 | 2489.6165
-16.4187 | 2400.6794 | 2500.3076
-16.3863 | 2410.6007 | 2510.6406
-16.3539 | 2426.4159 | 2527.1121
-16.3215 | 2435.1218 | 2536.1793
-16.2891 | 2452.895 | 2554.6901
-16.2568 | 2475.331 | 2578.0572
-16.2244 | 2488.3539 | 2591.6206
-16.192 | 2509.0297 | 2613.1545
-16.1596 | 2520.7643 | 2625.376
-16.1272 | 2547.0445 | 2652.7468
-16.0948 | 2574.2506 | 2681.082
-16.0624 | 2591.4072 | 2698.9506
-16.0301 | 2611.1592 | 2719.5223
-15.9977 | 2628.8606 | 2737.9583
-15.9653 | 2638.709 | 2748.2154
-15.9329 | 2649.6812 | 2759.643
-15.9005 | 2658.9672 | 2769.3143
-15.8681 | 2676.3071 | 2787.3739
-15.8358 | 2689.1113 | 2800.7095
-15.8034 | 2718.5837 | 2831.4049
-15.771 | 2754.078 | 2868.3723
-15.7386 | 2774.6445 | 2889.7923
-15.7062 | 2782.8797 | 2898.3692
-15.6738 | 2796.7722 | 2912.8383
-15.6415 | 2810.2847 | 2926.9115
-15.6091 | 2821.2204 | 2938.3011
-15.5767 | 2835.1317 | 2952.7897
-15.5443 | 2854.1026 | 2972.5479
-15.5119 | 2854.9733 | 2973.4547
-15.4795 | 2844.8354 | 2962.896
-15.4472 | 2842.115 | 2960.0628
-15.4148 | 2852.58 | 2970.962
-15.3824 | 2879.459 | 2998.9566
-15.35 | 2909.3303 | 3030.0675
-15.3176 | 2930.9133 | 3052.5462
-15.2852 | 2947.9251 | 3070.264
-15.2528 | 2956.5227 | 3079.2184
-15.2205 | 2972.7003 | 3096.0674
-15.1881 | 3002.2092 | 3126.8008
-15.1557 | 3033.677 | 3159.5746
-15.1233 | 3060.9185 | 3187.9466
-15.0909 | 3078.222 | 3205.9682
-15.0585 | 3096.3222 | 3224.8196
-15.0262 | 3124.5614 | 3254.2307
-14.9938 | 3154.2879 | 3285.1909
-14.9614 | 3185.6652 | 3317.8703
-14.929 | 3223.0998 | 3356.8585
-14.8966 | 3250.4319 | 3385.3249
-14.8642 | 3283.2236 | 3419.4773
-14.8318 | 3317.6295 | 3455.3111
-14.7995 | 3340.7904 | 3479.4332
-14.7671 | 3368.2131 | 3507.9939
-14.7347 | 3391.8093 | 3532.5694
-14.7023 | 3413.6829 | 3555.3507
-14.6699 | 3443.2282 | 3586.1221
-14.6375 | 3461.0566 | 3604.6904
-14.6052 | 3482.0042 | 3626.5074
-14.5728 | 3484.9788 | 3629.6054
-14.5404 | 3497.7288 | 3642.8846
-14.508 | 3523.357 | 3669.5763
-14.4756 | 3540.6959 | 3687.6348
-14.4433 | 3552.1586 | 3699.5732
-14.4109 | 3573.5781 | 3721.8816
-14.3785 | 3588.6684 | 3737.5982
-14.3461 | 3610.6503 | 3760.4923
-14.3137 | 3618.0502 | 3768.1993
-14.2813 | 3641.6641 | 3792.7932
-14.2489 | 3655.0849 | 3806.7709
-14.2166 | 3664.299 | 3816.3674
-14.1842 | 3687.4776 | 3840.5079
-14.1518 | 3721.467 | 3875.9078
-14.1194 | 3743.0135 | 3898.3486
-14.087 | 3756.1083 | 3911.9868
-14.0546 | 3771.2705 | 3927.7782
-14.0222 | 3800.2533 | 3957.9638
-13.9899 | 3834.5145 | 3993.6469
-13.9575 | 3869.0829 | 4029.6499
-13.9251 | 3904.0325 | 4066.0499
-13.8927 | 3917.2731 | 4079.84
-13.8603 | 3919.9571 | 4082.6353
-13.8279 | 3939.4727 | 4102.9608
-13.7956 | 3973.135 | 4138.0201
-13.7632 | 3994.6816 | 4160.4609
-13.7308 | 4027.8179 | 4194.9724
-13.6984 | 4057.0726 | 4225.4412
-13.666 | 4082.9362 | 4252.3781
-13.6336 | 4110.7213 | 4281.3163
-13.6013 | 4162.2131 | 4334.9449
-13.5689 | 4220.8131 | 4395.9768
-13.5365 | 4250.9926 | 4427.4088
-13.5041 | 4282.2429 | 4459.9559
-13.4717 | 4330.9038 | 4510.6363
-13.4393 | 4359.6878 | 4540.6148
-13.407 | 4381.6332 | 4563.471
-13.3746 | 4409.837 | 4592.8453
-13.3422 | 4430.3494 | 4614.2089
-13.3098 | 4448.2871 | 4632.891
-13.2774 | 4464.4647 | 4649.74
-13.245 | 4499.0519 | 4685.7626
-13.2127 | 4513.308 | 4700.6102
-13.1803 | 4522.7752 | 4710.4704
-13.1479 | 4541.2389 | 4729.7003
-13.1155 | 4567.9909 | 4757.5625
-13.0831 | 4589.0844 | 4779.5314
-13.0507 | 4620.7512 | 4812.5124
-13.0183 | 4651.3838 | 4844.4162
-12.986 | 4680.3677 | 4874.6029
-12.9536 | 4706.6843 | 4902.0117
-12.9212 | 4754.8735 | 4952.2007
-12.8888 | 4809.5387 | 5009.1345
-12.8564 | 4850.2197 | 5051.5038
-12.824 | 4886.8388 | 5089.6426
-12.7917 | 4950.8254 | 5156.2847
-12.7593 | 4998.5261 | 5205.965
-12.7269 | 5025.6041 | 5234.1667
-12.6945 | 5054.2787 | 5264.0313
-12.6621 | 5102.3418 | 5314.089
-12.6297 | 5137.708 | 5350.9229
-12.5974 | 5159.7264 | 5373.855
-12.565 | 5208.1166 | 5424.2534
-12.5326 | 5254.9101 | 5472.9889
-12.5002 | 5271.0148 | 5489.762
-12.4678 | 5296.8784 | 5516.6989
-12.4354 | 5332.6987 | 5554.0057
-12.4031 | 5373.2714 | 5596.2622
-12.3707 | 5409.3094 | 5633.7957
-12.3383 | 5459.3493 | 5685.9123
-12.3059 | 5510.3505 | 5739.03
-12.2735 | 5545.7532 | 5775.9019
-12.2411 | 5578.4542 | 5809.96
-12.2088 | 5607.5464 | 5840.2596
-12.1764 | 5646.3048 | 5880.6264
-12.144 | 5679.4776 | 5915.1759
-12.1116 | 5708.8771 | 5945.7955
-12.0792 | 5724.6745 | 5962.2485
-12.0468 | 5746.2388 | 5984.7077
-12.0145 | 5771.2327 | 6010.7389
-11.9821 | 5802.8266 | 6043.6439
-11.9497 | 5845.8478 | 6088.4505
-11.9173 | 5895.3066 | 6139.9618
-11.8849 | 5937.0218 | 6183.4082
-11.8525 | 5992.3765 | 6241.0601
-11.8201 | 6056.1465 | 6307.4766
-11.7878 | 6113.0405 | 6366.7317
-11.7554 | 6153.9215 | 6409.3092
-11.723 | 6206.2287 | 6463.7872
-11.6906 | 6267.2596 | 6527.3509
-11.6582 | 6323.1038 | 6585.5126
-11.6258 | 6373.905 | 6638.4221
-11.5935 | 6420.208 | 6686.6467
-11.5611 | 6473.1506 | 6741.7863
-11.5287 | 6524.8767 | 6795.6591
-11.4963 | 6576.9663 | 6849.9104
-11.4639 | 6634.5508 | 6909.8847
-11.4315 | 6680.13 | 6957.3554
-11.3992 | 6721.1005 | 7000.0262
-11.3668 | 6752.985 | 7033.2339
-11.3344 | 6797.7653 | 7079.8726
-11.302 | 6847.2064 | 7131.3654
-11.2696 | 6884.5879 | 7170.2983
-11.2372 | 6917.5055 | 7204.582
-11.2049 | 6958.3313 | 7247.102
-11.1725 | 7005.8508 | 7296.5936
-11.1401 | 7061.6397 | 7354.6978
-11.1077 | 7104.5339 | 7399.3721
-11.0753 | 7159.6157 | 7456.7398
-11.0429 | 7221.2819 | 7520.9651
-11.0106 | 7277.6698 | 7579.6931
-10.9782 | 7343.1614 | 7647.9026
-10.9458 | 7406.8762 | 7714.2615
-10.9134 | 7457.1712 | 7766.6439
-10.881 | 7503.6378 | 7815.0387
-10.8486 | 7540.963 | 7853.913
-10.8162 | 7590.4405 | 7905.4438
-10.7839 | 7639.9191 | 7956.9757
-10.7515 | 7686.7845 | 8005.7861
-10.7191 | 7738.0575 | 8059.1869
-10.6867 | 7790.8001 | 8114.1184
-10.6543 | 7847.2963 | 8172.9591
-10.6219 | 7930.4361 | 8259.5492
-10.5895 | 7981.9456 | 8313.1963
-10.5572 | 8023.6962 | 8356.6796
-10.5248 | 8083.3856 | 8418.8461
-10.4924 | 8161.7731 | 8500.4867
-10.46 | 8232.3076 | 8573.9484
-10.4276 | 8305.4542 | 8650.1306
-10.3953 | 8380.1965 | 8727.9746
-10.3629 | 8434.6075 | 8784.6438
-10.3305 | 8470.9726 | 8822.5179
-10.2981 | 8540.1469 | 8894.563
-10.2657 | 8633.6611 | 8991.958
-10.2333 | 8690.2302 | 9050.8747
-10.201 | 8727.8814 | 9090.0885
-10.1686 | 8782.0384 | 9146.493
-10.1362 | 8836.939 | 9203.672
-10.1038 | 8875.0995 | 9243.4162
-10.0714 | 8935.569 | 9306.3952
-10.039 | 8999.3557 | 9372.829
-10.0066 | 9062.0186 | 9438.0924
-9.9743 | 9124.2649 | 9502.9219
-9.9419 | 9204.3219 | 9586.3012
-9.9095 | 9282.5646 | 9667.791
-9.8771 | 9337.2839 | 9724.7812
-9.8447 | 9392.2741 | 9782.0535
-9.8123 | 9470.0283 | 9863.0345
-9.78 | 9553.44 | 9949.9077
-9.7476 | 9639.6085 | 10039.6522
-9.7152 | 9734.0288 | 10137.991
-9.6828 | 9811.8194 | 10219.0099
-9.6504 | 9881.3375 | 10291.413
-9.618 | 9964.0961 | 10377.6061
-9.5857 | 10059.7141 | 10477.1923
-9.5533 | 10157.9807 | 10579.5369
-9.5209 | 10234.9726 | 10659.7239
-9.4885 | 10314.0839 | 10742.1183
-9.4561 | 10373.1754 | 10803.6622
-9.4237 | 10422.0926 | 10854.6095
-9.3913 | 10484.6972 | 10919.8121
-9.359 | 10569.3399 | 11007.9675
-9.3266 | 10648.7334 | 11090.6559
-9.2942 | 10725.9607 | 11171.088
-9.2618 | 10811.0408 | 11259.699
-9.2294 | 10896.2459 | 11348.4401
-9.197 | 10986.3148 | 11442.2469
-9.1647 | 11105.6499 | 11566.5344
-9.1323 | 11224.9746 | 11690.811
-9.0999 | 11316.9807 | 11786.6354
-9.0675 | 11383.9283 | 11856.3613
-9.0351 | 11435.3471 | 11909.914
-9.0027 | 11509.3665 | 11987.0053
-8.9704 | 11586.1563 | 12066.9818
-8.938 | 11669.7159 | 12154.0091
-8.9056 | 11741.6835 | 12228.9634
-8.8732 | 11800.9865 | 12290.7275
-8.8408 | 11859.8625 | 12352.0468
-8.8084 | 11943.495 | 12439.15
-8.7761 | 12042.9374 | 12542.7193
-8.7437 | 12160.3874 | 12665.0434
-8.7113 | 12266.7974 | 12775.8695
-8.6789 | 12365.7712 | 12878.9507
-8.6465 | 12470.5461 | 12988.0737
-8.6141 | 12547.013 | 13067.714
-8.5817 | 12633.697 | 13157.9955
-8.5494 | 12727.1925 | 13255.371
-8.517 | 12832.9464 | 13365.5137
-8.4846 | 12929.3789 | 13465.9481
-8.4522 | 13025.1969 | 13565.7426
-8.4198 | 13091.0197 | 13634.297
-8.3874 | 13161.8209 | 13708.0364
-8.3551 | 13229.1851 | 13778.1963
-8.3227 | 13319.0353 | 13871.7752
-8.2903 | 13395.773 | 13951.6976
-8.2579 | 13482.8112 | 14042.3478
-8.2255 | 13552.6229 | 14115.0568
-8.1931 | 13640.1818 | 14206.2493
-8.1608 | 13722.2312 | 14291.7038
-8.1284 | 13822.788 | 14396.4337
-8.096 | 13922.647 | 14500.4369
-8.0636 | 14032.7023 | 14615.0595
-8.0312 | 14142.0182 | 14728.9119
-7.9988 | 14253.6878 | 14845.2158
-7.9665 | 14351.4638 | 14947.0496
-7.9341 | 14474.2983 | 15074.9817
-7.9017 | 14606.4438 | 15212.6113
-7.8693 | 14742.0055 | 15353.7987
-7.8369 | 14882.0768 | 15499.683
-7.8045 | 15018.9924 | 15642.2806
-7.7721 | 15162.459 | 15791.7011
-7.7398 | 15299.6662 | 15934.6024
-7.7074 | 15425.5524 | 16065.7128
-7.675 | 15553.3756 | 16198.8407
-7.6426 | 15669.2529 | 16319.5269
-7.6102 | 15752.6667 | 16406.4023
-7.5778 | 15854.2129 | 16512.1628
-7.5455 | 15937.5017 | 16598.908
-7.5131 | 16032.6115 | 16697.9648
-7.4807 | 16116.6084 | 16785.4477
-7.4483 | 16185.4203 | 16857.1153
-7.4159 | 16304.5054 | 16981.1424
-7.3835 | 16429.7146 | 17111.5477
-7.3512 | 16543.6338 | 17230.1946
-7.3188 | 16693.5786 | 17386.3621
-7.2864 | 16788.9175 | 17485.6576
-7.254 | 16912.6685 | 17614.5443
-7.2216 | 17029.8685 | 17736.6081
-7.1892 | 17169.3983 | 17881.9283
-7.1569 | 17347.8801 | 18067.8172
-7.1245 | 17475.9638 | 18201.2163
-7.0921 | 17604.3808 | 18334.9626
-7.0597 | 17749.0243 | 18485.6088
-7.0273 | 17869.4009 | 18610.981
-6.9949 | 18026.7507 | 18774.8608
-6.9626 | 18174.1854 | 18928.4141
-6.9302 | 18316.8293 | 19076.9777
-6.8978 | 18433.3106 | 19198.293
-6.8654 | 18533.3884 | 19302.524
-6.833 | 18660.4514 | 19434.8601
-6.8006 | 18788.358 | 19568.0748
-6.7682 | 18921.3054 | 19706.5396
-6.7359 | 19053.6072 | 19844.3319
-6.7035 | 19180.0974 | 19976.0714
-6.6711 | 19282.5185 | 20082.743
-6.6387 | 19417.0178 | 20222.824
-6.6063 | 19548.9654 | 20360.2475
-6.5739 | 19697.8895 | 20515.3519
-6.5416 | 19817.2454 | 20639.6611
-6.5092 | 19920.8122 | 20747.5259
-6.4768 | 20029.8364 | 20861.0746
-6.4444 | 20146.0678 | 20982.1296
-6.412 | 20285.0872 | 21126.9183
-6.3796 | 20444.3534 | 21292.794
-6.3473 | 20591.5173 | 21446.0653
-6.3149 | 20751.8458 | 21613.0474
-6.2825 | 20888.7406 | 21755.6233
-6.2501 | 21062.192 | 21936.273
-6.2177 | 21254.6925 | 22136.7622
-6.1853 | 21416.7603 | 22305.5558
-6.153 | 21586.2852 | 22482.1161
-6.1206 | 21735.9384 | 22637.9798
-6.0882 | 21917.0031 | 22826.5588
-6.0558 | 22073.1761 | 22989.2129
-6.0234 | 22207.3942 | 23129.001
-5.991 | 22349.8193 | 23277.3368
-5.9586 | 22489.9115 | 23423.2428
-5.9263 | 22633.9717 | 23573.2816
-5.8939 | 22758.0873 | 23702.5479
-5.8615 | 22902.0747 | 23852.5108
-5.8291 | 23058.9766 | 24015.9242
-5.7967 | 23186.727 | 24148.9762
-5.7643 | 23288.4816 | 24254.9536
-5.732 | 23413.2116 | 24384.8599
-5.6996 | 23545.6071 | 24522.7498
-5.6672 | 23662.7759 | 24644.781
-5.6348 | 23775.0079 | 24761.6707
-5.6024 | 23919.8285 | 24912.5013
-5.57 | 24040.1425 | 25037.8085
-5.5377 | 24161.0503 | 25163.7339
-5.5053 | 24284.2389 | 25292.0348
-5.4729 | 24433.9962 | 25448.007
-5.4405 | 24579.1605 | 25599.1956
-5.4081 | 24732.4172 | 25758.8125
-5.3757 | 24908.639 | 25942.3475
-5.3434 | 25065.1556 | 26105.3596
-5.311 | 25247.3764 | 26295.1426
-5.2786 | 25413.6207 | 26468.2859
-5.2462 | 25584.8849 | 26646.6577
-5.2138 | 25745.6509 | 26814.0954
-5.1814 | 25952.3261 | 27029.3477
-5.149 | 26127.0378 | 27211.3098
-5.1167 | 26319.4341 | 27411.6906
-5.0843 | 26495.1247 | 27594.6724
-5.0519 | 26735.1904 | 27844.7008
-5.0195 | 26932.461 | 28050.1581
-4.9871 | 27152.3945 | 28279.2189
-4.9547 | 27338.646 | 28473.1998
-4.9224 | 27560.0376 | 28703.7792
-4.89 | 27722.4179 | 28872.8982
-4.8576 | 27889.1933 | 29046.5948
-4.8252 | 28047.0743 | 29211.0278
-4.7928 | 28220.6402 | 29391.7968
-4.7604 | 28344.2663 | 29520.5533
-4.7281 | 28461.1017 | 29642.2375
-4.6957 | 28563.5229 | 29748.9091
-4.6633 | 28718.0502 | 29909.8493
-4.6309 | 28876.1812 | 30074.5427
-4.5985 | 29068.0359 | 30274.3594
-4.5661 | 29271.3158 | 30486.0754
-4.5338 | 29416.251 | 30637.0254
-4.5014 | 29550.6774 | 30777.0305
-4.469 | 29706.6941 | 30939.5219
-4.4366 | 29886.884 | 31127.1897
-4.4042 | 30070.5213 | 31318.4479
-4.3718 | 30212.8735 | 31466.7078
-4.3395 | 30350.716 | 31610.2707
-4.3071 | 30467.0828 | 31731.4668
-4.2747 | 30600.8843 | 31870.821
-4.2423 | 30803.4144 | 32081.7561
-4.2099 | 31001.7993 | 32288.374
-4.1775 | 31162.9819 | 32456.2456
-4.1451 | 31324.7268 | 32624.703
-4.1128 | 31484.2534 | 32790.8499
-4.0804 | 31635.0105 | 32947.8634
-4.048 | 31777.1544 | 33095.9063
-4.0156 | 31956.6882 | 33282.8908
-3.9832 | 32150.303 | 33484.5406
-3.9508 | 32353.7601 | 33696.4411
-3.9185 | 32555.1029 | 33906.1396
-3.8861 | 32784.1912 | 34144.7351
-3.8537 | 33001.9064 | 34371.4855
-3.8213 | 33149.0703 | 34524.7567
-3.7889 | 33377.69 | 34762.8641
-3.7565 | 33585.5109 | 34979.3096
-3.7242 | 33725.4781 | 35125.0854
-3.6918 | 33880.9844 | 35287.0453
-3.6594 | 34023.472 | 35435.4461
-3.627 | 34141.3386 | 35558.2041
-3.5946 | 34241.0622 | 35662.0663
-3.5622 | 34349.1178 | 35774.6062
-3.5299 | 34531.0471 | 35964.0855
-3.4975 | 34658.8808 | 36097.2243
-3.4651 | 34821.7714 | 36266.8749
-3.4327 | 35036.185 | 36490.1867
-3.4003 | 35194.0451 | 36654.598
-3.3679 | 35326.8989 | 36792.9652
-3.3355 | 35475.2189 | 36947.4405
-3.3032 | 35694.3192 | 37175.6335
-3.2708 | 35879.8625 | 37368.8768
-3.2384 | 36032.3901 | 37527.7343
-3.206 | 36148.9028 | 37649.0822
-3.1736 | 36290.4634 | 37796.5177
-3.1412 | 36435.8256 | 37947.9123
-3.1089 | 36582.1563 | 38100.3158
-3.0765 | 36745.3698 | 38270.3026
-3.0441 | 36927.1949 | 38459.6735
-3.0117 | 37053.0081 | 38590.7079
-2.9793 | 37212.2013 | 38756.5077
-2.9469 | 37404.4831 | 38956.7691
-2.9146 | 37590.9741 | 39150.9995
-2.8822 | 37719.8597 | 39285.2339
-2.8498 | 37845.9645 | 39416.572
-2.8174 | 37973.1525 | 39549.0383
-2.785 | 38076.4068 | 39656.5777
-2.7526 | 38198.7622 | 39784.0109
-2.7203 | 38320.9822 | 39911.303
-2.6879 | 38400.8965 | 39994.5337
-2.6555 | 38477.2489 | 40074.0547
-2.6231 | 38621.2571 | 40224.0393
-2.5907 | 38744.8623 | 40352.7741
-2.5583 | 38904.5243 | 40519.062
-2.5259 | 39058.0935 | 40679.0043
-2.4936 | 39247.3653 | 40876.1309
-2.4612 | 39423.4204 | 41059.4924
-2.4288 | 39607.7763 | 41251.499
-2.3964 | 39839.0518 | 41492.3725
-2.364 | 40039.8947 | 41701.5503
-2.3316 | 40210.8881 | 41879.64
-2.2993 | 40405.5341 | 42082.3637
-2.2669 | 40524.4421 | 42206.2065
-2.2345 | 40692.0091 | 42380.7274
-2.2021 | 40872.5427 | 42568.7532
-2.1697 | 41028.1011 | 42730.7673
-2.1373 | 41149.8941 | 42857.6147
-2.105 | 41273.4785 | 42986.3279
-2.0726 | 41417.9658 | 43136.8114
-2.0402 | 41551.3403 | 43275.7209
-2.0078 | 41646.7938 | 43375.1357
-1.9754 | 41825.1923 | 43560.9378
-1.943 | 42004.7469 | 43747.9439
-1.9107 | 42106.1161 | 43853.5199
-1.8783 | 42198.9554 | 43950.2121
-1.8459 | 42248.8641 | 44002.192
-1.8135 | 42309.8023 | 44065.6591
-1.7811 | 42396.5071 | 44155.9622
-1.7487 | 42479.7542 | 44242.664
-1.7164 | 42557.7001 | 44323.8446
-1.684 | 42573.3018 | 44340.0938
-1.6516 | 42587.4245 | 44354.8026
-1.6192 | 42659.3401 | 44429.7027
-1.5868 | 42735.5362 | 44509.061
-1.5544 | 42844.1959 | 44622.23
-1.522 | 42974.8208 | 44758.2759
-1.4897 | 43119.7664 | 44909.2367
-1.4573 | 43321.5258 | 45119.3691
-1.4249 | 43498.4454 | 45303.6309
-1.3925 | 43746.9577 | 45562.4564
-1.3601 | 43889.6432 | 45711.0634
-1.3277 | 43999.3756 | 45825.3497
-1.2954 | 44175.8786 | 46009.1776
-1.263 | 44385.8659 | 46227.8793
-1.2306 | 44539.4559 | 46387.8433
-1.1982 | 44640.3147 | 46492.8878
-1.1658 | 44659.1659 | 46512.5213
-1.1334 | 44742.3401 | 46599.1472
-1.1011 | 44756.14 | 46613.5198
-1.0687 | 44821.6711 | 46681.7705
-1.0363 | 44887.3377 | 46750.1622
-1.0039 | 44922.3634 | 46786.6414
-0.97152 | 44956.0975 | 46821.7756
-0.93913 | 45007.5893 | 46875.4043
-0.90675 | 45092.4507 | 46963.7874
-0.87437 | 45168.4802 | 47042.9721
-0.84198 | 45250.6233 | 47128.5242
-0.8096 | 45314.4985 | 47195.0502
-0.77721 | 45344.098 | 47225.878
-0.74483 | 45428.0741 | 47313.3392
-0.71245 | 45422.0855 | 47307.102
-0.68006 | 45416.451 | 47301.2337
-0.64768 | 45399.0267 | 47283.0863
-0.6153 | 45355.1066 | 47237.3435
-0.58291 | 45362.4908 | 47245.0342
-0.55053 | 45378.7799 | 47261.9993
-0.51814 | 45384.0707 | 47267.5097
-0.48576 | 45423.0124 | 47308.0674
-0.45338 | 45395.2981 | 47279.203
-0.42099 | 45444.0715 | 47330.0005
-0.38861 | 45500.0417 | 47388.2935
-0.35622 | 45559.8238 | 47450.5565
-0.32384 | 45671.6497 | 47567.0232
-0.29146 | 45814.6789 | 47715.9881
-0.25907 | 45899.6028 | 47804.4363
-0.22669 | 45951.3966 | 47858.3796
-0.1943 | 46045.944 | 47956.8506
-0.16192 | 46151.9062 | 48067.2103
-0.12954 | 46226.4672 | 48144.8656
-0.097152 | 46126.931 | 48041.1986
-0.064768 | 46069.6902 | 47981.5823
-0.032384 | 45944.1373 | 47850.819
3.1974e-13 | 45703.8633 | 47600.5736
0.032384 | 45442.0406 | 47327.8853
0.064768 | 45247.1239 | 47124.8795
0.097152 | 45098.783 | 46970.3825
0.12954 | 44946.3074 | 46811.5792
0.16192 | 44721.7913 | 46577.7456
0.1943 | 44573.6796 | 46423.4873
0.22669 | 44349.705 | 46190.2178
0.25907 | 44187.1477 | 46020.9143
0.29146 | 44209.6337 | 46044.3335
0.32384 | 44393.5209 | 46235.852
0.35622 | 44555.0159 | 46404.049
0.38861 | 44552.1518 | 46401.0661
0.42099 | 44570.0031 | 46419.6582
0.45338 | 44711.6992 | 46567.2347
0.48576 | 44888.8062 | 46751.6917
0.51814 | 45067.1527 | 46937.4395
0.55053 | 45187.6855 | 47062.9744
0.58291 | 45197.1423 | 47072.8237
0.6153 | 45029.2421 | 46897.9556
0.64768 | 44848.6147 | 46709.8323
0.68006 | 44770.6272 | 46628.6082
0.71245 | 44691.3691 | 46546.0609
0.74483 | 44596.3322 | 46447.08
0.77721 | 44541.0285 | 46389.4812
0.8096 | 44465.5094 | 46310.828
0.84198 | 44360.2762 | 46201.2277
0.87437 | 44249.1169 | 46085.4553
0.90675 | 44209.7795 | 46044.4853
0.93913 | 44133.7291 | 45965.2789
0.97152 | 44061.7823 | 45890.3463
1.0039 | 43978.7331 | 45803.8505
1.0363 | 43878.4575 | 45699.4135
1.0687 | 43763.2259 | 45579.3998
1.1011 | 43650.5981 | 45462.0979
1.1334 | 43601.5955 | 45411.0618
1.1658 | 43486.2598 | 45290.9396
1.1982 | 43341.3976 | 45140.0656
1.2306 | 43229.7488 | 45023.7834
1.263 | 43131.327 | 44921.2771
1.2954 | 43006.6699 | 44791.4467
1.3277 | 42870.0355 | 44649.142
1.3601 | 42742.0248 | 44515.8188
1.3925 | 42619.0236 | 44387.7131
1.4249 | 42442.4998 | 44203.8635
1.4573 | 42345.8486 | 44103.2013
1.4897 | 42308.4275 | 44064.2272
1.522 | 42252.5302 | 44006.0102
1.5544 | 42174.5427 | 43924.7862
1.5868 | 42089.0772 | 43835.7739
1.6192 | 41900.7427 | 43639.6235
1.6516 | 41779.1893 | 43513.0256
1.684 | 41681.9965 | 43411.7993
1.7164 | 41587.5012 | 43313.3825
1.7487 | 41486.5903 | 43208.2837
1.7811 | 41340.6969 | 43056.3359
1.8135 | 41182.8159 | 42891.9028
1.8459 | 41007.8439 | 42709.6695
1.8783 | 40863.6899 | 42559.5331
1.9107 | 40811.5837 | 42505.2644
1.943 | 40721.119 | 42411.0454
1.9754 | 40610.3763 | 42295.7069
2.0078 | 40497.4673 | 42178.1122
2.0402 | 40361.0829 | 42036.0678
2.0726 | 40201.8063 | 41870.1812
2.105 | 40080.6277 | 41743.9738
2.1373 | 39979.8001 | 41638.9618
2.1697 | 39877.6915 | 41532.6157
2.2021 | 39752.5136 | 41402.2429
2.2345 | 39606.7452 | 41250.4252
2.2669 | 39465.7157 | 41103.5429
2.2993 | 39313.3859 | 40944.8915
2.3316 | 39167.0344 | 40792.4663
2.364 | 39034.7639 | 40654.7066
2.3964 | 38929.2287 | 40544.7916
2.4288 | 38778.0133 | 40387.3008
2.4612 | 38563.5059 | 40163.8914
2.4936 | 38370.0994 | 39962.4585
2.5259 | 38130.2524 | 39712.6578
2.5583 | 37882.1983 | 39454.3095
2.5907 | 37711.3298 | 39276.35
2.6231 | 37591.1407 | 39151.173
2.6555 | 37451.6318 | 39005.8745
2.6879 | 37239.0616 | 38784.4827
2.7203 | 37067.2662 | 38605.5578
2.7526 | 36932.8398 | 38465.5527
2.785 | 36816.8688 | 38344.7688
2.8174 | 36725.498 | 38249.6061
2.8498 | 36620.5877 | 38140.3421
2.8822 | 36523.9157 | 38039.6582
2.9146 | 36345.163 | 37853.4873
2.9469 | 36234.3682 | 37738.0945
2.9793 | 36190.1045 | 37691.9938
3.0117 | 36073.1961 | 37570.2338
3.0441 | 35977.5448 | 37470.6129
3.0765 | 35870.3536 | 37358.9732
3.1089 | 35725.9079 | 37208.5331
3.1412 | 35639.0573 | 37118.0781
3.1736 | 35512.3275 | 36986.0891
3.206 | 35386.3165 | 36854.8486
3.2384 | 35206.7619 | 36667.8425
3.2708 | 35025.9158 | 36479.4913
3.3032 | 34889.4689 | 36337.3818
3.3355 | 34707.9042 | 36148.2822
3.3679 | 34549.2421 | 35983.0356
3.4003 | 34432.2087 | 35861.1454
3.4327 | 34241.8954 | 35662.9341
3.4651 | 34070.2041 | 35484.1176
3.4975 | 33936.4131 | 35344.7742
3.5299 | 33814.7867 | 35218.1003
3.5622 | 33654.0207 | 35050.6626
3.5946 | 33508.5232 | 34899.1269
3.627 | 33348.1947 | 34732.1448
3.6594 | 33169.8691 | 34546.4186
3.6918 | 32984.4716 | 34353.3272
3.7242 | 32823.3308 | 34185.499
3.7565 | 32646.6403 | 34001.4759
3.7889 | 32458.2642 | 33805.2821
3.8213 | 32282.1778 | 33621.8882
3.8537 | 32130.025 | 33463.4211
3.8861 | 31946.9189 | 33272.7161
3.9185 | 31772.3635 | 33090.9166
3.9508 | 31582.1648 | 32892.8246
3.9832 | 31405.0369 | 32708.3459
4.0156 | 31230.6898 | 32526.7634
4.048 | 31042.4491 | 32330.7107
4.0804 | 30890.4942 | 32172.4497
4.1128 | 30718.1156 | 31992.9174
4.1451 | 30526.2088 | 31793.0464
4.1775 | 30348.7268 | 31608.1989
4.2099 | 30255.3355 | 31510.9319
4.2423 | 30138.375 | 31389.1176
4.2747 | 30018.6338 | 31264.4071
4.3071 | 29909.3075 | 31150.5438
4.3395 | 29756.207 | 30991.0896
4.3718 | 29514.3915 | 30739.2388
4.4042 | 29317.7667 | 30534.4541
4.4366 | 29165.5099 | 30375.8785
4.469 | 29028.5734 | 30233.2592
4.5014 | 28834.6149 | 30031.2514
4.5338 | 28655.0603 | 29844.2453
4.5661 | 28462.5494 | 29643.7452
4.5985 | 28276.3813 | 29449.8511
4.6309 | 28132.1544 | 29299.6388
4.6633 | 28056.9789 | 29221.3435
4.6957 | 27958.0052 | 29118.2624
4.7281 | 27799.9784 | 28953.6775
4.7604 | 27627.1102 | 28773.6353
4.7928 | 27479.2797 | 28619.6698
4.8252 | 27297.9025 | 28430.7654
4.8576 | 27139.4278 | 28265.7141
4.89 | 26985.5358 | 28105.4355
4.9224 | 26794.2956 | 27906.2588
4.9547 | 26619.7818 | 27724.5028
4.9871 | 26439.6544 | 27536.9001
5.0195 | 26317.9551 | 27410.1503
5.0519 | 26190.1214 | 27277.0114
5.0843 | 26027.7411 | 27107.8924
5.1167 | 25924.7056 | 27000.5808
5.149 | 25792.81 | 26863.2116
5.1814 | 25643.3235 | 26707.5214
5.2138 | 25543.1729 | 26603.2145
5.2462 | 25375.7413 | 26428.8346
5.2786 | 25186.9694 | 26232.2287
5.311 | 24988.8032 | 26025.8386
5.3434 | 24805.7284 | 25835.1661
5.3757 | 24641.8796 | 25664.5176
5.4081 | 24478.9473 | 25494.8236
5.4405 | 24329.2005 | 25338.8623
5.4729 | 24192.212 | 25196.1888
5.5053 | 24002.2736 | 24998.368
5.5377 | 23786.4436 | 24773.581
5.57 | 23582.195 | 24560.8561
5.6024 | 23416.4923 | 24388.2768
5.6348 | 23277.0563 | 24243.0542
5.6672 | 23136.1622 | 24096.3129
5.6996 | 23001.7879 | 23956.3621
5.732 | 22822.702 | 23769.8441
5.7643 | 22677.371 | 23618.4819
5.7967 | 22569.4612 | 23506.0939
5.8291 | 22522.5416 | 23457.2271
5.8615 | 22460.8744 | 23393.0007
5.8939 | 22331.718 | 23258.4843
5.9263 | 22163.8282 | 23083.6271
5.9586 | 22018.2578 | 22932.0155
5.991 | 21864.2407 | 22771.6067
6.0234 | 21734.8864 | 22636.8842
6.0558 | 21578.099 | 22473.5901
6.0882 | 21428.498 | 22317.7806
6.1206 | 21262.1704 | 22144.5505
6.153 | 21120.1931 | 21996.6812
6.1853 | 20978.143 | 21848.7359
6.2177 | 20840.5192 | 21705.4007
6.2501 | 20685.8981 | 21544.3628
6.2825 | 20519.3101 | 21370.8615
6.3149 | 20380.1657 | 21225.9426
6.3473 | 20249.1659 | 21089.5062
6.3796 | 20107.3344 | 20941.7888
6.412 | 19988.4576 | 20817.9786
6.4444 | 19859.6136 | 20683.7876
6.4768 | 19732.0611 | 20550.9417
6.5092 | 19614.4549 | 20428.4548
6.5416 | 19512.9087 | 20322.6944
6.5739 | 19410.6542 | 20216.1964
6.6063 | 19302.7444 | 20103.8083
6.6387 | 19183.6697 | 19979.792
6.6711 | 19061.9496 | 19853.0205
6.7035 | 18916.2229 | 19701.2462
6.7359 | 18766.7052 | 19545.5234
6.7682 | 18623.8947 | 19396.7863
6.8006 | 18492.2387 | 19259.6666
6.833 | 18344.7831 | 19106.0916
6.8654 | 18195.1196 | 18950.217
6.8978 | 18035.7076 | 18784.1894
6.9302 | 17875.3582 | 18617.1856
6.9626 | 17753.8673 | 18490.6528
6.9949 | 17643.26 | 18375.4552
7.0273 | 17531.6528 | 18259.2164
7.0597 | 17404.1628 | 18126.4356
7.0921 | 17287.4523 | 18004.8816
7.1245 | 17175.5327 | 17888.3173
7.1569 | 17074.778 | 17783.3813
7.1892 | 16988.1981 | 17693.2083
7.2216 | 16887.8079 | 17588.652
7.254 | 16756.7872 | 17452.1939
7.2864 | 16617.4241 | 17307.0472
7.3188 | 16489.2988 | 17173.6047
7.3512 | 16373.661 | 17053.168
7.3835 | 16239.9533 | 16913.9113
7.4159 | 16126.1069 | 16795.3403
7.4483 | 15996.0444 | 16659.8802
7.4807 | 15839.3611 | 16496.6946
7.5131 | 15711.6732 | 16363.7077
7.5455 | 14989.24
7.5778 | 14891.23
7.6102 | 14788.36
7.6426 | 14697.95
7.675 | 14614.4
7.7074 | 14512.73
7.7398 | 14405.08
7.7721 | 14307.31
7.8045 | 14206.81
7.8369 | 14082.65
7.8693 | 13987.17
7.9017 | 13913.7
7.9341 | 13811.79
7.9665 | 13712.77
7.9988 | 13606.06
8.0312 | 13513.99
8.0636 | 13418.91
8.096 | 13337.67
8.1284 | 13263.75
8.1608 | 13162.55
8.1931 | 13053.47
8.2255 | 12973.38
8.2579 | 12899.79
8.2903 | 12828.08
8.3227 | 12749.33
8.3551 | 12693.81
8.3874 | 12616.68
8.4198 | 12526.65
8.4522 | 12446.18
8.4846 | 12346.83
8.517 | 12240.08
8.5494 | 12131.58
8.5817 | 12025.78
8.6141 | 11932.11
8.6465 | 11840.13
8.6789 | 11754.35
8.7113 | 11667.62
8.7437 | 11576.6
8.7761 | 11508.96
8.8084 | 11445.05
8.8408 | 11360.24
8.8732 | 11275.89
8.9056 | 11197.35
8.938 | 11098.23
8.9704 | 10996.63
9.0027 | 10903.17
9.0351 | 10824.72
9.0675 | 10739.81
9.0999 | 10662.86
9.1323 | 10598.16
9.1647 | 10526.59
9.197 | 10438.3
9.2294 | 10363.49
9.2618 | 10281.69
9.2942 | 10209.7
9.3266 | 10140.06
9.359 | 10052.9
9.3913 | 9962.715
9.4237 | 9883.776
9.4561 | 9818.943
9.4885 | 9757.192
9.5209 | 9694.779
9.5533 | 9643.494
9.5857 | 9587.142
9.618 | 9523.162
9.6504 | 9458.677
9.6828 | 9388.375
9.7152 | 9304.509
9.7476 | 9208.068
9.78 | 9124.497
9.8123 | 9050.226
9.8447 | 8980.743
9.8771 | 8912.948
9.9095 | 8835.874
9.9419 | 8771.075
9.9743 | 8716.812
10.0066 | 8668.365
10.039 | 8630.002
10.0714 | 8574.921
10.1038 | 8506.796
10.1362 | 8438.148
10.1686 | 8367.238
10.201 | 8296.258
10.2333 | 8239.034
10.2657 | 8184.284
10.2981 | 8121.541
10.3305 | 8057.926
10.3629 | 7996.332
10.3953 | 7936.67
10.4276 | 7877.601
10.46 | 7828.458
10.4924 | 7787.169
10.5248 | 7743.354
10.5572 | 7680.855
10.5895 | 7621.142
10.6219 | 7559.129
10.6543 | 7504.71
10.6867 | 7462.567
10.7191 | 7418.092
10.7515 | 7360.972
10.7839 | 7301.66
10.8162 | 7227.736
10.8486 | 7176.138
10.881 | 7136.381
10.9134 | 7096.154
10.9458 | 7056.519
10.9782 | 6999.731
11.0106 | 6936.866
11.0429 | 6885.633
11.0753 | 6842.55
11.1077 | 6803.786
11.1401 | 6739.823
11.1725 | 6665.726
11.2049 | 6604.758
11.2372 | 6543.182
11.2696 | 6489.319
11.302 | 6441.952
11.3344 | 6394.203
11.3668 | 6345.233
11.3992 | 6289.16
11.4315 | 6242.315
11.4639 | 6202.315
11.4963 | 6169.315
11.5287 | 6146.102
11.5611 | 6114.442
11.5935 | 6080.764
11.6258 | 6036.078
11.6582 | 5992.438
11.6906 | 5969.26
11.723 | 5941.884
11.7554 | 5907.108
11.7878 | 5854.326
11.8201 | 5791.269
11.8525 | 5745.225
11.8849 | 5708.708
11.9173 | 5673.531
11.9497 | 5617.962
11.9821 | 5548.705
12.0145 | 5504.612
12.0468 | 5470.498
12.0792 | 5426.161
12.1116 | 5381.25
12.144 | 5332.838
12.1764 | 5281.588
12.2088 | 5227.97
12.2411 | 5190.407
12.2735 | 5169.91
12.3059 | 5125.487
12.3383 | 5068.368
12.3707 | 5035.333
12.4031 | 5008.115
12.4354 | 4978.371
12.4678 | 4946.364
12.5002 | 4909.654
12.5326 | 4862.514
12.565 | 4819.483
12.5974 | 4797.437
12.6297 | 4778.194
12.6621 | 4733.614
12.6945 | 4689.486
12.7269 | 4646.002
12.7593 | 4596.825
12.7917 | 4565.601
12.824 | 4544.268
12.8564 | 4514.978
12.8888 | 4479.644
12.9212 | 4442.708
12.9536 | 4413.47
12.986 | 4378.328
13.0183 | 4361.715
13.0507 | 4336.777
13.0831 | 4306.686
13.1155 | 4284.796
13.1479 | 4253.746
13.1803 | 4226.371
13.2127 | 4185.761
13.245 | 4158.264
13.2774 | 4142.365
13.3098 | 4111.367
13.3422 | 4085.054
13.3746 | 4063.008
13.407 | 4033.317
13.4393 | 3999.045
13.4717 | 3961.465
13.5041 | 3949.328
13.5365 | 3918.678
13.5689 | 3878.069
13.6013 | 3827.881
13.6336 | 3793.348
13.666 | 3760.47
13.6984 | 3724.196
13.7308 | 3698.406
13.7632 | 3673.991
13.7956 | 3637.508
13.8279 | 3623.106
13.8603 | 3608.67
13.8927 | 3597.263
13.9251 | 3576.906
13.9575 | 3551.116
13.9899 | 3540.563
14.0222 | 3524.472
14.0546 | 3499.361
14.087 | 3465.96
14.1194 | 3428.92
14.1518 | 3396.32
14.1842 | 3369.52
14.2166 | 3346.672
14.2489 | 3314.944
14.2813 | 3279.958
14.3137 | 3250.493
14.3461 | 3226.758
14.3785 | 3201.629
14.4109 | 3178.294
14.4433 | 3163.596
14.4756 | 3147.505
14.508 | 3125.268
14.5404 | 3110.361
14.5728 | 3092.825
14.6052 | 3070.952
14.6375 | 3045.301
14.6699 | 3037.012
14.7023 | 3019.197
14.7347 | 2992.257
14.7671 | 2968.452
14.7995 | 2950.724
14.8318 | 2935.678
14.8642 | 2910.48
14.8966 | 2881.747
14.929 | 2858.882
14.9614 | 2837.131
14.9938 | 2820.831
15.0262 | 2806.813
15.0585 | 2790.182
15.0909 | 2774.84
15.1233 | 2760.909
15.1557 | 2753.403
15.1881 | 2744.54
15.2205 | 2723.329
15.2528 | 2702.867
15.2852 | 2687.386
15.3176 | 2669.205
15.35 | 2653.637
15.3824 | 2632.844
15.4148 | 2599.043
15.4472 | 2575.36
15.4795 | 2562.979
15.5119 | 2558.486
15.5443 | 2542.29
15.5767 | 2524.249
15.6091 | 2506.156
15.6415 | 2481.584
15.6738 | 2475.193
15.7062 | 2466.26
15.7386 | 2440.034
15.771 | 2406.389
15.8034 | 2377.499
15.8358 | 2363.341
15.8681 | 2350.699
15.9005 | 2336.088
15.9329 | 2316.166
15.9653 | 2275.19
15.9977 | 2261.538
16.0301 | 2254.154
16.0624 | 2242.748
16.0948 | 2236.113
16.1272 | 2225.455
16.1596 | 2206.143
16.192 | 2194.998
16.2244 | 2190.139
16.2568 | 2190.592
16.2891 | 2173.526
16.3215 | 2160.134
16.3539 | 2161.127
16.3863 | 2151.201
16.4187 | 2137.165
16.451 | 2126.647
16.4834 | 2111.845
16.5158 | 2102.772
16.5482 | 2096.363
16.5806 | 2094.361
16.613 | 2090.059
16.6454 | 2080.586
16.6777 | 2069.075
16.7101 | 2060.891
16.7425 | 2051.4
16.7749 | 2048.37
16.8073 | 2039.976
16.8397 | 2024.947
16.872 | 2001.543
16.9044 | 1982.161
16.9368 | 1965.965
16.9692 | 1942.265
17.0016 | 1923.962
17.034 | 1906.095
17.0663 | 1882.551
17.0987 | 1659.753
17.1311 | 1443.921
17.1635 | 1236.082
17.1959 | 1026.327
17.2283 | 814.2908
17.2606 | 614.4796
17.293 | 408.0335
17.3254 | 203.2244
17.3578 | 0
17.3902 | 0
17.4226 | 0
17.455 | 0
17.4873 | 0
17.5197 | 0
17.5521 | 0
17.5845 | 0
17.6169 | 0
17.6493 | 0
17.6816 | 0
17.714 | 0
17.7464 | 0
17.7788 | 0
17.8112 | 0
17.8436 | 0
17.8759 | 0
17.9083 | 0
17.9407 | 0
17.9731 | 0
18.0055 | 0
18.0379 | 0
18.0703 | 0
18.1026 | 0
18.135 | 0
18.1674 | 0
18.1998 | 0
18.2322 | 0
18.2645 | 0
18.2969 | 0
18.3293 | 0
18.3617 | 0
18.3941 | 0
18.4265 | 0
18.4589 | 0
18.4912 | 0
18.5236 | 0
18.556 | 0
18.5884 | 0
18.6208 | 0
18.6532 | 0
18.6855 | 0
18.7179 | 0
18.7503 | 0
18.7827 | 0
18.8151 | 0
18.8475 | 0
18.8799 | 0
18.9122 | 0
18.9446 | 0
18.977 | 0
19.0094 | 0
19.0418 | 0
19.0741 | 0
19.1065 | 0
19.1389 | 0
19.1713 | 0
19.2037 | 0
19.2361 | 0
19.2685 | 0
19.3008 | 0
19.3332 | 0
19.3656 | 0
19.398 | 0
19.4304 | 0
19.4628 | 0
19.4951 | 0
19.5275 | 0
19.5599 | 0
19.5923 | 0
19.6247 | 0
19.6571 | 0
19.6895 | 0
19.7218 | 0
19.7542 | 0
19.7866 | 0
19.819 | 0
19.8514 | 0
19.8837 | 0
19.9161 | 0
19.9485 | 0
19.9809 | 0
20.0133 | 0
20.0457 | 0
20.0781 | 0
20.1104 | 0
20.1428 | 0
20.1752 | 0
20.2076 | 0
20.24 | 0
20.2724 | 0
20.3047 | 0
20.3371 | 0
20.3695 | 0
20.4019 | 0
20.4343 | 0
20.4667 | 0
20.4991 | 0
20.5314 | 0
20.5638 | 0
20.5962 | 0
20.6286 | 0
20.661 | 0
20.6933 | 0
20.7257 | 0
20.7581 | 0
20.7905 | 0
20.8229 | 0
20.8553 | 0
20.8877 | 0
20.92 | 0
20.9524 | 0
20.9848 | 0
21.0172 | 0
21.0496 | 0
21.082 | 0
21.1143 | 0
21.1467 | 0
21.1791 | 0
21.2115 | 0
21.2439 | 0
21.2763 | 0
21.3087 | 0
21.341 | 0
21.3734 | 0
21.4058 | 0
21.4382 | 0
21.4706 | 0
21.5029 | 0
21.5353 | 0
21.5677 | 0
21.6001 | 0
21.6325 | 0
21.6649 | 0
21.6973 | 0
21.7296 | 0
21.762 | 0
21.7944 | 0
21.8268 | 0
21.8592 | 0
21.8916 | 0
21.9239 | 0
21.9563 | 0
21.9887 | 0
22.0211 | 0
22.0535 | 0
22.0859 | 0
22.1182 | 0
22.1506 | 0
22.183 | 0
22.2154 | 0
22.2478 | 0
22.2802 | 0
22.3126 | 0
22.3449 | 0
22.3773 | 0
22.4097 | 0
22.4421 | 0
22.4745 | 0
22.5069 | 0
22.5392 | 0

## NR
Desire
D40 Lustr 1-Piece Optic | 2015-05-14
Diffuser | Beam Angle | Field Angle
Narrow Round | 15.4 | 31.8
Row Mult
Mode | Candela | Field Lumens | Beam Lumens | Power Consump | Efficacy (lpw)
Boost Full | 35011.5048 | 2622.718 | 1245.6798 | 102.7 | 25.5377 | 1 | 1 | 1 | 1 | 1 | 1
Regulated Full | 31451 | 2356 | 1119 | 93.3 | 25.2519 | 0.8983 | 0.8983 | 0.8983
Regulated 3200K | 22727.0902 | 1702.4904 | 808.6107 | 57.2 | 29.7638 | 0.64913 | 0.64913 | 0.64913
Regulated 5600K | 19720.123 | 1477.2379 | 701.6253 | 54.5 | 27.1053 | 0.56325 | 0.56325 | 0.56325
[6 empty] | 0 | 0 | 0
[6 empty] | 0 | 0 | 0
[6 empty] | 0 | 0 | 0
| For Field diameter at any distance, multiply distance by |  |  |  | 0.56971
| For Beam diameter at any distance, multiply distance by |  |  |  | 0.27041
Dist for 1.0 fc
| Throw Distance (ft) | 10 | 15 | 20 | 30 | 177.3443
| Throw Distance (m) | 3.048 | 4.572 | 6.096 | 9.144 | 54.0545
| Field Diameter (ft) | 5.6971 | 8.5457 | 11.3943 | 17.0914
| Field Diameter (m) | 1.7365 | 2.6047 | 3.473 | 5.2095
| Illuminance (fc) | 314.51 | 139.7822 | 78.6275 | 34.9456
| Illuminance (lux) | 3385.3542 | 1504.6019 | 846.3385 | 376.1505
Test Distance | Iso-Illuminance Diagram grid lines
121.3 | 0 | 12.5 | 25 | 37.5
| 0 | 0.10305 | 0.2061 | 0.30915
Measurement: NR - Intensity
Degrees | (Cd)
-25.8756 | 0 | 0
-25.8385 | 0 | 0
-25.8014 | 0 | 0
-25.7643 | 0 | 0
-25.7271 | 0 | 0
-25.69 | 0 | 0
-25.6529 | 0 | 0
-25.6158 | 0 | 0
-25.5786 | 0 | 0
-25.5415 | 0 | 0
-25.5044 | 0 | 0
-25.4673 | 0 | 0
-25.4301 | 0 | 0
-25.393 | 0 | 0
-25.3559 | 0 | 0
-25.3188 | 0 | 0
-25.2816 | 0 | 0
-25.2445 | 0 | 0
-25.2074 | 0 | 0
-25.1703 | 0 | 0
-25.1332 | 0 | 0
-25.096 | 0 | 0
-25.0589 | 0 | 0
-25.0218 | 0 | 0
-24.9846 | 0 | 0
-24.9475 | 0 | 0
-24.9104 | 0 | 0
-24.8733 | 0 | 0
-24.8361 | 0 | 0
-24.799 | 0 | 0
-24.7619 | 0 | 0
-24.7248 | 0 | 0
-24.6877 | 0 | 0
-24.6505 | 0 | 0
-24.6134 | 0 | 0
-24.5763 | 0 | 0
-24.5392 | 0 | 0
-24.502 | 0 | 0
-24.4649 | 0 | 0
-24.4278 | 0 | 0
-24.3907 | 0 | 0
-24.3535 | 0 | 0
-24.3164 | 0 | 0
-24.2793 | 0 | 0
-24.2422 | 0 | 0
-24.205 | 0 | 0
-24.1679 | 0 | 0
-24.1308 | 0 | 0
-24.0937 | 0 | 0
-24.0566 | 0 | 0
-24.0194 | 0 | 0
-23.9823 | 0 | 0
-23.9452 | 0 | 0
-23.908 | 0 | 0
-23.8709 | 0 | 0
-23.8338 | 0 | 0
-23.7967 | 0 | 0
-23.7596 | 0 | 0
-23.7224 | 0 | 0
-23.6853 | 0 | 0
-23.6482 | 0 | 0
-23.611 | 0 | 0
-23.5739 | 0 | 0
-23.5368 | 0 | 0
-23.4997 | 0 | 0
-23.4626 | 0 | 0
-23.4254 | 0 | 0
-23.3883 | 0 | 0
-23.3512 | 79.9364 | 83.2538
-23.3141 | 165.8853 | 172.7696
-23.2769 | 260.5555 | 271.3685
-23.2398 | 352.1283 | 366.7417
-23.2027 | 440.5065 | 458.7875
-23.1656 | 534.0106 | 556.172
-23.1284 | 626.0937 | 652.0766
-23.0913 | 717.1927 | 746.9562
-23.0542 | 811.4863 | 845.163
-23.0171 | 825.3577 | 859.6101
-22.9799 | 840.4802 | 875.3601
-22.9428 | 839.3869 | 874.2215
-22.9057 | 844.8286 | 879.8889
-22.8686 | 856.7322 | 892.2866
-22.8314 | 864.3967 | 900.2691
-22.7943 | 867.5912 | 903.5962
-22.7572 | 873.8588 | 910.1239
-22.7201 | 878.3531 | 914.8047
-22.683 | 884.6084 | 921.3197
-22.6458 | 885.4465 | 922.1926
-22.6087 | 887.6087 | 924.4444
-22.5716 | 890.1352 | 927.0758
-22.5344 | 895.9897 | 933.1733
-22.4973 | 898.0426 | 935.3114
-22.4602 | 905.3062 | 942.8764
-22.4231 | 909.6546 | 947.4053
-22.386 | 908.1485 | 945.8367
-22.3488 | 913.4687 | 951.3777
-22.3117 | 916.3474 | 954.3758
-22.2746 | 922.0684 | 960.3342
-22.2374 | 927.0728 | 965.5463
-22.2003 | 924.6921 | 963.0669
-22.1632 | 926.2347 | 964.6734
-22.1261 | 930.6682 | 969.2909
-22.089 | 935.7575 | 974.5915
-22.0518 | 944.4302 | 983.6241
-22.0147 | 954.5483 | 994.162
-21.9776 | 959.2004 | 999.0072
-21.9405 | 961.156 | 1001.044
-21.9033 | 971.0433 | 1011.3415
-21.8662 | 980.5419 | 1021.2344
-21.8291 | 986.773 | 1027.7241
-21.792 | 996.296 | 1037.6423
-21.7548 | 1003.7054 | 1045.3592
-21.7177 | 1012.4631 | 1054.4803
-21.6806 | 1011.6006 | 1053.582
-21.6435 | 1019.2772 | 1061.5772
-21.6063 | 1036.4281 | 1079.4399
-21.5692 | 1044.4568 | 1087.8018
-21.5321 | 1054.3198 | 1098.0741
-21.495 | 1068.0093 | 1112.3317
-21.4578 | 1073.548 | 1118.1002
-21.4207 | 1078.091 | 1122.8318
-21.3836 | 1084.1515 | 1129.1438
-21.3465 | 1097.3182 | 1142.8569
-21.3093 | 1108.7486 | 1154.7617
-21.2722 | 1113.6312 | 1159.8469
-21.2351 | 1115.7329 | 1162.0358
-21.198 | 1119.0855 | 1165.5275
-21.1608 | 1124.3451 | 1171.0054
-21.1237 | 1132.5073 | 1179.5064
-21.0866 | 1140.9008 | 1188.2481
-21.0495 | 1146.5249 | 1194.1056
-21.0124 | 1150.8731 | 1198.6344
-20.9752 | 1157.3596 | 1205.39
-20.9381 | 1167.1611 | 1215.5983
-20.901 | 1176.393 | 1225.2133
-20.8639 | 1179.7331 | 1228.692
-20.8267 | 1183.2679 | 1232.3736
-20.7896 | 1191.4062 | 1240.8496
-20.7525 | 1198.2562 | 1247.9838
-20.7154 | 1208.241 | 1258.383
-20.6782 | 1214.1807 | 1264.5692
-20.6411 | 1219.0518 | 1269.6424
-20.604 | 1223.473 | 1274.2471
-20.5669 | 1231.9633 | 1283.0897
-20.5297 | 1238.6924 | 1290.0981
-20.4926 | 1247.4618 | 1299.2315
-20.4555 | 1256.2688 | 1308.4039
-20.4184 | 1265.5121 | 1318.0308
-20.3812 | 1270.6373 | 1323.3687
-20.3441 | 1282.9426 | 1336.1847
-20.307 | 1291.8704 | 1345.483
-20.2699 | 1299.0848 | 1352.9968
-20.2327 | 1309.6644 | 1364.0155
-20.1956 | 1322.3332 | 1377.21
-20.1585 | 1331.1401 | 1386.3824
-20.1214 | 1336.885 | 1392.3658
-20.0843 | 1348.9956 | 1404.9789
-20.0471 | 1366.5344 | 1423.2456
-20.01 | 1371.9398 | 1428.8753
-19.9729 | 1382.835 | 1440.2226
-19.9357 | 1396.2328 | 1454.1765
-19.8986 | 1403.339 | 1461.5775
-19.8615 | 1412.2053 | 1470.8118
-19.8244 | 1423.5139 | 1482.5897
-19.7873 | 1431.5428 | 1490.9518
-19.7501 | 1440.0331 | 1499.7945
-19.713 | 1445.8884 | 1505.8928
-19.6759 | 1455.8243 | 1516.241
-19.6388 | 1465.8446 | 1526.6771
-19.6016 | 1472.3675 | 1533.4708
-19.5645 | 1485.2915 | 1546.9311
-19.5274 | 1501.4826 | 1563.7942
-19.4903 | 1506.4995 | 1569.0193
-19.4531 | 1511.3092 | 1574.0285
-19.416 | 1515.2929 | 1578.1776
-19.3789 | 1523.1042 | 1586.313
-19.3418 | 1531.23 | 1594.776
-19.3046 | 1539.2703 | 1603.1501
-19.2675 | 1549.025 | 1613.3096
-19.2304 | 1553.944 | 1618.4327
-19.1933 | 1556.6155 | 1621.215
-19.1561 | 1569.2364 | 1634.3597
-19.119 | 1589.0957 | 1655.0432
-19.0819 | 1601.6187 | 1668.0859
-19.0448 | 1614.9561 | 1681.9768
-19.0076 | 1626.471 | 1693.9695
-18.9705 | 1634.8644 | 1702.7113
-18.9334 | 1650.9098 | 1719.4225
-18.8963 | 1661.2831 | 1730.2264
-18.8591 | 1673.8301 | 1743.294
-18.822 | 1681.8954 | 1751.6941
-18.7849 | 1687.1915 | 1757.2099
-18.7478 | 1695.3297 | 1765.6859
-18.7107 | 1703.4191 | 1774.111
-18.6735 | 1718.25 | 1789.5574
-18.6364 | 1726.9591 | 1798.6279
-18.5993 | 1728.162 | 1799.8807
-18.5621 | 1741.1224 | 1813.379
-18.525 | 1754.2162 | 1827.0161
-18.4879 | 1772.4476 | 1846.0042
-18.4508 | 1787.6316 | 1861.8184
-18.4137 | 1804.6727 | 1879.5666
-18.3765 | 1818.1924 | 1893.6474
-18.3394 | 1822.4313 | 1898.0622
-18.3023 | 1832.513 | 1908.5623
-18.2651 | 1846.8451 | 1923.4892
-18.228 | 1856.8539 | 1933.9133
-18.1909 | 1871.4057 | 1949.0691
-18.1538 | 1885.8961 | 1964.1608
-18.1167 | 1898.6139 | 1977.4064
-18.0795 | 1915.0238 | 1994.4972
-18.0424 | 1932.1023 | 2012.2845
-18.0053 | 1946.6416 | 2027.4272
-17.9682 | 1962.712 | 2044.1645
-17.931 | 1981.8662 | 2064.1136
-17.8939 | 2001.8474 | 2084.924
-17.8568 | 2011.7229 | 2095.2094
-17.8197 | 2020.3465 | 2104.1909
-17.7825 | 2039.4778 | 2124.1161
-17.7454 | 2050.8218 | 2135.9309
-17.7083 | 2062.7387 | 2148.3423
-17.6712 | 2081.2128 | 2167.5831
-17.634 | 2100.6836 | 2187.862
-17.5969 | 2107.0972 | 2194.5417
-17.5598 | 2115.3448 | 2203.1316
-17.5227 | 2134.0627 | 2222.6263
-17.4855 | 2150.1934 | 2239.4264
-17.4484 | 2158.465 | 2248.0413
-17.4113 | 2177.1224 | 2267.473
-17.3742 | 2197.541 | 2288.739
-17.3371 | 2205.4596 | 2296.9861
-17.2999 | 2215.9423 | 2307.9039
-17.2628 | 2238.1221 | 2331.0041
-17.2257 | 2255.1516 | 2348.7404
-17.1885 | 2267.7715 | 2361.884
-17.1514 | 2281.1579 | 2375.8259
-17.1143 | 2291.5916 | 2386.6927
-17.0772 | 2298.9519 | 2394.3584
-17.0401 | 2305.8393 | 2401.5317
-17.0029 | 2331.0186 | 2427.7559
-16.9658 | 2350.2593 | 2447.7951
-16.9287 | 2366.4744 | 2464.6831
-16.8916 | 2383.3832 | 2482.2936
-16.8544 | 2403.2915 | 2503.028
-16.8173 | 2424.462 | 2525.0772
-16.7802 | 2442.8039 | 2544.1802
-16.7431 | 2463.562 | 2565.7998
-16.7059 | 2483.7494 | 2586.825
-16.6688 | 2499.5031 | 2603.2325
-16.6317 | 2515.5495 | 2619.9448
-16.5946 | 2530.5742 | 2635.593
-16.5574 | 2545.0406 | 2650.6598
-16.5203 | 2555.3296 | 2661.3758
-16.4832 | 2565.4832 | 2671.9508
-16.4461 | 2588.5254 | 2695.9492
-16.4089 | 2610.3771 | 2718.7077
-16.3718 | 2629.022 | 2738.1264
-16.3347 | 2645.1892 | 2754.9646
-16.2976 | 2661.247 | 2771.6888
-16.2604 | 2679.6972 | 2790.9047
-16.2233 | 2697.6141 | 2809.5651
-16.1862 | 2719.8668 | 2832.7413
-16.1491 | 2746.2001 | 2860.1674
-16.1119 | 2768.6465 | 2883.5454
-16.0748 | 2788.4944 | 2904.2169
-16.0377 | 2810.6981 | 2927.3421
-16.0006 | 2833.0237 | 2950.5942
-15.9634 | 2853.8912 | 2972.3277
-15.9263 | 2879.132 | 2998.616
-15.8892 | 2910.7738 | 3031.5709
-15.8521 | 2933.0619 | 3054.784
-15.8149 | 2959.2744 | 3082.0842
-15.7778 | 2993.1148 | 3117.329
-15.7407 | 3026.3355 | 3151.9284
-15.7036 | 3050.7378 | 3177.3435
-15.6664 | 3076.7806 | 3204.4669
-15.6293 | 3106.6122 | 3235.5366
-15.5922 | 3128.3421 | 3258.1683
-15.5551 | 3142.2378 | 3272.6407
-15.518 | 3170.7218 | 3302.3067
-15.4808 | 3195.1731 | 3327.7727
-15.4437 | 3206.6514 | 3339.7275
-15.4066 | 3216.2957 | 3349.772
-15.3695 | 3235.0979 | 3369.3545
-15.3323 | 3261.5781 | 3396.9336
-15.2952 | 3288.907 | 3425.3967
-15.2581 | 3314.7185 | 3452.2793
-15.221 | 3342.3526 | 3481.0603
-15.1838 | 3361.9932 | 3501.516
-15.1467 | 3377.4918 | 3517.6577
-15.1096 | 3401.7494 | 3542.922
-15.0725 | 3435.8075 | 3578.3935
-15.0353 | 3462.7365 | 3606.4401
-14.9982 | 3476.6572 | 3620.9385
-14.9611 | 3489.7988 | 3634.6255
-14.924 | 3508.5292 | 3654.1331
-14.8868 | 3532.7368 | 3679.3453
-14.8497 | 3556.9693 | 3704.5836
-14.8126 | 3578.2628 | 3726.7607
-14.7755 | 3598.6085 | 3747.9508
-14.7384 | 3619.2573 | 3769.4565
-14.7012 | 3647.558 | 3798.9316
-14.6641 | 3683.0992 | 3835.9478
-14.627 | 3719.4902 | 3873.849
-14.5899 | 3756.7322 | 3912.6365
-14.5527 | 3791.6047 | 3948.9563
-14.5156 | 3820.4772 | 3979.027
-14.4785 | 3846.4459 | 4006.0734
-14.4413 | 3869.7432 | 4030.3376
-14.4042 | 3890.5139 | 4051.9702
-14.3671 | 3909.5473 | 4071.7935
-14.33 | 3932.3947 | 4095.5891
-14.2928 | 3966.4049 | 4131.0107
-14.2557 | 3997.1843 | 4163.0675
-14.2186 | 4023.5426 | 4190.5196
-14.1815 | 4059.8972 | 4228.3829
-14.1444 | 4100.673 | 4270.8509
-14.1072 | 4141.7768 | 4313.6605
-14.0701 | 4185.6135 | 4359.3165
-14.033 | 4225.0291 | 4400.3678
-13.9959 | 4254.4848 | 4431.0459
-13.9587 | 4272.936 | 4450.2629
-13.9216 | 4295.8917 | 4474.1712
-13.8845 | 4327.923 | 4507.5319
-13.8474 | 4359.443 | 4540.3599
-13.8102 | 4387.3562 | 4569.4315
-13.7731 | 4427.7071 | 4611.4569
-13.736 | 4452.1698 | 4636.9349
-13.6989 | 4481.6859 | 4667.6759
-13.6617 | 4517.5177 | 4704.9947
-13.6246 | 4553.5453 | 4742.5174
-13.5875 | 4587.1784 | 4777.5463
-13.5504 | 4619.9138 | 4811.6402
-13.5132 | 4651.9316 | 4844.9868
-13.4761 | 4683.8286 | 4878.2075
-13.439 | 4705.7168 | 4901.004
-13.4019 | 4741.7068 | 4938.4877
-13.3648 | 4773.5799 | 4971.6834
-13.3276 | 4797.4104 | 4996.5029
-13.2905 | 4841.3211 | 5042.2359
-13.2534 | 4881.3803 | 5083.9576
-13.2163 | 4923.2372 | 5127.5515
-13.1791 | 4960.0292 | 5165.8704
-13.142 | 5003.2827 | 5210.9189
-13.1049 | 5042.9659 | 5252.249
-13.0678 | 5072.9195 | 5283.4456
-13.0306 | 5109.1762 | 5321.207
-12.9935 | 5164.5527 | 5378.8816
-12.9564 | 5203.6642 | 5419.6162
-12.9193 | 5243.6265 | 5461.237
-12.8821 | 5276.5921 | 5495.5706
-12.845 | 5314.4162 | 5534.9645
-12.8079 | 5349.1315 | 5571.1205
-12.7708 | 5379.7526 | 5603.0124
-12.7336 | 5424.258 | 5649.3647
-12.6965 | 5470.4027 | 5697.4244
-12.6594 | 5508.8216 | 5737.4377
-12.6223 | 5542.0423 | 5772.0371
-12.5851 | 5571.2428 | 5802.4494
-12.548 | 5601.5369 | 5834.0007
-12.5109 | 5638.2675 | 5872.2556
-12.4738 | 5687.1941 | 5923.2126
-12.4366 | 5739.971 | 5978.1798
-12.3995 | 5781.7425 | 6021.6848
-12.3624 | 5831.6168 | 6073.6289
-12.3253 | 5880.7975 | 6124.8506
-12.2881 | 5921.9992 | 6167.7622
-12.251 | 5981.4199 | 6229.6488
-12.2139 | 6039.6752 | 6290.3217
-12.1768 | 6090.4837 | 6343.2388
-12.1396 | 6131.4417 | 6385.8966
-12.1025 | 6168.9618 | 6424.9737
-12.0654 | 6219.9047 | 6478.0307
-12.0283 | 6271.3943 | 6531.6572
-11.9911 | 6309.5466 | 6571.3927
-11.954 | 6360.7082 | 6624.6776
-11.9169 | 6405.3823 | 6671.2056
-11.8798 | 6463.8927 | 6732.1442
-11.8427 | 6512.6734 | 6782.9494
-11.8055 | 6559.5951 | 6831.8183
-11.7684 | 6614.0239 | 6888.5059
-11.7313 | 6656.063 | 6932.2896
-11.6942 | 6691.2511 | 6968.938
-11.657 | 6744.8175 | 7024.7275
-11.6199 | 6794.7647 | 7076.7475
-11.5828 | 6848.9259 | 7133.1563
-11.5457 | 6891.5482 | 7177.5475
-11.5085 | 6943.1108 | 7231.2499
-11.4714 | 6999.7372 | 7290.2262
-11.4343 | 7051.0446 | 7343.6629
-11.3972 | 7107.2585 | 7402.2097
-11.36 | 7160.0355 | 7457.1769
-11.3229 | 7206.7259 | 7505.805
-11.2858 | 7258.1552 | 7559.3686
-11.2487 | 7306.3891 | 7609.6043
-11.2115 | 7357.2831 | 7662.6103
-11.1744 | 7410.059 | 7717.5764
-11.1373 | 7458.8762 | 7768.4195
-11.1002 | 7507.7548 | 7819.3266
-11.063 | 7567.0901 | 7881.1244
-11.0259 | 7634.4668 | 7951.2972
-10.9888 | 7696.4392 | 8015.8414
-10.9517 | 7757.8398 | 8079.7901
-10.9145 | 7824.1115 | 8148.8121
-10.8774 | 7891.7184 | 8219.2247
-10.8403 | 7955.2811 | 8285.4253
-10.8032 | 8026.4853 | 8359.5845
-10.766 | 8109.3606 | 8445.8991
-10.7289 | 8189.1999 | 8529.0517
-10.6918 | 8254.9967 | 8597.5791
-10.6547 | 8317.394 | 8662.5659
-10.6175 | 8385.9976 | 8734.0165
-10.5804 | 8442.9781 | 8793.3617
-10.5433 | 8489.4863 | 8841.7999
-10.5062 | 8541.5821 | 8896.0577
-10.469 | 8590.6065 | 8947.1167
-10.4319 | 8636.168 | 8994.569
-10.3948 | 8680.0422 | 9040.264
-10.3577 | 8726.1265 | 9088.2608
-10.3206 | 8794.9967 | 9159.9891
-10.2834 | 8855.1944 | 9222.685
-10.2463 | 8905.1166 | 9274.679
-10.2092 | 8969.2751 | 9341.5
-10.1721 | 9043.1987 | 9418.4914
-10.1349 | 9122.7464 | 9501.3404
-10.0978 | 9191.3135 | 9572.753
-10.0607 | 9250.6249 | 9634.5258
-10.0236 | 9314.3584 | 9700.9043
-9.9864 | 9373.2813 | 9762.2725
-9.9493 | 9434.0747 | 9825.5888
-9.9122 | 9513.8411 | 9908.6655
-9.8751 | 9595.3812 | 9993.5895
-9.8379 | 9673.326 | 10074.769
-9.8008 | 9747.8318 | 10152.3668
-9.7637 | 9826.0307 | 10233.811
-9.7266 | 9904.3286 | 10315.3582
-9.6894 | 9988.236 | 10402.7478
-9.6523 | 10054.2411 | 10471.4921
-9.6152 | 10117.9496 | 10537.8445
-9.5781 | 10186.6865 | 10609.434
-9.5409 | 10262.4327 | 10688.3237
-9.5038 | 10341.4451 | 10770.6151
-9.4667 | 10413.3898 | 10845.5455
-9.4296 | 10490.238 | 10925.5828
-9.3924 | 10574.589 | 11013.4345
-9.3553 | 10644.8382 | 11086.599
-9.3182 | 10717.9307 | 11162.7248
-9.2811 | 10797.1368 | 11245.2179
-9.2439 | 10870.9479 | 11322.0922
-9.2068 | 10929.5427 | 11383.1187
-9.1697 | 10987.5126 | 11443.4943
-9.1326 | 11054.9184 | 11513.6975
-9.0955 | 11122.418 | 11583.9984
-9.0583 | 11172.1809 | 11635.8264
-9.0212 | 11261.1979 | 11728.5376
-8.9841 | 11346.2885 | 11817.1594
-8.947 | 11427.088 | 11901.3122
-8.9098 | 11504.2632 | 11981.6901
-8.8727 | 11607.3092 | 12089.0125
-8.8356 | 11703.0335 | 12188.7094
-8.7985 | 11787.9574 | 12277.1576
-8.7613 | 11874.6831 | 12367.4824
-8.7242 | 11967.3453 | 12463.9902
-8.6871 | 12032.8869 | 12532.2517
-8.65 | 12116.9568 | 12619.8105
-8.6128 | 12202.0161 | 12708.3998
-8.5757 | 12290.5124 | 12800.5686
-8.5386 | 12354.3563 | 12867.0621
-8.5015 | 12417.013 | 12932.319
-8.4643 | 12493.4695 | 13011.9485
-8.4272 | 12553.9181 | 13074.9057
-8.3901 | 12645.4139 | 13170.1986
-8.353 | 12745.5541 | 13274.4946
-8.3158 | 12848.0065 | 13381.1988
-8.2787 | 12938.6482 | 13475.6021
-8.2416 | 13038.5906 | 13579.6921
-8.2045 | 13136.9707 | 13682.1549
-8.1673 | 13229.9037 | 13778.9447
-8.1302 | 13330.8355 | 13884.0651
-8.0931 | 13432.2255 | 13989.6629
-8.056 | 13511.4732 | 14072.1994
-8.0188 | 13587.2944 | 14151.1672
-7.9817 | 13668.4065 | 14235.6453
-7.9446 | 13754.5385 | 14325.3519
-7.9075 | 13827.4643 | 14401.3041
-7.8704 | 13917.5333 | 14495.1109
-7.8332 | 14011.2162 | 14592.6817
-7.7961 | 14091.2138 | 14675.9992
-7.759 | 14207.3723 | 14796.9782
-7.7219 | 14327.7072 | 14922.307
-7.6847 | 14453.51 | 15053.3306
-7.6476 | 14554.7125 | 15158.7331
-7.6105 | 14647.1769 | 15255.0348
-7.5734 | 14756.8364 | 15369.2452
-7.5362 | 14832.1473 | 15447.6814
-7.4991 | 14923.9035 | 15543.2455
-7.462 | 15028.5326 | 15652.2167
-7.4249 | 15111.2693 | 15738.387
-7.3877 | 15207.5456 | 15838.6587
-7.3506 | 15289.7303 | 15924.2541
-7.3135 | 15377.8725 | 16016.0542
-7.2764 | 15479.325 | 16121.717
-7.2392 | 15562.0826 | 16207.909
-7.2021 | 15670.0757 | 16320.3839
-7.165 | 15772.4552 | 16427.0121
-7.1279 | 15858.2852 | 16516.404
-7.0907 | 15940.5949 | 16602.1296
-7.0536 | 16013.802 | 16678.3747
-7.0165 | 16093.9871 | 16761.8875
-6.9794 | 16181.3585 | 16852.8849
-6.9422 | 16273.3125 | 16948.655
-6.9051 | 16378.2124 | 17057.9082
-6.868 | 16491.111 | 17175.4921
-6.8309 | 16585.7313 | 17274.0391
-6.7937 | 16686.6526 | 17379.1487
-6.7566 | 16791.2401 | 17488.0765
-6.7195 | 16883.9336 | 17584.6168
-6.6824 | 16986.0318 | 17690.9521
-6.6452 | 17094.5769 | 17804.0019
-6.6081 | 17195.6233 | 17909.2416
-6.571 | 17287.1399 | 18004.5562
-6.5339 | 17371.9596 | 18092.8959
-6.4968 | 17466.6216 | 18191.4864
-6.4596 | 17556.2635 | 18284.8484
-6.4225 | 17651.8836 | 18384.4367
-6.3854 | 17766.1986 | 18503.4959
-6.3483 | 17869.5467 | 18611.1329
-6.3111 | 17954.731 | 18699.8523
-6.274 | 18078.6695 | 18828.9342
-6.2369 | 18195.005 | 18950.0977
-6.1998 | 18279.6894 | 19038.2965
-6.1626 | 18360.0098 | 19121.9503
-6.1255 | 18444.3297 | 19209.7694
-6.0884 | 18530.0035 | 19298.9986
-6.0513 | 18616.5625 | 19389.1499
-6.0141 | 18711.0266 | 19487.5342
-5.977 | 18817.8012 | 19598.7399
-5.9399 | 18890.5187 | 19674.4752
-5.9028 | 18975.6926 | 19763.1838
-5.8656 | 19100.5997 | 19893.2746
-5.8285 | 19241.5042 | 20040.0266
-5.7914 | 19373.4623 | 20177.4609
-5.7543 | 19478.987 | 20287.365
-5.7171 | 19590.3755 | 20403.376
-5.68 | 19695.0358 | 20512.3798
-5.6429 | 19803.1018 | 20624.9306
-5.6058 | 19914.9485 | 20741.4189
-5.5686 | 20016.2761 | 20846.9515
-5.5315 | 20109.4695 | 20944.0125
-5.4944 | 20205.2875 | 21043.8069
-5.4573 | 20313.968 | 21156.9977
-5.4201 | 20435.7714 | 21283.8559
-5.383 | 20531.7144 | 21383.7805
-5.3459 | 20631.2193 | 21487.4149
-5.3088 | 20730.3805 | 21590.6913
-5.2717 | 20827.6775 | 21692.0261
-5.2345 | 20929.3591 | 21797.9275
-5.1974 | 21007.5549 | 21879.3684
-5.1603 | 21101.8627 | 21977.59
-5.1232 | 21184.412 | 22063.5651
-5.086 | 21294.8423 | 22178.5782
-5.0489 | 21404.606 | 22292.8971
-5.0118 | 21506.2772 | 22398.7877
-4.9747 | 21608.4588 | 22505.2098
-4.9375 | 21706.818 | 22607.651
-4.9004 | 21811.7804 | 22716.9693
-4.8633 | 21948.6231 | 22859.4909
-4.8262 | 22049.7215 | 22964.7849
-4.789 | 22154.1214 | 23073.5175
-4.7519 | 22240.5035 | 23163.4843
-4.7148 | 22323.9068 | 23250.3489
-4.6777 | 22406.956 | 23336.8447
-4.6405 | 22499.2121 | 23432.9294
-4.6034 | 22591.6556 | 23529.2093
-4.5663 | 22707.9391 | 23650.3185
-4.5292 | 22809.1 | 23755.6776
-4.492 | 22909.3652 | 23860.1038
-4.4549 | 23011.9425 | 23966.9381
-4.4178 | 23108.5937 | 24067.6003
-4.3807 | 23214.3684 | 24177.7647
-4.3435 | 23320.4765 | 24288.2762
-4.3064 | 23420.9916 | 24392.9628
-4.2693 | 23553.6787 | 24531.1564
-4.2322 | 23672.1702 | 24654.5652
-4.195 | 23783.7669 | 24770.7932
-4.1579 | 23886.7713 | 24878.0723
-4.1208 | 23981.6623 | 24976.9013
-4.0837 | 24083.0107 | 25082.4556
-4.0465 | 24182.776 | 25186.3612
-4.0094 | 24274.5842 | 25281.9794
-3.9723 | 24354.8734 | 25365.6007
-3.9352 | 24414.0306 | 25427.2129
-3.8981 | 24474.5314 | 25490.2244
-3.8609 | 24575.1194 | 25594.9869
-3.8238 | 24673.1246 | 25697.0593
-3.7867 | 24775.2437 | 25803.4163
-3.7496 | 24866.8123 | 25898.7851
-3.7124 | 24954.9232 | 25990.5526
-3.6753 | 25041.0345 | 26080.2374
-3.6382 | 25123.1047 | 26165.7135
-3.6011 | 25214.4963 | 26260.8979
-3.5639 | 25306.1379 | 26356.3426
-3.5268 | 25356.1611 | 26408.4418
-3.4897 | 25418.599 | 26473.4709
-3.4526 | 25470.5699 | 26527.5985
-3.4154 | 25542.8708 | 26602.9
-3.3783 | 25614.7968 | 26677.8109
-3.3412 | 25687.0353 | 26753.0472
-3.3041 | 25787.7275 | 26857.9182
-3.2669 | 25896.6996 | 26971.4126
-3.2298 | 25976.4993 | 27054.5241
-3.1927 | 26037.2605 | 27117.8068
-3.1556 | 26090.8352 | 27173.6049
-3.1184 | 26183.7058 | 27270.3296
-3.0813 | 26276.6805 | 27367.1627
-3.0442 | 26366.9785 | 27461.2081
-3.0071 | 26465.8169 | 27564.1483
-2.9699 | 26543.6794 | 27645.2421
-2.9328 | 26607.565 | 27711.779
-2.8957 | 26690.9475 | 27798.6218
-2.8586 | 26778.5273 | 27889.8361
-2.8214 | 26882.7085 | 27998.3409
-2.7843 | 26976.5581 | 28096.0852
-2.7472 | 27040.6728 | 28162.8607
-2.7101 | 27129.117 | 28254.9753
-2.6729 | 27211.6663 | 28340.9504
-2.6358 | 27288.404 | 28420.8728
-2.5987 | 27372.7967 | 28508.7678
-2.5616 | 27453.7421 | 28593.0724
-2.5245 | 27560.9229 | 28704.7012
-2.4873 | 27678.1645 | 28826.8084
-2.4502 | 27771.9724 | 28924.5093
-2.4131 | 27857.6566 | 29013.7494
-2.376 | 27928.9577 | 29088.0095
-2.3388 | 28020.8493 | 29183.7145
-2.3017 | 28116.6569 | 29283.4981
-2.2646 | 28178.095 | 29347.4859
-2.2275 | 28240.2933 | 29412.2655
-2.1903 | 28315.573 | 29490.6692
-2.1532 | 28359.5972 | 29536.5204
-2.1161 | 28407.8915 | 29586.819
-2.079 | 28465.4344 | 29646.7499
-2.0418 | 28501.6994 | 29684.5199
-2.0047 | 28520.7485 | 29704.3595
-1.9676 | 28545.557 | 29730.1976
-1.9305 | 28592.3932 | 29778.9776
-1.8933 | 28637.334 | 29825.7833
-1.8562 | 28644.9369 | 29833.7018
-1.8191 | 28654.8728 | 29844.05
-1.782 | 28676.5985 | 29866.6773
-1.7448 | 28733.1936 | 29925.6212
-1.7077 | 28816.1491 | 30012.0193
-1.6706 | 28881.4199 | 30079.9988
-1.6335 | 28944.0349 | 30145.2123
-1.5963 | 28979.2168 | 30181.8542
-1.5592 | 29018.1689 | 30222.4229
-1.5221 | 29077.0865 | 30283.7856
-1.485 | 29142.6593 | 30352.0797
-1.4478 | 29213.8979 | 30426.2747
-1.4107 | 29270.4514 | 30485.1751
-1.3736 | 29305.2479 | 30521.4157
-1.3365 | 29360.3745 | 30578.83
-1.2994 | 29382.5585 | 30601.9346
-1.2622 | 29441.6323 | 30663.4601
-1.2251 | 29510.8296 | 30735.529
-1.188 | 29566.4769 | 30793.4857
-1.1509 | 29601.6172 | 30830.0843
-1.1137 | 29625.9466 | 30855.4234
-1.0766 | 29655.3898 | 30886.0885
-1.0395 | 29735.1895 | 30969.1999
-1.0024 | 29828.6642 | 31066.5537
-0.96523 | 29938.7611 | 31181.2197
-0.92811 | 30022.3936 | 31268.3229
-0.89098 | 30074.6352 | 31322.7326
-0.85386 | 30122.2838 | 31372.3586
-0.81673 | 30203.4063 | 31456.8476
-0.77961 | 30280.6439 | 31537.2906
-0.74249 | 30340.5614 | 31599.6947
-0.70536 | 30362.4225 | 31622.463
-0.66824 | 30374.8684 | 31635.4254
-0.63111 | 30389.2099 | 31650.3621
-0.59399 | 30390.3034 | 31651.501
-0.55686 | 30430.5158 | 31693.3822
-0.51974 | 30496.8176 | 31762.4356
-0.48262 | 30546.2889 | 31813.9599
-0.44549 | 30587.7718 | 31857.1644
-0.40837 | 30624.7138 | 31895.6395
-0.37124 | 30644.419 | 31916.1624
-0.33412 | 30639.5552 | 31911.0968
-0.29699 | 30630.5254 | 31901.6922
-0.25987 | 30640.3259 | 31911.8995
-0.22275 | 30643.9087 | 31915.6309
-0.18562 | 30667.9465 | 31940.6663
-0.1485 | 30680.3195 | 31953.5528
-0.11137 | 30700.2538 | 31974.3144
-0.074249 | 30706.8986 | 31981.2349
-0.037124 | 30706.8882 | 31981.2241
3.6948e-13 | 30707.6693 | 31982.0376
0.037124 | 30706.4508 | 31980.7685
0.074249 | 30697.7542 | 31971.711
0.11137 | 30652.2615 | 31924.3304
0.1485 | 30572.3993 | 31841.1539
0.18562 | 30526.1359 | 31792.9705
0.22275 | 30475.3836 | 31740.112
0.25987 | 30425.2666 | 31687.9152
0.29699 | 30388.2725 | 31649.3858
0.33412 | 30360.3395 | 31620.2936
0.37124 | 30350.9972 | 31610.5636
0.40837 | 30345.9772 | 31605.3353
0.44549 | 30349.6016 | 31609.1101
0.48262 | 30354.5383 | 31614.2517
0.51974 | 30322.356 | 31580.7338
0.55686 | 30271.2287 | 31527.4847
0.59399 | 30224.6216 | 31478.9434
0.63111 | 30180.1912 | 31432.6692
0.66824 | 30145.728 | 31396.7757
0.70536 | 30105.4115 | 31354.7861
0.74249 | 30055.7007 | 31303.0123
0.77961 | 29999.5431 | 31244.5241
0.81673 | 29942.7813 | 31185.4067
0.85386 | 29913.161 | 31154.5572
0.89098 | 29911.0364 | 31152.3444
0.92811 | 29923.8885 | 31165.7299
0.96523 | 29931.1894 | 31173.3338
1.0024 | 29937.4905 | 31179.8963
1.0395 | 29933.3661 | 31175.6008
1.0766 | 29921.9305 | 31163.6906
1.1137 | 29920.5453 | 31162.2479
1.1509 | 29918.4623 | 31160.0785
1.188 | 29895.1848 | 31135.8349
1.2251 | 29845.5677 | 31084.1588
1.2622 | 29781.203 | 31017.1229
1.2994 | 29722.0666 | 30955.5324
1.3365 | 29660.7952 | 30891.7182
1.3736 | 29609.0743 | 30837.8509
1.4107 | 29562.79 | 30789.6458
1.4478 | 29513.7979 | 30738.6205
1.485 | 29455.8905 | 30678.3099
1.5221 | 29366.0403 | 30584.7309
1.5592 | 29315.2255 | 30531.8073
1.5963 | 29283.8347 | 30499.1138
1.6335 | 29245.1846 | 30458.8598
1.6706 | 29183.7674 | 30394.8937
1.7077 | 29090.7406 | 30298.0063
1.7448 | 28996.0995 | 30199.4376
1.782 | 28909.2071 | 30108.9392
1.8191 | 28828.043 | 30024.4068
1.8562 | 28798.7248 | 29993.8719
1.8933 | 28759.0332 | 29952.5331
1.9305 | 28703.5942 | 29894.7933
1.9676 | 28667.777 | 29857.4898
2.0047 | 28639.7086 | 29828.2565
2.0418 | 28611.4006 | 29798.7737
2.079 | 28561.3565 | 29746.6528
2.1161 | 28505.5426 | 29688.5226
2.1532 | 28449.2495 | 29629.8933
2.1903 | 28378.6149 | 29556.3275
2.2275 | 28287.265 | 29461.1865
2.2646 | 28187.3643 | 29357.1399
2.3017 | 28060.8116 | 29225.3353
2.3388 | 27940.9871 | 29100.538
2.376 | 27851.9492 | 29007.8051
2.4131 | 27781.8459 | 28934.7925
2.4502 | 27686.1112 | 28835.0848
2.4873 | 27596.3026 | 28741.5492
2.5245 | 27528.4281 | 28670.8578
2.5616 | 27469.6771 | 28609.6687
2.5987 | 27419.1331 | 28557.0271
2.6358 | 27378.9937 | 28515.2219
2.6729 | 27322.1694 | 28456.0395
2.7101 | 27255.8571 | 28386.9752
2.7472 | 27205.6672 | 28334.7024
2.7843 | 27179.109 | 28307.042
2.8214 | 27144.3645 | 28270.8557
2.8586 | 27084.6449 | 28208.6577
2.8957 | 27014.7915 | 28135.9054
2.9328 | 26954.5095 | 28073.1216
2.9699 | 26895.0399 | 28011.184
3.0071 | 26830.8106 | 27944.2892
3.0442 | 26792.9312 | 27904.8378
3.0813 | 26731.8056 | 27841.1755
3.1184 | 26645.736 | 27751.534
3.1556 | 26556.0108 | 27658.0852
3.1927 | 26481.7727 | 27580.7662
3.2298 | 26420.1783 | 27516.6157
3.2669 | 26346.4506 | 27439.8283
3.3041 | 26257.3086 | 27346.9869
3.3412 | 26179.3731 | 27265.8171
3.3783 | 26079.9203 | 27162.237
3.4154 | 25996.9961 | 27075.8714
3.4526 | 25925.0701 | 27000.9605
3.4897 | 25852.7691 | 26925.6591
3.5268 | 25779.885 | 26849.7502
3.5639 | 25684.8064 | 26750.7259
3.6011 | 25591.738 | 26653.7951
3.6382 | 25510.5427 | 26569.2302
3.6753 | 25420.5883 | 26475.5427
3.7124 | 25340.2887 | 26391.9106
3.7496 | 25261.6971 | 26310.0575
3.7867 | 25181.6682 | 26226.7074
3.8238 | 25086.5688 | 26127.6614
3.8609 | 24977.2634 | 26013.8198
3.8981 | 24883.8096 | 25916.4877
3.9352 | 24783.1799 | 25811.6819
3.9723 | 24663.8865 | 25687.4378
4.0094 | 24556.6224 | 25575.7222
4.0465 | 24462.4916 | 25477.685
4.0837 | 24359.1332 | 25370.0372
4.1208 | 24257.7744 | 25264.472
4.1579 | 24173.6628 | 25176.8699
4.195 | 24078.1885 | 25077.4334
4.2322 | 23968.227 | 24962.9084
4.2693 | 23856.5365 | 24846.5828
4.3064 | 23758.8021 | 24744.7924
4.3435 | 23673.0555 | 24655.4873
4.3807 | 23569.6345 | 24547.7743
4.4178 | 23474.7851 | 24448.9887
4.4549 | 23381.55 | 24351.8843
4.492 | 23273.0466 | 24238.878
4.5292 | 23167.2197 | 24128.6594
4.5663 | 23070.9956 | 24028.4419
4.6034 | 22978.1979 | 23931.7931
4.6405 | 22888.8164 | 23838.7022
4.6777 | 22808.3188 | 23754.8641
4.7148 | 22688.0048 | 23629.557
4.7519 | 22544.1319 | 23479.7134
4.789 | 22424.4844 | 23355.1005
4.8262 | 22318.0327 | 23244.2311
4.8633 | 22225.3496 | 23147.7016
4.9004 | 22132.0208 | 23050.4997
4.9375 | 22030.3079 | 22944.5657
4.9747 | 21925.9496 | 22835.8765
5.0118 | 21805.0835 | 22709.9945
5.0489 | 21715.5875 | 22616.7843
5.086 | 21649.7126 | 22548.1756
5.1232 | 21564.7678 | 22459.7057
5.1603 | 21474.8968 | 22366.105
5.1974 | 21376.7667 | 22263.9025
5.2345 | 21270.2941 | 22153.0113
5.2717 | 21159.1557 | 22037.2606
5.3088 | 21048.1109 | 21921.6075
5.3459 | 20946.1793 | 21815.4458
5.383 | 20856.652 | 21722.203
5.4201 | 20730.7971 | 21591.1252
5.4573 | 20606.2754 | 21461.4358
5.4944 | 20494.6266 | 21345.1536
5.5315 | 20385.1441 | 21231.1276
5.5686 | 20274.8701 | 21116.2772
5.6058 | 20183.5201 | 21021.1362
5.6429 | 20103.1892 | 20937.4716
5.68 | 20004.83 | 20835.0304
5.7171 | 19873.3614 | 20698.1059
5.7543 | 19768.2532 | 20588.6357
5.7914 | 19677.2886 | 20493.8961
5.8285 | 19598.4575 | 20411.7935
5.8656 | 19520.8657 | 20330.9817
5.9028 | 19450.7207 | 20257.9256
5.9399 | 19369.0463 | 20172.8617
5.977 | 19261.7614 | 20061.1245
6.0141 | 19173.7338 | 19969.4437
6.0513 | 19103.1201 | 19895.8996
6.0884 | 19032.2564 | 19822.0951
6.1255 | 18944.1351 | 19730.3167
6.1626 | 18829.7993 | 19611.2359
6.1998 | 18712.2347 | 19488.7925
6.2369 | 18599.7007 | 19371.5882
6.274 | 18506.9343 | 19274.972
6.3111 | 18431.613 | 19196.5249
6.3483 | 18331.9623 | 19092.7387
6.3854 | 18233.905 | 18990.6121
6.4225 | 18149.1061 | 18902.294
6.4596 | 18050.976 | 18800.0915
6.4968 | 17947.8675 | 18692.704
6.5339 | 17847.2481 | 18587.9089
6.571 | 17762.3242 | 18499.4607
6.6081 | 17648.6653 | 18381.085
6.6452 | 17511.2082 | 18237.9233
6.6824 | 17371.1264 | 18092.0282
6.7195 | 17220.2235 | 17934.8628
6.7566 | 17062.5508 | 17770.6467
6.7937 | 16928.1869 | 17630.7066
6.8309 | 16811.6535 | 17509.3371
6.868 | 16707.7534 | 17401.1252
6.9051 | 16596.6462 | 17285.407
6.9422 | 16505.0359 | 17189.9948
6.9794 | 16432.537 | 17114.4873
7.0165 | 16366.1727 | 17045.3688
7.0536 | 16291.6638 | 16967.7678
7.0907 | 16210.8538 | 16883.6042
7.1279 | 16147.9576 | 16818.0978
7.165 | 16082.6243 | 16750.0532
7.2021 | 16001.1477 | 16665.1954
7.2392 | 15903.9654 | 16563.9799
7.2764 | 15814.3964 | 16470.6938
7.3135 | 15726.7333 | 16379.3928
7.3506 | 15630.6237 | 16279.2946
7.3877 | 15562.6762 | 16208.5273
7.4249 | 15501.4673 | 16144.7782
7.462 | 15404.2016 | 16043.476
7.4991 | 15289.3971 | 15923.907
7.5362 | 15175.7486 | 15805.5421
7.5734 | 15069.0052 | 15694.369
7.6105 | 14954.3673 | 15574.9736
7.6476 | 14843.5726 | 15459.5808
7.6847 | 14750.7645 | 15362.9212
7.7219 | 14643.0838 | 15250.7718
7.759 | 14527.2169 | 15130.0964
7.7961 | 14415.7452 | 15013.9986
7.8332 | 14306.0752 | 14899.7774
7.8704 | 14190.9478 | 14779.8722
7.9075 | 14081.0175 | 14665.3797
7.9446 | 13984.4392 | 14564.7934
7.9817 | 13898.8383 | 14475.6401
8.0188 | 13813.9144 | 14387.1919
8.056 | 13727.0846 | 14296.7586
8.0931 | 13638.078 | 14204.0582
8.1302 | 13543.2182 | 14105.2617
8.1673 | 13471.2818 | 14030.3399
8.2045 | 13414.2909 | 13970.9839
8.2416 | 13342.3545 | 13896.0622
8.2787 | 13259.576 | 13809.8485
8.3158 | 13168.6948 | 13715.1956
8.353 | 13069.0961 | 13611.4636
8.3901 | 12964.842 | 13502.8829
8.4272 | 12862.6604 | 13396.4608
8.4643 | 12770.2273 | 13300.1917
8.5015 | 12659.5262 | 13184.8966
8.5386 | 12532.9007 | 13053.016
8.5757 | 12426.376 | 12942.0707
8.6128 | 12328.0897 | 12839.7054
8.65 | 12228.5952 | 12736.0819
8.6871 | 12134.881 | 12638.4786
8.7242 | 12052.5921 | 12552.7747
8.7613 | 11978.9476 | 12476.074
8.7985 | 11902.9286 | 12396.9001
8.8356 | 11833.4084 | 12324.4949
8.8727 | 11775.5114 | 12264.1952
8.9098 | 11699.4611 | 12184.9888
8.947 | 11608.4965 | 12090.2491
8.9841 | 11514.1366 | 11991.9733
9.0212 | 11417.4854 | 11891.3111
9.0583 | 11319.1366 | 11788.8807
9.0955 | 11220.6627 | 11686.3202
9.1326 | 11125.4696 | 11587.1766
9.1697 | 11033.5573 | 11491.4499
9.2068 | 10950.6226 | 11405.0735
9.2439 | 10890.049 | 11341.986
9.2811 | 10847.5766 | 11297.751
9.3182 | 10801.4798 | 11249.7412
9.3553 | 10749.7902 | 11195.9065
9.3924 | 10695.6113 | 11139.4792
9.4296 | 10649.5979 | 11091.5562
9.4667 | 10609.9376 | 11050.25
9.5038 | 10563.195 | 11001.5676
9.5409 | 10510.6305 | 10946.8217
9.5781 | 10445.2243 | 10878.7011
9.6152 | 10366.7952 | 10797.0172
9.6523 | 10284.7573 | 10711.5747
9.6894 | 10207.8821 | 10631.5092
9.7266 | 10142.0603 | 10562.9558
9.7637 | 10073.1776 | 10491.2145
9.8008 | 9999.6311 | 10414.6157
9.8379 | 9926.022 | 10337.9519
9.8751 | 9854.1148 | 10263.0605
9.9122 | 9783.9572 | 10189.9915
9.9493 | 9702.2588 | 10104.9026
9.9864 | 9623.3298 | 10022.698
10.0236 | 9555.5886 | 9952.1455
10.0607 | 9486.4142 | 9880.1004
10.0978 | 9408.8339 | 9799.3005
10.1349 | 9323.784 | 9710.721
10.1721 | 9249.1553 | 9632.9953
10.2092 | 9178.8634 | 9559.7863
10.2463 | 9094.8821 | 9472.3197
10.2834 | 9022.6707 | 9397.1116
10.3206 | 8969.9188 | 9342.1704
10.3577 | 8912.7571 | 9282.6365
10.3948 | 8849.4859 | 9216.7396
10.4319 | 8783.6017 | 9148.1212
10.469 | 8723.1489 | 9085.1595
10.5062 | 8660.2548 | 9019.6553
10.5433 | 8595.1496 | 8951.8483
10.5804 | 8540.0646 | 8894.4773
10.6175 | 8486.4492 | 8838.6369
10.6547 | 8427.7701 | 8777.5225
10.6918 | 8367.888 | 8715.1554
10.7289 | 8308.9526 | 8653.7742
10.766 | 8262.8319 | 8605.7394
10.8032 | 8216.2748 | 8557.2502
10.8403 | 8158.9183 | 8497.5134
10.8774 | 8093.6184 | 8429.5035
10.9145 | 8029.0839 | 8362.2909
10.9517 | 7962.6903 | 8293.142
10.9888 | 7891.9735 | 8219.4904
11.0259 | 7823.747 | 8148.4325
11.063 | 7753.3582 | 8075.1226
11.1002 | 7673.9553 | 7992.4244
11.1373 | 7598.9017 | 7914.2561
11.1744 | 7533.4934 | 7846.1334
11.2115 | 7474.4726 | 7784.6633
11.2487 | 7428.7893 | 7737.0841
11.2858 | 7393.8314 | 7700.6754
11.3229 | 7361.121 | 7666.6075
11.36 | 7324.2571 | 7628.2138
11.3972 | 7281.8889 | 7584.0873
11.4343 | 7226.3436 | 7526.2369
11.4714 | 7177.1369 | 7474.9881
11.5085 | 7137.0058 | 7433.1916
11.5457 | 7095.4156 | 7389.8753
11.5828 | 7033.3828 | 7325.2682
11.6199 | 6955.4265 | 7244.0767
11.657 | 6876.0611 | 7161.4176
11.6942 | 6804.409 | 7086.792
11.7313 | 6747.9399 | 7027.9795
11.7684 | 6706.5559 | 6984.878
11.8055 | 6656.063 | 6932.2896
11.8427 | 6596.4486 | 6870.2012
11.8798 | 6533.3826 | 6804.518
11.9169 | 6481.117 | 6750.0834
11.954 | 6447.8588 | 6715.4449
11.9911 | 6415.2828 | 6681.517
12.0283 | 6375.1986 | 6639.7693
12.0654 | 6329.333 | 6592.0003
12.1025 | 6286.5294 | 6547.4204
12.1396 | 6246.8097 | 6506.0523
12.1768 | 6203.7499 | 6461.2056
12.2139 | 6158.3708 | 6413.9431
12.251 | 6112.2386 | 6365.8965
12.2881 | 6060.7124 | 6312.232
12.3253 | 6014.9198 | 6264.5389
12.3624 | 5983.7393 | 6232.0645
12.3995 | 5958.6329 | 6205.9162
12.4366 | 5922.7887 | 6168.5844
12.4738 | 5877.4449 | 6121.3588
12.5109 | 5831.3731 | 6073.3751
12.548 | 5786.3699 | 6026.5042
12.5851 | 5737.5777 | 5975.6871
12.6223 | 5684.7767 | 5920.695
12.6594 | 5629.7408 | 5863.375
12.6965 | 5570.1618 | 5801.3235
12.7336 | 5505.8096 | 5734.3007
12.7708 | 5451.1016 | 5677.3224
12.8079 | 5405.2486 | 5629.5664
12.845 | 5366.8901 | 5589.6161
12.8821 | 5336.1586 | 5557.6092
12.9193 | 5315.1942 | 5535.7748
12.9564 | 5295.0547 | 5514.7995
12.9935 | 5268.0778 | 5486.703
13.0306 | 5223.9859 | 5440.7813
13.0678 | 5177.6944 | 5392.5687
13.1049 | 5137.4289 | 5350.6322
13.142 | 5090.9572 | 5302.2319
13.1791 | 5040.4996 | 5249.6804
13.2163 | 5000.404 | 5207.9207
13.2534 | 4956.8703 | 5162.5804
13.2905 | 4909.4508 | 5113.193
13.3276 | 4866.1119 | 5068.0556
13.3648 | 4835.5876 | 5036.2645
13.4019 | 4807.9296 | 5007.4586
13.439 | 4772.6196 | 4970.6833
13.4761 | 4743.9179 | 4940.7905
13.5132 | 4727.5435 | 4923.7365
13.5504 | 4697.6753 | 4892.6289
13.5875 | 4654.8718 | 4848.0489
13.6246 | 4616.2821 | 4807.8578
13.6617 | 4578.8829 | 4768.9065
13.6989 | 4537.9613 | 4726.2867
13.736 | 4495.9337 | 4682.5149
13.7731 | 4457.0774 | 4642.0461
13.8102 | 4422.7027 | 4606.2448
13.8474 | 4381.7207 | 4563.5621
13.8845 | 4340.0086 | 4520.119
13.9216 | 4303.0468 | 4481.6233
13.9587 | 4261.8815 | 4438.7496
13.9959 | 4225.6248 | 4400.9883
14.033 | 4195.9504 | 4370.0824
14.0701 | 4162.4256 | 4335.1662
14.1072 | 4124.541 | 4295.7095
14.1444 | 4084.2027 | 4253.6971
14.1815 | 4047.4835 | 4215.4541
14.2186 | 4022.3522 | 4189.2798
14.2557 | 4013.0838 | 4179.6268
14.2928 | 4007.0359 | 4173.3278
14.33 | 3988.8888 | 4154.4276
14.3671 | 3968.6764 | 4133.3764
14.4042 | 3954.7692 | 4118.8921
14.4413 | 3940.2413 | 4103.7614
14.4785 | 3918.123 | 4080.7251
14.5156 | 3888.886 | 4050.2748
14.5527 | 3858.2159 | 4018.3319
14.5899 | 3822.4206 | 3981.0511
14.627 | 3784.7662 | 3941.834
14.6641 | 3755.1043 | 3910.9411
14.7012 | 3727.4827 | 3882.1732
14.7384 | 3696.9344 | 3850.3572
14.7755 | 3668.9608 | 3821.2227
14.8126 | 3646.8664 | 3798.2114
14.8497 | 3621.6496 | 3771.9481
14.8868 | 3584.542 | 3733.3005
14.924 | 3545.7461 | 3692.8946
14.9611 | 3512.7077 | 3658.485
14.9982 | 3478.3455 | 3622.6968
15.0353 | 3443.3271 | 3586.2252
15.0725 | 3414.0047 | 3555.6859
15.1096 | 3388.2297 | 3528.8412
15.1467 | 3361.1184 | 3500.6048
15.1838 | 3335.4048 | 3473.8241
15.221 | 3315.5444 | 3453.1395
15.2581 | 3295.2112 | 3431.9625
15.2952 | 3267.9427 | 3403.5623
15.3323 | 3238.4266 | 3372.8213
15.3695 | 3209.9311 | 3343.1433
15.4066 | 3178.0706 | 3309.9605
15.4437 | 3145.1894 | 3275.7148
15.4808 | 3120.7266 | 3250.2368
15.518 | 3103.2721 | 3232.0579
15.5551 | 3081.4683 | 3209.3493
15.5922 | 3054.0904 | 3180.8352
15.6293 | 3027.3197 | 3152.9535
15.6664 | 2999.395 | 3123.8699
15.7036 | 2971.4703 | 3094.7863
15.7407 | 2953.4201 | 3075.987
15.7778 | 2941.3949 | 3063.4628
15.8149 | 2923.5395 | 3044.8663
15.8521 | 2897.6551 | 3017.9077
15.8892 | 2872.5726 | 2991.7844
15.9263 | 2854.7775 | 2973.2508
15.9634 | 2844.8666 | 2962.9286
16.0006 | 2842.643 | 2960.6127
16.0377 | 2843.6876 | 2961.7007
16.0748 | 2834.0194 | 2951.6312
16.1119 | 2809.1067 | 2925.6846
16.1491 | 2785.7 | 2901.3066
16.1862 | 2773.0198 | 2888.1001
16.2233 | 2758.1888 | 2872.6537
16.2604 | 2737.94 | 2851.5645
16.2976 | 2718.7004 | 2831.5264
16.3347 | 2688.9291 | 2800.5196
16.3718 | 2643.7311 | 2753.4459
16.4089 | 2603.3688 | 2711.4086
16.4461 | 2577.8968 | 2684.8796
16.4832 | 2551.8187 | 2657.7192
16.5203 | 2523.5545 | 2628.282
16.5574 | 2503.7795 | 2607.6864
16.5946 | 2483.288 | 2586.3445
16.6317 | 2454.9988 | 2556.8813
16.6688 | 2433.7428 | 2534.7432
16.7059 | 2425.1546 | 2525.7985
16.7431 | 2418.061 | 2518.4105
16.7802 | 2410.9923 | 2511.0485
16.8173 | 2405.914 | 2505.7594
16.8544 | 2394.8251 | 2494.2103
16.8916 | 2378.6214 | 2477.3342
16.9287 | 2366.8025 | 2465.0248
16.9658 | 2362.5032 | 2460.5471
17.0029 | 2360.6441 | 2458.6108
17.0401 | 2350.101 | 2447.6302
17.0772 | 2333.2173 | 2430.0458
17.1143 | 2314.9004 | 2410.9688
17.1514 | 2295.2712 | 2390.525
17.1885 | 2277.975 | 2372.511
17.2257 | 2258.5407 | 2352.2701
17.2628 | 2237.4909 | 2330.3468
17.2999 | 2222.0517 | 2314.2669
17.3371 | 2205.0596 | 2296.5696
17.3742 | 2188.7706 | 2279.6046
17.4113 | 2170.9516 | 2261.046
17.4484 | 2147.8125 | 2236.9468
17.4855 | 2132.2046 | 2220.6911
17.5227 | 2122.8999 | 2211.0002
17.5598 | 2118.6735 | 2206.5984
17.5969 | 2115.5635 | 2203.3594
17.634 | 2102.8343 | 2190.102
17.6712 | 2088.1367 | 2174.7944
17.7083 | 2075.8324 | 2161.9794
17.7454 | 2060.3578 | 2145.8626
17.7825 | 2048.6972 | 2133.7181
17.8197 | 2036.8543 | 2121.3837
17.8568 | 2018.9498 | 2102.7363
17.8939 | 1995.0578 | 2077.8527
17.931 | 1967.4247 | 2049.0729
17.9682 | 1939.0616 | 2019.5326
18.0053 | 1913.0803 | 1992.4731
18.0424 | 1890.4152 | 1968.8674
18.0795 | 1877.5516 | 1955.47
18.1167 | 1871.1266 | 1948.7784
18.1538 | 1861.9562 | 1939.2274
18.1909 | 1853.7815 | 1930.7134
18.228 | 1847.4283 | 1924.0966
18.2651 | 1840.845 | 1917.2401
18.3023 | 1834.8689 | 1911.0159
18.3394 | 1829.8405 | 1905.7789
18.3765 | 1830.2779 | 1906.2345
18.4137 | 1832.3911 | 1908.4354
18.4508 | 1828.2126 | 1904.0835
18.4879 | 1814.8398 | 1890.1556
18.525 | 1795.9636 | 1870.4961
18.5621 | 1781.5451 | 1855.4792
18.5993 | 1772.0716 | 1845.6126
18.6364 | 1763.472 | 1836.6561
18.6735 | 1756.5356 | 1829.4318
18.7107 | 1749.9408 | 1822.5633
18.7478 | 1734.6839 | 1806.6732
18.7849 | 1711.7875 | 1782.8267
18.822 | 1695.6453 | 1766.0146
18.8591 | 1686.3406 | 1756.3237
18.8963 | 1675.5423 | 1745.0773
18.9334 | 1667.2228 | 1736.4125
18.9705 | 1664.1858 | 1733.2495
19.0076 | 1658.9991 | 1727.8476
19.0448 | 1646.9989 | 1715.3494
19.0819 | 1637.2817 | 1705.2289
19.119 | 1634.7665 | 1702.6093
19.1561 | 1633.1876 | 1700.9649
19.1933 | 1631.3171 | 1699.0167
19.2304 | 1629.2528 | 1696.8668
19.2675 | 1622.6685 | 1690.0092
19.3046 | 1609.5508 | 1676.3471
19.3418 | 1593.9428 | 1660.0915
19.3789 | 1579.9013 | 1645.4672
19.416 | 1570.0498 | 1635.2069
19.4531 | 1557.6612 | 1622.3041
19.4903 | 1539.6838 | 1603.5807
19.5274 | 1521.9012 | 1585.0602
19.5645 | 1504.0697 | 1566.4886
19.6016 | 1484.0521 | 1545.6403
19.6388 | 1465.2739 | 1526.0827
19.6759 | 1450.5408 | 1510.7382
19.713 | 1439.2561 | 1498.9853
19.7501 | 1428.4818 | 1487.7638
19.7873 | 1416.2994 | 1475.0758
19.8244 | 1406.7645 | 1465.1452
19.8615 | 1401.3341 | 1459.4894
19.8986 | 1398.0669 | 1456.0867
19.9357 | 1397.7638 | 1455.771
19.9729 | 1398.9418 | 1456.9978
20.01 | 1397.6545 | 1455.6571
20.0471 | 1391.2534 | 1448.9904
20.0843 | 1383.6734 | 1441.0958
20.1214 | 1381.6695 | 1439.0088
20.1585 | 1379.0699 | 1436.3013
20.1956 | 1369.911 | 1426.7623
20.2327 | 1361.3363 | 1417.8318
20.2699 | 1353.7323 | 1409.9122
20.307 | 1341.4645 | 1397.1353
20.3441 | 1329.1602 | 1384.3204
20.3812 | 1323.4028 | 1378.324
20.4184 | 1319.6492 | 1374.4147
20.4555 | 1314.9604 | 1369.5313
20.4926 | 1313.3211 | 1367.8239
20.5297 | 1313.3815 | 1367.8868
20.5669 | 1307.7824 | 1362.0554
20.604 | 1298.7453 | 1352.6432
20.6411 | 1290.9955 | 1344.5718
20.6782 | 1280.5492 | 1333.692
20.7154 | 1264.4549 | 1316.9298
20.7525 | 1252.5516 | 1304.5325
20.7896 | 1244.3769 | 1296.0186
20.8267 | 1231.9393 | 1283.0648
20.8639 | 1215.7721 | 1266.2267
20.901 | 1199.3372 | 1249.1097
20.9381 | 1188.5515 | 1237.8764
20.9752 | 1183.0971 | 1232.1957
21.0124 | 1175.1422 | 1223.9106
21.0495 | 1164.975 | 1213.3215
21.0866 | 1151.4803 | 1199.2668
21.1237 | 1136.6254 | 1183.7954
21.1608 | 1125.6199 | 1172.3331
21.198 | 1116.6192 | 1162.9589
21.2351 | 1109.2465 | 1155.2802
21.2722 | 1100.7561 | 1146.4375
21.3093 | 1090.5286 | 1135.7855
21.3465 | 1085.6336 | 1130.6874
21.3836 | 1084.9295 | 1129.9541
21.4207 | 1082.3789 | 1127.2976
21.4578 | 1074.7863 | 1119.39
21.495 | 1062.4217 | 1106.5122
21.5321 | 1052.1941 | 1095.8602
21.5692 | 1045.3806 | 1088.7639
21.6063 | 1036.9019 | 1079.9333
21.6435 | 1031.3023 | 1074.1013
21.6806 | 1033.6466 | 1076.5429
21.7177 | 1033.0149 | 1075.885
21.7548 | 1025.9943 | 1068.573
21.792 | 1022.4961 | 1064.9296
21.8291 | 1024.4151 | 1066.9284
21.8662 | 1030.3428 | 1073.1021
21.9033 | 1036.5009 | 1079.5157
21.9405 | 1039.647 | 1082.7923
21.9776 | 1040.5701 | 1083.7538
22.0147 | 1036.7075 | 1079.7309
22.0518 | 1028.3264 | 1071.0019
22.089 | 1020.2854 | 1062.6272
22.1261 | 1017.2852 | 1059.5026
22.1632 | 1018.0019 | 1060.249
22.2003 | 1016.5563 | 1058.7434
22.2374 | 1013.2404 | 1055.2898
22.2746 | 1011.0054 | 1052.9621
22.3117 | 1003.9483 | 1045.6122
22.3488 | 991.6803 | 1032.835
22.386 | 988.0849 | 1029.0904
22.4231 | 990.2834 | 1031.3802
22.4602 | 982.6311 | 1023.4103
22.4973 | 970.3388 | 1010.6078
22.5344 | 961.2289 | 1001.1199
22.5716 | 952.8721 | 992.4163
22.6087 | 944.5153 | 983.7127
22.6458 | 933.3282 | 972.0614
22.683 | 920.6108 | 958.8162
22.7201 | 911.4037 | 949.227
22.7572 | 905.1118 | 942.674
22.7943 | 901.7715 | 939.195
22.8314 | 897.3866 | 934.6281
22.8686 | 889.1999 | 926.1017
22.9057 | 883.9526 | 920.6366
22.9428 | 882.337 | 918.954
22.9799 | 882.8958 | 919.536
23.0171 | 883.3817 | 920.042
23.0542 | 877.0534 | 913.4511
23.0913 | 869.0731 | 905.1396
23.1284 | 865.1376 | 901.0408
23.1656 | 861.1292 | 896.866
23.2027 | 854.1328 | 889.5793
23.2398 | 842.885 | 877.8647
23.2769 | 829.6211 | 864.0504
23.3141 | 820.159 | 854.1956
23.3512 | 816.2599 | 850.1347
23.3883 | 817.6932 | 851.6275
23.4254 | 816.6001 | 850.489
23.4626 | 809.2513 | 842.8353
23.4997 | 799.8377 | 833.031
23.5368 | 791.9424 | 824.808
23.5739 | 788.5536 | 821.2786
23.611 | 786.9381 | 819.5961
23.6482 | 783.0148 | 815.5099
23.6853 | 781.0714 | 813.4858
23.7224 | 783.6586 | 816.1804
23.7596 | 784.7639 | 817.3316
23.7967 | 784.1444 | 816.6864
23.8338 | 781.873 | 814.3207
23.8709 | 778.6056 | 810.9177
23.908 | 775.071 | 807.2364
23.9452 | 772.8117 | 804.8834
23.9823 | 774.0992 | 806.2244
24.0194 | 769.2649 | 801.1894
24.0566 | 753.11 | 784.3641
24.0937 | 744.4131 | 775.3062
24.1308 | 744.2187 | 775.1038
24.1679 | 743.1012 | 773.9399
24.205 | 739.4695 | 770.1575
24.2422 | 732.4123 | 762.8074
24.2793 | 725.4038 | 755.5081
24.3164 | 721.1889 | 751.1182
24.3535 | 720.8973 | 750.8146
24.3907 | 724.7964 | 754.8755
24.4278 | 723.0473 | 753.0538
24.4649 | 716.4517 | 746.1844
24.502 | 712.8563 | 742.4399
24.5392 | 712.419 | 741.9844
24.5763 | 713.16 | 742.7562
24.6134 | 715.1399 | 744.8182
24.6505 | 718.0914 | 747.8922
24.6877 | 719.0268 | 748.8664
24.7248 | 717.302 | 747.07
24.7619 | 713.8645 | 743.4899
24.799 | 708.6901 | 738.1008
24.8361 | 701.6451 | 730.7634
24.8733 | 697.576 | 726.5254
24.9104 | 700.9285 | 730.017
24.9475 | 700.4183 | 729.4857
24.9846 | 689.9116 | 718.5429
25.0218 | 677.1455 | 705.247
25.0589 | 665.2176 | 692.8241
25.096 | 657.1523 | 684.4242
25.1332 | 653.2533 | 680.3633
25.1703 | 652.9375 | 680.0344
25.2074 | 652.6095 | 679.6928
25.2445 | 649.0871 | 676.0242
25.2816 | 647.2042 | 674.0632
25.3188 | 649.3299 | 676.2771
25.3559 | 653.1197 | 680.2241
25.393 | 657.298 | 684.5759
25.4301 | 660.5897 | 688.0042
25.4673 | 662.7155 | 690.2182
25.5044 | 663.5535 | 691.091
25.5415 | 661.3307 | 688.776
25.5786 | 654.6015 | 681.7675
25.6158 | 647.5807 | 674.4553
25.6529 | 642.127 | 668.7753
25.69 | 634.0738 | 660.3879
25.7271 | 630.2645 | 656.4204
25.7643 | 625.9288 | 651.9048
25.8014 | 621.5691 | 647.3642
25.8385 | 619.204 | 644.901
| 0 | 0
Degrees | #VALUE! | #VALUE!
-25.8756 | 0 | 0
-25.8385 | 0 | 0
-25.8014 | 0 | 0
-25.7643 | 0 | 0
-25.7271 | 0 | 0
-25.69 | 0 | 0
-25.6529 | 0 | 0
-25.6158 | 0 | 0
-25.5786 | 0 | 0
-25.5415 | 0 | 0
-25.5044 | 0 | 0
-25.4673 | 0 | 0
-25.4301 | 0 | 0
-25.393 | 0 | 0
-25.3559 | 0 | 0
-25.3188 | 0 | 0
-25.2816 | 0 | 0
-25.2445 | 0 | 0
-25.2074 | 0 | 0
-25.1703 | 0 | 0
-25.1332 | 0 | 0
-25.096 | 0 | 0
-25.0589 | 0 | 0
-25.0218 | 0 | 0
-24.9846 | 0 | 0
-24.9475 | 0 | 0
-24.9104 | 0 | 0
-24.8733 | 0 | 0
-24.8361 | 0 | 0
-24.799 | 0 | 0
-24.7619 | 0 | 0
-24.7248 | 0 | 0
-24.6877 | 0 | 0
-24.6505 | 0 | 0
-24.6134 | 0 | 0
-24.5763 | 0 | 0
-24.5392 | 0 | 0
-24.502 | 0 | 0
-24.4649 | 0 | 0
-24.4278 | 0 | 0
-24.3907 | 0 | 0
-24.3535 | 0 | 0
-24.3164 | 0 | 0
-24.2793 | 0 | 0
-24.2422 | 0 | 0
-24.205 | 0 | 0
-24.1679 | 0 | 0
-24.1308 | 0 | 0
-24.0937 | 0 | 0
-24.0566 | 0 | 0
-24.0194 | 0 | 0
-23.9823 | 0 | 0
-23.9452 | 0 | 0
-23.908 | 0 | 0
-23.8709 | 0 | 0
-23.8338 | 0 | 0
-23.7967 | 0 | 0
-23.7596 | 0 | 0
-23.7224 | 0 | 0
-23.6853 | 0 | 0
-23.6482 | 0 | 0
-23.611 | 0 | 0
-23.5739 | 0 | 0
-23.5368 | 0 | 0
-23.4997 | 0 | 0
-23.4626 | 0 | 0
-23.4254 | 0 | 0
-23.3883 | 0 | 0
-23.3512 | 0 | 0
-23.3141 | 0 | 0
-23.2769 | 0 | 0
-23.2398 | 0 | 0
-23.2027 | 0 | 0
-23.1656 | 0 | 0
-23.1284 | 0 | 0
-23.0913 | 0 | 0
-23.0542 | 0 | 0
-23.0171 | 0 | 0
-22.9799 | 0 | 0
-22.9428 | 0 | 0
-22.9057 | 0 | 0
-22.8686 | 0 | 0
-22.8314 | 0 | 0
-22.7943 | 0 | 0
-22.7572 | 0 | 0
-22.7201 | 0 | 0
-22.683 | 0 | 0
-22.6458 | 0 | 0
-22.6087 | 0 | 0
-22.5716 | 0 | 0
-22.5344 | 0 | 0
-22.4973 | 0 | 0
-22.4602 | 0 | 0
-22.4231 | 0 | 0
-22.386 | 0 | 0
-22.3488 | 0 | 0
-22.3117 | 0 | 0
-22.2746 | 0 | 0
-22.2374 | 0 | 0
-22.2003 | 0 | 0
-22.1632 | 0 | 0
-22.1261 | 0 | 0
-22.089 | 0 | 0
-22.0518 | 0 | 0
-22.0147 | 0 | 0
-21.9776 | 0 | 0
-21.9405 | 0 | 0
-21.9033 | 0 | 0
-21.8662 | 0 | 0
-21.8291 | 0 | 0
-21.792 | 0 | 0
-21.7548 | 0 | 0
-21.7177 | 0 | 0
-21.6806 | 0 | 0
-21.6435 | 0 | 0
-21.6063 | 0 | 0
-21.5692 | 0 | 0
-21.5321 | 0 | 0
-21.495 | 0 | 0
-21.4578 | 0 | 0
-21.4207 | 0 | 0
-21.3836 | 0 | 0
-21.3465 | 0 | 0
-21.3093 | 0 | 0
-21.2722 | 0 | 0
-21.2351 | 0 | 0
-21.198 | 0 | 0
-21.1608 | 0 | 0
-21.1237 | 0 | 0
-21.0866 | 0 | 0
-21.0495 | 0 | 0
-21.0124 | 0 | 0
-20.9752 | 0 | 0
-20.9381 | 0 | 0
-20.901 | 0 | 0
-20.8639 | 0 | 0
-20.8267 | 0 | 0
-20.7896 | 0 | 0
-20.7525 | 0 | 0
-20.7154 | 0 | 0
-20.6782 | 0 | 0
-20.6411 | 0 | 0
-20.604 | 0 | 0
-20.5669 | 0 | 0
-20.5297 | 0 | 0
-20.4926 | 0 | 0
-20.4555 | 0 | 0
-20.4184 | 0 | 0
-20.3812 | 0 | 0
-20.3441 | 0 | 0
-20.307 | 0 | 0
-20.2699 | 0 | 0
-20.2327 | 0 | 0
-20.1956 | 0 | 0
-20.1585 | 0 | 0
-20.1214 | 0 | 0
-20.0843 | 0 | 0
-20.0471 | 145.7342 | 151.7821
-20.01 | 320.8267 | 334.141
-19.9729 | 505.94 | 526.9365
-19.9357 | 696.7621 | 725.6778
-19.8986 | 886.9649 | 923.774
-19.8615 | 1076.6819 | 1121.3642
-19.8244 | 1261.8679 | 1314.2354
-19.7873 | 1450.0544 | 1510.2317
-19.7501 | 1639.2241 | 1707.2519
-19.713 | 1689.8879 | 1760.0183
-19.6759 | 1715.0068 | 1786.1796
-19.6388 | 1731.1251 | 1802.9667
-19.6016 | 1731.3323 | 1803.1826
-19.5645 | 1730.6762 | 1802.4992
-19.5274 | 1731.1865 | 1803.0307
-19.4903 | 1746.5268 | 1819.0076
-19.4531 | 1759.6944 | 1832.7218
-19.416 | 1769.6304 | 1843.07
-19.3789 | 1776.8573 | 1850.5969
-19.3418 | 1781.6191 | 1855.5563
-19.3046 | 1782.3596 | 1856.3275
-19.2675 | 1792.1736 | 1866.5488
-19.2304 | 1810.0895 | 1885.2082
-19.1933 | 1830.1436 | 1906.0945
-19.1561 | 1840.3347 | 1916.7086
-19.119 | 1849.0072 | 1925.741
-19.0819 | 1858.0808 | 1935.1911
-19.0448 | 1863.7413 | 1941.0866
-19.0076 | 1875.6811 | 1953.5219
-18.9705 | 1896.4642 | 1975.1675
-18.9334 | 1912.7647 | 1992.1445
-18.8963 | 1913.0564 | 1992.4482
-18.8591 | 1909.8496 | 1989.1083
-18.822 | 1913.2386 | 1992.638
-18.7849 | 1923.8911 | 2003.7326
-18.7478 | 1937.8836 | 2018.3058
-18.7107 | 1953.0666 | 2034.1189
-18.6735 | 1965.9062 | 2047.4913
-18.6364 | 1971.8334 | 2053.6645
-18.5993 | 1977.8824 | 2059.9646
-18.5621 | 1999.3457 | 2082.3185
-18.525 | 2020.5537 | 2104.4067
-18.4879 | 2038.3842 | 2122.9772
-18.4508 | 2050.7739 | 2135.881
-18.4137 | 2066.3704 | 2152.1247
-18.3765 | 2081.444 | 2167.8239
-18.3394 | 2090.8331 | 2177.6027
-18.3023 | 2104.1706 | 2191.4936
-18.2651 | 2125.2807 | 2213.4799
-18.228 | 2144.5943 | 2233.595
-18.1909 | 2164.1985 | 2254.0127
-18.1538 | 2177.2068 | 2267.5609
-18.1167 | 2183.7058 | 2274.3295
-18.0795 | 2194.0666 | 2285.1204
-18.0424 | 2209.2131 | 2300.8955
-18.0053 | 2230.0327 | 2322.5791
-17.9682 | 2244.5596 | 2337.7088
-17.931 | 2252.0782 | 2345.5394
-17.8939 | 2263.6419 | 2357.5831
-17.8568 | 2271.2584 | 2365.5156
-17.8197 | 2283.9876 | 2378.7731
-17.7825 | 2315.8117 | 2411.9179
-17.7454 | 2338.5862 | 2435.6375
-17.7083 | 2349.5542 | 2447.0607
-17.6712 | 2356.5146 | 2454.3099
-17.634 | 2372.2568 | 2470.7055
-17.5969 | 2404.7121 | 2504.5076
-17.5598 | 2428.5676 | 2529.3532
-17.5227 | 2454.804 | 2556.6784
-17.4855 | 2479.3407 | 2582.2334
-17.4484 | 2484.2233 | 2587.3186
-17.4113 | 2493.4916 | 2596.9715
-17.3742 | 2528.9349 | 2633.8857
-17.3371 | 2558.6083 | 2664.7905
-17.2999 | 2582.5617 | 2689.738
-17.2628 | 2593.8703 | 2701.5159
-17.2257 | 2601.8743 | 2709.852
-17.1885 | 2619.135 | 2727.8291
-17.1514 | 2633.8681 | 2743.1736
-17.1143 | 2662.2427 | 2772.7258
-17.0772 | 2695.3541 | 2807.2113
-17.0401 | 2699.0952 | 2811.1076
-17.0029 | 2704.9255 | 2817.1799
-16.9658 | 2714.8864 | 2827.5542
-16.9287 | 2729.3893 | 2842.6589
-16.8916 | 2748.8237 | 2862.8998
-16.8544 | 2766.7156 | 2881.5343
-16.8173 | 2801.1507 | 2917.3985
-16.7802 | 2828.7963 | 2946.1913
-16.7431 | 2844.5261 | 2962.5739
-16.7059 | 2869.3419 | 2988.4196
-16.6688 | 2900.4973 | 3020.8679
-16.6317 | 2935.3334 | 3057.1497
-16.5946 | 2961.4251 | 3084.3242
-16.5574 | 2980.422 | 3104.1095
-16.5203 | 3001.5926 | 3126.1587
-16.4832 | 3014.4811 | 3139.5821
-16.4461 | 3030.7202 | 3156.4951
-16.4089 | 3053.629 | 3180.3547
-16.3718 | 3076.5983 | 3204.2771
-16.3347 | 3095.2432 | 3223.6958
-16.2976 | 3108.6286 | 3237.6367
-16.2604 | 3131.7311 | 3261.698
-16.2233 | 3163.4823 | 3294.7668
-16.1862 | 3187.4597 | 3319.7393
-16.1491 | 3207.3076 | 3340.4108
-16.1119 | 3227.4585 | 3361.3981
-16.0748 | 3247.7428 | 3382.5241
-16.0377 | 3268.9633 | 3404.6253
-16.0006 | 3292.5877 | 3429.2301
-15.9634 | 3316.0433 | 3453.6591
-15.9263 | 3340.4936 | 3479.124
-15.8892 | 3365.601 | 3505.2734
-15.8521 | 3389.0191 | 3529.6634
-15.8149 | 3415.5347 | 3557.2794
-15.7778 | 3438.3831 | 3581.076
-15.7407 | 3461.6429 | 3605.3011
-15.7036 | 3484.8434 | 3629.4644
-15.6664 | 3513.995 | 3659.8258
-15.6293 | 3557.5651 | 3705.204
-15.5922 | 3595.2924 | 3744.497
-15.5551 | 3619.0625 | 3769.2536
-15.518 | 3646.405 | 3797.7308
-15.4808 | 3673.4549 | 3825.9032
-15.4437 | 3701.9868 | 3855.6192
-15.4066 | 3732.7787 | 3887.689
-15.3695 | 3765.2829 | 3921.5421
-15.3323 | 3793.268 | 3950.6886
-15.2952 | 3808.8769 | 3966.9453
-15.2581 | 3821.6311 | 3980.2288
-15.221 | 3844.515 | 4004.0624
-15.1838 | 3868.2122 | 4028.743
-15.1467 | 3897.4367 | 4059.1804
-15.1096 | 3933.7913 | 4097.0437
-15.0725 | 3972.7091 | 4137.5765
-15.0353 | 4013.8379 | 4180.4122
-14.9982 | 4045.4433 | 4213.3291
-14.9611 | 4069.1645 | 4238.0348
-14.924 | 4099.2274 | 4269.3453
-14.8868 | 4132.873 | 4304.3872
-14.8497 | 4161.6247 | 4334.3321
-14.8126 | 4181.8725 | 4355.4202
-14.7755 | 4201.8057 | 4376.1807
-14.7384 | 4211.2553 | 4386.0224
-14.7012 | 4222.3452 | 4397.5725
-14.6641 | 4252.5903 | 4429.0728
-14.627 | 4284.4019 | 4462.2046
-14.5899 | 4313.3473 | 4492.3512
-14.5527 | 4340.8595 | 4521.0052
-14.5156 | 4372.1243 | 4553.5675
-14.4785 | 4407.628 | 4590.5446
-14.4413 | 4433.9738 | 4617.9837
-14.4042 | 4462.5192 | 4647.7138
-14.3671 | 4499.0561 | 4685.7669
-14.33 | 4537.5718 | 4725.881
-14.2928 | 4584.458 | 4774.713
-14.2557 | 4636.5789 | 4828.9969
-14.2186 | 4688.6747 | 4883.2547
-14.1815 | 4730.7138 | 4927.0384
-14.1444 | 4762.7816 | 4960.437
-14.1072 | 4802.8408 | 5002.1587
-14.0701 | 4853.3213 | 5054.7341
-14.033 | 4891.2673 | 5094.2549
-13.9959 | 4911.7348 | 5115.5718
-13.9587 | 4933.4282 | 5138.1655
-13.9216 | 4963.2599 | 5169.2352
-13.8845 | 5003.4045 | 5211.0458
-13.8474 | 5057.1532 | 5267.0251
-13.8102 | 5110.5978 | 5322.6876
-13.7731 | 5149.8676 | 5363.5871
-13.736 | 5186.9877 | 5402.2476
-13.6989 | 5217.3776 | 5433.8988
-13.6617 | 5253.526 | 5471.5473
-13.6246 | 5298.7833 | 5518.6828
-13.5875 | 5337.8593 | 5559.3805
-13.5504 | 5366.2704 | 5588.9706
-13.5132 | 5390.4176 | 5614.1199
-13.4761 | 5427.6585 | 5652.9063
-13.439 | 5474.0344 | 5701.2069
-13.4019 | 5519.2678 | 5748.3174
-13.3648 | 5573.2831 | 5804.5744
-13.3276 | 5634.9639 | 5868.8149
-13.2905 | 5673.5535 | 5909.006
-13.2534 | 5712.0578 | 5949.1082
-13.2163 | 5751.2182 | 5989.8938
-13.1791 | 5786.1272 | 6026.2515
-13.142 | 5812.4001 | 6053.6147
-13.1049 | 5849.1682 | 6091.9086
-13.0678 | 5893.5027 | 6138.0831
-13.0306 | 5942.7084 | 6189.3308
-12.9935 | 5975.0063 | 6222.9691
-12.9564 | 6021.6614 | 6271.5603
-12.9193 | 6059.8136 | 6311.2959
-12.8821 | 6091.8804 | 6344.6934
-12.845 | 6139.4227 | 6394.2088
-12.8079 | 6193.7901 | 6450.8324
-12.7708 | 6245.9588 | 6505.1661
-12.7336 | 6297.6308 | 6558.9824
-12.6965 | 6342.8516 | 6606.08
-12.6594 | 6390.8679 | 6656.0889
-12.6223 | 6441.8952 | 6709.2338
-12.5851 | 6501.2919 | 6771.0955
-12.548 | 6565.8139 | 6838.2952
-12.5109 | 6626.6927 | 6901.7004
-12.4738 | 6683.8544 | 6961.2343
-12.4366 | 6731.0562 | 7010.395
-12.3995 | 6764.6654 | 7045.399
-12.3624 | 6801.4324 | 7083.6919
-12.3253 | 6862.3352 | 7147.1221
-12.2881 | 6908.1883 | 7194.8781
-12.251 | 6939.7457 | 7227.7452
-12.2139 | 6988.9628 | 7279.0048
-12.1768 | 7031.5977 | 7323.409
-12.1396 | 7080.4878 | 7374.328
-12.1025 | 7137.8317 | 7434.0517
-12.0654 | 7199.3417 | 7498.1144
-12.0283 | 7247.4059 | 7548.1732
-11.9911 | 7288.995 | 7591.4883
-11.954 | 7352.6192 | 7657.7529
-11.9169 | 7440.2198 | 7748.9889
-11.8798 | 7511.6292 | 7823.3618
-11.8427 | 7561.7222 | 7875.5337
-11.8055 | 7618.033 | 7934.1814
-11.7684 | 7661.9187 | 7979.8883
-11.7313 | 7711.1848 | 8031.1989
-11.6942 | 7778.8531 | 8101.6755
-11.657 | 7843.8854 | 8169.4066
-11.6199 | 7898.5933 | 8226.3849
-11.5828 | 7949.1602 | 8279.0504
-11.5457 | 7992.2919 | 8323.972
-11.5085 | 8053.8508 | 8388.0856
-11.4714 | 8103.3116 | 8439.599
-11.4343 | 8168.0044 | 8506.9765
-11.3972 | 8232.77 | 8574.43
-11.36 | 8288.6549 | 8632.634
-11.3229 | 8339.076 | 8685.1476
-11.2858 | 8394.8035 | 8743.1878
-11.2487 | 8445.3214 | 8795.8023
-11.2115 | 8502.2519 | 8855.0954
-11.1744 | 8566.4719 | 8921.9804
-11.1373 | 8640.4798 | 8999.0597
-11.1002 | 8707.7732 | 9069.1458
-11.063 | 8766.3065 | 9130.1083
-11.0259 | 8842.9026 | 9209.8831
-10.9888 | 8924.6489 | 9295.0218
-10.9517 | 8989.0261 | 9362.0707
-10.9145 | 9030.105 | 9404.8543
-10.8774 | 9079.8939 | 9456.7095
-10.8403 | 9145.1928 | 9524.7183
-10.8032 | 9208.8784 | 9591.0469
-10.766 | 9256.0667 | 9640.1935
-10.7289 | 9336.3434 | 9723.8017
-10.6918 | 9404.6929 | 9794.9877
-10.6547 | 9462.5097 | 9855.2039
-10.6175 | 9521.6752 | 9916.8248
-10.5804 | 9605.1598 | 10003.7739
-10.5433 | 9694.8246 | 10097.1598
-10.5062 | 9770.1459 | 10175.607
-10.469 | 9837.6195 | 10245.8807
-10.4319 | 9932.3627 | 10344.5557
-10.3948 | 10004.598 | 10419.7888
-10.3577 | 10072.485 | 10490.4931
-10.3206 | 10148.0115 | 10569.154
-10.2834 | 10229.7703 | 10654.3057
-10.2463 | 10305.8446 | 10733.5371
-10.2092 | 10377.1081 | 10807.7581
-10.1721 | 10449.682 | 10883.3438
-10.1349 | 10527.7007 | 10964.6003
-10.0978 | 10601.6472 | 11041.6156
-10.0607 | 10673.7294 | 11116.6892
-10.0236 | 10729.6892 | 11174.9713
-9.9864 | 10779.7333 | 11227.0922
-9.9493 | 10853.5548 | 11303.9773
-9.9122 | 10914.118 | 11367.0539
-9.8751 | 10988.7519 | 11444.7851
-9.8379 | 11054.5852 | 11513.3504
-9.8008 | 11112.0343 | 11573.1837
-9.7637 | 11176.701 | 11640.5341
-9.7266 | 11234.1814 | 11700.3999
-9.6894 | 11294.9425 | 11763.6826
-9.6523 | 11359.8592 | 11831.2934
-9.6152 | 11429.421 | 11903.742
-9.5781 | 11522.1562 | 12000.3256
-9.5409 | 11606.0177 | 12087.6675
-9.5038 | 11690.9417 | 12176.1157
-9.4667 | 11767.8356 | 12256.2008
-9.4296 | 11839.7616 | 12331.1117
-9.3924 | 11937.5168 | 12432.9237
-9.3553 | 12049.4364 | 12549.488
-9.3182 | 12136.1621 | 12639.8128
-9.2811 | 12194.7152 | 12700.7959
-9.2439 | 12270.7447 | 12779.9806
-9.2068 | 12359.8138 | 12872.7461
-9.1697 | 12455.2985 | 12972.1934
-9.1326 | 12557.9592 | 13079.1145
-9.0955 | 12647.7365 | 13172.6175
-9.0583 | 12717.9023 | 13245.6953
-9.0212 | 12782.1004 | 13312.5575
-8.9841 | 12884.1361 | 13418.8278
-8.947 | 13003.4608 | 13543.1044
-8.9098 | 13090.8843 | 13634.156
-8.8727 | 13141.9803 | 13687.3725
-8.8356 | 13194.6593 | 13742.2377
-8.7985 | 13274.2404 | 13825.1213
-8.7613 | 13361.7889 | 13916.3031
-8.7242 | 13431.6735 | 13989.088
-8.6871 | 13509.1403 | 14069.7696
-8.65 | 13585.8468 | 14149.6594
-8.6128 | 13654.367 | 14221.0233
-8.5757 | 13724.9182 | 14294.5024
-8.5386 | 13812.9771 | 14386.2156
-8.5015 | 13914.9712 | 14492.4425
-8.4643 | 13987.0013 | 14567.4619
-8.4272 | 14066.6552 | 14650.4214
-8.3901 | 14158.0469 | 14745.6058
-8.353 | 14263.7799 | 14855.7268
-8.3158 | 14365.3366 | 14961.4981
-8.2787 | 14471.7258 | 15072.3024
-8.2416 | 14553.3898 | 15157.3555
-8.2045 | 14655.4152 | 15263.6149
-8.1673 | 14729.1013 | 15340.359
-8.1302 | 14830.1893 | 15445.6421
-8.0931 | 14912.8531 | 15531.7366
-8.056 | 15024.3353 | 15647.8452
-8.0188 | 15120.6116 | 15748.1169
-7.9817 | 15216.2838 | 15847.7595
-7.9446 | 15303.9572 | 15939.0714
-7.9075 | 15411.5338 | 16051.1124
-7.8704 | 15501.1236 | 16144.4202
-7.8332 | 15619.6775 | 16267.8942
-7.7961 | 15724.6191 | 16377.1908
-7.759 | 15837.5698 | 16494.8289
-7.7219 | 15922.2437 | 16583.0168
-7.6847 | 16012.9271 | 16677.4636
-7.6476 | 16115.369 | 16784.1569
-7.6105 | 16191.0965 | 16863.027
-7.5734 | 16296.288 | 16972.584
-7.5362 | 16401.9482 | 17082.629
-7.4991 | 16472.4994 | 17156.1081
-7.462 | 16550.841 | 17237.7009
-7.4249 | 16640.2017 | 17330.7701
-7.3877 | 16723.678 | 17417.7106
-7.3506 | 16796.6559 | 17493.7171
-7.3135 | 16872.0917 | 17572.2835
-7.2764 | 16983.8967 | 17688.7284
-7.2392 | 17076.4028 | 17785.0735
-7.2021 | 17183.3961 | 17896.507
-7.165 | 17332.1639 | 18051.4487
-7.1279 | 17460.0497 | 18184.6418
-7.0907 | 17561.5855 | 18290.3913
-7.0536 | 17666.6 | 18399.7639
-7.0165 | 17800.7348 | 18539.4653
-6.9794 | 17913.0293 | 18656.42
-6.9422 | 17999.6196 | 18746.6038
-6.9051 | 18105.4048 | 18856.7791
-6.868 | 18171.5088 | 18925.6264
-6.8309 | 18246.4655 | 19003.6938
-6.7937 | 18317.3917 | 19077.5634
-6.7566 | 18411.1683 | 19175.2318
-6.7195 | 18508.1945 | 19276.2845
-6.6824 | 18569.0389 | 19339.654
-6.6452 | 18649.7135 | 19423.6766
-6.6081 | 18758.8835 | 19537.3772
-6.571 | 18846.9632 | 19629.1121
-6.5339 | 18952.8421 | 19739.385
-6.4968 | 19036.6516 | 19826.6726
-6.4596 | 19144.5301 | 19939.0281
-6.4225 | 19240.8272 | 20039.3216
-6.3854 | 19361.7141 | 20165.2253
-6.3483 | 19476.3104 | 20284.5773
-6.3111 | 19560.7969 | 20372.5699
-6.274 | 19639.4405 | 20454.4773
-6.2369 | 19726.5099 | 20545.1601
-6.1998 | 19843.5016 | 20667.0069
-6.1626 | 19931.675 | 20758.8395
-6.1255 | 20016.2865 | 20846.9624
-6.0884 | 20114.3124 | 20949.0564
-6.0513 | 20201.4027 | 21039.7609
-6.0141 | 20317.7591 | 21160.9461
-5.977 | 20453.7165 | 21302.5457
-5.9399 | 20584.9038 | 21439.1773
-5.9028 | 20707.0613 | 21566.4044
-5.8656 | 20793.8704 | 21656.816
-5.8285 | 20904.6026 | 21772.1437
-5.7914 | 21022.3234 | 21894.7498
-5.7543 | 21110.0177 | 21986.0834
-5.7171 | 21199.6284 | 22079.4129
-5.68 | 21294.759 | 22178.4915
-5.6429 | 21342.7409 | 22228.4646
-5.6058 | 21403.1895 | 22291.4219
-5.5686 | 21478.0005 | 22369.3375
-5.5315 | 21537.1473 | 22430.9389
-5.4944 | 21597.1585 | 22493.4406
-5.4573 | 21665.2413 | 22564.3489
-5.4201 | 21764.4442 | 22667.6686
-5.383 | 21867.0736 | 22774.5572
-5.3459 | 21976.0249 | 22888.03
-5.3088 | 22113.3155 | 23031.0181
-5.2717 | 22210.7582 | 23132.5047
-5.2345 | 22300.3168 | 23225.7799
-5.1974 | 22403.1128 | 23332.842
-5.1603 | 22513.9805 | 23448.3107
-5.1232 | 22639.5646 | 23579.1065
-5.086 | 22778.0216 | 23723.3095
-5.0489 | 22869.007 | 23818.0708
-5.0118 | 22920.2801 | 23871.4717
-4.9747 | 22984.4781 | 23938.334
-4.9375 | 23090.9924 | 24049.2685
-4.9004 | 23219.9405 | 24183.568
-4.8633 | 23343.8373 | 24312.6066
-4.8262 | 23444.9149 | 24417.8788
-4.789 | 23514.9558 | 24490.8264
-4.7519 | 23558.3967 | 24536.0702
-4.7148 | 23625.2194 | 24605.666
-4.6777 | 23705.8835 | 24689.6777
-4.6405 | 23781.2569 | 24768.1791
-4.6034 | 23872.8464 | 24863.5695
-4.5663 | 23975.6008 | 24970.5882
-4.5292 | 24060.6809 | 25059.1992
-4.492 | 24159.3318 | 25161.9441
-4.4549 | 24262.3049 | 25269.1906
-4.4178 | 24364.5698 | 25375.6994
-4.3807 | 24475.802 | 25491.5478
-4.3435 | 24552.071 | 25570.982
-4.3064 | 24646.7434 | 25669.5832
-4.2693 | 24729.7926 | 25756.079
-4.2322 | 24781.7843 | 25810.2283
-4.195 | 24871.3533 | 25903.5144
-4.1579 | 24960.3286 | 25996.1823
-4.1208 | 25039.2535 | 26078.3825
-4.0837 | 25135.5506 | 26178.6759
-4.0465 | 25240.2838 | 26287.7556
-4.0094 | 25375.9288 | 26429.0298
-3.9723 | 25479.3706 | 26536.7644
-3.9352 | 25534.393 | 26594.0703
-3.8981 | 25599.1118 | 26661.475
-3.8609 | 25648.656 | 26713.0752
-3.8238 | 25719.4676 | 26786.8255
-3.7867 | 25776.8438 | 26846.5828
-3.7496 | 25815.3585 | 26886.6958
-3.7124 | 25855.0709 | 26928.0563
-3.6753 | 25913.6656 | 26989.0828
-3.6382 | 25970.9273 | 27048.7208
-3.6011 | 26061.4962 | 27143.0483
-3.5639 | 26170.2704 | 27256.3366
-3.5268 | 26274.2954 | 27364.6787
-3.4897 | 26350.2625 | 27443.7983
-3.4526 | 26448.2988 | 27545.9032
-3.4154 | 26538.1178 | 27639.4497
-3.3783 | 26615.3867 | 27719.9252
-3.3412 | 26682.1573 | 27789.4668
-3.3041 | 26774.9653 | 27886.1264
-3.2669 | 26872.356 | 27987.5588
-3.2298 | 26902.8615 | 28019.3303
-3.1927 | 26960.3211 | 28079.1744
-3.1556 | 27035.4341 | 28157.4046
-3.1184 | 27097.622 | 28222.1733
-3.0813 | 27157.1229 | 28284.1435
-3.0442 | 27221.7167 | 28351.418
-3.0071 | 27307.5051 | 28440.7666
-2.9699 | 27382.868 | 28519.2571
-2.9328 | 27448.0451 | 28587.139
-2.8957 | 27571.8795 | 28716.1125
-2.8586 | 27700.036 | 28849.5875
-2.8214 | 27774.7637 | 28927.4164
-2.7843 | 27854.0947 | 29010.0396
-2.7472 | 27935.5296 | 29094.8541
-2.7101 | 28018.558 | 29181.3281
-2.6729 | 28086.3909 | 29251.9761
-2.6358 | 28164.6075 | 29333.4387
-2.5987 | 28249.2502 | 29421.5941
-2.5616 | 28288.3377 | 29462.3037
-2.5245 | 28310.8758 | 29485.7771
-2.4873 | 28388.6654 | 29566.795
-2.4502 | 28447.5622 | 29628.1361
-2.4131 | 28519.5716 | 29703.1338
-2.376 | 28592.4766 | 29779.0643
-2.3388 | 28616.4415 | 29804.0238
-2.3017 | 28678.3691 | 29868.5214
-2.2646 | 28735.0371 | 29927.5411
-2.2275 | 28867.5575 | 30065.5612
-2.1903 | 28921.5906 | 30121.8366
-2.1532 | 28958.8242 | 30160.6154
-2.1161 | 28997.5367 | 30200.9345
-2.079 | 29025.928 | 30230.504
-2.0418 | 29052.5175 | 30258.197
-2.0047 | 29116.9968 | 30325.3522
-1.9676 | 29142.6385 | 30352.058
-1.9305 | 29173.3524 | 30384.0465
-1.8933 | 29116.3302 | 30324.6579
-1.8562 | 29118.8194 | 30327.2504
-1.8191 | 29135.1605 | 30344.2697
-1.782 | 29180.9136 | 30391.9216
-1.7448 | 29241.8414 | 30455.3778
-1.7077 | 29342.9502 | 30560.6826
-1.6706 | 29419.4484 | 30640.3555
-1.6335 | 29525.8897 | 30751.2141
-1.5963 | 29590.973 | 30818.9984
-1.5592 | 29675.647 | 30907.1863
-1.5221 | 29801.8455 | 31038.6221
-1.485 | 29902.1941 | 31143.1351
-1.4478 | 29966.0068 | 31209.596
-1.4107 | 30030.6735 | 31276.9464
-1.3736 | 30057.8983 | 31305.3011
-1.3365 | 30113.9935 | 31363.7242
-1.2994 | 30118.9302 | 31368.8658
-1.2622 | 30158.9134 | 31410.5083
-1.2251 | 30206.1142 | 31459.6679
-1.188 | 30251.7423 | 31507.1896
-1.1509 | 30281.3625 | 31538.0391
-1.1137 | 30350.2161 | 31609.7501
-1.0766 | 30430.797 | 31693.675
-1.0395 | 30497.0051 | 31762.6308
-1.0024 | 30566.619 | 31835.1337
-0.96523 | 30625.7762 | 31896.7459
-0.92811 | 30643.0338 | 31914.7197
-0.89098 | 30657.5732 | 31929.8625
-0.85386 | 30651.8345 | 31923.8856
-0.81673 | 30654.6257 | 31926.7927
-0.77961 | 30635.785 | 31907.1701
-0.74249 | 30578.992 | 31848.0202
-0.70536 | 30558.3286 | 31826.4993
-0.66824 | 30519.3349 | 31785.8873
-0.63111 | 30510.8675 | 31777.0685
-0.59399 | 30539.5608 | 31806.9526
-0.55686 | 30565.0671 | 31833.5174
-0.51974 | 30574.7218 | 31843.5728
-0.48262 | 30625.1825 | 31896.1276
-0.44549 | 30689.5785 | 31963.196
-0.40837 | 30780.6368 | 32058.0332
-0.37124 | 30849.105 | 32129.3429
-0.33412 | 30936.5077 | 32220.3728
-0.29699 | 31018.5154 | 32305.7838
-0.25987 | 31055.0616 | 32343.8467
-0.22275 | 31097.0862 | 32387.6152
-0.18562 | 31183.187 | 32477.2892
-0.1485 | 31135.5904 | 32427.7174
-0.11137 | 31048.2086 | 32336.7092
-0.074249 | 30961.0454 | 32245.9288
-0.037124 | 30859.2492 | 32139.9081
3.6948e-13 | 30707.6693 | 31982.0376
0.037124 | 30509.2115 | 31775.3438
0.074249 | 30344.1962 | 31603.4804
0.11137 | 30202.3335 | 31455.7304
0.1485 | 30022.0395 | 31267.9541
0.18562 | 29920.1599 | 31161.8466
0.22275 | 29823.3421 | 31061.0108
0.25987 | 29670.1166 | 30901.4264
0.29699 | 29538.898 | 30764.7623
0.33412 | 29556.9056 | 30783.5171
0.37124 | 29676.4281 | 30907.9999
0.40837 | 29777.1307 | 31012.8817
0.44549 | 29819.926 | 31057.4529
0.48262 | 29890.5084 | 31130.9645
0.51974 | 29949.624 | 31192.5334
0.55686 | 30019.6023 | 31265.4158
0.59399 | 30137.4689 | 31388.1739
0.63111 | 30254.0023 | 31509.5434
0.66824 | 30256.3978 | 31512.0383
0.70536 | 30159.2987 | 31410.9096
0.74249 | 30090.164 | 31338.9058
0.77961 | 30087.5706 | 31336.2048
0.81673 | 30036.0268 | 31282.5219
0.85386 | 30065.4492 | 31313.1653
0.89098 | 30096.4442 | 31345.4466
0.92811 | 30092.0803 | 31340.9017
0.96523 | 30058.9294 | 31306.375
1.0024 | 30036.2663 | 31282.7714
1.0395 | 30019.1024 | 31264.8952
1.0766 | 29990.4716 | 31235.0762
1.1137 | 29935.1575 | 31177.4666
1.1509 | 29890.498 | 31130.9537
1.188 | 29794.1384 | 31030.5952
1.2251 | 29724.7954 | 30958.3744
1.2622 | 29698.435 | 30930.92
1.2994 | 29666.8359 | 30898.0096
1.3365 | 29641.8711 | 30872.0088
1.3736 | 29608.3452 | 30837.0916
1.4107 | 29564.3315 | 30791.2512
1.4478 | 29473.6376 | 30696.7936
1.485 | 29423.4373 | 30644.51
1.5221 | 29368.7378 | 30587.5404
1.5592 | 29269.7953 | 30484.4918
1.5963 | 29166.8013 | 30377.2236
1.6335 | 29056.8502 | 30262.7094
1.6706 | 28919.7992 | 30119.9708
1.7077 | 28844.3008 | 30041.3393
1.7448 | 28780.5819 | 29974.976
1.782 | 28731.2773 | 29923.6253
1.8191 | 28678.5357 | 29868.6949
1.8562 | 28640.1252 | 29828.6904
1.8933 | 28586.54 | 29772.8814
1.9305 | 28541.6097 | 29726.0865
1.9676 | 28513.9475 | 29697.2763
2.0047 | 28465.6635 | 29646.9886
2.0418 | 28428.3257 | 29608.1013
2.079 | 28396.1121 | 29574.5508
2.1161 | 28368.2937 | 29545.5779
2.1532 | 28299.0131 | 29473.4221
2.1903 | 28238.929 | 29410.8445
2.2275 | 28216.2659 | 29387.241
2.2646 | 28179.1781 | 29348.614
2.3017 | 28148.5268 | 29316.6906
2.3388 | 28138.2263 | 29305.9627
2.376 | 28098.6181 | 29264.7107
2.4131 | 28045.9598 | 29209.8672
2.4502 | 27965.2228 | 29125.7795
2.4873 | 27908.7526 | 29066.9659
2.5245 | 27837.7536 | 28993.0204
2.5616 | 27759.3495 | 28911.3625
2.5987 | 27682.4763 | 28831.2991
2.6358 | 27584.2212 | 28728.9664
2.6729 | 27475.5095 | 28615.7431
2.7101 | 27364.4752 | 28500.1009
2.7472 | 27277.3849 | 28409.3964
2.7843 | 27246.7544 | 28377.4947
2.8214 | 27208.0002 | 28337.1322
2.8586 | 27141.4483 | 28267.8184
2.8957 | 27034.7883 | 28156.732
2.9328 | 26916.1094 | 28033.1279
2.9699 | 26820.9892 | 27934.0603
3.0071 | 26740.1063 | 27849.8207
3.0442 | 26652.1204 | 27758.1834
3.0813 | 26578.0906 | 27681.0813
3.1184 | 26455.8497 | 27553.7675
3.1556 | 26329.6824 | 27422.3642
3.1927 | 26212.6803 | 27300.5065
3.2298 | 26160.9594 | 27246.6392
3.2669 | 26128.9854 | 27213.3383
3.3041 | 26066.4016 | 27148.1573
3.3412 | 25995.9441 | 27074.7758
3.3783 | 25927.7676 | 27003.7699
3.4154 | 25850.1133 | 26922.893
3.4526 | 25835.6261 | 26907.8045
3.4897 | 25791.4456 | 26861.7906
3.5268 | 25754.6807 | 26823.4999
3.5639 | 25696.4296 | 26762.8314
3.6011 | 25613.1721 | 26676.1187
3.6382 | 25560.1181 | 26620.863
3.6753 | 25519.1454 | 26578.19
3.7124 | 25491.2853 | 26549.1737
3.7496 | 25430.8783 | 26486.2598
3.7867 | 25338.289 | 26389.828
3.8238 | 25275.247 | 26324.1697
3.8609 | 25212.08 | 26258.3813
3.8981 | 25145.8406 | 26189.393
3.9352 | 25090.5474 | 26131.8051
3.9723 | 25011.2788 | 26049.2469
4.0094 | 24912.5967 | 25946.4694
4.0465 | 24793.1054 | 25822.0193
4.0837 | 24678.3842 | 25702.5371
4.1208 | 24583.6285 | 25603.8491
4.1579 | 24496.8091 | 25513.4266
4.195 | 24386.8683 | 25398.9233
4.2322 | 24283.1766 | 25290.9284
4.2693 | 24188.6604 | 25192.4899
4.3064 | 24082.8232 | 25082.2604
4.3435 | 23996.8474 | 24992.7166
4.3807 | 23928.9416 | 24921.9927
4.4178 | 23885.4277 | 24876.673
4.4549 | 23813.1789 | 24801.4258
4.492 | 23713.9656 | 24698.0951
4.5292 | 23641.5917 | 24622.7178
4.5663 | 23547.7005 | 24524.9301
4.6034 | 23427.803 | 24400.0569
4.6405 | 23342.2126 | 24310.9144
4.6777 | 23256.5284 | 24221.6743
4.7148 | 23143.4319 | 24103.8843
4.7519 | 23038.9382 | 23995.0541
4.789 | 22913.5832 | 23864.4969
4.8262 | 22840.522 | 23788.4037
4.8633 | 22791.6444 | 23737.4977
4.9004 | 22757.8165 | 23702.2659
4.9375 | 22734.1953 | 23677.6644
4.9747 | 22675.3193 | 23616.345
5.0118 | 22599.1023 | 23536.9651
5.0489 | 22515.8552 | 23450.2632
5.086 | 22393.7602 | 23323.1012
5.1232 | 22307.5552 | 23233.3188
5.1603 | 22180.2839 | 23100.7657
5.1974 | 22038.14 | 22952.7228
5.2345 | 21922.5752 | 22832.362
5.2717 | 21790.8879 | 22695.2097
5.3088 | 21648.5044 | 22546.9174
5.3459 | 21544.5627 | 22438.6621
5.383 | 21457.2225 | 22347.6973
5.4201 | 21391.2331 | 22278.9693
5.4573 | 21329.7534 | 22214.9381
5.4944 | 21267.3363 | 22149.9307
5.5315 | 21204.9608 | 22084.9667
5.5686 | 21109.2261 | 21985.259
5.6058 | 21032.0093 | 21904.8377
5.6429 | 20983.4234 | 21854.2354
5.68 | 20899.0515 | 21766.3621
5.7171 | 20809.1804 | 21672.7614
5.7543 | 20712.1439 | 21571.6978
5.7914 | 20617.1799 | 21472.7929
5.8285 | 20510.6032 | 21361.7932
5.8656 | 20390.5287 | 21236.7356
5.9028 | 20286.087 | 21127.9597
5.9399 | 20160.7738 | 20997.4459
5.977 | 20067.3408 | 20900.1354
6.0141 | 19992.9881 | 20822.6971
6.0513 | 19906.2728 | 20732.3831
6.0884 | 19836.5131 | 20659.7284
6.1255 | 19735.5501 | 20554.5755
6.1626 | 19642.6171 | 20457.7857
6.1998 | 19559.9324 | 20371.6696
6.2369 | 19456.0636 | 20263.4903
6.274 | 19377.4095 | 20181.572
6.3111 | 19286.0908 | 20086.4636
6.3483 | 19176.8166 | 19972.6545
6.3854 | 19074.6142 | 19866.2107
6.4225 | 18956.4561 | 19743.149
6.4596 | 18845.3176 | 19627.3983
6.4968 | 18690.3112 | 19465.9591
6.5339 | 18581.9535 | 19353.1046
6.571 | 18502.5183 | 19270.3728
6.6081 | 18420.6356 | 19185.0919
6.6452 | 18306.0081 | 19065.7074
6.6824 | 18233.1239 | 18989.7985
6.7195 | 18162.2811 | 18916.0157
6.7566 | 18074.316 | 18824.4001
6.7937 | 17995.4224 | 18742.2324
6.8309 | 17962.2506 | 18707.684
6.868 | 17880.6386 | 18622.6851
6.9051 | 17774.916 | 18512.575
6.9422 | 17657.1536 | 18389.9254
6.9794 | 17564.5851 | 18293.5153
7.0165 | 17442.5942 | 18166.4618
7.0536 | 17318.864 | 18037.5968
7.0907 | 17205.3092 | 17919.3295
7.1279 | 17096.0975 | 17805.5856
7.165 | 16979.6162 | 17684.2702
7.2021 | 16875.1225 | 17575.44
7.2392 | 16771.5349 | 17467.5536
7.2764 | 16684.5071 | 17376.9142
7.3135 | 16602.9785 | 17292.0021
7.3506 | 16513.9303 | 17199.2584
7.3877 | 16435.7865 | 17117.8717
7.4249 | 16367.3704 | 17046.6163
7.462 | 16291.2888 | 16967.3773
7.4991 | 16231.3817 | 16904.9841
7.5362 | 16151.1862 | 16821.4605
7.5734 | 16063.8773 | 16730.5282
7.6105 | 15971.9857 | 16634.8231
7.6476 | 15872.1892 | 16530.8851
7.6847 | 15774.9964 | 16429.6588
7.7219 | 15680.8865 | 16331.6433
7.759 | 15575.0805 | 16221.4463
7.7961 | 15477.2003 | 16119.5041
7.8332 | 15378.5495 | 16016.7593
7.8704 | 15285.6268 | 15919.9803
7.9075 | 15198.6303 | 15829.3735
7.9446 | 15097.7194 | 15724.2747
7.9817 | 15007.3797 | 15630.1859
8.0188 | 14924.7887 | 15544.1675
8.056 | 14818.4828 | 15433.4499
8.0931 | 14730.8927 | 15342.2247
8.1302 | 14651.6554 | 15259.6991
8.1673 | 14561.9093 | 15166.2285
8.2045 | 14467.1016 | 15067.4863
8.2416 | 14389.4369 | 14986.5985
8.2787 | 14327.7801 | 14922.383
8.3158 | 14243.7206 | 14834.835
8.353 | 14153.1518 | 14740.5076
8.3901 | 14083.2463 | 14667.701
8.4272 | 13995.2604 | 14576.0637
8.4643 | 13901.0359 | 14477.9289
8.5015 | 13802.3746 | 14375.1731
8.5386 | 13700.5576 | 14269.1307
8.5757 | 13601.5422 | 14166.0062
8.6128 | 13484.2588 | 14043.8556
8.65 | 12847.66
8.6871 | 12747.74
8.7242 | 12647.53
8.7613 | 12550.86
8.7985 | 12469.64
8.8356 | 12409.1
8.8727 | 12353.53
8.9098 | 12274.14
8.947 | 12200.2
8.9841 | 12113.63
9.0212 | 12017.82
9.0583 | 11925.77
9.0955 | 11853.31
9.1326 | 11763.95
9.1697 | 11663.47
9.2068 | 11572.22
9.2439 | 11494.13
9.2811 | 11437.62
9.3182 | 11383.33
9.3553 | 11335.68
9.3924 | 11291.98
9.4296 | 11223.42
9.4667 | 11152.59
9.5038 | 11098.86
9.5409 | 11025.11
9.5781 | 10958.53
9.6152 | 10894.72
9.6523 | 10815.95
9.6894 | 10743.26
9.7266 | 10663.28
9.7637 | 10591.89
9.8008 | 10520.63
9.8379 | 10441.6
9.8751 | 10389.6
9.9122 | 10320.55
9.9493 | 10233.71
9.9864 | 10175.33
10.0236 | 10114.13
10.0607 | 10048.29
10.0978 | 9981.87
10.1349 | 9925.178
10.1721 | 9859.564
10.2092 | 9782.802
10.2463 | 9700.826
10.2834 | 9632.437
10.3206 | 9558.029
10.3577 | 9480.566
10.3948 | 9419.957
10.4319 | 9351.813
10.469 | 9276.682
10.5062 | 9206.182
10.5433 | 9134.143
10.5804 | 9075.061
10.6175 | 9011.348
10.6547 | 8946.924
10.6918 | 8894.325
10.7289 | 8842.906
10.766 | 8790.4
10.8032 | 8728.636
10.8403 | 8664.597
10.8774 | 8599.251
10.9145 | 8534.723
10.9517 | 8472.444
10.9888 | 8421.688
11.0259 | 8371.563
11.063 | 8303.198
11.1002 | 8233.725
11.1373 | 8178.221
11.1744 | 8118.486
11.2115 | 8064.861
11.2487 | 8021.442
11.2858 | 7964.61
11.3229 | 7889.504
11.36 | 7805.394
11.3972 | 7730.59
11.4343 | 7670.796
11.4714 | 7603.282
11.5085 | 7550.824
11.5457 | 7495.823
11.5828 | 7428.611
11.6199 | 7363.103
11.657 | 7309.875
11.6942 | 7265.558
11.7313 | 7216.726
11.7684 | 7163.429
11.8055 | 7115.251
11.8427 | 7068.495
11.8798 | 7015.641
11.9169 | 6965.363
11.954 | 6927.122
11.9911 | 6882.688
12.0283 | 6828.422
12.0654 | 6774.832
12.1025 | 6729.243
12.1396 | 6690.827
12.1768 | 6638.322
12.2139 | 6588.966
12.251 | 6543.214
12.2881 | 6487.351
12.3253 | 6438.146
12.3624 | 6405.037
12.3995 | 6374.037
12.4366 | 6328.787
12.4738 | 6277.693
12.5109 | 6232.407
12.548 | 6192.754
12.5851 | 6151.667
12.6223 | 6112.213
12.6594 | 6077.202
12.6965 | 6023.135
12.7336 | 5970.945
12.7708 | 5932.61
12.8079 | 5886.706
12.845 | 5833.991
12.8821 | 5787.435
12.9193 | 5751.21
12.9564 | 5709.855
12.9935 | 5659.006
13.0306 | 5620.94
13.0678 | 5579.468
13.1049 | 5523.103
13.142 | 5479.112
13.1791 | 5436.31
13.2163 | 5396.285
13.2534 | 5339.896
13.2905 | 5285.501
13.3276 | 5234.851
13.3648 | 5194.791
13.4019 | 5160.479
13.439 | 5140.093
13.4761 | 5102.236
13.5132 | 5066.572
13.5504 | 5018.01
13.5875 | 4985.553
13.6246 | 4964.852
13.6617 | 4943.917
13.6989 | 4905.909
13.736 | 4866.537
13.7731 | 4825.776
13.8102 | 4794.392
13.8474 | 4763.416
13.8845 | 4733.781
13.9216 | 4688.776
13.9587 | 4642.406
13.9959 | 4595.615
14.033 | 4549.887
14.0701 | 4512.205
14.1072 | 4471.176
14.1444 | 4428.643
14.1815 | 4390.436
14.2186 | 4356.16
14.2557 | 4336.765
14.2928 | 4313.836
14.33 | 4287.491
14.3671 | 4268.131
14.4042 | 4232.793
14.4413 | 4192.593
14.4785 | 4164.544
14.5156 | 4133.907
14.5527 | 4099.152
14.5899 | 4058.497
14.627 | 4021.713
14.6641 | 3992.207
14.7012 | 3952.659
14.7384 | 3920.622
14.7755 | 3893.11
14.8126 | 3848.921
14.8497 | 3813.163
14.8868 | 3788.87
14.924 | 3757.824
14.9611 | 3718.895
14.9982 | 3678.904
15.0353 | 3646.459
15.0725 | 3622.236
15.1096 | 3609.605
15.1467 | 3613.081
15.1838 | 3608.299
15.221 | 3585.417
15.2581 | 3566.699
15.2952 | 3546.313
15.3323 | 3525.203
15.3695 | 3510.579
15.4066 | 3491.405
15.4437 | 3457.304
15.4808 | 3414.176
15.518 | 3375.34
15.5551 | 3344.586
15.5922 | 3317.447
15.6293 | 3299.125
15.6664 | 3283.031
15.7036 | 3253.303
15.7407 | 3214.455
15.7778 | 3179.199
15.8149 | 3150.731
15.8521 | 3123.79
15.8892 | 3100.453
15.9263 | 3084.977
15.9634 | 3069.175
16.0006 | 3039.202
16.0377 | 3010.419
16.0748 | 2990.825
16.1119 | 2983.956
16.1491 | 2977.624
16.1862 | 2963.838
16.2233 | 2947.744
16.2604 | 2919.159
16.2976 | 2889.245
16.3347 | 2874.48
16.3718 | 2865.243
16.4089 | 2856.869
16.4461 | 2832.016
16.4832 | 2798.323
16.5203 | 2774.275
16.5574 | 2748.559
16.5946 | 2727.59
16.6317 | 2703.845
16.6688 | 2675.342
16.7059 | 2646.943
16.7431 | 2619.338
16.7802 | 2596.456
16.8173 | 2587.698
16.8544 | 2565.434
16.8916 | 2542.272
16.9287 | 2528.709
16.9658 | 2520.475
17.0029 | 2515.168
17.0401 | 2507.226
17.0772 | 2485.93
17.1143 | 2466.011
17.1514 | 2435.945
17.1885 | 2405.972
17.2257 | 2390.519
17.2628 | 2372.092
17.2999 | 2342.703
17.3371 | 2314.06
17.3742 | 2290.221
17.4113 | 2277.392
17.4484 | 2266.161
17.4855 | 2251.058
17.5227 | 2243.944
17.5598 | 2228.41
17.5969 | 2213.727
17.634 | 2206.111
17.6712 | 2194.856
17.7083 | 2177.246
17.7454 | 2162.155
17.7825 | 2152.976
17.8197 | 2143.763
17.8568 | 2131.097
17.8939 | 2120.263
17.931 | 2102.617
17.9682 | 2083.479
18.0053 | 2065.111
18.0424 | 2050.241
18.0795 | 2030.24
18.1167 | 2005.305
18.1538 | 1990.435
18.1909 | 1975.472
18.228 | 1956.008
18.2651 | 1938.28
18.3023 | 1923.609
18.3394 | 1906.99
18.3765 | 1890.312
18.4137 | 1878.976
18.4508 | 1859.873
18.4879 | 1846.006
18.525 | 1837.528
18.5621 | 1825.095
18.5993 | 1802.354
18.6364 | 1789.012
18.6735 | 1778.69
18.7107 | 1772.952
18.7478 | 1764.485
18.7849 | 1758.362
18.822 | 1739.679
18.8591 | 1723.305
18.8963 | 1720.984
18.9334 | 1729.603
18.9705 | 1721.287
19.0076 | 1711.782
19.0448 | 1696.294
19.0819 | 1678.684
19.119 | 1660.864
19.1561 | 1649.831
19.1933 | 1638.681
19.2304 | 1618.925
19.2675 | 1597.757
19.3046 | 1582.293
19.3418 | 1572.38
19.3789 | 1566.408
19.416 | 1557.032
19.4531 | 1557.265
19.4903 | 1547.154
19.5274 | 1532.482
19.5645 | 1528.598
19.6016 | 1524.132
19.6388 | 1521.251
19.6759 | 1511.058
19.713 | 1489.517
19.7501 | 1321.88
19.7873 | 1150.195
19.8244 | 986.0219
19.8615 | 825.0553
19.8986 | 655.5751
19.9357 | 486.9464
19.9729 | 318.959
20.01 | 153.7824
20.0471 | 0
20.0843 | 0
20.1214 | 0
20.1585 | 0
20.1956 | 0
20.2327 | 0
20.2699 | 0
20.307 | 0
20.3441 | 0
20.3812 | 0
20.4184 | 0
20.4555 | 0
20.4926 | 0
20.5297 | 0
20.5669 | 0
20.604 | 0
20.6411 | 0
20.6782 | 0
20.7154 | 0
20.7525 | 0
20.7896 | 0
20.8267 | 0
20.8639 | 0
20.901 | 0
20.9381 | 0
20.9752 | 0
21.0124 | 0
21.0495 | 0
21.0866 | 0
21.1237 | 0
21.1608 | 0
21.198 | 0
21.2351 | 0
21.2722 | 0
21.3093 | 0
21.3465 | 0
21.3836 | 0
21.4207 | 0
21.4578 | 0
21.495 | 0
21.5321 | 0
21.5692 | 0
21.6063 | 0
21.6435 | 0
21.6806 | 0
21.7177 | 0
21.7548 | 0
21.792 | 0
21.8291 | 0
21.8662 | 0
21.9033 | 0
21.9405 | 0
21.9776 | 0
22.0147 | 0
22.0518 | 0
22.089 | 0
22.1261 | 0
22.1632 | 0
22.2003 | 0
22.2374 | 0
22.2746 | 0
22.3117 | 0
22.3488 | 0
22.386 | 0
22.4231 | 0
22.4602 | 0
22.4973 | 0
22.5344 | 0
22.5716 | 0
22.6087 | 0
22.6458 | 0
22.683 | 0
22.7201 | 0
22.7572 | 0
22.7943 | 0
22.8314 | 0
22.8686 | 0
22.9057 | 0
22.9428 | 0
22.9799 | 0
23.0171 | 0
23.0542 | 0
23.0913 | 0
23.1284 | 0
23.1656 | 0
23.2027 | 0
23.2398 | 0
23.2769 | 0
23.3141 | 0
23.3512 | 0
23.3883 | 0
23.4254 | 0
23.4626 | 0
23.4997 | 0
23.5368 | 0
23.5739 | 0
23.611 | 0
23.6482 | 0
23.6853 | 0
23.7224 | 0
23.7596 | 0
23.7967 | 0
23.8338 | 0
23.8709 | 0
23.908 | 0
23.9452 | 0
23.9823 | 0
24.0194 | 0
24.0566 | 0
24.0937 | 0
24.1308 | 0
24.1679 | 0
24.205 | 0
24.2422 | 0
24.2793 | 0
24.3164 | 0
24.3535 | 0
24.3907 | 0
24.4278 | 0
24.4649 | 0
24.502 | 0
24.5392 | 0
24.5763 | 0
24.6134 | 0
24.6505 | 0
24.6877 | 0
24.7248 | 0
24.7619 | 0
24.799 | 0
24.8361 | 0
24.8733 | 0
24.9104 | 0
24.9475 | 0
24.9846 | 0
25.0218 | 0
25.0589 | 0
25.096 | 0
25.1332 | 0
25.1703 | 0
25.2074 | 0
25.2445 | 0
25.2816 | 0
25.3188 | 0
25.3559 | 0
25.393 | 0
25.4301 | 0
25.4673 | 0
25.5044 | 0
25.5415 | 0
25.5786 | 0
25.6158 | 0
25.6529 | 0
25.69 | 0
25.7271 | 0
25.7643 | 0
25.8014 | 0
25.8385 | 0

## MR
Desire
D40 Lustr 1-Piece Optic | 2015-05-14
Diffuser | Beam Angle | Field Angle
Medium Round | 28.8 | 54
Row Mult
Mode | Candela | Field Lumens | Beam Lumens | Power Consump | Efficacy (lpw)
Boost Full | 12609.307 | 2941.0955 | 1528.4346 | 102.7 | 28.6377 | 1 | 1 | 1 | 1 | 1 | 1
Regulated Full | 11327 | 2642 | 1373 | 93.3 | 28.3173 | 0.8983 | 0.8983 | 0.8983
Regulated 3200K | 8185.1054 | 1909.1594 | 992.1559 | 57.2 | 33.3769 | 0.64913 | 0.64913 | 0.64913
Regulated 5600K | 7102.1536 | 1656.5631 | 860.8861 | 54.5 | 30.3957 | 0.56325 | 0.56325 | 0.56325
[6 empty] | 0 | 0 | 0
[6 empty] | 0 | 0 | 0
[6 empty] | 0 | 0 | 0
| For Field diameter at any distance, multiply distance by |  |  |  | 1.0191
| For Beam diameter at any distance, multiply distance by |  |  |  | 0.51351
Dist for 1.0 fc
| Throw Distance (ft) | 10 | 15 | 20 | 30 | 106.4284
| Throw Distance (m) | 3.048 | 4.572 | 6.096 | 9.144 | 32.4394
| Field Diameter (ft) | 10.1905 | 15.2858 | 20.381 | 30.5715
| Field Diameter (m) | 3.1061 | 4.6591 | 6.2121 | 9.3182
| Illuminance (fc) | 113.27 | 50.3422 | 28.3175 | 12.5856
| Illuminance (lux) | 1219.227 | 541.8786 | 304.8067 | 135.4697
Test Distance | Iso-Illuminance Diagram grid lines
67.8 | 0 | 12.5 | 25 | 37.5
| 0 | 0.18437 | 0.36873 | 0.5531
Measurement: MR - Intensity
Degrees | (Cd)
-40.9603 | 0 | 0
-40.9015 | 0 | 0
-40.8428 | 0 | 0
-40.784 | 0 | 0
-40.7252 | 0 | 0
-40.6664 | 0 | 0
-40.6077 | 0 | 0
-40.5489 | 0 | 0
-40.4901 | 0 | 0
-40.4314 | 0 | 0
-40.3726 | 0 | 0
-40.3139 | 0 | 0
-40.2551 | 0 | 0
-40.1963 | 0 | 0
-40.1375 | 0 | 0
-40.0788 | 0 | 0
-40.02 | 0 | 0
-39.9612 | 0 | 0
-39.9025 | 0 | 0
-39.8437 | 0 | 0
-39.785 | 0 | 0
-39.7262 | 0 | 0
-39.6674 | 0 | 0
-39.6086 | 0 | 0
-39.5499 | 0 | 0
-39.4911 | 0 | 0
-39.4323 | 0 | 0
-39.3736 | 0 | 0
-39.3148 | 0 | 0
-39.2561 | 0 | 0
-39.1973 | 0 | 0
-39.1385 | 0 | 0
-39.0797 | 0 | 0
-39.021 | 0 | 0
-38.9622 | 0 | 0
-38.9035 | 0 | 0
-38.8447 | 0 | 0
-38.7859 | 0 | 0
-38.7272 | 0 | 0
-38.6684 | 0 | 0
-38.6096 | 0 | 0
-38.5509 | 0 | 0
-38.4921 | 0 | 0
-38.4333 | 0 | 0
-38.3746 | 0 | 0
-38.3158 | 0 | 0
-38.257 | 0 | 0
-38.1983 | 0 | 0
-38.1395 | 0 | 0
-38.0807 | 0 | 0
-38.022 | 0 | 0
-37.9632 | 0 | 0
-37.9044 | 0 | 0
-37.8457 | 0 | 0
-37.7869 | 0 | 0
-37.7281 | 0 | 0
-37.6694 | 0 | 0
-37.6106 | 54.9549 | 57.2355
-37.5518 | 109.5005 | 114.0448
-37.4931 | 165.5561 | 172.4267
-37.4343 | 220.2993 | 229.4418
-37.3755 | 277.3146 | 288.8231
-37.3168 | 276.8349 | 288.3235
-37.258 | 275.0424 | 286.4567
-37.1992 | 268.6494 | 279.7984
-37.1405 | 272.4458 | 283.7523
-37.0817 | 270.4559 | 281.6798
-37.0229 | 263.5547 | 274.4922
-36.9642 | 270.0324 | 281.2388
-36.9054 | 281.0403 | 292.7035
-36.8466 | 279.0364 | 290.6164
-36.7879 | 284.9496 | 296.775
-36.7291 | 295.3648 | 307.6225
-36.6703 | 297.5241 | 309.8713
-36.6116 | 296.7478 | 309.0629
-36.5528 | 299.3728 | 311.7968
-36.494 | 300.2901 | 312.7521
-36.4353 | 302.2377 | 314.7805
-36.3765 | 294.885 | 307.1227
-36.3177 | 295.0402 | 307.2843
-36.259 | 295.1955 | 307.4461
-36.2002 | 293.0785 | 305.2413
-36.1414 | 297.8486 | 310.2093
-36.0827 | 306.7819 | 319.5134
-36.0239 | 310.5219 | 323.4085
-35.9651 | 312.9634 | 325.9513
-35.9064 | 324.9309 | 338.4156
-35.8476 | 321.9955 | 335.3583
-35.7888 | 328.4591 | 342.0902
-35.7301 | 331.9308 | 345.706
-35.6713 | 338.1968 | 352.232
-35.6125 | 329.2776 | 342.9426
-35.5538 | 336.9691 | 350.9533
-35.495 | 334.9933 | 348.8955
-35.4362 | 333.9348 | 347.7931
-35.3775 | 330.7595 | 344.486
-35.3187 | 337.2512 | 351.2472
-35.2599 | 330.83 | 344.5594
-35.2012 | 331.7473 | 345.5148
-35.1424 | 337.5759 | 351.5853
-35.0836 | 347.4689 | 361.8888
-35.0249 | 348.612 | 363.0794
-34.9661 | 358.9143 | 373.8093
-34.9073 | 369.6399 | 384.98
-34.8486 | 371.4746 | 386.8908
-34.7898 | 368.8356 | 384.1422
-34.731 | 375.2003 | 390.7711
-34.6723 | 378.5591 | 394.2693
-34.6135 | 376.7104 | 392.3439
-34.5547 | 383.7385 | 399.6636
-34.496 | 387.0973 | 403.1619
-34.4372 | 387.055 | 403.1178
-34.3784 | 392.0368 | 408.3064
-34.3197 | 395.1416 | 411.5399
-34.2609 | 395.7767 | 412.2014
-34.2021 | 402.071 | 418.7569
-34.1434 | 407.3209 | 424.2247
-34.0846 | 411.4277 | 428.502
-34.0258 | 411.7381 | 428.8252
-33.9671 | 412.9094 | 430.0452
-33.9083 | 409.7059 | 426.7087
-33.8495 | 409.6354 | 426.6353
-33.7908 | 408.5769 | 425.5329
-33.732 | 413.347 | 430.5009
-33.6732 | 411.343 | 428.4138
-33.6145 | 413.9539 | 431.1329
-33.5557 | 415.3933 | 432.6321
-33.4969 | 414.0385 | 431.2211
-33.4382 | 416.7623 | 434.0579
-33.3794 | 425.117 | 442.7593
-33.3206 | 431.2842 | 449.1825
-33.2619 | 439.766 | 458.0163
-33.2031 | 451.7477 | 470.4952
-33.1443 | 452.0017 | 470.7598
-33.0856 | 455.1629 | 474.0522
-33.0268 | 460.3847 | 479.4906
-32.968 | 467.5115 | 486.9133
-32.9093 | 466.8906 | 486.2666
-32.8505 | 473.7917 | 493.454
-32.7917 | 476.3178 | 496.085
-32.733 | 476.7694 | 496.5554
-32.6742 | 472.7614 | 492.381
-32.6154 | 470.5317 | 490.0587
-32.5567 | 475.076 | 494.7916
-32.4979 | 480.0578 | 499.9802
-32.4391 | 489.6967 | 510.0192
-32.3804 | 496.1603 | 516.7509
-32.3216 | 503.7247 | 524.6293
-32.2628 | 506.2933 | 527.3044
-32.2041 | 509.5815 | 530.7291
-32.1453 | 508.2267 | 529.3181
-32.0865 | 507.7045 | 528.7742
-32.0278 | 509.0029 | 530.1265
-31.969 | 519.7285 | 541.2972
-31.9102 | 518.2608 | 539.7686
-31.8515 | 526.7426 | 548.6024
-31.7927 | 534.1093 | 556.2749
-31.7339 | 542.8875 | 565.4173
-31.6752 | 539.3451 | 561.728
-31.6164 | 550.6777 | 573.5308
-31.5576 | 554.5587 | 577.5728
-31.4989 | 560.0909 | 583.3347
-31.4401 | 566.3851 | 589.8901
-31.3813 | 567.9658 | 591.5364
-31.3226 | 572.6371 | 596.4016
-31.2638 | 574.8246 | 598.6798
-31.205 | 578.2539 | 602.2515
-31.1463 | 578.9173 | 602.9423
-31.0875 | 583.8002 | 608.0279
-31.0287 | 581.4999 | 605.6321
-30.97 | 582.2902 | 606.4552
-30.9112 | 586.397 | 610.7325
-30.8524 | 588.4151 | 612.8343
-30.7937 | 594.3142 | 618.9782
-30.7349 | 600.2556 | 625.1662
-30.6761 | 607.9752 | 633.2062
-30.6174 | 619.1102 | 644.8033
-30.5586 | 631.7834 | 658.0024
-30.4998 | 640.745 | 667.3359
-30.4411 | 653.1783 | 680.2852
-30.3823 | 657.0734 | 684.3419
-30.3235 | 659.1903 | 686.5467
-30.2648 | 657.6661 | 684.9593
-30.206 | 657.3416 | 684.6213
-30.1472 | 657.5109 | 684.7976
-30.0885 | 660.7285 | 688.1488
-30.0297 | 663.5511 | 691.0885
-29.9709 | 679.936 | 708.1533
-29.9122 | 691.5084 | 720.206
-29.8534 | 707.5122 | 736.874
-29.7946 | 722.8668 | 752.8658
-29.7359 | 727.3405 | 757.5251
-29.6771 | 725.3647 | 755.4673
-29.6183 | 730.2337 | 760.5384
-29.5596 | 728.0885 | 758.3042
-29.5008 | 730.2619 | 760.5678
-29.442 | 739.04 | 769.7101
-29.3833 | 745.0379 | 775.9569
-29.3245 | 751.1487 | 782.3213
-29.2657 | 757.8663 | 789.3178
-29.207 | 761.0134 | 792.5955
-29.1482 | 767.6323 | 799.489
-29.0894 | 780.7289 | 813.1292
-29.0307 | 790.1562 | 822.9476
-28.9719 | 791.3981 | 824.2412
-28.9131 | 807.6842 | 841.2031
-28.8544 | 814.9522 | 848.7727
-28.7956 | 814.1195 | 847.9055
-28.7368 | 819.7364 | 853.7555
-28.6781 | 838.7885 | 873.5982
-28.6193 | 839.466 | 874.3038
-28.5605 | 844.3631 | 879.4042
-28.5018 | 851.6734 | 887.0178
-28.443 | 857.6432 | 893.2354
-28.3842 | 856.7117 | 892.2652
-28.3255 | 865.1793 | 901.0842
-28.2667 | 884.8665 | 921.5885
-28.2079 | 893.8281 | 930.922
-28.1492 | 899.5155 | 936.8454
-28.0904 | 911.8077 | 949.6478
-28.0316 | 923.3236 | 961.6415
-27.9729 | 920.854 | 959.0694
-27.9141 | 918.8499 | 956.9822
-27.8553 | 923.7894 | 962.1266
-27.7966 | 926.2168 | 964.6548
-27.7378 | 926.3579 | 964.8018
-27.679 | 934.4021 | 973.1798
-27.6203 | 956.2768 | 995.9622
-27.5615 | 969.2887 | 1009.5142
-27.5027 | 980.9318 | 1021.6404
-27.444 | 994.5504 | 1035.8243
-27.3852 | 1005.4031 | 1047.1273
-27.3265 | 1012.3608 | 1054.3738
-27.2677 | 1019.7698 | 1062.0903
-27.2089 | 1022.9875 | 1065.4415
-27.1502 | 1029.4088 | 1072.1293
-27.0914 | 1034.941 | 1077.8911
-27.0326 | 1045.5535 | 1088.944
-26.9738 | 1055.7852 | 1099.6003
-26.9151 | 1072.495 | 1117.0036
-26.8563 | 1080.3552 | 1125.19
-26.7976 | 1089.4861 | 1134.6997
-26.7388 | 1098.8294 | 1144.4308
-26.68 | 1108.6945 | 1154.7053
-26.6212 | 1119.1095 | 1165.5525
-26.5625 | 1132.926 | 1179.9424
-26.5037 | 1141.5621 | 1188.9369
-26.4449 | 1145.0064 | 1192.5241
-26.3862 | 1150.595 | 1198.3447
-26.3274 | 1153.1207 | 1200.9752
-26.2687 | 1156.0275 | 1204.0026
-26.2099 | 1166.1613 | 1214.557
-26.1511 | 1178.3114 | 1227.2114
-26.0923 | 1191.6905 | 1241.1457
-26.0336 | 1205.7466 | 1255.7851
-25.9748 | 1227.9743 | 1278.9353
-25.916 | 1248.1419 | 1299.9398
-25.8573 | 1262.0991 | 1314.4762
-25.7985 | 1277.5664 | 1330.5854
-25.7398 | 1296.6331 | 1350.4434
-25.681 | 1310.8309 | 1365.2303
-25.6222 | 1320.6105 | 1375.4159
-25.5634 | 1329.7414 | 1384.9256
-25.5047 | 1337.362 | 1392.8626
-25.4459 | 1344.0943 | 1399.8742
-25.3871 | 1350.3172 | 1406.3554
-25.3284 | 1358.9825 | 1415.3803
-25.2696 | 1373.0678 | 1430.0501
-25.2109 | 1386.6156 | 1444.1602
-25.1521 | 1394.3779 | 1452.2446
-25.0933 | 1401.3351 | 1459.4905
-25.0345 | 1412.8229 | 1471.455
-24.9758 | 1429.1796 | 1488.4906
-24.917 | 1445.9738 | 1505.9817
-24.8583 | 1459.0415 | 1519.5917
-24.7995 | 1474.7348 | 1535.9363
-24.7407 | 1491.6561 | 1553.5598
-24.682 | 1499.1507 | 1561.3655
-24.6232 | 1500.7869 | 1563.0696
-24.5644 | 1509.071 | 1571.6975
-24.5056 | 1519.8672 | 1582.9417
-24.4469 | 1529.0407 | 1592.4959
-24.3881 | 1544.3529 | 1608.4435
-24.3294 | 1567.7522 | 1632.814
-24.2706 | 1592.8441 | 1658.9471
-24.2118 | 1609.2998 | 1676.0857
-24.1531 | 1618.5014 | 1685.6692
-24.0943 | 1629.3965 | 1697.0165
-24.0355 | 1640.3479 | 1708.4224
-23.9767 | 1650.2828 | 1718.7695
-23.918 | 1662.1236 | 1731.1017
-23.8592 | 1675.7985 | 1745.3441
-23.8005 | 1687.3716 | 1757.3976
-23.7417 | 1694.4705 | 1764.791
-23.6829 | 1704.8574 | 1775.609
-23.6242 | 1722.2442 | 1793.7173
-23.5654 | 1751.1042 | 1823.775
-23.5066 | 1771.906 | 1845.4401
-23.4478 | 1794.6284 | 1869.1055
-23.3891 | 1814.5836 | 1889.8888
-23.3303 | 1834.2138 | 1910.3336
-23.2716 | 1831.9985 | 1908.0264
-23.2128 | 1842.4843 | 1918.9474
-23.154 | 1857.2882 | 1934.3657
-23.0953 | 1873.772 | 1951.5336
-23.0365 | 1880.1085 | 1958.133
-22.9777 | 1902.0394 | 1980.974
-22.9189 | 1926.0168 | 2005.9465
-22.8602 | 1945.0835 | 2025.8045
-22.8014 | 1943.8983 | 2024.5701
-22.7427 | 1952.6479 | 2033.6828
-22.6839 | 1964.996 | 2046.5433
-22.6251 | 1979.1093 | 2061.2424
-22.5663 | 1999.9112 | 2082.9075
-22.5076 | 2045.9049 | 2130.8099
-22.4488 | 2083.9946 | 2170.4804
-22.39 | 2105.5026 | 2192.881
-22.3313 | 2119.0932 | 2207.0355
-22.2725 | 2135.4354 | 2224.0559
-22.2138 | 2146.5846 | 2235.6679
-22.155 | 2160.7542 | 2250.4255
-22.0962 | 2186.8063 | 2277.5588
-22.0375 | 2211.1649 | 2302.9283
-21.9787 | 2228.4663 | 2320.9477
-21.9199 | 2243.8774 | 2336.9983
-21.8612 | 2254.4621 | 2348.0223
-21.8024 | 2266.3165 | 2360.3686
-21.7436 | 2277.4658 | 2371.9806
-21.6849 | 2282.6878 | 2377.4194
-21.6261 | 2285.6936 | 2380.5499
-21.5673 | 2300.2298 | 2395.6894
-21.5086 | 2308.0619 | 2403.8465
-21.4498 | 2328.1587 | 2424.7773
-21.391 | 2348.1138 | 2445.5605
-21.3323 | 2377.5674 | 2476.2365
-21.2735 | 2401.121 | 2500.7675
-21.2147 | 2435.1187 | 2536.1761
-21.156 | 2468.0863 | 2570.5119
-21.0972 | 2508.1382 | 2612.226
-21.0384 | 2538.5646 | 2643.915
-20.9797 | 2567.0017 | 2673.5323
-20.9209 | 2590.4011 | 2697.9027
-20.8621 | 2607.7733 | 2715.9959
-20.8034 | 2624.455 | 2733.3699
-20.7446 | 2640.8118 | 2750.4055
-20.6858 | 2649.0532 | 2758.9889
-20.6271 | 2670.7872 | 2781.6249
-20.5683 | 2682.8248 | 2794.1621
-20.5095 | 2700.4241 | 2812.4917
-20.4508 | 2726.2637 | 2839.4037
-20.392 | 2756.5641 | 2870.9615
-20.3332 | 2768.7996 | 2883.7048
-20.2745 | 2785.6074 | 2901.2101
-20.2157 | 2796.3338 | 2912.3816
-20.1569 | 2807.5528 | 2924.0662
-20.0982 | 2824.0366 | 2941.2341
-20.0394 | 2842.0025 | 2959.9456
-19.9806 | 2870.3407 | 2989.4598
-19.9219 | 2906.9494 | 3027.5878
-19.8631 | 2939.3515 | 3061.3346
-19.8043 | 2980.8855 | 3104.5922
-19.7456 | 3017.7192 | 3142.9545
-19.6868 | 3039.8052 | 3165.9571
-19.628 | 3052.2386 | 3178.9066
-19.5693 | 3064.6867 | 3191.8712
-19.5105 | 3075.285 | 3202.9093
-19.4517 | 3097.597 | 3226.1473
-19.393 | 3124.4823 | 3254.1483
-19.3342 | 3152.1008 | 3282.913
-19.2754 | 3176.3886 | 3308.2087
-19.2167 | 3193.2817 | 3325.8029
-19.1579 | 3207.0701 | 3340.1635
-19.0991 | 3216.4405 | 3349.9228
-19.0404 | 3248.8291 | 3383.6555
-18.9816 | 3279.9616 | 3416.08
-18.9228 | 3313.55 | 3451.0623
-18.8641 | 3338.5574 | 3477.1075
-18.8053 | 3379.1738 | 3519.4095
-18.7465 | 3395.4035 | 3536.3128
-18.6878 | 3416.1773 | 3557.9486
-18.629 | 3437.9259 | 3580.5998
-18.5702 | 3470.7373 | 3614.7729
-18.5115 | 3501.7292 | 3647.051
-18.4527 | 3536.2341 | 3682.9878
-18.3939 | 3557.8838 | 3705.5359
-18.3352 | 3570.1047 | 3718.2641
-18.2764 | 3586.9979 | 3735.8583
-18.2176 | 3590.6806 | 3739.6939
-18.1589 | 3602.2256 | 3751.718
-18.1001 | 3623.3525 | 3773.7216
-18.0413 | 3652.2968 | 3803.8671
-17.9826 | 3673.5653 | 3826.0182
-17.9238 | 3704.7676 | 3858.5154
-17.865 | 3727.617 | 3882.3131
-17.8063 | 3751.834 | 3907.5351
-17.7475 | 3781.4282 | 3938.3575
-17.6887 | 3802.329 | 3960.1257
-17.63 | 3836.6944 | 3995.9172
-17.5712 | 3859.7396 | 4019.9188
-17.5124 | 3884.6346 | 4045.8469
-17.4537 | 3899.0292 | 4060.8389
-17.3949 | 3920.7913 | 4083.5042
-17.3361 | 3931.7989 | 4094.9686
-17.2774 | 3959.1633 | 4123.4686
-17.2186 | 3993.3308 | 4159.054
-17.1598 | 4044.6309 | 4212.4831
-17.1011 | 4096.2685 | 4266.2636
-17.0423 | 4129.434 | 4300.8055
-16.9835 | 4151.3794 | 4323.6617
-16.9248 | 4168.5819 | 4341.578
-16.866 | 4175.5401 | 4348.8251
-16.8072 | 4182.4692 | 4356.0417
-16.7485 | 4205.3458 | 4379.8676
-16.6897 | 4240.1621 | 4416.1288
-16.6309 | 4278.5768 | 4456.1377
-16.5722 | 4319.4609 | 4498.7185
-16.5134 | 4358.5536 | 4539.4335
-16.4546 | 4405.7741 | 4588.6138
-16.3959 | 4451.4002 | 4636.1333
-16.3371 | 4478.2292 | 4664.0757
-16.2783 | 4488.8275 | 4675.1138
-16.2196 | 4492.9487 | 4679.4061
-16.1608 | 4501.2891 | 4688.0925
-16.102 | 4526.0434 | 4713.8742
-16.0433 | 4556.0043 | 4745.0784
-15.9845 | 4600.6002 | 4791.5252
-15.9257 | 4656.6704 | 4849.9223
-15.867 | 4707.1936 | 4902.5421
-15.8082 | 4728.9839 | 4925.2367
-15.7494 | 4757.5751 | 4955.0145
-15.6907 | 4787.9182 | 4986.6168
-15.6319 | 4812.1362 | 5011.8398
-15.5731 | 4817.0042 | 5016.9098
-15.5144 | 4832.0913 | 5032.6231
-15.4556 | 4859.2016 | 5060.8584
-15.3968 | 4879.1151 | 5081.5983
-15.3381 | 4886.693 | 5089.4908
-15.2793 | 4922.2998 | 5126.5752
-15.2205 | 4955.9298 | 5161.6009
-15.1618 | 4973.9947 | 5180.4154
-15.103 | 5003.1087 | 5210.7378
-15.0442 | 5063.5251 | 5273.6614
-14.9855 | 5107.3598 | 5319.3152
-14.9267 | 5143.4738 | 5356.9279
-14.8679 | 5199.9387 | 5415.7362
-14.8092 | 5248.684 | 5466.5044
-14.7504 | 5263.7139 | 5482.158
-14.6916 | 5278.4053 | 5497.4591
-14.6329 | 5319.4446 | 5540.2015
-14.5741 | 5350.7187 | 5572.7736
-14.5153 | 5362.3054 | 5584.8411
-14.4566 | 5390.3895 | 5614.0906
-14.3978 | 5433.6586 | 5659.1554
-14.339 | 5465.1025 | 5691.9043
-14.2803 | 5489.5028 | 5717.3172
-14.2215 | 5532.8011 | 5762.4123
-14.1627 | 5579.4571 | 5811.0046
-14.104 | 5602.9263 | 5835.4477
-14.0452 | 5605.453 | 5838.0793
-13.9864 | 5622.1201 | 5855.4381
-13.9277 | 5658.7705 | 5893.6095
-13.8689 | 5669.9906 | 5905.2952
-13.8101 | 5693.968 | 5930.2677
-13.7514 | 5749.3185 | 5987.9152
-13.6926 | 5794.1967 | 6034.6559
-13.6338 | 5815.5485 | 6056.8938
-13.5751 | 5875.2879 | 6119.1124
-13.5163 | 5902.0597 | 6146.9952
-13.4575 | 5931.0051 | 6177.1418
-13.3988 | 5950.7915 | 6197.7493
-13.34 | 5970.3935 | 6218.1649
-13.2812 | 5976.1228 | 6224.1319
-13.2225 | 6008.0042 | 6257.3364
-13.1637 | 6022.1592 | 6272.0788
-13.1049 | 6059.12 | 6310.5734
-13.0462 | 6097.6898 | 6350.744
-12.9874 | 6145.7717 | 6400.8213
-12.9286 | 6191.7092 | 6448.6651
-12.8699 | 6232.085 | 6490.7165
-12.8111 | 6253.1275 | 6512.6323
-12.7523 | 6276.455 | 6536.9279
-12.6936 | 6299.3753 | 6560.7993
-12.6348 | 6331.2139 | 6593.9593
-12.576 | 6371.2221 | 6635.6278
-12.5173 | 6405.0792 | 6670.89
-12.4585 | 6436.3107 | 6703.4175
-12.3997 | 6467.0474 | 6735.4299
-12.341 | 6502.2303 | 6772.0729
-12.2822 | 6532.1495 | 6803.2337
-12.2234 | 6558.8088 | 6830.9993
-12.1647 | 6587.0907 | 6860.455
-12.1059 | 6609.6569 | 6883.9576
-12.0471 | 6620.5374 | 6895.2897
-11.9884 | 6636.8098 | 6912.2374
-11.9296 | 6672.0771 | 6948.9683
-11.8708 | 6706.9215 | 6985.2588
-11.8121 | 6739.1695 | 7018.845
-11.7533 | 6779.8984 | 7061.2642
-11.6945 | 6823.7466 | 7106.9321
-11.6358 | 6866.0138 | 7150.9533
-11.577 | 6912.4876 | 7199.3558
-11.5182 | 6950.2951 | 7238.7323
-11.4595 | 6959.5946 | 7248.4178
-11.4007 | 6956.7024 | 7245.4055
-11.3419 | 6961.6839 | 7250.5937
-11.2832 | 6961.3735 | 7250.2705
-11.2244 | 6976.4034 | 7265.9241
-11.1656 | 7016.0887 | 7307.2564
-11.1069 | 7056.0979 | 7348.926
-11.0481 | 7082.1927 | 7376.1037
-10.9893 | 7118.3067 | 7413.7165
-10.9306 | 7137.9796 | 7434.2058
-10.8718 | 7157.2161 | 7454.2406
-10.8131 | 7187.7977 | 7486.0913
-10.7543 | 7228.1746 | 7528.1438
-10.6955 | 7269.0441 | 7570.7094
-10.6367 | 7324.38 | 7628.3418
-10.578 | 7377.5423 | 7683.7103
-10.5192 | 7428.7154 | 7737.0071
-10.4604 | 7470.5035 | 7780.5294
-10.4017 | 7504.698 | 7816.143
-10.3429 | 7540.8839 | 7853.8306
-10.2842 | 7579.284 | 7893.8243
-10.2254 | 7590.955 | 7905.9797
-10.1666 | 7635.424 | 7952.2941
-10.1078 | 7659.5284 | 7977.3989
-10.0491 | 7679.7669 | 7998.4772
-9.9903 | 7701.1051 | 8020.701
-9.9315 | 7740.5926 | 8061.8271
-9.8728 | 7747.6487 | 8069.1761
-9.814 | 7777.4408 | 8100.2046
-9.7552 | 7804.0147 | 8127.8813
-9.6965 | 7823.5189 | 8148.1949
-9.6377 | 7843.8833 | 8169.4045
-9.5789 | 7869.0741 | 8195.6407
-9.5202 | 7901.1106 | 8229.0067
-9.4614 | 7935.1781 | 8264.488
-9.4026 | 7961.978 | 8292.4
-9.3439 | 8007.1822 | 8339.4802
-9.2851 | 8054.7131 | 8388.9837
-9.2263 | 8093.5371 | 8429.4189
-9.1676 | 8126.5037 | 8463.7536
-9.1088 | 8160.7555 | 8499.4269
-9.05 | 8182.1792 | 8521.7396
-8.9913 | 8201.6823 | 8542.0521
-8.9325 | 8213.0857 | 8553.9288
-8.8737 | 8231.7285 | 8573.3453
-8.815 | 8266.6292 | 8609.6943
-8.7562 | 8299.6104 | 8644.0442
-8.6974 | 8334.2153 | 8680.0852
-8.6387 | 8379.4039 | 8727.1491
-8.5799 | 8423.4635 | 8773.0372
-8.5212 | 8464.5038 | 8815.7807
-8.4624 | 8499.8419 | 8852.5853
-8.4036 | 8516.8756 | 8870.326
-8.3449 | 8528.5748 | 8882.5106
-8.2861 | 8537.1838 | 8891.477
-8.2273 | 8541.5592 | 8896.0339
-8.1685 | 8549.6454 | 8904.4557
-8.1098 | 8569.7984 | 8925.445
-8.051 | 8598.348 | 8955.1794
-7.9923 | 8641.4484 | 9000.0685
-7.9335 | 8676.6448 | 9036.7256
-7.8747 | 8703.0083 | 9064.1832
-7.816 | 8732.7859 | 9095.1965
-7.7572 | 8766.6992 | 9130.5172
-7.6984 | 8794.2896 | 9159.2526
-7.6397 | 8825.6335 | 9191.8973
-7.5809 | 8853.3228 | 9220.7357
-7.5221 | 8873.504 | 9241.7544
-7.4634 | 8893.6435 | 9262.7297
-7.4046 | 8920.9797 | 9291.2004
-7.3458 | 8951.8862 | 9323.3895
-7.2871 | 8977.6831 | 9350.257
-7.2283 | 9024.4527 | 9398.9675
-7.1695 | 9057.7599 | 9433.6569
-7.1108 | 9082.5268 | 9459.4516
-7.052 | 9112.9959 | 9491.1852
-6.9932 | 9154.3882 | 9534.2953
-6.9345 | 9159.7946 | 9539.9261
-6.8757 | 9168.7276 | 9549.2298
-6.8169 | 9167.3163 | 9547.76
-6.7582 | 9163.0826 | 9543.3506
-6.6994 | 9180.8496 | 9561.8548
-6.6406 | 9226.1809 | 9609.0674
-6.5819 | 9259.613 | 9643.887
-6.5231 | 9290.3789 | 9675.9297
-6.4643 | 9319.042 | 9705.7823
-6.4056 | 9324.1371 | 9711.0888
-6.3468 | 9313.5658 | 9700.0788
-6.288 | 9320.7355 | 9707.5461
-6.2293 | 9354.2958 | 9742.4991
-6.1705 | 9391.4534 | 9781.1987
-6.1117 | 9412.6937 | 9803.3205
-6.053 | 9434.1882 | 9825.707
-5.9942 | 9464.0074 | 9856.7637
-5.9354 | 9493.2069 | 9887.175
-5.8767 | 9518.6091 | 9913.6313
-5.8179 | 9545.3808 | 9941.5141
-5.7591 | 9572.2796 | 9969.5293
-5.7004 | 9596.681 | 9994.9432
-5.6416 | 9616.8621 | 10015.9619
-5.5828 | 9643.9588 | 10044.1831
-5.5241 | 9691.5324 | 10093.731
-5.4653 | 9734.7453 | 10138.7372
-5.4065 | 9763.7188 | 10168.9131
-5.3478 | 9772.9632 | 10178.5411
-5.289 | 9764.7353 | 10169.9718
-5.2302 | 9755.3639 | 10160.2115
-5.1715 | 9773.6828 | 10179.2907
-5.1127 | 9805.3517 | 10212.2738
-5.0539 | 9824.1362 | 10231.8379
-4.9952 | 9839.49 | 10247.8288
-4.9364 | 9864.7516 | 10274.1388
-4.8776 | 9889.7736 | 10300.1992
-4.8189 | 9903.2652 | 10314.2507
-4.7601 | 9931.618 | 10343.7801
-4.7013 | 9985.7114 | 10400.1184
-4.6426 | 10023.4491 | 10439.4223
-4.5838 | 10024.7052 | 10440.7304
-4.525 | 10018.8488 | 10434.631
-4.4663 | 10034.8942 | 10451.3423
-4.4075 | 10048.4139 | 10465.423
-4.3487 | 10089.1584 | 10507.8585
-4.29 | 10141.0782 | 10561.933
-4.2312 | 10181.779 | 10604.3228
-4.1724 | 10200.8176 | 10624.1515
-4.1137 | 10228.1257 | 10652.593
-4.0549 | 10247.4039 | 10672.6712
-3.9961 | 10260.6268 | 10686.4428
-3.9374 | 10267.9944 | 10694.1161
-3.8786 | 10268.6859 | 10694.8364
-3.8198 | 10266.329 | 10692.3817
-3.7611 | 10233.6863 | 10658.3843
-3.7023 | 10217.3858 | 10641.4073
-3.6435 | 10232.9239 | 10657.5903
-3.5848 | 10252.4843 | 10677.9624
-3.526 | 10238.823 | 10663.7341
-3.4672 | 10233.1781 | 10657.8549
-3.4085 | 10234.9278 | 10659.6773
-3.3497 | 10238.1179 | 10662.9998
-3.2909 | 10269.6316 | 10695.8213
-3.2322 | 10330.8801 | 10759.6117
-3.1734 | 10388.6011 | 10819.728
-3.1146 | 10404.6048 | 10836.3959
-3.0559 | 10413.9189 | 10846.0966
-2.9971 | 10410.6028 | 10842.6428
-2.9383 | 10403.5737 | 10835.322
-2.8796 | 10423.8215 | 10856.4101
-2.8208 | 10490.3942 | 10925.7455
-2.762 | 10539.7717 | 10977.1722
-2.7033 | 10550.1034 | 10987.9327
-2.6445 | 10545.2292 | 10982.8562
-2.5857 | 10533.8352 | 10970.9893
-2.527 | 10516.7858 | 10953.2324
-2.4682 | 10523.1077 | 10959.8167
-2.4094 | 10560.6329 | 10998.8992
-2.3507 | 10584.6812 | 11023.9454
-2.2919 | 10610.7499 | 11051.096
-2.2331 | 10628.3929 | 11069.4712
-2.1744 | 10622.7063 | 11063.5487
-2.1156 | 10627.4035 | 11068.4408
-2.0568 | 10672.1776 | 11115.073
-1.9981 | 10712.6815 | 11157.2578
-1.9393 | 10741.7394 | 11187.5216
-1.8805 | 10781.2331 | 11228.6542
-1.8218 | 10817.2169 | 11266.1314
-1.763 | 10806.177 | 11254.6333
-1.7042 | 10804.4481 | 11252.8327
-1.6455 | 10828.1422 | 11277.5101
-1.5867 | 10865.0426 | 11315.9418
-1.5279 | 10893.6838 | 11345.7717
-1.4692 | 10942.0302 | 11396.1245
-1.4104 | 10954.8407 | 11409.4666
-1.3516 | 10962.6624 | 11417.6128
-1.2929 | 10954.622 | 11409.2388
-1.2341 | 10932.688 | 11386.3945
-1.1753 | 10914.6805 | 11367.6397
-1.1166 | 10929.3969 | 11382.9668
-1.0578 | 10940.468 | 11394.4974
-0.99903 | 10928.7199 | 11382.2617
-0.94026 | 10913.8368 | 11366.7611
-0.8815 | 10903.776 | 11356.2827
-0.82273 | 10890.2052 | 11342.1487
-0.76397 | 10888.9346 | 11340.8254
-0.7052 | 10923.8977 | 11377.2395
-0.64643 | 10963.8601 | 11418.8603
-0.58767 | 10988.0437 | 11444.0475
-0.5289 | 10999.1773 | 11455.6432
-0.47013 | 10995.3759 | 11451.684
-0.41137 | 10964.8912 | 11419.9342
-0.3526 | 10936.979 | 11390.8636
-0.29383 | 10925.7724 | 11379.192
-0.23507 | 10929.9176 | 11383.5092
-0.1763 | 10942.8114 | 11396.938
-0.11753 | 10995.2197 | 11451.5213
-0.058767 | 11048.3674 | 11506.8746
5.8264e-13 | 11087.4236 | 11547.5517
0.058767 | 11107.7017 | 11568.6713
0.11753 | 11105.15 | 11566.0137
0.1763 | 11066.9269 | 11526.2044
0.23507 | 11009.3528 | 11466.2409
0.29383 | 10957.5694 | 11412.3086
0.3526 | 10920.2837 | 11373.4755
0.41137 | 10902.3595 | 11354.8074
0.47013 | 10907.0358 | 11359.6778
0.5289 | 10935.3646 | 11389.1823
0.58767 | 10953.9867 | 11408.5771
0.64643 | 10955.2365 | 11409.8788
0.7052 | 10944.207 | 11398.3916
0.76397 | 10927.8658 | 11381.3723
0.82273 | 10915.4408 | 11368.4315
0.8815 | 10919.7734 | 11372.944
0.94026 | 10936.9894 | 11390.8744
0.99903 | 10952.716 | 11407.2538
1.0578 | 10948.2688 | 11402.622
1.1166 | 10926.7306 | 11380.1899
1.1753 | 10910.9935 | 11363.7998
1.2341 | 10885.9351 | 11337.7014
1.2929 | 10854.8463 | 11305.3224
1.3516 | 10838.953 | 11288.7695
1.4104 | 10837.4949 | 11287.2509
1.4692 | 10822.414 | 11271.5441
1.5279 | 10801.4694 | 11249.7304
1.5867 | 10789.9921 | 11237.7767
1.6455 | 10786.326 | 11233.9585
1.7042 | 10791.221 | 11239.0567
1.763 | 10809.6868 | 11258.2888
1.8218 | 10846.9517 | 11297.1002
1.8805 | 10881.717 | 11333.3082
1.9393 | 10890.3198 | 11342.268
1.9981 | 10880.8213 | 11332.3754
2.0568 | 10863.5949 | 11314.4341
2.1156 | 10842.9315 | 11292.9132
2.1744 | 10816.1337 | 11265.0033
2.2331 | 10799.4906 | 11247.6694
2.2919 | 10773.3593 | 11220.4537
2.3507 | 10728.9185 | 11174.1686
2.4094 | 10670.0634 | 11112.871
2.4682 | 10613.0204 | 11053.4607
2.527 | 10567.4339 | 11005.9824
2.5857 | 10569.6003 | 11008.2387
2.6445 | 10587.8057 | 11027.1996
2.7033 | 10608.2087 | 11048.4493
2.762 | 10626.0183 | 11066.9981
2.8208 | 10640.766 | 11082.3577
2.8796 | 10636.4021 | 11077.8128
2.9383 | 10613.2183 | 11053.6668
2.9971 | 10591.3155 | 11030.8551
3.0559 | 10574.1412 | 11012.9681
3.1146 | 10555.2171 | 10993.2587
3.1734 | 10524.8574 | 10961.639
3.2322 | 10517.744 | 10954.2303
3.2909 | 10490.4254 | 10925.7781
3.3497 | 10466.3251 | 10900.6776
3.4085 | 10456.8475 | 10890.8066
3.4672 | 10455.3373 | 10889.2338
3.526 | 10444.9535 | 10878.4191
3.5848 | 10463.3881 | 10897.6187
3.6435 | 10495.3517 | 10930.9088
3.7023 | 10506.2771 | 10942.2876
3.7611 | 10484.6659 | 10919.7796
3.8198 | 10442.6831 | 10876.0544
3.8786 | 10390.8591 | 10822.0797
3.9374 | 10349.6355 | 10779.1453
3.9961 | 10324.8405 | 10753.3213
4.0549 | 10318.3051 | 10746.5147
4.1137 | 10320.3245 | 10748.618
4.1724 | 10312.9715 | 10740.9599
4.2312 | 10271.2261 | 10697.482
4.29 | 10229.1422 | 10653.6516
4.3487 | 10191.4191 | 10614.363
4.4075 | 10159.8065 | 10581.4384
4.4663 | 10132.5556 | 10553.0567
4.525 | 10104.0602 | 10523.3787
4.5838 | 10076.6125 | 10494.7919
4.6426 | 10056.4011 | 10473.7418
4.7013 | 10052.3101 | 10469.481
4.7601 | 10068.92 | 10486.7801
4.8189 | 10102.7625 | 10522.0271
4.8776 | 10131.6651 | 10552.1292
4.9364 | 10153.371 | 10574.7359
4.9952 | 10141.7989 | 10562.6836
5.0539 | 10106.7837 | 10526.2152
5.1127 | 10068.5534 | 10486.3983
5.1715 | 10041.0473 | 10457.7508
5.2302 | 10022.2066 | 10438.1282
5.289 | 10021.5442 | 10437.4383
5.3478 | 10025.6363 | 10441.7002
5.4065 | 10017.3522 | 10433.0723
5.4653 | 9992.7259 | 10407.424
5.5241 | 9969.4817 | 10383.2152
5.5828 | 9965.4876 | 10379.0553
5.6416 | 9956.0745 | 10369.2516
5.7004 | 9935.8236 | 10348.1602
5.7591 | 9904.8462 | 10315.8973
5.8179 | 9867.4897 | 10276.9905
5.8767 | 9825.2225 | 10232.9692
5.9354 | 9779.5257 | 10185.376
5.9942 | 9750.9188 | 10155.5819
6.053 | 9746.4309 | 10150.9078
6.1117 | 9738.527 | 10142.6759
6.1705 | 9720.2383 | 10123.6282
6.2293 | 9723.4555 | 10126.9789
6.288 | 9716.4982 | 10119.7329
6.3468 | 9680.5102 | 10082.2514
6.4056 | 9651.9179 | 10052.4725
6.4643 | 9636.986 | 10036.9209
6.5231 | 9621.6176 | 10020.9147
6.5819 | 9609.5518 | 10008.3482
6.6406 | 9603.3007 | 10001.8377
6.6994 | 9595.7499 | 9993.9735
6.7582 | 9580.5502 | 9978.143
6.8169 | 9553.4254 | 9949.8925
6.8757 | 9520.2182 | 9915.3072
6.9345 | 9491.3436 | 9885.2344
6.9932 | 9469.2014 | 9862.1732
7.052 | 9434.6663 | 9826.2049
7.1108 | 9401.1914 | 9791.3408
7.1695 | 9374.378 | 9763.4147
7.2283 | 9347.1396 | 9735.0459
7.2871 | 9308.8947 | 9695.2138
7.3458 | 9296.7862 | 9682.6029
7.4046 | 9293.3701 | 9679.045
7.4634 | 9283.4915 | 9668.7564
7.5221 | 9256.9739 | 9641.1383
7.5809 | 9221.1567 | 9603.8347
7.6397 | 9173.582 | 9554.2856
7.6984 | 9106.9697 | 9484.909
7.7572 | 9049.3196 | 9424.8663
7.816 | 9027.4168 | 9402.0546
7.8747 | 8999.2901 | 9372.7606
7.9335 | 8960.6921 | 9332.5608
7.9923 | 8953.6078 | 9325.1825
8.051 | 8950.1927 | 9321.6257
8.1098 | 8906.8663 | 9276.5013
8.1685 | 8873.7727 | 9242.0342
8.2273 | 8846.7603 | 9213.9009
8.2861 | 8807.3437 | 9172.8485
8.3449 | 8767.3053 | 9131.1485
8.4036 | 8749.8904 | 9113.0109
8.4624 | 8735.1844 | 9097.6946
8.5212 | 8716.3583 | 9078.0872
8.5799 | 8690.3916 | 9051.0429
8.6387 | 8655.4909 | 9014.6938
8.6974 | 8614.4371 | 8971.9362
8.7562 | 8572.1699 | 8927.915
8.815 | 8541.1061 | 8895.562
8.8737 | 8523.0142 | 8876.7193
8.9325 | 8512.3451 | 8865.6074
8.9913 | 8506.8272 | 8859.8606
9.05 | 8501.8176 | 8854.643
9.1088 | 8489.7654 | 8842.0906
9.1676 | 8466.8315 | 8818.2051
9.2263 | 8426.1454 | 8775.8304
9.2851 | 8404.5384 | 8753.3267
9.3439 | 8387.8286 | 8735.9235
9.4026 | 8360.634 | 8707.6003
9.4614 | 8319.1843 | 8664.4305
9.5202 | 8282.3652 | 8626.0834
9.5789 | 8243.8516 | 8585.9714
9.6377 | 8211.5609 | 8552.3407
9.6965 | 8190.2373 | 8530.1321
9.7552 | 8173.1046 | 8512.2884
9.814 | 8156.6208 | 8495.1205
9.8728 | 8119.1091 | 8456.0521
9.9315 | 8061.7412 | 8396.3034
9.9903 | 7987.226 | 8318.6959
10.0491 | 7926.5972 | 8255.5509
10.1078 | 7888.9167 | 8216.3068
10.1666 | 7866.8161 | 8193.289
10.2254 | 7854.8628 | 8180.8396
10.2842 | 7854.2556 | 8180.2072
10.3429 | 7866.6755 | 8193.1425
10.4017 | 7867.1265 | 8193.6122
10.4604 | 7846.0705 | 8171.6824
10.5192 | 7819.6664 | 8144.1825
10.578 | 7792.527 | 8115.9168
10.6367 | 7742.0746 | 8063.3707
10.6955 | 7684.0568 | 8002.9452
10.7543 | 7629.1583 | 7945.7684
10.8131 | 7594.1025 | 7909.2577
10.8718 | 7555.8857 | 7869.4549
10.9306 | 7514.183 | 7826.0215
10.9893 | 7483.7972 | 7794.3748
11.0481 | 7476.1484 | 7786.4086
11.1069 | 7457.2514 | 7766.7274
11.1656 | 7438.3972 | 7747.0906
11.2244 | 7416.1976 | 7723.9698
11.2832 | 7387.4928 | 7694.0738
11.3419 | 7342.3042 | 7647.0098
11.4007 | 7290.75 | 7593.3161
11.4595 | 7247.9318 | 7548.721
11.5182 | 7224.6741 | 7524.498
11.577 | 7199.0448 | 7497.8052
11.6358 | 7176.2537 | 7474.0682
11.6945 | 7158.8523 | 7455.9447
11.7533 | 7135.7925 | 7431.9279
11.8121 | 7099.4806 | 7394.109
11.8708 | 7062.4917 | 7355.5851
11.9296 | 7023.8083 | 7315.2963
11.9884 | 6991.8426 | 7282.0041
12.0471 | 6954.4017 | 7243.0094
12.1059 | 6921.9986 | 7209.2615
12.1647 | 6895.9892 | 7182.1727
12.2234 | 6865.1108 | 7150.0129
12.2822 | 6814.0794 | 7096.8637
12.341 | 6768.5794 | 7049.4754
12.3997 | 6728.2316 | 7007.4533
12.4585 | 6694.2058 | 6972.0154
12.5173 | 6668.1538 | 6944.8821
12.576 | 6649.9202 | 6925.8919
12.6348 | 6633.0271 | 6908.2977
12.6936 | 6619.3803 | 6894.0846
12.7523 | 6609.7131 | 6884.0162
12.8111 | 6587.7687 | 6861.1611
12.8699 | 6554.4334 | 6826.4424
12.9286 | 6526.3348 | 6797.1777
12.9874 | 6494.7648 | 6764.2976
13.0462 | 6450.1407 | 6717.8216
13.1049 | 6406.5321 | 6672.4032
13.1637 | 6366.7489 | 6630.9689
13.2225 | 6324.2692 | 6586.7264
13.2812 | 6289.1998 | 6550.2016
13.34 | 6265.688 | 6525.714
13.3988 | 6238.4788 | 6497.3756
13.4575 | 6218.2976 | 6476.357
13.5163 | 6202.5335 | 6459.9386
13.5751 | 6177.1438 | 6433.4953
13.6338 | 6138.5468 | 6393.2965
13.6926 | 6121.8079 | 6375.8629
13.7514 | 6102.5172 | 6355.7717
13.8101 | 6059.3595 | 6310.8229
13.8689 | 6013.8178 | 6263.3913
13.9277 | 5967.5148 | 6215.1667
13.9864 | 5901.1005 | 6145.9961
14.0452 | 5833.8248 | 6075.9285
14.104 | 5792.2627 | 6032.6416
14.1627 | 5761.1583 | 6000.2463
14.2215 | 5739.016 | 5977.1851
14.2803 | 5720.8522 | 5958.2676
14.339 | 5692.1474 | 5928.3716
14.3978 | 5645.8299 | 5880.1318
14.4566 | 5592.7373 | 5824.8359
14.5153 | 5541.4091 | 5771.3775
14.5741 | 5498.9721 | 5727.1794
14.6329 | 5478.1702 | 5705.5143
14.6916 | 5477.3516 | 5704.6617
14.7504 | 5466.7814 | 5693.6529
14.8092 | 5436.7633 | 5662.389
14.8679 | 5389.0637 | 5612.7098
14.9267 | 5330.7209 | 5551.9458
14.9855 | 5266.226 | 5484.7744
15.0442 | 5212.2878 | 5428.5977
15.103 | 5171.1339 | 5385.736
15.1618 | 5138.8454 | 5352.1074
15.2205 | 5107.9659 | 5319.9465
15.2793 | 5076.4522 | 5287.125
15.3381 | 5053.6319 | 5263.3576
15.3968 | 5031.9552 | 5240.7813
15.4556 | 5008.7537 | 5216.617
15.5144 | 4981.6997 | 5188.4402
15.5731 | 4952.0492 | 5157.5593
15.6319 | 4923.2028 | 5127.5157
15.6907 | 4890.8423 | 5093.8123
15.7494 | 4849.6187 | 5050.8779
15.8082 | 4830.8353 | 5031.3149
15.867 | 4821.3378 | 5021.4234
15.9257 | 4801.4233 | 5000.6824
15.9845 | 4783.2616 | 4981.767
16.0433 | 4777.5313 | 4975.7989
16.102 | 4747.909 | 4944.9472
16.1608 | 4701.8299 | 4896.9558
16.2196 | 4655.1321 | 4848.3201
16.2783 | 4615.6728 | 4807.2233
16.3371 | 4584.1591 | 4774.4017
16.3959 | 4558.2341 | 4747.4008
16.4546 | 4535.1597 | 4723.3688
16.5134 | 4509.1222 | 4696.2507
16.5722 | 4476.0275 | 4661.7826
16.6309 | 4442.8203 | 4627.1973
16.6897 | 4425.3064 | 4608.9566
16.7485 | 4416.4297 | 4599.7115
16.8072 | 4390.5047 | 4572.7106
16.866 | 4376.6455 | 4558.2762
16.9248 | 4365.7514 | 4546.93
16.9835 | 4334.0679 | 4513.9317
17.0423 | 4287.3827 | 4465.309
17.1011 | 4255.3045 | 4431.8996
17.1598 | 4215.2536 | 4390.1866
17.2186 | 4172.35 | 4345.5026
17.2774 | 4133.9916 | 4305.5522
17.3361 | 4111.8639 | 4282.5062
17.3949 | 4115.6601 | 4286.46
17.4537 | 4106.698 | 4277.126
17.5124 | 4084.8234 | 4254.3436
17.5712 | 4064.9807 | 4233.6775
17.63 | 4038.1809 | 4205.7654
17.6887 | 3988.7159 | 4154.2476
17.7475 | 3946.7872 | 4110.5788
17.8063 | 3912.7614 | 4075.141
17.865 | 3882.1506 | 4043.2599
17.9238 | 3850.1006 | 4009.8797
17.9826 | 3811.489 | 3969.6658
18.0413 | 3781.499 | 3938.4312
18.1001 | 3752.9203 | 3908.6665
18.1589 | 3712.6569 | 3866.7322
18.2176 | 3678.4759 | 3831.1327
18.2764 | 3661.0183 | 3812.9506
18.3352 | 3642.0932 | 3793.2401
18.3939 | 3622.689 | 3773.0306
18.4527 | 3610.7212 | 3760.5661
18.5115 | 3593.7291 | 3742.8688
18.5702 | 3568.6373 | 3716.7357
18.629 | 3542.6977 | 3689.7196
18.6878 | 3522.6436 | 3668.8333
18.7465 | 3516.18 | 3662.1015
18.8053 | 3509.2363 | 3654.8697
18.8641 | 3496.2249 | 3641.3182
18.9228 | 3471.1185 | 3615.1699
18.9816 | 3441.6513 | 3584.4799
19.0404 | 3407.7526 | 3549.1743
19.0991 | 3376.7326 | 3516.867
19.1579 | 3351.1179 | 3490.1893
19.2167 | 3341.408 | 3480.0764
19.2754 | 3335.3402 | 3473.7568
19.3342 | 3316.1891 | 3453.811
19.393 | 3286.6657 | 3423.0623
19.4517 | 3249.1821 | 3384.0232
19.5105 | 3219.0234 | 3352.6129
19.5693 | 3187.2837 | 3319.556
19.628 | 3156.3772 | 3287.3668
19.6868 | 3139.0893 | 3269.3615
19.7456 | 3134.4734 | 3264.5541
19.8043 | 3114.0808 | 3243.3152
19.8631 | 3094.083 | 3222.4874
19.9219 | 3084.9105 | 3212.9343
19.9806 | 3068.7933 | 3196.1482
20.0394 | 3041.3581 | 3167.5745
20.0982 | 3012.9356 | 3137.9724
20.1569 | 2981.6895 | 3105.4296
20.2157 | 2949.6113 | 3072.0202
20.2745 | 2921.2304 | 3042.4615
20.3332 | 2902.2637 | 3022.7076
20.392 | 2894.2754 | 3014.3878
20.4508 | 2892.1726 | 3012.1978
20.5095 | 2888.9408 | 3008.8319
20.5683 | 2876.6209 | 2996.0007
20.6271 | 2859.6153 | 2978.2893
20.6858 | 2839.8716 | 2957.7263
20.7446 | 2813.3394 | 2930.093
20.8034 | 2779.8354 | 2895.1985
20.8621 | 2758.0597 | 2872.5192
20.9209 | 2743.2558 | 2857.1009
20.9797 | 2720.5344 | 2833.4366
21.0384 | 2692.1817 | 2803.9072
21.0972 | 2660.5128 | 2770.9241
21.156 | 2626.2047 | 2735.1922
21.2147 | 2589.5544 | 2697.0209
21.2735 | 2551.7604 | 2657.6585
21.3323 | 2522.3922 | 2627.0715
21.391 | 2506.2042 | 2610.2116
21.4498 | 2499.5438 | 2603.2748
21.5086 | 2498.2585 | 2601.9363
21.5673 | 2502.5776 | 2606.4346
21.6261 | 2503.791 | 2607.6983
21.6849 | 2495.0414 | 2598.5856
21.7436 | 2469.5683 | 2572.0554
21.8024 | 2437.7578 | 2538.9248
21.8612 | 2408.7843 | 2508.7489
21.9199 | 2376.8478 | 2475.487
21.9787 | 2345.4747 | 2442.8119
22.0375 | 2329.1606 | 2425.8208
22.0962 | 2315.7107 | 2411.8127
22.155 | 2290.7595 | 2385.826
22.2138 | 2270.494 | 2364.7195
22.2725 | 2258.498 | 2352.2256
22.3313 | 2239.601 | 2332.5444
22.39 | 2221.8476 | 2314.0542
22.4488 | 2218.9126 | 2310.9975
22.5076 | 2216.8942 | 2308.8953
22.5663 | 2207.7352 | 2299.3563
22.6251 | 2193.9749 | 2285.0249
22.6839 | 2176.0664 | 2266.3731
22.7427 | 2153.2461 | 2242.6058
22.8014 | 2123.1571 | 2211.2681
22.8602 | 2090.8258 | 2177.5951
22.9189 | 2065.959 | 2151.6963
22.9777 | 2045.3404 | 2130.222
23.0365 | 2025.9352 | 2110.0115
23.0953 | 2019.2602 | 2103.0595
23.154 | 2019.1894 | 2102.9857
23.2128 | 2011.9072 | 2095.4014
23.2716 | 2001.3079 | 2084.3621
23.3303 | 1988.8474 | 2071.3845
23.3891 | 1969.5973 | 2051.3356
23.4478 | 1945.648 | 2026.3924
23.5066 | 1921.7123 | 2001.4633
23.5654 | 1899.4429 | 1978.2698
23.6242 | 1879.8408 | 1957.8542
23.6829 | 1863.4414 | 1940.7742
23.7417 | 1852.8285 | 1929.7209
23.8005 | 1849.1458 | 1925.8853
23.8592 | 1842.5687 | 1919.0353
23.918 | 1829.6135 | 1905.5424
23.9767 | 1813.5671 | 1888.8301
24.0355 | 1793.188 | 1867.6053
24.0943 | 1768.0535 | 1841.4277
24.1531 | 1745.7842 | 1818.2342
24.2118 | 1727.1267 | 1798.8025
24.2706 | 1706.1134 | 1776.9171
24.3294 | 1682.1923 | 1752.0032
24.3881 | 1658.0597 | 1726.8691
24.4469 | 1636.1423 | 1704.0422
24.5056 | 1621.0271 | 1688.2997
24.5644 | 1615.8768 | 1682.9357
24.6232 | 1612.9273 | 1679.8638
24.682 | 1606.0961 | 1672.7491
24.7407 | 1599.8304 | 1666.2234
24.7995 | 1591.8703 | 1657.9329
24.8583 | 1577.8006 | 1643.2794
24.917 | 1563.7862 | 1628.6833
24.9758 | 1555.8979 | 1620.4677
25.0345 | 1551.8892 | 1616.2926
25.0933 | 1544.3529 | 1608.4435
25.1521 | 1530.2687 | 1593.7748
25.2109 | 1520.6577 | 1583.765
25.2696 | 1513.7567 | 1576.5776
25.3284 | 1493.1527 | 1555.1186
25.3871 | 1470.3887 | 1531.4098
25.4459 | 1459.1123 | 1519.6655
25.5047 | 1444.1252 | 1504.0563
25.5634 | 1424.1836 | 1483.2872
25.6222 | 1412.2865 | 1470.8964
25.681 | 1401.533 | 1459.6966
25.7398 | 1382.7485 | 1440.1326
25.7985 | 1359.8866 | 1416.3218
25.8573 | 1337.1506 | 1392.6424
25.916 | 1315.4166 | 1370.0064
25.9748 | 1297.2966 | 1351.1344
26.0336 | 1286.768 | 1340.1689
26.0923 | 1288.3772 | 1341.8448
26.1511 | 1289.7322 | 1343.256
26.2099 | 1279.1901 | 1332.2765
26.2687 | 1268.8022 | 1321.4575
26.3274 | 1260.9982 | 1313.3296
26.3862 | 1251.8528 | 1303.8047
26.4449 | 1248.3679 | 1300.1752
26.5037 | 1256.0865 | 1308.2141
26.5625 | 1258.1612 | 1310.3749
26.6212 | 1252.9964 | 1304.9957
26.68 | 1247.9295 | 1299.7185
26.7388 | 1239.8297 | 1291.2827
26.7976 | 1227.3536 | 1278.2888
26.8563 | 1218.731 | 1269.3084
26.9151 | 1207.1724 | 1257.2701
26.9738 | 1181.1058 | 1230.1217
27.0326 | 1154.3205 | 1202.2248
27.0914 | 1133.5603 | 1180.603
27.1502 | 1114.7768 | 1161.0401
27.2089 | 1104.4181 | 1150.2514
27.2677 | 1109.9359 | 1155.9983
27.3265 | 1118.2627 | 1164.6706
27.3852 | 1122.5527 | 1169.1386
27.444 | 1121.1977 | 1167.7274
27.5027 | 1113.2666 | 1159.4672
27.5615 | 1098.1805 | 1143.755
27.6203 | 1079.7491 | 1124.5587
27.679 | 1060.6407 | 1104.6573
27.7378 | 1041.9406 | 1085.1811
27.7966 | 1029.7334 | 1072.4674
27.8553 | 1023.1569 | 1065.6179
27.9141 | 1016.9332 | 1059.1359
27.9729 | 1011.1611 | 1053.1243
28.0316 | 1005.8265 | 1047.5683
28.0904 | 991.6151 | 1032.7671
28.1492 | 971.208 | 1011.5132
28.2079 | 955.0913 | 994.7276
28.2667 | 942.7568 | 981.8813
28.3255 | 934.9102 | 973.709
28.3842 | 939.4122 | 978.3978
28.443 | 950.3072 | 989.7449
28.5018 | 956.0793 | 995.7566
28.5605 | 955.416 | 995.0657
28.6193 | 947.7387 | 987.0698
28.6781 | 929.9002 | 968.491
28.7368 | 908.2372 | 945.929
28.7956 | 891.1749 | 928.1586
28.8544 | 881.8747 | 918.4725
28.9131 | 879.8989 | 916.4147
28.9719 | 882.7215 | 919.3544
29.0307 | 881.0703 | 917.6347
29.0894 | 872.8283 | 909.0507
29.1482 | 861.1572 | 896.8952
29.207 | 843.8551 | 878.8751
29.2657 | 822.1355 | 856.2541
29.3245 | 809.6317 | 843.2314
29.3833 | 808.3756 | 841.9232
29.442 | 811.7486 | 845.4362
29.5008 | 815.6296 | 849.4782
29.5596 | 819.1013 | 853.094
29.6183 | 820.9783 | 855.0489
29.6771 | 815.7989 | 849.6546
29.7359 | 803.4927 | 836.8376
29.7946 | 794.9968 | 827.9892
29.8534 | 787.5029 | 820.1843
29.9122 | 770.6101 | 802.5904
29.9709 | 757.7393 | 789.1854
30.0297 | 752.9551 | 784.2028
30.0885 | 744.8262 | 775.7365
30.1472 | 734.5238 | 765.0065
30.206 | 727.03 | 757.2018
30.2648 | 720.7358 | 750.6463
30.3235 | 712.1976 | 741.7538
30.3823 | 705.3952 | 734.6691
30.4411 | 704.2803 | 733.508
30.4998 | 710.5888 | 740.0782
30.5586 | 717.6169 | 747.398
30.6174 | 718.7176 | 748.5444
30.6761 | 712.6916 | 742.2683
30.7349 | 704.3792 | 733.6109
30.7937 | 692.3551 | 721.0879
30.8524 | 675.1094 | 703.1264
30.9112 | 661.9846 | 689.4569
30.97 | 657.7932 | 685.0916
31.0287 | 655.7751 | 682.9897
31.0875 | 647.2651 | 674.1266
31.1463 | 633.1805 | 659.4575
31.205 | 629.1303 | 655.2392
31.2638 | 626.9286 | 652.9462
31.3226 | 616.9368 | 642.5397
31.3813 | 613.3099 | 638.7622
31.4401 | 620.1687 | 645.9057
31.4989 | 623.2735 | 649.1393
31.5576 | 618.5739 | 644.2447
31.6164 | 612.322 | 637.7334
31.6752 | 606.2111 | 631.3689
31.7339 | 598.1528 | 622.9762
31.7927 | 586.4957 | 610.8353
31.8515 | 583.5744 | 607.7928
31.9102 | 589.3324 | 613.7897
31.969 | 592.7054 | 617.3026
32.0278 | 594.0179 | 618.6696
32.0865 | 594.1025 | 618.7578
32.1453 | 593.7073 | 618.3461
32.2041 | 591.8727 | 616.4354
32.2628 | 589.3465 | 613.8044
32.3216 | 583.3486 | 607.5576
32.3804 | 576.9556 | 600.8992
32.4391 | 570.4073 | 594.0792
32.4979 | 556.0547 | 579.1309
32.5567 | 543.8754 | 566.4462
32.6154 | 544.0165 | 566.5932
32.6742 | 543.8895 | 566.4609
32.733 | 538.3573 | 560.6991
32.7917 | 540.6859 | 563.1243
32.8505 | 544.5245 | 567.1223
32.9093 | 539.7121 | 562.1101
32.968 | 532.4158 | 554.5111
33.0268 | 528.422 | 550.3515
33.0856 | 527.293 | 549.1757
33.1443 | 524.047 | 545.7949
33.2031 | 522.8051 | 544.5015
33.2619 | 528.0833 | 549.9988
33.3206 | 526.7849 | 548.6464
33.3794 | 519.3617 | 540.9152
33.4382 | 516.0169 | 537.4316
33.4969 | 508.1138 | 529.2005
33.5557 | 494.8902 | 515.4281
33.6145 | 495.1724 | 515.7221
33.6732 | 497.9245 | 518.5884
33.732 | 493.8599 | 514.3551
33.7908 | 496.3156 | 516.9127
33.8495 | 495.3982 | 515.9572
33.9083 | 477.7432 | 497.5696
33.9671 | 458.1689 | 477.1829
34.0258 | 444.4232 | 462.8667
34.0846 | 430.6491 | 448.521
34.1434 | 422.6755 | 440.2165
34.2021 | 421.6312 | 439.1289
34.2609 | 417.8772 | 435.2191
34.3197 | 415.5344 | 432.7791
34.3784 | 414.5325 | 431.7356
34.4372 | 414.0668 | 431.2505
34.496 | 417.2703 | 434.587
34.5547 | 426.5283 | 444.2292
34.6135 | 430.3105 | 448.1684
34.6723 | 427.8831 | 445.6402
34.731 | 424.8629 | 442.4948
34.7898 | 427.5021 | 445.2434
34.8486 | 429.8588 | 447.698
34.9073 | 429.9859 | 447.8303
34.9661 | 431.8487 | 449.7704
35.0249 | 429.5343 | 447.36
35.0836 | 414.9559 | 432.1766
35.1424 | 398.3875 | 414.9206
35.2012 | 390.061 | 406.2485
35.2599 | 387.0833 | 403.1472
35.3187 | 384.7265 | 400.6926
35.3775 | 385.0934 | 401.0748
35.4362 | 388.2123 | 404.3231
35.495 | 394.69 | 411.0696
35.5538 | 393.2505 | 409.5704
35.6125 | 378.9543 | 394.6809
35.6713 | 371.3899 | 386.8026
35.7301 | 372.1661 | 387.611
35.7888 | 373.521 | 389.0221
35.8476 | 373.9019 | 389.4189
35.9064 | 383.8656 | 399.796
35.9651 | 390.8513 | 407.0716
36.0239 | 387.7747 | 403.8674
36.0827 | 378.1076 | 393.7991
36.1414 | 378.4604 | 394.1665
36.2002 | 385.9543 | 401.9714
36.259 | 391.3876 | 407.6302
36.3177 | 398.7826 | 415.3321
36.3765 | 402.8048 | 419.5212
36.4353 | 397.5549 | 414.0535
36.494 | 393.575 | 409.9084
36.5528 | 385.4885 | 401.4863
36.6116 | 370.148 | 385.5091
36.6703 | 359.0837 | 373.9857
36.7291 | 355.1744 | 369.9142
36.7879 | 353.3963 | 368.0622
36.8466 | 352.7329 | 367.3713
36.9054 | 357.3054 | 372.1336
36.9642 | 360.1844 | 375.1321
37.0229 | 356.0776 | 370.8548
37.0817 | 350.1079 | 364.6374
37.1405 | 352.0696 | 366.6805
37.1992 | 348.8801 | 363.3586
37.258 | 341.6827 | 355.8626
37.3168 | 335.7553 | 349.6892
37.3755 | 329.08 | 342.7369
37.4343 | 316.9714 | 330.1257
37.4931 | 312.0601 | 325.0106
37.5518 | 322.0095 | 335.3729
37.6106 | 334.6686 | 348.5574
37.6694 | 342.3601 | 356.5681
37.7281 | 351.1946 | 365.7692
37.7869 | 356.1482 | 370.9284
37.8457 | 347.6664 | 362.0946
37.9044 | 339.2976 | 353.3784
37.9632 | 334.0336 | 347.896
38.022 | 327.7393 | 341.3405
38.0807 | 321.8543 | 335.2113
38.1395 | 320.2596 | 333.5504
38.1983 | 320.1185 | 333.4034
38.257 | 323.8442 | 337.2838
38.3158 | 319.3987 | 332.6537
38.3746 | 311.6226 | 324.555
38.4333 | 307.9815 | 320.7628
38.4921 | 304.5239 | 317.1616
38.5509 | 297.905 | 310.2681
38.6096 | 299.8526 | 312.2965
38.6684 | 303.8324 | 316.4415
38.7272 | 302.7739 | 315.3391
38.7859 | 305.0743 | 317.7349
38.8447 | 309.4916 | 322.3355
38.9035 | 314.4169 | 327.4652
38.9622 | 320.1044 | 333.3887
39.021 | 322.1648 | 335.5346
39.0797 | 316.6749 | 329.817
39.1385 | 308.4331 | 321.2331
39.1973 | 296.6208 | 308.9305
39.2561 | 285.4154 | 297.2601
39.3148 | 276.5667 | 288.0442
39.3736 | 270.5828 | 281.812
39.4323 | 266.4479 | 277.5055
39.4911 | 266.5466 | 277.6083
39.5499 | 265.1212 | 276.1238
39.6086 | 269.0023 | 280.1659
39.6674 | 274.1393 | 285.516
39.7262 | 274.1534 | 285.5308
39.785 | 277.4416 | 288.9555
39.8437 | 285.0766 | 296.9072
39.9025 | 282.3246 | 294.0411
39.9612 | 279.6856 | 291.2925
40.02 | 280.0102 | 291.6306
40.0788 | 273.9557 | 285.3249
40.1375 | 274.5203 | 285.9129
40.1963 | 278.7541 | 290.3224
40.2551 | 272.7421 | 284.0609
40.3139 | 266.7724 | 277.8435
40.3726 | 261.6495 | 272.5079
40.4314 | 251.1497 | 261.5724
40.4901 | 253.069 | 263.5713
40.5489 | 255.8916 | 266.5111
40.6077 | 251.5731 | 262.0134
40.6664 | 251.0368 | 261.4548
40.7252 | 247.2687 | 257.5303
40.784 | 229.2891 | 238.8046
40.8428 | 221.4989 | 230.6911
40.9015 | 219.9229 | 229.0497
| 0 | 0
Degrees | #VALUE! | #VALUE!
-40.9603 | 0 | 0
-40.9015 | 0 | 0
-40.8428 | 0 | 0
-40.784 | 0 | 0
-40.7252 | 0 | 0
-40.6664 | 0 | 0
-40.6077 | 0 | 0
-40.5489 | 0 | 0
-40.4901 | 0 | 0
-40.4314 | 0 | 0
-40.3726 | 0 | 0
-40.3139 | 0 | 0
-40.2551 | 0 | 0
-40.1963 | 0 | 0
-40.1375 | 0 | 0
-40.0788 | 0 | 0
-40.02 | 0 | 0
-39.9612 | 0 | 0
-39.9025 | 0 | 0
-39.8437 | 0 | 0
-39.785 | 0 | 0
-39.7262 | 0 | 0
-39.6674 | 0 | 0
-39.6086 | 0 | 0
-39.5499 | 0 | 0
-39.4911 | 0 | 0
-39.4323 | 0 | 0
-39.3736 | 0 | 0
-39.3148 | 0 | 0
-39.2561 | 0 | 0
-39.1973 | 0 | 0
-39.1385 | 0 | 0
-39.0797 | 0 | 0
-39.021 | 0 | 0
-38.9622 | 0 | 0
-38.9035 | 0 | 0
-38.8447 | 0 | 0
-38.7859 | 0 | 0
-38.7272 | 0 | 0
-38.6684 | 0 | 0
-38.6096 | 0 | 0
-38.5509 | 0 | 0
-38.4921 | 0 | 0
-38.4333 | 0 | 0
-38.3746 | 0 | 0
-38.3158 | 0 | 0
-38.257 | 0 | 0
-38.1983 | 0 | 0
-38.1395 | 0 | 0
-38.0807 | 0 | 0
-38.022 | 0 | 0
-37.9632 | 0 | 0
-37.9044 | 0 | 0
-37.8457 | 0 | 0
-37.7869 | 0 | 0
-37.7281 | 0 | 0
-37.6694 | 0 | 0
-37.6106 | 0 | 0
-37.5518 | 0 | 0
-37.4931 | 0 | 0
-37.4343 | 0 | 0
-37.3755 | 0 | 0
-37.3168 | 0 | 0
-37.258 | 0 | 0
-37.1992 | 0 | 0
-37.1405 | 0 | 0
-37.0817 | 0 | 0
-37.0229 | 0 | 0
-36.9642 | 0 | 0
-36.9054 | 0 | 0
-36.8466 | 0 | 0
-36.7879 | 0 | 0
-36.7291 | 0 | 0
-36.6703 | 0 | 0
-36.6116 | 0 | 0
-36.5528 | 0 | 0
-36.494 | 0 | 0
-36.4353 | 0 | 0
-36.3765 | 0 | 0
-36.3177 | 0 | 0
-36.259 | 0 | 0
-36.2002 | 0 | 0
-36.1414 | 0 | 0
-36.0827 | 0 | 0
-36.0239 | 0 | 0
-35.9651 | 0 | 0
-35.9064 | 0 | 0
-35.8476 | 0 | 0
-35.7888 | 0 | 0
-35.7301 | 0 | 0
-35.6713 | 0 | 0
-35.6125 | 0 | 0
-35.5538 | 0 | 0
-35.495 | 0 | 0
-35.4362 | 0 | 0
-35.3775 | 0 | 0
-35.3187 | 0 | 0
-35.2599 | 0 | 0
-35.2012 | 0 | 0
-35.1424 | 0 | 0
-35.0836 | 0 | 0
-35.0249 | 0 | 0
-34.9661 | 0 | 0
-34.9073 | 0 | 0
-34.8486 | 0 | 0
-34.7898 | 0 | 0
-34.731 | 0 | 0
-34.6723 | 0 | 0
-34.6135 | 0 | 0
-34.5547 | 0 | 0
-34.496 | 0 | 0
-34.4372 | 0 | 0
-34.3784 | 0 | 0
-34.3197 | 0 | 0
-34.2609 | 0 | 0
-34.2021 | 0 | 0
-34.1434 | 0 | 0
-34.0846 | 0 | 0
-34.0258 | 0 | 0
-33.9671 | 0 | 0
-33.9083 | 0 | 0
-33.8495 | 0 | 0
-33.7908 | 0 | 0
-33.732 | 0 | 0
-33.6732 | 0 | 0
-33.6145 | 0 | 0
-33.5557 | 0 | 0
-33.4969 | 0 | 0
-33.4382 | 0 | 0
-33.3794 | 0 | 0
-33.3206 | 0 | 0
-33.2619 | 0 | 0
-33.2031 | 0 | 0
-33.1443 | 0 | 0
-33.0856 | 0 | 0
-33.0268 | 106.6921 | 111.1198
-32.968 | 209.4608 | 218.1534
-32.9093 | 308.2214 | 321.0126
-32.8505 | 415.5344 | 432.7791
-32.7917 | 529.0429 | 550.9982
-32.733 | 532.6134 | 554.7169
-32.6742 | 542.577 | 565.094
-32.6154 | 543.9178 | 566.4903
-32.5567 | 538.9359 | 561.3018
-32.4979 | 534.5328 | 556.7159
-32.4391 | 537.6517 | 559.9642
-32.3804 | 535.9582 | 558.2005
-32.3216 | 544.1858 | 566.7695
-32.2628 | 555.7442 | 578.8076
-32.2041 | 563.3085 | 586.6858
-32.1453 | 560.7118 | 583.9814
-32.0865 | 562.4759 | 585.8187
-32.0278 | 569.2217 | 592.8444
-31.969 | 570.1532 | 593.8146
-31.9102 | 561.0365 | 584.3195
-31.8515 | 563.111 | 586.4801
-31.7927 | 564.0001 | 587.4061
-31.7339 | 564.0424 | 587.4502
-31.6752 | 567.9658 | 591.5364
-31.6164 | 583.0099 | 607.2048
-31.5576 | 590.2357 | 614.7304
-31.4989 | 600.7778 | 625.7101
-31.4401 | 606.3522 | 631.5159
-31.3813 | 614.3119 | 639.8058
-31.3226 | 613.7474 | 639.2179
-31.2638 | 613.9026 | 639.3796
-31.205 | 612.2656 | 637.6746
-31.1463 | 626.7875 | 652.7992
-31.0875 | 636.0878 | 662.4854
-31.0287 | 647.5896 | 674.4646
-30.97 | 662.6197 | 690.1184
-30.9112 | 676.0691 | 704.126
-30.8524 | 680.9521 | 709.2116
-30.7937 | 687.0206 | 715.5319
-30.7349 | 690.4217 | 719.0742
-30.6761 | 698.9035 | 727.908
-30.6174 | 708.1049 | 737.4913
-30.5586 | 712.2117 | 741.7684
-30.4998 | 710.7017 | 740.1958
-30.4411 | 714.3992 | 744.0468
-30.3823 | 716.2762 | 746.0017
-30.3235 | 716.6149 | 746.3544
-30.2648 | 716.0927 | 745.8105
-30.206 | 720.8205 | 750.7345
-30.1472 | 727.9051 | 758.1131
-30.0885 | 735.2718 | 765.7856
-30.0297 | 744.1205 | 775.0015
-29.9709 | 757.8947 | 789.3473
-29.9122 | 769.3541 | 801.2823
-29.8534 | 770.3843 | 802.3553
-29.7946 | 780.8559 | 813.2614
-29.7359 | 786.5009 | 819.1407
-29.6771 | 794.2912 | 827.2543
-29.6183 | 800.9242 | 834.1626
-29.5596 | 817.5489 | 851.4771
-29.5008 | 816.4481 | 850.3307
-29.442 | 817.7041 | 851.6389
-29.3833 | 822.4742 | 856.6069
-29.3245 | 833.1434 | 867.7189
-29.2657 | 839.5788 | 874.4213
-29.207 | 848.2018 | 883.4021
-29.1482 | 865.631 | 901.5546
-29.0894 | 868.2136 | 904.2444
-29.0307 | 870.6409 | 906.7725
-28.9719 | 876.5399 | 912.9163
-28.9131 | 885.7557 | 922.5145
-28.8544 | 895.0558 | 932.2006
-28.7956 | 906.0074 | 943.6067
-28.7368 | 915.8862 | 953.8955
-28.6781 | 923.5636 | 961.8914
-28.6193 | 928.2631 | 966.786
-28.5605 | 925.7228 | 964.1403
-28.5018 | 928.2067 | 966.7272
-28.443 | 935.9687 | 974.8114
-28.3842 | 942.2912 | 981.3963
-28.3255 | 955.7124 | 995.3744
-28.2667 | 961.9501 | 1001.8711
-28.2079 | 976.0487 | 1016.5547
-28.1492 | 986.337 | 1027.2699
-28.0904 | 1014.5199 | 1056.6225
-28.0316 | 1030.0863 | 1072.8349
-27.9729 | 1053.0898 | 1096.793
-27.9141 | 1068.3738 | 1112.7113
-27.8553 | 1077.463 | 1122.1777
-27.7966 | 1067.9229 | 1112.2417
-27.7378 | 1066.4543 | 1110.7122
-27.679 | 1064.0276 | 1108.1848
-27.6203 | 1062.3758 | 1106.4644
-27.5615 | 1066.9199 | 1111.1971
-27.5027 | 1084.2786 | 1129.2761
-27.444 | 1100.226 | 1145.8854
-27.3852 | 1113.6332 | 1159.849
-27.3265 | 1129.8213 | 1176.7089
-27.2677 | 1138.2606 | 1185.4984
-27.2089 | 1143.9336 | 1191.4069
-27.1502 | 1148.1527 | 1195.8011
-27.0914 | 1164.6365 | 1212.969
-27.0326 | 1177.6345 | 1226.5063
-26.9738 | 1193.5257 | 1243.057
-26.9151 | 1206.3684 | 1256.4327
-26.8563 | 1222.3013 | 1273.0268
-26.7976 | 1235.469 | 1286.7409
-26.7388 | 1251.9517 | 1303.9077
-26.68 | 1269.7343 | 1322.4283
-26.6212 | 1281.5043 | 1334.6867
-26.5625 | 1291.284 | 1344.8723
-26.5037 | 1302.6447 | 1356.7044
-26.4449 | 1310.7028 | 1365.0969
-26.3862 | 1317.1673 | 1371.8298
-26.3274 | 1330.1642 | 1385.366
-26.2687 | 1341.4124 | 1397.081
-26.2099 | 1349.0612 | 1405.0472
-26.1511 | 1367.9165 | 1424.6851
-26.0923 | 1388.4497 | 1446.0703
-26.0336 | 1398.3575 | 1456.3893
-25.9748 | 1401.9559 | 1460.137
-25.916 | 1401.2508 | 1459.4027
-25.8573 | 1397.5524 | 1455.5508
-25.7985 | 1397.8773 | 1455.8893
-25.7398 | 1406.2458 | 1464.605
-25.681 | 1423.167 | 1482.2285
-25.6222 | 1442.0078 | 1501.8511
-25.5634 | 1456.3045 | 1516.7411
-25.5047 | 1471.1229 | 1532.1745
-25.4459 | 1487.3099 | 1549.0333
-25.3871 | 1514.4337 | 1577.2827
-25.3284 | 1539.5974 | 1603.4907
-25.2696 | 1553.6389 | 1618.1149
-25.2109 | 1563.4196 | 1628.3015
-25.1521 | 1577.9131 | 1643.3965
-25.0933 | 1585.9858 | 1651.8042
-25.0345 | 1592.2379 | 1658.3158
-24.9758 | 1605.3629 | 1671.9855
-24.917 | 1617.0756 | 1684.1842
-24.8583 | 1627.7447 | 1695.2961
-24.7995 | 1641.731 | 1709.8629
-24.7407 | 1657.8191 | 1726.6186
-24.682 | 1675.1778 | 1744.6976
-24.6232 | 1693.2842 | 1763.5555
-24.5644 | 1704.3491 | 1775.0796
-24.5056 | 1717.5158 | 1788.7927
-24.4469 | 1739.7862 | 1811.9873
-24.3881 | 1759.4309 | 1832.4473
-24.3294 | 1780.0349 | 1853.9064
-24.2706 | 1802.6011 | 1877.4091
-24.2118 | 1815.4584 | 1890.8
-24.1531 | 1822.3167 | 1897.9429
-24.0943 | 1833.1837 | 1909.2609
-24.0355 | 1854.071 | 1931.015
-23.9767 | 1874.9291 | 1952.7387
-23.918 | 1885.1046 | 1963.3364
-23.8592 | 1895.1103 | 1973.7574
-23.8005 | 1905.6107 | 1984.6935
-23.7417 | 1909.1528 | 1988.3827
-23.6829 | 1917.691 | 1997.2752
-23.6242 | 1934.0332 | 2014.2956
-23.5654 | 1952.549 | 2033.5798
-23.5066 | 1978.1074 | 2060.1989
-23.4478 | 2006.9257 | 2090.2131
-23.3891 | 2031.6509 | 2115.9644
-23.3303 | 2056.5594 | 2141.9067
-23.2716 | 2071.3071 | 2157.2663
-23.2128 | 2080.5796 | 2166.9236
-23.154 | 2079.4641 | 2165.7619
-23.0953 | 2089.5125 | 2176.2273
-23.0365 | 2106.1234 | 2193.5275
-22.9777 | 2140.9959 | 2229.8473
-22.9189 | 2162.5175 | 2252.262
-22.8602 | 2188.2592 | 2279.072
-22.8014 | 2209.6537 | 2301.3543
-22.7427 | 2221.5799 | 2313.7755
-22.6839 | 2232.8979 | 2325.5631
-22.6251 | 2256.6493 | 2350.3002
-22.5663 | 2270.8324 | 2365.072
-22.5076 | 2271.8635 | 2366.1459
-22.4488 | 2280.0487 | 2374.6707
-22.39 | 2281.1214 | 2375.788
-22.3313 | 2289.2639 | 2384.2683
-22.2725 | 2317.1365 | 2413.2977
-22.2138 | 2351.1061 | 2448.677
-22.155 | 2389.6759 | 2488.8475
-22.0962 | 2428.9801 | 2529.7827
-22.0375 | 2449.2456 | 2550.8892
-21.9787 | 2460.5354 | 2562.6476
-21.9199 | 2477.6691 | 2580.4924
-21.8612 | 2490.9066 | 2594.2792
-21.8024 | 2507.1498 | 2611.1966
-21.7436 | 2529.3921 | 2634.3619
-21.6849 | 2556.319 | 2662.4063
-21.6261 | 2578.3624 | 2685.3644
-21.5673 | 2609.9469 | 2718.2597
-21.5086 | 2621.8304 | 2730.6364
-21.4498 | 2647.8534 | 2757.7393
-21.391 | 2667.9501 | 2778.6701
-21.3323 | 2677.759 | 2788.886
-21.2735 | 2691.462 | 2803.1577
-21.2147 | 2723.5964 | 2836.6257
-21.156 | 2740.6448 | 2854.3815
-21.0972 | 2757.9326 | 2872.3868
-21.0384 | 2783.2931 | 2898.7998
-20.9797 | 2792.0147 | 2907.8833
-20.9209 | 2795.36 | 2911.3674
-20.8621 | 2803.7149 | 2920.069
-20.8034 | 2813.1134 | 2929.8576
-20.7446 | 2824.7001 | 2941.9251
-20.6858 | 2853.9131 | 2972.3505
-20.6271 | 2886.4714 | 3006.26
-20.5683 | 2923.3759 | 3044.696
-20.5095 | 2958.7994 | 3081.5896
-20.4508 | 2989.9174 | 3113.9989
-20.392 | 3003.9318 | 3128.595
-20.3332 | 3016.0257 | 3141.1908
-20.2745 | 3026.5678 | 3152.1703
-20.2157 | 3055.7672 | 3182.5816
-20.1569 | 3090.5127 | 3218.769
-20.0982 | 3123.0846 | 3252.6926
-20.0394 | 3158.4519 | 3289.5276
-19.9806 | 3198.9975 | 3331.7558
-19.9219 | 3225.8255 | 3359.6972
-19.8631 | 3242.5207 | 3377.0853
-19.8043 | 3276.1372 | 3412.0969
-19.7456 | 3302.0768 | 3439.113
-19.6868 | 3320.1968 | 3457.985
-19.628 | 3335.8901 | 3474.3296
-19.5693 | 3364.0596 | 3503.6681
-19.5105 | 3383.5492 | 3523.9665
-19.4517 | 3402.3753 | 3543.5739
-19.393 | 3429.5137 | 3571.8385
-19.3342 | 3456.7802 | 3600.2365
-19.2754 | 3483.227 | 3627.7809
-19.2167 | 3513.3294 | 3659.1326
-19.1579 | 3542.9945 | 3690.0288
-19.0991 | 3565.7867 | 3713.7668
-19.0404 | 3595.2393 | 3744.4417
-18.9816 | 3627.7268 | 3778.2774
-18.9228 | 3646.4404 | 3797.7677
-18.8641 | 3670.1783 | 3822.4907
-18.8053 | 3683.3876 | 3836.2482
-18.7465 | 3693.4215 | 3846.6984
-18.6878 | 3708.5367 | 3862.441
-18.629 | 3728.9147 | 3883.6647
-18.5702 | 3752.3141 | 3908.0352
-18.5115 | 3797.559 | 3955.1577
-18.4527 | 3837.0183 | 3996.2545
-18.3939 | 3855.4216 | 4015.4216
-18.3352 | 3878.848 | 4039.8202
-18.2764 | 3906.4249 | 4068.5415
-18.2176 | 3905.4646 | 4067.5414
-18.1589 | 3913.9185 | 4076.3461
-18.1001 | 3950.3158 | 4114.2539
-18.0413 | 3987.7421 | 4153.2334
-17.9826 | 4024.5622 | 4191.5815
-17.9238 | 4077.16 | 4246.3622
-17.865 | 4119.4564 | 4290.4138
-17.8063 | 4147.0322 | 4319.134
-17.7475 | 4163.1775 | 4335.9494
-17.6887 | 4184.8824 | 4358.555
-17.63 | 4208.7327 | 4383.3952
-17.5712 | 4227.3475 | 4402.7824
-17.5124 | 4254.2182 | 4430.7682
-17.4537 | 4278.8163 | 4456.3872
-17.3949 | 4286.9733 | 4464.8827
-17.3361 | 4312.8567 | 4491.8403
-17.2774 | 4354.3053 | 4535.009
-17.2186 | 4373.0044 | 4554.4841
-17.1598 | 4402.6559 | 4585.3661
-17.1011 | 4437.0056 | 4621.1413
-17.0423 | 4450.0889 | 4634.7676
-16.9835 | 4461.76 | 4646.923
-16.9248 | 4503.1804 | 4690.0624
-16.866 | 4537.6853 | 4725.9993
-16.8072 | 4567.6899 | 4757.249
-16.7485 | 4601.7428 | 4792.7151
-16.6897 | 4632.8201 | 4825.0821
-16.6309 | 4644.0527 | 4836.7809
-16.5722 | 4654.1865 | 4847.3352
-16.5134 | 4683.4557 | 4877.8191
-16.4546 | 4701.7882 | 4896.9124
-16.3959 | 4711.1169 | 4906.6283
-16.3371 | 4741.0215 | 4937.7739
-16.2783 | 4775.6681 | 4973.8583
-16.2196 | 4795.6378 | 4994.6568
-16.1608 | 4831.3144 | 5031.8139
-16.102 | 4878.2391 | 5080.6861
-16.0433 | 4913.1409 | 5117.0362
-15.9845 | 4957.3692 | 5163.1
-15.9257 | 5017.2638 | 5225.4802
-15.867 | 5060.9005 | 5270.9279
-15.8082 | 5107.9097 | 5319.8879
-15.7494 | 5138.2798 | 5351.5184
-15.6907 | 5164.7839 | 5379.1225
-15.6319 | 5178.3599 | 5393.2618
-15.5731 | 5199.3461 | 5415.119
-15.5144 | 5221.7717 | 5438.4752
-15.4556 | 5257.7867 | 5475.9849
-15.3968 | 5297.8668 | 5517.7283
-15.3381 | 5334.9265 | 5556.3259
-15.2793 | 5368.1764 | 5590.9557
-15.2205 | 5377.1947 | 5600.3483
-15.1618 | 5385.9162 | 5609.4318
-15.103 | 5404.1633 | 5628.4361
-15.0442 | 5429.6509 | 5654.9814
-14.9855 | 5454.3345 | 5680.6893
-14.9267 | 5503.4183 | 5731.8101
-14.8679 | 5560.7164 | 5791.4861
-14.8092 | 5607.3298 | 5840.034
-14.7504 | 5632.2112 | 5865.948
-14.6916 | 5660.1828 | 5895.0804
-14.6329 | 5695.7604 | 5932.1345
-14.5741 | 5740.0033 | 5978.2135
-14.5153 | 5770.8255 | 6010.3147
-14.4566 | 5787.5072 | 6027.6887
-14.3978 | 5822.0267 | 6063.6408
-14.339 | 5856.5743 | 6099.6221
-14.2803 | 5874.3568 | 6118.1426
-14.2215 | 5893.0986 | 6137.6622
-14.1627 | 5940.5025 | 6187.0333
-14.104 | 5978.9453 | 6227.0715
-14.0452 | 5996.3467 | 6245.1951
-13.9864 | 6019.8867 | 6269.712
-13.9277 | 6054.7873 | 6306.061
-13.8689 | 6088.8975 | 6341.5867
-13.8101 | 6103.8857 | 6357.197
-13.7514 | 6131.3209 | 6385.7707
-13.6926 | 6168.5077 | 6424.5007
-13.6338 | 6205.9069 | 6463.452
-13.5751 | 6243.3332 | 6502.4315
-13.5163 | 6306.9116 | 6568.6484
-13.4575 | 6331.3118 | 6594.0613
-13.3988 | 6344.2816 | 6607.5693
-13.34 | 6352.5657 | 6616.1972
-13.2812 | 6364.5044 | 6628.6314
-13.2225 | 6371.4346 | 6635.8491
-13.1637 | 6411.7823 | 6677.8712
-13.1049 | 6453.7537 | 6721.5845
-13.0462 | 6527.5627 | 6798.4566
-12.9874 | 6568.4614 | 6841.0525
-12.9286 | 6594.1896 | 6867.8484
-12.8699 | 6624.0233 | 6898.9203
-12.8111 | 6660.3352 | 6936.7391
-12.7523 | 6667.758 | 6944.4699
-12.6936 | 6683.8044 | 6961.1823
-12.6348 | 6734.2015 | 7013.6709
-12.576 | 6803.3248 | 7085.6628
-12.5173 | 6867.9187 | 7152.9373
-12.4585 | 6917.0316 | 7204.0885
-12.3997 | 6966.0446 | 7255.1355
-12.341 | 6979.7903 | 7269.4516
-12.2822 | 6977.2074 | 7266.7615
-12.2234 | 6966.3977 | 7255.5032
-12.1647 | 6961.6266 | 7250.5341
-12.1059 | 6984.1376 | 7273.9793
-12.0471 | 7019.56 | 7310.8718
-11.9884 | 7050.5374 | 7343.1347
-11.9296 | 7081.472 | 7375.3531
-11.8708 | 7116.3175 | 7411.6446
-11.8121 | 7159.9959 | 7457.1357
-11.7533 | 7175.7173 | 7473.5096
-11.6945 | 7205.65 | 7504.6845
-11.6358 | 7246.6758 | 7547.4128
-11.577 | 7301.3056 | 7604.3097
-11.5182 | 7339.0287 | 7643.5984
-11.4595 | 7379.9992 | 7686.2692
-11.4007 | 7406.6012 | 7713.9752
-11.3419 | 7429.4778 | 7737.8011
-11.2832 | 7435.1373 | 7743.6955
-11.2244 | 7439.2856 | 7748.0159
-11.1656 | 7471.8731 | 7781.9558
-11.1069 | 7514.9162 | 7826.7852
-11.0481 | 7557.7906 | 7871.4389
-10.9893 | 7584.5332 | 7899.2913
-10.9306 | 7627.7752 | 7944.3279
-10.8718 | 7676.055 | 7994.6112
-10.8131 | 7704.6327 | 8024.3749
-10.7543 | 7722.1466 | 8042.6156
-10.6955 | 7766.4613 | 8088.7695
-10.6367 | 7794.4881 | 8117.9594
-10.578 | 7822.0931 | 8146.7099
-10.5192 | 7832.7622 | 8157.8218
-10.4604 | 7861.4253 | 8187.6745
-10.4017 | 7898.3579 | 8226.1398
-10.3429 | 7938.0849 | 8267.5154
-10.2842 | 7966.2971 | 8296.8984
-10.2254 | 8034.5174 | 8367.9499
-10.1666 | 8071.0418 | 8405.99
-10.1078 | 8077.448 | 8412.6621
-10.0491 | 8085.1676 | 8420.7021
-9.9903 | 8101.0307 | 8437.2235
-9.9315 | 8104.1073 | 8440.4278
-9.8728 | 8126.4902 | 8463.7395
-9.814 | 8183.2655 | 8522.871
-9.7552 | 8227.9042 | 8569.3622
-9.6965 | 8248.1415 | 8590.4394
-9.6377 | 8261.3082 | 8604.1525
-9.5789 | 8272.6835 | 8615.9998
-9.5202 | 8267.0802 | 8610.164
-9.4614 | 8286.9791 | 8630.8887
-9.4026 | 8340.4945 | 8686.625
-9.3439 | 8386.785 | 8734.8366
-9.2851 | 8421.0503 | 8770.5239
-9.2263 | 8470.4029 | 8821.9246
-9.1676 | 8525.4711 | 8879.2782
-9.1088 | 8548.8122 | 8903.5879
-9.05 | 8559.85 | 8915.0838
-8.9913 | 8626.3331 | 8984.3259
-8.9325 | 8671.4946 | 9031.3617
-8.8737 | 8684.379 | 9044.7808
-8.815 | 8708.6533 | 9070.0624
-8.7562 | 8753.5742 | 9116.8475
-8.6974 | 8740.9002 | 9103.6475
-8.6387 | 8742.8488 | 9105.6771
-8.5799 | 8769.5644 | 9133.5013
-8.5212 | 8786.9366 | 9151.5944
-8.4624 | 8795.3613 | 9160.3688
-8.4036 | 8814.8373 | 9180.6531
-8.3449 | 8802.5601 | 9167.8664
-8.2861 | 8815.1612 | 9180.9904
-8.2273 | 8852.6167 | 9220.0003
-8.1685 | 8908.5598 | 9278.2651
-8.1098 | 8964.856 | 9336.8975
-8.051 | 9045.792 | 9421.1924
-7.9923 | 9109.962 | 9488.0254
-7.9335 | 9139.5708 | 9518.863
-7.8747 | 9147.7413 | 9527.3726
-7.816 | 9167.7392 | 9548.2004
-7.7572 | 9182.1765 | 9563.2368
-7.6984 | 9167.4715 | 9547.9216
-7.6397 | 9188.2026 | 9569.513
-7.5809 | 9209.3992 | 9591.5892
-7.5221 | 9215.1858 | 9597.616
-7.4634 | 9241.8877 | 9625.4261
-7.4046 | 9284.8611 | 9670.1828
-7.3458 | 9311.6182 | 9698.0504
-7.2871 | 9349.3268 | 9737.3238
-7.2283 | 9384.8784 | 9774.3508
-7.1695 | 9385.7105 | 9775.2175
-7.1108 | 9396.7609 | 9786.7264
-7.052 | 9413.8925 | 9804.569
-6.9932 | 9428.7391 | 9820.0317
-6.9345 | 9462.8649 | 9855.5738
-6.8757 | 9514.6722 | 9909.5311
-6.8169 | 9531.1696 | 9926.7131
-6.7582 | 9538.7902 | 9934.65
-6.6994 | 9559.4234 | 9956.1394
-6.6406 | 9584.8256 | 9982.5958
-6.5819 | 9620.8135 | 10020.0773
-6.5231 | 9660.6967 | 10061.6157
-6.4643 | 9703.8388 | 10106.5481
-6.4056 | 9738.7676 | 10142.9264
-6.3468 | 9750.0293 | 10154.6555
-6.288 | 9750.4813 | 10155.1263
-6.2293 | 9775.644 | 10181.3332
-6.1705 | 9775.9116 | 10181.612
-6.1117 | 9805.4371 | 10212.3628
-6.053 | 9825.2079 | 10232.9541
-5.9942 | 9836.5551 | 10244.7721
-5.9354 | 9843.6248 | 10252.1352
-5.8767 | 9883.7329 | 10293.9078
-5.8179 | 9899.822 | 10310.6646
-5.7591 | 9903.3215 | 10314.3093
-5.7004 | 9904.9587 | 10316.0145
-5.6416 | 9908.656 | 10319.8653
-5.5828 | 9928.5549 | 10340.59
-5.5241 | 9961.1841 | 10374.5732
-5.4653 | 9998.8926 | 10413.8467
-5.4065 | 10050.5739 | 10467.6728
-5.3478 | 10095.4376 | 10514.3983
-5.289 | 10112.3599 | 10532.0228
-5.2302 | 10099.8129 | 10518.9552
-5.1715 | 10106.615 | 10526.0395
-5.1127 | 10108.8448 | 10528.3619
-5.0539 | 10129.2666 | 10549.6311
-4.9952 | 10160.4272 | 10582.0849
-4.9364 | 10199.7449 | 10623.0343
-4.8776 | 10237.5253 | 10662.3826
-4.8189 | 10258.9052 | 10684.6498
-4.7601 | 10259.9925 | 10685.7822
-4.7013 | 10250.5086 | 10675.9047
-4.6426 | 10232.8948 | 10657.5599
-4.5838 | 10220.0958 | 10644.2297
-4.525 | 10243.0983 | 10668.1869
-4.4663 | 10300.059 | 10727.5115
-4.4075 | 10320.0558 | 10748.3381
-4.3487 | 10379.1182 | 10809.8516
-4.29 | 10425.9878 | 10858.6663
-4.2312 | 10428.6645 | 10861.4541
-4.1724 | 10404.8308 | 10836.6313
-4.1137 | 10431.4036 | 10864.3069
-4.0549 | 10406.3128 | 10838.1748
-3.9961 | 10422.8008 | 10855.3471
-3.9374 | 10472.8241 | 10907.4463
-3.8786 | 10507.3915 | 10943.4482
-3.8198 | 10543.3024 | 10980.8494
-3.7611 | 10586.8163 | 11026.1691
-3.7023 | 10578.7967 | 11017.8168
-3.6435 | 10564.3199 | 11002.7391
-3.5848 | 10577.8698 | 11016.8514
-3.526 | 10596.0335 | 11035.7689
-3.4672 | 10606.6256 | 11046.8005
-3.4085 | 10611.9893 | 11052.3869
-3.3497 | 10612.1455 | 11052.5496
-3.2909 | 10580.9526 | 11020.0621
-3.2322 | 10532.0334 | 10969.1127
-3.1734 | 10511.0055 | 10947.2122
-3.1146 | 10505.8917 | 10941.8862
-3.0559 | 10510.4535 | 10946.6373
-2.9971 | 10545.0209 | 10982.6392
-2.9383 | 10606.5735 | 11046.7463
-2.8796 | 10671.1465 | 11113.9991
-2.8208 | 10739.8647 | 11185.5691
-2.762 | 10827.4757 | 11276.8159
-2.7033 | 10882.019 | 11333.6228
-2.6445 | 10915.9511 | 11368.9631
-2.5857 | 10933.8857 | 11387.642
-2.527 | 10949.3103 | 11403.7067
-2.4682 | 10947.6856 | 11402.0145
-2.4094 | 10930.2925 | 11383.8997
-2.3507 | 10919.7734 | 11372.944
-2.2919 | 10929.9072 | 11383.4983
-2.2331 | 10937.2706 | 11391.1673
-2.1744 | 10908.9834 | 11361.7063
-2.1156 | 10929.2719 | 11382.8367
-2.0568 | 10965.766 | 11420.8453
-1.9981 | 10994.7822 | 11451.0657
-1.9393 | 11033.5989 | 11491.4933
-1.8805 | 11084.5595 | 11544.5687
-1.8218 | 11090.0899 | 11550.3286
-1.763 | 11060.1155 | 11519.1103
-1.7042 | 11023.7255 | 11481.2101
-1.6455 | 11007.6656 | 11464.4837
-1.5867 | 11017.3515 | 11474.5716
-1.5279 | 11037.1817 | 11495.2247
-1.4692 | 11021.8404 | 11479.2468
-1.4104 | 11004.5515 | 11461.2404
-1.3516 | 10960.8606 | 11415.7363
-1.2929 | 10911.8684 | 11364.7109
-1.2341 | 10886.1329 | 11337.9075
-1.1753 | 10902.7553 | 11355.2196
-1.1166 | 10912.1809 | 11365.0364
-1.0578 | 10955.6218 | 11410.2801
-0.99903 | 11021.2884 | 11478.6719
-0.94026 | 11061.3132 | 11520.3577
-0.8815 | 11067.8018 | 11527.1156
-0.82273 | 11079.0916 | 11538.8739
-0.76397 | 11095.1828 | 11555.6329
-0.7052 | 11097.4637 | 11558.0084
-0.64643 | 11116.3773 | 11577.707
-0.58767 | 11165.0987 | 11628.4503
-0.5289 | 11214.57 | 11679.9746
-0.47013 | 11235.3896 | 11701.6582
-0.41137 | 11262.2186 | 11729.6007
-0.3526 | 11268.3843 | 11736.0222
-0.29383 | 11258.3963 | 11725.6197
-0.23507 | 11244.7214 | 11711.3773
-0.1763 | 11236.0457 | 11702.3416
-0.11753 | 11208.623 | 11673.7809
-0.058767 | 11148.0494 | 11610.6934
5.8264e-13 | 11087.4236 | 11547.5517
0.058767 | 11023.4235 | 11480.8955
0.11753 | 10937.9059 | 11391.829
0.1763 | 10823.4034 | 11272.5746
0.23507 | 10731.4598 | 11176.8154
0.29383 | 10691.9349 | 11135.6501
0.3526 | 10661.9501 | 11104.421
0.41137 | 10632.5485 | 11073.7993
0.47013 | 10613.7599 | 11054.2309
0.5289 | 10596.5959 | 11036.3547
0.58767 | 10505.5584 | 10941.5391
0.64643 | 10430.4559 | 10863.3198
0.7052 | 10405.5224 | 10837.3515
0.76397 | 10447.4948 | 10881.0658
0.82273 | 10563.0909 | 11001.4592
0.8815 | 10685.6338 | 11129.0876
0.94026 | 10800.605 | 11248.8301
0.99903 | 10863.0741 | 11313.8917
1.0578 | 10872.0623 | 11323.2529
1.1166 | 10848.389 | 11298.5971
1.1753 | 10862.845 | 11313.6531
1.2341 | 10870.5209 | 11321.6475
1.2929 | 10867.011 | 11317.992
1.3516 | 10851.6385 | 11301.9815
1.4104 | 10805.9687 | 11254.4164
1.4692 | 10743.2912 | 11189.1378
1.5279 | 10718.5243 | 11163.3431
1.5867 | 10705.4848 | 11149.7624
1.6455 | 10682.6863 | 11126.0178
1.7042 | 10684.8318 | 11128.2523
1.763 | 10724.5859 | 11169.6562
1.8218 | 10735.9382 | 11181.4797
1.8805 | 10735.657 | 11181.1868
1.9393 | 10771.9741 | 11219.0111
1.9981 | 10777.8898 | 11225.1723
2.0568 | 10744.9889 | 11190.9059
2.1156 | 10701.5687 | 11145.6838
2.1744 | 10676.906 | 11119.9976
2.2331 | 10604.6363 | 11044.7287
2.2919 | 10592.4299 | 11032.0158
2.3507 | 10611.104 | 11051.4649
2.4094 | 10612.1976 | 11052.6038
2.4682 | 10600.0537 | 11039.9559
2.527 | 10650.1811 | 11092.1636
2.5857 | 10658.9401 | 11101.2861
2.6445 | 10632.4131 | 11073.6583
2.7033 | 10591.5134 | 11031.0612
2.762 | 10548.864 | 10986.6419
2.8208 | 10476.9797 | 10911.7743
2.8796 | 10412.1838 | 10844.2894
2.9383 | 10366.2182 | 10796.4163
2.9971 | 10361.8158 | 10791.8312
3.0559 | 10366.3036 | 10796.5052
3.1146 | 10349.7771 | 10779.2929
3.1734 | 10335.4107 | 10764.3302
3.2322 | 10319.66 | 10747.9259
3.2909 | 10296.8262 | 10724.1445
3.3497 | 10303.6282 | 10731.2288
3.4085 | 10322.9918 | 10751.396
3.4672 | 10305.5623 | 10733.2431
3.526 | 10282.7555 | 10709.4899
3.5848 | 10261.9255 | 10687.7954
3.6435 | 10215.8204 | 10639.777
3.7023 | 10166.0169 | 10587.9066
3.7611 | 10149.3769 | 10570.576
3.8198 | 10151.4088 | 10572.6923
3.8786 | 10131.8349 | 10552.306
3.9374 | 10101.0971 | 10520.2926
3.9961 | 10095.8761 | 10514.8549
4.0549 | 10100.5889 | 10519.7633
4.1137 | 10079.1235 | 10497.4072
4.1724 | 10041.6837 | 10458.4136
4.2312 | 10049.12 | 10466.1585
4.29 | 10026.7517 | 10442.8619
4.3487 | 9995.1536 | 10409.9525
4.4075 | 9971.2179 | 10385.0234
4.4663 | 9972.9114 | 10386.7872
4.525 | 9960.027 | 10373.3681
4.5838 | 9912.7345 | 10324.113
4.6426 | 9863.3695 | 10272.6994
4.7013 | 9844.4569 | 10253.0019
4.7601 | 9848.0553 | 10256.7496
4.8189 | 9827.494 | 10235.335
4.8776 | 9814.4399 | 10221.7391
4.9364 | 9824.3758 | 10232.0874
4.9952 | 9834.0565 | 10242.1699
5.0539 | 9807.1441 | 10214.1406
5.1127 | 9779.7225 | 10185.581
5.1715 | 9803.5739 | 10210.4222
5.2302 | 9789.8844 | 10196.1646
5.289 | 9716.2295 | 10119.4531
5.3478 | 9643.9296 | 10044.1527
5.4065 | 9589.6529 | 9987.6235
5.4653 | 9525.836 | 9921.1582
5.5241 | 9459.0259 | 9851.5755
5.5828 | 9427.8934 | 9819.151
5.6416 | 9453.6768 | 9846.0043
5.7004 | 9467.7755 | 9860.6882
5.7591 | 9468.2692 | 9861.2024
5.8179 | 9482.5086 | 9876.0327
5.8767 | 9499.1059 | 9893.3188
5.9354 | 9450.1909 | 9842.3738
5.9942 | 9401.9819 | 9792.1641
6.053 | 9366.6584 | 9755.3747
6.1117 | 9334.777 | 9722.1703
6.1705 | 9302.8686 | 9688.9376
6.2293 | 9299.8347 | 9685.7778
6.288 | 9297.0966 | 9682.9261
6.3468 | 9285.5662 | 9670.9172
6.4056 | 9273.9795 | 9658.8496
6.4643 | 9263.1687 | 9647.5902
6.5231 | 9252.8672 | 9636.8612
6.5819 | 9243.6093 | 9627.2191
6.6406 | 9212.7028 | 9595.03
6.6994 | 9175.1349 | 9555.903
6.7582 | 9148.6589 | 9528.3282
6.8169 | 9127.5602 | 9506.3539
6.8757 | 9107.4634 | 9485.4231
6.9345 | 9107.4926 | 9485.4535
6.9932 | 9100.8728 | 9478.559
7.052 | 9071.9701 | 9448.4569
7.1108 | 9038.3963 | 9413.4898
7.1695 | 9006.1484 | 9379.9035
7.2283 | 8968.8502 | 9341.0575
7.2871 | 8922.418 | 9292.6984
7.3458 | 8887.6725 | 9256.5109
7.4046 | 8850.8951 | 9218.2072
7.4634 | 8825.3502 | 9191.6023
7.5221 | 8806.7365 | 9172.2161
7.5809 | 8799.2002 | 9164.367
7.6397 | 8787.4302 | 9152.1086
7.6984 | 8769.4362 | 9133.3679
7.7572 | 8724.1352 | 9086.1868
7.816 | 8694.4837 | 9055.3047
7.8747 | 8673.2308 | 9033.1699
7.9335 | 8660.6839 | 9020.1022
7.9923 | 8659.2445 | 9018.6032
8.051 | 8645.6686 | 9004.4638
8.1098 | 8651.5249 | 9010.5632
8.1685 | 8646.783 | 9005.6245
8.2273 | 8623.3284 | 8981.1965
8.2861 | 8586.7905 | 8943.1423
8.3449 | 8568.2455 | 8923.8277
8.4036 | 8503.158 | 8856.0391
8.4624 | 8463.5717 | 8814.8099
8.5212 | 8409.8875 | 8758.8979
8.5799 | 8374.5765 | 8722.1214
8.6387 | 8355.8639 | 8702.6322
8.6974 | 8342.0474 | 8688.2423
8.7562 | 8296.1245 | 8640.4137
8.815 | 8286.8531 | 8630.7575
8.8737 | 8261.2103 | 8604.0505
8.9325 | 8225.2369 | 8566.5842
8.9913 | 8200.4544 | 8540.7732
9.05 | 8175.9125 | 8515.2128
9.1088 | 8117.0625 | 8453.9206
9.1676 | 8073.5809 | 8408.6345
9.2263 | 8014.9434 | 8347.5636
9.2851 | 7975.3571 | 8306.3344
9.3439 | 7963.5308 | 8294.0174
9.4026 | 7969.0352 | 8299.7501
9.4614 | 7951.8733 | 8281.8761
9.5202 | 7944.6901 | 8274.3947
9.5789 | 7901.4772 | 8229.3885
9.6377 | 7849.5428 | 8175.2989
9.6965 | 7800.2049 | 8123.9134
9.7552 | 7773.4602 | 8096.0588
9.814 | 7751.7554 | 8073.4532
9.8728 | 7730.9681 | 8051.8032
9.9315 | 7723.9963 | 8044.5421
9.9903 | 7703.7151 | 8023.4193
10.0491 | 7697.0829 | 8016.5118
10.1078 | 7687.2178 | 8006.2373
10.1666 | 7676.6476 | 7995.2285
10.2254 | 7637.2737 | 7954.2205
10.2842 | 7610.9956 | 7926.8519
10.3429 | 7568.417 | 7882.5063
10.4017 | 7522.7347 | 7834.9282
10.4604 | 7497.5429 | 7808.6909
10.5192 | 7475.3444 | 7785.5712
10.578 | 7439.4553 | 7748.1927
10.6367 | 7380.8178 | 7687.1218
10.6955 | 7328.6991 | 7632.8401
10.7543 | 7319.9484 | 7623.7263
10.8131 | 7288.5055 | 7590.9785
10.8718 | 7270.1314 | 7571.8418
10.9306 | 7263.2158 | 7564.6393
10.9893 | 7251.9395 | 7552.895
11.0481 | 7187.6706 | 7485.959
11.1069 | 7152.9251 | 7449.7715
11.1656 | 7106.819 | 7401.752
11.2244 | 7060.1483 | 7353.1445
11.2832 | 7016.0033 | 7307.1674
11.3419 | 6984.0522 | 7273.8903
11.4007 | 6957.295 | 7246.0227
11.4595 | 6934.4747 | 7222.2554
11.5182 | 6904.0337 | 7190.5511
11.577 | 6881.8196 | 7167.4151
11.6358 | 6823.7184 | 7106.9028
11.6945 | 6785.8683 | 7067.4818
11.7533 | 6772.6724 | 7053.7384
11.8121 | 6764.2759 | 7044.9933
11.8708 | 6741.1306 | 7020.8875
11.9296 | 6740.3693 | 7020.0946
11.9884 | 6706.0456 | 6984.3465
12.0471 | 6683.7346 | 6961.1096
12.1059 | 6645.6855 | 6921.4814
12.1647 | 6617.5452 | 6892.1733
12.2234 | 6595.1061 | 6868.803
12.2822 | 6570.409 | 6843.081
12.341 | 6524.007 | 6794.7533
12.3997 | 6491.7455 | 6761.153
12.4585 | 6449.4773 | 6717.1306
12.5173 | 6443.2679 | 6710.6635
12.576 | 6425.6842 | 6692.3501
12.6348 | 6384.6158 | 6649.5774
12.6936 | 6354.5414 | 6618.2549
12.7523 | 6322.5341 | 6584.9192
12.8111 | 6244.9694 | 6504.1356
12.8699 | 6209.6459 | 6467.3462
12.9286 | 6171.4437 | 6427.5586
12.9874 | 6131.0387 | 6385.4768
13.0462 | 6100.2446 | 6353.4048
13.1049 | 6077.1421 | 6329.3435
13.1637 | 6042.7632 | 6293.5379
13.2225 | 6035.0155 | 6285.4686
13.2812 | 6022.8643 | 6272.8132
13.34 | 6015.5686 | 6265.2147
13.3988 | 6018.4192 | 6268.1836
13.4575 | 6005.6608 | 6254.8957
13.5163 | 5975.7989 | 6223.7946
13.5751 | 5943.4801 | 6190.1346
13.6338 | 5906.3642 | 6151.4783
13.6926 | 5620.257
13.7514 | 5583.183
13.8101 | 5559.037
13.8689 | 5520.608
13.9277 | 5478.724
13.9864 | 5450.986
14.0452 | 5426.081
14.104 | 5403.966
14.1627 | 5389.82
14.2215 | 5372.909
14.2803 | 5342.055
14.339 | 5301.878
14.3978 | 5267.555
14.4566 | 5247.866
14.5153 | 5224.993
14.5741 | 5195.385
14.6329 | 5169.586
14.6916 | 5130.506
14.7504 | 5086.454
14.8092 | 5052.578
14.8679 | 5034.76
14.9267 | 5005.68
14.9855 | 4973.376
15.0442 | 4943.457
15.103 | 4902.183
15.1618 | 4862.155
15.2205 | 4833.51
15.2793 | 4806.3
15.3381 | 4757.167
15.3968 | 4724.104
15.4556 | 4696.434
15.5144 | 4661.407
15.5731 | 4629.617
15.6319 | 4628.113
15.6907 | 4599.956
15.7494 | 4574.183
15.8082 | 4544.291
15.867 | 4506.173
15.9257 | 4454.858
15.9845 | 4424.655
16.0433 | 4385.507
16.102 | 4366.198
16.1608 | 4362.933
16.2196 | 4328.65
16.2783 | 4312.877
16.3371 | 4300.669
16.3959 | 4291.373
16.4546 | 4270.925
16.5134 | 4270.925
16.5722 | 4257.429
16.6309 | 4246.359
16.6897 | 4200.057
16.7485 | 4156.926
16.8072 | 4139.243
16.866 | 4119.717
16.9248 | 4086.112
16.9835 | 4064.445
17.0423 | 4037.602
17.1011 | 3999.566
17.1598 | 3960.555
17.2186 | 3925.039
17.2774 | 3903.196
17.3361 | 3887.315
17.3949 | 3862.965
17.4537 | 3831.596
17.5124 | 3808.194
17.5712 | 3790.145
17.63 | 3762.001
17.6887 | 3734.602
17.7475 | 3714.629
17.8063 | 3687.772
17.865 | 3650.644
17.9238 | 3623.692
17.9826 | 3589.776
18.0413 | 3559.139
18.1001 | 3542.499
18.1589 | 3518.759
18.2176 | 3495.452
18.2764 | 3489.584
18.3352 | 3468.5
18.3939 | 3435.911
18.4527 | 3425.369
18.5115 | 3412.036
18.5702 | 3384.732
18.629 | 3363.891
18.6878 | 3346.303
18.7465 | 3307.495
18.8053 | 3268.849
18.8641 | 3243.673
18.9228 | 3213.618
18.9816 | 3182.52
19.0404 | 3163.292
19.0991 | 3151.273
19.1579 | 3132.004
19.2167 | 3110.31
19.2754 | 3090.621
19.3342 | 3071.515
19.393 | 3044.035
19.4517 | 3020.756
19.5105 | 3009.78
19.5693 | 2985.077
19.628 | 2951.486
19.6868 | 2929.805
19.7456 | 2889.832
19.8043 | 2851.037
19.8631 | 2831.267
19.9219 | 2823.774
19.9806 | 2808.516
20.0394 | 2799.261
20.0982 | 2797.066
20.1569 | 2784.979
20.2157 | 2756.334
20.2745 | 2713.528
20.3332 | 2688.975
20.392 | 2663.432
20.4508 | 2636.291
20.5095 | 2619.055
20.5683 | 2620.112
20.6271 | 2614.326
20.6858 | 2602.971
20.7446 | 2591.006
20.8034 | 2574.339
20.8621 | 2554.176
20.9209 | 2534.148
20.9797 | 2509.053
21.0384 | 2480.868
21.0972 | 2453.524
21.156 | 2432.467
21.2147 | 2394.132
21.2735 | 2375.69
21.3323 | 2366.625
21.391 | 2367.452
21.4498 | 2352.858
21.5086 | 2354.593
21.5673 | 2322.045
21.6261 | 2296.692
21.6849 | 2270.106
21.7436 | 2250.282
21.8024 | 2235.932
21.8612 | 2243.344
21.9199 | 2231.596
21.9787 | 2208.452
22.0375 | 2184.508
22.0962 | 2147.773
22.155 | 2104.629
22.2138 | 2074.141
22.2725 | 2049.845
22.3313 | 2026.2
22.39 | 2017.188
22.4488 | 2017.988
22.5076 | 2006.538
22.5663 | 2000.752
22.6251 | 1996.592
22.6839 | 1990.399
22.7427 | 1972.743
22.8014 | 1962.418
22.8602 | 1937.838
22.9189 | 1921.428
22.9777 | 1897.823
23.0365 | 1876.901
23.0953 | 1843.581
23.154 | 1821.02
23.2128 | 1794.61
23.2716 | 1778.052
23.3303 | 1771.331
23.3891 | 1776.521
23.4478 | 1777.076
23.5066 | 1765.043
23.5654 | 1744.284
23.6242 | 1727.075
23.6829 | 1707.549
23.7417 | 1689.446
23.8005 | 1685.232
23.8592 | 1676.288
23.918 | 1650.245
23.9767 | 1632.9
24.0355 | 1622.426
24.0943 | 1601.667
24.1531 | 1586.084
24.2118 | 1582.845
24.2706 | 1581.91
24.3294 | 1573.726
24.3881 | 1570.297
24.4469 | 1563.522
24.5056 | 1540.934
24.5644 | 1515.351
24.6232 | 1494.795
24.682 | 1477.139
24.7407 | 1460.214
24.7995 | 1450.905
24.8583 | 1441.013
24.917 | 1430.187
24.9758 | 1417.937
25.0345 | 1403.804
25.0933 | 1394.834
25.1521 | 1394.332
25.2109 | 1393.723
25.2696 | 1384.888
25.3284 | 1372.53
25.3871 | 1358.316
25.4459 | 1335.632
25.5047 | 1312.502
25.5634 | 1298.87
25.6222 | 1287.664
25.681 | 1273.463
25.7398 | 1262.176
25.7985 | 1252.84
25.8573 | 1242.203
25.916 | 1241.484
25.9748 | 1237.419
26.0336 | 1224.912
26.0923 | 1210.156
26.1511 | 1201.836
26.2099 | 1191.578
26.2687 | 1180.928
26.3274 | 1175.901
26.3862 | 1179.681
26.4449 | 1166.619
26.5037 | 1146.171
26.5625 | 1131.442
26.6212 | 1117.133
26.68 | 1091.821
26.7388 | 1073.121
26.7976 | 1063.487
26.8563 | 1055.207
26.9151 | 1060.004
26.9738 | 1058.487
27.0326 | 1055.492
27.0914 | 1048.148
27.1502 | 1047.538
27.2089 | 1032.822
27.2677 | 1020.275
27.3265 | 1005.288
27.3852 | 999.0683
27.444 | 986.0328
27.5027 | 974.366
27.5615 | 972.1437
27.6203 | 969.0272
27.679 | 962.4688
27.7378 | 955.4497
27.7966 | 945.3682
27.8553 | 927.5901
27.9141 | 913.674
27.9729 | 910.3406
28.0316 | 889.744
28.0904 | 881.2886
28.1492 | 877.8874
28.2079 | 884.2426
28.2667 | 870.367
28.3255 | 874.7031
28.3842 | 868.6325
28.443 | 856.2881
28.5018 | 843.876
28.5605 | 843.6999
28.6193 | 838.9979
28.6781 | 834.2281
28.7368 | 834.3229
28.7956 | 824.7564
28.8544 | 816.6398
28.9131 | 791.802
28.9719 | 775.2976
29.0307 | 773.1973
29.0894 | 777.0727
29.1482 | 770.284
29.207 | 777.6418
29.2657 | 779.715
29.3245 | 772.5875
29.3833 | 763.5089
29.442 | 757.9531
29.5008 | 757.5195
29.5596 | 756.964
29.6183 | 745.1616
29.6771 | 730.7169
29.7359 | 712.3427
29.7946 | 694.8085
29.8534 | 675.3501
29.9122 | 661.312
29.9709 | 652.843
30.0297 | 648.3578
30.0885 | 650.7291
30.1472 | 657.9515
30.206 | 659.6588
30.2648 | 653.2089
30.3235 | 655.7021
30.3823 | 648.7643
30.4411 | 629.0621
30.4998 | 616.4738
30.5586 | 614.9155
30.6174 | 606.2162
30.6761 | 600.1592
30.7349 | 604.0481
30.7937 | 604.2785
30.8524 | 605.2676
30.9112 | 605.5657
30.97 | 600.7554
31.0287 | 596.8393
31.0875 | 591.8934
31.1463 | 585.6467
31.205 | 574.7658
31.2638 | 568.8714
31.3226 | 561.7845
31.3813 | 560.416
31.4401 | 552.1231
31.4989 | 541.5945
31.5576 | 533.1391
31.6164 | 529.0604
31.6752 | 519.9816
31.7339 | 515.9301
31.7927 | 523.5319
31.8515 | 530.4968
31.9102 | 531.6079
31.969 | 539.2909
32.0278 | 537.3126
32.0865 | 522.8137
32.1453 | 508.8297
32.2041 | 500.2252
32.2628 | 489.9947
32.3216 | 485.5773
32.3804 | 488.9377
32.4391 | 489.1411
32.4979 | 484.168
32.5567 | 479.2899
32.6154 | 472.84
32.6742 | 469.6827
32.733 | 467.6095
32.7917 | 468.9103
32.8505 | 374.6676
32.9093 | 282.7419
32.968 | 187.6725
33.0268 | 95.0152
33.0856 | 0
33.1443 | 0
33.2031 | 0
33.2619 | 0
33.3206 | 0
33.3794 | 0
33.4382 | 0
33.4969 | 0
33.5557 | 0
33.6145 | 0
33.6732 | 0
33.732 | 0
33.7908 | 0
33.8495 | 0
33.9083 | 0
33.9671 | 0
34.0258 | 0
34.0846 | 0
34.1434 | 0
34.2021 | 0
34.2609 | 0
34.3197 | 0
34.3784 | 0
34.4372 | 0
34.496 | 0
34.5547 | 0
34.6135 | 0
34.6723 | 0
34.731 | 0
34.7898 | 0
34.8486 | 0
34.9073 | 0
34.9661 | 0
35.0249 | 0
35.0836 | 0
35.1424 | 0
35.2012 | 0
35.2599 | 0
35.3187 | 0
35.3775 | 0
35.4362 | 0
35.495 | 0
35.5538 | 0
35.6125 | 0
35.6713 | 0
35.7301 | 0
35.7888 | 0
35.8476 | 0
35.9064 | 0
35.9651 | 0
36.0239 | 0
36.0827 | 0
36.1414 | 0
36.2002 | 0
36.259 | 0
36.3177 | 0
36.3765 | 0
36.4353 | 0
36.494 | 0
36.5528 | 0
36.6116 | 0
36.6703 | 0
36.7291 | 0
36.7879 | 0
36.8466 | 0
36.9054 | 0
36.9642 | 0
37.0229 | 0
37.0817 | 0
37.1405 | 0
37.1992 | 0
37.258 | 0
37.3168 | 0
37.3755 | 0
37.4343 | 0
37.4931 | 0
37.5518 | 0
37.6106 | 0
37.6694 | 0
37.7281 | 0
37.7869 | 0
37.8457 | 0
37.9044 | 0
37.9632 | 0
38.022 | 0
38.0807 | 0
38.1395 | 0
38.1983 | 0
38.257 | 0
38.3158 | 0
38.3746 | 0
38.4333 | 0
38.4921 | 0
38.5509 | 0
38.6096 | 0
38.6684 | 0
38.7272 | 0
38.7859 | 0
38.8447 | 0
38.9035 | 0
38.9622 | 0
39.021 | 0
39.0797 | 0
39.1385 | 0
39.1973 | 0
39.2561 | 0
39.3148 | 0
39.3736 | 0
39.4323 | 0
39.4911 | 0
39.5499 | 0
39.6086 | 0
39.6674 | 0
39.7262 | 0
39.785 | 0
39.8437 | 0
39.9025 | 0
39.9612 | 0
40.02 | 0
40.0788 | 0
40.1375 | 0
40.1963 | 0
40.2551 | 0
40.3139 | 0
40.3726 | 0
40.4314 | 0
40.4901 | 0
40.5489 | 0
40.6077 | 0
40.6664 | 0
40.7252 | 0
40.784 | 0
40.8428 | 0
40.9015 | 0

## WR
Desire
D40 Lustr 1-Piece Optic | 2015-05-14
Diffuser | Beam Angle | Field Angle
Wide Round | 47 | 77.4
Row Mult
Mode | Candela | Field Lumens | Beam Lumens | Power Consump | Efficacy (lpw)
Boost Full | 5633.9457 | 2985.6239 | 1603.0195 | 102.7 | 29.0713 | 1 | 1 | 1 | 1 | 1 | 1
Regulated Full | 5061 | 2682 | 1440 | 93.3 | 28.746 | 0.8983 | 0.8983 | 0.8983
Regulated 3200K | 3657.1748 | 1938.0642 | 1040.5714 | 57.2 | 33.8822 | 0.64913 | 0.64913 | 0.64913
Regulated 5600K | 3173.3027 | 1681.6435 | 902.8958 | 54.5 | 30.8558 | 0.56325 | 0.56325 | 0.56325
[6 empty] | 0 | 0 | 0
[6 empty] | 0 | 0 | 0
[6 empty] | 0 | 0 | 0
| For Field diameter at any distance, multiply distance by |  |  |  | 1.6023
| For Beam diameter at any distance, multiply distance by |  |  |  | 0.86962
Dist for 1.0 fc
| Throw Distance (ft) | 10 | 15 | 20 | 30 | 71.1407
| Throw Distance (m) | 3.048 | 4.572 | 6.096 | 9.144 | 21.6837
| Field Diameter (ft) | 16.023 | 24.0345 | 32.046 | 48.0691
| Field Diameter (m) | 4.8838 | 7.3257 | 9.7676 | 14.6515
| Illuminance (fc) | 50.61 | 22.4933 | 12.6525 | 5.6233
| Illuminance (lux) | 544.761 | 242.116 | 136.1902 | 60.529
Test Distance | Iso-Illuminance Diagram grid lines
57 | 0 | 12.5 | 25 | 37.5
| 0 | 0.2193 | 0.4386 | 0.65789
Measurement: WR - Intensity
Degrees | (Cd)
-45.8948 | 0 | 0
-45.829 | 0 | 0
-45.7631 | 0 | 0
-45.6973 | 0 | 0
-45.6314 | 0 | 0
-45.5656 | 0 | 0
-45.4997 | 0 | 0
-45.4339 | 0 | 0
-45.368 | 0 | 0
-45.3022 | 0 | 0
-45.2364 | 0 | 0
-45.1705 | 0 | 0
-45.1047 | 0 | 0
-45.0388 | 0 | 0
-44.973 | 0 | 0
-44.9071 | 0 | 0
-44.8413 | 0 | 0
-44.7754 | 0 | 0
-44.7096 | 0 | 0
-44.6437 | 0 | 0
-44.5779 | 0 | 0
-44.512 | 0 | 0
-44.4462 | 0 | 0
-44.3803 | 0 | 0
-44.3145 | 0 | 0
-44.2486 | 0 | 0
-44.1828 | 0 | 0
-44.117 | 0 | 0
-44.0511 | 0 | 0
-43.9853 | 0 | 0
-43.9194 | 0 | 0
-43.8536 | 0 | 0
-43.7877 | 0 | 0
-43.7219 | 0 | 0
-43.656 | 0 | 0
-43.5902 | 0 | 0
-43.5243 | 0 | 0
-43.4585 | 0 | 0
-43.3927 | 0 | 0
-43.3268 | 0 | 0
-43.261 | 0 | 0
-43.1951 | 0 | 0
-43.1293 | 0 | 0
-43.0634 | 0 | 0
-42.9976 | 0 | 0
-42.9317 | 0 | 0
-42.8659 | 0 | 0
-42.8 | 0 | 0
-42.7342 | 0 | 0
-42.6683 | 0 | 0
-42.6025 | 0 | 0
-42.5367 | 0 | 0
-42.4708 | 67.6037 | 70.4092
-42.405 | 132.2202 | 137.7073
-42.3391 | 201.3362 | 209.6917
-42.2733 | 271.5708 | 282.841
-42.2074 | 344.5112 | 358.8084
-42.1416 | 348.3357 | 362.7916
-42.0757 | 354.9599 | 369.6907
-42.0099 | 355.866 | 370.6344
-41.944 | 359.0281 | 373.9277
-41.8782 | 357.7658 | 372.613
-41.8123 | 365.8334 | 381.0155
-41.7465 | 371.0578 | 386.4567
-41.6806 | 371.389 | 386.8016
-41.6148 | 373.72 | 389.2294
-41.549 | 382.2438 | 398.107
-41.4831 | 379.7566 | 395.5165
-41.4173 | 384.2435 | 400.1896
-41.3514 | 389.043 | 405.1882
-41.2856 | 396.2295 | 412.673
-41.2197 | 394.0235 | 410.3755
-41.1539 | 396.7857 | 413.2523
-41.088 | 394.6672 | 411.0458
-41.0222 | 393.5923 | 409.9264
-40.9563 | 391.8613 | 408.1235
-40.8905 | 396.4482 | 412.9008
-40.8246 | 402.5787 | 419.2857
-40.7588 | 408.1092 | 425.0457
-40.693 | 418.5453 | 435.9149
-40.6271 | 425.3944 | 443.0483
-40.5613 | 431.3311 | 449.2313
-40.4954 | 428.669 | 446.4588
-40.4296 | 432.4623 | 450.4094
-40.3637 | 434.8807 | 452.9283
-40.2979 | 435.7681 | 453.8525
-40.232 | 440.2675 | 458.5386
-40.1662 | 449.9162 | 468.5878
-40.1003 | 459.8898 | 478.9753
-40.0345 | 462.8707 | 482.0799
-39.9686 | 464.0268 | 483.2839
-39.9028 | 470.1824 | 489.6949
-39.837 | 471.5384 | 491.1072
-39.7711 | 465.6391 | 484.9632
-39.7053 | 470.2198 | 489.7339
-39.6394 | 477.0565 | 496.8543
-39.5736 | 477.5626 | 497.3815
-39.5077 | 482.2245 | 502.2368
-39.4419 | 491.692 | 512.0973
-39.376 | 497.8099 | 518.469
-39.3102 | 500.7596 | 521.5411
-39.2443 | 507.3712 | 528.4271
-39.1785 | 519.9821 | 541.5614
-39.1127 | 526.4812 | 548.3301
-39.0468 | 530.4119 | 552.424
-38.981 | 536.9361 | 559.2189
-38.9151 | 537.8298 | 560.1497
-38.8493 | 540.4981 | 562.9288
-38.7834 | 546.1849 | 568.8516
-38.7176 | 554.0089 | 577.0003
-38.6517 | 558.3645 | 581.5366
-38.5859 | 565.2324 | 588.6895
-38.52 | 568.207 | 591.7876
-38.4542 | 565.0824 | 588.5333
-38.3883 | 561.8517 | 585.1685
-38.3225 | 565.1886 | 588.6439
-38.2567 | 565.0574 | 588.5073
-38.1908 | 566.551 | 590.0629
-38.125 | 575.0873 | 598.9535
-38.0591 | 588.1107 | 612.5173
-37.9933 | 596.0846 | 620.8221
-37.9274 | 603.1587 | 628.1898
-37.8616 | 607.2894 | 632.4919
-37.7957 | 607.5393 | 632.7522
-37.7299 | 609.2079 | 634.4901
-37.664 | 609.2828 | 634.568
-37.5982 | 617.9567 | 643.6019
-37.5323 | 624.2559 | 650.1626
-37.4665 | 628.7553 | 654.8487
-37.4006 | 628.6241 | 654.712
-37.3348 | 634.4171 | 660.7454
-37.269 | 634.8358 | 661.1815
-37.2031 | 634.7546 | 661.0969
-37.1373 | 642.7972 | 669.4733
-37.0714 | 648.2653 | 675.1683
-37.0056 | 653.6521 | 680.7786
-36.9397 | 651.2273 | 678.2533
-36.8739 | 656.6642 | 683.9158
-36.808 | 661.0698 | 688.5042
-36.7422 | 674.1057 | 702.0811
-36.6763 | 686.2228 | 714.701
-36.6105 | 702.5332 | 731.6883
-36.5446 | 713.3694 | 742.9742
-36.4788 | 722.0056 | 751.9688
-36.413 | 726.8675 | 757.0325
-36.3471 | 728.9547 | 759.2063
-36.2813 | 735.9163 | 766.4568
-36.2154 | 736.9725 | 767.5568
-36.1496 | 739.7721 | 770.4727
-36.0837 | 743.9277 | 774.8007
-36.0179 | 752.9641 | 784.2121
-35.952 | 753.7391 | 785.0192
-35.8862 | 764.6688 | 796.4025
-35.8203 | 773.299 | 805.3909
-35.7545 | 780.648 | 813.0449
-35.6887 | 777.1547 | 809.4066
-35.6228 | 781.4229 | 813.8519
-35.557 | 782.404 | 814.8737
-35.4911 | 785.0224 | 817.6008
-35.4253 | 784.7349 | 817.3014
-35.3594 | 792.6965 | 825.5934
-35.2936 | 795.3086 | 828.3139
-35.2277 | 796.9708 | 830.0451
-35.1619 | 801.3078 | 834.5621
-35.096 | 803.0763 | 836.4039
-35.0302 | 807.0321 | 840.5239
-34.9643 | 813.4249 | 847.1821
-34.8985 | 822.0425 | 856.1573
-34.8327 | 831.1914 | 865.6858
-34.7668 | 852.1199 | 887.4829
-34.7009 | 859.1752 | 894.831
-34.6351 | 872.6547 | 908.8699
-34.5693 | 886.8654 | 923.6703
-34.5034 | 898.1201 | 935.3921
-34.4376 | 904.3755 | 941.9071
-34.3717 | 916.199 | 954.2213
-34.3059 | 915.7678 | 953.7722
-34.24 | 929.1786 | 967.7395
-34.1742 | 930.4721 | 969.0867
-34.1083 | 932.8281 | 971.5405
-34.0425 | 936.4276 | 975.2894
-33.9766 | 952.4255 | 991.9512
-33.9108 | 950.8383 | 990.298
-33.8449 | 960.0745 | 999.9176
-33.7791 | 965.3551 | 1005.4173
-33.7133 | 976.6036 | 1017.1327
-33.6474 | 984.7588 | 1025.6263
-33.5816 | 1000.7067 | 1042.2361
-33.5157 | 1010.4305 | 1052.3634
-33.4499 | 1021.6978 | 1064.0982
-33.384 | 1029.8404 | 1072.5788
-33.3182 | 1029.7654 | 1072.5007
-33.2523 | 1030.5653 | 1073.3338
-33.1865 | 1034.846 | 1077.7921
-33.1206 | 1036.0709 | 1079.0678
-33.0548 | 1039.7954 | 1082.9469
-32.989 | 1050.6819 | 1094.2852
-32.9231 | 1053.5439 | 1097.266
-32.8573 | 1064.9671 | 1109.1632
-32.7914 | 1076.2528 | 1120.9173
-32.7256 | 1083.6776 | 1128.6502
-32.6597 | 1091.2577 | 1136.5449
-32.5939 | 1099.2001 | 1144.8169
-32.528 | 1103.7932 | 1149.6006
-32.4622 | 1111.9481 | 1158.0939
-32.3963 | 1117.3035 | 1163.6716
-32.3305 | 1125.7532 | 1172.4719
-32.2646 | 1133.9706 | 1181.0304
-32.1988 | 1142.8942 | 1190.3243
-32.133 | 1151.1304 | 1198.9023
-32.0671 | 1162.3609 | 1210.5988
-32.0013 | 1169.7597 | 1218.3047
-31.9354 | 1179.9705 | 1228.9393
-31.8696 | 1191.0511 | 1240.4797
-31.8037 | 1203.2366 | 1253.1709
-31.7379 | 1214.4473 | 1264.8469
-31.672 | 1224.7394 | 1275.5661
-31.6062 | 1231.4769 | 1282.5832
-31.5403 | 1239.0882 | 1290.5103
-31.4745 | 1247.8368 | 1299.622
-31.4086 | 1260.3035 | 1312.6061
-31.3428 | 1271.3403 | 1324.1009
-31.2769 | 1280.9075 | 1334.0652
-31.2111 | 1282.8135 | 1336.0502
-31.1453 | 1289.5749 | 1343.0922
-31.0794 | 1291.9745 | 1345.5914
-31.0136 | 1293.4243 | 1347.1014
-30.9477 | 1300.9866 | 1354.9775
-30.8819 | 1312.9409 | 1367.428
-30.816 | 1322.1457 | 1377.0148
-30.7502 | 1332.7763 | 1388.0865
-30.6843 | 1344.3807 | 1400.1725
-30.6185 | 1353.4917 | 1409.6616
-30.5526 | 1365.7335 | 1422.4115
-30.4868 | 1373.2771 | 1430.2681
-30.421 | 1385.9376 | 1443.454
-30.3551 | 1395.3861 | 1453.2946
-30.2893 | 1405.7417 | 1464.08
-30.2234 | 1415.5339 | 1474.2786
-30.1576 | 1422.8077 | 1481.8543
-30.0917 | 1424.4512 | 1483.5659
-30.0259 | 1435.037 | 1494.5911
-29.96 | 1442.9868 | 1502.8707
-29.8942 | 1446.3613 | 1506.3852
-29.8283 | 1457.197 | 1517.6707
-29.7625 | 1474.814 | 1536.0188
-29.6966 | 1481.0567 | 1542.5206
-29.6308 | 1488.7555 | 1550.5389
-29.5649 | 1497.9478 | 1560.1126
-29.4991 | 1502.9407 | 1565.3128
-29.4333 | 1506.41 | 1568.926
-29.3674 | 1521.7513 | 1584.904
-29.3016 | 1538.0612 | 1601.8907
-29.2357 | 1550.4477 | 1614.7913
-29.1699 | 1561.5522 | 1626.3566
-29.104 | 1573.5815 | 1638.8852
-29.0382 | 1583.4872 | 1649.2019
-28.9723 | 1591.7984 | 1657.858
-28.9065 | 1602.7154 | 1669.2281
-28.8406 | 1607.0397 | 1673.7319
-28.7748 | 1611.389 | 1678.2617
-28.709 | 1617.6016 | 1684.732
-28.6431 | 1623.9693 | 1691.364
-28.5773 | 1632.6492 | 1700.4041
-28.5114 | 1646.5657 | 1714.8981
-28.4456 | 1658.4898 | 1727.3171
-28.3797 | 1667.1509 | 1736.3377
-28.3139 | 1683.3483 | 1753.2073
-28.248 | 1698.6219 | 1769.1147
-28.1822 | 1711.2699 | 1782.2876
-28.1163 | 1724.1689 | 1795.7219
-28.0505 | 1735.2546 | 1807.2677
-27.9846 | 1739.6039 | 1811.7975
-27.9188 | 1738.5666 | 1810.7171
-27.8529 | 1742.4535 | 1814.7653
-27.7871 | 1751.8582 | 1824.5603
-27.7213 | 1763.0824 | 1836.2504
-27.6554 | 1768.6691 | 1842.0688
-27.5896 | 1779.1236 | 1852.9573
-27.5237 | 1796.8156 | 1871.3834
-27.4579 | 1807.7576 | 1882.7795
-27.392 | 1816.5874 | 1891.9758
-27.3262 | 1829.0979 | 1905.0055
-27.2603 | 1839.2223 | 1915.5501
-27.1945 | 1842.9405 | 1919.4225
-27.1286 | 1848.3021 | 1925.0067
-27.0628 | 1853.9825 | 1930.9228
-26.9969 | 1863.8184 | 1941.1669
-26.9311 | 1878.6358 | 1956.5992
-26.8653 | 1887.3969 | 1965.7239
-26.7994 | 1894.7645 | 1973.3972
-26.7336 | 1905.3576 | 1984.4299
-26.6677 | 1914.7811 | 1994.2445
-26.6019 | 1915.356 | 1994.8433
-26.536 | 1930.2474 | 2010.3526
-26.4702 | 1946.2771 | 2027.0476
-26.4043 | 1963.7305 | 2045.2254
-26.3385 | 1984.0096 | 2066.346
-26.2726 | 2011.125 | 2094.5867
-26.2068 | 2026.4538 | 2110.5517
-26.141 | 2033.9964 | 2118.4072
-26.0751 | 2034.69 | 2119.1297
-26.0093 | 2028.1911 | 2112.361
-25.9434 | 2031.0406 | 2115.3288
-25.8776 | 2038.6654 | 2123.27
-25.8117 | 2051.8133 | 2136.9636
-25.7459 | 2064.9925 | 2150.6897
-25.68 | 2080.1036 | 2166.4279
-25.6142 | 2087.3337 | 2173.958
-25.5483 | 2092.3016 | 2179.1322
-25.4825 | 2101.0877 | 2188.2829
-25.4166 | 2116.7425 | 2204.5873
-25.3508 | 2132.7899 | 2221.3007
-25.2849 | 2149.1936 | 2238.3851
-25.2191 | 2167.7354 | 2257.6964
-25.1532 | 2182.4466 | 2273.0181
-25.0874 | 2185.5148 | 2276.2137
-25.0216 | 2190.4328 | 2281.3358
-24.9557 | 2195.282 | 2286.3862
-24.8899 | 2205.8741 | 2297.4179
-24.824 | 2219.1782 | 2311.2741
-24.7582 | 2239.1698 | 2332.0953
-24.6923 | 2258.0991 | 2351.8102
-24.6265 | 2278.2583 | 2372.8061
-24.5606 | 2290.8386 | 2385.9084
-24.4948 | 2300.3059 | 2395.7685
-24.429 | 2312.8976 | 2408.8828
-24.3631 | 2326.2454 | 2422.7846
-24.2972 | 2335.8824 | 2432.8216
-24.2314 | 2344.0374 | 2441.3149
-24.1656 | 2350.6613 | 2448.2138
-24.0997 | 2357.1728 | 2454.9955
-24.0339 | 2361.7856 | 2459.7997
-23.968 | 2368.7845 | 2467.089
-23.9022 | 2374.621 | 2473.1678
-23.8363 | 2386.7504 | 2485.8005
-23.7705 | 2397.3684 | 2496.8592
-23.7046 | 2409.2353 | 2509.2186
-23.6388 | 2417.3527 | 2517.6729
-23.5729 | 2426.1576 | 2526.8431
-23.5071 | 2433.2013 | 2534.1791
-23.4413 | 2442.0561 | 2543.4014
-23.3754 | 2451.1484 | 2552.871
-23.3096 | 2470.5838 | 2573.113
-23.2437 | 2503.8733 | 2607.784
-23.1779 | 2521.7204 | 2626.3718
-23.112 | 2529.7754 | 2634.7611
-23.0462 | 2544.874 | 2650.4863
-22.9803 | 2555.7035 | 2661.7652
-22.9145 | 2558.5218 | 2664.7005
-22.8486 | 2567.5516 | 2674.105
-22.7828 | 2577.876 | 2684.8579
-22.7169 | 2580.6818 | 2687.7801
-22.6511 | 2583.3439 | 2690.5527
-22.5852 | 2584.5062 | 2691.7632
-22.5194 | 2587.1183 | 2694.4837
-22.4536 | 2600.5474 | 2708.4701
-22.3877 | 2617.0895 | 2725.6987
-22.3219 | 2622.7199 | 2731.5628
-22.256 | 2625.8381 | 2734.8104
-22.1902 | 2645.0299 | 2754.7986
-22.1243 | 2662.4396 | 2772.9308
-22.0585 | 2670.432 | 2781.255
-21.9926 | 2681.8313 | 2793.1273
-21.9268 | 2694.623 | 2806.4498
-21.8609 | 2702.8029 | 2814.9692
-21.7951 | 2704.5964 | 2816.8371
-21.7293 | 2714.1948 | 2826.8339
-21.6634 | 2737.7296 | 2851.3454
-21.5976 | 2759.8209 | 2874.3534
-21.5317 | 2770.8753 | 2885.8667
-21.4659 | 2785.1428 | 2900.7263
-21.4 | 2796.4473 | 2912.4999
-21.3342 | 2794.0664 | 2910.0202
-21.2683 | 2792.5229 | 2908.4126
-21.2025 | 2803.7774 | 2920.1341
-21.1366 | 2814.4694 | 2931.2699
-21.0708 | 2819.2311 | 2936.2292
-21.0049 | 2832.3301 | 2949.8718
-20.9391 | 2840.2538 | 2958.1244
-20.8732 | 2842.5784 | 2960.5455
-20.8074 | 2847.6089 | 2965.7847
-20.7416 | 2860.3766 | 2979.0823
-20.6757 | 2879.6548 | 2999.1605
-20.6099 | 2895.0721 | 3015.2176
-20.544 | 2908.9262 | 3029.6466
-20.4782 | 2912.3381 | 3033.2001
-20.4123 | 2913.3567 | 3034.261
-20.3465 | 2903.577 | 3024.0755
-20.2806 | 2907.0577 | 3027.7006
-20.2148 | 2916.9561 | 3038.0098
-20.1489 | 2938.6787 | 3060.6339
-20.0831 | 2963.7559 | 3086.7518
-20.0173 | 2995.4519 | 3119.7632
-19.9514 | 3022.4111 | 3147.8412
-19.8856 | 3036.8036 | 3162.831
-19.8197 | 3049.2266 | 3175.7695
-19.7539 | 3063.8493 | 3190.999
-19.688 | 3074.4799 | 3202.0708
-19.6222 | 3084.0284 | 3212.0155
-19.5563 | 3096.0139 | 3224.4985
-19.4905 | 3105.8821 | 3234.7763
-19.4246 | 3109.3441 | 3238.3819
-19.3588 | 3109.3066 | 3238.3428
-19.2929 | 3109.3503 | 3238.3884
-19.2271 | 3115.8993 | 3245.2091
-19.1612 | 3123.673 | 3253.3055
-19.0954 | 3124.6791 | 3254.3533
-19.0296 | 3126.0977 | 3255.8307
-18.9637 | 3137.802 | 3268.0208
-18.8979 | 3146.8704 | 3277.4655
-18.832 | 3152.3195 | 3283.1408
-18.7662 | 3162.2742 | 3293.5085
-18.7003 | 3175.5533 | 3307.3387
-18.6345 | 3185.2528 | 3317.4408
-18.5686 | 3188.0086 | 3320.3109
-18.5028 | 3201.4377 | 3334.2974
-18.4369 | 3222.5166 | 3356.251
-18.3711 | 3242.4759 | 3377.0387
-18.3053 | 3258.4057 | 3393.6295
-18.2394 | 3277.1839 | 3413.187
-18.1736 | 3282.1092 | 3418.3167
-18.1077 | 3284.3265 | 3420.6261
-18.0419 | 3290.5765 | 3427.1355
-17.976 | 3300.6062 | 3437.5814
-17.9102 | 3313.8041 | 3451.327
-17.8443 | 3333.0021 | 3471.3216
-17.7785 | 3350.4815 | 3489.5265
-17.7126 | 3361.3486 | 3500.8445
-17.6468 | 3371.172 | 3511.0756
-17.5809 | 3401.3369 | 3542.4924
-17.5151 | 3425.4154 | 3567.5701
-17.4492 | 3442.5314 | 3585.3965
-17.3834 | 3455.5356 | 3598.9403
-17.3176 | 3466.7786 | 3610.6499
-17.2517 | 3465.835 | 3609.6671
-17.1859 | 3470.2905 | 3614.3076
-17.12 | 3468.1346 | 3612.0622
-17.0542 | 3480.4139 | 3624.8511
-16.9883 | 3497.281 | 3642.4181
-16.9225 | 3504.9235 | 3650.3778
-16.8566 | 3507.973 | 3653.5539
-16.7908 | 3521.2834 | 3667.4166
-16.7249 | 3515.8155 | 3661.7218
-16.6591 | 3495.8864 | 3640.9657
-16.5932 | 3496.8612 | 3641.981
-16.5274 | 3511.0663 | 3656.7755
-16.4615 | 3523.958 | 3670.2022
-16.3957 | 3541.9686 | 3688.9603
-16.3299 | 3570.0839 | 3718.2424
-16.264 | 3578.8825 | 3727.4061
-16.1982 | 3569.0705 | 3717.187
-16.1323 | 3564.3713 | 3712.2927
-16.0665 | 3572.6147 | 3720.8783
-16.0006 | 3583.7005 | 3732.424
-15.9348 | 3586.0314 | 3734.8517
-15.8689 | 3609.8286 | 3759.6365
-15.8031 | 3643.3118 | 3794.5092
-15.7372 | 3664.021 | 3816.0778
-15.6714 | 3672.2196 | 3824.6168
-15.6055 | 3688.0681 | 3841.123
-15.5397 | 3698.8227 | 3852.3238
-15.4739 | 3704.7405 | 3858.4872
-15.408 | 3713.7515 | 3867.8722
-15.3422 | 3723.3885 | 3877.9092
-15.2763 | 3731.0811 | 3885.9209
-15.2105 | 3733.8869 | 3888.8432
-15.1446 | 3728.2565 | 3882.9792
-15.0788 | 3725.2007 | 3879.7966
-15.0129 | 3730.7124 | 3885.5369
-14.9471 | 3742.1543 | 3897.4537
-14.8812 | 3753.341 | 3909.1047
-14.8154 | 3764.2393 | 3920.4552
-14.7495 | 3768.2512 | 3924.6336
-14.6837 | 3775.4937 | 3932.1767
-14.6179 | 3789.83 | 3947.1079
-14.552 | 3806.3273 | 3964.2899
-14.4862 | 3823.0507 | 3981.7073
-14.4203 | 3838.5295 | 3997.8285
-14.3545 | 3840.9603 | 4000.3602
-14.2886 | 3828.5436 | 3987.4281
-14.2228 | 3818.8951 | 3977.3793
-14.1569 | 3816.7392 | 3975.1339
-14.0911 | 3821.201 | 3979.7809
-14.0252 | 3832.6242 | 3991.6781
-13.9594 | 3849.4663 | 4009.2191
-13.8935 | 3863.8077 | 4024.1558
-13.8277 | 3872.3064 | 4033.0071
-13.7619 | 3885.574 | 4046.8254
-13.696 | 3906.7394 | 4068.8691
-13.6302 | 3919.9685 | 4082.6472
-13.5643 | 3921.0809 | 4083.8057
-13.4985 | 3927.2622 | 4090.2435
-13.4326 | 3932.3863 | 4095.5804
-13.3668 | 3931.9614 | 4095.1378
-13.3009 | 3937.8292 | 4101.2491
-13.2351 | 3948.5588 | 4112.4239
-13.1692 | 3958.0583 | 4122.3177
-13.1034 | 3964.3635 | 4128.8846
-13.0375 | 3963.7074 | 4128.2012
-12.9717 | 3957.4011 | 4121.6332
-12.9059 | 3957.1949 | 4121.4185
-12.84 | 3958.1135 | 4122.3752
-12.7742 | 3958.0083 | 4122.2656
-12.7083 | 3961.6702 | 4126.0795
-12.6425 | 3969.469 | 4134.2019
-12.5766 | 3972.081 | 4136.9224
-12.5108 | 3969.6064 | 4134.3451
-12.4449 | 3971.5249 | 4136.3432
-12.3791 | 3978.505 | 4143.613
-12.3132 | 3990.9728 | 4156.5982
-12.2474 | 4011.5695 | 4178.0496
-12.1815 | 4044.3965 | 4212.239
-12.1157 | 4065.2245 | 4233.9313
-12.0499 | 4093.1596 | 4263.0257
-11.984 | 4118.2868 | 4289.1957
-11.9182 | 4130.1911 | 4301.5941
-11.8523 | 4136.3974 | 4308.0579
-11.7865 | 4149.3641 | 4321.5627
-11.7206 | 4149.3454 | 4321.5432
-11.6548 | 4149.1142 | 4321.3024
-11.5889 | 4158.7439 | 4331.3317
-11.5231 | 4163.6681 | 4336.4603
-11.4572 | 4171.1304 | 4344.2323
-11.3914 | 4180.7039 | 4354.2031
-11.3255 | 4189.0713 | 4362.9178
-11.2597 | 4195.8077 | 4369.9338
-11.1939 | 4203.3878 | 4377.8284
-11.128 | 4206.6195 | 4381.1943
-11.0622 | 4200.4445 | 4374.7629
-10.9963 | 4192.9457 | 4366.9529
-10.9305 | 4193.7768 | 4367.8185
-10.8646 | 4204.3751 | 4378.8567
-10.7988 | 4197.0138 | 4371.1899
-10.7329 | 4210.1502 | 4384.8715
-10.6671 | 4225.3915 | 4400.7453
-10.6012 | 4226.1727 | 4401.5588
-10.5354 | 4213.0185 | 4387.8588
-10.4695 | 4228.4723 | 4403.9539
-10.4037 | 4237.6021 | 4413.4626
-10.3379 | 4250.5448 | 4426.9424
-10.272 | 4270.9165 | 4448.1596
-10.2062 | 4292.7391 | 4470.8878
-10.1403 | 4305.2308 | 4483.8979
-10.0745 | 4318.2985 | 4497.5079
-10.0086 | 4328.2532 | 4507.8757
-9.9428 | 4332.64 | 4512.4446
-9.8769 | 4331.4902 | 4511.247
-9.8111 | 4327.4533 | 4507.0426
-9.7452 | 4317.6424 | 4496.8246
-9.6794 | 4311.7371 | 4490.6742
-9.6135 | 4312.2308 | 4491.1883
-9.5477 | 4316.7113 | 4495.8548
-9.4819 | 4330.4966 | 4510.2122
-9.416 | 4348.5572 | 4529.0224
-9.3502 | 4359.9617 | 4540.9001
-9.2843 | 4365.8795 | 4547.0635
-9.2185 | 4374.7718 | 4556.3248
-9.1526 | 4381.7707 | 4563.6142
-9.0868 | 4384.9275 | 4566.902
-9.0209 | 4394.1885 | 4576.5473
-8.9551 | 4407.5426 | 4590.4556
-8.8892 | 4411.9919 | 4595.0895
-8.8234 | 4415.2976 | 4598.5325
-8.7575 | 4417.6045 | 4600.9351
-8.6917 | 4414.2165 | 4597.4065
-8.6259 | 4408.8049 | 4591.7703
-8.56 | 4412.1481 | 4595.2523
-8.4942 | 4414.579 | 4597.784
-8.4283 | 4417.5472 | 4600.8755
-8.3625 | 4423.3536 | 4606.9228
-8.2966 | 4434.2644 | 4618.2863
-8.2308 | 4451.6991 | 4636.4446
-8.1649 | 4466.1416 | 4651.4864
-8.0991 | 4474.3902 | 4660.0774
-8.0332 | 4481.5391 | 4667.523
-7.9674 | 4491.6635 | 4678.0675
-7.9015 | 4493.3507 | 4679.8248
-7.8357 | 4498.6436 | 4685.3374
-7.7699 | 4505.1801 | 4692.1451
-7.704 | 4504.4865 | 4691.4226
-7.6382 | 4492.7498 | 4679.1989
-7.5723 | 4484.1449 | 4670.2369
-7.5065 | 4478.3521 | 4664.2037
-7.4406 | 4482.0765 | 4668.0827
-7.3748 | 4493.031 | 4679.4918
-7.3089 | 4501.3182 | 4688.1229
-7.2431 | 4513.5913 | 4700.9053
-7.1772 | 4521.3473 | 4708.9832
-7.1114 | 4524.903 | 4712.6865
-7.0455 | 4529.7585 | 4717.7434
-6.9797 | 4542.1815 | 4730.682
-6.9139 | 4547.0682 | 4735.7715
-6.848 | 4545.3622 | 4733.9947
-6.7822 | 4540.1193 | 4728.5342
-6.7163 | 4538.6758 | 4727.0308
-6.6505 | 4553.8733 | 4742.8591
-6.5846 | 4571.6091 | 4761.3308
-6.5188 | 4578.9954 | 4769.0237
-6.4529 | 4576.4895 | 4766.4138
-6.3871 | 4577.7393 | 4767.7155
-6.3212 | 4552.611 | 4741.5444
-6.2554 | 4533.0579 | 4721.1798
-6.1895 | 4532.6517 | 4720.7568
-6.1237 | 4542.7376 | 4731.2612
-6.0579 | 4543.4813 | 4732.0357
-5.992 | 4562.1356 | 4751.4642
-5.9262 | 4572.6776 | 4762.4438
-5.8603 | 4575.2585 | 4765.1317
-5.7945 | 4579.9765 | 4770.0455
-5.7286 | 4589.7499 | 4780.2245
-5.6628 | 4594.8053 | 4785.4898
-5.5969 | 4606.1608 | 4797.3165
-5.5311 | 4622.2082 | 4814.0299
-5.4652 | 4630.1195 | 4822.2694
-5.3994 | 4628.8582 | 4820.9558
-5.3335 | 4625.3327 | 4817.2841
-5.2677 | 4618.6213 | 4810.2941
-5.2019 | 4610.6288 | 4801.9699
-5.136 | 4617.9902 | 4809.6368
-5.0702 | 4624.1829 | 4816.0865
-5.0043 | 4627.1512 | 4819.178
-4.9385 | 4634.2511 | 4826.5725
-4.8726 | 4652.1732 | 4845.2384
-4.8068 | 4663.7401 | 4857.2854
-4.7409 | 4679.7511 | 4873.9608
-4.6751 | 4698.7429 | 4893.7407
-4.6092 | 4715.0528 | 4910.7275
-4.5434 | 4715.2465 | 4910.9292
-4.4775 | 4719.4771 | 4915.3354
-4.4117 | 4721.8642 | 4917.8215
-4.3459 | 4717.5586 | 4913.3373
-4.28 | 4709.0725 | 4904.499
-4.2142 | 4703.1172 | 4898.2965
-4.1483 | 4686.3688 | 4880.8531
-4.0825 | 4667.2406 | 4860.9311
-4.0166 | 4650.7172 | 4843.722
-3.9508 | 4638.5567 | 4831.0568
-3.8849 | 4654.0167 | 4847.1584
-3.8191 | 4675.1196 | 4869.137
-3.7532 | 4692.3491 | 4887.0816
-3.6874 | 4708.4778 | 4903.8796
-3.6215 | 4725.4573 | 4921.5638
-3.5557 | 4716.4463 | 4912.1788
-3.4898 | 4702.7985 | 4897.9646
-3.424 | 4697.942 | 4892.9066
-3.3582 | 4712.0407 | 4907.5904
-3.2923 | 4720.1082 | 4915.9927
-3.2265 | 4726.4322 | 4922.5791
-3.1606 | 4735.1683 | 4931.6778
-3.0948 | 4745.0865 | 4942.0076
-3.0289 | 4736.1129 | 4932.6616
-2.9631 | 4727.2258 | 4923.4057
-2.8972 | 4722.6703 | 4918.6611
-2.8314 | 4722.2204 | 4918.1925
-2.7655 | 4720.6831 | 4916.5915
-2.6997 | 4726.3322 | 4922.475
-2.6338 | 4731.8563 | 4928.2284
-2.568 | 4734.081 | 4930.5453
-2.5022 | 4736.8743 | 4933.4546
-2.4363 | 4745.4052 | 4942.3395
-2.3705 | 4753.6914 | 4950.9696
-2.3046 | 4765.9519 | 4963.7389
-2.2388 | 4780.9433 | 4979.3524
-2.1729 | 4795.1608 | 4994.1599
-2.1071 | 4796.8168 | 4995.8847
-2.0412 | 4794.5796 | 4993.5547
-1.9754 | 4795.3295 | 4994.3357
-1.9095 | 4801.491 | 5000.7529
-1.8437 | 4810.1844 | 5009.8071
-1.7778 | 4827.3567 | 5027.692
-1.712 | 4841.3357 | 5042.2511
-1.6462 | 4847.2795 | 5048.4416
-1.5803 | 4859.7213 | 5061.3997
-1.5145 | 4858.9089 | 5060.5536
-1.4486 | 4849.7166 | 5050.9799
-1.3828 | 4841.7991 | 5042.7338
-1.3169 | 4839.1485 | 5039.9732
-1.2511 | 4824.8383 | 5025.0691
-1.1852 | 4818.3831 | 5018.346
-1.1194 | 4817.6572 | 5017.5899
-1.0535 | 4819.8579 | 5019.882
-0.98769 | 4825.4382 | 5025.6939
-0.92185 | 4834.5868 | 5035.2221
-0.856 | 4846.8848 | 5048.0305
-0.79015 | 4860.7086 | 5062.428
-0.72431 | 4872.8379 | 5075.0607
-0.65846 | 4873.4389 | 5075.6866
-0.59262 | 4864.7142 | 5066.5999
-0.52677 | 4854.2409 | 5055.6919
-0.46092 | 4849.6156 | 5050.8747
-0.39508 | 4845.836 | 5046.9382
-0.32923 | 4849.223 | 5050.4657
-0.26338 | 4861.6897 | 5063.4498
-0.19754 | 4874.2252 | 5076.5056
-0.13169 | 4869.0333 | 5071.0982
-0.065846 | 4870.4883 | 5072.6136
6.537e-13 | 4870.6383 | 5072.7698
0.065846 | 4866.8326 | 5068.8062
0.13169 | 4866.4702 | 5068.4287
0.19754 | 4880.6929 | 5083.2417
0.26338 | 4878.3631 | 5080.8152
0.32923 | 4867.0888 | 5069.073
0.39508 | 4854.2659 | 5055.7179
0.46092 | 4851.4153 | 5052.7491
0.52677 | 4840.1484 | 5041.0145
0.59262 | 4832.4746 | 5033.0223
0.65846 | 4830.4749 | 5030.9396
0.72431 | 4829.7688 | 5030.2042
0.79015 | 4810.4031 | 5010.0349
0.856 | 4797.6729 | 4996.7763
0.92185 | 4795.2733 | 4994.2771
0.98769 | 4800.6536 | 4999.8808
1.0535 | 4807.0714 | 5006.5648
1.1194 | 4815.4461 | 5015.2871
1.1852 | 4819.233 | 5019.2311
1.2511 | 4814.8576 | 5014.6742
1.3169 | 4800.8974 | 5000.1346
1.3828 | 4790.4115 | 4989.2136
1.4486 | 4778.3072 | 4976.607
1.5145 | 4765.1406 | 4962.8939
1.5803 | 4756.9096 | 4954.3214
1.6462 | 4762.7274 | 4960.3806
1.712 | 4758.928 | 4956.4235
1.7778 | 4755.3849 | 4952.7333
1.8437 | 4752.6103 | 4949.8436
1.9095 | 4744.7491 | 4941.6561
1.9754 | 4733.0322 | 4929.453
2.0412 | 4735.4432 | 4931.9641
2.1071 | 4744.8928 | 4941.8058
2.1729 | 4754.2413 | 4951.5423
2.2388 | 4767.0965 | 4964.931
2.3046 | 4772.4957 | 4970.5542
2.3705 | 4770.07 | 4968.0279
2.4363 | 4767.8641 | 4965.7305
2.5022 | 4772.8643 | 4970.9382
2.568 | 4772.5009 | 4970.5596
2.6338 | 4773.1893 | 4971.2766
2.6997 | 4769.5274 | 4967.4628
2.7655 | 4756.7596 | 4954.1652
2.8314 | 4741.4871 | 4938.2588
2.8972 | 4735.8557 | 4932.3937
2.9631 | 4727.707 | 4923.9068
3.0289 | 4717.0025 | 4912.7581
3.0948 | 4713.6217 | 4909.237
3.1606 | 4713.3218 | 4908.9246
3.2265 | 4711.8658 | 4907.4082
3.2923 | 4714.7091 | 4910.3695
3.3582 | 4720.7206 | 4916.6305
3.424 | 4719.5895 | 4915.4525
3.4898 | 4706.2292 | 4901.5377
3.5557 | 4691.0681 | 4885.7474
3.6215 | 4681.5321 | 4875.8157
3.6874 | 4678.8075 | 4872.978
3.7532 | 4679.9011 | 4874.117
3.8191 | 4687.0625 | 4881.5755
3.8849 | 4688.6497 | 4883.2287
3.9508 | 4678.4326 | 4872.5875
4.0166 | 4668.8779 | 4862.6363
4.0825 | 4661.2718 | 4854.7146
4.1483 | 4652.0233 | 4845.0822
4.2142 | 4650.2173 | 4843.2013
4.28 | 4669.5403 | 4863.3262
4.3459 | 4670.8265 | 4864.6658
4.4117 | 4670.5713 | 4864.4
4.4775 | 4675.608 | 4869.6458
4.5434 | 4678.0014 | 4872.1385
4.6092 | 4656.7788 | 4850.0351
4.6751 | 4654.4791 | 4847.64
4.7409 | 4659.8533 | 4853.2372
4.8068 | 4665.8721 | 4859.5058
4.8726 | 4668.4092 | 4862.1482
4.9385 | 4673.2209 | 4867.1596
5.0043 | 4672.771 | 4866.691
5.0702 | 4664.3026 | 4857.8711
5.136 | 4648.2239 | 4841.1252
5.2019 | 4629.6768 | 4821.8084
5.2677 | 4615.953 | 4807.515
5.3335 | 4604.3923 | 4795.4746
5.3994 | 4598.3746 | 4789.2071
5.4652 | 4600.5482 | 4791.4709
5.5311 | 4606.6795 | 4797.8567
5.5969 | 4614.4657 | 4805.9661
5.6628 | 4619.6961 | 4811.4135
5.7286 | 4618.7775 | 4810.4568
5.7945 | 4609.7977 | 4801.1043
5.8603 | 4607.5043 | 4798.7158
5.9262 | 4602.0552 | 4793.0405
5.992 | 4592.0933 | 4782.6651
6.0579 | 4581.6824 | 4771.8223
6.1237 | 4578.4954 | 4768.503
6.1895 | 4576.4833 | 4766.4073
6.2554 | 4572.9463 | 4762.7236
6.3212 | 4566.7411 | 4756.2608
6.3871 | 4561.2097 | 4750.4999
6.4529 | 4558.1237 | 4747.2858
6.5188 | 4556.7916 | 4745.8985
6.5846 | 4563.7905 | 4753.1878
6.6505 | 4578.0643 | 4768.0539
6.7163 | 4593.3493 | 4783.9733
6.7822 | 4597.8684 | 4788.6799
6.848 | 4585.9068 | 4776.2219
6.9139 | 4567.9471 | 4757.5169
6.9797 | 4555.1606 | 4744.1998
7.0455 | 4544.6436 | 4733.2463
7.1114 | 4538.9507 | 4727.3172
7.1772 | 4540.4942 | 4728.9247
7.2431 | 4542.2377 | 4730.7406
7.3089 | 4536.5261 | 4724.792
7.3748 | 4527.84 | 4715.7454
7.4406 | 4517.9093 | 4705.4025
7.5065 | 4508.2234 | 4695.3146
7.5723 | 4500.9808 | 4687.7715
7.6382 | 4498.6061 | 4685.2983
7.704 | 4498.5312 | 4685.2202
7.7699 | 4502.9367 | 4689.8086
7.8357 | 4511.1604 | 4698.3735
7.9015 | 4519.8153 | 4707.3876
7.9674 | 4522.9845 | 4710.6884
8.0332 | 4518.7165 | 4706.2432
8.0991 | 4509.4482 | 4696.5903
8.1649 | 4496.3128 | 4682.9097
8.2308 | 4479.5519 | 4665.4533
8.2966 | 4459.1489 | 4644.2036
8.3625 | 4453.8987 | 4638.7355
8.4283 | 4451.6428 | 4636.386
8.4942 | 4447.4498 | 4632.0189
8.56 | 4444.1065 | 4628.537
8.6259 | 4450.2743 | 4634.9607
8.6917 | 4448.2371 | 4632.839
8.7575 | 4445.1251 | 4629.5978
8.8234 | 4444.8002 | 4629.2594
8.8892 | 4446.5436 | 4631.0752
8.9551 | 4446.125 | 4630.6392
9.0209 | 4446.5374 | 4631.0687
9.0868 | 4442.7443 | 4627.1181
9.1526 | 4429.99 | 4613.8346
9.2185 | 4406.1428 | 4588.9977
9.2843 | 4373.3595 | 4554.8539
9.3502 | 4353.6627 | 4534.3397
9.416 | 4340.7824 | 4520.9249
9.4819 | 4327.8033 | 4507.4071
9.5477 | 4317.0675 | 4496.2258
9.6135 | 4315.4417 | 4494.5325
9.6794 | 4312.437 | 4491.4031
9.7452 | 4309.8051 | 4488.662
9.8111 | 4310.0613 | 4488.9289
9.8769 | 4314.2804 | 4493.3231
9.9428 | 4321.4793 | 4500.8207
10.0086 | 4312.7619 | 4491.7416
10.0745 | 4300.0254 | 4478.4765
10.1403 | 4294.87 | 4473.1071
10.2062 | 4295.3012 | 4473.5562
10.272 | 4289.5958 | 4467.6141
10.3379 | 4278.9538 | 4456.5304
10.4037 | 4262.6366 | 4439.536
10.4695 | 4240.6901 | 4416.6788
10.5354 | 4215.3556 | 4390.2929
10.6012 | 4191.8396 | 4365.801
10.6671 | 4189.1463 | 4362.9959
10.7329 | 4199.9946 | 4374.2943
10.7988 | 4213.9746 | 4388.8546
10.8646 | 4226.5663 | 4401.9689
10.9305 | 4241.3838 | 4417.4012
10.9963 | 4232.1842 | 4407.8198
11.0622 | 4208.3693 | 4383.0166
11.128 | 4183.6784 | 4357.3011
11.1939 | 4165.2678 | 4338.1264
11.2597 | 4149.3579 | 4321.5562
11.3255 | 4144.7774 | 4316.7856
11.3914 | 4149.8203 | 4322.0378
11.4572 | 4159.5812 | 4332.2039
11.5231 | 4166.1239 | 4339.0181
11.5889 | 4152.7823 | 4325.1228
11.6548 | 4138.5159 | 4310.2643
11.7206 | 4122.1299 | 4293.1983
11.7865 | 4099.1951 | 4269.3117
11.8523 | 4070.5372 | 4239.4644
11.9182 | 4054.5762 | 4222.8411
11.984 | 4046.8836 | 4214.8293
12.0499 | 4047.6585 | 4215.6363
12.1157 | 4054.9261 | 4223.2055
12.1815 | 4065.4744 | 4234.1916
12.2474 | 4074.3615 | 4243.4475
12.3132 | 4080.3731 | 4249.7086
12.3791 | 4086.6533 | 4256.2494
12.4449 | 4088.7467 | 4258.4297
12.5108 | 4087.9156 | 4257.5641
12.5766 | 4088.9967 | 4258.6901
12.6425 | 4083.3351 | 4252.7935
12.7083 | 4067.094 | 4235.8784
12.7742 | 4049.4395 | 4217.4912
12.84 | 4034.2857 | 4201.7085
12.9059 | 4017.631 | 4184.3627
12.9717 | 3998.4529 | 4164.3886
13.0375 | 3977.4114 | 4142.474
13.1034 | 3962.7763 | 4127.2315
13.1692 | 3957.5698 | 4121.809
13.2351 | 3961.589 | 4125.9949
13.3009 | 3970.7625 | 4135.5491
13.3668 | 3969.6877 | 4134.4297
13.4326 | 3957.5021 | 4121.7385
13.4985 | 3937.8167 | 4101.2361
13.5643 | 3918.3001 | 4080.9095
13.6302 | 3905.2271 | 4067.2941
13.696 | 3905.2521 | 4067.3201
13.7619 | 3910.4326 | 4072.7155
13.8277 | 3914.7319 | 4077.1932
13.8935 | 3913.1446 | 4075.5401
13.9594 | 3901.8714 | 4063.7991
14.0252 | 3885.7115 | 4046.9685
14.0911 | 3869.4318 | 4030.0133
14.1569 | 3863.3953 | 4023.7262
14.2228 | 3852.1721 | 4012.0372
14.2886 | 3837.6109 | 3996.8717
14.3545 | 3828.2749 | 3987.1483
14.4203 | 3822.5133 | 3981.1476
14.4862 | 3802.4217 | 3960.2222
14.552 | 3786.1681 | 3943.294
14.6179 | 3775.325 | 3932.001
14.6837 | 3765.6328 | 3921.9066
14.7495 | 3755.2407 | 3911.0832
14.8154 | 3751.0664 | 3906.7357
14.8812 | 3748.2606 | 3903.8134
14.9471 | 3745.5235 | 3900.9628
15.0129 | 3744.5664 | 3899.9659
15.0788 | 3743.5228 | 3898.879
15.1446 | 3738.3997 | 3893.5433
15.2105 | 3724.8696 | 3879.4516
15.2763 | 3696.4668 | 3849.8702
15.3422 | 3676.3013 | 3828.8678
15.408 | 3661.8088 | 3813.7739
15.4739 | 3646.0801 | 3797.3924
15.5397 | 3631.6001 | 3782.3115
15.6055 | 3638.9625 | 3789.9794
15.6714 | 3642.3182 | 3793.4744
15.7372 | 3643.7429 | 3794.9583
15.8031 | 3646.7487 | 3798.0888
15.8689 | 3653.8913 | 3805.5278
15.9348 | 3654.3038 | 3805.9574
16.0006 | 3648.6422 | 3800.0608
16.0665 | 3637.3502 | 3788.3003
16.1323 | 3629.6754 | 3780.3069
16.1982 | 3619.7457 | 3769.9652
16.264 | 3598.8605 | 3748.2133
16.3299 | 3573.0584 | 3721.3404
16.3957 | 3555.329 | 3702.8751
16.4615 | 3534.2511 | 3680.9225
16.5274 | 3511.6412 | 3657.3743
16.5932 | 3508.2605 | 3653.8533
16.6591 | 3511.5287 | 3657.2571
16.7249 | 3504.2736 | 3649.701
16.7908 | 3496.3926 | 3641.4929
16.8566 | 3494.1627 | 3639.1705
16.9225 | 3482.1761 | 3626.6864
16.9883 | 3470.3405 | 3614.3596
17.0542 | 3469.1032 | 3613.071
17.12 | 3471.8403 | 3615.9216
17.1859 | 3468.2908 | 3612.2249
17.2517 | 3455.9792 | 3599.4024
17.3176 | 3430.2896 | 3572.6466
17.3834 | 3391.1886 | 3531.9229
17.4492 | 3350.994 | 3490.0602
17.5151 | 3319.7594 | 3457.5294
17.5809 | 3299.3439 | 3436.2667
17.6468 | 3289.2757 | 3425.7807
17.7126 | 3284.5713 | 3420.881
17.7785 | 3279.8585 | 3415.9726
17.8443 | 3273.122 | 3408.9566
17.9102 | 3267.7292 | 3403.3399
17.976 | 3261.8926 | 3397.2611
18.0419 | 3249.3311 | 3384.1783
18.1077 | 3232.49 | 3366.6383
18.1736 | 3223.6352 | 3357.416
18.2394 | 3218.8234 | 3352.4046
18.3053 | 3218.1423 | 3351.6952
18.3711 | 3220.1232 | 3353.7584
18.4369 | 3219.0297 | 3352.6194
18.5028 | 3200.9003 | 3333.7376
18.5686 | 3178.4851 | 3310.3922
18.6345 | 3168.9918 | 3300.505
18.7003 | 3166.4922 | 3297.9017
18.7662 | 3164.7738 | 3296.1119
18.832 | 3176.4042 | 3308.225
18.8979 | 3182.0408 | 3314.0955
18.9637 | 3164.1989 | 3295.5131
19.0296 | 3144.0396 | 3274.5172
19.0954 | 3135.8773 | 3266.0163
19.1612 | 3120.4673 | 3249.9667
19.2271 | 3103.42 | 3232.212
19.2929 | 3093.5643 | 3221.9472
19.3588 | 3083.2472 | 3211.202
19.4246 | 3069.7233 | 3197.1169
19.4905 | 3066.4614 | 3193.7195
19.5563 | 3073.1301 | 3200.665
19.6222 | 3075.7484 | 3203.392
19.688 | 3072.6354 | 3200.1498
19.7539 | 3060.9997 | 3188.0312
19.8197 | 3050.4639 | 3177.0582
19.8856 | 3037.7962 | 3163.8647
19.9514 | 3018.4805 | 3143.7474
20.0173 | 3000.071 | 3124.5739
20.0831 | 2990.3902 | 3114.4914
20.1489 | 2974.0178 | 3097.4396
20.2148 | 2954.7761 | 3077.3993
20.2806 | 2944.7965 | 3067.0055
20.3465 | 2941.672 | 3063.7514
20.4123 | 2942.4718 | 3064.5844
20.4782 | 2936.3353 | 3058.1932
20.544 | 2921.6929 | 3042.9431
20.6099 | 2900.6275 | 3021.0035
20.6757 | 2876.1304 | 2995.4898
20.7416 | 2850.2147 | 2968.4986
20.8074 | 2831.7552 | 2949.273
20.8732 | 2819.8883 | 2936.9137
20.9391 | 2816.9128 | 2933.8146
21.0049 | 2818.475 | 2935.4417
21.0708 | 2819.5134 | 2936.5232
21.1366 | 2815.213 | 2932.0444
21.2025 | 2806.2145 | 2922.6724
21.2683 | 2790.8232 | 2906.6424
21.3342 | 2771.3315 | 2886.3418
21.4 | 2749.8027 | 2863.9195
21.4659 | 2732.1367 | 2845.5204
21.5317 | 2719.3013 | 2832.1523
21.5976 | 2706.671 | 2818.9979
21.6634 | 2693.7169 | 2805.5061
21.7293 | 2683.3248 | 2794.6827
21.7951 | 2674.8876 | 2785.8954
21.8609 | 2667.4888 | 2778.1895
21.9268 | 2662.1896 | 2772.6705
21.9926 | 2656.6342 | 2766.8846
22.0585 | 2649.1667 | 2759.1071
22.1243 | 2640.7305 | 2750.3209
22.1902 | 2629.4501 | 2738.5722
22.256 | 2624.4384 | 2733.3525
22.3219 | 2625.6069 | 2734.5696
22.3877 | 2621.4888 | 2730.2806
22.4536 | 2611.3405 | 2719.7111
22.5194 | 2601.0483 | 2708.9919
22.5852 | 2582.8815 | 2690.071
22.6511 | 2558.2531 | 2664.4206
22.7169 | 2539.4874 | 2644.8761
22.7828 | 2529.1005 | 2634.0582
22.8486 | 2520.9143 | 2625.5322
22.9145 | 2519.0084 | 2623.5472
22.9803 | 2524.3825 | 2629.1444
23.0462 | 2524.0013 | 2628.7474
23.112 | 2516.54 | 2620.9764
23.1779 | 2508.7725 | 2612.8865
23.2437 | 2499.4365 | 2603.1631
23.3096 | 2488.5684 | 2591.844
23.3754 | 2487.2186 | 2590.4382
23.4413 | 2491.3242 | 2594.7142
23.5071 | 2489.3683 | 2592.6771
23.5729 | 2482.4444 | 2585.4659
23.6388 | 2475.1643 | 2577.8836
23.7046 | 2458.9096 | 2560.9544
23.7705 | 2437.913 | 2539.0864
23.8363 | 2428.8821 | 2529.6808
23.9022 | 2424.8703 | 2525.5024
23.968 | 2416.7028 | 2516.996
24.0339 | 2412.0286 | 2512.1278
24.0997 | 2408.5667 | 2508.5222
24.1656 | 2396.0999 | 2495.538
24.2314 | 2382.1073 | 2480.9648
24.2972 | 2373.8462 | 2472.3608
24.3631 | 2370.0593 | 2468.4167
24.429 | 2367.141 | 2465.3773
24.4948 | 2354.8419 | 2452.5679
24.5606 | 2332.8704 | 2429.6846
24.6265 | 2304.2115 | 2399.8363
24.6923 | 2266.0915 | 2360.1343
24.7582 | 2227.6466 | 2320.094
24.824 | 2220.9977 | 2313.1691
24.8899 | 2232.5709 | 2325.2225
24.9557 | 2247.2123 | 2340.4716
25.0216 | 2262.4484 | 2356.34
25.0874 | 2278.4708 | 2373.0273
25.1532 | 2282.9388 | 2377.6808
25.2191 | 2274.4902 | 2368.8815
25.2849 | 2254.8298 | 2348.4052
25.3508 | 2236.2578 | 2329.0625
25.4166 | 2221.4216 | 2313.6106
25.4825 | 2204.793 | 2296.2919
25.5483 | 2194.8821 | 2285.9697
25.6142 | 2192.6075 | 2283.6007
25.68 | 2188.8893 | 2279.7282
25.7459 | 2178.7961 | 2269.2162
25.8117 | 2167.073 | 2257.0065
25.8776 | 2153.9876 | 2243.3781
25.9434 | 2140.395 | 2229.2214
26.0093 | 2124.4538 | 2212.6186
26.0751 | 2105.962 | 2193.3594
26.141 | 2084.5404 | 2171.0488
26.2068 | 2071.129 | 2157.0808
26.2726 | 2071.104 | 2157.0548
26.3385 | 2060.362 | 2145.867
26.4043 | 2046.4079 | 2131.3339
26.4702 | 2037.2146 | 2121.759
26.536 | 2018.4176 | 2102.182
26.6019 | 1987.959 | 2070.4593
26.6677 | 1979.9977 | 2062.1676
26.7336 | 1981.61 | 2063.8468
26.7994 | 1975.6359 | 2057.6248
26.8653 | 1971.7928 | 2053.6222
26.9311 | 1970.7732 | 2052.5603
26.9969 | 1963.3119 | 2044.7893
27.0628 | 1948.0456 | 2028.8894
27.1286 | 1928.129 | 2008.1463
27.1945 | 1907.8135 | 1986.9877
27.2603 | 1889.0342 | 1967.4291
27.3262 | 1870.9808 | 1948.6265
27.392 | 1859.4941 | 1936.6631
27.4579 | 1856.4758 | 1933.5196
27.5237 | 1852.7702 | 1929.6601
27.5896 | 1846.7274 | 1923.3666
27.6554 | 1842.4843 | 1918.9474
27.7213 | 1834.4481 | 1910.5777
27.7871 | 1821.1055 | 1896.6813
27.8529 | 1811.8632 | 1887.0555
27.9188 | 1802.4397 | 1877.2409
27.9846 | 1784.9789 | 1859.0556
28.0505 | 1772.7059 | 1846.2732
28.1163 | 1768.7003 | 1842.1014
28.1822 | 1756.8647 | 1829.7746
28.248 | 1737.0293 | 1809.116
28.3139 | 1717.8136 | 1789.1029
28.3797 | 1699.1093 | 1769.6224
28.4456 | 1682.2985 | 1752.1139
28.5114 | 1673.1 | 1742.5336
28.5773 | 1674.2373 | 1743.7181
28.6431 | 1682.161 | 1751.9707
28.709 | 1686.5853 | 1756.5786
28.7748 | 1682.8422 | 1752.6801
28.8406 | 1673.6061 | 1743.0608
28.9065 | 1661.858 | 1730.8251
28.9723 | 1651.1274 | 1719.6492
29.0382 | 1644.616 | 1712.8675
29.104 | 1642.3226 | 1710.479
29.1699 | 1640.8728 | 1708.9691
29.2357 | 1632.9054 | 1700.6709
29.3016 | 1618.8326 | 1686.0142
29.3674 | 1603.759 | 1670.315
29.4333 | 1583.8559 | 1649.5859
29.4991 | 1562.4583 | 1627.3003
29.5649 | 1553.2535 | 1617.7135
29.6308 | 1548.2356 | 1612.4874
29.6966 | 1535.3553 | 1599.0726
29.7625 | 1523.9134 | 1587.1558
29.8283 | 1517.3707 | 1580.3416
29.8942 | 1511.4654 | 1574.1912
29.96 | 1505.6966 | 1568.183
30.0259 | 1503.3469 | 1565.7358
30.0917 | 1505.0904 | 1567.5516
30.1576 | 1504.854 | 1567.3054
30.2234 | 1495.0545 | 1557.0993
30.2893 | 1485.2061 | 1546.8421
30.3551 | 1478.6821 | 1540.0474
30.421 | 1467.5516 | 1528.455
30.4868 | 1452.1103 | 1512.3729
30.5526 | 1436.5816 | 1496.1997
30.6185 | 1426.4759 | 1485.6746
30.6843 | 1420.6643 | 1479.6219
30.7502 | 1416.2025 | 1474.9749
30.816 | 1413.6904 | 1472.3586
30.8819 | 1410.0098 | 1468.5252
30.9477 | 1394.5112 | 1452.3834
31.0136 | 1378.42 | 1435.6245
31.0794 | 1369.534 | 1426.3696
31.1453 | 1356.9412 | 1413.2542
31.2111 | 1349.2987 | 1405.2946
31.2769 | 1356.9287 | 1413.2412
31.3428 | 1351.4921 | 1407.579
31.4086 | 1332.6315 | 1387.9357
31.4745 | 1323.0706 | 1377.978
31.5403 | 1315.6343 | 1370.2331
31.6062 | 1300.318 | 1354.2812
31.672 | 1291.9058 | 1345.5199
31.7379 | 1289.5499 | 1343.0662
31.8037 | 1283.882 | 1337.1632
31.8696 | 1275.3147 | 1328.2402
31.9354 | 1268.8595 | 1321.5171
32.0013 | 1271.0903 | 1323.8406
32.0671 | 1274.896 | 1327.8042
32.133 | 1274.9147 | 1327.8237
32.1988 | 1267.7471 | 1320.3586
32.2646 | 1253.0859 | 1305.089
32.3305 | 1229.3585 | 1280.3769
32.3963 | 1202.2743 | 1252.1687
32.4622 | 1179.4956 | 1228.4447
32.528 | 1167.3851 | 1215.8315
32.5939 | 1156.8805 | 1204.891
32.6597 | 1153.305 | 1201.1672
32.7256 | 1167.1351 | 1215.5712
32.7914 | 1183.2388 | 1232.3432
32.8573 | 1193.7194 | 1243.2587
32.9231 | 1203.5366 | 1253.4833
32.989 | 1204.4614 | 1254.4466
33.0548 | 1187.6693 | 1236.9576
33.1206 | 1170.3721 | 1218.9425
33.1865 | 1157.3304 | 1205.3596
33.2523 | 1148.1558 | 1195.8043
33.3182 | 1143.4066 | 1190.858
33.384 | 1136.4515 | 1183.6142
33.4499 | 1116.8348 | 1163.1835
33.5157 | 1100.9999 | 1146.6913
33.5816 | 1090.4015 | 1135.6532
33.6474 | 1080.9333 | 1125.792
33.7133 | 1070.0475 | 1114.4545
33.7791 | 1064.8234 | 1109.0135
33.8449 | 1059.8179 | 1103.8003
33.9108 | 1049.5508 | 1093.1072
33.9766 | 1036.2896 | 1079.2956
34.0425 | 1031.4277 | 1074.2319
34.1083 | 1030.0279 | 1072.774
34.1742 | 1021.3666 | 1063.7533
34.24 | 1016.9733 | 1059.1777
34.3059 | 1012.6864 | 1054.7129
34.3717 | 1001.2504 | 1042.8023
34.4376 | 997.1634 | 1038.5457
34.5034 | 999.7256 | 1041.2143
34.5693 | 997.0259 | 1038.4024
34.6351 | 989.3206 | 1030.3774
34.7009 | 984.4713 | 1025.3269
34.7668 | 978.5659 | 1019.1764
34.8327 | 970.3733 | 1010.6437
34.8985 | 960.4682 | 1000.3276
34.9643 | 949.5321 | 988.9377
35.0302 | 943.4142 | 982.5659
35.096 | 935.0591 | 973.8641
35.1619 | 922.3232 | 960.5997
35.2277 | 914.7741 | 952.7373
35.2936 | 916.8989 | 954.9502
35.3594 | 911.5496 | 949.379
35.4253 | 905.8566 | 943.4497
35.4911 | 906.2004 | 943.8077
35.557 | 904.3193 | 941.8486
35.6228 | 897.614 | 934.8649
35.6887 | 893.402 | 930.4782
35.7545 | 888.6338 | 925.5121
35.8203 | 875.2732 | 911.597
35.8862 | 857.9816 | 893.5878
35.952 | 851.4762 | 886.8125
36.0179 | 852.0949 | 887.4568
36.0837 | 851.1138 | 886.435
36.1496 | 851.3263 | 886.6563
36.2154 | 850.7701 | 886.0771
36.2813 | 840.1277 | 874.993
36.3471 | 828.8355 | 863.2322
36.413 | 822.4988 | 856.6325
36.4788 | 822.6988 | 856.8408
36.5446 | 820.874 | 854.9402
36.6105 | 819.7179 | 853.7362
36.6763 | 816.8245 | 850.7227
36.7422 | 807.8444 | 841.3699
36.808 | 797.6895 | 830.7937
36.8739 | 795.646 | 828.6653
36.9397 | 791.0465 | 823.875
37.0056 | 786.1472 | 818.7723
37.0714 | 784.3725 | 816.924
37.1373 | 770.1056 | 802.065
37.2031 | 751.2893 | 782.4678
37.269 | 741.7843 | 772.5684
37.3348 | 739.8971 | 770.6028
37.4006 | 737.5161 | 768.1231
37.4665 | 744.509 | 775.4061
37.5323 | 755.3576 | 786.7049
37.5982 | 760.2131 | 791.762
37.664 | 754.3451 | 785.6504
37.7299 | 744.1714 | 775.0545
37.7957 | 731.5856 | 761.9464
37.8616 | 717.4438 | 747.2178
37.9274 | 709.4198 | 738.8607
37.9933 | 705.3891 | 734.6627
38.0591 | 703.9767 | 733.1918
38.125 | 704.5392 | 733.7776
38.1908 | 700.9335 | 730.0222
38.2567 | 693.0907 | 721.8539
38.3225 | 691.166 | 719.8493
38.3883 | 694.178 | 722.9864
38.4542 | 697.1776 | 726.1105
38.52 | 699.5086 | 728.5382
38.5859 | 698.3149 | 727.295
38.6517 | 690.1973 | 718.8404
38.7176 | 678.3113 | 706.4613
38.7834 | 663.0195 | 690.5348
38.8493 | 648.159 | 675.0576
38.9151 | 633.2111 | 659.4893
38.981 | 620.8626 | 646.6284
39.0468 | 615.607 | 641.1547
39.1127 | 620.0503 | 645.7823
39.1785 | 624.5559 | 650.475
39.2443 | 627.0306 | 653.0524
39.3102 | 623.881 | 649.7721
39.376 | 613.5823 | 639.046
39.4419 | 600.4278 | 625.3455
39.5077 | 587.6233 | 612.0096
39.5736 | 574.0188 | 597.8405
39.6394 | 571.3066 | 595.0158
39.7053 | 571.3316 | 595.0419
39.7711 | 569.488 | 593.1218
39.837 | 571.2316 | 594.9377
39.9028 | 577.6495 | 601.622
39.9686 | 573.4251 | 597.2223
40.0345 | 561.4454 | 584.7453
40.1003 | 542.3729 | 564.8814
40.1662 | 526.7999 | 548.6621
40.232 | 521.2319 | 542.863
40.2979 | 522.2005 | 543.8718
40.3637 | 525.0876 | 546.8788
40.4296 | 531.2244 | 553.2702
40.4954 | 533.3054 | 555.4376
40.5613 | 530.3745 | 552.385
40.6271 | 524.3253 | 546.0848
40.693 | 519.326 | 540.878
40.7588 | 521.0257 | 542.6483
40.8246 | 523.5816 | 545.3103
40.8905 | 520.4508 | 542.0495
40.9563 | 516.6388 | 538.0793
41.0222 | 510.2833 | 531.4601
41.088 | 499.6034 | 520.3369
41.1539 | 492.7606 | 513.2102
41.2197 | 489.2861 | 509.5914
41.2856 | 489.3798 | 509.6891
41.3514 | 495.0103 | 515.5532
41.4173 | 494.6603 | 515.1887
41.4831 | 489.486 | 509.7997
41.549 | 485.1928 | 505.3283
41.6148 | 482.0058 | 502.009
41.6806 | 478.9249 | 498.8003
41.7465 | 484.8242 | 504.9444
41.8123 | 491.9982 | 512.4162
41.8782 | 492.8356 | 513.2883
41.944 | 484.6866 | 504.8011
42.0099 | 476.6939 | 496.4767
42.0757 | 471.7321 | 491.309
42.1416 | 465.1705 | 484.475
42.2074 | 460.6586 | 479.7759
42.2733 | 456.9216 | 475.8838
42.3391 | 449.785 | 468.4511
42.405 | 448.9538 | 467.5854
42.4708 | 452.2659 | 471.0349
42.5367 | 455.4342 | 474.3347
42.6025 | 463.6332 | 482.874
42.6683 | 473.1819 | 492.8189
42.7342 | 468.1263 | 487.5536
42.8 | 457.7777 | 476.7755
42.8659 | 453.4845 | 472.3041
42.9317 | 438.399 | 456.5926
42.9976 | 421.5949 | 439.0911
43.0634 | 415.1832 | 432.4134
43.1293 | 411.5587 | 428.6384
43.1951 | 396.8544 | 413.3239
43.261 | 393.7048 | 410.0436
43.3268 | 407.1031 | 423.9979
43.3927 | 407.3718 | 424.2777
43.4585 | 399.6977 | 416.2852
43.5243 | 394.7671 | 411.15
43.5902 | 388.9179 | 405.058
43.656 | 378.3881 | 394.0912
43.7219 | 377.6319 | 393.3036
43.7877 | 383.1062 | 399.0051
43.8536 | 388.6429 | 404.7716
43.9194 | 392.455 | 408.7419
43.9853 | 386.3933 | 402.4286
44.0511 | 376.8132 | 392.451
44.117 | 368.9518 | 384.2633
44.1828 | 364.6961 | 379.831
44.2486 | 363.7024 | 378.7961
44.3145 | 369.2455 | 384.5692
44.3803 | 380.8689 | 396.675
44.4462 | 383.2749 | 399.1808
44.512 | 387.1619 | 403.2291
44.5779 | 391.8613 | 408.1235
44.6437 | 389.5429 | 405.7089
44.7096 | 377.2507 | 392.9066
44.7754 | 373.9573 | 389.4766
44.8413 | 369.8391 | 385.1875
44.9071 | 361.909 | 376.9282
44.973 | 362.6713 | 377.7222
45.0388 | 367.6208 | 382.877
45.1047 | 370.9453 | 386.3396
45.1705 | 371.289 | 386.6975
45.2364 | 364.8024 | 379.9416
45.3022 | 357.8158 | 372.6651
45.368 | 352.3977 | 367.0222
45.4339 | 343.1739 | 357.4157
45.4997 | 335.2437 | 349.1564
45.5656 | 337.5559 | 351.5644
45.6314 | 335.35 | 349.267
45.6973 | 332.6628 | 346.4683
45.7631 | 334.1673 | 348.0352
45.829 | 340.4763 | 354.6061
| 0 | 0
Degrees | #VALUE! | #VALUE!
-45.8948 | 0 | 0
-45.829 | 0 | 0
-45.7631 | 0 | 0
-45.6973 | 0 | 0
-45.6314 | 0 | 0
-45.5656 | 0 | 0
-45.4997 | 0 | 0
-45.4339 | 0 | 0
-45.368 | 0 | 0
-45.3022 | 0 | 0
-45.2364 | 0 | 0
-45.1705 | 0 | 0
-45.1047 | 0 | 0
-45.0388 | 0 | 0
-44.973 | 0 | 0
-44.9071 | 0 | 0
-44.8413 | 0 | 0
-44.7754 | 0 | 0
-44.7096 | 0 | 0
-44.6437 | 0 | 0
-44.5779 | 0 | 0
-44.512 | 0 | 0
-44.4462 | 0 | 0
-44.3803 | 0 | 0
-44.3145 | 0 | 0
-44.2486 | 0 | 0
-44.1828 | 0 | 0
-44.117 | 0 | 0
-44.0511 | 0 | 0
-43.9853 | 0 | 0
-43.9194 | 0 | 0
-43.8536 | 0 | 0
-43.7877 | 0 | 0
-43.7219 | 0 | 0
-43.656 | 0 | 0
-43.5902 | 0 | 0
-43.5243 | 0 | 0
-43.4585 | 0 | 0
-43.3927 | 0 | 0
-43.3268 | 0 | 0
-43.261 | 0 | 0
-43.1951 | 0 | 0
-43.1293 | 0 | 0
-43.0634 | 0 | 0
-42.9976 | 0 | 0
-42.9317 | 0 | 0
-42.8659 | 0 | 0
-42.8 | 0 | 0
-42.7342 | 0 | 0
-42.6683 | 0 | 0
-42.6025 | 0 | 0
-42.5367 | 0 | 0
-42.4708 | 0 | 0
-42.405 | 0 | 0
-42.3391 | 0 | 0
-42.2733 | 0 | 0
-42.2074 | 0 | 0
-42.1416 | 0 | 0
-42.0757 | 0 | 0
-42.0099 | 0 | 0
-41.944 | 0 | 0
-41.8782 | 0 | 0
-41.8123 | 0 | 0
-41.7465 | 0 | 0
-41.6806 | 0 | 0
-41.6148 | 0 | 0
-41.549 | 0 | 0
-41.4831 | 0 | 0
-41.4173 | 0 | 0
-41.3514 | 0 | 0
-41.2856 | 0 | 0
-41.2197 | 0 | 0
-41.1539 | 0 | 0
-41.088 | 0 | 0
-41.0222 | 0 | 0
-40.9563 | 0 | 0
-40.8905 | 0 | 0
-40.8246 | 0 | 0
-40.7588 | 0 | 0
-40.693 | 0 | 0
-40.6271 | 0 | 0
-40.5613 | 0 | 0
-40.4954 | 0 | 0
-40.4296 | 0 | 0
-40.3637 | 0 | 0
-40.2979 | 0 | 0
-40.232 | 0 | 0
-40.1662 | 0 | 0
-40.1003 | 0 | 0
-40.0345 | 0 | 0
-39.9686 | 0 | 0
-39.9028 | 0 | 0
-39.837 | 0 | 0
-39.7711 | 0 | 0
-39.7053 | 0 | 0
-39.6394 | 0 | 0
-39.5736 | 0 | 0
-39.5077 | 0 | 0
-39.4419 | 0 | 0
-39.376 | 0 | 0
-39.3102 | 0 | 0
-39.2443 | 0 | 0
-39.1785 | 0 | 0
-39.1127 | 0 | 0
-39.0468 | 0 | 0
-38.981 | 0 | 0
-38.9151 | 0 | 0
-38.8493 | 0 | 0
-38.7834 | 0 | 0
-38.7176 | 0 | 0
-38.6517 | 0 | 0
-38.5859 | 0 | 0
-38.52 | 0 | 0
-38.4542 | 0 | 0
-38.3883 | 0 | 0
-38.3225 | 0 | 0
-38.2567 | 0 | 0
-38.1908 | 0 | 0
-38.125 | 0 | 0
-38.0591 | 0 | 0
-37.9933 | 0 | 0
-37.9274 | 0 | 0
-37.8616 | 0 | 0
-37.7957 | 0 | 0
-37.7299 | 105.3613 | 109.7338
-37.664 | 242.612 | 252.6804
-37.5982 | 380.2565 | 396.0372
-37.5323 | 519.2946 | 540.8453
-37.4665 | 660.5137 | 687.925
-37.4006 | 702.477 | 731.6298
-37.3348 | 719.756 | 749.6258
-37.269 | 726.5112 | 756.6615
-37.2031 | 734.4789 | 764.9598
-37.1373 | 737.4974 | 768.1035
-37.0714 | 733.1417 | 763.5671
-37.0056 | 725.6614 | 755.7763
-36.9397 | 737.9036 | 768.5266
-36.8739 | 738.5035 | 769.1514
-36.808 | 739.5721 | 770.2643
-36.7422 | 748.8834 | 779.962
-36.6763 | 745.99 | 776.9486
-36.6105 | 744.4151 | 775.3084
-36.5446 | 753.8514 | 785.1363
-36.4788 | 764.6939 | 796.4287
-36.413 | 772.1054 | 804.1478
-36.3471 | 783.9538 | 816.4879
-36.2813 | 782.6978 | 815.1797
-36.2154 | 785.3974 | 817.9914
-36.1496 | 786.7847 | 819.4363
-36.0837 | 790.6217 | 823.4325
-36.0179 | 802.1014 | 835.3886
-35.952 | 806.7133 | 840.1919
-35.8862 | 805.9822 | 839.4304
-35.8203 | 809.2942 | 842.88
-35.7545 | 811.8252 | 845.5159
-35.6887 | 818.6431 | 852.6167
-35.6228 | 836.9719 | 871.7062
-35.557 | 850.6889 | 885.9925
-35.4911 | 864.362 | 900.233
-35.4253 | 875.7731 | 912.1177
-35.3594 | 880.0787 | 916.602
-35.2936 | 883.6533 | 920.3249
-35.2277 | 880.5724 | 917.1162
-35.1619 | 881.3162 | 917.8908
-35.096 | 889.3775 | 926.2866
-35.0302 | 895.2892 | 932.4437
-34.9643 | 901.4947 | 938.9067
-34.8985 | 925.2353 | 963.6325
-34.8327 | 938.5023 | 977.4502
-34.7668 | 947.4075 | 986.7249
-34.7009 | 947.7074 | 987.0373
-34.6351 | 954.5065 | 994.1185
-34.5693 | 950.707 | 990.1614
-34.5034 | 951.9944 | 991.5022
-34.4376 | 950.1508 | 989.582
-34.3717 | 949.3447 | 988.7426
-34.3059 | 951.5819 | 991.0725
-34.24 | 963.8928 | 1003.8944
-34.1742 | 979.1783 | 1019.8142
-34.1083 | 994.0951 | 1035.35
-34.0425 | 1008.8682 | 1050.7363
-33.9766 | 1013.1864 | 1055.2336
-33.9108 | 1010.043 | 1051.9597
-33.8449 | 1005.4811 | 1047.2085
-33.7791 | 1004.3875 | 1046.0696
-33.7133 | 1020.9104 | 1063.2782
-33.6474 | 1038.9768 | 1082.0943
-33.5816 | 1058.9055 | 1102.8501
-33.5157 | 1075.4779 | 1120.1102
-33.4499 | 1087.9644 | 1133.115
-33.384 | 1100.0937 | 1145.7476
-33.3182 | 1110.9608 | 1157.0656
-33.2523 | 1122.8349 | 1169.4325
-33.1865 | 1133.8269 | 1180.8807
-33.1206 | 1144.1315 | 1191.6129
-33.0548 | 1144.9751 | 1192.4916
-32.989 | 1148.8307 | 1196.5072
-32.9231 | 1150.6117 | 1198.3621
-32.8573 | 1154.1059 | 1202.0013
-32.7914 | 1159.3926 | 1207.5074
-32.7256 | 1164.3605 | 1212.6815
-32.6597 | 1172.8342 | 1221.5068
-32.5939 | 1183.47 | 1232.584
-32.528 | 1193.1695 | 1242.686
-32.4622 | 1194.8942 | 1244.4823
-32.3963 | 1215.3472 | 1265.7841
-32.3305 | 1227.5088 | 1278.4504
-32.2646 | 1238.9632 | 1290.3802
-32.1988 | 1247.3806 | 1299.1469
-32.133 | 1264.3852 | 1316.8572
-32.0671 | 1262.023 | 1314.397
-32.0013 | 1258.0612 | 1310.2707
-31.9354 | 1260.3473 | 1312.6517
-31.8696 | 1271.4028 | 1324.166
-31.8037 | 1278.6579 | 1331.7222
-31.7379 | 1292.7869 | 1346.4375
-31.672 | 1311.9224 | 1366.3671
-31.6062 | 1310.0976 | 1364.4667
-31.5403 | 1310.1164 | 1364.4862
-31.4745 | 1325.7701 | 1380.7896
-31.4086 | 1342.9434 | 1398.6756
-31.3428 | 1352.0482 | 1408.1582
-31.2769 | 1374.3707 | 1431.4071
-31.2111 | 1394.7112 | 1452.5917
-31.1453 | 1399.5354 | 1457.6161
-31.0794 | 1406.7103 | 1465.0888
-31.0136 | 1415.059 | 1473.7839
-30.9477 | 1418.8146 | 1477.6954
-30.8819 | 1427.4507 | 1486.6899
-30.816 | 1434.8506 | 1494.3969
-30.7502 | 1430.4815 | 1489.8465
-30.6843 | 1436.468 | 1496.0815
-30.6185 | 1447.1174 | 1507.1728
-30.5526 | 1444.4116 | 1504.3546
-30.4868 | 1458.3031 | 1518.8227
-30.421 | 1468.7077 | 1529.659
-30.3551 | 1470.5636 | 1531.592
-30.2893 | 1487.8557 | 1549.6017
-30.2234 | 1509.2033 | 1571.8352
-30.1576 | 1518.1269 | 1581.1291
-30.0917 | 1528.5314 | 1591.9655
-30.0259 | 1539.6547 | 1603.5503
-29.96 | 1535.3179 | 1599.0335
-29.8942 | 1534.7304 | 1598.4218
-29.8283 | 1540.5045 | 1604.4355
-29.7625 | 1550.554 | 1614.9019
-29.6966 | 1573.669 | 1638.9763
-29.6308 | 1596.1727 | 1662.4139
-29.5649 | 1611.3963 | 1678.2692
-29.4991 | 1619.2763 | 1686.4763
-29.4333 | 1628.8748 | 1696.4731
-29.3674 | 1625.7378 | 1693.2059
-29.3016 | 1623.1819 | 1690.544
-29.2357 | 1625.894 | 1693.3686
-29.1699 | 1630.662 | 1698.3344
-29.104 | 1637.2297 | 1705.1747
-29.0382 | 1651.2535 | 1719.7805
-28.9723 | 1665.8449 | 1734.9774
-28.9065 | 1673.0437 | 1742.475
-28.8406 | 1685.373 | 1755.316
-28.7748 | 1699.0281 | 1769.5378
-28.709 | 1698.3782 | 1768.8609
-28.6431 | 1696.3848 | 1766.7848
-28.5773 | 1704.721 | 1775.4669
-28.5114 | 1710.57 | 1781.5587
-28.4456 | 1719.1811 | 1790.5272
-28.3797 | 1740.9974 | 1813.2488
-28.3139 | 1764.126 | 1837.3373
-28.248 | 1776.7803 | 1850.5166
-28.1822 | 1788.2159 | 1862.4269
-28.1163 | 1804.9205 | 1879.8247
-28.0505 | 1814.4253 | 1889.7239
-27.9846 | 1820.3618 | 1895.9068
-27.9188 | 1827.1493 | 1902.976
-27.8529 | 1826.3734 | 1902.1679
-27.7871 | 1821.8803 | 1897.4884
-27.7213 | 1824.5362 | 1900.2544
-27.6554 | 1833.7607 | 1909.8618
-27.5896 | 1854.3762 | 1931.3328
-27.5237 | 1880.3731 | 1958.4085
-27.4579 | 1898.2952 | 1977.0744
-27.392 | 1911.2691 | 1990.5868
-27.3262 | 1918.6492 | 1998.2732
-27.2603 | 1920.8614 | 2000.5771
-27.1945 | 1927.1604 | 2007.1375
-27.1286 | 1938.9283 | 2019.3938
-27.0628 | 1945.5647 | 2026.3056
-26.9969 | 1958.2564 | 2039.5241
-26.9311 | 1972.9478 | 2054.8252
-26.8653 | 1986.378 | 2068.8126
-26.7994 | 2002.0692 | 2085.1551
-26.7336 | 2007.1621 | 2090.4594
-26.6677 | 2019.1238 | 2102.9174
-26.6019 | 2027.1037 | 2111.2285
-26.536 | 2027.4099 | 2111.5474
-26.4702 | 2023.1731 | 2107.1348
-26.4043 | 2043.8708 | 2128.6915
-26.3385 | 2045.5643 | 2130.4552
-26.2726 | 2044.1396 | 2128.9713
-26.2068 | 2063.2615 | 2148.8868
-26.141 | 2075.9917 | 2162.1454
-26.0751 | 2083.1968 | 2169.6495
-26.0093 | 2108.7678 | 2196.2816
-25.9434 | 2131.8214 | 2220.2919
-25.8776 | 2137.3267 | 2226.0258
-25.8117 | 2146.8315 | 2235.925
-25.7459 | 2156.6809 | 2246.1832
-25.68 | 2155.6561 | 2245.1158
-25.6142 | 2160.1366 | 2249.7823
-25.5483 | 2171.6473 | 2261.7706
-25.4825 | 2187.2021 | 2277.971
-25.4166 | 2190.7015 | 2281.6156
-25.3508 | 2190.2828 | 2281.1796
-25.2849 | 2203.7869 | 2295.2441
-25.2191 | 2214.3727 | 2306.2692
-25.1532 | 2232.6458 | 2325.3006
-25.0874 | 2250.143 | 2343.524
-25.0216 | 2265.2167 | 2359.2232
-24.9557 | 2269.7784 | 2363.9742
-24.8899 | 2274.0715 | 2368.4455
-24.824 | 2279.3269 | 2373.919
-24.7582 | 2295.7253 | 2390.9979
-24.6923 | 2315.9971 | 2412.111
-24.6265 | 2340.238 | 2437.3579
-24.5606 | 2362.7479 | 2460.802
-24.4948 | 2369.4719 | 2467.8049
-24.429 | 2369.2656 | 2467.5902
-24.3631 | 2375.2334 | 2473.8056
-24.2972 | 2385.4318 | 2484.4272
-24.2314 | 2392.1245 | 2491.3977
-24.1656 | 2400.0243 | 2499.6253
-24.0997 | 2406.4232 | 2506.2898
-24.0339 | 2426.7762 | 2527.4875
-23.968 | 2430.5069 | 2531.3729
-23.9022 | 2432.1879 | 2533.1237
-23.8363 | 2437.9067 | 2539.0799
-23.7705 | 2447.5927 | 2549.1678
-23.7046 | 2454.4479 | 2556.3074
-23.6388 | 2475.883 | 2578.6321
-23.5729 | 2501.6538 | 2605.4725
-23.5071 | 2521.1643 | 2625.7926
-23.4413 | 2537.8241 | 2643.1438
-23.3754 | 2547.3861 | 2653.1026
-23.3096 | 2556.6096 | 2662.7089
-23.2437 | 2553.9413 | 2659.9299
-23.1779 | 2549.317 | 2655.1137
-23.112 | 2570.7324 | 2677.4178
-23.0462 | 2593.2985 | 2700.9204
-22.9803 | 2601.7284 | 2709.7002
-22.9145 | 2622.12 | 2730.938
-22.8486 | 2657.909 | 2768.2123
-22.7828 | 2671.8381 | 2782.7193
-22.7169 | 2670.5008 | 2781.3266
-22.6511 | 2676.4936 | 2787.5681
-22.5852 | 2686.5805 | 2798.0736
-22.5194 | 2693.067 | 2804.8292
-22.4536 | 2702.6779 | 2814.8391
-22.3877 | 2723.6069 | 2836.6365
-22.3219 | 2740.6541 | 2854.3913
-22.256 | 2748.8226 | 2862.8988
-22.1902 | 2753.1209 | 2867.3754
-22.1243 | 2756.8151 | 2871.2229
-22.0585 | 2760.2958 | 2874.8481
-21.9926 | 2769.4693 | 2884.4023
-21.9268 | 2778.0492 | 2893.3382
-21.8609 | 2783.4796 | 2898.994
-21.7951 | 2788.0486 | 2903.7527
-21.7293 | 2799.7093 | 2915.8972
-21.6634 | 2812.4947 | 2929.2133
-21.5976 | 2825.1312 | 2942.3742
-21.5317 | 2827.9433 | 2945.3029
-21.4659 | 2831.7052 | 2949.221
-21.4 | 2833.3987 | 2950.9847
-21.3342 | 2833.7861 | 2951.3882
-21.2683 | 2839.7477 | 2957.5972
-21.2025 | 2869.6502 | 2988.7406
-21.1366 | 2905.2143 | 3025.7806
-21.0708 | 2932.7109 | 3054.4184
-21.0049 | 2956.8195 | 3079.5276
-20.9391 | 2961.6313 | 3084.539
-20.8732 | 2959.1317 | 3081.9356
-20.8074 | 2959.4191 | 3082.235
-20.7416 | 2956.5696 | 3079.2672
-20.6757 | 2957.6069 | 3080.3476
-20.6099 | 2969.3873 | 3092.6169
-20.544 | 2988.528 | 3112.5519
-20.4782 | 3004.639 | 3129.3315
-20.4123 | 3023.2485 | 3148.7133
-20.3465 | 3044.5149 | 3170.8623
-20.2806 | 3069.6609 | 3197.0518
-20.2148 | 3074.3362 | 3201.9211
-20.1489 | 3075.6422 | 3203.2813
-20.0831 | 3084.2221 | 3212.2173
-20.0173 | 3077.9668 | 3205.7024
-19.9514 | 3073.705 | 3201.2638
-19.8856 | 3085.0782 | 3213.1089
-19.8197 | 3097.9136 | 3226.477
-19.7539 | 3096.7638 | 3225.2795
-19.688 | 3095.5515 | 3224.0169
-19.6222 | 3095.8265 | 3224.3033
-19.5563 | 3094.4079 | 3222.8259
-19.4905 | 3093.3456 | 3221.7195
-19.4246 | 3105.7686 | 3234.658
-19.3588 | 3123.0294 | 3252.6351
-19.2929 | 3136.5772 | 3266.7452
-19.2271 | 3147.5453 | 3278.1684
-19.1612 | 3163.5865 | 3294.8753
-19.0954 | 3181.9033 | 3313.9523
-19.0296 | 3201.019 | 3333.8613
-18.9637 | 3208.4064 | 3341.5552
-18.8979 | 3226.7159 | 3360.6246
-18.832 | 3243.0946 | 3377.683
-18.7662 | 3260.3678 | 3395.6731
-18.7003 | 3279.1023 | 3415.1851
-18.6345 | 3300.0938 | 3437.0477
-18.5686 | 3311.0983 | 3448.5088
-18.5028 | 3314.4113 | 3451.9593
-18.4369 | 3300.6874 | 3437.666
-18.3711 | 3297.413 | 3434.2556
-18.3053 | 3321.079 | 3458.9037
-18.2394 | 3340.2134 | 3478.8323
-18.1736 | 3347.2248 | 3486.1346
-18.1077 | 3360.4102 | 3499.8672
-18.0419 | 3367.5538 | 3507.3073
-17.976 | 3364.8605 | 3504.5022
-17.9102 | 3355.8921 | 3495.1617
-17.8443 | 3361.486 | 3500.9877
-17.7785 | 3377.1835 | 3517.3366
-17.7126 | 3395.0067 | 3535.8995
-17.6468 | 3404.3552 | 3545.636
-17.5809 | 3416.8657 | 3558.6656
-17.5151 | 3432.2018 | 3574.6382
-17.4492 | 3436.4699 | 3579.0834
-17.3834 | 3434.8826 | 3577.4303
-17.3176 | 3444.1561 | 3587.0886
-17.2517 | 3467.241 | 3611.1315
-17.1859 | 3483.6759 | 3628.2484
-17.12 | 3504.3298 | 3649.7595
-17.0542 | 3522.9081 | 3669.1088
-16.9883 | 3541.2687 | 3688.2314
-16.9225 | 3557.8973 | 3705.5501
-16.8566 | 3576.0767 | 3724.4839
-16.7908 | 3580.4885 | 3729.0788
-16.7249 | 3583.8442 | 3732.5737
-16.6591 | 3583.1131 | 3731.8123
-16.5932 | 3570.94 | 3719.134
-16.5274 | 3558.5847 | 3706.266
-16.4615 | 3562.4726 | 3710.3152
-16.3957 | 3578.2701 | 3726.7683
-16.3299 | 3601.8538 | 3751.3308
-16.264 | 3620.0644 | 3770.2971
-16.1982 | 3650.3044 | 3801.792
-16.1323 | 3682.7065 | 3835.5388
-16.0665 | 3698.5352 | 3852.0244
-16.0006 | 3689.8304 | 3842.9583
-15.9348 | 3692.8174 | 3846.0693
-15.8689 | 3676.77 | 3829.3559
-15.8031 | 3651.2605 | 3802.7878
-15.7372 | 3645.5802 | 3796.8717
-15.6714 | 3660.6402 | 3812.5568
-15.6055 | 3672.5196 | 3824.9292
-15.5397 | 3700.4349 | 3854.003
-15.4739 | 3721.87 | 3876.3276
-15.408 | 3744.6851 | 3900.0896
-15.3422 | 3762.3208 | 3918.4572
-15.2763 | 3772.3192 | 3928.8705
-15.2105 | 3764.3393 | 3920.5594
-15.1446 | 3760.9398 | 3917.0188
-15.0788 | 3769.4447 | 3925.8767
-15.0129 | 3775.375 | 3932.0531
-14.9471 | 3796.1665 | 3953.7074
-14.8812 | 3824.9754 | 3983.7119
-14.8154 | 3847.553 | 4007.2265
-14.7495 | 3848.0655 | 4007.7602
-14.6837 | 3859.5147 | 4019.6845
-14.6179 | 3857.7899 | 4017.8882
-14.552 | 3863.3703 | 4023.7002
-14.4862 | 3882.311 | 4043.4269
-14.4203 | 3891.8855 | 4053.3988
-14.3545 | 3902.3901 | 4064.3393
-14.2886 | 3923.9429 | 4086.7865
-14.2228 | 3922.8243 | 4085.6215
-14.1569 | 3919.6436 | 4082.3088
-14.0911 | 3934.9609 | 4098.2618
-14.0252 | 3943.0221 | 4106.6576
-13.9594 | 3942.541 | 4106.1564
-13.8935 | 3943.9032 | 4107.5752
-13.8277 | 3941.7473 | 4105.3299
-13.7619 | 3936.9356 | 4100.3184
-13.696 | 3938.9103 | 4102.3751
-13.6302 | 3941.6161 | 4105.1932
-13.5643 | 3955.4149 | 4119.5647
-13.4985 | 3971.6436 | 4136.4668
-13.4326 | 3992.8027 | 4158.504
-13.3668 | 4008.0201 | 4174.3529
-13.3009 | 4011.832 | 4178.323
-13.2351 | 4031.5163 | 4198.8242
-13.1692 | 4042.1219 | 4209.87
-13.1034 | 4032.6922 | 4200.0489
-13.0375 | 4021.9054 | 4188.8144
-12.9717 | 4029.5364 | 4196.7622
-12.9059 | 4018.0935 | 4184.8443
-12.84 | 4018.5059 | 4185.2739
-12.7742 | 4025.0934 | 4192.1348
-12.7083 | 4031.7486 | 4199.0661
-12.6425 | 4042.0719 | 4209.8179
-12.5766 | 4070.2934 | 4239.2106
-12.5108 | 4091.0714 | 4260.8508
-12.4449 | 4118.9617 | 4289.8986
-12.3791 | 4132.6782 | 4304.1844
-12.3132 | 4133.0657 | 4304.5879
-12.2474 | 4132.7157 | 4304.2234
-12.1815 | 4140.553 | 4312.386
-12.1157 | 4144.1525 | 4316.1348
-12.0499 | 4147.8956 | 4320.0333
-11.984 | 4146.727 | 4318.8162
-11.9182 | 4138.9595 | 4310.7264
-11.8523 | 4150.4889 | 4322.7342
-11.7865 | 4146.4396 | 4318.5168
-11.7206 | 4152.8823 | 4325.2269
-11.6548 | 4174.2424 | 4347.4735
-11.5889 | 4194.5829 | 4368.6581
-11.5231 | 4186.353 | 4360.0866
-11.4572 | 4178.723 | 4352.14
-11.3914 | 4179.9478 | 4353.4156
-11.3255 | 4185.2844 | 4358.9737
-11.2597 | 4187.9652 | 4361.7658
-11.1939 | 4189.64 | 4363.51
-11.128 | 4224.3417 | 4399.6519
-11.0622 | 4253.1319 | 4429.6369
-10.9963 | 4261.743 | 4438.6053
-10.9305 | 4264.6238 | 4441.6057
-10.8646 | 4282.8782 | 4460.6176
-10.7988 | 4272.4048 | 4449.7096
-10.7329 | 4261.1494 | 4437.9871
-10.6671 | 4266.7297 | 4443.799
-10.6012 | 4284.2092 | 4462.0039
-10.5354 | 4297.0447 | 4475.372
-10.4695 | 4312.5432 | 4491.5138
-10.4037 | 4317.2425 | 4496.408
-10.3379 | 4317.9611 | 4497.1565
-10.272 | 4313.5243 | 4492.5356
-10.2062 | 4302.8937 | 4481.4638
-10.1403 | 4309.0552 | 4487.881
-10.0745 | 4316.7738 | 4495.9199
-10.0086 | 4329.1468 | 4508.8064
-9.9428 | 4338.689 | 4518.7446
-9.8769 | 4334.4647 | 4514.345
-9.8111 | 4325.3599 | 4504.8624
-9.7452 | 4340.745 | 4520.8859
-9.6794 | 4345.1578 | 4525.4818
-9.6135 | 4347.2137 | 4527.6231
-9.5477 | 4376.759 | 4558.3945
-9.4819 | 4402.9058 | 4585.6264
-9.416 | 4419.2032 | 4602.6002
-9.3502 | 4427.8466 | 4611.6023
-9.2843 | 4423.6286 | 4607.2091
-9.2185 | 4404.0619 | 4586.8305
-9.1526 | 4396.7068 | 4579.1702
-9.0868 | 4380.3834 | 4562.1693
-9.0209 | 4376.3715 | 4557.991
-8.9551 | 4390.7328 | 4572.9482
-8.8892 | 4409.9172 | 4592.9288
-8.8234 | 4427.7342 | 4611.4851
-8.7575 | 4449.8067 | 4634.4736
-8.6917 | 4470.2659 | 4655.7819
-8.6259 | 4485.7145 | 4671.8716
-8.56 | 4494.7193 | 4681.2501
-8.4942 | 4483.2326 | 4669.2867
-8.4283 | 4469.5723 | 4655.0595
-8.3625 | 4460.6112 | 4645.7266
-8.2966 | 4460.055 | 4645.1473
-8.2308 | 4470.1784 | 4655.6908
-8.1649 | 4482.4952 | 4668.5187
-8.0991 | 4489.5513 | 4675.8677
-8.0332 | 4491.901 | 4678.3149
-7.9674 | 4491.2375 | 4677.6239
-7.9015 | 4480.608 | 4666.5532
-7.8357 | 4482.0078 | 4668.0111
-7.7699 | 4488.463 | 4674.7342
-7.704 | 4497.7438 | 4684.4002
-7.6382 | 4514.2037 | 4701.5431
-7.5723 | 4536.1324 | 4724.3819
-7.5065 | 4537.7884 | 4726.1066
-7.4406 | 4540.8567 | 4729.3022
-7.3748 | 4550.3364 | 4739.1754
-7.3089 | 4551.6675 | 4740.5616
-7.2431 | 4545.4372 | 4734.0728
-7.1772 | 4555.973 | 4745.0459
-7.1114 | 4565.3476 | 4754.8095
-7.0455 | 4562.0918 | 4751.4186
-6.9797 | 4558.5601 | 4747.7403
-6.9139 | 4547.9305 | 4736.6697
-6.848 | 4537.1198 | 4725.4102
-6.7822 | 4536.9823 | 4725.2671
-6.7163 | 4548.3617 | 4737.1187
-6.6505 | 4550.8363 | 4739.696
-6.5846 | 4575.1147 | 4764.982
-6.5188 | 4597.106 | 4787.8859
-6.4529 | 4608.0793 | 4799.3145
-6.3871 | 4617.4528 | 4809.077
-6.3212 | 4639.2253 | 4831.7532
-6.2554 | 4645.2556 | 4838.0337
-6.1895 | 4645.4556 | 4838.242
-6.1237 | 4650.1423 | 4843.1232
-6.0579 | 4659.5221 | 4852.8922
-5.992 | 4668.7018 | 4862.453
-5.9262 | 4679.7136 | 4873.9217
-5.8603 | 4679.6574 | 4873.8632
-5.7945 | 4660.1907 | 4853.5886
-5.7286 | 4651.6483 | 4844.6917
-5.6628 | 4625.0765 | 4817.0172
-5.5969 | 4612.691 | 4804.1177
-5.5311 | 4630.7892 | 4822.9669
-5.4652 | 4653.623 | 4846.7484
-5.3994 | 4640.6063 | 4833.1915
-5.3335 | 4657.9661 | 4851.2717
-5.2677 | 4675.9892 | 4870.0428
-5.2019 | 4667.5406 | 4861.2435
-5.136 | 4669.609 | 4863.3978
-5.0702 | 4689.612 | 4884.2309
-5.0043 | 4686.2188 | 4880.6969
-4.9385 | 4674.0895 | 4868.0642
-4.8726 | 4691.8929 | 4886.6065
-4.8068 | 4698.3231 | 4893.3036
-4.7409 | 4711.8533 | 4907.3952
-4.6751 | 4743.5305 | 4940.387
-4.6092 | 4779.9507 | 4978.3187
-4.5434 | 4790.5678 | 4989.3763
-4.4775 | 4806.6964 | 5006.1743
-4.4117 | 4802.5908 | 5001.8984
-4.3459 | 4780.5944 | 4978.989
-4.28 | 4757.3408 | 4954.7704
-4.2142 | 4741.2371 | 4937.9985
-4.1483 | 4733.981 | 4930.4412
-4.0825 | 4729.5879 | 4925.8658
-4.0166 | 4721.458 | 4917.3985
-3.9508 | 4720.1394 | 4916.0252
-3.8849 | 4716.0214 | 4911.7362
-3.8191 | 4707.1353 | 4902.4814
-3.7532 | 4705.0533 | 4900.313
-3.6874 | 4715.6839 | 4911.3848
-3.6215 | 4729.664 | 4925.945
-3.5557 | 4745.1177 | 4942.0401
-3.4898 | 4764.6084 | 4962.3396
-3.424 | 4787.3558 | 4986.031
-3.3582 | 4794.9983 | 4993.9907
-3.2923 | 4801.0598 | 5000.3038
-3.2265 | 4811.3644 | 5011.0361
-3.1606 | 4817.0958 | 5017.0053
-3.0948 | 4817.5707 | 5017.4999
-3.0289 | 4832.6433 | 5033.198
-2.9631 | 4835.6303 | 5036.309
-2.8972 | 4834.8055 | 5035.4499
-2.8314 | 4837.0499 | 5037.7875
-2.7655 | 4848.4981 | 5049.7107
-2.6997 | 4844.6362 | 5045.6886
-2.6338 | 4827.4629 | 5027.8026
-2.568 | 4807.8223 | 5007.3469
-2.5022 | 4800.3662 | 4999.5814
-2.4363 | 4799.4288 | 4998.6051
-2.3705 | 4808.6586 | 5008.2179
-2.3046 | 4832.0559 | 5032.5862
-2.2388 | 4863.4957 | 5065.3307
-2.1729 | 4879.8743 | 5082.3891
-2.1071 | 4875.0063 | 5077.3191
-2.0412 | 4870.9695 | 5073.1147
-1.9754 | 4871.5756 | 5073.746
-1.9095 | 4877.8184 | 5080.2478
-1.8437 | 4888.7114 | 5091.593
-1.7778 | 4884.2996 | 5086.9981
-1.712 | 4872.3266 | 5074.5281
-1.6462 | 4866.1952 | 5068.1423
-1.5803 | 4860.7211 | 5062.441
-1.5145 | 4844.0665 | 5045.0953
-1.4486 | 4835.924 | 5036.6149
-1.3828 | 4832.8495 | 5033.4128
-1.3169 | 4836.7677 | 5037.4935
-1.2511 | 4831.381 | 5031.8833
-1.1852 | 4834.4555 | 5035.0854
-1.1194 | 4845.3413 | 5046.423
-1.0535 | 4849.0969 | 5050.3345
-0.98769 | 4828.2378 | 5028.6096
-0.92185 | 4820.0828 | 5020.1163
-0.856 | 4822.5449 | 5022.6806
-0.79015 | 4832.4746 | 5033.0223
-0.72431 | 4844.0988 | 5045.1289
-0.65846 | 4877.9434 | 5080.378
-0.59262 | 4890.5549 | 5093.5129
-0.52677 | 4893.9981 | 5097.099
-0.46092 | 4914.1136 | 5118.0493
-0.39508 | 4941.8488 | 5146.9355
-0.32923 | 4928.1999 | 5132.7202
-0.26338 | 4928.4999 | 5133.0326
-0.19754 | 4943.8287 | 5148.9975
-0.13169 | 4916.9954 | 5121.0508
-0.065846 | 4881.0804 | 5083.6452
6.537e-13 | 4870.6383 | 5072.7698
0.065846 | 4853.7587 | 5055.1897
0.13169 | 4813.9078 | 5013.6849
0.19754 | 4777.5813 | 4975.8509
0.26338 | 4744.0492 | 4940.9272
0.32923 | 4716.8712 | 4912.6214
0.39508 | 4701.5914 | 4896.7074
0.46092 | 4696.7047 | 4891.6179
0.52677 | 4716.6213 | 4912.361
0.59262 | 4723.6389 | 4919.6699
0.65846 | 4698.9918 | 4894
0.72431 | 4649.6736 | 4842.6351
0.79015 | 4607.9668 | 4799.1974
0.856 | 4577.4144 | 4767.3771
0.92185 | 4589.175 | 4779.6258
0.98769 | 4647.3303 | 4840.1945
1.0535 | 4720.9081 | 4916.8258
1.1194 | 4761.8401 | 4959.4564
1.1852 | 4785.1749 | 4983.7596
1.2511 | 4791.5926 | 4990.4437
1.3169 | 4774.8328 | 4972.9883
1.3828 | 4755.9035 | 4953.2735
1.4486 | 4777.2636 | 4975.5201
1.5145 | 4798.1478 | 4997.2709
1.5803 | 4792.7237 | 4991.6217
1.6462 | 4796.3293 | 4995.377
1.712 | 4781.1318 | 4979.5487
1.7778 | 4744.7928 | 4941.7017
1.8437 | 4719.2896 | 4915.1401
1.9095 | 4723.164 | 4919.1753
1.9754 | 4727.2321 | 4923.4122
2.0412 | 4737.2628 | 4933.8592
2.1071 | 4746.6862 | 4943.6737
2.1729 | 4756.8659 | 4954.2758
2.2388 | 4747.7923 | 4944.8257
2.3046 | 4747.8985 | 4944.9363
2.3705 | 4753.9663 | 4951.2559
2.4363 | 4748.8921 | 4945.9712
2.5022 | 4737.4179 | 4934.0208
2.568 | 4744.9865 | 4941.9035
2.6338 | 4737.2055 | 4933.7995
2.6997 | 4737.1117 | 4933.7019
2.7655 | 4754.0663 | 4951.3601
2.8314 | 4762.5025 | 4960.1463
2.8972 | 4756.8284 | 4954.2367
2.9631 | 4753.5539 | 4950.8264
3.0289 | 4752.1166 | 4949.3295
3.0948 | 4738.6552 | 4935.3094
3.1606 | 4716.3463 | 4912.0747
3.2265 | 4697.5795 | 4892.5291
3.2923 | 4685.1003 | 4879.5319
3.3582 | 4681.2509 | 4875.5228
3.424 | 4666.9959 | 4860.6762
3.4898 | 4664.64 | 4858.2226
3.5557 | 4664.6837 | 4858.2681
3.6215 | 4658.1473 | 4851.4604
3.6874 | 4648.7988 | 4841.7239
3.7532 | 4667.1344 | 4860.8205
3.8191 | 4693.149 | 4887.9147
3.8849 | 4709.2537 | 4904.6877
3.9508 | 4702.0861 | 4897.2227
4.0166 | 4690.7556 | 4885.422
4.0825 | 4673.2574 | 4867.1975
4.1483 | 4647.9802 | 4840.8713
4.2142 | 4630.333 | 4822.4918
4.28 | 4635.6009 | 4827.9783
4.3459 | 4635.3499 | 4827.7169
4.4117 | 4641.6437 | 4834.2719
4.4775 | 4653.2231 | 4846.3318
4.5434 | 4660.9781 | 4854.4087
4.6092 | 4660.3032 | 4853.7058
4.6751 | 4655.104 | 4848.2908
4.7409 | 4639.819 | 4832.3715
4.8068 | 4629.7133 | 4821.8464
4.8726 | 4641.6874 | 4834.3174
4.9385 | 4637.5245 | 4829.9818
5.0043 | 4631.6953 | 4823.9106
5.0702 | 4630.7381 | 4822.9138
5.136 | 4627.1824 | 4819.2105
5.2019 | 4599.1932 | 4790.0597
5.2677 | 4607.4481 | 4798.6572
5.3335 | 4615.5468 | 4807.092
5.3994 | 4607.4356 | 4798.6442
5.4652 | 4589.4624 | 4779.9251
5.5311 | 4589.4687 | 4779.9316
5.5969 | 4568.8407 | 4758.4476
5.6628 | 4555.4481 | 4744.4992
5.7286 | 4555.9168 | 4744.9873
5.7945 | 4549.4178 | 4738.2186
5.8603 | 4525.9028 | 4713.7278
5.9262 | 4521.1286 | 4708.7554
5.992 | 4520.7651 | 4708.3769
6.0579 | 4513.7912 | 4701.1136
6.1237 | 4532.8017 | 4720.913
6.1895 | 4547.1557 | 4735.8626
6.2554 | 4534.6452 | 4722.8329
6.3212 | 4509.7481 | 4696.9027
6.3871 | 4493.6497 | 4680.1361
6.4529 | 4460.6049 | 4645.72
6.5188 | 4437.2826 | 4621.4299
6.5846 | 4426.853 | 4610.5675
6.6505 | 4428.534 | 4612.3182
6.7163 | 4444.2003 | 4628.6346
6.7822 | 4438.3262 | 4622.5168
6.848 | 4432.6396 | 4616.5942
6.9139 | 4433.152 | 4617.1279
6.9797 | 4431.8335 | 4615.7546
7.0455 | 4410.3297 | 4593.3583
7.1114 | 4417.4983 | 4600.8245
7.1772 | 4421.3602 | 4604.8466
7.2431 | 4417.7472 | 4601.0837
7.3089 | 4420.0354 | 4603.4669
7.3748 | 4425.0658 | 4608.7061
7.4406 | 4424.9534 | 4608.5889
7.5065 | 4431.1274 | 4615.0192
7.5723 | 4442.0631 | 4626.4087
7.6382 | 4447.4685 | 4632.0384
7.704 | 4452.2615 | 4637.0303
7.7699 | 4451.0679 | 4635.7872
7.8357 | 4442.2506 | 4626.604
7.9015 | 4427.8404 | 4611.5958
7.9674 | 4414.3113 | 4597.5052
8.0332 | 4410.5359 | 4593.5731
8.0991 | 4400.8374 | 4583.4722
8.1649 | 4389.9642 | 4572.1477
8.2308 | 4389.7204 | 4571.8938
8.2966 | 4399.5376 | 4582.1184
8.3625 | 4393.4761 | 4575.8054
8.4283 | 4397.8566 | 4580.3677
8.4942 | 4408.005 | 4590.9372
8.56 | 4402.7871 | 4585.5028
8.6259 | 4368.8602 | 4550.1679
8.6917 | 4352.3868 | 4533.0109
8.7575 | 4334.0148 | 4513.8764
8.8234 | 4312.7921 | 4491.773
8.8892 | 4308.5428 | 4487.3473
8.9551 | 4332.1026 | 4511.8848
9.0209 | 4339.8388 | 4519.9422
9.0868 | 4341.6833 | 4521.8632
9.1526 | 4346.3014 | 4526.6729
9.2185 | 4353.0805 | 4533.7333
9.2843 | 4336.9393 | 4516.9223
9.3502 | 4324.2163 | 4503.6713
9.416 | 4322.6728 | 4502.0638
9.4819 | 4322.7166 | 4502.1093
9.5477 | 4305.2933 | 4483.963
9.6135 | 4308.0127 | 4486.7952
9.6794 | 4302.9625 | 4481.5354
9.7452 | 4289.0084 | 4467.0023
9.8111 | 4275.2409 | 4452.6633
9.8769 | 4270.8728 | 4448.114
9.9428 | 4247.2766 | 4423.5386
10.0086 | 4221.7109 | 4396.9119
10.0745 | 4198.551 | 4372.7909
10.1403 | 4179.5228 | 4352.973
10.2062 | 4167.7424 | 4340.7037
10.272 | 4171.7553 | 4344.8832
10.3379 | 4186.7592 | 4360.5097
10.4037 | 4201.2756 | 4375.6285
10.4695 | 4209.3118 | 4383.9983
10.5354 | 4213.4934 | 4388.3534
10.6012 | 4201.4693 | 4375.8303
10.6671 | 4189.34 | 4363.1976
10.7329 | 4184.1846 | 4357.8283
10.7988 | 4182.4161 | 4355.9864
10.8646 | 4171.3481 | 4344.459
10.9305 | 4157.4066 | 4329.939
10.9963 | 4136.6339 | 4308.3042
11.0622 | 4121.2301 | 4292.2611
11.128 | 4112.1003 | 4282.7525
11.1939 | 4100.4574 | 4270.6263
11.2597 | 4107.1636 | 4277.6109
11.3255 | 4111.1629 | 4281.7762
11.3914 | 4111.5441 | 4282.1732
11.4572 | 4113.6438 | 4284.36
11.5231 | 4123.6672 | 4294.7994
11.5889 | 4120.4052 | 4291.402
11.6548 | 4112.4565 | 4283.1234
11.7206 | 4097.8901 | 4267.9525
11.7865 | 4073.3367 | 4242.3802
11.8523 | 4041.7532 | 4209.486
11.9182 | 4014.0316 | 4180.6139
11.984 | 4002.2585 | 4168.3522
12.0499 | 4009.8635 | 4176.2729
12.1157 | 4023.2114 | 4190.1747
12.1815 | 4032.061 | 4199.3915
12.2474 | 4036.7228 | 4204.2468
12.3132 | 4034.8918 | 4202.3398
12.3791 | 4018.8246 | 4185.6058
12.4449 | 3999.2079 | 4165.1751
12.5108 | 3989.9032 | 4155.4842
12.5766 | 3990.8166 | 4156.4355
12.6425 | 3992.5226 | 4158.2122
12.7083 | 4002.2835 | 4168.3783
12.7742 | 3999.6589 | 4165.6448
12.84 | 3991.2655 | 4156.903
12.9059 | 3986.6537 | 4152.0998
12.9717 | 3973.8495 | 4138.7643
13.0375 | 3935.7296 | 4099.0623
13.1034 | 3903.7524 | 4065.7581
13.1692 | 3884.3794 | 4045.5812
13.2351 | 3865.1825 | 4025.5876
13.3009 | 3851.4462 | 4011.2812
13.3668 | 3855.1268 | 4015.1146
13.4326 | 3856.4964 | 4016.541
13.4985 | 3856.0027 | 4016.0268
13.5643 | 3847.6093 | 4007.2851
13.6302 | 3834.2739 | 3993.3963
13.696 | 3814.776 | 3973.0892
13.7619 | 3788.499 | 3945.7217
13.8277 | 3770.2696 | 3926.7358
13.8935 | 3757.4966 | 3913.4327
13.9594 | 3753.441 | 3909.2088
14.0252 | 3752.8099 | 3908.5515
14.0911 | 3765.7578 | 3922.0367
14.1569 | 3765.2891 | 3921.5486
14.2228 | 3760.5149 | 3916.5763
14.2886 | 3750.7664 | 3906.4233
14.3545 | 3734.4805 | 3889.4615
14.4203 | 3724.1697 | 3878.7227
14.4862 | 3709.596 | 3863.5442
14.552 | 3701.8097 | 3855.4348
14.6179 | 3699.9662 | 3853.5148
14.6837 | 3702.5221 | 3856.1768
14.7495 | 3705.7028 | 3859.4895
14.8154 | 3726.713 | 3881.3716
14.8812 | 3730.5749 | 3885.3937
14.9471 | 3720.8827 | 3875.2993
15.0129 | 3712.0966 | 3866.1486
15.0788 | 3701.0473 | 3854.6408
15.1446 | 3674.0256 | 3826.4977
15.2105 | 3647.811 | 3799.1952
15.2763 | 3639.5874 | 3790.6302
15.3422 | 3485.028
15.408 | 3475.608
15.4739 | 3468.726
15.5397 | 3467.7
15.6055 | 3464.219
15.6714 | 3459.288
15.7372 | 3445.901
15.8031 | 3429.287
15.8689 | 3414.7
15.9348 | 3395.704
16.0006 | 3375.141
16.0665 | 3385.191
16.1323 | 3380.793
16.1982 | 3379.827
16.264 | 3380.565
16.3299 | 3383.811
16.3957 | 3367.107
16.4615 | 3364.971
16.5274 | 3349.664
16.5932 | 3345.722
16.6591 | 3341.288
16.7249 | 3325.652
16.7908 | 3315.637
16.8566 | 3320.311
16.9225 | 3305.617
16.9883 | 3298.057
17.0542 | 3288.726
17.12 | 3274.032
17.1859 | 3259.548
17.2517 | 3258.678
17.3176 | 3256.26
17.3834 | 3256.523
17.4492 | 3262.344
17.5151 | 3255.263
17.5809 | 3241.805
17.6468 | 3225.833
17.7126 | 3205.984
17.7785 | 3196.552
17.8443 | 3160.503
17.9102 | 3139.334
17.976 | 3132.398
18.0419 | 3132.71
18.1077 | 3111.439
18.1736 | 3122.99
18.2394 | 3108.865
18.3053 | 3087.553
18.3711 | 3069.3
18.4369 | 3052.074
18.5028 | 3036.989
18.5686 | 3036.917
18.6345 | 3023.801
18.7003 | 3007.252
18.7662 | 2990.872
18.832 | 2972.655
18.8979 | 2960.229
18.9637 | 2953.629
19.0296 | 2946.483
19.0954 | 2946.207
19.1612 | 2942.96
19.2271 | 2933.882
19.2929 | 2933.432
19.3588 | 2928.506
19.4246 | 2922.32
19.4905 | 2919.77
19.5563 | 2915.203
19.6222 | 2903.563
19.688 | 2892.379
19.7539 | 2872.08
19.8197 | 2871.396
19.8856 | 2874.384
19.9514 | 2875.062
20.0173 | 2874.876
20.0831 | 2878.836
20.1489 | 2861.808
20.2148 | 2835.227
20.2806 | 2810.062
20.3465 | 2794.498
20.4123 | 2785.066
20.4782 | 2775.652
20.544 | 2771.013
20.6099 | 2765.997
20.6757 | 2754.021
20.7416 | 2734.724
20.8074 | 2720.564
20.8732 | 2704.135
20.9391 | 2694.313
21.0049 | 2684.941
21.0708 | 2688.793
21.1366 | 2682.007
21.2025 | 2677.063
21.2683 | 2665.29
21.3342 | 2646.546
21.4 | 2628.347
21.4659 | 2631.803
21.5317 | 2613.191
21.5976 | 2608.744
21.6634 | 2610.755
21.7293 | 2612.987
21.7951 | 2595.916
21.8609 | 2595.958
21.9268 | 2580.298
21.9926 | 2561.565
22.0585 | 2537.138
22.1243 | 2522.774
22.1902 | 2506.124
22.256 | 2484.145
22.3219 | 2468.736
22.3877 | 2462.088
22.4536 | 2449.284
22.5194 | 2444.508
22.5852 | 2455.29
22.6511 | 2469.019
22.7169 | 2461.902
22.7828 | 2455.686
22.8486 | 2447.076
22.9145 | 2434.535
22.9803 | 2408.129
23.0462 | 2392.714
23.112 | 2375.542
23.1779 | 2355.393
23.2437 | 2324.6
23.3096 | 2309.624
23.3754 | 2300.438
23.4413 | 2296.909
23.5071 | 2304.014
23.5729 | 2310.14
23.6388 | 2316.428
23.7046 | 2317.718
23.7705 | 2312.534
23.8363 | 2299.513
23.9022 | 2280.535
23.968 | 2263.86
24.0339 | 2241.258
24.0997 | 2213.153
24.1656 | 2186.506
24.2314 | 2181.082
24.2972 | 2174.944
24.3631 | 2173.396
24.429 | 2184.388
24.4948 | 2194.75
24.5606 | 2189.104
24.6265 | 2171.26
24.6923 | 2147.997
24.7582 | 2118.392
24.824 | 2105.522
24.8899 | 2102.162
24.9557 | 2105.942
25.0216 | 2103.788
25.0874 | 2099.3
25.1532 | 2077.975
25.2191 | 2058.402
25.2849 | 2040.006
25.3508 | 2034.522
25.4166 | 2037.366
25.4825 | 2042.16
25.5483 | 2037.936
25.6142 | 2029.098
25.68 | 2017.541
25.7459 | 1994.039
25.8117 | 1971.484
25.8776 | 1950.771
25.9434 | 1925.564
26.0093 | 1907.66
26.0751 | 1908.716
26.141 | 1910.084
26.2068 | 1911.8
26.2726 | 1920.632
26.3385 | 1920.008
26.4043 | 1913.384
26.4702 | 1897.64
26.536 | 1887.475
26.6019 | 1876.129
26.6677 | 1865.221
26.7336 | 1844.886
26.7994 | 1832.7
26.8653 | 1811.459
26.9311 | 1794.737
26.9969 | 1782.034
27.0628 | 1778.752
27.1286 | 1776.064
27.1945 | 1771.618
27.2603 | 1756.324
27.3262 | 1740.723
27.392 | 1725.345
27.4579 | 1717.676
27.5237 | 1713.572
27.5896 | 1710.776
27.6554 | 1716.824
27.7213 | 1719.272
27.7871 | 1703.672
27.8529 | 1688.557
27.9188 | 1681.525
27.9846 | 1666.639
28.0505 | 1648.692
28.1163 | 1634.28
28.1822 | 1625.868
28.248 | 1616.753
28.3139 | 1600.925
28.3797 | 1588.895
28.4456 | 1590.431
28.5114 | 1593.707
28.5773 | 1594.997
28.6431 | 1596.989
28.709 | 1589.177
28.7748 | 1567.888
28.8406 | 1552.894
28.9065 | 1537.611
28.9723 | 1518.026
29.0382 | 1509.986
29.104 | 1513.286
29.1699 | 1507.91
29.2357 | 1501.25
29.3016 | 1503.818
29.3674 | 1494.836
29.4333 | 1483.232
29.4991 | 1465.717
29.5649 | 1454.233
29.6308 | 1439.598
29.6966 | 1428.576
29.7625 | 1410.431
29.8283 | 1399.061
29.8942 | 1389.707
29.96 | 1379.122
30.0259 | 1379.645
30.0917 | 1376.146
30.1576 | 1370.5
30.2234 | 1365.37
30.2893 | 1366.054
30.3551 | 1355.716
30.421 | 1355.284
30.4868 | 1346.715
30.5526 | 1324.959
30.6185 | 1302.884
30.6843 | 1293.824
30.7502 | 1283.33
30.816 | 1278.098
30.8819 | 1278.968
30.9477 | 1280.42
31.0136 | 1270.753
31.0794 | 1262.263
31.1453 | 1256.077
31.2111 | 1250.095
31.2769 | 1245.181
31.3428 | 1241.694
31.4086 | 1236.144
31.4745 | 1220.298
31.5403 | 1215.444
31.6062 | 1208.795
31.672 | 1199.087
31.7379 | 1187.411
31.8037 | 1190.561
31.8696 | 1184.129
31.9354 | 1172.83
32.0013 | 1160.548
32.0671 | 1158.37
32.133 | 1134.489
32.1988 | 1123.671
32.2646 | 1125.525
32.3305 | 1122.279
32.3963 | 1105.472
32.4622 | 1113.981
32.528 | 1106.672
32.5939 | 1080.482
32.6597 | 1064.683
32.7256 | 1062.751
32.7914 | 1043.479
32.8573 | 1037.19
32.9231 | 1042.207
32.989 | 1044.691
33.0548 | 1041.259
33.1206 | 1052.245
33.1865 | 1048.681
33.2523 | 1041.553
33.3182 | 1035.426
33.384 | 1024.074
33.4499 | 1014.546
33.5157 | 1009.818
33.5816 | 1000.745
33.6474 | 987.503
33.7133 | 978.5507
33.7791 | 967.0364
33.8449 | 961.9782
33.9108 | 954.91
33.9766 | 950.5539
34.0425 | 950.8419
34.1083 | 950.1999
34.1742 | 934.6414
34.24 | 929.3373
34.3059 | 921.231
34.3717 | 899.7264
34.4376 | 878.6238
34.5034 | 876.4937
34.5693 | 867.5715
34.6351 | 861.3313
34.7009 | 863.5093
34.7668 | 864.2114
34.8327 | 860.2153
34.8985 | 855.4451
34.9643 | 851.899
35.0302 | 849.1209
35.096 | 842.1907
35.1619 | 828.2583
35.2277 | 814.7939
35.2936 | 801.0235
35.3594 | 792.3173
35.4253 | 791.5012
35.4911 | 784.565
35.557 | 778.7568
35.6228 | 776.4167
35.6887 | 778.4809
35.7545 | 771.7486
35.8203 | 771.7426
35.8862 | 774.2987
35.952 | 774.8447
36.0179 | 757.5402
36.0837 | 750.1
36.1496 | 742.6178
36.2154 | 733.9116
36.2813 | 723.7233
36.3471 | 721.1012
36.413 | 714.975
36.4788 | 711.6749
36.5446 | 705.8668
36.6105 | 701.0486
36.6763 | 695.0604
36.7422 | 692.6183
36.808 | 683.9661
36.8739 | 678.3739
36.9397 | 672.6677
37.0056 | 675.8658
37.0714 | 669.5416
37.1373 | 664.5015
37.2031 | 660.4814
37.269 | 659.0474
37.3348 | 649.675
37.4006 | 645.2889
37.4665 | 515.0491
37.5323 | 386.1893
37.5982 | 256.4115
37.664 | 128.3378
37.7299 | 0
37.7957 | 0
37.8616 | 0
37.9274 | 0
37.9933 | 0
38.0591 | 0
38.125 | 0
38.1908 | 0
38.2567 | 0
38.3225 | 0
38.3883 | 0
38.4542 | 0
38.52 | 0
38.5859 | 0
38.6517 | 0
38.7176 | 0
38.7834 | 0
38.8493 | 0
38.9151 | 0
38.981 | 0
39.0468 | 0
39.1127 | 0
39.1785 | 0
39.2443 | 0
39.3102 | 0
39.376 | 0
39.4419 | 0
39.5077 | 0
39.5736 | 0
39.6394 | 0
39.7053 | 0
39.7711 | 0
39.837 | 0
39.9028 | 0
39.9686 | 0
40.0345 | 0
40.1003 | 0
40.1662 | 0
40.232 | 0
40.2979 | 0
40.3637 | 0
40.4296 | 0
40.4954 | 0
40.5613 | 0
40.6271 | 0
40.693 | 0
40.7588 | 0
40.8246 | 0
40.8905 | 0
40.9563 | 0
41.0222 | 0
41.088 | 0
41.1539 | 0
41.2197 | 0
41.2856 | 0
41.3514 | 0
41.4173 | 0
41.4831 | 0
41.549 | 0
41.6148 | 0
41.6806 | 0
41.7465 | 0
41.8123 | 0
41.8782 | 0
41.944 | 0
42.0099 | 0
42.0757 | 0
42.1416 | 0
42.2074 | 0
42.2733 | 0
42.3391 | 0
42.405 | 0
42.4708 | 0
42.5367 | 0
42.6025 | 0
42.6683 | 0
42.7342 | 0
42.8 | 0
42.8659 | 0
42.9317 | 0
42.9976 | 0
43.0634 | 0
43.1293 | 0
43.1951 | 0
43.261 | 0
43.3268 | 0
43.3927 | 0
43.4585 | 0
43.5243 | 0
43.5902 | 0
43.656 | 0
43.7219 | 0
43.7877 | 0
43.8536 | 0
43.9194 | 0
43.9853 | 0
44.0511 | 0
44.117 | 0
44.1828 | 0
44.2486 | 0
44.3145 | 0
44.3803 | 0
44.4462 | 0
44.512 | 0
44.5779 | 0
44.6437 | 0
44.7096 | 0
44.7754 | 0
44.8413 | 0
44.9071 | 0
44.973 | 0
45.0388 | 0
45.1047 | 0
45.1705 | 0
45.2364 | 0
45.3022 | 0
45.368 | 0
45.4339 | 0
45.4997 | 0
45.5656 | 0
45.6314 | 0
45.6973 | 0
45.7631 | 0
45.829 | 0

## EWR
Desire
D40 Lustr 1-Piece Optic | 2015-05-14
Diffuser | Beam Angle | Field Angle
Extra Wide Round | 70.7 | 96.5
Row Mult
Mode | Candela | Field Lumens | Beam Lumens | Power Consump | Efficacy (lpw)
Boost Full | 2971.1522 | 3081.3597 | 1747.7366 | 102.7 | 30.0035 | 1 | 1 | 1 | 1 | 1 | 1
Regulated Full | 2669 | 2768 | 1570 | 93.3 | 29.6677 | 0.8983 | 0.8983 | 0.8983
Regulated 3200K | 1928.6701 | 2000.2094 | 1134.5118 | 57.2 | 34.9687 | 0.64913 | 0.64913 | 0.64913
Regulated 5600K | 1673.4924 | 1735.5664 | 984.4073 | 54.5 | 31.8453 | 0.56325 | 0.56325 | 0.56325
[6 empty] | 0 | 0 | 0
[6 empty] | 0 | 0 | 0
[6 empty] | 0 | 0 | 0
| For Field diameter at any distance, multiply distance by |  |  |  | 2.2408
| For Beam diameter at any distance, multiply distance by |  |  |  | 1.4187
Dist for 1.0 fc
| Throw Distance (ft) | 10 | 15 | 20 | 30 | 51.6624
| Throw Distance (m) | 3.048 | 4.572 | 6.096 | 9.144 | 15.7467
| Field Diameter (ft) | 22.4081 | 33.6122 | 44.8162 | 67.2243
| Field Diameter (m) | 6.83 | 10.245 | 13.66 | 20.49
| Illuminance (fc) | 26.69 | 11.8622 | 6.6725 | 2.9656
| Illuminance (lux) | 287.2885 | 127.6838 | 71.8221 | 31.9209
Test Distance | Iso-Illuminance Diagram grid lines
41.5 | 0 | 12.5 | 25 | 37.5
| 0 | 0.3012 | 0.60241 | 0.90361
Measurement: XWR smooth - Make Intensity
Degrees | (Cd)
-54.7966 | 0 | 0
-54.7179 | 0 | 0
-54.6393 | 0 | 0
-54.5607 | 0 | 0
-54.4821 | 0 | 0
-54.4035 | 0 | 0
-54.3248 | 0 | 0
-54.2462 | 0 | 0
-54.1676 | 0 | 0
-54.089 | 0 | 0
-54.0104 | 0 | 0
-53.9318 | 0 | 0
-53.8531 | 0 | 0
-53.7745 | 0 | 0
-53.6959 | 0 | 0
-53.6173 | 0 | 0
-53.5387 | 0 | 0
-53.4601 | 0 | 0
-53.3814 | 0 | 0
-53.3028 | 0 | 0
-53.2242 | 0 | 0
-53.1456 | 0 | 0
-53.067 | 0 | 0
-52.9883 | 0 | 0
-52.9097 | 0 | 0
-52.8311 | 0 | 0
-52.7525 | 0 | 0
-52.6739 | 0 | 0
-52.5953 | 0 | 0
-52.5166 | 0 | 0
-52.438 | 0 | 0
-52.3594 | 0 | 0
-52.2808 | 0 | 0
-52.2022 | 0 | 0
-52.1236 | 0 | 0
-52.0449 | 0 | 0
-51.9663 | 0 | 0
-51.8877 | 0 | 0
-51.8091 | 0 | 0
-51.7305 | 0 | 0
-51.6518 | 0.78959 | 0.82236
-51.5732 | 25.4532 | 26.5095
-51.4946 | 75.9336 | 79.0849
-51.416 | 150.3147 | 156.5528
-51.3374 | 225.9112 | 235.2866
-51.2587 | 277.0748 | 288.5734
-51.1801 | 303.2111 | 315.7943
-51.1015 | 305.7307 | 318.4185
-51.0229 | 308.2147 | 321.0057
-50.9443 | 313.2451 | 326.2448
-50.8657 | 317.4237 | 330.5968
-50.7871 | 322.5072 | 335.8913
-50.7084 | 325.3817 | 338.885
-50.6298 | 327.5109 | 341.1026
-50.5512 | 328.8328 | 342.4794
-50.4726 | 329.0191 | 342.6734
-50.394 | 329.8709 | 343.5605
-50.3153 | 329.1167 | 342.7751
-50.2367 | 329.1788 | 342.8397
-50.1581 | 330.1902 | 343.8931
-50.0795 | 333.0025 | 346.8221
-50.0009 | 337.7135 | 351.7286
-49.9222 | 344.2165 | 358.5015
-49.8436 | 351.172 | 365.7457
-49.765 | 358.4468 | 373.3223
-49.6864 | 362.0133 | 377.0369
-49.6078 | 364.8079 | 379.9474
-49.5292 | 365.8016 | 380.9823
-49.4505 | 368.8623 | 384.1701
-49.3719 | 372.3401 | 387.7922
-49.2933 | 378.6124 | 394.3248
-49.2147 | 385.5058 | 401.5043
-49.1361 | 392.0443 | 408.3142
-49.0575 | 395.9834 | 412.4167
-48.9788 | 398.8135 | 415.3642
-48.9002 | 400.7831 | 417.4155
-48.8216 | 403.9059 | 420.668
-48.743 | 407.2861 | 424.1884
-48.6644 | 411.784 | 428.873
-48.5857 | 416.2111 | 433.4839
-48.5071 | 421.6228 | 439.1202
-48.4285 | 426.0765 | 443.7587
-48.3499 | 431.3641 | 449.2657
-48.2713 | 435.8975 | 453.9873
-48.1927 | 441.7618 | 460.0949
-48.114 | 446.9695 | 465.5187
-48.0354 | 451.6184 | 470.3605
-47.9568 | 454.7412 | 473.6129
-47.8782 | 455.5042 | 474.4076
-47.7996 | 455.0162 | 473.8994
-47.721 | 454.2711 | 473.1233
-47.6423 | 455.3002 | 474.1951
-47.5637 | 459.1771 | 478.233
-47.4851 | 466.0971 | 485.4401
-47.4065 | 474.8536 | 494.56
-47.3279 | 483.752 | 503.8277
-47.2493 | 490.3172 | 510.6653
-47.1706 | 495.028 | 515.5716
-47.092 | 498.5945 | 519.2862
-47.0134 | 501.4335 | 522.243
-46.9348 | 503.5982 | 524.4975
-46.8562 | 505.2483 | 526.2161
-46.7775 | 507.3687 | 528.4245
-46.6989 | 509.8262 | 530.984
-46.6203 | 513.1886 | 534.4859
-46.5417 | 517.7753 | 539.2629
-46.4631 | 523.5331 | 545.2597
-46.3845 | 528.7497 | 550.6928
-46.3058 | 533.5316 | 555.6732
-46.2272 | 537.994 | 560.3208
-46.1486 | 541.5783 | 564.0538
-46.07 | 546.1206 | 568.7846
-45.9914 | 551.6212 | 574.5135
-45.9128 | 558.6122 | 581.7946
-45.8341 | 564.2546 | 587.6712
-45.7555 | 569.9769 | 593.631
-45.6769 | 574.9717 | 598.8331
-45.5983 | 580.1528 | 604.2291
-45.5197 | 584.2782 | 608.5257
-45.441 | 589.4948 | 613.9589
-45.3624 | 594.3654 | 619.0316
-45.2838 | 597.9585 | 622.7738
-45.2052 | 599.7152 | 624.6034
-45.1266 | 600.9572 | 625.8969
-45.048 | 603.6454 | 628.6967
-44.9693 | 608.1966 | 633.4368
-44.8907 | 615.3561 | 640.8934
-44.8121 | 622.0276 | 647.8418
-44.7335 | 628.6638 | 654.7533
-44.6549 | 634.3861 | 660.7131
-44.5763 | 638.405 | 664.8988
-44.4976 | 641.6698 | 668.2991
-44.419 | 645.0145 | 671.7826
-44.3404 | 651.2069 | 678.232
-44.2618 | 655.6696 | 682.8798
-44.1832 | 659.6706 | 687.0469
-44.1045 | 662.0927 | 689.5695
-44.0259 | 666.1293 | 693.7737
-43.9473 | 669.9797 | 697.7838
-43.8687 | 674.3535 | 702.3392
-43.7901 | 679.8629 | 708.0772
-43.7114 | 686.7029 | 715.2011
-43.6328 | 694.5191 | 723.3416
-43.5542 | 700.4986 | 729.5693
-43.4756 | 705.875 | 735.1688
-43.397 | 712.0497 | 741.5998
-43.3184 | 719.2625 | 749.1119
-43.2398 | 725.9607 | 756.0881
-43.1611 | 733.0316 | 763.4524
-43.0825 | 741.2468 | 772.0085
-43.0039 | 749.7016 | 780.8142
-42.9253 | 756.941 | 788.354
-42.8467 | 764.6861 | 796.4205
-42.768 | 770.8874 | 802.8792
-42.6894 | 775.1459 | 807.3144
-42.6108 | 778.1979 | 810.4931
-42.5322 | 782.5272 | 815.002
-42.4536 | 788.5866 | 821.313
-42.3749 | 794.0959 | 827.0509
-42.2963 | 799.8804 | 833.0755
-42.2177 | 806.3922 | 839.8575
-42.1391 | 812.8243 | 846.5565
-42.0605 | 819.3628 | 853.3664
-41.9819 | 825.2626 | 859.511
-41.9032 | 830.8695 | 865.3506
-41.8246 | 836.1217 | 870.8208
-41.746 | 840.4245 | 875.3021
-41.6674 | 844.5055 | 879.5525
-41.5888 | 847.8945 | 883.0821
-41.5102 | 851.4964 | 886.8335
-41.4315 | 856.0654 | 891.5921
-41.3529 | 862.7726 | 898.5776
-41.2743 | 870.4466 | 906.5702
-41.1957 | 878.3248 | 914.7752
-41.1171 | 885.3512 | 922.0933
-41.0384 | 892.2535 | 929.282
-40.9598 | 898.0112 | 935.2787
-40.8812 | 902.9174 | 940.3885
-40.8026 | 907.096 | 944.7405
-40.724 | 911.8335 | 949.6745
-40.6454 | 917.7865 | 955.8746
-40.5667 | 924.4226 | 962.7861
-40.4881 | 932.0523 | 970.7325
-40.4095 | 939.7886 | 978.7898
-40.3309 | 948.1989 | 987.5491
-40.2523 | 956.5917 | 996.2903
-40.1737 | 964.1238 | 1004.135
-40.095 | 971.2124 | 1011.5177
-40.0164 | 978.709 | 1019.3254
-39.9378 | 985.9662 | 1026.8838
-39.8592 | 992.8861 | 1034.0909
-39.7806 | 998.2624 | 1039.6903
-39.7019 | 1003.1685 | 1044.8
-39.6233 | 1007.9505 | 1049.7804
-39.5447 | 1012.6702 | 1054.6961
-39.4661 | 1018.0289 | 1060.2771
-39.3875 | 1023.485 | 1065.9596
-39.3089 | 1028.8523 | 1071.5497
-39.2302 | 1034.273 | 1077.1954
-39.1516 | 1039.9244 | 1083.0813
-39.073 | 1045.0786 | 1088.4494
-38.9944 | 1051.0589 | 1094.6778
-38.9158 | 1057.1798 | 1101.0527
-38.8372 | 1064.1797 | 1108.3432
-38.7585 | 1071.3661 | 1115.8277
-38.6799 | 1079.2617 | 1124.051
-38.6013 | 1088.906 | 1134.0956
-38.5227 | 1097.1744 | 1142.7072
-38.4441 | 1104.2712 | 1150.0985
-38.3655 | 1111.1024 | 1157.2132
-38.2868 | 1117.9867 | 1164.3832
-38.2082 | 1124.4284 | 1171.0922
-38.1296 | 1129.538 | 1176.4138
-38.051 | 1135.3579 | 1182.4752
-37.9724 | 1143.1389 | 1190.5792
-37.8937 | 1150.3076 | 1198.0454
-37.8151 | 1157.9012 | 1205.9541
-37.7365 | 1165.3094 | 1213.6697
-37.6579 | 1172.7175 | 1221.3853
-37.5793 | 1178.7322 | 1227.6496
-37.5007 | 1182.8045 | 1231.8909
-37.422 | 1187.1517 | 1236.4185
-37.3434 | 1192.6696 | 1242.1653
-37.2648 | 1199.0394 | 1248.7995
-37.1862 | 1206.3413 | 1256.4045
-37.1076 | 1214.415 | 1264.8133
-37.029 | 1222.9053 | 1273.6559
-36.9503 | 1230.5697 | 1281.6384
-36.8717 | 1236.4615 | 1287.7747
-36.7931 | 1241.4024 | 1292.9206
-36.7145 | 1246.664 | 1298.4006
-36.6359 | 1250.8332 | 1302.7427
-36.5572 | 1254.9679 | 1307.0491
-36.4786 | 1259.3766 | 1311.6407
-36.4 | 1266.013 | 1318.5526
-36.3214 | 1273.616 | 1326.471
-36.2428 | 1281.548 | 1334.7323
-36.1641 | 1287.7668 | 1341.2092
-36.0855 | 1294.3408 | 1348.0559
-36.0069 | 1300.0451 | 1353.997
-35.9283 | 1306.4774 | 1360.6962
-35.8497 | 1311.5964 | 1366.0276
-35.7711 | 1317.0257 | 1371.6823
-35.6924 | 1323.733 | 1378.6679
-35.6138 | 1332.1077 | 1387.3901
-35.5352 | 1340.2605 | 1395.8813
-35.4566 | 1347.5177 | 1403.4397
-35.378 | 1353.5157 | 1409.6866
-35.2993 | 1359.0336 | 1415.4335
-35.2207 | 1363.487 | 1420.0717
-35.1421 | 1366.9115 | 1423.6383
-35.0635 | 1369.8485 | 1426.6972
-34.9849 | 1373.6812 | 1430.689
-34.9063 | 1379.1283 | 1436.3621
-34.8276 | 1386.4115 | 1443.9475
-34.749 | 1394.6279 | 1452.5049
-34.6704 | 1403.1713 | 1461.4029
-34.5918 | 1411.4575 | 1470.0329
-34.5132 | 1419.0958 | 1477.9883
-34.4346 | 1426.0957 | 1485.2787
-34.3559 | 1433.4498 | 1492.9379
-34.2773 | 1441.2579 | 1501.0701
-34.1987 | 1448.7182 | 1508.84
-34.1201 | 1454.4589 | 1514.819
-34.0415 | 1458.9207 | 1519.4659
-33.9629 | 1465.202 | 1526.0079
-33.8842 | 1473.3382 | 1534.4817
-33.8056 | 1481.4286 | 1542.9078
-33.727 | 1488.3577 | 1550.1245
-33.6484 | 1495.2336 | 1557.2858
-33.5698 | 1503.6 | 1565.9994
-33.4911 | 1511.5133 | 1574.2411
-33.4125 | 1516.8896 | 1579.8405
-33.3339 | 1520.5452 | 1583.6478
-33.2553 | 1524.2259 | 1587.4813
-33.1767 | 1527.6243 | 1591.0207
-33.0981 | 1531.3591 | 1594.9105
-33.0194 | 1534.6503 | 1598.3382
-32.9408 | 1540.9055 | 1604.8531
-32.8622 | 1549.2625 | 1613.5569
-32.7836 | 1559.2526 | 1623.9615
-32.705 | 1568.6292 | 1633.7273
-32.6264 | 1577.5548 | 1643.0234
-32.5477 | 1586.2316 | 1652.0602
-32.4691 | 1595.2895 | 1661.494
-32.3905 | 1604.0194 | 1670.5862
-32.3119 | 1611.6494 | 1678.5328
-32.2333 | 1617.8411 | 1684.9815
-32.1546 | 1623.1819 | 1690.544
-32.076 | 1628.8602 | 1696.4579
-31.9974 | 1634.5999 | 1702.4358
-31.9188 | 1640.0917 | 1708.1555
-31.8402 | 1644.4306 | 1712.6745
-31.7616 | 1648.7778 | 1717.2021
-31.6829 | 1653.2844 | 1721.8957
-31.6043 | 1660 | 1728.89
-31.5257 | 1667.2134 | 1736.4028
-31.4471 | 1674.5945 | 1744.0902
-31.3685 | 1680.3613 | 1750.0963
-31.2899 | 1686.0739 | 1756.046
-31.2112 | 1691.8324 | 1762.0434
-31.1326 | 1697.4919 | 1767.9378
-31.054 | 1702.8421 | 1773.51
-30.9754 | 1707.3757 | 1778.2318
-30.8968 | 1713.0269 | 1784.1175
-30.8181 | 1720.2487 | 1791.639
-30.7395 | 1729.2264 | 1800.9893
-30.6609 | 1736.1378 | 1808.1875
-30.5823 | 1741.6744 | 1813.9539
-30.5037 | 1746.5715 | 1819.0543
-30.4251 | 1752.932 | 1825.6787
-30.3464 | 1758.6457 | 1831.6294
-30.2678 | 1762.168 | 1835.298
-30.1892 | 1763.6407 | 1836.8318
-30.1106 | 1765.4591 | 1838.7257
-30.032 | 1770.5073 | 1843.9834
-29.9534 | 1777.3833 | 1851.1447
-29.8747 | 1783.9124 | 1857.9448
-29.7961 | 1788.3305 | 1862.5462
-29.7175 | 1793.1485 | 1867.5641
-29.6389 | 1799.3048 | 1873.9759
-29.5603 | 1806.287 | 1881.2479
-29.4816 | 1812.4704 | 1887.6879
-29.403 | 1817.5893 | 1893.0193
-29.3244 | 1822.8864 | 1898.5362
-29.2458 | 1828.9542 | 1904.8558
-29.1672 | 1834.3315 | 1910.4562
-29.0886 | 1838.3673 | 1914.6595
-29.0099 | 1841.2064 | 1917.6165
-28.9313 | 1844.8975 | 1921.4607
-28.8527 | 1849.8561 | 1926.6251
-28.7741 | 1855.6499 | 1932.6594
-28.6955 | 1860.8751 | 1938.1014
-28.6168 | 1865.4973 | 1942.9154
-28.5382 | 1870.4299 | 1948.0527
-28.4596 | 1875.4072 | 1953.2366
-28.381 | 1879.5326 | 1957.5332
-28.3024 | 1881.9551 | 1960.0562
-28.2238 | 1884.1901 | 1962.384
-28.1451 | 1887.2865 | 1965.6089
-28.0665 | 1889.9746 | 1968.4086
-27.9879 | 1892.8044 | 1971.3558
-27.9093 | 1894.7749 | 1973.4081
-27.8307 | 1899.1034 | 1977.9162
-27.7521 | 1904.6223 | 1983.6641
-27.6734 | 1911.3379 | 1990.6584
-27.5948 | 1917.4327 | 1997.0062
-27.5162 | 1922.0112 | 2001.7746
-27.4376 | 1927.6092 | 2007.605
-27.359 | 1932.3908 | 2012.585
-27.2803 | 1938.344 | 2018.7853
-27.2017 | 1942.6204 | 2023.2391
-27.1231 | 1947.1978 | 2028.0065
-27.0445 | 1952.5209 | 2033.5505
-26.9659 | 1958.2877 | 2039.5566
-26.8873 | 1965.1095 | 2046.6615
-26.8086 | 1970.5576 | 2052.3357
-26.73 | 1976.3421 | 2058.3603
-26.6514 | 1982.0995 | 2064.3566
-26.5728 | 1988.7797 | 2071.314
-26.4942 | 1995.5223 | 2078.3365
-26.4155 | 2001.0673 | 2084.1116
-26.3369 | 2005.7957 | 2089.0362
-26.2583 | 2009.4597 | 2092.8523
-26.1797 | 2013.4434 | 2097.0013
-26.1011 | 2018.1989 | 2101.9542
-26.0225 | 2024.2584 | 2108.2651
-25.9439 | 2030.2199 | 2114.474
-25.8652 | 2036.2169 | 2120.7199
-25.7866 | 2041.416 | 2126.1348
-25.708 | 2046.4819 | 2131.4109
-25.6294 | 2050.35 | 2135.4395
-25.5508 | 2053.1267 | 2138.3314
-25.4721 | 2055.6992 | 2141.0107
-25.3935 | 2057.5718 | 2142.961
-25.3149 | 2060.5973 | 2146.1121
-25.2363 | 2063.7552 | 2149.401
-25.1577 | 2067.2067 | 2152.9958
-25.079 | 2071.8018 | 2157.7816
-25.0004 | 2077.2051 | 2163.4091
-24.9218 | 2084.7633 | 2171.2809
-24.8432 | 2092.1892 | 2179.015
-24.7646 | 2099.9879 | 2187.1374
-24.686 | 2107.1295 | 2194.5753
-24.6074 | 2111.6985 | 2199.334
-24.5287 | 2114.3773 | 2202.1239
-24.4501 | 2115.2469 | 2203.0297
-24.3715 | 2116.303 | 2204.1296
-24.2929 | 2117.4476 | 2205.3217
-24.2143 | 2119.9045 | 2207.8805
-24.1356 | 2123.0009 | 2211.1054
-24.057 | 2125.7067 | 2213.9235
-23.9784 | 2127.5793 | 2215.8739
-23.8998 | 2130.3737 | 2218.7842
-23.8212 | 2135.1198 | 2223.7273
-23.7426 | 2139.7243 | 2228.5228
-23.6639 | 2144.0631 | 2233.0418
-23.5853 | 2147.4428 | 2236.5617
-23.5067 | 2150.9735 | 2240.2389
-23.4281 | 2154.0699 | 2243.4638
-23.3495 | 2157.4235 | 2246.9566
-23.2708 | 2160.9365 | 2250.6154
-23.1922 | 2164.388 | 2254.2101
-23.1136 | 2167.7146 | 2257.6747
-23.035 | 2171.6004 | 2261.7218
-22.9564 | 2175.531 | 2265.8156
-22.8778 | 2179.2836 | 2269.7238
-22.7991 | 2182.4862 | 2273.0593
-22.7205 | 2185.6273 | 2276.3309
-22.6419 | 2189.3174 | 2280.174
-22.5633 | 2193.2917 | 2284.3133
-22.4847 | 2197.2755 | 2288.4624
-22.4061 | 2200.7093 | 2292.0387
-22.3274 | 2204.2316 | 2295.7073
-22.2488 | 2207.6644 | 2299.2825
-22.1702 | 2210.2192 | 2301.9433
-22.0916 | 2212.0741 | 2303.8752
-22.013 | 2213.7155 | 2305.5847
-21.9343 | 2215.3569 | 2307.2943
-21.8557 | 2217.0067 | 2309.0125
-21.7771 | 2220.8748 | 2313.0411
-21.6985 | 2227.0228 | 2319.4442
-21.6199 | 2234.3424 | 2327.0677
-21.5413 | 2241.6965 | 2334.7269
-21.4626 | 2249.0068 | 2342.3405
-21.384 | 2256.4774 | 2350.1213
-21.3054 | 2262.8556 | 2356.7641
-21.2268 | 2268.8088 | 2362.9644
-21.1482 | 2274.0788 | 2368.4531
-21.0695 | 2277.2908 | 2371.7984
-20.9909 | 2278.1417 | 2372.6846
-20.9123 | 2277.6189 | 2372.14
-20.8337 | 2276.4565 | 2370.9295
-20.7551 | 2275.5869 | 2370.0237
-20.6765 | 2275.365 | 2369.7927
-20.5978 | 2276.6607 | 2371.1421
-20.5192 | 2278.0271 | 2372.5652
-20.4406 | 2279.9435 | 2374.5611
-20.362 | 2281.9307 | 2376.6308
-20.2834 | 2284.8937 | 2379.7168
-20.2048 | 2288.4952 | 2383.4678
-20.1261 | 2292.3988 | 2387.5333
-20.0475 | 2295.6368 | 2390.9057
-19.9689 | 2297.5178 | 2392.8647
-19.8903 | 2299.2123 | 2394.6296
-19.8117 | 2302.6013 | 2398.1593
-19.733 | 2306.7892 | 2402.5209
-19.6544 | 2310.9771 | 2406.8826
-19.5758 | 2313.6641 | 2409.6812
-19.4972 | 2314.8983 | 2410.9666
-19.4186 | 2315.1285 | 2411.2063
-19.34 | 2315.7586 | 2411.8626
-19.2613 | 2318.2165 | 2414.4225
-19.1827 | 2321.3035 | 2417.6376
-19.1041 | 2322.2263 | 2418.5987
-19.0255 | 2321.1879 | 2417.5172
-18.9469 | 2320.2652 | 2416.5562
-18.8682 | 2322.0576 | 2418.423
-18.7896 | 2325.9872 | 2422.5156
-18.711 | 2330.627 | 2427.3481
-18.6324 | 2334.7524 | 2431.6446
-18.5538 | 2338.08 | 2435.1103
-18.4752 | 2340.8744 | 2438.0206
-18.3966 | 2344.0509 | 2441.329
-18.3179 | 2347.8659 | 2445.3024
-18.2393 | 2351.7424 | 2449.3397
-18.1607 | 2353.6317 | 2451.3074
-18.0821 | 2353.6317 | 2451.3074
-18.0035 | 2352.7891 | 2450.4299
-17.9248 | 2352.2569 | 2449.8756
-17.8462 | 2351.5654 | 2449.1553
-17.7676 | 2350.7582 | 2448.3147
-17.689 | 2350.3583 | 2447.8981
-17.6104 | 2350.0927 | 2447.6215
-17.5317 | 2349.799 | 2447.3156
-17.4531 | 2349.9323 | 2447.4545
-17.3745 | 2351.4852 | 2449.0718
-17.2959 | 2353.6057 | 2451.2803
-17.2173 | 2356.4448 | 2454.2372
-17.1387 | 2359.5766 | 2457.499
-17.0601 | 2363.4447 | 2461.5277
-16.9814 | 2366.9046 | 2465.1311
-16.9028 | 2369.6729 | 2468.0143
-16.8242 | 2371.8548 | 2470.2868
-16.7456 | 2373.6202 | 2472.1254
-16.667 | 2374.9689 | 2473.5301
-16.5883 | 2376.9915 | 2475.6366
-16.5097 | 2379.8483 | 2478.612
-16.4311 | 2382.0396 | 2480.8943
-16.3525 | 2382.7052 | 2481.5874
-16.2739 | 2382.2167 | 2481.0787
-16.1953 | 2382.7312 | 2481.6145
-16.1166 | 2385.0912 | 2484.0725
-16.038 | 2388.6396 | 2487.7682
-15.9594 | 2392.4369 | 2491.7231
-15.8808 | 2394.9657 | 2494.3568
-15.8022 | 2396.279 | 2495.7246
-15.7235 | 2398.5058 | 2498.0438
-15.6449 | 2402.6759 | 2502.387
-15.5663 | 2408.2375 | 2508.1794
-15.4877 | 2412.7889 | 2512.9196
-15.4091 | 2415.3531 | 2515.5902
-15.3305 | 2416.3998 | 2516.6804
-15.2518 | 2417.1455 | 2517.457
-15.1732 | 2417.6777 | 2518.0113
-15.0946 | 2418.2005 | 2518.5558
-15.016 | 2418.2099 | 2518.5656
-14.9374 | 2416.5508 | 2516.8376
-14.8588 | 2414.2532 | 2514.4448
-14.7801 | 2411.938 | 2512.0334
-14.7015 | 2411.387 | 2511.4596
-14.6229 | 2412.7004 | 2512.8274
-14.5443 | 2414.9802 | 2515.2019
-14.4657 | 2417.4204 | 2517.7434
-14.387 | 2419.2566 | 2519.6558
-14.3084 | 2420.3387 | 2520.7828
-14.2298 | 2421.2532 | 2521.7352
-14.1512 | 2422.4061 | 2522.936
-14.0726 | 2423.6215 | 2524.2018
-13.9939 | 2425.4848 | 2526.1424
-13.9153 | 2427.9427 | 2528.7023
-13.8367 | 2429.8757 | 2530.7156
-13.7581 | 2431.3224 | 2532.2223
-13.6795 | 2432.2358 | 2533.1736
-13.6009 | 2435.1634 | 2536.2227
-13.5222 | 2438.8097 | 2540.0203
-13.4436 | 2442.4123 | 2543.7724
-13.365 | 2444.9494 | 2546.4148
-13.2864 | 2446.1825 | 2547.6991
-13.2078 | 2445.7659 | 2547.2652
-13.1292 | 2444.0183 | 2545.445
-13.0505 | 2442.9976 | 2544.382
-12.9719 | 2442.6602 | 2544.0305
-12.8933 | 2442.5893 | 2543.9568
-12.8147 | 2441.3656 | 2542.6822
-12.7361 | 2439.9106 | 2541.1669
-12.6575 | 2438.641 | 2539.8446
-12.5788 | 2438.2515 | 2539.4389
-12.5002 | 2439.8835 | 2541.1387
-12.4216 | 2442.3144 | 2543.6704
-12.343 | 2444.9587 | 2546.4245
-12.2644 | 2446.5637 | 2548.0961
-12.1858 | 2448.7644 | 2550.3881
-12.1071 | 2451.6296 | 2553.3722
-12.0285 | 2454.7176 | 2556.5884
-11.9499 | 2456.9266 | 2558.8891
-11.8713 | 2458.8159 | 2560.8568
-11.7927 | 2460.5989 | 2562.7138
-11.714 | 2462.3028 | 2564.4884
-11.6354 | 2464.2015 | 2566.4659
-11.5568 | 2465.9491 | 2568.286
-11.4782 | 2467.4572 | 2569.8567
-11.3996 | 2467.1292 | 2569.515
-11.3209 | 2465.5409 | 2567.8608
-11.2423 | 2463.5006 | 2565.7358
-11.1637 | 2461.7967 | 2563.9612
-11.0851 | 2461.1489 | 2563.2865
-11.0065 | 2461.5394 | 2563.6933
-10.9279 | 2462.383 | 2564.5719
-10.8492 | 2462.383 | 2564.5719
-10.7706 | 2461.5842 | 2563.74
-10.692 | 2461.0249 | 2563.1575
-10.6134 | 2461.0874 | 2563.2225
-10.5348 | 2461.2197 | 2563.3603
-10.4562 | 2460.9718 | 2563.1021
-10.3775 | 2461.93 | 2564.1001
-10.2989 | 2463.3318 | 2565.5601
-10.2203 | 2464.8493 | 2567.1406
-10.1417 | 2465.1951 | 2567.5007
-10.0631 | 2465.5763 | 2567.8977
-9.9845 | 2466.2501 | 2568.5995
-9.9058 | 2466.5876 | 2568.951
-9.8272 | 2467.049 | 2569.4315
-9.7486 | 2467.7145 | 2570.1246
-9.67 | 2468.7174 | 2571.1692
-9.5914 | 2468.4154 | 2570.8546
-9.5127 | 2467.4572 | 2569.8567
-9.4341 | 2466.4105 | 2568.7666
-9.3555 | 2466.5615 | 2568.9238
-9.2769 | 2466.6053 | 2568.9694
-9.1983 | 2466.1262 | 2568.4704
-9.1197 | 2465.7627 | 2568.0919
-9.041 | 2465.4346 | 2567.7502
-8.9624 | 2465.6211 | 2567.9443
-8.8838 | 2466.7209 | 2569.0898
-8.8052 | 2469.258 | 2571.7322
-8.7266 | 2472.3721 | 2574.9755
-8.6479 | 2474.4124 | 2577.1005
-8.5693 | 2475.9475 | 2578.6994
-8.4907 | 2477.5889 | 2580.4089
-8.4121 | 2479.7271 | 2582.6358
-8.3335 | 2480.1167 | 2583.0415
-8.2549 | 2480.6051 | 2583.5502
-8.1762 | 2482.0424 | 2585.0472
-8.0976 | 2485.2804 | 2588.4196
-8.019 | 2487.9425 | 2591.1921
-7.9404 | 2489.2464 | 2592.5502
-7.8618 | 2490.6035 | 2593.9636
-7.7832 | 2491.6773 | 2595.0819
-7.7045 | 2492.4845 | 2595.9226
-7.6259 | 2493.0261 | 2596.4866
-7.5473 | 2495.208 | 2598.7591
-7.4687 | 2497.7191 | 2601.3744
-7.3901 | 2498.6064 | 2602.2986
-7.3114 | 2497.4441 | 2601.088
-7.2328 | 2495.7933 | 2599.3687
-7.1542 | 2495.51 | 2599.0737
-7.0756 | 2495.3944 | 2598.9533
-6.997 | 2495.3944 | 2598.9533
-6.9184 | 2495.4392 | 2598.9999
-6.8397 | 2495.8912 | 2599.4707
-6.7611 | 2496.3443 | 2599.9426
-6.6825 | 2496.84 | 2600.4589
-6.6039 | 2498.3221 | 2602.0024
-6.5253 | 2500.0614 | 2603.8139
-6.4467 | 2501.9153 | 2605.7447
-6.368 | 2503.716 | 2607.6202
-6.2894 | 2505.3491 | 2609.3211
-6.2108 | 2506.4749 | 2610.4937
-6.1322 | 2506.1115 | 2610.1151
-6.0536 | 2505.0825 | 2609.0434
-5.9749 | 2503.6014 | 2607.5009
-5.8963 | 2501.7465 | 2605.569
-5.8177 | 2499.7771 | 2603.5178
-5.7391 | 2498.1357 | 2601.8083
-5.6605 | 2497.3368 | 2600.9763
-5.5819 | 2495.936 | 2599.5173
-5.5032 | 2493.9311 | 2597.4293
-5.4246 | 2491.2784 | 2594.6665
-5.346 | 2490.0276 | 2593.3637
-5.2674 | 2489.8589 | 2593.188
-5.1888 | 2490.4525 | 2593.8063
-5.1102 | 2491.1097 | 2594.4907
-5.0315 | 2492.0325 | 2595.4518
-4.9529 | 2493.3625 | 2596.837
-4.8743 | 2495.3767 | 2598.9349
-4.7957 | 2497.3368 | 2600.9763
-4.7171 | 2498.8105 | 2602.5112
-4.6384 | 2499.3427 | 2603.0655
-4.5598 | 2499.0855 | 2602.7975
-4.4812 | 2498.2158 | 2601.8918
-4.4026 | 2496.9473 | 2600.5706
-4.324 | 2495.7756 | 2599.3503
-4.2454 | 2494.782 | 2598.3155
-4.1667 | 2493.8332 | 2597.3273
-4.0881 | 2491.9606 | 2595.377
-4.0095 | 2489.5308 | 2592.8463
-3.9309 | 2487.4717 | 2590.7018
-3.8523 | 2486.8864 | 2590.0922
-3.7737 | 2487.6665 | 2590.9047
-3.695 | 2489.2725 | 2592.5773
-3.6164 | 2491.7658 | 2595.1741
-3.5378 | 2494.7383 | 2598.2699
-3.4592 | 2497.7013 | 2601.356
-3.3806 | 2500.0083 | 2603.7586
-3.3019 | 2502.5537 | 2606.4097
-3.2233 | 2506.2177 | 2610.2257
-3.1447 | 2510.3077 | 2614.4854
-3.0661 | 2514.3799 | 2618.7267
-2.9875 | 2518.0356 | 2622.5341
-2.9089 | 2522.4005 | 2627.0801
-2.8302 | 2527.2268 | 2632.1067
-2.7516 | 2532.2562 | 2637.3449
-2.673 | 2537.1367 | 2642.4279
-2.5944 | 2541.4037 | 2646.872
-2.5158 | 2544.6865 | 2650.291
-2.4371 | 2546.4956 | 2652.1752
-2.3585 | 2547.836 | 2653.5712
-2.2799 | 2549.166 | 2654.9564
-2.2013 | 2550.4169 | 2656.2592
-2.1227 | 2550.4617 | 2656.3058
-2.0441 | 2549.0775 | 2654.8642
-1.9654 | 2547.4278 | 2653.146
-1.8868 | 2546.1592 | 2651.8248
-1.8082 | 2545.502 | 2651.1404
-1.7296 | 2545.4041 | 2651.0384
-1.651 | 2545.9551 | 2651.6122
-1.5724 | 2547.1351 | 2652.8412
-1.4937 | 2548.714 | 2654.4856
-1.4151 | 2550.595 | 2656.4447
-1.3365 | 2552.4228 | 2658.3483
-1.2579 | 2553.5049 | 2659.4754
-1.1793 | 2553.0165 | 2658.9666
-1.1006 | 2551.8281 | 2657.729
-1.022 | 2551.8718 | 2657.7745
-0.94341 | 2553.1852 | 2659.1424
-0.86479 | 2554.5693 | 2660.584
-0.78618 | 2553.9215 | 2659.9093
-0.70756 | 2551.4813 | 2657.3678
-0.62894 | 2548.0308 | 2653.7741
-0.55032 | 2544.7042 | 2650.3095
-0.47171 | 2543.142 | 2648.6824
-0.39309 | 2543.4534 | 2649.0067
-0.31447 | 2545.4937 | 2651.1317
-0.23585 | 2545.9457 | 2651.6025
-0.15724 | 2544.7751 | 2650.3832
-0.078618 | 2542.1047 | 2647.602
7.816e-13 | 2541.3683 | 2646.8351
0.078618 | 2542.5837 | 2648.101
0.15724 | 2545.626 | 2651.2694
0.23585 | 2547.809 | 2653.543
0.31447 | 2548.4651 | 2654.2264
0.39309 | 2547.0549 | 2652.7577
0.47171 | 2544.7397 | 2650.3463
0.55032 | 2542.3088 | 2647.8146
0.62894 | 2540.3476 | 2645.7721
0.70756 | 2539.0083 | 2644.3771
0.78618 | 2537.4825 | 2642.788
0.86479 | 2534.9985 | 2640.2009
0.94341 | 2530.4378 | 2635.4509
1.022 | 2525.1063 | 2629.8982
1.1006 | 2520.1113 | 2624.6959
1.1793 | 2517.2284 | 2621.6934
1.2579 | 2515.7641 | 2620.1683
1.3365 | 2515.2579 | 2619.6411
1.4151 | 2515.3652 | 2619.7528
1.4937 | 2515.311 | 2619.6964
1.5724 | 2514.6288 | 2618.9859
1.651 | 2512.801 | 2617.0823
1.7296 | 2511.5148 | 2615.7426
1.8082 | 2511.3814 | 2615.6038
1.8868 | 2512.4729 | 2616.7406
1.9654 | 2512.5792 | 2616.8512
2.0441 | 2511.2481 | 2615.4649
2.1227 | 2509.0214 | 2613.1458
2.2013 | 2507.0249 | 2611.0664
2.2799 | 2505.4022 | 2609.3764
2.3585 | 2503.7608 | 2607.6669
2.4371 | 2502.261 | 2606.1049
2.5158 | 2501.0456 | 2604.839
2.5944 | 2500.354 | 2604.1187
2.673 | 2500.655 | 2604.4322
2.7516 | 2502.0569 | 2605.8923
2.8302 | 2504.6127 | 2608.5542
2.9089 | 2507.4602 | 2611.5198
2.9875 | 2510.1306 | 2614.301
3.0661 | 2512.1355 | 2616.3891
3.1447 | 2513.9102 | 2618.2375
3.2233 | 2515.7912 | 2620.1965
3.3019 | 2518.1064 | 2622.6078
3.3806 | 2518.8959 | 2623.43
3.4592 | 2517.8929 | 2622.3855
3.5378 | 2514.8944 | 2619.2625
3.6164 | 2511.5939 | 2615.8251
3.695 | 2507.2477 | 2611.2985
3.7737 | 2501.3737 | 2605.1807
3.8523 | 2494.782 | 2598.3155
3.9309 | 2489.0329 | 2592.3278
4.0095 | 2485.2013 | 2588.3371
4.0881 | 2482.885 | 2585.9247
4.1667 | 2482.1403 | 2585.1491
4.2454 | 2482.7787 | 2585.8141
4.324 | 2484.0744 | 2587.1634
4.4026 | 2485.6804 | 2588.8361
4.4812 | 2487.5696 | 2590.8038
4.5598 | 2490.4525 | 2593.8063
4.6384 | 2492.9542 | 2596.4118
4.7171 | 2494.3831 | 2597.9
4.7957 | 2494.0103 | 2597.5117
4.8743 | 2492.6709 | 2596.1167
4.9529 | 2490.6837 | 2594.0471
5.0315 | 2488.2352 | 2591.4969
5.1102 | 2485.1117 | 2588.2438
5.1888 | 2481.7049 | 2584.6957
5.2674 | 2478.7065 | 2581.5728
5.346 | 2477.2609 | 2580.0672
5.4246 | 2477.2963 | 2580.1041
5.5032 | 2478.4763 | 2581.3331
5.5819 | 2480.6051 | 2583.5502
5.6605 | 2483.1162 | 2586.1655
5.7391 | 2485.4491 | 2588.5953
5.8177 | 2486.5406 | 2589.7321
5.8963 | 2486.7177 | 2589.9165
5.9749 | 2486.1949 | 2589.3719
6.0536 | 2484.5889 | 2587.6993
6.1322 | 2482.1403 | 2585.1491
6.2108 | 2479.2033 | 2582.0902
6.2894 | 2476.9942 | 2579.7895
6.368 | 2474.7144 | 2577.415
6.4467 | 2471.9461 | 2574.5319
6.5253 | 2468.4237 | 2570.8633
6.6039 | 2465.4169 | 2567.7317
6.6825 | 2463.4027 | 2565.6339
6.7611 | 2462.4539 | 2564.6457
6.8397 | 2461.6634 | 2563.8224
6.9184 | 2460.3594 | 2562.4643
6.997 | 2457.7963 | 2559.7948
7.0756 | 2454.2739 | 2556.1263
7.1542 | 2450.6276 | 2552.3287
7.2328 | 2447.9218 | 2549.5106
7.3114 | 2447.3896 | 2548.9563
7.3901 | 2448.4801 | 2550.092
7.4687 | 2450.663 | 2552.3656
7.5473 | 2452.4638 | 2554.241
7.6259 | 2453.9188 | 2555.7564
7.7045 | 2455.0186 | 2556.9019
7.7832 | 2455.8705 | 2557.7892
7.8618 | 2456.2965 | 2558.2328
7.9404 | 2456.3048 | 2558.2415
8.019 | 2456.084 | 2558.0115
8.0976 | 2455.9591 | 2557.8814
8.1762 | 2455.7289 | 2557.6416
8.2549 | 2454.6728 | 2556.5417
8.3335 | 2453.7323 | 2555.5622
8.4121 | 2453.4845 | 2555.3041
8.4907 | 2454.7884 | 2556.6621
8.5693 | 2456.4121 | 2558.3532
8.6479 | 2458.3368 | 2560.3578
8.7266 | 2460.501 | 2562.6118
8.8052 | 2462.8882 | 2565.098
8.8838 | 2464.7868 | 2567.0755
8.9624 | 2465.8783 | 2568.2123
9.041 | 2466.9604 | 2569.3393
9.1197 | 2467.6874 | 2570.0964
9.1983 | 2468.229 | 2570.6605
9.2769 | 2468.7789 | 2571.2332
9.3555 | 2470.163 | 2572.6748
9.4341 | 2471.9378 | 2574.5232
9.5127 | 2472.7897 | 2575.4105
9.5914 | 2472.1065 | 2574.6989
9.67 | 2470.3047 | 2572.8223
9.7486 | 2467.9988 | 2570.4208
9.8272 | 2466.02 | 2568.3598
9.9058 | 2464.7514 | 2567.0386
9.9845 | 2464.2452 | 2566.5114
10.0631 | 2463.5985 | 2565.8378
10.1417 | 2462.4185 | 2564.6088
10.2203 | 2461.0072 | 2563.139
10.2989 | 2460.8031 | 2562.9264
10.3775 | 2462.1966 | 2564.3778
10.4562 | 2464.5827 | 2566.8629
10.5348 | 2466.8271 | 2569.2004
10.6134 | 2467.4843 | 2569.8849
10.692 | 2466.6147 | 2568.9792
10.7706 | 2464.5119 | 2566.7891
10.8492 | 2462.4893 | 2564.6826
10.9279 | 2461.0249 | 2563.1575
11.0065 | 2459.8626 | 2561.9469
11.0851 | 2457.7067 | 2559.7015
11.1637 | 2454.0167 | 2555.8584
11.2423 | 2449.1279 | 2550.7667
11.3209 | 2444.1682 | 2545.6012
11.3996 | 2440.3189 | 2541.5921
11.4782 | 2437.7099 | 2538.8749
11.5568 | 2436.2643 | 2537.3693
11.6354 | 2434.4271 | 2535.4558
11.714 | 2432.3514 | 2533.294
11.7927 | 2430.3642 | 2531.2243
11.8713 | 2429.5477 | 2530.3739
11.9499 | 2428.8915 | 2529.6905
12.0285 | 2427.9427 | 2528.7023
12.1071 | 2426.168 | 2526.854
12.1858 | 2424.1006 | 2524.7008
12.2644 | 2421.7677 | 2522.271
12.343 | 2419.3368 | 2519.7393
12.4216 | 2417.509 | 2517.8356
12.5002 | 2416.0717 | 2516.3387
12.5788 | 2414.4928 | 2514.6942
12.6575 | 2411.7516 | 2511.8392
12.7361 | 2408.4417 | 2508.392
12.8147 | 2405.1776 | 2504.9925
12.8933 | 2402.6041 | 2502.3121
12.9719 | 2400.5377 | 2500.16
13.0505 | 2398.3277 | 2497.8583
13.1292 | 2395.5864 | 2495.0033
13.2078 | 2392.0203 | 2491.2892
13.2864 | 2388.8177 | 2487.9537
13.365 | 2386.316 | 2485.3482
13.4436 | 2384.8163 | 2483.7862
13.5222 | 2383.956 | 2482.8902
13.6009 | 2383.504 | 2482.4194
13.6795 | 2383.2645 | 2482.1699
13.7581 | 2382.8031 | 2481.6894
13.8367 | 2383.6279 | 2482.5485
13.9153 | 2385.9692 | 2484.9869
13.9939 | 2389.7759 | 2488.9516
14.0726 | 2392.4901 | 2491.7784
14.1512 | 2393.6972 | 2493.0356
14.2298 | 2393.5732 | 2492.9065
14.3084 | 2393.6701 | 2493.0074
14.387 | 2394.2023 | 2493.5617
14.4657 | 2395.0719 | 2494.4674
14.5443 | 2395.6937 | 2495.115
14.6229 | 2395.2407 | 2494.6431
14.7015 | 2393.7586 | 2493.0996
14.7801 | 2391.3902 | 2490.6329
14.8588 | 2388.924 | 2488.0643
14.9374 | 2386.6889 | 2485.7365
15.016 | 2384.6653 | 2483.6289
15.0946 | 2382.7854 | 2481.671
15.1732 | 2380.4076 | 2479.1945
15.2518 | 2377.7008 | 2476.3753
15.3305 | 2374.8981 | 2473.4564
15.4091 | 2372.2808 | 2470.7304
15.4877 | 2368.5814 | 2466.8775
15.5663 | 2363.9061 | 2462.0082
15.6449 | 2358.5913 | 2456.4729
15.7235 | 2354.3243 | 2452.0287
15.8022 | 2350.6509 | 2448.2029
15.8808 | 2347.3869 | 2444.8034
15.9594 | 2344.1926 | 2441.4766
16.038 | 2341.6992 | 2438.8797
16.1166 | 2340.0318 | 2437.1431
16.1953 | 2339.5881 | 2436.681
16.2739 | 2340.4307 | 2437.5586
16.3525 | 2341.4243 | 2438.5934
16.4311 | 2341.8857 | 2439.0739
16.5097 | 2341.4597 | 2438.6303
16.5883 | 2341.1764 | 2438.3352
16.667 | 2340.4401 | 2437.5683
16.7456 | 2339.2777 | 2436.3578
16.8242 | 2337.3791 | 2434.3803
16.9028 | 2334.9034 | 2431.8019
16.9814 | 2330.175 | 2426.8773
17.0601 | 2324.151 | 2420.6033
17.1387 | 2318.1717 | 2414.3759
17.2173 | 2314.0995 | 2410.1346
17.2959 | 2310.9948 | 2406.901
17.3745 | 2308.741 | 2404.5537
17.4531 | 2307.5786 | 2403.3432
17.5317 | 2306.7621 | 2402.4927
17.6104 | 2305.8925 | 2401.587
17.689 | 2305.5029 | 2401.1813
17.7676 | 2307.437 | 2403.1956
17.8462 | 2310.2845 | 2406.1613
17.9248 | 2312.0592 | 2408.0096
18.0035 | 2311.1635 | 2407.0768
18.0821 | 2308.191 | 2403.981
18.1607 | 2303.773 | 2399.3796
18.2393 | 2298.6894 | 2394.0851
18.3179 | 2293.5965 | 2388.7808
18.3966 | 2288.9129 | 2383.9028
18.4752 | 2284.5386 | 2379.3469
18.5538 | 2280.6444 | 2375.2912
18.6324 | 2277.397 | 2371.909
18.711 | 2275.0099 | 2369.4228
18.7896 | 2273.2185 | 2367.5571
18.8682 | 2271.1511 | 2365.4039
18.9469 | 2268.3474 | 2362.4838
19.0255 | 2264.6657 | 2358.6493
19.1041 | 2259.6446 | 2353.4199
19.1827 | 2252.3781 | 2345.8518
19.2613 | 2243.4264 | 2336.5286
19.34 | 2234.8476 | 2327.5937
19.4186 | 2228.3799 | 2320.8576
19.4972 | 2224.0858 | 2316.3853
19.5758 | 2221.4872 | 2313.6789
19.6544 | 2220.3249 | 2312.4684
19.733 | 2219.8635 | 2311.9879
19.8117 | 2219.7479 | 2311.8674
19.8903 | 2219.8718 | 2311.9965
19.9689 | 2220.5197 | 2312.6712
20.0475 | 2221.0696 | 2313.244
20.1261 | 2221.1227 | 2313.2993
20.2048 | 2220.4665 | 2312.6159
20.2834 | 2219.2063 | 2311.3034
20.362 | 2216.9629 | 2308.9669
20.4406 | 2214.079 | 2305.9633
20.5192 | 2211.444 | 2303.219
20.5978 | 2210.2723 | 2301.9986
20.6765 | 2210.8223 | 2302.5714
20.7551 | 2210.4234 | 2302.1559
20.8337 | 2208.5518 | 2300.2067
20.9123 | 2205.6325 | 2297.1662
20.9909 | 2204.7545 | 2296.2518
21.0695 | 2206.3865 | 2297.9515
21.1482 | 2208.357 | 2300.0038
21.2268 | 2208.5872 | 2300.2436
21.3054 | 2205.846 | 2297.3886
21.384 | 2201.4279 | 2292.7872
21.4626 | 2197.4265 | 2288.6197
21.5413 | 2193.7177 | 2284.757
21.6199 | 2189.2642 | 2280.1187
21.6985 | 2182.0779 | 2272.6341
21.7771 | 2172.2753 | 2262.4247
21.8557 | 2162.4456 | 2252.1871
21.9343 | 2154.5583 | 2243.9725
22.013 | 2149.4831 | 2238.6867
22.0916 | 2145.4556 | 2234.492
22.1702 | 2141.9604 | 2230.8517
22.2488 | 2138.5265 | 2227.2754
22.3274 | 2134.4813 | 2223.0623
22.4061 | 2128.9895 | 2217.3426
22.4847 | 2122.8676 | 2210.9666
22.5633 | 2117.5455 | 2205.4237
22.6419 | 2113.1441 | 2200.8396
22.7205 | 2108.2564 | 2195.749
22.7991 | 2101.7449 | 2188.9673
22.8778 | 2094.1055 | 2181.0109
22.9564 | 2087.8951 | 2174.5427
23.035 | 2083.7436 | 2170.219
23.1136 | 2080.967 | 2167.3271
23.1922 | 2077.2488 | 2163.4547
23.2708 | 2072.459 | 2158.466
23.3495 | 2066.6474 | 2152.4133
23.4281 | 2060.9692 | 2146.4994
23.5067 | 2055.4961 | 2140.7992
23.5853 | 2049.8084 | 2134.8755
23.6639 | 2041.6649 | 2126.394
23.7426 | 2033.76 | 2118.161
23.8212 | 2027.4256 | 2111.5637
23.8998 | 2023.7439 | 2107.7292
23.9784 | 2019.432 | 2103.2385
24.057 | 2014.3745 | 2097.9711
24.1356 | 2009.9127 | 2093.3241
24.2143 | 2007.9964 | 2091.3282
24.2929 | 2008.4578 | 2091.8088
24.3715 | 2009.7701 | 2093.1755
24.4501 | 2009.1941 | 2092.5757
24.5287 | 2005.5301 | 2088.7596
24.6074 | 2000.5528 | 2083.5757
24.686 | 1995.8327 | 2078.6598
24.7646 | 1992.0448 | 2074.7146
24.8432 | 1987.5819 | 2070.0666
24.9218 | 1981.6558 | 2063.8945
25.0004 | 1975.135 | 2057.1031
25.079 | 1968.5256 | 2050.2194
25.1577 | 1962.7588 | 2044.2133
25.2363 | 1957.7555 | 2039.0023
25.3149 | 1954.0029 | 2035.0941
25.3935 | 1951.3679 | 2032.3497
25.4721 | 1947.0738 | 2027.8774
25.5508 | 1940.3395 | 2020.8636
25.6294 | 1931.6544 | 2011.8181
25.708 | 1924.0161 | 2003.8627
25.7866 | 1917.841 | 1997.4314
25.8652 | 1913.0501 | 1992.4417
25.9439 | 1908.9247 | 1988.1451
26.0225 | 1905.367 | 1984.4397
26.1011 | 1902.6966 | 1981.6585
26.1797 | 1901.6499 | 1980.5683
26.2583 | 1901.6592 | 1980.5781
26.3369 | 1901.9071 | 1980.8362
26.4155 | 1902.1112 | 1981.0489
26.4942 | 1901.8811 | 1980.8091
26.5728 | 1899.9376 | 1978.785
26.6514 | 1894.8457 | 1973.4818
26.73 | 1887.1886 | 1965.507
26.8086 | 1878.6546 | 1956.6187
26.8873 | 1871.0068 | 1948.6536
26.9659 | 1864.3267 | 1941.6962
27.0445 | 1858.2933 | 1935.4124
27.1231 | 1852.2161 | 1929.0831
27.2017 | 1846.4316 | 1923.0585
27.2803 | 1841.1272 | 1917.534
27.359 | 1836.7352 | 1912.9598
27.4376 | 1833.6836 | 1909.7815
27.5162 | 1831.0924 | 1907.0827
27.5948 | 1827.5794 | 1903.424
27.6734 | 1821.7772 | 1897.381
27.7521 | 1813.8108 | 1889.0839
27.8307 | 1805.2309 | 1880.148
27.9093 | 1797.327 | 1871.916
27.9879 | 1790.2646 | 1864.5605
28.0665 | 1782.4044 | 1856.3741
28.1451 | 1772.8934 | 1846.4685
28.2238 | 1762.2836 | 1835.4184
28.3024 | 1752.356 | 1825.0788
28.381 | 1744.3354 | 1816.7254
28.4596 | 1737.9563 | 1810.0814
28.5382 | 1732.9352 | 1804.852
28.6168 | 1728.6682 | 1800.4079
28.6955 | 1725.501 | 1797.1092
28.7741 | 1722.8035 | 1794.2998
28.8527 | 1720.6392 | 1792.0458
28.9313 | 1719.228 | 1790.576
29.0099 | 1719.077 | 1790.4187
29.0886 | 1719.1572 | 1790.5022
29.1672 | 1718.2521 | 1789.5596
29.2458 | 1716.3097 | 1787.5366
29.3244 | 1714.6058 | 1785.762
29.403 | 1713.808 | 1784.9311
29.4816 | 1712.477 | 1783.5448
29.5603 | 1709.3181 | 1780.2548
29.6389 | 1704.5543 | 1775.2933
29.7175 | 1699.9853 | 1770.5346
29.7961 | 1696.1973 | 1766.5895
29.8747 | 1691.7616 | 1761.9697
29.9534 | 1685.6313 | 1755.585
30.032 | 1679.1282 | 1748.812
30.1106 | 1674.8872 | 1744.395
30.1892 | 1673.1573 | 1742.5933
30.2678 | 1671.9502 | 1741.3361
30.3464 | 1669.262 | 1738.5364
30.4251 | 1665.4387 | 1734.5544
30.5037 | 1661.8278 | 1730.7937
30.5823 | 1658.5544 | 1727.3844
30.6609 | 1654.6508 | 1723.3188
30.7395 | 1648.405 | 1716.8138
30.8181 | 1639.4085 | 1707.4439
30.8968 | 1629.508 | 1697.1326
30.9754 | 1620.5292 | 1687.7812
31.054 | 1612.3586 | 1679.2715
31.1326 | 1603.6996 | 1670.2532
31.2112 | 1595.0323 | 1661.2261
31.2899 | 1588.0053 | 1653.9075
31.3685 | 1583.0113 | 1648.7062
31.4471 | 1579.666 | 1645.2221
31.5257 | 1576.9956 | 1642.4409
31.6043 | 1574.1929 | 1639.5219
31.6829 | 1572.0984 | 1637.3405
31.7616 | 1570.6174 | 1635.798
31.8402 | 1568.7365 | 1633.839
31.9188 | 1564.886 | 1629.8288
31.9974 | 1559.4567 | 1624.1741
32.076 | 1554.018 | 1618.5097
32.1546 | 1549.0323 | 1613.3172
32.2333 | 1544.2321 | 1608.3177
32.3119 | 1539.1839 | 1603.06
32.3905 | 1533.6567 | 1597.3034
32.4691 | 1528.8845 | 1592.3332
32.5477 | 1526.3464 | 1589.6897
32.6264 | 1525.6996 | 1589.0161
32.705 | 1524.9987 | 1588.2861
32.7836 | 1522.9573 | 1586.1601
32.8622 | 1519.8703 | 1582.9449
32.9408 | 1515.621 | 1578.5193
33.0194 | 1509.8365 | 1572.4947
33.0981 | 1501.2046 | 1563.5045
33.1767 | 1491.4093 | 1553.3027
33.2553 | 1482.1826 | 1543.6932
33.3339 | 1474.8286 | 1536.034
33.4125 | 1468.6181 | 1529.5658
33.4911 | 1463.4189 | 1524.1508
33.5698 | 1459.7466 | 1520.3261
33.6484 | 1457.4126 | 1517.8952
33.727 | 1454.2371 | 1514.5879
33.8056 | 1449.0202 | 1509.1545
33.8842 | 1441.6297 | 1501.4574
33.9629 | 1433.255 | 1492.7351
34.0415 | 1425.0667 | 1484.207
34.1201 | 1417.4461 | 1476.2701
34.1987 | 1409.9494 | 1468.4623
34.2773 | 1401.8132 | 1459.9884
34.3559 | 1393.0396 | 1450.8507
34.4346 | 1384.9034 | 1442.3769
34.5132 | 1378.1795 | 1435.3739
34.5918 | 1372.1377 | 1429.0814
34.6704 | 1365.6429 | 1422.3171
34.749 | 1358.5461 | 1414.9258
34.8276 | 1351.6785 | 1407.7731
34.9063 | 1344.8567 | 1400.6682
34.9849 | 1336.8632 | 1392.343
35.0635 | 1328.6926 | 1383.8333
35.1421 | 1322.127 | 1376.9952
35.2207 | 1317.4965 | 1372.1726
35.2993 | 1312.617 | 1367.0906
35.378 | 1305.8389 | 1360.0313
35.4566 | 1298.2797 | 1352.1584
35.5352 | 1291.1913 | 1344.7757
35.6138 | 1283.455 | 1336.7184
35.6924 | 1274.5835 | 1327.4788
35.7711 | 1265.4985 | 1318.0167
35.8497 | 1258.3653 | 1310.5875
35.9283 | 1253.5484 | 1305.5706
36.0069 | 1249.6 | 1301.4584
36.0855 | 1245.4038 | 1297.0881
36.1641 | 1240.9587 | 1292.4585
36.2428 | 1236.6563 | 1287.9775
36.3214 | 1231.6258 | 1282.7383
36.4 | 1225.4508 | 1276.307
36.4786 | 1218.38 | 1268.9428
36.5572 | 1211.7977 | 1262.0874
36.6359 | 1205.6227 | 1255.656
36.7145 | 1198.4457 | 1248.1812
36.7931 | 1189.4409 | 1238.8027
36.8717 | 1179.4508 | 1228.3981
36.9503 | 1169.7805 | 1218.3264
37.029 | 1161.1663 | 1209.3547
37.1076 | 1153.0665 | 1200.9188
37.1862 | 1145.2501 | 1192.7779
37.2648 | 1138.3751 | 1185.6177
37.3434 | 1133.1937 | 1180.2212
37.422 | 1129.6984 | 1176.5809
37.5007 | 1126.6905 | 1173.4482
37.5793 | 1122.2725 | 1168.8468
37.6579 | 1117.3045 | 1163.6727
37.7365 | 1113.1344 | 1159.3294
37.8151 | 1109.16 | 1155.1901
37.8937 | 1104.4493 | 1150.2839
37.9724 | 1098.9835 | 1144.5913
38.051 | 1094.4686 | 1139.8891
38.1296 | 1090.8484 | 1136.1186
38.2082 | 1086.6251 | 1131.72
38.2868 | 1081.3915 | 1126.2693
38.3655 | 1074.2583 | 1118.84
38.4441 | 1065.165 | 1109.3693
38.5227 | 1056.0623 | 1099.8888
38.6013 | 1048.9915 | 1092.5247
38.6799 | 1044.4849 | 1087.8311
38.7585 | 1039.8711 | 1083.0257
38.8372 | 1035.178 | 1078.1379
38.9158 | 1032.3833 | 1075.2272
38.9944 | 1031.4074 | 1074.2109
39.073 | 1029.1629 | 1071.8732
39.1516 | 1022.3228 | 1064.7492
39.2302 | 1011.9783 | 1053.9754
39.3089 | 1001.5805 | 1043.146
39.3875 | 993.0902 | 1034.3035
39.4661 | 985.975 | 1026.893
39.5447 | 980.2083 | 1020.887
39.6233 | 977.0145 | 1017.5606
39.7019 | 976.6419 | 1017.1726
39.7806 | 976.7661 | 1017.3019
39.8592 | 973.7142 | 1014.1233
39.9378 | 967.2467 | 1007.3874
40.0164 | 958.4281 | 998.2029
40.095 | 949.5475 | 988.9537
40.1737 | 942.3701 | 981.4785
40.2523 | 938.3691 | 977.3114
40.3309 | 937.5351 | 976.4428
40.4095 | 937.1092 | 975.9992
40.4881 | 934.2436 | 973.0147
40.5667 | 927.2437 | 965.7243
40.6454 | 916.7751 | 954.8212
40.724 | 904.4433 | 941.9777
40.8026 | 892.5995 | 929.6423
40.8812 | 883.9406 | 920.6242
40.9598 | 880.0902 | 916.6139
41.0384 | 881.5275 | 918.1109
41.1171 | 886.398 | 923.1836
41.1957 | 890.6299 | 927.591
41.2743 | 891.934 | 928.9493
41.3529 | 889.7783 | 926.7041
41.4315 | 884.6326 | 921.3449
41.5102 | 877.3311 | 913.7403
41.5888 | 869.3377 | 905.4152
41.6674 | 863.7662 | 899.6124
41.746 | 859.7028 | 895.3805
41.8246 | 855.3292 | 890.8253
41.9032 | 848.977 | 884.2095
41.9819 | 840.8947 | 875.7918
42.0605 | 831.9075 | 866.4317
42.1391 | 822.8849 | 857.0346
42.2177 | 815.6278 | 849.4764
42.2963 | 810.9701 | 844.6254
42.3749 | 808.7079 | 842.2693
42.4536 | 807.4126 | 840.9202
42.5322 | 804.9817 | 838.3884
42.6108 | 800.9007 | 834.1381
42.6894 | 795.8349 | 828.8621
42.768 | 790.6449 | 823.4567
42.8467 | 784.9935 | 817.5708
42.9253 | 778.7478 | 811.0658
43.0039 | 772.6174 | 804.681
43.0825 | 765.8837 | 797.6679
43.1611 | 759.2919 | 790.8025
43.2398 | 754.2262 | 785.5266
43.3184 | 752.5672 | 783.7987
43.397 | 751.8397 | 783.041
43.4756 | 750.1452 | 781.2762
43.5542 | 747.1288 | 778.1346
43.6328 | 742.6219 | 773.4407
43.7114 | 736.1721 | 766.7232
43.7901 | 728.3117 | 758.5366
43.8687 | 722.1813 | 752.1518
43.9473 | 717.3195 | 747.0882
44.0259 | 713.2208 | 742.8194
44.1045 | 709.1575 | 738.5875
44.1832 | 705.733 | 735.0209
44.2618 | 701.8915 | 731.02
44.3404 | 696.8434 | 725.7624
44.419 | 691.2897 | 719.9782
44.4976 | 686.6675 | 715.1642
44.5763 | 683.0479 | 711.3944
44.6549 | 680.0314 | 708.2527
44.7335 | 677.2811 | 705.3883
44.8121 | 675.6754 | 703.7159
44.8907 | 674.9568 | 702.9675
44.9693 | 674.318 | 702.3022
45.048 | 672.0291 | 699.9183
45.1266 | 667.6465 | 695.3538
45.2052 | 662.066 | 689.5418
45.2838 | 656.0421 | 683.2678
45.3624 | 650.1601 | 677.1418
45.441 | 643.87 | 670.5906
45.5197 | 639.1591 | 665.6842
45.5983 | 636.3734 | 662.7829
45.6769 | 634.5191 | 660.8516
45.7555 | 631.6713 | 657.8857
45.8341 | 630.2163 | 656.3703
45.9128 | 630.0389 | 656.1855
45.9914 | 629.8082 | 655.9452
46.07 | 626.3571 | 652.3509
46.1486 | 619.3928 | 645.0976
46.2272 | 609.0128 | 634.2868
46.3058 | 598.8368 | 623.6885
46.3845 | 592.6798 | 617.2761
46.4631 | 591.0562 | 615.5851
46.5417 | 590.8699 | 615.391
46.6203 | 589.9207 | 614.4024
46.6989 | 586.9841 | 611.3439
46.7775 | 580.8271 | 604.9314
46.8562 | 574.324 | 598.1585
46.9348 | 570.8729 | 594.5641
47.0134 | 572.1417 | 595.8856
47.092 | 575.3089 | 599.1842
47.1706 | 577.5801 | 601.5496
47.2493 | 576.3025 | 600.219
47.3279 | 571.2367 | 594.943
47.4065 | 563.4118 | 586.7934
47.4851 | 555.7997 | 578.8654
47.5637 | 550.2372 | 573.072
47.6423 | 547.5668 | 570.2908
47.721 | 546.4312 | 569.1081
47.7996 | 543.814 | 566.3823
47.8782 | 535.2882 | 557.5027
47.9568 | 514.6968 | 536.0567
48.0354 | 476.1755 | 495.9367
48.114 | 422.4923 | 440.0257
48.1927 | 360.3632 | 375.3182
48.2713 | 300.3455 | 312.8098
48.3499 | 252.4113 | 262.8863
48.4285 | 220.5438 | 229.6963
48.5071 | 201.2831 | 209.6364
48.5857 | 186.9552 | 194.7138
48.6644 | 173.816 | 181.0294
48.743 | 163.9862 | 170.7916
48.8216 | 157.8203 | 164.3698
48.9002 | 157.3057 | 163.8338
48.9788 | 161.1117 | 167.7979
49.0575 | 166.2218 | 173.12
49.1361 | 171.2078 | 178.3129
49.2147 | 175.9453 | 183.247
49.2933 | 183.4065 | 191.0179
49.3719 | 192.8195 | 200.8215
49.4505 | 201.008 | 209.3499
49.5292 | 205.9319 | 214.4781
49.6078 | 206.2602 | 214.82
49.6864 | 203.5898 | 212.0388
49.765 | 198.8434 | 207.0954
49.8436 | 191.9855 | 199.9529
49.9222 | 183.7525 | 191.3782
50.0009 | 176.1671 | 183.4781
50.0795 | 171.5892 | 178.7102
50.1581 | 170.6311 | 177.7123
50.2367 | 170.2673 | 177.3334
50.3153 | 167.5526 | 174.506
50.394 | 162.2384 | 168.9713
50.4726 | 156.8798 | 163.3903
50.5512 | 154.5111 | 160.9233
50.6298 | 156.0725 | 162.5495
50.7084 | 159.3285 | 165.9406
50.7871 | 160.7656 | 167.4374
50.8657 | 158.0687 | 164.6285
50.9443 | 150.9357 | 157.1996
51.0229 | 139.3315 | 145.1137
51.1015 | 127.4166 | 132.7044
51.1801 | 117.2407 | 122.1062
51.2587 | 110.4271 | 115.0098
51.3374 | 106.6744 | 111.1014
51.416 | 104.696 | 109.0408
51.4946 | 104.7935 | 109.1425
51.5732 | 106.4082 | 110.8241
51.6518 | 110.6578 | 115.2501
51.7305 | 120.2571 | 125.2478
51.8091 | 148.0169 | 154.1596
51.8877 | 207.9281 | 216.5571
51.9663 | 297.4444 | 309.7883
52.0449 | 389.5691 | 405.7362
52.1236 | 443.962 | 462.3864
52.2022 | 440.2181 | 458.4871
52.2808 | 387.7947 | 403.8882
52.3594 | 319.9698 | 333.2486
52.438 | 260.7064 | 271.5257
52.5166 | 210.8114 | 219.56
52.5953 | 162.7884 | 169.5441
52.6739 | 117.4359 | 122.3095
52.7525 | 83.0399 | 86.4861
52.8311 | 63.4155 | 66.0473
52.9097 | 55.4309 | 57.7313
52.9883 | 47.4641 | 49.4338
53.067 | 45.3171 | 47.1978
53.1456 | 45.0066 | 46.8744
53.2242 | 50.6402 | 52.7417
53.3028 | 52.4855 | 54.6636
53.3814 | 51.8024 | 53.9522
53.4601 | 47.402 | 49.3691
53.5387 | 44.8291 | 46.6896
53.6173 | 43.1346 | 44.9247
53.6959 | 44.8558 | 46.7173
53.7745 | 37.4922 | 39.0481
53.8531 | 36.7647 | 38.2904
53.9318 | 36.2856 | 37.7915
54.0104 | 41.9902 | 43.7328
54.089 | 45.5211 | 47.4103
54.1676 | 50.0014 | 52.0765
54.2462 | 52.7694 | 54.9593
54.3248 | 43.108 | 44.897
54.4035 | 34.9371 | 36.387
54.4821 | 30.5544 | 31.8224
54.5607 | 37.4123 | 38.9649
54.6393 | 29.2148 | 30.4272
54.7179 | 25.6705 | 26.7358
| 0 | 0
Degrees | #VALUE! | #VALUE!
-54.7966 | 0 | 0
-54.7179 | 0 | 0
-54.6393 | 0 | 0
-54.5607 | 0 | 0
-54.4821 | 0 | 0
-54.4035 | 0 | 0
-54.3248 | 0 | 0
-54.2462 | 0 | 0
-54.1676 | 0 | 0
-54.089 | 0 | 0
-54.0104 | 0 | 0
-53.9318 | 0 | 0
-53.8531 | 0 | 0
-53.7745 | 0 | 0
-53.6959 | 0 | 0
-53.6173 | 0 | 0
-53.5387 | 0 | 0
-53.4601 | 0 | 0
-53.3814 | 0 | 0
-53.3028 | 0 | 0
-53.2242 | 0 | 0
-53.1456 | 0 | 0
-53.067 | 0 | 0
-52.9883 | 0 | 0
-52.9097 | 0 | 0
-52.8311 | 0 | 0
-52.7525 | 0 | 0
-52.6739 | 0 | 0
-52.5953 | 0 | 0
-52.5166 | 0 | 0
-52.438 | 0 | 0
-52.3594 | 0 | 0
-52.2808 | 0 | 0
-52.2022 | 0 | 0
-52.1236 | 0 | 0
-52.0449 | 0 | 0
-51.9663 | 0 | 0
-51.8877 | 0 | 0
-51.8091 | 0 | 0
-51.7305 | 0 | 0
-51.6518 | 0 | 0
-51.5732 | 0 | 0
-51.4946 | 0 | 0
-51.416 | 0 | 0
-51.3374 | 0 | 0
-51.2587 | 0 | 0
-51.1801 | 0 | 0
-51.1015 | 0 | 0
-51.0229 | 0 | 0
-50.9443 | 0 | 0
-50.8657 | 0 | 0
-50.7871 | 0 | 0
-50.7084 | 0 | 0
-50.6298 | 0 | 0
-50.5512 | 0 | 0
-50.4726 | 0 | 0
-50.394 | 0 | 0
-50.3153 | 0 | 0
-50.2367 | 0 | 0
-50.1581 | 0 | 0
-50.0795 | 0 | 0
-50.0009 | 0 | 0
-49.9222 | 0 | 0
-49.8436 | 0 | 0
-49.765 | 0 | 0
-49.6864 | 0 | 0
-49.6078 | 0 | 0
-49.5292 | 0 | 0
-49.4505 | 0 | 0
-49.3719 | 0 | 0
-49.2933 | 0 | 0
-49.2147 | 0 | 0
-49.1361 | 0 | 0
-49.0575 | 0 | 0
-48.9788 | 0 | 0
-48.9002 | 0 | 0
-48.8216 | 0 | 0
-48.743 | 0 | 0
-48.6644 | 0 | 0
-48.5857 | 0 | 0
-48.5071 | 0 | 0
-48.4285 | 0 | 0
-48.3499 | 0 | 0
-48.2713 | 0 | 0
-48.1927 | 0 | 0
-48.114 | 0 | 0
-48.0354 | 0 | 0
-47.9568 | 0 | 0
-47.8782 | 0 | 0
-47.7996 | 0 | 0
-47.721 | 0 | 0
-47.6423 | 0 | 0
-47.5637 | 0 | 0
-47.4851 | 0 | 0
-47.4065 | 0 | 0
-47.3279 | 0 | 0
-47.2493 | 0 | 0
-47.1706 | 0 | 0
-47.092 | 0 | 0
-47.0134 | 0 | 0
-46.9348 | 0 | 0
-46.8562 | 0 | 0
-46.7775 | 0 | 0
-46.6989 | 155.1143 | 161.5516
-46.6203 | 309.5544 | 322.4009
-46.5417 | 465.9019 | 485.2368
-46.4631 | 477.4708 | 497.2858
-46.3845 | 494.2651 | 514.7771
-46.3058 | 512.5853 | 533.8576
-46.2272 | 523.3113 | 545.0287
-46.1486 | 532.9017 | 555.0171
-46.07 | 540.7 | 563.1391
-45.9914 | 546.6529 | 569.339
-45.9128 | 551.0002 | 573.8667
-45.8341 | 553.9278 | 576.9158
-45.7555 | 555.0013 | 578.0338
-45.6769 | 554.2294 | 577.23
-45.5983 | 553.5907 | 576.5647
-45.5197 | 553.5375 | 576.5093
-45.441 | 554.8948 | 577.923
-45.3624 | 559.1888 | 582.3952
-45.2838 | 568.3001 | 591.8846
-45.2052 | 578.2365 | 602.2333
-45.1266 | 587.7471 | 612.1386
-45.048 | 594.8179 | 619.5029
-44.9693 | 601.525 | 626.4883
-44.8907 | 605.1004 | 630.212
-44.8121 | 607.5489 | 632.7622
-44.7335 | 607.5843 | 632.7991
-44.6549 | 609.3764 | 634.6656
-44.5763 | 611.1598 | 636.5229
-44.4976 | 615.1698 | 640.6993
-44.419 | 619.5436 | 645.2546
-44.3404 | 624.3166 | 650.2257
-44.2618 | 628.5839 | 654.6701
-44.1832 | 632.4077 | 658.6526
-44.1045 | 636.6306 | 663.0508
-44.0259 | 640.1528 | 666.7191
-43.9473 | 644.908 | 671.6717
-43.8687 | 651.3933 | 678.4261
-43.7901 | 659.4667 | 686.8345
-43.7114 | 665.251 | 692.859
-43.6328 | 669.0925 | 696.8599
-43.5542 | 673.351 | 701.2951
-43.4756 | 677.0061 | 705.1019
-43.397 | 680.8654 | 709.1213
-43.3184 | 682.6132 | 710.9416
-43.2398 | 685.7448 | 714.2033
-43.1611 | 689.1871 | 717.7884
-43.0825 | 694.2352 | 723.0459
-43.0039 | 701.7584 | 730.8814
-42.9253 | 709.122 | 738.5506
-42.8467 | 718.2688 | 748.077
-42.768 | 723.9645 | 754.009
-42.6894 | 728.7287 | 758.9709
-42.6108 | 730.6006 | 760.9205
-42.5322 | 733.2977 | 763.7295
-42.4536 | 738.5941 | 769.2458
-42.3749 | 745.1148 | 776.0371
-42.2963 | 754.8471 | 786.1733
-42.2177 | 763.79 | 795.4872
-42.1391 | 772.8925 | 804.9675
-42.0605 | 779.1027 | 811.4355
-41.9819 | 782.9264 | 815.4178
-41.9032 | 786.7236 | 819.3726
-41.8246 | 790.2457 | 823.0409
-41.746 | 795.0719 | 828.0674
-41.6674 | 799.7563 | 832.9462
-41.5888 | 806.2148 | 839.6728
-41.5102 | 813.3122 | 847.0647
-41.4315 | 821.5808 | 855.6764
-41.3529 | 828.971 | 863.3733
-41.2743 | 836.5653 | 871.2828
-41.1957 | 843.849 | 878.8688
-41.1171 | 851.4609 | 886.7966
-41.0384 | 858.6294 | 894.2625
-40.9598 | 863.7839 | 899.6309
-40.8812 | 869.4352 | 905.5168
-40.8026 | 874.2703 | 910.5525
-40.724 | 879.2031 | 915.69
-40.6454 | 883.7898 | 920.4671
-40.5667 | 890.3017 | 927.2492
-40.4881 | 897.6742 | 934.9276
-40.4095 | 905.8894 | 943.4838
-40.3309 | 915.3202 | 953.306
-40.2523 | 925.6203 | 964.0336
-40.1737 | 934.4034 | 973.1811
-40.095 | 939.8418 | 978.8452
-40.0164 | 944.322 | 983.5114
-39.9378 | 948.4918 | 987.8542
-39.8592 | 952.5196 | 992.0491
-39.7806 | 957.0973 | 996.8168
-39.7019 | 963.0947 | 1003.0632
-39.6233 | 971.7802 | 1012.1091
-39.5447 | 980.5455 | 1021.2381
-39.4661 | 988.0954 | 1029.1014
-39.3875 | 993.7112 | 1034.9502
-39.3089 | 999.2828 | 1040.753
-39.2302 | 1005.3865 | 1047.11
-39.1516 | 1010.9048 | 1052.8573
-39.073 | 1016.2278 | 1058.4012
-38.9944 | 1023.2543 | 1065.7193
-38.9158 | 1033.1197 | 1075.9941
-38.8372 | 1044.2537 | 1087.5903
-38.7585 | 1053.6137 | 1097.3387
-38.6799 | 1060.4001 | 1104.4067
-38.6013 | 1066.3887 | 1110.6439
-38.5227 | 1071.0734 | 1115.5229
-38.4441 | 1074.3739 | 1118.9604
-38.3655 | 1074.7634 | 1119.3661
-38.2868 | 1074.7634 | 1119.3661
-38.2082 | 1077.2307 | 1121.9358
-38.1296 | 1081.906 | 1126.8051
-38.051 | 1087.5655 | 1132.6995
-37.9724 | 1093.7323 | 1139.1222
-37.8937 | 1102.2215 | 1147.9637
-37.8151 | 1113.2229 | 1159.4216
-37.7365 | 1123.0797 | 1169.6875
-37.6579 | 1129.8754 | 1176.7653
-37.5793 | 1134.9944 | 1182.0967
-37.5007 | 1141.3913 | 1188.759
-37.422 | 1150.0326 | 1197.759
-37.3434 | 1159.7821 | 1207.9131
-37.2648 | 1169.7274 | 1218.2711
-37.1862 | 1179.6821 | 1228.6389
-37.1076 | 1188.6598 | 1237.9892
-37.029 | 1195.9617 | 1245.5942
-36.9503 | 1200.6454 | 1250.4721
-36.8717 | 1202.6242 | 1252.5331
-36.7931 | 1204.0615 | 1254.03
-36.7145 | 1206.7579 | 1256.8384
-36.6359 | 1212.5955 | 1262.9183
-36.5572 | 1220.2349 | 1270.8747
-36.4786 | 1228.3607 | 1279.3377
-36.4 | 1236.4615 | 1287.7747
-36.3214 | 1243.7447 | 1295.3601
-36.2428 | 1251.1435 | 1303.066
-36.1641 | 1256.8218 | 1308.9799
-36.0855 | 1262.1272 | 1314.5055
-36.0069 | 1268.2314 | 1320.863
-35.9283 | 1276.0291 | 1328.9843
-35.8497 | 1283.6769 | 1336.9495
-35.7711 | 1289.9405 | 1343.473
-35.6924 | 1295.9374 | 1349.7188
-35.6138 | 1304.2413 | 1358.3673
-35.5352 | 1313.9824 | 1368.5127
-35.4566 | 1323.5559 | 1378.4835
-35.378 | 1331.3359 | 1386.5864
-35.2993 | 1337.262 | 1392.7584
-35.2207 | 1342.8247 | 1398.5519
-35.1421 | 1348.1572 | 1404.1057
-35.0635 | 1352.9127 | 1409.0585
-34.9849 | 1355.5831 | 1411.8398
-34.9063 | 1357.0995 | 1413.4191
-34.8276 | 1360.5156 | 1416.977
-34.749 | 1367.9853 | 1424.7566
-34.6704 | 1377.4431 | 1434.607
-34.5918 | 1384.9659 | 1442.442
-34.5132 | 1390.4223 | 1448.1248
-34.4346 | 1396.9962 | 1454.9716
-34.3559 | 1406.0812 | 1464.4336
-34.2773 | 1415.2537 | 1473.9868
-34.1987 | 1422.0766 | 1481.0928
-34.1201 | 1426.3613 | 1485.5553
-34.0415 | 1431.2053 | 1490.6004
-33.9629 | 1438.0553 | 1497.7346
-33.8842 | 1446.305 | 1506.3267
-33.8056 | 1453.9975 | 1514.3384
-33.727 | 1458.7791 | 1519.3184
-33.6484 | 1461.8317 | 1522.4977
-33.5698 | 1464.901 | 1525.6944
-33.4911 | 1470.2595 | 1531.2753
-33.4125 | 1475.9107 | 1537.161
-33.3339 | 1481.012 | 1542.474
-33.2553 | 1484.5781 | 1546.188
-33.1767 | 1491.0104 | 1552.8873
-33.0981 | 1501.0619 | 1563.3559
-33.0194 | 1512.8881 | 1575.673
-32.9408 | 1521.6627 | 1584.8117
-32.8622 | 1527.6691 | 1591.0673
-32.7836 | 1533.4348 | 1597.0724
-32.705 | 1539.7338 | 1603.6328
-32.6264 | 1545.5808 | 1609.7224
-32.5477 | 1549.4666 | 1613.7695
-32.4691 | 1552.2787 | 1616.6982
-32.3905 | 1555.4459 | 1619.9969
-32.3119 | 1560.5117 | 1625.273
-32.2333 | 1566.4566 | 1631.4646
-32.1546 | 1571.7172 | 1636.9435
-32.076 | 1577.1466 | 1642.5982
-31.9974 | 1582.3541 | 1648.0218
-31.9188 | 1588.9374 | 1654.8783
-31.8402 | 1597.108 | 1663.3879
-31.7616 | 1607.976 | 1674.707
-31.6829 | 1618.8618 | 1686.0445
-31.6043 | 1628.1238 | 1695.691
-31.5257 | 1635.5674 | 1703.4435
-31.4471 | 1641.9372 | 1710.0776
-31.3685 | 1647.3583 | 1715.7236
-31.2899 | 1652.6897 | 1721.2763
-31.2112 | 1657.8795 | 1726.6815
-31.1326 | 1662.8662 | 1731.8751
-31.054 | 1667.8966 | 1737.1143
-30.9754 | 1673.202 | 1742.6399
-30.8968 | 1679.6781 | 1749.3847
-30.8181 | 1688.0705 | 1758.1254
-30.7395 | 1697.4919 | 1767.9378
-30.6609 | 1706.2842 | 1777.095
-30.5823 | 1712.7874 | 1783.868
-30.5037 | 1719.077 | 1790.4187
-30.4251 | 1726.1748 | 1797.8111
-30.3464 | 1734.0173 | 1805.979
-30.2678 | 1740.5121 | 1812.7434
-30.1892 | 1745.001 | 1817.4185
-30.1106 | 1748.5316 | 1821.0957
-30.032 | 1752.7633 | 1825.5029
-29.9534 | 1757.7854 | 1830.7335
-29.8747 | 1761.8576 | 1834.9747
-29.7961 | 1763.5428 | 1836.7298
-29.7175 | 1765.5654 | 1838.8363
-29.6389 | 1769.9751 | 1843.4291
-29.5603 | 1776.7261 | 1850.4602
-29.4816 | 1782.972 | 1856.9653
-29.403 | 1787.6296 | 1861.8162
-29.3244 | 1792.0393 | 1866.4089
-29.2458 | 1796.298 | 1870.8443
-29.1672 | 1802.4459 | 1877.2474
-29.0886 | 1808.771 | 1883.835
-29.0099 | 1815.1231 | 1890.4507
-28.9313 | 1820.7305 | 1896.2908
-28.8527 | 1827.8273 | 1903.6821
-28.7741 | 1837.3383 | 1913.5878
-28.6955 | 1847.018 | 1923.6692
-28.6168 | 1854.5678 | 1931.5324
-28.5382 | 1860.3523 | 1937.5569
-28.4596 | 1866.0566 | 1943.4979
-28.381 | 1873.4023 | 1951.1485
-28.3024 | 1881.2365 | 1959.3078
-28.2238 | 1887.7927 | 1966.1361
-28.1451 | 1891.1463 | 1969.6289
-28.0665 | 1893.1689 | 1971.7354
-27.9879 | 1897.3651 | 1976.1058
-27.9093 | 1903.4954 | 1982.4905
-27.8307 | 1908.907 | 1988.1267
-27.7521 | 1911.2317 | 1990.5478
-27.6734 | 1912.6773 | 1992.0534
-27.5948 | 1915.6226 | 1995.121
-27.5162 | 1920.8312 | 2000.5457
-27.4376 | 1927.5207 | 2007.5128
-27.359 | 1932.8344 | 2013.0471
-27.2803 | 1937.2619 | 2017.6582
-27.2017 | 1941.8038 | 2022.3887
-27.1231 | 1948.1914 | 2029.0413
-27.0445 | 1954.5883 | 2035.7037
-26.9659 | 1958.296 | 2039.5653
-26.8873 | 1958.8647 | 2040.1575
-26.8086 | 1957.6044 | 2038.845
-26.73 | 1957.3378 | 2038.5673
-26.6514 | 1959.1479 | 2040.4526
-26.5728 | 1962.5287 | 2043.9736
-26.4942 | 1965.3761 | 2046.9392
-26.4155 | 1967.9486 | 2049.6185
-26.3369 | 1971.045 | 2052.8434
-26.2583 | 1975.6943 | 2057.6856
-26.1797 | 1980.7955 | 2062.9985
-26.1011 | 1985.8614 | 2068.2746
-26.0225 | 1991.1126 | 2073.7438
-25.9439 | 1995.8504 | 2078.6782
-25.8652 | 2000.4726 | 2083.4922
-25.7866 | 2005.0416 | 2088.2509
-25.708 | 2010.321 | 2093.7493
-25.6294 | 2015.8118 | 2099.468
-25.5508 | 2021.339 | 2105.2246
-25.4721 | 2026.4403 | 2110.5376
-25.3935 | 2030.8938 | 2115.1758
-25.3149 | 2035.1087 | 2119.5657
-25.2363 | 2040.085 | 2124.7485
-25.1577 | 2046.4736 | 2131.4022
-25.079 | 2054.1911 | 2139.44
-25.0004 | 2062.3096 | 2147.8954
-24.9218 | 2071.3227 | 2157.2826
-24.8432 | 2080.541 | 2166.8835
-24.7646 | 2090.0864 | 2176.825
-24.686 | 2099.012 | 2186.121
-24.6074 | 2106.9607 | 2194.3996
-24.5287 | 2112.186 | 2199.8417
-24.4501 | 2113.8367 | 2201.561
-24.3715 | 2113.3399 | 2201.0435
-24.2929 | 2113.97 | 2201.6998
-24.2143 | 2115.6646 | 2203.4646
-24.1356 | 2118.059 | 2205.9584
-24.057 | 2118.7245 | 2206.6516
-23.9784 | 2118.6714 | 2206.5962
-23.8998 | 2118.0861 | 2205.9866
-23.8212 | 2118.7516 | 2206.6798
-23.7426 | 2121.573 | 2209.6183
-23.6639 | 2124.1278 | 2212.2791
-23.5853 | 2125.6984 | 2213.9149
-23.5067 | 2126.0348 | 2214.2652
-23.4281 | 2127.9688 | 2216.2796
-23.3495 | 2132.6806 | 2221.1868
-23.2708 | 2138.9879 | 2227.7559
-23.1922 | 2146.3336 | 2235.4065
-23.1136 | 2153.8043 | 2243.1872
-23.035 | 2160.6355 | 2250.3019
-22.9564 | 2166.9251 | 2256.8525
-22.8778 | 2173.3303 | 2263.5235
-22.7991 | 2180.925 | 2271.4333
-22.7205 | 2188.6883 | 2279.5189
-22.6419 | 2195.8913 | 2287.0208
-22.5633 | 2199.8219 | 2291.1145
-22.4847 | 2202.8735 | 2294.2928
-22.4061 | 2205.4106 | 2296.9352
-22.3274 | 2209.4746 | 2301.1677
-22.2488 | 2212.2252 | 2304.0325
-22.1702 | 2213.3073 | 2305.1595
-22.0916 | 2213.5729 | 2305.4361
-22.013 | 2214.4425 | 2306.3419
-21.9343 | 2216.9796 | 2308.9843
-21.8557 | 2221.7528 | 2313.9555
-21.7771 | 2226.1354 | 2318.52
-21.6985 | 2229.4453 | 2321.9673
-21.6199 | 2232.3907 | 2325.0349
-21.5413 | 2238.0419 | 2330.9206
-21.4626 | 2245.2459 | 2338.4236
-21.384 | 2253.2301 | 2346.7391
-21.3054 | 2260.0612 | 2353.8538
-21.2268 | 2264.3199 | 2358.2892
-21.1482 | 2267.283 | 2361.3753
-21.0695 | 2268.9775 | 2363.1401
-20.9909 | 2271.674 | 2365.9484
-20.9123 | 2273.9101 | 2368.2773
-20.8337 | 2276.1014 | 2370.5596
-20.7551 | 2277.4939 | 2372.0099
-20.6765 | 2277.0419 | 2371.5391
-20.5978 | 2275.3828 | 2369.8111
-20.5192 | 2274.6381 | 2369.0356
-20.4406 | 2274.5496 | 2368.9434
-20.362 | 2276.0306 | 2370.4858
-20.2834 | 2277.8667 | 2372.3982
-20.2048 | 2280.635 | 2375.2814
-20.1261 | 2282.693 | 2377.4248
-20.0475 | 2285.5145 | 2380.3633
-19.9689 | 2289.4628 | 2384.4755
-19.8903 | 2294.3776 | 2389.5943
-19.8117 | 2298.6186 | 2394.0113
-19.733 | 2302.9117 | 2398.4825
-19.6544 | 2307.4016 | 2403.1588
-19.5758 | 2311.252 | 2407.169
-19.4972 | 2313.7443 | 2409.7647
-19.4186 | 2316.7345 | 2412.879
-19.34 | 2320.0433 | 2416.3251
-19.2613 | 2323.0772 | 2419.4849
-19.1827 | 2325.5445 | 2422.0546
-19.1041 | 2328.7117 | 2425.3533
-19.0255 | 2332.5976 | 2429.4004
-18.9469 | 2335.5252 | 2432.4495
-18.8682 | 2336.4032 | 2433.3639
-18.7896 | 2337.3083 | 2434.3066
-18.711 | 2338.8247 | 2435.8859
-18.6324 | 2341.2024 | 2438.3623
-18.5538 | 2342.0815 | 2439.2778
-18.4752 | 2342.7907 | 2440.0165
-18.3966 | 2343.2073 | 2440.4504
-18.3179 | 2344.1478 | 2441.4299
-18.2393 | 2345.683 | 2443.0288
-18.1607 | 2350.1812 | 2447.7137
-18.0821 | 2355.823 | 2453.5897
-18.0035 | 2359.8869 | 2457.8222
-17.9248 | 2361.1649 | 2459.1532
-17.8462 | 2363.4353 | 2461.5179
-17.7676 | 2367.5524 | 2465.8058
-17.689 | 2372.1569 | 2470.6014
-17.6104 | 2375.3772 | 2473.9553
-17.5317 | 2377.231 | 2475.8861
-17.4531 | 2378.1986 | 2476.8938
-17.3745 | 2378.1798 | 2476.8743
-17.2959 | 2378.4288 | 2477.1336
-17.2173 | 2379.0672 | 2477.7985
-17.1387 | 2379.6536 | 2478.4092
-17.0601 | 2378.9433 | 2477.6694
-16.9814 | 2377.9143 | 2476.5977
-16.9028 | 2377.6924 | 2476.3667
-16.8242 | 2379.112 | 2477.8451
-16.7456 | 2381.4012 | 2480.2294
-16.667 | 2383.3884 | 2482.299
-16.5883 | 2386.4931 | 2485.5326
-16.5097 | 2391.0976 | 2490.3281
-16.4311 | 2395.9593 | 2495.3916
-16.3525 | 2399.4192 | 2498.9951
-16.2739 | 2401.6282 | 2501.2957
-16.1953 | 2404.76 | 2504.5575
-16.1166 | 2408.1136 | 2508.0503
-16.038 | 2411.0235 | 2511.081
-15.9594 | 2413.1711 | 2513.3177
-15.8808 | 2415.2198 | 2515.4514
-15.8022 | 2415.2999 | 2515.5349
-15.7235 | 2415.025 | 2515.2485
-15.6449 | 2415.5218 | 2515.7659
-15.5663 | 2419.4524 | 2519.8597
-15.4877 | 2423.6309 | 2524.2116
-15.4091 | 2427.3303 | 2528.0645
-15.3305 | 2430.2403 | 2531.0952
-15.2518 | 2433.4866 | 2534.4763
-15.1732 | 2435.6342 | 2536.713
-15.0946 | 2436.6726 | 2537.7945
-15.016 | 2438.0557 | 2539.235
-14.9374 | 2439.5461 | 2540.7872
-14.8588 | 2439.8033 | 2541.0552
-14.7801 | 2437.4974 | 2538.6536
-14.7015 | 2434.977 | 2536.0286
-14.6229 | 2432.3608 | 2533.3037
-14.5443 | 2430.4267 | 2531.2894
-14.4657 | 2428.8821 | 2529.6808
-14.387 | 2428.4478 | 2529.2284
-14.3084 | 2427.9865 | 2528.7479
-14.2298 | 2426.6731 | 2527.3801
-14.1512 | 2425.3692 | 2526.022
-14.0726 | 2425.8399 | 2526.5123
-13.9939 | 2427.7469 | 2528.4984
-13.9153 | 2429.832 | 2530.67
-13.8367 | 2431.4286 | 2532.3329
-13.7581 | 2432.3691 | 2533.3124
-13.6795 | 2433.3544 | 2534.3386
-13.6009 | 2435.0312 | 2536.085
-13.5222 | 2438.7306 | 2539.9379
-13.4436 | 2443.5746 | 2544.9829
-13.365 | 2447.4865 | 2549.0572
-13.2864 | 2449.8382 | 2551.5065
-13.2078 | 2452.0201 | 2553.7789
-13.1292 | 2455.1873 | 2557.0776
-13.0505 | 2458.692 | 2560.7277
-12.9719 | 2462.6486 | 2564.8485
-12.8933 | 2466.0824 | 2568.4249
-12.8147 | 2468.2384 | 2570.6702
-12.7361 | 2467.2979 | 2569.6907
-12.6575 | 2464.9993 | 2567.2968
-12.5788 | 2463.2256 | 2565.4495
-12.5002 | 2463.0298 | 2565.2455
-12.4216 | 2462.9413 | 2565.1533
-12.343 | 2462.9507 | 2565.1631
-12.2644 | 2464.3077 | 2566.5765
-12.1858 | 2465.1243 | 2567.4269
-12.1071 | 2465.896 | 2568.2307
-12.0285 | 2466.3397 | 2568.6928
-11.9499 | 2467.9009 | 2570.3188
-11.8713 | 2468.8414 | 2571.2983
-11.7927 | 2468.0165 | 2570.4392
-11.714 | 2466.7917 | 2569.1636
-11.6354 | 2466.2595 | 2568.6093
-11.5568 | 2466.1533 | 2568.4986
-11.4782 | 2465.3284 | 2567.6395
-11.3996 | 2464.5296 | 2566.8075
-11.3209 | 2464.3338 | 2566.6036
-11.2423 | 2465.6919 | 2568.0181
-11.1637 | 2468.1582 | 2570.5867
-11.0851 | 2472.0534 | 2574.6436
-11.0065 | 2476.6839 | 2579.4663
-10.9279 | 2479.549 | 2582.4503
-10.8492 | 2479.6292 | 2582.5339
-10.7706 | 2477.7837 | 2580.6117
-10.692 | 2476.3735 | 2579.143
-10.6134 | 2476.7724 | 2579.5585
-10.5348 | 2477.5442 | 2580.3622
-10.4562 | 2477.4025 | 2580.2147
-10.3775 | 2477.1182 | 2579.9186
-10.2989 | 2477.1536 | 2579.9555
-10.2203 | 2478.5294 | 2581.3884
-10.1417 | 2481.6341 | 2584.6219
-10.0631 | 2486.576 | 2589.7689
-9.9845 | 2492.2095 | 2595.6362
-9.9058 | 2495.3413 | 2598.898
-9.8272 | 2495.0841 | 2598.63
-9.7486 | 2493.0792 | 2596.542
-9.67 | 2491.518 | 2594.916
-9.5914 | 2489.8849 | 2593.2151
-9.5127 | 2487.5426 | 2590.7756
-9.4341 | 2483.5859 | 2586.6547
-9.3555 | 2479.5407 | 2582.4416
-9.2769 | 2475.433 | 2578.1635
-9.1983 | 2471.467 | 2574.0329
-9.1197 | 2468.531 | 2570.9751
-9.041 | 2467.6343 | 2570.0411
-8.9624 | 2468.38 | 2570.8178
-8.8838 | 2469.5069 | 2571.9914
-8.8052 | 2470.6682 | 2573.2009
-8.7266 | 2472.3012 | 2574.9017
-8.6479 | 2475.406 | 2578.1353
-8.5693 | 2477.8285 | 2580.6584
-8.4907 | 2480.4364 | 2583.3745
-8.4121 | 2483.7994 | 2586.8771
-8.3335 | 2488.5101 | 2591.7833
-8.2549 | 2492.5022 | 2595.941
-8.1762 | 2494.5518 | 2598.0758
-8.0976 | 2495.6423 | 2599.2115
-8.019 | 2496.388 | 2599.9881
-7.9404 | 2497.2129 | 2600.8472
-7.8618 | 2498.0378 | 2601.7063
-7.7832 | 2499.9718 | 2603.7206
-7.7045 | 2502.1902 | 2606.0311
-7.6259 | 2502.8026 | 2606.6689
-7.5473 | 2503.1484 | 2607.029
-7.4687 | 2504.2659 | 2608.193
-7.3901 | 2507.8685 | 2611.945
-7.3114 | 2512.0022 | 2616.2503
-7.2328 | 2516.1723 | 2620.5935
-7.1542 | 2520.0842 | 2624.6677
-7.0756 | 2523.4556 | 2628.179
-6.997 | 2525.9937 | 2630.8224
-6.9184 | 2527.3768 | 2632.2629
-6.8397 | 2526.3301 | 2631.1728
-6.7611 | 2523.9169 | 2628.6595
-6.6825 | 2521.1049 | 2625.7307
-6.6039 | 2519.8988 | 2624.4746
-6.5253 | 2520.1467 | 2624.7328
-6.4467 | 2521.4777 | 2626.1191
-6.368 | 2522.9942 | 2627.6984
-6.2894 | 2523.2337 | 2627.9479
-6.2108 | 2521.6017 | 2626.2482
-6.1322 | 2517.7606 | 2622.2477
-6.0536 | 2515.8974 | 2620.3071
-5.9749 | 2515.7995 | 2620.2052
-5.8963 | 2516.465 | 2620.8983
-5.8177 | 2515.1694 | 2619.5489
-5.7391 | 2512.3667 | 2616.6299
-5.6605 | 2509.2703 | 2613.405
-5.5819 | 2506.8572 | 2610.8917
-5.5032 | 2505.0731 | 2609.0336
-5.4246 | 2504.0889 | 2608.0086
-5.346 | 2504.2576 | 2608.1843
-5.2674 | 2505.7032 | 2609.6899
-5.1888 | 2508.4975 | 2612.6002
-5.1102 | 2511.319 | 2615.5387
-5.0315 | 2514.5664 | 2618.9209
-4.9529 | 2518.2928 | 2622.802
-4.8743 | 2521.3976 | 2626.0356
-4.7957 | 2524.219 | 2628.9741
-4.7171 | 2527.3331 | 2632.2174
-4.6384 | 2532.3989 | 2637.4935
-4.5598 | 2537.997 | 2643.3239
-4.4812 | 2543.2493 | 2648.7941
-4.4026 | 2547.0018 | 2652.7024
-4.324 | 2550.5596 | 2656.4078
-4.2454 | 2554.0548 | 2660.0481
-4.1667 | 2557.0887 | 2663.2079
-4.0881 | 2559.857 | 2666.0911
-4.0095 | 2561.9327 | 2668.2529
-3.9309 | 2562.7399 | 2669.0936
-3.8523 | 2562.0036 | 2668.3267
-3.7737 | 2560.6465 | 2666.9133
-3.695 | 2560.2122 | 2666.461
-3.6164 | 2561.4453 | 2667.7453
-3.5378 | 2563.6189 | 2670.0091
-3.4592 | 2565.8102 | 2672.2914
-3.3806 | 2566.8215 | 2673.3446
-3.3019 | 2567.2735 | 2673.8154
-3.2233 | 2567.8766 | 2674.4435
-3.1447 | 2567.6016 | 2674.1571
-3.0661 | 2566.9007 | 2673.4271
-2.9875 | 2566.2622 | 2672.7621
-2.9089 | 2568.0193 | 2674.5921
-2.8302 | 2570.7511 | 2677.4373
-2.7516 | 2573.0403 | 2679.8215
-2.673 | 2571.7364 | 2678.4634
-2.5944 | 2568.489 | 2675.0813
-2.5158 | 2564.6386 | 2671.0711
-2.4371 | 2562.2962 | 2668.6315
-2.3585 | 2561.8348 | 2668.151
-2.2799 | 2563.1575 | 2669.5286
-2.2013 | 2565.3666 | 2671.8293
-2.1227 | 2565.9342 | 2672.4204
-2.0441 | 2564.3105 | 2670.7294
-1.9654 | 2562.8107 | 2669.1674
-1.8868 | 2563.6002 | 2669.9896
-1.8082 | 2566.8653 | 2673.3902
-1.7296 | 2570.397 | 2677.0685
-1.651 | 2572.8716 | 2679.6458
-1.5724 | 2574.087 | 2680.9117
-1.4937 | 2574.7526 | 2681.6048
-1.4151 | 2576.145 | 2683.0551
-1.3365 | 2578.2395 | 2685.2364
-1.2579 | 2580.2881 | 2687.3701
-1.1793 | 2580.5277 | 2687.6196
-1.1006 | 2579.4456 | 2686.4925
-1.022 | 2578.6738 | 2685.6888
-0.94341 | 2580.0048 | 2687.075
-0.86479 | 2583.1012 | 2690.2999
-0.78618 | 2586.8537 | 2694.2082
-0.70756 | 2589.32 | 2696.7768
-0.62894 | 2590.2157 | 2697.7097
-0.55032 | 2589.5242 | 2696.9894
-0.47171 | 2588.6108 | 2696.0381
-0.39309 | 2586.5871 | 2693.9305
-0.31447 | 2582.2586 | 2689.4224
-0.23585 | 2574.7526 | 2681.6048
-0.15724 | 2564.7719 | 2671.2099
-0.078618 | 2553.2477 | 2659.2074
7.816e-13 | 2541.3683 | 2646.8351
0.078618 | 2529.7545 | 2634.7394
0.15724 | 2519.0021 | 2623.5407
0.23585 | 2507.6727 | 2611.7411
0.31447 | 2497.7097 | 2601.3646
0.39309 | 2490.7098 | 2594.0742
0.47171 | 2487.3301 | 2590.5543
0.55032 | 2484.9794 | 2588.1061
0.62894 | 2481.5008 | 2584.4831
0.70756 | 2476.5329 | 2579.309
0.78618 | 2470.287 | 2572.8039
0.86479 | 2463.562 | 2565.7998
0.94341 | 2460.5729 | 2562.6867
1.022 | 2462.5247 | 2564.7195
1.1006 | 2469.2049 | 2571.6769
1.1793 | 2475.0425 | 2577.7567
1.2579 | 2478.8752 | 2581.7485
1.3365 | 2480.9332 | 2583.8919
1.4151 | 2485.1825 | 2588.3176
1.4937 | 2492.0762 | 2595.4974
1.5724 | 2501.383 | 2605.1904
1.651 | 2511.2481 | 2615.4649
1.7296 | 2519.6405 | 2624.2056
1.8082 | 2525.3365 | 2630.138
1.8868 | 2526.8894 | 2631.7553
1.9654 | 2525.4969 | 2630.305
2.0441 | 2522.462 | 2627.1441
2.1227 | 2520.0405 | 2624.6222
2.2013 | 2518.2574 | 2622.7651
2.2799 | 2516.7129 | 2621.1565
2.3585 | 2514.407 | 2618.7549
2.4371 | 2512.9781 | 2617.2667
2.5158 | 2512.4105 | 2616.6755
2.5944 | 2512.0824 | 2616.3338
2.673 | 2511.621 | 2615.8533
2.7516 | 2511.6564 | 2615.8901
2.8302 | 2513.3426 | 2617.6463
2.9089 | 2516.8285 | 2621.2769
2.9875 | 2521.0247 | 2625.6472
3.0661 | 2524.5387 | 2629.3071
3.1447 | 2525.9843 | 2630.8127
3.2233 | 2525.55 | 2630.3603
3.3019 | 2523.6243 | 2628.3547
3.3806 | 2520.3686 | 2624.9638
3.4592 | 2516.2338 | 2620.6575
3.5378 | 2511.7012 | 2615.9368
3.6164 | 2507.8862 | 2611.9635
3.695 | 2503.8222 | 2607.7309
3.7737 | 2499.0053 | 2602.714
3.8523 | 2494.7112 | 2598.2417
3.9309 | 2491.7752 | 2595.1839
4.0095 | 2490.6921 | 2594.0558
4.0881 | 2489.9026 | 2593.2336
4.1667 | 2489.0684 | 2592.3647
4.2454 | 2488.0216 | 2591.2745
4.324 | 2486.5937 | 2589.7874
4.4026 | 2484.1181 | 2587.209
4.4812 | 2480.8447 | 2583.7997
4.5598 | 2478.192 | 2581.0369
4.6384 | 2476.4173 | 2579.1886
4.7171 | 2475.2549 | 2577.978
4.7957 | 2473.3032 | 2575.9452
4.8743 | 2471.4139 | 2573.9776
4.9529 | 2470.6869 | 2573.2204
5.0315 | 2472.5502 | 2575.161
5.1102 | 2475.6278 | 2578.3663
5.1888 | 2478.8481 | 2581.7203
5.2674 | 2480.5343 | 2583.4765
5.346 | 2481.6695 | 2584.6588
5.4246 | 2481.9007 | 2584.8996
5.5032 | 2480.6145 | 2583.56
5.5819 | 2478.3076 | 2581.1573
5.6605 | 2476.5776 | 2579.3556
5.7391 | 2476.8526 | 2579.642
5.8177 | 2474.7498 | 2577.4519
5.8963 | 2470.4557 | 2572.9796
5.9749 | 2464.139 | 2566.4008
6.0536 | 2460.8916 | 2563.0186
6.1322 | 2459.144 | 2561.1984
6.2108 | 2457.8931 | 2559.8957
6.2894 | 2457.2901 | 2559.2676
6.368 | 2459.0294 | 2561.0791
6.4467 | 2462.7549 | 2564.9592
6.5253 | 2464.6358 | 2566.9182
6.6039 | 2465.8429 | 2568.1754
6.6825 | 2466.9604 | 2569.3393
6.7611 | 2469.8173 | 2572.3147
6.8397 | 2471.4233 | 2573.9873
6.9184 | 2471.7243 | 2574.3008
6.997 | 2472.195 | 2574.7911
7.0756 | 2472.7272 | 2575.3454
7.1542 | 2472.6293 | 2575.2434
7.2328 | 2471.0327 | 2573.5806
7.3114 | 2469.2403 | 2571.7137
7.3901 | 2467.3239 | 2569.7179
7.4687 | 2465.5315 | 2567.8511
7.5473 | 2464.6181 | 2566.8997
7.6259 | 2464.1744 | 2566.4377
7.7045 | 2463.9088 | 2566.1611
7.7832 | 2462.2497 | 2564.4331
7.8618 | 2460.475 | 2562.5847
7.9404 | 2459.2773 | 2561.3373
8.019 | 2458.7982 | 2560.8383
8.0976 | 2458.7003 | 2560.7364
8.1762 | 2458.3191 | 2560.3393
8.2549 | 2456.5621 | 2558.5094
8.3335 | 2451.9576 | 2553.7139
8.4121 | 2445.3306 | 2546.8118
8.4907 | 2438.34 | 2539.5311
8.5693 | 2432.1389 | 2533.0727
8.6479 | 2426.0878 | 2526.7704
8.7266 | 2419.2389 | 2519.6373
8.8052 | 2411.4943 | 2511.5713
8.8838 | 2404.4319 | 2504.2158
8.9624 | 2399.2598 | 2498.8291
9.041 | 2397.1216 | 2496.6022
9.1197 | 2396.5988 | 2496.0576
9.1983 | 2396.731 | 2496.1954
9.2769 | 2396.6873 | 2496.1498
9.3555 | 2397.5559 | 2497.0545
9.4341 | 2399.4108 | 2498.9864
9.5127 | 2402.0364 | 2501.721
9.5914 | 2403.9622 | 2503.7266
9.67 | 2404.2455 | 2504.0217
9.7486 | 2402.4093 | 2502.1093
9.8272 | 2400.2534 | 2499.8639
9.9058 | 2400.0055 | 2499.6058
9.9845 | 2403.1102 | 2502.8393
10.0631 | 2408.274 | 2508.2174
10.1417 | 2412.7712 | 2512.9012
10.2203 | 2415.2999 | 2515.5349
10.2989 | 2415.6551 | 2515.9048
10.3775 | 2416.2404 | 2516.5144
10.4562 | 2417.8287 | 2518.1686
10.5348 | 2420.7387 | 2521.1993
10.6134 | 2424.2964 | 2524.9047
10.692 | 2426.0795 | 2526.7618
10.7706 | 2424.713 | 2525.3386
10.8492 | 2421.501 | 2521.9933
10.9279 | 2417.6329 | 2517.9647
11.0065 | 2415.1583 | 2515.3874
11.0851 | 2415.2375 | 2515.4698
11.1637 | 2416.8882 | 2517.1891
11.2423 | 2419.0171 | 2519.4063
11.3209 | 2418.8129 | 2519.1937
11.3996 | 2417.3319 | 2517.6512
11.4782 | 2415.6374 | 2515.8863
11.5568 | 2414.1553 | 2514.3428
11.6354 | 2413.268 | 2513.4186
11.714 | 2412.9139 | 2513.0498
11.7927 | 2412.3452 | 2512.4575
11.8713 | 2410.9256 | 2510.9791
11.9499 | 2409.1957 | 2509.1773
12.0285 | 2407.3064 | 2507.2097
12.1071 | 2406.091 | 2505.9438
12.1858 | 2404.308 | 2504.0867
12.2644 | 2402.7999 | 2502.5161
12.343 | 2402.1427 | 2501.8316
12.4216 | 2401.7177 | 2501.389
12.5002 | 2401.424 | 2501.0831
12.5788 | 2400.9991 | 2500.6406
12.6575 | 2400.8033 | 2500.4366
12.7361 | 2400.795 | 2500.428
12.8147 | 2401.1585 | 2500.8065
12.8933 | 2402.0896 | 2501.7763
12.9719 | 2402.1343 | 2501.8229
13.0505 | 2401.1491 | 2500.7968
13.1292 | 2398.9932 | 2498.5514
13.2078 | 2396.1457 | 2495.5858
13.2864 | 2392.6504 | 2491.9454
13.365 | 2387.9658 | 2487.0664
13.4436 | 2381.9688 | 2480.8205
13.5222 | 2375.2084 | 2473.7796
13.6009 | 2368.3502 | 2466.6367
13.6795 | 2362.5126 | 2460.5568
13.7581 | 2358.2903 | 2456.1594
13.8367 | 2356.0896 | 2453.8674
13.9153 | 2355.6814 | 2453.4421
13.9939 | 2356.1521 | 2453.9324
14.0726 | 2357.2342 | 2455.0595
14.1512 | 2359.5141 | 2457.4339
14.2298 | 2362.5396 | 2460.585
14.3084 | 2365.2184 | 2463.3749
14.387 | 2366.3807 | 2464.5855
14.4657 | 2365.3611 | 2463.5235
14.5443 | 2362.4772 | 2460.52
14.6229 | 2357.8466 | 2455.6973
14.7015 | 2352.3194 | 2449.9407
14.7801 | 2347.3067 | 2444.7199
14.8588 | 2344.0863 | 2441.3659
14.9374 | 2341.8148 | 2439.0001
15.016 | 2340.6973 | 2437.8362
15.0946 | 2340.0578 | 2437.1702
15.1732 | 2340.2005 | 2437.3188
15.2518 | 2341.016 | 2438.1682
15.3305 | 2342.3387 | 2439.5458
15.4091 | 2344.9195 | 2442.2337
15.4877 | 2348.8231 | 2446.2992
15.5663 | 2352.3809 | 2450.0047
15.6449 | 2354.5284 | 2452.2414
15.7235 | 2353.9244 | 2451.6122
15.8022 | 2352.0351 | 2449.6445
15.8808 | 2349.7813 | 2447.2972
15.9594 | 2347.9274 | 2445.3664
16.038 | 2347.2004 | 2444.6092
16.1166 | 2347.2535 | 2444.6646
16.1953 | 2346.588 | 2443.9714
16.2739 | 2343.1282 | 2440.368
16.3525 | 2337.2989 | 2434.2968
16.4311 | 2331.604 | 2428.3655
16.5097 | 2327.4161 | 2424.0039
16.5883 | 2324.0354 | 2420.4829
16.667 | 2322.3502 | 2418.7278
16.7456 | 2321.3473 | 2417.6832
16.8242 | 2321.0994 | 2417.425
16.9028 | 2319.4674 | 2415.7253
16.9814 | 2318.6946 | 2414.9204
17.0601 | 2318.8456 | 2415.0777
17.1387 | 2319.7069 | 2415.9747
17.2173 | 2320.6026 | 2416.9076
17.2959 | 2320.9578 | 2417.2775
17.3745 | 2320.1496 | 2416.4358
17.4531 | 2317.1604 | 2413.3226
17.5317 | 2314.2151 | 2410.255
17.6104 | 2310.5511 | 2406.439
17.689 | 2306.8246 | 2402.5578
17.7676 | 2302.6721 | 2398.233
17.8462 | 2300.6589 | 2396.1363
17.9248 | 2299.1415 | 2394.5558
18.0035 | 2297.1814 | 2392.5144
18.0821 | 2294.236 | 2389.4468
18.1607 | 2292.1863 | 2387.312
18.2393 | 2289.6221 | 2384.6415
18.3179 | 2194.624
18.3966 | 2189.13
18.4752 | 2183.269
18.5538 | 2177.894
18.6324 | 2173.558
18.711 | 2170.994
18.7896 | 2169.64
18.8682 | 2169.401
18.9469 | 2169.546
19.0255 | 2169.921
19.1041 | 2170.798
19.1827 | 2171.403
19.2613 | 2171.582
19.34 | 2170.253
19.4186 | 2167.706
19.4972 | 2163.933
19.5758 | 2159.052
19.6544 | 2153.745
19.733 | 2149.341
19.8117 | 2146.453
19.8903 | 2145.252
19.9689 | 2144.468
20.0475 | 2141.896
20.1261 | 2138.642
20.2048 | 2135.464
20.2834 | 2134.033
20.362 | 2132.381
20.4406 | 2130.456
20.5192 | 2127.764
20.5978 | 2124.749
20.6765 | 2121.529
20.7551 | 2121.358
20.8337 | 2121.324
20.9123 | 2120.924
20.9909 | 2118.121
21.0695 | 2116.12
21.1482 | 2113.666
21.2268 | 2110.906
21.3054 | 2108.445
21.384 | 2107.908
21.4626 | 2105.88
21.5413 | 2102.396
21.6199 | 2096.928
21.6985 | 2091.825
21.7771 | 2086.774
21.8557 | 2082.702
21.9343 | 2079.746
22.013 | 2076.501
22.0916 | 2071.058
22.1702 | 2064.712
22.2488 | 2059.516
22.3274 | 2056.815
22.4061 | 2054.992
22.4847 | 2052.037
22.5633 | 2048.442
22.6419 | 2045.205
22.7205 | 2043.195
22.7991 | 2041.55
22.8778 | 2039.617
22.9564 | 2036.9
23.035 | 2033.458
23.1136 | 2029.787
23.1922 | 2026.516
23.2708 | 2022.699
23.3495 | 2017.452
23.4281 | 2011.6
23.5067 | 2006.438
23.5853 | 2002.222
23.6639 | 1997.852
23.7426 | 1994.036
23.8212 | 1990.628
23.8998 | 1987.962
23.9784 | 1985.637
24.057 | 1984.487
24.1356 | 1981.965
24.2143 | 1977.297
24.2929 | 1970.926
24.3715 | 1966.053
24.4501 | 1963.089
24.5287 | 1961.027
24.6074 | 1959.136
24.686 | 1955.15
24.7646 | 1949.119
24.8432 | 1942.67
24.9218 | 1938.709
25.0004 | 1936.605
25.079 | 1933.36
25.1577 | 1927.448
25.2363 | 1919.671
25.3149 | 1912.2
25.3935 | 1906.842
25.4721 | 1904.048
25.5508 | 1902.447
25.6294 | 1901.152
25.708 | 1900.462
25.7866 | 1901.68
25.8652 | 1902.779
25.9439 | 1901.868
26.0225 | 1898.954
26.1011 | 1896.007
26.1797 | 1893.69
26.2583 | 1890.922
26.3369 | 1886.347
26.4155 | 1879.371
26.4942 | 1872.812
26.5728 | 1868.246
26.6514 | 1865.546
26.73 | 1861.108
26.8086 | 1854.319
26.8873 | 1848.364
26.9659 | 1844.378
27.0445 | 1842.078
27.1231 | 1838.671
27.2017 | 1833.926
27.2803 | 1829.428
27.359 | 1826.336
27.4376 | 1823.764
27.5162 | 1820.152
27.5948 | 1814.172
27.6734 | 1806.616
27.7521 | 1798.2
27.8307 | 1789.418
27.9093 | 1782.262
27.9879 | 1776.07
28.0665 | 1771.615
28.1451 | 1766.367
28.2238 | 1760.711
28.3024 | 1754.536
28.381 | 1748.735
28.4596 | 1745.157
28.5382 | 1742.141
28.6168 | 1740.037
28.6955 | 1736.928
28.7741 | 1734.364
28.8527 | 1731.979
28.9313 | 1730.199
29.0099 | 1728.802
29.0886 | 1725.147
29.1672 | 1718.827
29.2458 | 1710.062
29.3244 | 1702.02
29.403 | 1695.155
29.4816 | 1689.66
29.5603 | 1684.635
29.6389 | 1679.183
29.7175 | 1673.101
29.7961 | 1667.308
29.8747 | 1662.504
29.9534 | 1658.475
30.032 | 1653.032
30.1106 | 1646.413
30.1892 | 1639.096
30.2678 | 1634.019
30.3464 | 1631.072
30.4251 | 1628.167
30.5037 | 1622.954
30.5823 | 1615.134
30.6609 | 1608.796
30.7395 | 1602.612
30.8181 | 1598.234
30.8968 | 1591.538
30.9754 | 1585.848
31.054 | 1580.575
31.1326 | 1577.185
31.2112 | 1573.922
31.2899 | 1570.081
31.3685 | 1566.128
31.4471 | 1561.256
31.5257 | 1555.761
31.6043 | 1549.611
31.6829 | 1544.1
31.7616 | 1538.793
31.8402 | 1533.137
31.9188 | 1527.575
31.9974 | 1522.549
32.076 | 1519.014
32.1546 | 1515.07
32.2333 | 1509.891
32.3119 | 1503.425
32.3905 | 1497.496
32.4691 | 1492.59
32.5477 | 1488.433
32.6264 | 1484.353
32.705 | 1479.659
32.7836 | 1475.996
32.8622 | 1473.33
32.9408 | 1471.115
33.0194 | 1467.308
33.0981 | 1461.115
33.1767 | 1453.261
33.2553 | 1444.07
33.3339 | 1433.652
33.4125 | 1422.612
33.4911 | 1413.208
33.5698 | 1406.112
33.6484 | 1402.398
33.727 | 1400.448
33.8056 | 1400.797
33.8842 | 1400.635
33.9629 | 1398.071
34.0415 | 1391.81
34.1201 | 1383.573
34.1987 | 1373.922
34.2773 | 1363.351
34.3559 | 1352.302
34.4346 | 1343.546
34.5132 | 1338.401
34.5918 | 1335.896
34.6704 | 1332.923
34.749 | 1328.8
34.8276 | 1323.494
34.9063 | 1317.982
34.9849 | 1311.764
35.0635 | 1305.648
35.1421 | 1299.753
35.2207 | 1294.821
35.2993 | 1289.395
35.378 | 1283.764
35.4566 | 1277.001
35.5352 | 1270.621
35.6138 | 1264.13
35.6924 | 1257.809
35.7711 | 1251.284
35.8497 | 1245.722
35.9283 | 1241.616
36.0069 | 1240.125
36.0855 | 1239.052
36.1641 | 1236.692
36.2428 | 1232.484
36.3214 | 1226.334
36.4 | 1218.54
36.4786 | 1208.275
36.5572 | 1197.346
36.6359 | 1187.193
36.7145 | 1178.342
36.7931 | 1170.82
36.8717 | 1165.19
36.9503 | 1160.539
37.029 | 1155.803
37.1076 | 1150.232
37.1862 | 1144.729
37.2648 | 1139.618
37.3434 | 1135.614
37.422 | 1133.596
37.5007 | 1131.27
37.5793 | 1126.917
37.6579 | 1118.995
37.7365 | 1111.763
37.8151 | 1105.34
37.8937 | 1097.793
37.9724 | 1087.478
38.051 | 1077.98
38.1296 | 1071.097
38.2082 | 1065.892
38.2868 | 1059.802
38.3655 | 1053.907
38.4441 | 1050.031
38.5227 | 1046.735
38.6013 | 1044.35
38.6799 | 1041.036
38.7585 | 1037.288
38.8372 | 1031.725
38.9158 | 1024.638
38.9944 | 1017.159
39.073 | 1008.488
39.1516 | 1000.515
39.2302 | 993.8873
39.3089 | 989.79
39.3875 | 986.3657
39.4661 | 982.132
39.5447 | 977.5407
39.6233 | 972.4808
39.7019 | 966.4584
39.7806 | 959.269
39.8592 | 951.8922
39.9378 | 945.512
40.0164 | 939.8047
40.095 | 934.2338
40.1737 | 929.2761
40.2523 | 924.0203
40.3309 | 919.1649
40.4095 | 914.1818
40.4881 | 909.3859
40.5667 | 903.9001
40.6454 | 897.2219
40.724 | 890.3987
40.8026 | 883.1667
40.8812 | 876.8547
40.9598 | 872.5529
41.0384 | 870.0485
41.1171 | 868.9412
41.1957 | 866.803
41.2743 | 863.0295
41.3529 | 857.6374
41.4315 | 849.6047
41.5102 | 840.916
41.5888 | 832.287
41.6674 | 825.8046
41.746 | 820.7362
41.8246 | 816.0256
41.9032 | 811.9283
41.9819 | 807.8992
42.0605 | 802.8989
42.1391 | 796.8254
42.2177 | 790.0023
42.2963 | 783.8094
42.3749 | 777.7956
42.4536 | 771.671
42.5322 | 764.6689
42.6108 | 758.442
42.6894 | 755.0602
42.768 | 753.7484
42.8467 | 752.147
42.9253 | 749.3361
43.0039 | 744.1824
43.0825 | 736.7545
43.1611 | 726.4304
43.2398 | 717.5203
43.3184 | 711.1912
43.397 | 708.1757
43.4756 | 707.0768
43.5542 | 704.7684
43.6328 | 701.0118
43.7114 | 693.3368
43.7901 | 684.3245
43.8687 | 673.8129
43.9473 | 664.741
44.0259 | 657.9008
44.1045 | 653.9824
44.1832 | 651.8954
44.2618 | 650.7113
44.3404 | 648.403
44.419 | 643.539
44.4976 | 636.2133
44.5763 | 628.3509
44.6549 | 622.2177
44.7335 | 617.5497
44.8121 | 613.4183
44.8907 | 608.9718
44.9693 | 604.7808
45.048 | 598.7669
45.1266 | 591.0238
45.2052 | 583.664
45.2838 | 578.7915
45.3624 | 575.7079
45.441 | 572.3176
45.5197 | 569.941
45.5983 | 567.5645
45.6769 | 565.5371
45.7555 | 561.7465
45.8341 | 558.6969
45.9128 | 554.2418
45.9914 | 549.5994
46.07 | 542.9381
46.1486 | 536.8049
46.2272 | 531.0807
46.3058 | 527.7159
46.3845 | 526.6256
46.4631 | 527.6137
46.5417 | 352.3842
46.6203 | 176.5754
46.6989 | 0
46.7775 | 0
46.8562 | 0
46.9348 | 0
47.0134 | 0
47.092 | 0
47.1706 | 0
47.2493 | 0
47.3279 | 0
47.4065 | 0
47.4851 | 0
47.5637 | 0
47.6423 | 0
47.721 | 0
47.7996 | 0
47.8782 | 0
47.9568 | 0
48.0354 | 0
48.114 | 0
48.1927 | 0
48.2713 | 0
48.3499 | 0
48.4285 | 0
48.5071 | 0
48.5857 | 0
48.6644 | 0
48.743 | 0
48.8216 | 0
48.9002 | 0
48.9788 | 0
49.0575 | 0
49.1361 | 0
49.2147 | 0
49.2933 | 0
49.3719 | 0
49.4505 | 0
49.5292 | 0
49.6078 | 0
49.6864 | 0
49.765 | 0
49.8436 | 0
49.9222 | 0
50.0009 | 0
50.0795 | 0
50.1581 | 0
50.2367 | 0
50.3153 | 0
50.394 | 0
50.4726 | 0
50.5512 | 0
50.6298 | 0
50.7084 | 0
50.7871 | 0
50.8657 | 0
50.9443 | 0
51.0229 | 0
51.1015 | 0
51.1801 | 0
51.2587 | 0
51.3374 | 0
51.416 | 0
51.4946 | 0
51.5732 | 0
51.6518 | 0
51.7305 | 0
51.8091 | 0
51.8877 | 0
51.9663 | 0
52.0449 | 0
52.1236 | 0
52.2022 | 0
52.2808 | 0
52.3594 | 0
52.438 | 0
52.5166 | 0
52.5953 | 0
52.6739 | 0
52.7525 | 0
52.8311 | 0
52.9097 | 0
52.9883 | 0
53.067 | 0
53.1456 | 0
53.2242 | 0
53.3028 | 0
53.3814 | 0
53.4601 | 0
53.5387 | 0
53.6173 | 0
53.6959 | 0
53.7745 | 0
53.8531 | 0
53.9318 | 0
54.0104 | 0
54.089 | 0
54.1676 | 0
54.2462 | 0
54.3248 | 0
54.4035 | 0
54.4821 | 0
54.5607 | 0
54.6393 | 0
54.7179 | 0

## VNL
Desire
D40 Lustr 1-Piece Optic | 2015-05-14
Diffuser
Very Narrow Linear
Horizontal | Beam Angle | Field Angle
| 27.9 | 42.9
Row Mult
Mode | Candela | Field Lumens | Beam Lumens | Power Consump | Efficacy (lpw)
Boost Full | 26001.1993 | 2770.7747 | 1520.6421 | 102.7 | 26.9793 | 1 | 1 | 1 | 1 | 1 | 1
Regulated Full | 23357 | 2489 | 1366 | 93.3 | 26.6774 | 0.8983 | 0.8983 | 0.8983
Regulated 3200K | 16878.212 | 1798.5987 | 987.0976 | 57.2 | 31.444 | 0.64913 | 0.64913 | 0.64913
Regulated 5600K | 14645.0959 | 1560.6304 | 856.497 | 54.5 | 28.6354 | 0.56325 | 0.56325 | 0.56325
| For Field diameter at any distance, multiply distance by |  |  |  | 0.78581
| For Beam diameter at any distance, multiply distance by |  |  |  | 0.4968
Dist for 1.0 fc
| Throw Distance (ft) | 10 | 15 | 20 | 30 | 152.83
| Throw Distance (m) | 3.048 | 4.572 | 6.096 | 9.144 | 46.5826
| Field Diameter (ft) | 7.8581 | 11.7871 | 15.7161 | 23.5742
| Field Diameter (m) | 2.3951 | 3.5927 | 4.7903 | 7.1854
| Illuminance (fc) | 233.57 | 103.8089 | 58.3925 | 25.9522
| Illuminance (lux) | 2514.1241 | 1117.3885 | 628.531 | 279.3471
Vertical | Beam Angle | Field Angle
| 12.1 | 25.7
| For Field height at any distance, multiply distance by |  |  |  | 0.45622
| For Beam height at any distance, multiply distance by |  |  |  | 0.21197
Test Distance | Iso-Illuminance Diagram grid lines
102.2 | 0 | 12.5 | 25 | 37.5
| 0 | 0.12231 | 0.24462 | 0.36693
Measurement: VNL - Intensity
Degrees | (Cd)
-29.9101 | 0 | 0
-29.8672 | 0 | 0
-29.8243 | 0 | 0
-29.7813 | 0 | 0
-29.7384 | 0 | 0
-29.6955 | 0 | 0
-29.6526 | 0 | 0
-29.6097 | 0 | 0
-29.5668 | 0 | 0
-29.5239 | 0 | 0
-29.481 | 0 | 0
-29.438 | 0 | 0
-29.3951 | 0 | 0
-29.3522 | 0 | 0
-29.3093 | 0 | 0
-29.2664 | 0 | 0
-29.2235 | 0 | 0
-29.1806 | 0 | 0
-29.1377 | 0 | 0
-29.0947 | 0 | 0
-29.0518 | 0 | 0
-29.0089 | 0 | 0
-28.966 | 0 | 0
-28.9231 | 0 | 0
-28.8802 | 0 | 0
-28.8373 | 0 | 0
-28.7944 | 0 | 0
-28.7514 | 0 | 0
-28.7085 | 0 | 0
-28.6656 | 0 | 0
-28.6227 | 0 | 0
-28.5798 | 0 | 0
-28.5369 | 0 | 0
-28.494 | 0 | 0
-28.451 | 0 | 0
-28.4081 | 0 | 0
-28.3652 | 0 | 0
-28.3223 | 0 | 0
-28.2794 | 0 | 0
-28.2365 | 0 | 0
-28.1936 | 0 | 0
-28.1507 | 0 | 0
-28.1077 | 0 | 0
-28.0648 | 0 | 0
-28.0219 | 0 | 0
-27.979 | 0 | 0
-27.9361 | 0 | 0
-27.8932 | 0 | 0
-27.8503 | 0 | 0
-27.8074 | 0 | 0
-27.7645 | 0 | 0
-27.7215 | 0 | 0
-27.6786 | 0 | 0
-27.6357 | 0 | 0
-27.5928 | 0 | 0
-27.5499 | 0 | 0
-27.507 | 0 | 0
-27.4641 | 0 | 0
-27.4212 | 0 | 0
-27.3782 | 0 | 0
-27.3353 | 0 | 0
-27.2924 | 0 | 0
-27.2495 | 0 | 0
-27.2066 | 0 | 0
-27.1637 | 0 | 0
-27.1208 | 0 | 0
-27.0779 | 101.2597 | 105.4619
-27.0349 | 219.7464 | 228.8659
-26.992 | 344.5573 | 358.8564
-26.9491 | 466.6237 | 485.9885
-26.9062 | 587.7206 | 612.111
-26.8633 | 704.7457 | 733.9926
-26.8204 | 828.9898 | 863.3929
-26.7775 | 850.2739 | 885.5603
-26.7345 | 853.5701 | 888.9932
-26.6916 | 856.941 | 892.504
-26.6487 | 857.8955 | 893.4982
-26.6058 | 861.4155 | 897.1642
-26.5629 | 873.0942 | 909.3277
-26.52 | 880.5368 | 917.0791
-26.4771 | 889.9484 | 926.8813
-26.4342 | 902.6413 | 940.1009
-26.3912 | 908.7267 | 946.4388
-26.3483 | 919.7044 | 957.8721
-26.3054 | 932.6061 | 971.3092
-26.2625 | 945.5822 | 984.8239
-26.2196 | 953.7111 | 993.2901
-26.1767 | 958.2453 | 998.0125
-26.1338 | 957.9918 | 997.7485
-26.0909 | 964.0474 | 1004.0554
-26.048 | 966.9409 | 1007.0689
-26.005 | 962.1084 | 1002.0359
-25.9621 | 957.1864 | 996.9096
-25.9192 | 956.2617 | 995.9465
-25.8763 | 965.867 | 1005.9505
-25.8334 | 980.2006 | 1020.879
-25.7905 | 986.2412 | 1027.1703
-25.7476 | 989.985 | 1031.0694
-25.7047 | 1005.9592 | 1047.7065
-25.6617 | 1017.3993 | 1059.6213
-25.6188 | 1023.9172 | 1066.4098
-25.5759 | 1030.0027 | 1072.7478
-25.533 | 1032.3742 | 1075.2177
-25.4901 | 1041.01 | 1084.2119
-25.4472 | 1049.7508 | 1093.3154
-25.4043 | 1057.536 | 1101.4237
-25.3614 | 1060.8177 | 1104.8417
-25.3184 | 1077.7317 | 1122.4576
-25.2755 | 1087.7103 | 1132.8503
-25.2326 | 1099.7615 | 1145.4016
-25.1897 | 1105.0263 | 1150.8849
-25.1468 | 1123.238 | 1169.8523
-25.1039 | 1136.9306 | 1184.1132
-25.061 | 1151.7855 | 1199.5846
-25.018 | 1153.933 | 1201.8213
-24.9751 | 1159.4967 | 1207.6159
-24.9322 | 1161.6152 | 1209.8222
-24.8893 | 1164.2991 | 1212.6175
-24.8464 | 1165.2989 | 1213.6588
-24.8035 | 1170.1763 | 1218.7386
-24.7606 | 1183.8835 | 1233.0146
-24.7177 | 1195.5618 | 1245.1776
-24.6747 | 1202.9898 | 1252.9139
-24.6318 | 1216.8011 | 1267.2984
-24.5889 | 1231.9851 | 1283.1125
-24.546 | 1247.139 | 1298.8952
-24.5031 | 1256.6104 | 1308.7597
-24.4602 | 1263.6051 | 1316.0447
-24.4173 | 1276.8051 | 1329.7925
-24.3744 | 1289.1854 | 1342.6866
-24.3314 | 1299.7149 | 1353.6531
-24.2885 | 1310.2299 | 1364.6045
-24.2456 | 1324.6839 | 1379.6582
-24.2027 | 1345.1472 | 1400.9709
-24.1598 | 1356.184 | 1412.4657
-24.1169 | 1363.9401 | 1420.5436
-24.074 | 1377.364 | 1434.5246
-24.0311 | 1384.4337 | 1441.8877
-23.9881 | 1395.083 | 1452.9789
-23.9452 | 1405.7178 | 1464.055
-23.9023 | 1406.8957 | 1465.2819
-23.8594 | 1415.6214 | 1474.3697
-23.8165 | 1426.9873 | 1486.2072
-23.7736 | 1433.0123 | 1492.4824
-23.7307 | 1443.0951 | 1502.9836
-23.6878 | 1454.0881 | 1514.4328
-23.6448 | 1458.7561 | 1519.2945
-23.6019 | 1473.1351 | 1534.2702
-23.559 | 1478.5342 | 1539.8934
-23.5161 | 1482.9491 | 1544.4915
-23.4732 | 1502.4877 | 1564.8409
-23.4303 | 1523.4739 | 1586.6981
-23.3874 | 1542.6104 | 1606.6288
-23.3444 | 1558.033 | 1622.6913
-23.3015 | 1565.0423 | 1629.9915
-23.2586 | 1583.9996 | 1649.7356
-23.2157 | 1609.1321 | 1675.9111
-23.1728 | 1620.1095 | 1687.344
-23.1299 | 1631.4452 | 1699.1502
-23.087 | 1640.6479 | 1708.7348
-23.0441 | 1650.388 | 1718.8791
-23.0011 | 1668.0622 | 1737.2868
-22.9582 | 1682.7088 | 1752.5413
-22.9153 | 1697.997 | 1768.4639
-22.8724 | 1709.2577 | 1780.1919
-22.8295 | 1724.1137 | 1795.6644
-22.7866 | 1734.2266 | 1806.1971
-22.7437 | 1752.7664 | 1825.5062
-22.7008 | 1765.6227 | 1838.896
-22.6578 | 1781.8659 | 1855.8133
-22.6149 | 1790.7103 | 1865.0248
-22.572 | 1801.494 | 1876.256
-22.5291 | 1810.8311 | 1885.9805
-22.4862 | 1833.7263 | 1909.826
-22.4433 | 1853.041 | 1929.9422
-22.4004 | 1872.7441 | 1950.4629
-22.3575 | 1888.9571 | 1967.3488
-22.3146 | 1903.6485 | 1982.6499
-22.2716 | 1922.308 | 2002.0838
-22.2287 | 1944.293 | 2024.9812
-22.1858 | 1951.6752 | 2032.6697
-22.1429 | 1957.4628 | 2038.6975
-22.1 | 1976.2712 | 2058.2865
-22.0571 | 1997.2273 | 2080.1122
-22.0142 | 2016.3336 | 2100.0114
-21.9713 | 2035.0972 | 2119.5538
-21.9283 | 2048.4305 | 2133.4404
-21.8854 | 2063.8083 | 2149.4563
-21.8425 | 2085.1528 | 2171.6866
-21.7996 | 2100.4399 | 2187.6082
-21.7567 | 2113.3566 | 2201.0609
-21.7138 | 2134.6261 | 2223.2131
-21.6709 | 2157.7901 | 2247.3384
-21.6279 | 2178.0598 | 2268.4493
-21.585 | 2206.9062 | 2298.4928
-21.5421 | 2228.5621 | 2321.0475
-21.4992 | 2242.8213 | 2335.8984
-21.4563 | 2260.9736 | 2354.804
-21.4134 | 2274.8297 | 2369.2352
-21.3705 | 2288.0151 | 2382.9677
-21.3276 | 2303.0044 | 2398.5791
-21.2846 | 2322.946 | 2419.3482
-21.2417 | 2347.7503 | 2445.182
-21.1988 | 2368.4522 | 2466.743
-21.1559 | 2392.765 | 2492.0648
-21.113 | 2422.0437 | 2522.5585
-21.0701 | 2451.8733 | 2553.626
-21.0272 | 2481.63 | 2584.6176
-20.9843 | 2507.2092 | 2611.2584
-20.9413 | 2531.1627 | 2636.2059
-20.8984 | 2548.9869 | 2654.7698
-20.8555 | 2558.3989 | 2664.5725
-20.8126 | 2581.263 | 2688.3854
-20.7697 | 2599.9975 | 2707.8974
-20.7268 | 2621.3555 | 2730.1418
-20.6839 | 2636.8676 | 2746.2976
-20.641 | 2649.3812 | 2759.3306
-20.5981 | 2674.5585 | 2785.5526
-20.5551 | 2711.7723 | 2824.3108
-20.5122 | 2735.9945 | 2849.5382
-20.4693 | 2764.5868 | 2879.3171
-20.4264 | 2793.0155 | 2908.9257
-20.3835 | 2823.4273 | 2940.5996
-20.3406 | 2858.7467 | 2977.3847
-20.2977 | 2898.8538 | 3019.1563
-20.2548 | 2931.5934 | 3053.2545
-20.2118 | 2954.548 | 3077.1618
-20.1689 | 2981.9166 | 3105.6661
-20.126 | 3013.2543 | 3138.3043
-20.0831 | 3047.7529 | 3174.2347
-20.0402 | 3072.751 | 3200.2702
-19.9973 | 3092.1406 | 3220.4644
-19.9544 | 3108.4432 | 3237.4436
-19.9114 | 3130.2189 | 3260.123
-19.8685 | 3156.7834 | 3287.7899
-19.8256 | 3177.9487 | 3309.8336
-19.7827 | 3201.2763 | 3334.1292
-19.7398 | 3233.493 | 3367.6829
-19.6969 | 3270.6318 | 3406.363
-19.654 | 3314.1696 | 3451.7077
-19.6111 | 3354.6194 | 3493.8361
-19.5681 | 3393.131 | 3533.9459
-19.5252 | 3430.9405 | 3573.3246
-19.4823 | 3459.5776 | 3603.1501
-19.4394 | 3495.1803 | 3640.2302
-19.3965 | 3511.4683 | 3657.1942
-19.3536 | 3544.789 | 3691.8977
-19.3107 | 3570.2495 | 3718.4149
-19.2678 | 3592.5918 | 3741.6843
-19.2248 | 3623.4972 | 3773.8724
-19.1819 | 3667.6162 | 3819.8223
-19.139 | 3705.7393 | 3859.5275
-19.0961 | 3750.8883 | 3906.5502
-19.0532 | 3795.6186 | 3953.1368
-19.0103 | 3839.4543 | 3998.7917
-18.9674 | 3881.2018 | 4042.2717
-18.9245 | 3923.5909 | 4086.4199
-18.8815 | 3962.6398 | 4127.0894
-18.8386 | 4005.6996 | 4171.9361
-18.7957 | 4054.4126 | 4222.6708
-18.7528 | 4079.6951 | 4249.0024
-18.7099 | 4122.7996 | 4293.8958
-18.667 | 4169.3505 | 4342.3786
-18.6241 | 4216.6908 | 4391.6835
-18.5812 | 4266.0757 | 4443.1178
-18.5382 | 4303.0052 | 4481.5799
-18.4953 | 4343.6497 | 4523.9112
-18.4524 | 4386.1731 | 4568.1993
-18.4095 | 4436.0505 | 4620.1466
-18.3666 | 4488.7754 | 4675.0596
-18.3237 | 4528.0619 | 4715.9764
-18.2808 | 4562.8292 | 4752.1866
-18.2379 | 4601.7282 | 4792.6999
-18.1949 | 4643.7298 | 4836.4446
-18.152 | 4685.3429 | 4879.7847
-18.1091 | 4721.9308 | 4917.891
-18.0662 | 4759.1134 | 4956.6166
-18.0233 | 4806.5746 | 5006.0474
-17.9804 | 4852.8568 | 5054.2503
-17.9375 | 4893.0087 | 5096.0685
-17.8945 | 4930.4006 | 5135.0122
-17.8516 | 4985.1252 | 5192.0079
-17.8087 | 5040.8933 | 5250.0904
-17.7658 | 5095.3034 | 5306.7585
-17.7229 | 5146.7024 | 5360.2906
-17.68 | 5196.534 | 5412.1902
-17.6371 | 5257.3139 | 5475.4924
-17.5942 | 5319.1228 | 5539.8664
-17.5512 | 5372.8475 | 5595.8207
-17.5083 | 5427.5262 | 5652.7686
-17.4654 | 5481.6238 | 5709.1112
-17.4225 | 5531.143 | 5760.6854
-17.3796 | 5578.9166 | 5810.4416
-17.3367 | 5617.248 | 5850.3638
-17.2938 | 5662.2918 | 5897.2769
-17.2509 | 5718.4037 | 5955.7174
-17.208 | 5771.6358 | 6011.1586
-17.165 | 5826.2406 | 6068.0296
-17.1221 | 5883.3668 | 6127.5266
-17.0792 | 5947.592 | 6194.4171
-17.0363 | 6032.0858 | 6282.4173
-16.9934 | 6098.3252 | 6351.4056
-16.9505 | 6144.6521 | 6399.6552
-16.9076 | 6196.2282 | 6453.3717
-16.8647 | 6235.247 | 6494.0097
-16.8217 | 6295.8331 | 6557.1102
-16.7788 | 6361.6684 | 6625.6777
-16.7359 | 6411.5896 | 6677.6706
-16.693 | 6485.6444 | 6754.7987
-16.6501 | 6562.1291 | 6834.4574
-16.6072 | 6624.4462 | 6899.3607
-16.5643 | 6697.7688 | 6975.7262
-16.5214 | 6752.0903 | 7032.3021
-16.4784 | 6792.436 | 7074.322
-16.4355 | 6850.6204 | 7134.9211
-16.3926 | 6903.5546 | 7190.0521
-16.3497 | 6967.1538 | 7256.2907
-16.3068 | 7049.3063 | 7341.8525
-16.2639 | 7122.3311 | 7417.9078
-16.221 | 7210.4659 | 7509.7003
-16.178 | 7307.6983 | 7610.9678
-16.1351 | 7391.8942 | 7698.6578
-16.0922 | 7464.9054 | 7774.699
-16.0493 | 7531.2636 | 7843.811
-16.0064 | 7599.0225 | 7914.3819
-15.9635 | 7655.4781 | 7973.1804
-15.9206 | 7712.7668 | 8032.8466
-15.8777 | 7783.9117 | 8106.944
-15.8347 | 7848.7648 | 8174.4886
-15.7918 | 7932.6025 | 8261.8055
-15.7489 | 8011.4305 | 8343.9048
-15.706 | 8087.9005 | 8423.5484
-15.6631 | 8177.3622 | 8516.7228
-15.6202 | 8254.5041 | 8597.066
-15.5773 | 8320.1154 | 8665.4002
-15.5344 | 8400.7775 | 8749.4098
-15.4915 | 8468.6573 | 8820.1066
-15.4485 | 8540.4135 | 8894.8407
-15.4056 | 8610.8887 | 8968.2406
-15.3627 | 8687.867 | 9048.4135
-15.3198 | 8762.7259 | 9126.379
-15.2769 | 8850.994 | 9218.3103
-15.234 | 8947.5557 | 9318.8792
-15.1911 | 9045.6098 | 9421.0026
-15.1481 | 9149.0911 | 9528.7784
-15.1052 | 9252.1996 | 9636.1659
-15.0623 | 9349.2383 | 9737.2316
-15.0194 | 9437.0742 | 9828.7128
-14.9765 | 9508.1607 | 9902.7494
-14.9336 | 9564.9423 | 9961.8874
-14.8907 | 9634.9842 | 10034.836
-14.8478 | 9715.2891 | 10118.4736
-14.8049 | 9795.9053 | 10202.4354
-14.7619 | 9877.6558 | 10287.5785
-14.719 | 9967.2217 | 10380.8614
-14.6761 | 10044.752 | 10461.6092
-14.6332 | 10138.0172 | 10558.745
-14.5903 | 10223.8243 | 10648.1131
-14.5474 | 10296.4471 | 10723.7497
-14.5045 | 10379.1672 | 10809.9026
-14.4616 | 10473.9697 | 10908.6395
-14.4186 | 10581.4421 | 11020.572
-14.3757 | 10703.7559 | 11147.9617
-14.3328 | 10797.3138 | 11245.4023
-14.2899 | 10881.8107 | 11333.4059
-14.247 | 10979.743 | 11435.4023
-14.2041 | 11067.9268 | 11527.2457
-14.1612 | 11152.1529 | 11614.9672
-14.1182 | 11228.3178 | 11694.293
-14.0753 | 11305.4617 | 11774.6383
-14.0324 | 11410.6011 | 11884.141
-13.9895 | 11526.6867 | 12005.0442
-13.9466 | 11618.4949 | 12100.6624
-13.9037 | 11702.4815 | 12188.1345
-13.8608 | 11791.9567 | 12281.3229
-13.8179 | 11886.0354 | 12379.3059
-13.7749 | 11975.8023 | 12472.7981
-13.732 | 12052.0505 | 12552.2106
-13.6891 | 12137.1098 | 12640.7999
-13.6462 | 12241.5931 | 12749.6192
-13.6033 | 12360.0742 | 12873.0172
-13.5604 | 12467.6194 | 12985.0257
-13.5175 | 12571.9153 | 13093.6497
-13.4746 | 12683.0954 | 13209.4438
-13.4316 | 12797.1709 | 13328.2535
-13.3887 | 12889.8956 | 13424.8263
-13.3458 | 12972.2783 | 13510.6278
-13.3029 | 13059.8372 | 13601.8204
-13.26 | 13143.3551 | 13688.8043
-13.2171 | 13219.1658 | 13767.7612
-13.1742 | 13285.5511 | 13836.9014
-13.1313 | 13351.0927 | 13905.163
-13.0883 | 13417.1238 | 13973.9344
-13.0454 | 13485.04 | 14044.6691
-13.0025 | 13551.4148 | 14113.7985
-12.9596 | 13638.5675 | 14204.568
-12.9167 | 13723.8976 | 14293.4393
-12.8738 | 13815.5392 | 14388.884
-12.8309 | 13938.1133 | 14516.545
-12.788 | 14064.9055 | 14648.5991
-12.745 | 14179.0227 | 14767.4521
-12.7021 | 14272.8826 | 14865.2073
-12.6592 | 14344.0692 | 14939.348
-12.6163 | 14421.2131 | 15019.6934
-12.5734 | 14519.9056 | 15122.4817
-12.5305 | 14602.0591 | 15208.0446
-12.4876 | 14687.8058 | 15297.3498
-12.4446 | 14787.0712 | 15400.7346
-12.4017 | 14867.1209 | 15484.1064
-12.3588 | 14956.2524 | 15576.9369
-12.3159 | 15040.6348 | 15664.8211
-12.273 | 15115.3728 | 15742.6608
-12.2301 | 15173.1969 | 15802.8846
-12.1872 | 15204.5461 | 15835.5347
-12.1443 | 15220.5643 | 15852.2177
-12.1014 | 15264.5677 | 15898.0473
-12.0584 | 15327.943 | 15964.0526
-12.0155 | 15401.9415 | 16041.1221
-11.9726 | 15437.4567 | 16078.1111
-11.9297 | 15505.6437 | 16149.1279
-11.8868 | 15585.5892 | 16232.3912
-11.8439 | 15677.5849 | 16328.2047
-11.801 | 15753.5832 | 16407.3569
-11.7581 | 15826.4569 | 16483.2549
-11.7151 | 15906.7254 | 16566.8545
-11.6722 | 16015.885 | 16680.5442
-11.6293 | 16088.0505 | 16755.7046
-11.5864 | 16196.0749 | 16868.212
-11.5435 | 16308.3382 | 16985.1342
-11.5006 | 16427.0171 | 17108.7383
-11.4577 | 16516.9298 | 17202.3824
-11.4147 | 16597.8439 | 17286.6544
-11.3718 | 16688.0378 | 17380.5914
-11.3289 | 16788.0531 | 17484.7573
-11.286 | 16869.54 | 17569.6259
-11.2431 | 16957.8384 | 17661.5887
-11.2002 | 17058.8014 | 17766.7417
-11.1573 | 17158.7437 | 17870.8316
-11.1144 | 17255.2179 | 17971.3094
-11.0715 | 17363.6068 | 18084.1965
-11.0285 | 17446.2394 | 18170.2583
-10.9856 | 17498.0853 | 18224.2558
-10.9427 | 17535.6418 | 18263.3709
-10.8998 | 17578.6557 | 18308.1699
-10.8569 | 17636.886 | 18368.8167
-10.814 | 17695.5328 | 18429.8975
-10.7711 | 17740.4527 | 18476.6815
-10.7281 | 17807.8899 | 18546.9173
-10.6852 | 17886.2107 | 18628.4884
-10.6423 | 17961.7194 | 18707.1308
-10.5994 | 18021.4599 | 18769.3504
-10.5565 | 18085.3246 | 18835.8656
-10.5136 | 18162.5831 | 18916.3303
-10.4707 | 18191.8909 | 18946.8544
-10.4278 | 18235.4152 | 18992.1849
-10.3849 | 18281.5641 | 19040.249
-10.3419 | 18302.7794 | 19062.3448
-10.299 | 18382.725 | 19145.608
-10.2561 | 18423.5413 | 19188.1183
-10.2132 | 18463.3996 | 19229.6306
-10.1703 | 18541.5225 | 19310.9956
-10.1274 | 18598.2009 | 19370.0262
-10.0845 | 18657.9726 | 19432.2784
-10.0416 | 18761.5498 | 19540.1541
-9.9986 | 18811.1668 | 19591.8302
-9.9557 | 18879.5725 | 19663.0748
-9.9128 | 18937.8965 | 19723.8192
-9.8699 | 19010.2704 | 19799.1966
-9.827 | 19073.0624 | 19864.5945
-9.7841 | 19106.7653 | 19899.6961
-9.7412 | 19137.3438 | 19931.5436
-9.6982 | 19158.1217 | 19953.1838
-9.6553 | 19217.8413 | 20015.3817
-9.6124 | 19241.9312 | 20040.4714
-9.5695 | 19254.2626 | 20053.3145
-9.5266 | 19291.9753 | 20092.5923
-9.4837 | 19357.6523 | 20160.9948
-9.4408 | 19411.352 | 20216.9231
-9.3979 | 19468.8012 | 20276.7564
-9.3549 | 19492.1308 | 20301.0542
-9.312 | 19547.7781 | 20359.0109
-9.2691 | 19593.1354 | 20406.2506
-9.2262 | 19605.0814 | 20418.6923
-9.1833 | 19654.459 | 20470.119
-9.1404 | 19723.677 | 20542.2096
-9.0975 | 19782.1052 | 20603.0626
-9.0546 | 19838.1796 | 20661.464
-9.0116 | 19895.7328 | 20721.4058
-8.9687 | 19927.0195 | 20753.9908
-8.9258 | 20007.1838 | 20837.4819
-8.8829 | 20053.4576 | 20885.6761
-8.84 | 20059.8837 | 20892.3688
-8.7971 | 20078.1516 | 20911.3949
-8.7542 | 20113.2293 | 20947.9283
-8.7113 | 20145.9116 | 20981.9669
-8.6683 | 20222.8159 | 21062.0628
-8.6254 | 20284.4935 | 21126.3
-8.5825 | 20316.0822 | 21159.1997
-8.5396 | 20347.8376 | 21192.2728
-8.4967 | 20384.6963 | 21230.6612
-8.4538 | 20425.2731 | 21272.9219
-8.4109 | 20453.1957 | 21302.0033
-8.368 | 20463.3399 | 21312.5685
-8.325 | 20468.4849 | 21317.9271
-8.2821 | 20503.8647 | 21354.7751
-8.2392 | 20551.0238 | 21403.8913
-8.1963 | 20580.2275 | 21434.3069
-8.1534 | 20584.2893 | 21438.5373
-8.1105 | 20601.9219 | 21456.9017
-8.0676 | 20640.9782 | 21497.5788
-8.0247 | 20668.4634 | 21526.2046
-7.9817 | 20685.1794 | 21543.6144
-7.9388 | 20701.281 | 21560.3842
-7.8959 | 20719.1636 | 21579.0089
-7.853 | 20770.8011 | 21632.7894
-7.8101 | 20819.6475 | 21683.6629
-7.7672 | 20824.2405 | 21688.4465
-7.7243 | 20828.2815 | 21692.6552
-7.6814 | 20833.1141 | 21697.6883
-7.6384 | 20845.0393 | 21710.1084
-7.5955 | 20881.1272 | 21747.694
-7.5526 | 20897.9995 | 21765.2665
-7.5097 | 20901.0303 | 21768.4231
-7.4668 | 20920.1314 | 21788.3169
-7.4239 | 20945.6377 | 21814.8817
-7.381 | 20988.5371 | 21859.5614
-7.3381 | 21012.2625 | 21884.2714
-7.2951 | 20997.0983 | 21868.4778
-7.2522 | 20991.62 | 21862.7722
-7.2093 | 21011.9188 | 21883.9134
-7.1664 | 21033.9674 | 21906.877
-7.1235 | 21039.5915 | 21912.7345
-7.0806 | 21041.362 | 21914.5785
-7.0377 | 21070.7219 | 21945.1569
-6.9948 | 21115.7459 | 21992.0494
-6.9518 | 21136.3364 | 22013.4944
-6.9089 | 21174.3199 | 22053.0542
-6.866 | 21222.0206 | 22102.7345
-6.8231 | 21285.1876 | 22168.5229
-6.7802 | 21317.2658 | 22201.9323
-6.7373 | 21336.6689 | 22222.1407
-6.6944 | 21351.4791 | 22237.5654
-6.6515 | 21374.9545 | 22262.0151
-6.6085 | 21359.8111 | 22246.2432
-6.5656 | 21334.9921 | 22220.3943
-6.5227 | 21298.4563 | 22182.3422
-6.4798 | 21282.0943 | 22165.3012
-6.4369 | 21273.2207 | 22156.0594
-6.394 | 21290.3742 | 22173.9248
-6.3511 | 21310.4856 | 22194.8708
-6.3082 | 21327.7537 | 22212.8555
-6.2652 | 21371.2155 | 22258.1209
-6.2223 | 21423.4363 | 22312.5089
-6.1794 | 21514.8175 | 22407.6824
-6.1365 | 21571.0377 | 22466.2357
-6.0936 | 21591.8677 | 22487.9302
-6.0507 | 21600.0643 | 22496.4669
-6.0078 | 21624.175 | 22521.5783
-5.9649 | 21651.0145 | 22549.5315
-5.9219 | 21672.5943 | 22572.007
-5.879 | 21668.8345 | 22568.0911
-5.8361 | 21698.5485 | 22599.0383
-5.7932 | 21727.2002 | 22628.879
-5.7503 | 21756.133 | 22659.0126
-5.7074 | 21792.2106 | 22696.5873
-5.6645 | 21807.3332 | 22712.3375
-5.6216 | 21812.4678 | 22717.6852
-5.5786 | 21813.1656 | 22718.412
-5.5357 | 21808.9475 | 22714.0188
-5.4928 | 21817.1233 | 22722.5339
-5.4499 | 21837.2138 | 22743.4582
-5.407 | 21840.6091 | 22746.9944
-5.3641 | 21834.7663 | 22740.9091
-5.3212 | 21830.0691 | 22736.017
-5.2782 | 21811.9574 | 22717.1537
-5.2353 | 21795.7309 | 22700.2537
-5.1924 | 21781.7435 | 22685.6859
-5.1495 | 21755.8831 | 22658.7522
-5.1066 | 21750.0194 | 22652.6452
-5.0637 | 21755.9143 | 22658.7848
-5.0208 | 21771.0369 | 22674.5349
-4.9779 | 21811.4263 | 22716.6005
-4.9349 | 21854.4402 | 22761.3995
-4.892 | 21878.4676 | 22786.424
-4.8491 | 21925.1789 | 22835.0738
-4.8062 | 21988.7104 | 22901.2419
-4.7633 | 22049.5444 | 22964.6005
-4.7204 | 22089.8921 | 23006.6227
-4.6775 | 22101.9735 | 23019.2054
-4.6346 | 22104.3898 | 23021.722
-4.5916 | 22119.3353 | 23037.2878
-4.5487 | 22135.4786 | 23054.101
-4.5058 | 22117.4606 | 23035.3353
-4.4629 | 22069.5516 | 22985.438
-4.42 | 22059.0429 | 22974.4932
-4.3771 | 22047.4406 | 22962.4094
-4.3342 | 22033.1408 | 22947.5161
-4.2913 | 22013.6439 | 22927.2101
-4.2483 | 21985.9609 | 22898.3782
-4.2054 | 21998.6359 | 22911.5793
-4.1625 | 22038.1921 | 22952.777
-4.1196 | 22044.2224 | 22959.0576
-4.0767 | 22036.5986 | 22951.1174
-4.0338 | 22040.3272 | 22955.0007
-3.9909 | 22087.5175 | 23004.1495
-3.948 | 22118.8563 | 23036.7888
-3.905 | 22110.5763 | 23028.1652
-3.8621 | 22105.3688 | 23022.7416
-3.8192 | 22107.5247 | 23024.987
-3.7763 | 22134.2913 | 23052.8644
-3.7334 | 22168.1817 | 23088.1612
-3.6905 | 22173.3892 | 23093.5848
-3.6476 | 22178.9925 | 23099.4206
-3.6047 | 22178.0135 | 23098.401
-3.5617 | 22169.3065 | 23089.3327
-3.5188 | 22164.349 | 23084.1695
-3.4759 | 22163.245 | 23083.0196
-3.433 | 22151.2052 | 23070.4803
-3.3901 | 22126.6779 | 23044.935
-3.3472 | 22098.7553 | 23015.8536
-3.3043 | 22109.9098 | 23027.471
-3.2614 | 22134.6975 | 23053.2874
-3.2184 | 22167.5255 | 23087.4779
-3.1755 | 22212.5808 | 23134.4029
-3.1326 | 22250.5748 | 23173.9736
-3.0897 | 22280.6429 | 23205.2895
-3.0468 | 22322.4174 | 23248.7977
-3.0039 | 22334.7904 | 23261.6842
-2.961 | 22307.6073 | 23233.373
-2.9181 | 22282.4134 | 23207.1336
-2.8751 | 22235.4209 | 23158.1909
-2.8322 | 22174.6077 | 23094.854
-2.7893 | 22156.3294 | 23075.8171
-2.7464 | 22167.6609 | 23087.6189
-2.7035 | 22180.4714 | 23100.961
-2.6606 | 22209.0918 | 23130.7691
-2.6177 | 22230.026 | 23152.572
-2.5748 | 22264.208 | 23188.1726
-2.5318 | 22301.6395 | 23227.1575
-2.4889 | 22311.5025 | 23237.4299
-2.446 | 22290.0372 | 23215.0737
-2.4031 | 22274.8834 | 23199.291
-2.3602 | 22269.4259 | 23193.6071
-2.3173 | 22245.8047 | 23169.0056
-2.2744 | 22216.5802 | 23138.5683
-2.2315 | 22211.9768 | 23133.7738
-2.1885 | 22210.1958 | 23131.9189
-2.1456 | 22205.2278 | 23126.7448
-2.1027 | 22192.1674 | 23113.1424
-2.0598 | 22190.8447 | 23111.7648
-2.0169 | 22209.7063 | 23131.4091
-1.974 | 22220.1213 | 23142.2563
-1.9311 | 22222.7042 | 23144.9464
-1.8882 | 22247.8564 | 23171.1425
-1.8452 | 22251.1997 | 23174.6244
-1.8023 | 22234.3794 | 23157.1062
-1.7594 | 22222.2668 | 23144.4909
-1.7165 | 22229.651 | 23152.1815
-1.6736 | 22251.5225 | 23174.9607
-1.6307 | 22274.5709 | 23198.9656
-1.5878 | 22282.955 | 23207.6976
-1.5449 | 22286.694 | 23211.5918
-1.5019 | 22315.1686 | 23241.2481
-1.459 | 22338.8315 | 23265.893
-1.4161 | 22355.8496 | 23283.6173
-1.3732 | 22373.7009 | 23302.2095
-1.3303 | 22382.262 | 23311.1259
-1.2874 | 22400.9361 | 23330.575
-1.2445 | 22470.9145 | 23403.4574
-1.2016 | 22527.9054 | 23462.8134
-1.1586 | 22565.6702 | 23502.1455
-1.1157 | 22585.3649 | 23522.6576
-1.0728 | 22616.9328 | 23555.5355
-1.0299 | 22690.2023 | 23631.8457
-0.98699 | 22720.2808 | 23663.1725
-0.94408 | 22731.9977 | 23675.3756
-0.90116 | 22747.6723 | 23691.7007
-0.85825 | 22752.7861 | 23697.0267
-0.81534 | 22744.2249 | 23688.1103
-0.77243 | 22728.8628 | 23672.1106
-0.72951 | 22705.6269 | 23647.9105
-0.6866 | 22707.1267 | 23649.4725
-0.64369 | 22687.6194 | 23629.1556
-0.60078 | 22678.0168 | 23619.1545
-0.55786 | 22699.805 | 23641.8469
-0.51495 | 22751.0572 | 23695.226
-0.47204 | 22795.4459 | 23741.4569
-0.42913 | 22791.1028 | 23736.9336
-0.38621 | 22778.6882 | 23724.0037
-0.3433 | 22803.7258 | 23750.0804
-0.30039 | 22822.577 | 23769.7139
-0.25748 | 22799.0078 | 23745.1666
-0.21456 | 22752.4424 | 23696.6687
-0.17165 | 22745.256 | 23689.1841
-0.12874 | 22801.6949 | 23747.9652
-0.085825 | 22858.9253 | 23807.5707
-0.042913 | 22873.1522 | 23822.388
4.2633e-13 | 22863.133 | 23811.953
0.042913 | 22876.3704 | 23825.7398
0.085825 | 22896.461 | 23846.6641
0.12874 | 22850.9578 | 23799.2726
0.17165 | 22745.5372 | 23689.477
0.21456 | 22663.0296 | 23603.5453
0.25748 | 22625.2023 | 23564.1482
0.30039 | 22612.1836 | 23550.5892
0.3433 | 22594.2385 | 23531.8994
0.38621 | 22572.0441 | 23508.784
0.42913 | 22558.3693 | 23494.5416
0.47204 | 22566.6283 | 23503.1434
0.51495 | 22579.6679 | 23516.7241
0.55786 | 22589.0518 | 23526.4975
0.60078 | 22589.031 | 23526.4758
0.64369 | 22589.833 | 23527.311
0.6866 | 22599.1544 | 23537.0193
0.72951 | 22601.5707 | 23539.5359
0.77243 | 22592.4055 | 23529.9903
0.81534 | 22566.4929 | 23503.0024
0.85825 | 22525.1662 | 23459.9606
0.90116 | 22469.7064 | 23402.1992
0.94408 | 22440.6277 | 23371.9137
0.98699 | 22415.3296 | 23345.5658
1.0299 | 22407.9246 | 23337.8534
1.0728 | 22423.9324 | 23354.5256
1.1157 | 22444.0959 | 23375.5258
1.1586 | 22441.7108 | 23373.0418
1.2016 | 22473.3204 | 23405.9632
1.2445 | 22509.8354 | 23443.9935
1.2874 | 22545.7775 | 23481.4273
1.3303 | 22573.4918 | 23510.2917
1.3732 | 22575.4707 | 23512.3527
1.4161 | 22556.8591 | 23492.9687
1.459 | 22549.9331 | 23485.7553
1.5019 | 22526.8222 | 23461.6853
1.5449 | 22485.7559 | 23418.9147
1.5878 | 22430.4939 | 23361.3594
1.6307 | 22372.2532 | 23300.7017
1.6736 | 22374.9194 | 23303.4786
1.7165 | 22373.4301 | 23301.9274
1.7594 | 22367.0665 | 23295.2998
1.8023 | 22362.3069 | 23290.3426
1.8452 | 22357.0056 | 23284.8214
1.8882 | 22363.4213 | 23291.5033
1.9311 | 22391.5105 | 23320.7582
1.974 | 22376.1797 | 23304.7911
2.0169 | 22369.3578 | 23297.6862
2.0598 | 22366.9311 | 23295.1588
2.1027 | 22370.0452 | 23298.4021
2.1456 | 22338.6336 | 23265.6869
2.1885 | 22323.4173 | 23249.8391
2.2315 | 22320.6365 | 23246.9429
2.2744 | 22321.6155 | 23247.9625
2.3173 | 22340.9665 | 23268.1167
2.3602 | 22369.2745 | 23297.5994
2.4031 | 22385.7406 | 23314.7489
2.446 | 22428.7337 | 23359.5262
2.4889 | 22440.8985 | 23372.1958
2.5318 | 22422.9534 | 23353.506
2.5748 | 22411.9968 | 23342.0947
2.6177 | 22389.6046 | 23318.7732
2.6606 | 22367.3477 | 23295.5927
2.7035 | 22346.0491 | 23273.4101
2.7464 | 22311.0755 | 23236.9851
2.7893 | 22287.7771 | 23212.7199
2.8322 | 22273.9044 | 23198.2714
2.8751 | 22240.3993 | 23163.3759
2.9181 | 22204.051 | 23125.5191
2.961 | 22159.4018 | 23079.017
3.0039 | 22113.8154 | 23031.5387
3.0468 | 22100.6612 | 23017.8387
3.0897 | 22105.6709 | 23023.0562
3.1326 | 22127.1674 | 23045.4449
3.1755 | 22164.7968 | 23084.6359
3.2184 | 22178.253 | 23098.6505
3.2614 | 22169.3169 | 23089.3436
3.3043 | 22157.9542 | 23077.5093
3.3472 | 22156.1003 | 23075.5785
3.3901 | 22166.8902 | 23086.8162
3.433 | 22175.0035 | 23095.2662
3.4759 | 22170.7021 | 23090.7863
3.5188 | 22193.9067 | 23114.9539
3.5617 | 22245.1798 | 23168.3547
3.6047 | 22305.4931 | 23231.171
3.6476 | 22361.9736 | 23289.9955
3.6905 | 22386.4801 | 23315.519
3.7334 | 22376.4296 | 23305.0514
3.7763 | 22342.2163 | 23269.4183
3.8192 | 22326.3022 | 23252.8438
3.8621 | 22327.6978 | 23254.2973
3.905 | 22304.087 | 23229.7066
3.948 | 22251.8141 | 23175.2644
3.9909 | 22210.4666 | 23132.201
4.0338 | 22200.4265 | 23121.7442
4.0767 | 22197.1771 | 23118.3599
4.1196 | 22178.2218 | 23098.618
4.1625 | 22150.7886 | 23070.0464
4.2054 | 22137.0096 | 23055.6955
4.2483 | 22135.3953 | 23054.0142
4.2913 | 22140.4257 | 23059.2534
4.3342 | 22150.2262 | 23069.4606
4.3771 | 22181.2525 | 23101.7745
4.42 | 22205.1862 | 23126.7014
4.4629 | 22221.8918 | 23144.1004
4.5058 | 22234.4315 | 23157.1604
4.5487 | 22226.7869 | 23149.1986
4.5916 | 22184.6478 | 23105.3107
4.6346 | 22144.0189 | 23062.9957
4.6775 | 22106.1812 | 23023.5877
4.7204 | 22076.0714 | 22992.2284
4.7633 | 22047.3677 | 22962.3334
4.8062 | 22033.547 | 22947.9392
4.8491 | 22048.9924 | 22964.0256
4.892 | 22098.422 | 23015.5065
4.9349 | 22123.9284 | 23042.0714
4.9779 | 22113.8362 | 23031.5604
5.0208 | 22074.6029 | 22990.6989
5.0637 | 22028.9436 | 22943.1447
5.1066 | 21993.4805 | 22906.2099
5.1495 | 21971.6298 | 22883.4524
5.1924 | 21946.8838 | 22857.6794
5.2353 | 21907.2547 | 22816.4058
5.2782 | 21876.218 | 22784.081
5.3212 | 21884.2271 | 22792.4226
5.3641 | 21921.8774 | 22831.6353
5.407 | 21951.2581 | 22862.2353
5.4499 | 21942.6345 | 22853.2538
5.4928 | 21912.2643 | 22821.6233
5.5357 | 21906.4319 | 22815.5488
5.5786 | 21946.4568 | 22857.2347
5.6216 | 21960.944 | 22872.3232
5.6645 | 21930.928 | 22841.0615
5.7074 | 21889.3826 | 22797.7919
5.7503 | 21863.1055 | 22770.4244
5.7932 | 21851.1699 | 22757.9935
5.8361 | 21838.1095 | 22744.3911
5.879 | 21796.2516 | 22700.7961
5.9219 | 21765.8607 | 22669.1439
5.9649 | 21763.2048 | 22666.3778
6.0078 | 21762.0592 | 22665.1846
6.0507 | 21750.7797 | 22653.4371
6.0936 | 21737.1569 | 22639.2489
6.1365 | 21706.9326 | 22607.7703
6.1794 | 21670.7613 | 22570.0979
6.2223 | 21638.4123 | 22536.4064
6.2652 | 21609.469 | 22506.262
6.3082 | 21586.3685 | 22482.2028
6.3511 | 21570.7356 | 22465.9212
6.394 | 21568.6943 | 22463.7951
6.4369 | 21579.1822 | 22474.7183
6.4798 | 21546.0417 | 22440.2024
6.5227 | 21504.7045 | 22397.1498
6.5656 | 21459.5868 | 22350.1596
6.6085 | 21423.5404 | 22312.6174
6.6515 | 21379.7037 | 22266.9614
6.6944 | 21330.5241 | 22215.7408
6.7373 | 21297.1648 | 22180.9972
6.7802 | 21315.089 | 22199.6652
6.8231 | 21324.3271 | 22209.2867
6.866 | 21325.2333 | 22210.2304
6.9089 | 21343.6053 | 22229.3649
6.9518 | 21380.2661 | 22267.5472
6.9948 | 21364.1749 | 22250.7882
7.0377 | 21318.3073 | 22203.017
7.0806 | 21287.0831 | 22170.4971
7.1235 | 21312.8394 | 22197.3222
7.1664 | 21327.7953 | 22212.8988
7.2093 | 21302.4661 | 22186.5184
7.2522 | 21252.849 | 22134.8422
7.2951 | 21225.8117 | 22106.6828
7.3381 | 21212.5742 | 22092.896
7.381 | 21202.4196 | 22082.32
7.4239 | 21171.31 | 22049.9193
7.4668 | 21147.7825 | 22025.4155
7.5097 | 21107.1848 | 21983.133
7.5526 | 21079.1476 | 21953.9323
7.5955 | 21060.2027 | 21934.2012
7.6384 | 21003.9409 | 21875.6045
7.6814 | 20962.8225 | 21832.7796
7.7243 | 20907.5918 | 21775.2568
7.7672 | 20844.7685 | 21709.8264
7.8101 | 20816.5959 | 21680.4846
7.853 | 20791.4333 | 21654.2777
7.8959 | 20762.615 | 21624.2635
7.9388 | 20738.7542 | 21599.4125
7.9817 | 20674.629 | 21532.6261
8.0247 | 20631.813 | 21488.0332
8.0676 | 20608.6396 | 21463.8981
8.1105 | 20575.6553 | 21429.545
8.1534 | 20534.7139 | 21386.9045
8.1963 | 20494.3037 | 21344.8173
8.2392 | 20486.7216 | 21336.9205
8.2821 | 20517.4042 | 21368.8765
8.325 | 20518.8415 | 21370.3734
8.368 | 20493.9809 | 21344.4811
8.4109 | 20448.4569 | 21297.0679
8.4538 | 20402.1622 | 21248.8519
8.4967 | 20375.9997 | 21221.6037
8.5396 | 20356.8466 | 21201.6557
8.5825 | 20303.428 | 21146.0203
8.6254 | 20251.0822 | 21091.5021
8.6683 | 20234.939 | 21074.6889
8.7113 | 20226.8569 | 21066.2715
8.7542 | 20176.6566 | 21013.9879
8.7971 | 20133.6948 | 20969.2431
8.84 | 20092.8159 | 20926.6677
8.8829 | 20060.9981 | 20893.5295
8.9258 | 20029.6177 | 20860.8468
8.9687 | 19961.9722 | 20790.3941
9.0116 | 19893.8269 | 20719.4207
9.0546 | 19872.7678 | 20697.4876
9.0975 | 19834.9405 | 20658.0905
9.1404 | 19779.0744 | 20599.906
9.1833 | 19709.773 | 20527.7286
9.2262 | 19642.6692 | 20457.8399
9.2691 | 19603.3421 | 20416.8808
9.312 | 19568.3061 | 20380.3908
9.3549 | 19510.4299 | 20320.1128
9.3979 | 19437.025 | 20243.6615
9.4408 | 19382.9399 | 20187.3319
9.4837 | 19341.4257 | 20144.0949
9.5266 | 19269.3747 | 20069.0538
9.5695 | 19180.9826 | 19976.9934
9.6124 | 19106.1404 | 19899.0453
9.6553 | 19053.0552 | 19843.757
9.6982 | 19016.2902 | 19805.4663
9.7412 | 18966.6628 | 19753.7793
9.7841 | 18904.756 | 19689.3034
9.827 | 18849.2753 | 19631.5202
9.8699 | 18774.1415 | 19553.2684
9.9128 | 18703.2987 | 19479.4856
9.9557 | 18640.892 | 19414.489
9.9986 | 18554.4683 | 19324.4787
10.0416 | 18472.3044 | 19238.905
10.0845 | 18396.327 | 19159.7745
10.1274 | 18305.6956 | 19065.382
10.1703 | 18254.1414 | 19011.6882
10.2132 | 18213.0125 | 18968.8526
10.2561 | 18161.5104 | 18915.213
10.299 | 18113.6014 | 18865.3158
10.3419 | 18048.5701 | 18797.5858
10.3849 | 17990.0066 | 18736.5918
10.4278 | 17964.9585 | 18710.5043
10.4707 | 17908.8633 | 18652.0811
10.5136 | 17827.5326 | 18567.3752
10.5565 | 17749.6596 | 18486.2705
10.5994 | 17695.5849 | 18429.9517
10.6423 | 17641.5519 | 18373.6763
10.6852 | 17560.4295 | 18289.1873
10.7281 | 17472.6831 | 18197.7994
10.7711 | 17395.5079 | 18117.4215
10.814 | 17325.29 | 18044.2895
10.8569 | 17261.8835 | 17978.2517
10.8998 | 17195.8211 | 17909.4477
10.9427 | 17135.5912 | 17846.7182
10.9856 | 17073.3824 | 17781.9278
11.0285 | 17020.4221 | 17726.7696
11.0715 | 16987.844 | 17692.8395
11.1144 | 16952.1726 | 17655.6878
11.1573 | 16898.4937 | 17599.7812
11.2002 | 16842.0965 | 17541.0435
11.2431 | 16783.9079 | 17480.4401
11.286 | 16736.9675 | 17431.5516
11.3289 | 16693.7661 | 17386.5574
11.3718 | 16622.215 | 17312.0369
11.4147 | 16517.0444 | 17202.5017
11.4577 | 16432.0475 | 17113.9775
11.5006 | 16357.0908 | 17035.91
11.5435 | 16285.4148 | 16961.2595
11.5864 | 16209.7914 | 16882.4978
11.6293 | 16112.4216 | 16781.0871
11.6722 | 16009.7505 | 16674.1552
11.7151 | 15945.7608 | 16607.5098
11.7581 | 15877.8029 | 16536.7317
11.801 | 15801.1485 | 16456.8962
11.8439 | 15706.6324 | 16358.4576
11.8868 | 15593.4213 | 16240.5483
11.9297 | 15474.5758 | 16116.7706
11.9726 | 15368.7802 | 16006.5846
12.0155 | 15269.9939 | 15903.6987
12.0584 | 15175.4049 | 15805.1842
12.1014 | 15081.1595 | 15707.0277
12.1443 | 14986.8934 | 15608.8495
12.1872 | 14909.8432 | 15528.6017
12.2301 | 14852.1649 | 15468.5298
12.273 | 14785.2798 | 15398.8689
12.3159 | 14700.9912 | 15311.0824
12.3588 | 14609.2976 | 15215.5834
12.4017 | 14496.1073 | 15097.6958
12.4446 | 14392.3948 | 14989.6791
12.4876 | 14314.928 | 14908.9975
12.5305 | 14244.2726 | 14835.4099
12.5734 | 14186.032 | 14774.7523
12.6163 | 14131.2282 | 14717.6742
12.6592 | 14057.1463 | 14640.5179
12.7021 | 13980.3982 | 14560.5847
12.745 | 13896.8074 | 14473.5249
12.788 | 13792.7511 | 14365.1503
12.8309 | 13682.675 | 14250.506
12.8738 | 13569.7452 | 14132.8896
12.9167 | 13459.1066 | 14017.6595
12.9596 | 13375.5471 | 13930.6323
13.0025 | 13315.8483 | 13868.456
13.0454 | 13248.6403 | 13798.4589
13.0883 | 13173.4544 | 13720.1528
13.1313 | 13088.343 | 13631.5093
13.1742 | 12998.17 | 13537.594
13.2171 | 12913.8918 | 13449.8183
13.26 | 12830.6239 | 13363.0947
13.3029 | 12741.1903 | 13269.9496
13.3458 | 12671.0452 | 13196.8936
13.3887 | 12608.5344 | 13131.7886
13.4316 | 12550.3979 | 13071.2394
13.4746 | 12489.7305 | 13008.0543
13.5175 | 12404.5045 | 12919.2915
13.5604 | 12288.8356 | 12798.8222
13.6033 | 12163.6681 | 12668.4603
13.6462 | 12035.1157 | 12534.573
13.6891 | 11909.5942 | 12403.8423
13.732 | 11787.9261 | 12277.1251
13.7749 | 11677.5688 | 12162.1879
13.8179 | 11589.4787 | 12070.4421
13.8608 | 11518.6046 | 11996.6267
13.9037 | 11450.9176 | 11926.1306
13.9466 | 11378.9395 | 11851.1655
13.9895 | 11317.1577 | 11786.8198
14.0324 | 11260.4064 | 11727.7132
14.0753 | 11177.128 | 11640.9789
14.1182 | 11080.1123 | 11539.937
14.1612 | 10982.1905 | 11437.9514
14.2041 | 10887.1536 | 11338.9705
14.247 | 10800.23 | 11248.4396
14.2899 | 10706.3076 | 11150.6193
14.3328 | 10600.0016 | 11039.9017
14.3757 | 10512.8073 | 10949.0888
14.4186 | 10448.328 | 10881.9336
14.4616 | 10387.1617 | 10818.229
14.5045 | 10328.7971 | 10757.4422
14.5474 | 10261.4256 | 10687.2748
14.5903 | 10185.1045 | 10607.7863
14.6332 | 10113.3618 | 10533.0663
14.6761 | 10038.7706 | 10455.3796
14.719 | 9945.0575 | 10357.7774
14.7619 | 9846.6628 | 10255.2993
14.8049 | 9751.9207 | 10156.6254
14.8478 | 9670.2744 | 10071.5908
14.8907 | 9593.6398 | 9991.7758
14.9336 | 9512.4715 | 9907.2391
14.9765 | 9430.6908 | 9822.0645
15.0194 | 9350.2975 | 9738.3348
15.0623 | 9268.4876 | 9653.1299
15.1052 | 9184.8573 | 9566.0288
15.1481 | 9091.3097 | 9468.5991
15.1911 | 8983.9196 | 9356.7523
15.234 | 8883.2555 | 9251.9106
15.2769 | 8799.2086 | 9164.3757
15.3198 | 8709.6573 | 9071.1081
15.3627 | 8616.3035 | 8973.8801
15.4056 | 8536.8058 | 8891.0832
15.4485 | 8470.2383 | 8821.7532
15.4915 | 8411.5175 | 8760.5955
15.5344 | 8331.0033 | 8676.7399
15.5773 | 8230.7881 | 8572.3658
15.6202 | 8149.5302 | 8487.7357
15.6631 | 8087.4683 | 8423.0982
15.706 | 8023.5858 | 8356.5646
15.7489 | 7951.8577 | 8281.8598
15.7918 | 7874.4628 | 8201.253
15.8347 | 7795.4275 | 8118.9378
15.8777 | 7725.6533 | 8046.2679
15.9206 | 7655.8655 | 7973.5839
15.9635 | 7595.7272 | 7910.9499
16.0064 | 7520.6142 | 7832.7197
16.0493 | 7432.0326 | 7740.4619
16.0922 | 7346.6421 | 7651.5277
16.1351 | 7282.3419 | 7584.5591
16.178 | 7230.8252 | 7530.9044
16.221 | 7175.0716 | 7472.8371
16.2639 | 7096.2446 | 7390.7388
16.3068 | 7012.8986 | 7303.9339
16.3497 | 6945.198 | 7233.4237
16.3926 | 6893.2032 | 7179.2711
16.4355 | 6848.7707 | 7132.9947
16.4784 | 6797.1498 | 7079.2315
16.5214 | 6740.6359 | 7020.3723
16.5643 | 6682.1224 | 6959.4304
16.6072 | 6628.0998 | 6903.1659
16.6501 | 6559.5045 | 6831.7239
16.693 | 6483.4219 | 6752.4839
16.7359 | 6423.5221 | 6690.0982
16.7788 | 6368.8871 | 6633.1959
16.8217 | 6314.402 | 6576.4497
16.8647 | 6259.7826 | 6519.5636
16.9076 | 6199.5256 | 6456.8059
16.9505 | 6138.701 | 6393.4571
16.9934 | 6087.2728 | 6339.8946
17.0363 | 6027.149 | 6277.2757
17.0792 | 5951.9767 | 6198.9837
17.1221 | 5875.8045 | 6119.6504
17.165 | 5811.8481 | 6053.0398
17.208 | 5751.7389 | 5990.4361
17.2509 | 5696.2687 | 5932.6638
17.2938 | 5626.1674 | 5859.6533
17.3367 | 5546.0583 | 5776.2197
17.3796 | 5484.6515 | 5712.2645
17.4225 | 5425.6922 | 5650.8584
17.4654 | 5354.8889 | 5577.1168
17.5083 | 5298.2709 | 5518.1491
17.5512 | 5258.2086 | 5476.4242
17.5942 | 5222.7101 | 5439.4525
17.6371 | 5181.1115 | 5396.1276
17.68 | 5126.9098 | 5339.6765
17.7229 | 5075.5263 | 5286.1607
17.7658 | 5032.5103 | 5241.3595
17.8087 | 4987.7352 | 5194.7262
17.8516 | 4938.8878 | 5143.8516
17.8945 | 4894.2168 | 5097.3268
17.9375 | 4860.1795 | 5061.877
17.9804 | 4834.869 | 5035.5161
18.0233 | 4812.6444 | 5012.3692
18.0662 | 4776.4908 | 4974.7152
18.1091 | 4724.6596 | 4920.7329
18.152 | 4676.0965 | 4870.1545
18.1949 | 4635.8248 | 4828.2115
18.2379 | 4596.9706 | 4787.7449
18.2808 | 4556.8479 | 4745.9571
18.3237 | 4515.7867 | 4703.1919
18.3666 | 4484.5688 | 4670.6784
18.4095 | 4457.946 | 4642.9507
18.4524 | 4420.0312 | 4603.4625
18.4953 | 4372.4961 | 4553.9547
18.5382 | 4320.3378 | 4499.6318
18.5812 | 4271.6539 | 4448.9276
18.6241 | 4220.8371 | 4396.0018
18.667 | 4161.9819 | 4334.7041
18.7099 | 4107.3323 | 4277.7866
18.7528 | 4066.4201 | 4235.1765
18.7957 | 4042.0188 | 4209.7626
18.8386 | 4021.6741 | 4188.5736
18.8815 | 3989.5022 | 4155.0665
18.9245 | 3954.7494 | 4118.8715
18.9674 | 3927.1716 | 4090.1492
19.0103 | 3899.6822 | 4061.519
19.0532 | 3866.8833 | 4027.3589
19.0961 | 3819.5721 | 3978.0843
19.139 | 3770.0686 | 3926.5264
19.1819 | 3729.097 | 3883.8545
19.2248 | 3685.1561 | 3838.0901
19.2678 | 3636.5326 | 3787.4487
19.3107 | 3583.2703 | 3731.9761
19.3536 | 3540.4928 | 3687.4233
19.3965 | 3515.3614 | 3661.2489
19.4394 | 3490.2592 | 3635.1049
19.4823 | 3463.6353 | 3607.3762
19.5252 | 3445.558 | 3588.5487
19.5681 | 3432.7153 | 3575.1729
19.6111 | 3423.4084 | 3565.4799
19.654 | 3407.4943 | 3548.9053
19.6969 | 3380.4674 | 3520.7568
19.7398 | 3358.5865 | 3497.9678
19.7827 | 3337.0337 | 3475.5206
19.8256 | 3310.8431 | 3448.2431
19.8685 | 3286.5012 | 3422.891
19.9114 | 3268.6926 | 3404.3433
19.9544 | 3255.1791 | 3390.269
19.9973 | 3241.8604 | 3376.3976
20.0402 | 3220.2628 | 3353.9037
20.0831 | 3188.2544 | 3320.5669
20.126 | 3149.1315 | 3279.8204
20.1689 | 3104.8042 | 3233.6536
20.2118 | 3059.1334 | 3186.0874
20.2548 | 3014.8498 | 3139.9661
20.2977 | 2975.4582 | 3098.9397
20.3406 | 2941.6157 | 3063.6928
20.3835 | 2912.2183 | 3033.0754
20.4264 | 2886.5339 | 3006.3251
20.4693 | 2861.0588 | 2979.7928
20.5122 | 2837.0897 | 2954.829
20.5551 | 2812.5395 | 2929.2599
20.5981 | 2787.4821 | 2903.1626
20.641 | 2754.8769 | 2869.2042
20.6839 | 2710.9818 | 2823.4875
20.7268 | 2675.7364 | 2786.7795
20.7697 | 2654.4231 | 2764.5817
20.8126 | 2631.23 | 2740.426
20.8555 | 2604.8894 | 2712.9923
20.8984 | 2577.7281 | 2684.7038
20.9413 | 2556.4003 | 2662.4909
20.9843 | 2549.643 | 2655.4532
21.0272 | 2540.3956 | 2645.822
21.0701 | 2520.5133 | 2625.1146
21.113 | 2493.9342 | 2597.4325
21.1559 | 2465.6554 | 2567.9801
21.1988 | 2438.2713 | 2539.4595
21.2417 | 2413.2732 | 2513.424
21.2846 | 2392.4963 | 2491.7849
21.3276 | 2375.6563 | 2474.246
21.3705 | 2359.4735 | 2457.3916
21.4134 | 2344.9914 | 2442.3086
21.4563 | 2333.5662 | 2430.4091
21.4992 | 2319.4861 | 2415.7448
21.5421 | 2299.7237 | 2395.1622
21.585 | 2277.4543 | 2371.9687
21.6279 | 2255.4245 | 2349.0246
21.6709 | 2229.0402 | 2321.5453
21.7138 | 2199.4178 | 2290.6937
21.7567 | 2171.8254 | 2261.9561
21.7996 | 2144.5745 | 2233.5744
21.8425 | 2121.9781 | 2210.0402
21.8854 | 2100.1118 | 2187.2665
21.9283 | 2075.219 | 2161.3405
21.9713 | 2060.915 | 2146.443
22.0142 | 2059.3038 | 2144.7649
22.0571 | 2053.9942 | 2139.235
22.1 | 2046.134 | 2131.0486
22.1429 | 2038.781 | 2123.3904
22.1858 | 2035.5295 | 2120.0039
22.2287 | 2032.054 | 2116.3842
22.2716 | 2015.6618 | 2099.3118
22.3146 | 1990.8429 | 2073.4629
22.3575 | 1965.6959 | 2047.2722
22.4004 | 1941.9955 | 2022.5883
22.4433 | 1919.0262 | 1998.6658
22.4862 | 1896.5038 | 1975.2087
22.5291 | 1875.7717 | 1953.6162
22.572 | 1860.7668 | 1937.9886
22.6149 | 1854.1002 | 1931.0453
22.6578 | 1854.7115 | 1931.6821
22.7008 | 1857.9485 | 1935.0534
22.7437 | 1858.2016 | 1935.317
22.7866 | 1846.165 | 1922.7808
22.8295 | 1823.9415 | 1899.635
22.8724 | 1798.7195 | 1873.3663
22.9153 | 1775.0493 | 1848.7138
22.9582 | 1749.4253 | 1822.0264
23.0011 | 1715.94 | 1787.1515
23.0441 | 1684.544 | 1754.4525
23.087 | 1669.4349 | 1738.7165
23.1299 | 1665.8397 | 1734.972
23.1728 | 1669.3297 | 1738.6069
23.2157 | 1665.4075 | 1734.5219
23.2586 | 1655.5632 | 1724.2691
23.3015 | 1651.5805 | 1720.1211
23.3444 | 1643.6307 | 1711.8414
23.3874 | 1624.6442 | 1692.0669
23.4303 | 1609.0727 | 1675.8492
23.4732 | 1599.2878 | 1665.6583
23.5161 | 1593.5752 | 1659.7086
23.559 | 1589.2353 | 1655.1885
23.6019 | 1582.7321 | 1648.4155
23.6448 | 1570.1133 | 1635.273
23.6878 | 1553.0213 | 1617.4717
23.7307 | 1535.421 | 1599.1409
23.7736 | 1516.9114 | 1579.8632
23.8165 | 1501.9513 | 1564.2823
23.8594 | 1491.1228 | 1553.0044
23.9023 | 1481.189 | 1542.6584
23.9452 | 1473.8506 | 1535.0154
23.9881 | 1469.5398 | 1530.5257
24.0311 | 1460.3673 | 1520.9726
24.074 | 1445.5416 | 1505.5316
24.1169 | 1423.9148 | 1483.0073
24.1598 | 1394.1436 | 1452.0005
24.2027 | 1360.4052 | 1416.862
24.2456 | 1334.8406 | 1390.2364
24.2885 | 1315.5103 | 1370.104
24.3314 | 1297.8808 | 1351.7429
24.3744 | 1286.2015 | 1339.5788
24.4173 | 1280.7732 | 1333.9253
24.4602 | 1276.8655 | 1329.8554
24.5031 | 1273.0171 | 1325.8473
24.546 | 1265.9318 | 1318.468
24.5889 | 1261.6512 | 1314.0098
24.6318 | 1261.9647 | 1314.3363
24.6747 | 1249.675 | 1301.5365
24.7177 | 1228.8523 | 1279.8497
24.7606 | 1217.8155 | 1268.3549
24.8035 | 1214.0568 | 1264.4401
24.8464 | 1213.2663 | 1263.6168
24.8893 | 1212.6695 | 1262.9953
24.9322 | 1209.4481 | 1259.6402
24.9751 | 1211.805 | 1262.0949
25.018 | 1216.8157 | 1267.3135
25.061 | 1213.7735 | 1264.1451
25.1039 | 1203.5418 | 1253.4888
25.1468 | 1189.67 | 1239.0413
25.1897 | 1176.3066 | 1225.1233
25.2326 | 1161.9286 | 1210.1487
25.2755 | 1145.4761 | 1193.0133
25.3184 | 1130.6503 | 1177.5723
25.3614 | 1118.6887 | 1165.1143
25.4043 | 1112.6782 | 1158.8543
25.4472 | 1111.2763 | 1157.3943
25.4901 | 1105.9064 | 1151.8015
25.533 | 1096.1517 | 1141.642
25.5759 | 1085.1295 | 1130.1623
25.6188 | 1074.853 | 1119.4594
25.6617 | 1066.7095 | 1110.978
25.7047 | 1060.4001 | 1104.4067
25.7476 | 1053.9865 | 1097.727
25.7905 | 1045.6785 | 1089.0742
25.8334 | 1038.8325 | 1081.9441
25.8763 | 1037.9077 | 1080.9808
25.9192 | 1040.7118 | 1083.9013
25.9621 | 1040.4135 | 1083.5907
26.005 | 1029.406 | 1072.1263
26.048 | 1014.2224 | 1056.3126
26.0909 | 1003.6175 | 1045.2676
26.1338 | 994.6982 | 1035.9782
26.1767 | 985.7788 | 1026.6886
26.2196 | 971.6691 | 1011.9934
26.2625 | 957.768 | 997.5154
26.3054 | 956.4406 | 996.1329
26.3483 | 957.5593 | 997.298
26.3912 | 952.6371 | 992.1716
26.4342 | 949.9376 | 989.36
26.4771 | 951.7423 | 991.2396
26.52 | 958.827 | 998.6183
26.5629 | 966.1654 | 1006.2613
26.6058 | 964.8678 | 1004.9098
26.6487 | 958.7674 | 998.5563
26.6916 | 951.2949 | 990.7736
26.7345 | 939.5565 | 978.5481
26.7775 | 925.8346 | 964.2567
26.8204 | 915.8115 | 953.8176
26.8633 | 906.042 | 943.6427
26.9062 | 897.5254 | 934.7727
26.9491 | 898.3158 | 935.5959
26.992 | 906.4446 | 944.0621
27.0349 | 911.2175 | 949.033
27.0779 | 916.8854 | 954.9361
27.1208 | 926.3118 | 964.7537
27.1637 | 928.0867 | 966.6023
27.2066 | 920.4352 | 958.6333
27.2495 | 906.206 | 943.8136
27.2924 | 891.0521 | 928.0308
27.3353 | 883.9375 | 920.6209
27.3782 | 875.6596 | 911.9994
27.4212 | 857.8657 | 893.4672
27.4641 | 849.3193 | 884.566
27.507 | 852.7498 | 888.1389
27.5499 | 856.046 | 891.5719
27.5928 | 852.6006 | 887.9836
27.6357 | 839.6989 | 874.5464
27.6786 | 827.901 | 862.2588
27.7215 | 818.6237 | 852.5966
27.7645 | 804.3647 | 837.7459
27.8074 | 786.2128 | 818.8407
27.8503 | 768.1952 | 800.0753
27.8932 | 754.339 | 785.644
27.9361 | 747.1796 | 778.1876
27.979 | 743.3762 | 774.2264
28.0219 | 741.5119 | 772.2846
28.0648 | 743.3166 | 774.1642
28.1077 | 746.1057 | 777.0691
28.1507 | 747.0453 | 778.0477
28.1936 | 745.6732 | 776.6186
28.2365 | 743.9728 | 774.8477
28.2794 | 745.9715 | 776.9293
28.3223 | 744.8081 | 775.7176
28.3652 | 733.3532 | 763.7873
28.4081 | 728.8637 | 759.1115
28.451 | 739.4387 | 770.1254
28.494 | 746.6874 | 777.6749
28.5369 | 751.1322 | 782.3042
28.5798 | 754.4283 | 785.7371
28.6227 | 756.0243 | 787.3993
28.6656 | 759.783 | 791.314
28.7085 | 753.8765 | 785.1624
28.7514 | 734.0542 | 764.5174
28.7944 | 721.3166 | 751.2512
28.8373 | 715.8426 | 745.5501
28.8802 | 708.922 | 738.3422
28.9231 | 701.8968 | 731.0256
28.966 | 697.7803 | 726.7382
29.0089 | 692.6196 | 721.3633
29.0518 | 686.8325 | 715.336
29.0947 | 681.806 | 710.1009
29.1377 | 675.8847 | 703.9339
29.1806 | 667.1295 | 694.8154
29.2235 | 662.4013 | 689.8909
29.2664 | 664.385 | 691.957
29.3093 | 670.545 | 698.3726
29.3522 | 679.2258 | 707.4137
29.3951 | 688.6969 | 717.2778
29.438 | 696.1098 | 724.9983
29.481 | 697.1689 | 726.1014
29.5239 | 683.2826 | 711.6389
29.5668 | 659.7166 | 687.0949
29.6097 | 649.7084 | 676.6713
29.6526 | 644.3539 | 671.0946
29.6955 | 632.0041 | 658.2322
29.7384 | 617.8196 | 643.4591
29.7813 | 607.5082 | 632.7198
29.8243 | 609.0883 | 634.3654
29.8672 | 624.6658 | 650.5894
| 0 | 0
Degrees | #VALUE! | #VALUE!
-29.9101 | 0 | 0
-29.8672 | 0 | 0
-29.8243 | 0 | 0
-29.7813 | 0 | 0
-29.7384 | 0 | 0
-29.6955 | 0 | 0
-29.6526 | 0 | 0
-29.6097 | 0 | 0
-29.5668 | 0 | 0
-29.5239 | 0 | 0
-29.481 | 0 | 0
-29.438 | 0 | 0
-29.3951 | 0 | 0
-29.3522 | 0 | 0
-29.3093 | 0 | 0
-29.2664 | 0 | 0
-29.2235 | 0 | 0
-29.1806 | 0 | 0
-29.1377 | 0 | 0
-29.0947 | 0 | 0
-29.0518 | 0 | 0
-29.0089 | 0 | 0
-28.966 | 0 | 0
-28.9231 | 0 | 0
-28.8802 | 0 | 0
-28.8373 | 0 | 0
-28.7944 | 0 | 0
-28.7514 | 0 | 0
-28.7085 | 0 | 0
-28.6656 | 0 | 0
-28.6227 | 0 | 0
-28.5798 | 0 | 0
-28.5369 | 0 | 0
-28.494 | 0 | 0
-28.451 | 0 | 0
-28.4081 | 0 | 0
-28.3652 | 0 | 0
-28.3223 | 0 | 0
-28.2794 | 0 | 0
-28.2365 | 0 | 0
-28.1936 | 0 | 0
-28.1507 | 0 | 0
-28.1077 | 0 | 0
-28.0648 | 0 | 0
-28.0219 | 0 | 0
-27.979 | 0 | 0
-27.9361 | 0 | 0
-27.8932 | 0 | 0
-27.8503 | 0 | 0
-27.8074 | 0 | 0
-27.7645 | 0 | 0
-27.7215 | 0 | 0
-27.6786 | 0 | 0
-27.6357 | 0 | 0
-27.5928 | 0 | 0
-27.5499 | 0 | 0
-27.507 | 0 | 0
-27.4641 | 0 | 0
-27.4212 | 0 | 0
-27.3782 | 0 | 0
-27.3353 | 0 | 0
-27.2924 | 0 | 0
-27.2495 | 0 | 0
-27.2066 | 0 | 0
-27.1637 | 0 | 0
-27.1208 | 0 | 0
-27.0779 | 0 | 0
-27.0349 | 0 | 0
-26.992 | 0 | 0
-26.9491 | 0 | 0
-26.9062 | 0 | 0
-26.8633 | 0 | 0
-26.8204 | 0 | 0
-26.7775 | 0 | 0
-26.7345 | 0 | 0
-26.6916 | 0 | 0
-26.6487 | 0 | 0
-26.6058 | 0 | 0
-26.5629 | 0 | 0
-26.52 | 0 | 0
-26.4771 | 0 | 0
-26.4342 | 0 | 0
-26.3912 | 0 | 0
-26.3483 | 0 | 0
-26.3054 | 0 | 0
-26.2625 | 0 | 0
-26.2196 | 0 | 0
-26.1767 | 0 | 0
-26.1338 | 0 | 0
-26.0909 | 0 | 0
-26.048 | 0 | 0
-26.005 | 0 | 0
-25.9621 | 0 | 0
-25.9192 | 0 | 0
-25.8763 | 0 | 0
-25.8334 | 0 | 0
-25.7905 | 0 | 0
-25.7476 | 0 | 0
-25.7047 | 0 | 0
-25.6617 | 0 | 0
-25.6188 | 0 | 0
-25.5759 | 0 | 0
-25.533 | 0 | 0
-25.4901 | 0 | 0
-25.4472 | 0 | 0
-25.4043 | 0 | 0
-25.3614 | 0 | 0
-25.3184 | 0 | 0
-25.2755 | 0 | 0
-25.2326 | 0 | 0
-25.1897 | 0 | 0
-25.1468 | 0 | 0
-25.1039 | 0 | 0
-25.061 | 0 | 0
-25.018 | 0 | 0
-24.9751 | 0 | 0
-24.9322 | 0 | 0
-24.8893 | 0 | 0
-24.8464 | 0 | 0
-24.8035 | 0 | 0
-24.7606 | 0 | 0
-24.7177 | 0 | 0
-24.6747 | 0 | 0
-24.6318 | 0 | 0
-24.5889 | 0 | 0
-24.546 | 0 | 0
-24.5031 | 0 | 0
-24.4602 | 0 | 0
-24.4173 | 0 | 0
-24.3744 | 0 | 0
-24.3314 | 0 | 0
-24.2885 | 0 | 0
-24.2456 | 0 | 0
-24.2027 | 0 | 0
-24.1598 | 0 | 0
-24.1169 | 0 | 0
-24.074 | 0 | 0
-24.0311 | 0 | 0
-23.9881 | 0 | 0
-23.9452 | 0 | 0
-23.9023 | 0 | 0
-23.8594 | 0 | 0
-23.8165 | 0 | 0
-23.7736 | 0 | 0
-23.7307 | 0 | 0
-23.6878 | 0 | 0
-23.6448 | 0 | 0
-23.6019 | 0 | 0
-23.559 | 0 | 0
-23.5161 | 0 | 0
-23.4732 | 0 | 0
-23.4303 | 0 | 0
-23.3874 | 0 | 0
-23.3444 | 98.6197 | 102.7124
-23.3015 | 194.3159 | 202.38
-23.2586 | 298.4691 | 310.8556
-23.2157 | 399.9675 | 416.5661
-23.1728 | 498.4528 | 519.1386
-23.1299 | 598.1911 | 623.0161
-23.087 | 698.3769 | 727.3595
-23.0441 | 701.0915 | 730.1867
-23.0011 | 708.6237 | 738.0316
-22.9582 | 702.9857 | 732.1596
-22.9153 | 699.764 | 728.8042
-22.8724 | 701.7776 | 730.9014
-22.8295 | 704.7308 | 733.9771
-22.7866 | 709.2352 | 738.6684
-22.7437 | 708.8624 | 738.2802
-22.7008 | 716.1409 | 745.8608
-22.6578 | 726.8501 | 757.0144
-22.6149 | 740.3484 | 771.0729
-22.572 | 744.823 | 775.7332
-22.5291 | 750.9829 | 782.1487
-22.4862 | 753.1307 | 784.3857
-22.4433 | 754.4134 | 785.7216
-22.4004 | 748.701 | 779.7721
-22.3575 | 743.1674 | 774.0089
-22.3146 | 735.3816 | 765.8999
-22.2716 | 738.1857 | 768.8204
-22.2287 | 739.364 | 770.0476
-22.1858 | 738.7674 | 769.4263
-22.1429 | 748.9396 | 780.0206
-22.1 | 753.2353 | 784.4946
-22.0571 | 757.5904 | 789.0304
-22.0142 | 769.6272 | 801.5667
-21.9713 | 779.1131 | 811.4463
-21.9283 | 784.0501 | 816.5881
-21.8854 | 797.3545 | 830.4447
-21.8425 | 800.4271 | 833.6448
-21.7996 | 807.9594 | 841.4897
-21.7567 | 819.1905 | 853.1869
-21.7138 | 826.1111 | 860.3947
-21.6709 | 829.7653 | 864.2006
-21.6279 | 838.1627 | 872.9465
-21.585 | 845.4115 | 880.4961
-21.5421 | 856.6874 | 892.2399
-21.4992 | 867.7695 | 903.7819
-21.4563 | 875.6149 | 911.9529
-21.4134 | 882.0731 | 918.6792
-21.3705 | 892.8419 | 929.8949
-21.3276 | 897.0331 | 934.26
-21.2846 | 901.0006 | 938.3921
-21.2417 | 907.3695 | 945.0253
-21.1988 | 913.0372 | 950.9283
-21.1559 | 908.0704 | 945.7553
-21.113 | 909.204 | 946.9359
-21.0701 | 910.8297 | 948.6291
-21.0272 | 916.1843 | 954.206
-20.9843 | 919.7939 | 957.9653
-20.9413 | 916.6765 | 954.7186
-20.8984 | 918.3022 | 956.4118
-20.8555 | 931.6962 | 970.3616
-20.8126 | 940.0636 | 979.0763
-20.7697 | 944.2996 | 983.4881
-20.7268 | 949.2364 | 988.6297
-20.6839 | 955.2623 | 994.9057
-20.641 | 964.3756 | 1004.3972
-20.5981 | 964.2114 | 1004.2262
-20.5551 | 965.4792 | 1005.5466
-20.5122 | 965.0169 | 1005.0651
-20.4693 | 971.2962 | 1011.605
-20.4264 | 978.8285 | 1019.4498
-20.3835 | 982.6168 | 1023.3954
-20.3406 | 986.3606 | 1027.2946
-20.2977 | 997.7559 | 1039.1627
-20.2548 | 1009.9714 | 1051.8852
-20.2118 | 1023.0521 | 1065.5088
-20.1689 | 1037.1768 | 1080.2197
-20.126 | 1047.6324 | 1091.1091
-20.0831 | 1056.1487 | 1099.9789
-20.0402 | 1063.636 | 1107.7769
-19.9973 | 1071.9295 | 1116.4146
-19.9544 | 1081.5196 | 1126.4027
-19.9114 | 1090.7671 | 1136.034
-19.8685 | 1097.1807 | 1142.7137
-19.8256 | 1104.1608 | 1149.9835
-19.7827 | 1115.7204 | 1162.0228
-19.7398 | 1127.5779 | 1174.3724
-19.6969 | 1141.2559 | 1188.618
-19.654 | 1156.7076 | 1204.711
-19.6111 | 1160.2727 | 1208.424
-19.5681 | 1168.2078 | 1216.6885
-19.5252 | 1181.6755 | 1230.715
-19.4823 | 1194.2047 | 1243.7642
-19.4394 | 1212.0279 | 1262.3271
-19.3965 | 1219.2476 | 1269.8464
-19.3536 | 1222.3648 | 1273.0929
-19.3107 | 1231.2394 | 1282.3359
-19.2678 | 1236.5792 | 1287.8972
-19.2248 | 1239.2038 | 1290.6307
-19.1819 | 1248.2128 | 1300.0136
-19.139 | 1247.8545 | 1299.6404
-19.0961 | 1257.3405 | 1309.5201
-19.0532 | 1263.2624 | 1315.6878
-19.0103 | 1276.9842 | 1329.979
-18.9674 | 1288.7969 | 1342.282
-18.9245 | 1305.7702 | 1359.9597
-18.8815 | 1312.214 | 1366.6709
-18.8386 | 1320.999 | 1375.8205
-18.7957 | 1320.4918 | 1375.2922
-18.7528 | 1325.5785 | 1380.59
-18.7099 | 1327.8011 | 1382.9048
-18.667 | 1325.1452 | 1380.1388
-18.6241 | 1322.5061 | 1377.3901
-18.5812 | 1326.294 | 1381.3352
-18.5382 | 1336.4518 | 1391.9145
-18.4953 | 1352.5752 | 1408.7071
-18.4524 | 1366.7594 | 1423.4799
-18.4095 | 1380.4958 | 1437.7863
-18.3666 | 1398.6033 | 1456.6453
-18.3237 | 1414.9954 | 1473.7178
-18.2808 | 1427.9715 | 1487.2323
-18.2379 | 1438.4125 | 1498.1066
-18.1949 | 1452.3874 | 1512.6614
-18.152 | 1463.7835 | 1524.5305
-18.1091 | 1476.9084 | 1538.2001
-18.0662 | 1488.3931 | 1550.1614
-18.0233 | 1492.0175 | 1553.9362
-17.9804 | 1498.2217 | 1560.3979
-17.9375 | 1503.6812 | 1566.084
-17.8945 | 1504.1739 | 1566.5971
-17.8516 | 1506.3662 | 1568.8804
-17.8087 | 1506.8432 | 1569.3772
-17.7658 | 1511.0051 | 1573.7118
-17.7229 | 1523.4145 | 1586.6363
-17.68 | 1534.7044 | 1598.3946
-17.6371 | 1550.1717 | 1614.5039
-17.5942 | 1568.1897 | 1633.2695
-17.5512 | 1584.8651 | 1650.637
-17.5083 | 1601.7343 | 1668.2063
-17.4654 | 1618.767 | 1685.9458
-17.4225 | 1629.9537 | 1697.5968
-17.3796 | 1636.5017 | 1704.4165
-17.3367 | 1643.4224 | 1711.6245
-17.2938 | 1652.1179 | 1720.6808
-17.2509 | 1663.7067 | 1732.7505
-17.208 | 1667.3165 | 1736.5102
-17.165 | 1672.2084 | 1741.6051
-17.1221 | 1686.4083 | 1756.3942
-17.0792 | 1704.7387 | 1775.4853
-17.0363 | 1715.463 | 1786.6547
-16.9934 | 1721.9213 | 1793.3811
-16.9505 | 1728.9015 | 1800.6509
-16.9076 | 1742.7274 | 1815.0506
-16.8647 | 1754.765 | 1827.5878
-16.8217 | 1768.3524 | 1841.7391
-16.7788 | 1771.3499 | 1844.8609
-16.7359 | 1772.2747 | 1845.8241
-16.693 | 1785.684 | 1859.7899
-16.6501 | 1805.7006 | 1880.6372
-16.6072 | 1824.5237 | 1900.2414
-16.5643 | 1844.4351 | 1920.9791
-16.5214 | 1848.8052 | 1925.5306
-16.4784 | 1869.1946 | 1946.7662
-16.4355 | 1894.8041 | 1973.4384
-16.3926 | 1920.1302 | 1999.8156
-16.3497 | 1932.2564 | 2012.4451
-16.3068 | 1952.4667 | 2033.4941
-16.2639 | 1967.8288 | 2049.4937
-16.221 | 1976.5243 | 2058.5501
-16.178 | 1979.001 | 2061.1296
-16.1351 | 1985.5479 | 2067.9481
-16.0922 | 1980.8049 | 2063.0083
-16.0493 | 1980.3727 | 2062.5581
-16.0064 | 1973.9893 | 2055.9099
-15.9635 | 1973.9289 | 2055.847
-15.9206 | 1992.8123 | 2075.5141
-15.8777 | 2022.8211 | 2106.7682
-15.8347 | 2041.8535 | 2126.5904
-15.7918 | 2065.6288 | 2151.3524
-15.7489 | 2090.9394 | 2177.7133
-15.706 | 2117.3841 | 2205.2555
-15.6631 | 2141.6062 | 2230.4829
-15.6202 | 2159.0722 | 2248.6737
-15.5773 | 2161.3989 | 2251.097
-15.5344 | 2181.102 | 2271.6177
-15.4915 | 2203.788 | 2295.2452
-15.4485 | 2216.2724 | 2308.2477
-15.4056 | 2221.9705 | 2314.1822
-15.3627 | 2227.832 | 2320.2871
-15.3198 | 2241.986 | 2335.0284
-15.2769 | 2261.3756 | 2355.2227
-15.234 | 2265.5229 | 2359.5421
-15.1911 | 2267.6257 | 2361.7321
-15.1481 | 2286.4185 | 2381.3049
-15.1052 | 2310.7458 | 2406.6418
-15.0623 | 2330.0605 | 2426.758
-15.0194 | 2338.8164 | 2435.8772
-14.9765 | 2345.2299 | 2442.557
-14.9336 | 2373.8816 | 2472.3977
-14.8907 | 2395.7322 | 2495.1551
-14.8478 | 2403.28 | 2503.0161
-14.8049 | 2407.9782 | 2507.9093
-14.7619 | 2418.1651 | 2518.519
-14.719 | 2437.1527 | 2538.2945
-14.6761 | 2463.9849 | 2566.2402
-14.6332 | 2468.2654 | 2570.6984
-14.5903 | 2474.7238 | 2577.4248
-14.5474 | 2495.7839 | 2599.359
-14.5045 | 2520.9914 | 2625.6125
-14.4616 | 2559.204 | 2665.411
-14.4186 | 2584.7541 | 2692.0214
-14.3757 | 2603.2188 | 2711.2524
-14.3328 | 2626.5766 | 2735.5795
-14.2899 | 2651.4851 | 2761.5217
-14.247 | 2675.3937 | 2786.4226
-14.2041 | 2699.4222 | 2811.4482
-14.1612 | 2699.1983 | 2811.215
-14.1182 | 2704.8661 | 2817.1181
-14.0753 | 2714.2334 | 2826.874
-14.0324 | 2729.0435 | 2842.2988
-13.9895 | 2743.8245 | 2857.6932
-13.9466 | 2748.9111 | 2862.991
-13.9037 | 2755.9506 | 2870.3226
-13.8608 | 2777.1608 | 2892.413
-13.8179 | 2798.221 | 2914.3471
-13.7749 | 2820.1612 | 2937.1979
-13.732 | 2844.1751 | 2962.2083
-13.6891 | 2881.7461 | 3001.3386
-13.6462 | 2909.2949 | 3030.0306
-13.6033 | 2948.6115 | 3070.9789
-13.5604 | 2984.2443 | 3108.0905
-13.5175 | 3020.9499 | 3146.3193
-13.4746 | 3048.0966 | 3174.5926
-13.4316 | 3071.8261 | 3199.3069
-13.3887 | 3076.3004 | 3203.9669
-13.3458 | 3091.649 | 3219.9524
-13.3029 | 3108.7119 | 3237.7234
-13.26 | 3130.95 | 3260.8844
-13.2171 | 3148.893 | 3279.572
-13.1742 | 3173.5786 | 3305.2821
-13.1313 | 3197.2186 | 3329.9031
-13.0883 | 3221.874 | 3355.5818
-13.0454 | 3253.5241 | 3388.5454
-13.0025 | 3270.9745 | 3406.7199
-12.9596 | 3285.0254 | 3421.3539
-12.9167 | 3311.5888 | 3449.0197
-12.8738 | 3333.6342 | 3471.9801
-12.8309 | 3357.0951 | 3496.4145
-12.788 | 3384.2855 | 3524.7334
-12.745 | 3405.8081 | 3547.1491
-12.7021 | 3435.7137 | 3578.2959
-12.6592 | 3460.9357 | 3604.5646
-12.6163 | 3474.1201 | 3618.2961
-12.5734 | 3506.7107 | 3652.2392
-12.5305 | 3532.4535 | 3679.0503
-12.4876 | 3551.0984 | 3698.469
-12.4446 | 3573.3063 | 3721.5985
-12.4017 | 3607.179 | 3756.8769
-12.3588 | 3636.9357 | 3787.8685
-12.3159 | 3664.0064 | 3816.0626
-12.273 | 3681.815 | 3834.6103
-12.2301 | 3709.1106 | 3863.0387
-12.1872 | 3748.2773 | 3903.8308
-12.1443 | 3794.8427 | 3952.3287
-12.1014 | 3821.0937 | 3979.6691
-12.0584 | 3852.3866 | 4012.2607
-12.0155 | 3893.9852 | 4055.5856
-11.9726 | 3920.9663 | 4083.6864
-11.9297 | 3956.2263 | 4120.4097
-11.8868 | 3990.8447 | 4156.4648
-11.8439 | 4015.1262 | 4181.754
-11.801 | 4033.0098 | 4200.3797
-11.7581 | 4040.2889 | 4207.9609
-11.7151 | 4057.7548 | 4226.1516
-11.6722 | 4098.9212 | 4269.0264
-11.6293 | 4131.1222 | 4302.5638
-11.5864 | 4157.3139 | 4329.8424
-11.5435 | 4186.1145 | 4359.8382
-11.5006 | 4217.3772 | 4392.3983
-11.4577 | 4266.5381 | 4443.5994
-11.4147 | 4312.5224 | 4491.4921
-11.3718 | 4336.2071 | 4516.1597
-11.3289 | 4354.5084 | 4535.2205
-11.286 | 4389.7829 | 4571.9589
-11.2431 | 4433.0521 | 4617.0237
-11.2002 | 4487.0153 | 4673.2264
-11.1573 | 4519.9184 | 4707.495
-11.1144 | 4543.7823 | 4732.3492
-11.0715 | 4585.7839 | 4776.0939
-11.0285 | 4627.0845 | 4819.1086
-10.9856 | 4653.9021 | 4847.0391
-10.9427 | 4687.6405 | 4882.1776
-10.8998 | 4715.5621 | 4911.2579
-10.8569 | 4757.6522 | 4955.0948
-10.814 | 4794.2245 | 4993.1848
-10.7711 | 4832.661 | 5033.2165
-10.7281 | 4881.9865 | 5084.5889
-10.6852 | 4932.3253 | 5137.0168
-10.6423 | 4975.3257 | 5181.8017
-10.5994 | 5023.7107 | 5232.1947
-10.5565 | 5068.2473 | 5278.5795
-10.5136 | 5118.1539 | 5330.5573
-10.4707 | 5160.2451 | 5374.3952
-10.4278 | 5189.2852 | 5404.6405
-10.3849 | 5216.1174 | 5432.5862
-10.3419 | 5258.8647 | 5477.1076
-10.299 | 5294.6611 | 5514.3895
-10.2561 | 5334.0225 | 5555.3844
-10.2132 | 5360.6765 | 5583.1446
-10.1703 | 5383.3469 | 5606.7558
-10.1274 | 5428.4063 | 5653.6852
-10.0845 | 5474.4948 | 5701.6863
-10.0416 | 5504.8472 | 5733.2984
-9.9986 | 5542.687 | 5772.7085
-9.9557 | 5576.0973 | 5807.5053
-9.9128 | 5632.1643 | 5865.8992
-9.8699 | 5710.081 | 5947.0494
-9.827 | 5770.7411 | 6010.2269
-9.7841 | 5837.0545 | 6079.2922
-9.7412 | 5890.5553 | 6135.0133
-9.6982 | 5939.3579 | 6185.8412
-9.6553 | 6007.8792 | 6257.2062
-9.6124 | 6074.3863 | 6326.4733
-9.5695 | 6130.8699 | 6385.301
-9.5266 | 6172.0811 | 6428.2224
-9.4837 | 6218.5268 | 6476.5956
-9.4408 | 6285.0047 | 6545.8323
-9.3979 | 6342.458 | 6605.67
-9.3549 | 6376.6285 | 6641.2586
-9.312 | 6418.1229 | 6684.475
-9.2691 | 6467.0151 | 6735.3962
-9.2262 | 6530.0321 | 6801.0284
-9.1833 | 6590.6328 | 6864.1441
-9.1404 | 6640.7925 | 6916.3854
-9.0975 | 6687.5975 | 6965.1328
-9.0546 | 6746.662 | 7026.6485
-9.0116 | 6800.669 | 7082.8968
-8.9687 | 6817.4934 | 7100.4194
-8.9258 | 6841.4479 | 7125.368
-8.8829 | 6886.0897 | 7171.8624
-8.84 | 6934.2653 | 7222.0374
-8.7971 | 6990.7792 | 7280.8966
-8.7542 | 7039.8943 | 7332.0499
-8.7113 | 7078.2121 | 7371.9579
-8.6683 | 7151.5806 | 7448.3712
-8.6254 | 7242.1161 | 7542.6639
-8.5825 | 7304.9237 | 7608.0781
-8.5396 | 7366.5691 | 7672.2817
-8.4967 | 7452.6897 | 7761.9763
-8.4538 | 7543.8522 | 7856.922
-8.4109 | 7647.3189 | 7964.6827
-8.368 | 7733.3645 | 8054.2992
-8.325 | 7790.0732 | 8113.3612
-8.2821 | 7847.3473 | 8173.0123
-8.2392 | 7903.6977 | 8231.7012
-8.1963 | 7945.5941 | 8275.3363
-8.1534 | 7988.356 | 8319.8728
-8.1105 | 8015.0695 | 8347.6948
-8.0676 | 8048.7037 | 8382.7249
-8.0247 | 8110.9895 | 8447.5956
-7.9817 | 8183.6862 | 8523.3092
-7.9388 | 8255.5331 | 8598.1377
-7.8959 | 8314.8059 | 8659.8703
-7.853 | 8376.7793 | 8724.4156
-7.8101 | 8449.0136 | 8799.6476
-7.7672 | 8529.1528 | 8883.1127
-7.7243 | 8592.8718 | 8949.476
-7.6814 | 8661.6306 | 9021.0883
-7.6384 | 8738.235 | 9100.8717
-7.5955 | 8817.8681 | 9183.8096
-7.5526 | 8891.1022 | 9260.0829
-7.5097 | 8967.691 | 9339.8502
-7.4668 | 9041.8947 | 9417.1334
-7.4239 | 9108.8194 | 9486.8354
-7.381 | 9172.6426 | 9553.3072
-7.3381 | 9238.3289 | 9621.7196
-7.2951 | 9279.0922 | 9664.1745
-7.2522 | 9339.6481 | 9727.2435
-7.2093 | 9409.5411 | 9800.0371
-7.1664 | 9490.6802 | 9884.5434
-7.1235 | 9590.8215 | 9988.8406
-7.0806 | 9674.5247 | 10076.0175
-7.0377 | 9740.0632 | 10144.2758
-6.9948 | 9846.0962 | 10254.7092
-6.9518 | 9951.845 | 10364.8465
-6.9089 | 10061.9492 | 10479.5201
-6.866 | 10152.1566 | 10573.4711
-6.8231 | 10218.3502 | 10642.4118
-6.7802 | 10268.9432 | 10695.1043
-6.7373 | 10352.8558 | 10782.4993
-6.6944 | 10442.0686 | 10875.4144
-6.6515 | 10514.8069 | 10951.1714
-6.6085 | 10565.4238 | 11003.8889
-6.5656 | 10625.1018 | 11066.0435
-6.5227 | 10701.0376 | 11145.1306
-6.4798 | 10789.8879 | 11237.6683
-6.4369 | 10847.7016 | 11297.8812
-6.394 | 10913.0141 | 11365.9041
-6.3511 | 10999.094 | 11455.5564
-6.3082 | 11098.0469 | 11558.6159
-6.2652 | 11199.9577 | 11664.756
-6.2223 | 11284.8816 | 11753.2042
-6.1794 | 11385.126 | 11857.6087
-6.1365 | 11483.704 | 11960.2777
-6.0936 | 11567.2115 | 12047.2507
-6.0507 | 11643.3347 | 12126.5331
-6.0078 | 11714.6462 | 12200.804
-5.9649 | 11787.5824 | 12276.7671
-5.9219 | 11890.7847 | 12384.2522
-5.879 | 11995.1742 | 12492.9739
-5.8361 | 12111.8118 | 12614.452
-5.7932 | 12223.471 | 12730.7451
-5.7503 | 12315.7896 | 12826.8948
-5.7074 | 12410.5244 | 12925.5612
-5.6645 | 12497.6876 | 13016.3416
-5.6216 | 12582.0491 | 13104.2041
-5.5786 | 12657.7869 | 13183.0851
-5.5357 | 12733.0666 | 13261.4888
-5.4928 | 12827.416 | 13359.7538
-5.4499 | 12933.7636 | 13470.5148
-5.407 | 13022.9264 | 13563.3779
-5.3641 | 13147.344 | 13692.9588
-5.3212 | 13252.296 | 13802.2662
-5.2782 | 13342.4274 | 13896.1381
-5.2353 | 13432.8504 | 13990.3137
-5.1924 | 13532.2824 | 14093.8721
-5.1495 | 13621.6639 | 14186.963
-5.1066 | 13708.9625 | 14277.8844
-5.0637 | 13773.2959 | 14344.8877
-5.0208 | 13873.082 | 14448.8149
-4.9779 | 14000.1763 | 14581.1836
-4.9349 | 14111.4293 | 14697.0536
-4.892 | 14192.8017 | 14781.803
-4.8491 | 14279.6732 | 14872.2797
-4.8062 | 14353.7343 | 14949.4143
-4.7633 | 14474.5795 | 15075.2746
-4.7204 | 14576.1883 | 15181.1001
-4.6775 | 14657.3107 | 15265.5891
-4.6346 | 14730.726 | 15342.0512
-4.5916 | 14807.8804 | 15422.4074
-4.5487 | 14904.2191 | 15522.7442
-4.5058 | 15046.1756 | 15670.5918
-4.4629 | 15139.3586 | 15767.6419
-4.42 | 15214.9715 | 15846.3928
-4.3771 | 15308.6231 | 15943.931
-4.3342 | 15464.5878 | 16106.3682
-4.2913 | 15601.92 | 16249.3996
-4.2483 | 15711.1733 | 16363.187
-4.2054 | 15800.3257 | 16456.0392
-4.1625 | 15874.6576 | 16533.4559
-4.1196 | 15966.9865 | 16629.6165
-4.0767 | 16090.5709 | 16758.3296
-4.0338 | 16188.399 | 16860.2176
-3.9909 | 16272.0523 | 16947.3425
-3.948 | 16350.9355 | 17029.4993
-3.905 | 16458.1267 | 17141.139
-3.8621 | 16587.5331 | 17275.9157
-3.8192 | 16688.3919 | 17380.9602
-3.7763 | 16744.5392 | 17439.4376
-3.7334 | 16817.6525 | 17515.5851
-3.6905 | 16908.9712 | 17610.6935
-3.6476 | 17016.6831 | 17722.8755
-3.6047 | 17109.4912 | 17819.5351
-3.5617 | 17190.3012 | 17903.6987
-3.5188 | 17289.0146 | 18006.5087
-3.4759 | 17395.7683 | 18117.6927
-3.433 | 17499.0955 | 18225.308
-3.3901 | 17645.6867 | 18377.9827
-3.3472 | 17778.4779 | 18516.2847
-3.3043 | 17901.604 | 18644.5206
-3.2614 | 18016.8356 | 18764.5343
-3.2184 | 18131.1715 | 18883.6151
-3.1755 | 18266.3373 | 19024.3903
-3.1326 | 18391.8797 | 19155.1428
-3.0897 | 18475.2206 | 19241.9422
-3.0468 | 18568.0391 | 19338.6127
-3.0039 | 18687.6241 | 19463.1605
-2.961 | 18784.6606 | 19564.2241
-2.9181 | 18898.6424 | 19682.9361
-2.8751 | 18963.1008 | 19750.0695
-2.8322 | 19015.3633 | 19804.5009
-2.7893 | 19081.3319 | 19873.2072
-2.7464 | 19141.489 | 19935.8607
-2.7035 | 19215.5709 | 20013.017
-2.6606 | 19338.3845 | 20140.9275
-2.6177 | 19455.47 | 20262.872
-2.5748 | 19609.0079 | 20422.7817
-2.5318 | 19714.3556 | 20532.5014
-2.4889 | 19795.5718 | 20617.088
-2.446 | 19899.5551 | 20725.3867
-2.4031 | 19992.8631 | 20822.5669
-2.3602 | 20063.4768 | 20896.1111
-2.3173 | 20075.829 | 20908.9759
-2.2744 | 20107.0115 | 20941.4525
-2.2315 | 20167.1477 | 21004.0844
-2.1885 | 20231.929 | 21071.5541
-2.1456 | 20292.2319 | 21134.3595
-2.1027 | 20327.4763 | 21171.0665
-2.0598 | 20380.7802 | 21226.5826
-2.0169 | 20515.6857 | 21367.0867
-1.974 | 20664.1828 | 21521.7464
-1.9311 | 20784.3719 | 21646.9233
-1.8882 | 20944.3463 | 21813.5367
-1.8452 | 21098.6549 | 21974.2491
-1.8023 | 21249.7037 | 22131.5664
-1.7594 | 21384.5467 | 22272.0054
-1.7165 | 21483.2184 | 22374.7719
-1.6736 | 21531.3878 | 22424.9404
-1.6307 | 21611.7291 | 22508.6158
-1.5878 | 21667.3035 | 22566.4966
-1.5449 | 21722.753 | 22624.2472
-1.5019 | 21763.4548 | 22666.6382
-1.459 | 21834.6934 | 22740.8332
-1.4161 | 21888.7264 | 22797.1086
-1.3732 | 21939.6245 | 22850.1189
-1.3303 | 22007.0096 | 22920.3005
-1.2874 | 22077.3525 | 22993.5626
-1.2445 | 22145.9561 | 23065.0133
-1.2016 | 22220.6108 | 23142.7661
-1.1586 | 22241.0034 | 23164.005
-1.1157 | 22298.515 | 23223.9034
-1.0728 | 22384.0846 | 23313.0242
-1.0299 | 22417.3814 | 23347.7027
-0.98699 | 22445.5331 | 23377.0228
-0.94408 | 22442.1066 | 23373.454
-0.90116 | 22436.0138 | 23367.1084
-0.85825 | 22453.2715 | 23385.0823
-0.81534 | 22439.0029 | 23370.2216
-0.77243 | 22406.5394 | 23336.4108
-0.72951 | 22438.2947 | 23369.4839
-0.6866 | 22470.5604 | 23403.0886
-0.64369 | 22523.1249 | 23457.8346
-0.60078 | 22578.7514 | 23515.7696
-0.55786 | 22663.6232 | 23604.1636
-0.51495 | 22749.2762 | 23693.3712
-0.47204 | 22818.4526 | 23765.4184
-0.42913 | 22864.9348 | 23813.8296
-0.38621 | 22908.0425 | 23858.7262
-0.3433 | 22992.0603 | 23946.2308
-0.30039 | 23101.9698 | 24060.7015
-0.25748 | 23135.5269 | 24095.6513
-0.21456 | 23161.4498 | 24122.65
-0.17165 | 23206.4739 | 24169.5425
-0.12874 | 23191.0284 | 24153.4561
-0.085825 | 23105.3859 | 24064.2594
-0.042913 | 22996.8303 | 23951.1988
4.2633e-13 | 22863.133 | 23811.953
0.042913 | 22709.7304 | 23652.1843
0.085825 | 22535.425 | 23470.6451
0.12874 | 22380.1894 | 23308.9673
0.17165 | 22299.8273 | 23225.2701
0.21456 | 22252.1266 | 23175.5898
0.25748 | 22164.5156 | 23084.343
0.30039 | 22021.0698 | 22934.9442
0.3433 | 21885.6852 | 22793.9412
0.38621 | 21814.3946 | 22719.6919
0.42913 | 21828.7673 | 22734.6611
0.47204 | 21878.0094 | 22785.9468
0.51495 | 21958.4444 | 22869.7199
0.55786 | 22035.6612 | 22950.1412
0.60078 | 22148.5702 | 23067.7359
0.64369 | 22301.5666 | 23227.0816
0.6866 | 22415.3713 | 23345.6092
0.72951 | 22442.0129 | 23373.3564
0.77243 | 22415.9233 | 23346.1841
0.81534 | 22352.9334 | 23280.5801
0.85825 | 22290.2976 | 23215.3449
0.90116 | 22198.6352 | 23119.8785
0.94408 | 22144.7688 | 23063.7767
0.98699 | 22107.6705 | 23025.1389
1.0299 | 22020.5491 | 22934.4019
1.0728 | 21923.8562 | 22833.6962
1.1157 | 21875.2598 | 22783.0831
1.1586 | 21830.3191 | 22736.2773
1.2016 | 21788.1279 | 22692.3352
1.2445 | 21765.1108 | 22668.3629
1.2874 | 21691.9975 | 22592.2154
1.3303 | 21624.7166 | 22522.1423
1.3732 | 21566.8404 | 22461.8643
1.4161 | 21490.1235 | 22381.9637
1.459 | 21416.5103 | 22305.2955
1.5019 | 21382.7761 | 22270.1613
1.5449 | 21289.1661 | 22172.6665
1.5878 | 21215.4279 | 22095.8682
1.6307 | 21182.3394 | 22061.4065
1.6736 | 21066.8996 | 21941.1759
1.7165 | 20962.8537 | 21832.8122
1.7594 | 20888.4386 | 21755.3088
1.8023 | 20787.9651 | 21650.6656
1.8452 | 20674.879 | 21532.8865
1.8882 | 20600.0993 | 21455.0034
1.9311 | 20489.7211 | 21340.0445
1.974 | 20423.9296 | 21271.5226
2.0169 | 20346.5045 | 21190.8844
2.0598 | 20256.1543 | 21096.7847
2.1027 | 20186.5613 | 21024.3036
2.1456 | 20158.5449 | 20995.1246
2.1885 | 20106.7928 | 20941.2247
2.2315 | 20001.2368 | 20831.2881
2.2744 | 19910.9804 | 20737.2861
2.3173 | 19827.1917 | 20650.0202
2.3602 | 19734.9252 | 20553.9246
2.4031 | 19638.3053 | 20453.295
2.446 | 19537.6235 | 20348.4349
2.4889 | 19449.0231 | 20256.1575
2.5318 | 19370.4731 | 20174.3478
2.5748 | 19299.8178 | 20100.7602
2.6177 | 19192.2621 | 19988.741
2.6606 | 19134.4484 | 19928.528
2.7035 | 19060.2311 | 19851.2307
2.7464 | 18946.3119 | 19732.5838
2.7893 | 18840.7871 | 19622.6797
2.8322 | 18782.0881 | 19561.5448
2.8751 | 18709.1831 | 19485.6142
2.9181 | 18651.6298 | 19425.6725
2.961 | 18523.817 | 19292.5554
3.0039 | 18399.5348 | 19163.1155
3.0468 | 18286.4175 | 19045.3038
3.0897 | 18133.4315 | 18885.9689
3.1326 | 18002.1713 | 18749.2614
3.1755 | 17851.8308 | 18592.6817
3.2184 | 17738.2656 | 18474.4036
3.2614 | 17664.392 | 18397.4643
3.3043 | 17612.7961 | 18343.7271
3.3472 | 17542.1095 | 18270.107
3.3901 | 17455.3629 | 18179.7605
3.433 | 17334.0282 | 18053.3904
3.4759 | 17236.8146 | 17952.1424
3.5188 | 17087.0677 | 17796.181
3.5617 | 16936.2898 | 17639.1458
3.6047 | 16779.9919 | 17476.3615
3.6476 | 16647.2006 | 17338.0594
3.6905 | 16551.6326 | 17238.5253
3.7334 | 16457.5643 | 17140.5532
3.7763 | 16380.8682 | 17060.6743
3.8192 | 16324.1169 | 17001.5677
3.8621 | 16250.7016 | 16925.1057
3.905 | 16194.4918 | 16866.5632
3.948 | 16106.4538 | 16774.8716
3.9909 | 16000.5645 | 16664.5879
4.0338 | 15922.4312 | 16583.2121
4.0767 | 15834.1953 | 16491.3144
4.1196 | 15755.937 | 16409.8084
4.1625 | 15668.576 | 16318.8219
4.2054 | 15567.2901 | 16213.3326
4.2483 | 15489.2505 | 16132.0544
4.2913 | 15412.0962 | 16051.6982
4.3342 | 15321.1107 | 15956.9368
4.3771 | 15231.0418 | 15863.13
4.42 | 15123.2882 | 15750.9047
4.4629 | 15038.1352 | 15662.2178
4.5058 | 14936.943 | 15556.8262
4.5487 | 14845.1973 | 15461.273
4.5916 | 14771.7195 | 15384.7458
4.6346 | 14666.3301 | 15274.9828
4.6775 | 14585.3431 | 15190.6348
4.7204 | 14518.8224 | 15121.3536
4.7633 | 14403.9242 | 15001.687
4.8062 | 14289.2863 | 14882.2916
4.8491 | 14184.4905 | 14773.1469
4.892 | 14070.0401 | 14653.9468
4.9349 | 13972.1599 | 14552.0046
4.9779 | 13853.1269 | 14428.0317
5.0208 | 13724.3454 | 14293.9058
5.0637 | 13592.1478 | 14156.222
5.1066 | 13489.6851 | 14049.507
5.1495 | 13384.5352 | 13939.9934
5.1924 | 13291.7688 | 13843.3772
5.2353 | 13228.5289 | 13777.5129
5.2782 | 13162.8207 | 13709.0778
5.3212 | 13092.5924 | 13635.9349
5.3641 | 13051.7968 | 13593.4464
5.407 | 12995.1079 | 13534.4049
5.4499 | 12911.1943 | 13447.0089
5.4928 | 12805.8986 | 13337.3434
5.5357 | 12678.544 | 13204.7036
5.5786 | 12556.2823 | 13077.3681
5.6216 | 12454.1008 | 12970.946
5.6645 | 12350.5757 | 12863.1246
5.7074 | 12229.8658 | 12737.4053
5.7503 | 12139.3803 | 12643.1646
5.7932 | 12086.9512 | 12588.5597
5.8361 | 12043.0207 | 12542.8061
5.879 | 11972.0113 | 12468.8497
5.9219 | 11886.0354 | 12379.3059
5.9649 | 11830.7839 | 12321.7614
6.0078 | 11766.1067 | 12254.4001
6.0507 | 11681.9535 | 12166.7546
6.0936 | 11561.8894 | 12041.7078
6.1365 | 11435.42 | 11909.99
6.1794 | 11332.6969 | 11803.0038
6.2223 | 11244.3673 | 11711.0085
6.2652 | 11147.3932 | 11610.01
6.3082 | 11071.4887 | 11530.9555
6.3511 | 10988.7832 | 11444.8177
6.394 | 10918.0966 | 11371.1976
6.4369 | 10862.3763 | 11313.1649
6.4798 | 10809.7702 | 11258.3756
6.5227 | 10737.7609 | 11183.3779
6.5656 | 10687.4043 | 11130.9316
6.6085 | 10600.8765 | 11040.8129
6.6515 | 10533.3769 | 10970.512
6.6944 | 10473.5323 | 10908.1839
6.7373 | 10394.5741 | 10825.9489
6.7802 | 10279.6967 | 10706.3041
6.8231 | 10197.916 | 10621.1295
6.866 | 10098.8193 | 10517.9203
6.9089 | 10022.7815 | 10438.7269
6.9518 | 9947.2207 | 10360.0303
6.9948 | 9872.6295 | 10282.3436
7.0377 | 9794.7576 | 10201.24
7.0806 | 9744.3427 | 10148.733
7.1235 | 9681.9079 | 10083.7071
7.1664 | 9590.7309 | 9988.7462
7.2093 | 9523.0302 | 9918.236
7.2522 | 9450.8553 | 9843.0658
7.2951 | 9359.6793 | 9748.106
7.3381 | 9279.5098 | 9664.6095
7.381 | 9196.1784 | 9577.8198
7.4239 | 9101.6904 | 9479.4105
7.4668 | 9028.5302 | 9403.2142
7.5097 | 8961.7701 | 9333.6835
7.5526 | 8901.7067 | 9271.1276
7.5955 | 8837.2421 | 9203.9876
7.6384 | 8788.7832 | 9153.5177
7.6814 | 8714.4159 | 9076.0641
7.7243 | 8618.2417 | 8975.8987
7.7672 | 8543.2776 | 8897.8237
7.8101 | 8456.7248 | 8807.6789
7.853 | 8360.4767 | 8707.4365
7.8959 | 8285.7814 | 8629.6413
7.9388 | 8209.6685 | 8550.3698
7.9817 | 8170.1426 | 8509.2035
8.0247 | 8154.7659 | 8493.1886
8.0676 | 8111.7498 | 8448.3874
8.1105 | 8060.4716 | 8394.9811
8.1534 | 8016.3214 | 8348.9987
8.1963 | 7966.0429 | 8296.6337
8.2392 | 7891.3174 | 8218.8071
8.2821 | 7838.0405 | 8163.3192
8.325 | 7803.6012 | 8127.4507
8.368 | 7762.5099 | 8084.654
8.4109 | 7711.7222 | 8031.7586
8.4538 | 7636.8925 | 7953.8235
8.4967 | 7559.4528 | 7873.1701
8.5396 | 7496.4962 | 7807.6008
8.5825 | 7409.2862 | 7716.7716
8.6254 | 7313.889 | 7617.4154
8.6683 | 7223.6805 | 7523.4632
8.7113 | 7145.9575 | 7442.5147
8.7542 | 7102.6738 | 7397.4348
8.7971 | 7061.9105 | 7354.9798
8.84 | 6997.0438 | 7287.4212
8.8829 | 6958.2042 | 7246.9697
8.9258 | 6912.3699 | 7199.2332
8.9687 | 6875.4987 | 7160.8319
9.0116 | 6832.4827 | 7116.0307
9.0546 | 6772.2558 | 7053.3045
9.0975 | 6722.2003 | 7001.1716
9.1404 | 6692.0864 | 6969.808
9.1833 | 6634.8414 | 6910.1873
9.2262 | 6589.3351 | 6862.7925
9.2691 | 6525.2287 | 6796.0257
9.312 | 6457.35 | 6725.33
9.3549 | 6400.5383 | 6666.1606
9.3979 | 6328.6914 | 6591.3321
9.4408 | 6266.4347 | 6526.4918
9.4837 | 6213.6348 | 6471.5007
9.5266 | 6149.3951 | 6404.595
9.5695 | 6103.7691 | 6357.0755
9.6124 | 6069.2402 | 6321.1137
9.6553 | 6029.4914 | 6279.7153
9.6982 | 5988.7875 | 6237.3222
9.7412 | 5932.4965 | 6178.6951
9.7841 | 5876.5346 | 6120.4108
9.827 | 5836.2796 | 6078.4852
9.8699 | 5789.0122 | 6029.2562
9.9128 | 5741.0146 | 5979.2667
9.9557 | 5692.2568 | 5928.4855
9.9986 | 5423.123
10.0416 | 5387.994
10.0845 | 5347.351
10.1274 | 5304.904
10.1703 | 5246.904
10.2132 | 5198.485
10.2561 | 5150.524
10.299 | 5106.673
10.3419 | 5071.057
10.3849 | 5032.734
10.4278 | 4981.25
10.4707 | 4946.035
10.5136 | 4910.949
10.5565 | 4883.911
10.5994 | 4856.214
10.6423 | 4812.536
10.6852 | 4759.419
10.7281 | 4726.037
10.7711 | 4687.786
10.814 | 4643.277
10.8569 | 4602.706
10.8998 | 4556.592
10.9427 | 4517.796
10.9856 | 4491.117
11.0285 | 4454.584
11.0715 | 4430.697
11.1144 | 4409.731
11.1573 | 4366.768
11.2002 | 4320.439
11.2431 | 4269.314
11.286 | 4218.861
11.3289 | 4186.439
11.3718 | 4148.832
11.4147 | 4113.345
11.4577 | 4079.031
11.5006 | 4054.199
11.5435 | 4024.741
11.5864 | 4010.95
11.6293 | 3965.982
11.6722 | 3911.906
11.7151 | 3857.086
11.7581 | 3808.667
11.801 | 3765.074
11.8439 | 3731.276
11.8868 | 3691.665
11.9297 | 3667.906
11.9726 | 3643.604
12.0155 | 3619.258
12.0584 | 3599.538
12.1014 | 3578.658
12.1443 | 3553.353
12.1872 | 3531.829
12.2301 | 3501.154
12.273 | 3486.302
12.3159 | 3466.497
12.3588 | 3443.268
12.4017 | 3410.086
12.4446 | 3383.292
12.4876 | 3349.681
12.5305 | 3321.125
12.5734 | 3279.895
12.6163 | 3247.043
12.6592 | 3213.217
12.7021 | 3187.324
12.745 | 3168.435
12.788 | 3141.898
12.8309 | 3110.306
12.8738 | 3085.56
12.9167 | 3055.973
12.9596 | 3030.539
13.0025 | 3011.492
13.0454 | 2977.007
13.0883 | 2953.707
13.1313 | 2933.056
13.1742 | 2914.754
13.2171 | 2898.199
13.26 | 2881.071
13.3029 | 2859.561
13.3458 | 2842.562
13.3887 | 2816.656
13.4316 | 2791.88
13.4746 | 2769.053
13.5175 | 2744.249
13.5604 | 2724.099
13.6033 | 2704.107
13.6462 | 2689.471
13.6891 | 2670.324
13.732 | 2654.313
13.7749 | 2641.41
13.8179 | 2629.152
13.8608 | 2611.695
13.9037 | 2593.808
13.9466 | 2568.331
13.9895 | 2548.568
14.0324 | 2533.717
14.0753 | 2514.642
14.1182 | 2494.592
14.1612 | 2470.447
14.2041 | 2445.844
14.247 | 2427.699
14.2899 | 2400.833
14.3328 | 2378.507
14.3757 | 2355.264
14.4186 | 2342.346
14.4616 | 2325.118
14.5045 | 2307.06
14.5474 | 2281.955
14.5903 | 2266.417
14.6332 | 2252.411
14.6761 | 2235.784
14.719 | 2209.563
14.7619 | 2185.89
14.8049 | 2168.419
14.8478 | 2161.502
14.8907 | 2148.67
14.9336 | 2133.218
14.9765 | 2114.644
15.0194 | 2087.534
15.0623 | 2067.384
15.1052 | 2045.001
15.1481 | 2024.006
15.1911 | 2014.211
15.234 | 1997.04
15.2769 | 1976.461
15.3198 | 1964.904
15.3627 | 1955.71
15.4056 | 1957.471
15.4485 | 1956.956
15.4915 | 1938.997
15.5344 | 1929.703
15.5773 | 1927.956
15.6202 | 1919.879
15.6631 | 1910.126
15.706 | 1885.394
15.7489 | 1861.363
15.7918 | 1851.926
15.8347 | 1831.547
15.8777 | 1819.604
15.9206 | 1813.374
15.9635 | 1806.786
16.0064 | 1803.937
16.0493 | 1802.776
16.0922 | 1783.901
16.1351 | 1776.383
16.178 | 1755.131
16.221 | 1741.583
16.2639 | 1729.768
16.3068 | 1715.591
16.3497 | 1698.191
16.3926 | 1688.753
16.4355 | 1672.198
16.4784 | 1662.847
16.5214 | 1651.633
16.5643 | 1628.591
16.6072 | 1613.583
16.6501 | 1588.22
16.693 | 1575.331
16.7359 | 1561.34
16.7788 | 1551.659
16.8217 | 1543.31
16.8647 | 1536.736
16.9076 | 1527.199
16.9505 | 1524.435
16.9934 | 1515.355
17.0363 | 1508.453
17.0792 | 1499.889
17.1221 | 1483.706
17.165 | 1470.101
17.208 | 1453.589
17.2509 | 1449.393
17.2938 | 1445.942
17.3367 | 1433.755
17.3796 | 1421.525
17.4225 | 1413.834
17.4654 | 1413.591
17.5083 | 1416.398
17.5512 | 1404.497
17.5942 | 1391.479
17.6371 | 1388.83
17.68 | 1378.562
17.7229 | 1362.279
17.7658 | 1348.875
17.8087 | 1332.105
17.8516 | 1321.249
17.8945 | 1313.416
17.9375 | 1305.067
17.9804 | 1298.064
18.0233 | 1292.178
18.0662 | 1282.855
18.1091 | 1271.198
18.152 | 1257.836
18.1949 | 1242.112
18.2379 | 1229.538
18.2808 | 1226.516
18.3237 | 1228.879
18.3666 | 1222.492
18.4095 | 1223.309
18.4524 | 1229.524
18.4953 | 1228.45
18.5382 | 1214.73
18.5812 | 1199.163
18.6241 | 1188.68
18.667 | 1183.153
18.7099 | 1168.287
18.7528 | 1158.936
18.7957 | 1161.342
18.8386 | 1163.977
18.8815 | 1162.516
18.9245 | 1155.757
18.9674 | 1148.825
19.0103 | 1146.477
19.0532 | 1133.144
19.0961 | 1118.479
19.139 | 1108.469
19.1819 | 1102.97
19.2248 | 1096.311
19.2678 | 1089.207
19.3107 | 1083.45
19.3536 | 1080.787
19.3965 | 1072.71
19.4394 | 1071.836
19.4823 | 1059.835
19.5252 | 1049.61
19.5681 | 1041.289
19.6111 | 1029.818
19.654 | 1020.281
19.6969 | 1012.433
19.7398 | 997.2668
19.7827 | 996.1929
19.8256 | 988.8176
19.8685 | 983.8912
19.9114 | 981.385
19.9544 | 977.9193
19.9973 | 977.4467
20.0402 | 976.9168
20.0831 | 972.7638
20.126 | 969.742
20.1689 | 964.2142
20.2118 | 959.4167
20.2548 | 948.1605
20.2977 | 933.2667
20.3406 | 925.9056
20.3835 | 909.5225
20.4264 | 896.204
20.4693 | 899.5695
20.5122 | 896.4332
20.5551 | 891.65
20.5981 | 887.5686
20.641 | 880.8091
20.6839 | 871.7296
20.7268 | 863.7099
20.7697 | 850.4057
20.8126 | 837.9179
20.8555 | 830.5713
20.8984 | 833.192
20.9413 | 829.4542
20.9843 | 836.1851
21.0272 | 845.6941
21.0701 | 837.7747
21.113 | 833.8508
21.1559 | 836.3139
21.1988 | 832.3041
21.2417 | 825.3585
21.2846 | 812.6558
21.3276 | 801.9008
21.3705 | 795.5422
21.4134 | 786.0474
21.4563 | 772.3137
21.4992 | 757.4485
21.5421 | 754.0688
21.585 | 754.5986
21.6279 | 745.8343
21.6709 | 750.059
21.7138 | 752.3503
21.7567 | 752.6081
21.7996 | 747.1375
21.8425 | 747.5385
21.8854 | 749.9157
21.9283 | 747.5098
21.9713 | 736.0817
22.0142 | 729.0645
22.0571 | 718.0803
22.1 | 720.5721
22.1429 | 715.6458
22.1858 | 707.8695
22.2287 | 707.0818
22.2716 | 706.3228
22.3146 | 705.306
22.3575 | 711.6216
22.4004 | 709.6166
22.4433 | 698.4463
22.4862 | 689.3096
22.5291 | 680.6453
22.572 | 673.0839
22.6149 | 664.2479
22.6578 | 658.0326
22.7008 | 651.803
22.7437 | 650.8292
22.7866 | 647.607
22.8295 | 643.5112
22.8724 | 639.4154
22.9153 | 635.9354
22.9582 | 630.3646
23.0011 | 626.6411
23.0441 | 622.4451
23.087 | 633.6154
23.1299 | 545.6276
23.1728 | 457.468
23.2157 | 369.8381
23.2586 | 280.5328
23.3015 | 190.7692
23.3444 | 102.4949
23.3874 | 0
23.4303 | 0
23.4732 | 0
23.5161 | 0
23.559 | 0
23.6019 | 0
23.6448 | 0
23.6878 | 0
23.7307 | 0
23.7736 | 0
23.8165 | 0
23.8594 | 0
23.9023 | 0
23.9452 | 0
23.9881 | 0
24.0311 | 0
24.074 | 0
24.1169 | 0
24.1598 | 0
24.2027 | 0
24.2456 | 0
24.2885 | 0
24.3314 | 0
24.3744 | 0
24.4173 | 0
24.4602 | 0
24.5031 | 0
24.546 | 0
24.5889 | 0
24.6318 | 0
24.6747 | 0
24.7177 | 0
24.7606 | 0
24.8035 | 0
24.8464 | 0
24.8893 | 0
24.9322 | 0
24.9751 | 0
25.018 | 0
25.061 | 0
25.1039 | 0
25.1468 | 0
25.1897 | 0
25.2326 | 0
25.2755 | 0
25.3184 | 0
25.3614 | 0
25.4043 | 0
25.4472 | 0
25.4901 | 0
25.533 | 0
25.5759 | 0
25.6188 | 0
25.6617 | 0
25.7047 | 0
25.7476 | 0
25.7905 | 0
25.8334 | 0
25.8763 | 0
25.9192 | 0
25.9621 | 0
26.005 | 0
26.048 | 0
26.0909 | 0
26.1338 | 0
26.1767 | 0
26.2196 | 0
26.2625 | 0
26.3054 | 0
26.3483 | 0
26.3912 | 0
26.4342 | 0
26.4771 | 0
26.52 | 0
26.5629 | 0
26.6058 | 0
26.6487 | 0
26.6916 | 0
26.7345 | 0
26.7775 | 0
26.8204 | 0
26.8633 | 0
26.9062 | 0
26.9491 | 0
26.992 | 0
27.0349 | 0
27.0779 | 0
27.1208 | 0
27.1637 | 0
27.2066 | 0
27.2495 | 0
27.2924 | 0
27.3353 | 0
27.3782 | 0
27.4212 | 0
27.4641 | 0
27.507 | 0
27.5499 | 0
27.5928 | 0
27.6357 | 0
27.6786 | 0
27.7215 | 0
27.7645 | 0
27.8074 | 0
27.8503 | 0
27.8932 | 0
27.9361 | 0
27.979 | 0
28.0219 | 0
28.0648 | 0
28.1077 | 0
28.1507 | 0
28.1936 | 0
28.2365 | 0
28.2794 | 0
28.3223 | 0
28.3652 | 0
28.4081 | 0
28.451 | 0
28.494 | 0
28.5369 | 0
28.5798 | 0
28.6227 | 0
28.6656 | 0
28.7085 | 0
28.7514 | 0
28.7944 | 0
28.8373 | 0
28.8802 | 0
28.9231 | 0
28.966 | 0
29.0089 | 0
29.0518 | 0
29.0947 | 0
29.1377 | 0
29.1806 | 0
29.2235 | 0
29.2664 | 0
29.3093 | 0
29.3522 | 0
29.3951 | 0
29.438 | 0
29.481 | 0
29.5239 | 0
29.5668 | 0
29.6097 | 0
29.6526 | 0
29.6955 | 0
29.7384 | 0
29.7813 | 0
29.8243 | 0
29.8672 | 0

## NL
Desire
D40 Lustr 1-Piece Optic | 2015-05-14
Diffuser
Narrow Linear
Horizontal | Beam Angle | Field Angle
| 27.1 | 41.9
Row Mult
Mode | Candela | Field Lumens | Beam Lumens | Power Consump | Efficacy (lpw)
Boost Full | 25444.5953 | 2688.3973 | 1490.5855 | 102.7 | 26.1772 | 1 | 1 | 1 | 1 | 1 | 1
Regulated Full | 22857 | 2415 | 1339 | 93.3 | 25.8842 | 0.8983 | 0.8983 | 0.8983
Regulated 3200K | 16516.9025 | 1745.1249 | 967.5868 | 57.2 | 30.5092 | 0.64913 | 0.64913 | 0.64913
Regulated 5600K | 14331.5904 | 1514.2316 | 839.5677 | 54.5 | 27.7841 | 0.56325 | 0.56325 | 0.56325
| For Field diameter at any distance, multiply distance by |  |  |  | 0.76573
| For Beam diameter at any distance, multiply distance by |  |  |  | 0.482
Dist for 1.0 fc
| Throw Distance (ft) | 10 | 15 | 20 | 30 | 151.1853
| Throw Distance (m) | 3.048 | 4.572 | 6.096 | 9.144 | 46.0813
| Field Diameter (ft) | 7.6573 | 11.4859 | 15.3145 | 22.9718
| Field Diameter (m) | 2.3339 | 3.5009 | 4.6679 | 7.0018
| Illuminance (fc) | 228.57 | 101.5867 | 57.1425 | 25.3967
| Illuminance (lux) | 2460.3046 | 1093.4687 | 615.0762 | 273.3672
Vertical | Beam Angle | Field Angle
| 12.3 | 30.2
| For Field height at any distance, multiply distance by |  |  |  | 0.53964
| For Beam height at any distance, multiply distance by |  |  |  | 0.2155
Test Distance | Iso-Illuminance Diagram grid lines
102.2 | 0 | 12.5 | 25 | 37.5
| 0 | 0.12231 | 0.24462 | 0.36693
Measurement: NL - Intensity
Degrees | (Cd)
-29.9101 | 0 | 0
-29.8672 | 0 | 0
-29.8243 | 0 | 0
-29.7813 | 0 | 0
-29.7384 | 0 | 0
-29.6955 | 0 | 0
-29.6526 | 0 | 0
-29.6097 | 0 | 0
-29.5668 | 0 | 0
-29.5239 | 0 | 0
-29.481 | 0 | 0
-29.438 | 0 | 0
-29.3951 | 0 | 0
-29.3522 | 0 | 0
-29.3093 | 0 | 0
-29.2664 | 0 | 0
-29.2235 | 0 | 0
-29.1806 | 0 | 0
-29.1377 | 0 | 0
-29.0947 | 0 | 0
-29.0518 | 0 | 0
-29.0089 | 0 | 0
-28.966 | 0 | 0
-28.9231 | 0 | 0
-28.8802 | 0 | 0
-28.8373 | 0 | 0
-28.7944 | 0 | 0
-28.7514 | 0 | 0
-28.7085 | 0 | 0
-28.6656 | 0 | 0
-28.6227 | 0 | 0
-28.5798 | 0 | 0
-28.5369 | 0 | 0
-28.494 | 0 | 0
-28.451 | 0 | 0
-28.4081 | 0 | 0
-28.3652 | 0 | 0
-28.3223 | 0 | 0
-28.2794 | 0 | 0
-28.2365 | 0 | 0
-28.1936 | 0 | 0
-28.1507 | 0 | 0
-28.1077 | 0 | 0
-28.0648 | 0 | 0
-28.0219 | 0 | 0
-27.979 | 0 | 0
-27.9361 | 0 | 0
-27.8932 | 0 | 0
-27.8503 | 0 | 0
-27.8074 | 0 | 0
-27.7645 | 0 | 0
-27.7215 | 0 | 0
-27.6786 | 0 | 0
-27.6357 | 0 | 0
-27.5928 | 0 | 0
-27.5499 | 0 | 0
-27.507 | 0 | 0
-27.4641 | 0 | 0
-27.4212 | 0 | 0
-27.3782 | 0 | 0
-27.3353 | 0 | 0
-27.2924 | 0 | 0
-27.2495 | 0 | 0
-27.2066 | 0 | 0
-27.1637 | 0 | 0
-27.1208 | 0 | 0
-27.0779 | 100.6595 | 104.8369
-27.0349 | 213.8087 | 222.6818
-26.992 | 318.3112 | 331.5212
-26.9491 | 434.2698 | 452.292
-26.9062 | 549.5297 | 572.3351
-26.8633 | 664.6004 | 692.1813
-26.8204 | 782.8881 | 815.3779
-26.7775 | 795.5524 | 828.5678
-26.7345 | 800.822 | 834.0561
-26.6916 | 807.5034 | 841.0148
-26.6487 | 811.3173 | 844.9869
-26.6058 | 818.6393 | 852.6128
-26.5629 | 820.2259 | 854.2653
-26.52 | 827.8245 | 862.1792
-26.4771 | 835.0447 | 869.6991
-26.4342 | 828.7853 | 863.1799
-26.3912 | 841.5516 | 876.476
-26.3483 | 849.5869 | 884.8447
-26.3054 | 849.1938 | 884.4353
-26.2625 | 857.6949 | 893.2893
-26.2196 | 853.4152 | 888.8319
-26.1767 | 860.548 | 896.2608
-26.1338 | 886.9831 | 923.7929
-26.0909 | 892.1651 | 929.19
-26.048 | 888.1475 | 925.0056
-26.005 | 886.3716 | 923.156
-25.9621 | 890.2146 | 927.1585
-25.9192 | 899.8365 | 937.1797
-25.8763 | 894.436 | 931.5551
-25.8334 | 885.9931 | 922.7618
-25.7905 | 899.0214 | 936.3308
-25.7476 | 908.585 | 946.2913
-25.7047 | 927.9018 | 966.4098
-25.6617 | 936.665 | 975.5366
-25.6188 | 939.882 | 978.8871
-25.5759 | 962.605 | 1002.5531
-25.533 | 970.7713 | 1011.0583
-25.4901 | 970.058 | 1010.3154
-25.4472 | 986.0413 | 1026.962
-25.4043 | 988.8944 | 1029.9335
-25.3614 | 988.8652 | 1029.9031
-25.3184 | 1000.7872 | 1042.3199
-25.2755 | 999.2733 | 1040.7432
-25.2326 | 1011.3699 | 1053.3418
-25.1897 | 1026.5817 | 1069.1848
-25.1468 | 1030.1335 | 1072.884
-25.1039 | 1039.7409 | 1082.8902
-25.061 | 1057.9661 | 1101.8717
-25.018 | 1058.5629 | 1102.4933
-24.9751 | 1070.586 | 1115.0153
-24.9322 | 1077.1953 | 1121.8989
-24.8893 | 1076.2059 | 1120.8684
-24.8464 | 1079.6116 | 1124.4155
-24.8035 | 1087.9238 | 1133.0727
-24.7606 | 1092.2471 | 1137.5753
-24.7177 | 1108.2154 | 1154.2063
-24.6747 | 1115.2757 | 1161.5596
-24.6318 | 1121.7674 | 1168.3207
-24.5889 | 1132.525 | 1179.5248
-24.546 | 1140.7643 | 1188.106
-24.5031 | 1147.0821 | 1194.686
-24.4602 | 1161.2308 | 1209.4219
-24.4173 | 1170.5179 | 1219.0944
-24.3744 | 1181.0287 | 1230.0414
-24.3314 | 1197.6521 | 1247.3547
-24.2885 | 1210.2292 | 1260.4538
-24.2456 | 1225.0185 | 1275.8568
-24.2027 | 1239.7349 | 1291.1839
-24.1598 | 1239.386 | 1290.8206
-24.1169 | 1245.6309 | 1297.3246
-24.074 | 1262.4001 | 1314.7897
-24.0311 | 1267.3055 | 1319.8987
-23.9881 | 1266.5775 | 1319.1405
-23.9452 | 1274.2201 | 1327.1002
-23.9023 | 1276.0541 | 1329.0104
-23.8594 | 1287.1315 | 1340.5475
-23.8165 | 1299.3744 | 1353.2984
-23.7736 | 1304.7745 | 1358.9227
-23.7307 | 1311.5724 | 1366.0027
-23.6878 | 1327.2355 | 1382.3158
-23.6448 | 1336.4059 | 1391.8668
-23.6019 | 1351.516 | 1407.6039
-23.559 | 1366.0731 | 1422.7651
-23.5161 | 1383.9483 | 1441.3822
-23.4732 | 1389.1162 | 1446.7646
-23.4303 | 1409.8452 | 1468.3538
-23.3874 | 1419.3208 | 1478.2226
-23.3444 | 1422.262 | 1481.2859
-23.3015 | 1425.173 | 1484.3177
-23.2586 | 1437.7356 | 1497.4016
-23.2157 | 1439.9914 | 1499.7511
-23.1728 | 1458.4791 | 1519.006
-23.1299 | 1457.9979 | 1518.5048
-23.087 | 1469.5711 | 1530.5583
-23.0441 | 1491.1145 | 1552.9958
-23.0011 | 1512.7746 | 1575.5547
-22.9582 | 1515.7449 | 1578.6484
-22.9153 | 1524.129 | 1587.3804
-22.8724 | 1530.8259 | 1594.3551
-22.8295 | 1553.039 | 1617.4901
-22.7866 | 1571.41 | 1636.6235
-22.7437 | 1588.4114 | 1654.3305
-22.7008 | 1592.6764 | 1658.7725
-22.6578 | 1606.4034 | 1673.0691
-22.6149 | 1621.3249 | 1688.6099
-22.572 | 1630.3204 | 1697.9787
-22.5291 | 1636.2017 | 1704.1041
-22.4862 | 1642.2132 | 1710.3651
-22.4433 | 1650.6421 | 1719.1438
-22.4004 | 1666.2469 | 1735.3961
-22.3575 | 1679.9593 | 1749.6776
-22.3146 | 1693.6717 | 1763.9591
-22.2716 | 1705.8406 | 1776.6329
-22.2287 | 1718.4469 | 1789.7624
-22.1858 | 1730.2377 | 1802.0426
-22.1429 | 1736.1618 | 1808.2125
-22.1 | 1746.7299 | 1819.2191
-22.0571 | 1764.3874 | 1837.6095
-22.0142 | 1778.8424 | 1852.6644
-21.9713 | 1795.044 | 1869.5383
-21.9283 | 1813.5015 | 1888.7618
-21.8854 | 1834.3033 | 1910.4269
-21.8425 | 1856.706 | 1933.7593
-21.7996 | 1885.0192 | 1963.2475
-21.7567 | 1895.5727 | 1974.239
-21.7138 | 1912.3856 | 1991.7496
-21.6709 | 1936.0548 | 2016.401
-21.6279 | 1950.7274 | 2031.6826
-21.585 | 1966.2593 | 2047.8591
-21.5421 | 1983.2326 | 2065.5368
-21.4992 | 1993.1748 | 2075.8915
-21.4563 | 2014.486 | 2098.0871
-21.4134 | 2026.7142 | 2110.8229
-21.3705 | 2039.6549 | 2124.3005
-21.3276 | 2059.5829 | 2145.0556
-21.2846 | 2071.1842 | 2157.1383
-21.2417 | 2084.9695 | 2171.4957
-21.1988 | 2101.0544 | 2188.2482
-21.1559 | 2116.6884 | 2204.5309
-21.113 | 2140.0669 | 2228.8797
-21.0701 | 2150.9402 | 2240.2042
-21.0272 | 2168.729 | 2258.7312
-20.9843 | 2199.5459 | 2290.8271
-20.9413 | 2226.2135 | 2318.6014
-20.8984 | 2248.9214 | 2342.2516
-20.8555 | 2268.0496 | 2362.1736
-20.8126 | 2296.0274 | 2391.3125
-20.7697 | 2326.9599 | 2423.5288
-20.7268 | 2338.5622 | 2435.6126
-20.6839 | 2353.5265 | 2451.1979
-20.641 | 2371.9256 | 2470.3606
-20.5981 | 2394.1971 | 2493.5563
-20.5551 | 2429.1915 | 2530.0029
-20.5122 | 2450.6485 | 2552.3504
-20.4693 | 2477.4619 | 2580.2765
-20.4264 | 2511.4366 | 2615.6613
-20.3835 | 2536.7805 | 2642.0569
-20.3406 | 2563.696 | 2670.0894
-20.2977 | 2587.2339 | 2694.6041
-20.2548 | 2601.266 | 2709.2186
-20.2118 | 2617.8467 | 2726.4873
-20.1689 | 2634.1066 | 2743.422
-20.126 | 2652.9286 | 2763.0251
-20.0831 | 2672.3609 | 2783.2639
-20.0402 | 2690.1351 | 2801.7757
-19.9973 | 2717.5745 | 2830.3538
-19.9544 | 2744.0682 | 2857.947
-19.9114 | 2769.6432 | 2884.5834
-19.8685 | 2801.1007 | 2917.3464
-19.8256 | 2830.7376 | 2948.2132
-19.7827 | 2858.0468 | 2976.6557
-19.7398 | 2886.1558 | 3005.9313
-19.6969 | 2915.1523 | 3036.1311
-19.654 | 2941.6022 | 3063.6787
-19.6111 | 2969.9008 | 3093.1517
-19.5681 | 2991.7639 | 3115.9222
-19.5252 | 3013.1772 | 3138.224
-19.4823 | 3031.1837 | 3156.9778
-19.4394 | 3056.4838 | 3183.3279
-19.3965 | 3078.5657 | 3206.3262
-19.3536 | 3111.3188 | 3240.4385
-19.3107 | 3132.0613 | 3262.0418
-19.2678 | 3163.8968 | 3295.1985
-19.2248 | 3202.1084 | 3334.9959
-19.1819 | 3239.3879 | 3373.8225
-19.139 | 3264.8192 | 3400.3092
-19.0961 | 3287.5416 | 3423.9746
-19.0532 | 3320.6145 | 3458.4199
-19.0103 | 3360.8059 | 3500.2794
-18.9674 | 3385.3333 | 3525.8246
-18.9245 | 3416.4991 | 3558.2838
-18.8815 | 3459.0777 | 3602.6294
-18.8386 | 3504.786 | 3650.2346
-18.7957 | 3544.6276 | 3691.7296
-18.7528 | 3580.5249 | 3729.1167
-18.7099 | 3615.2131 | 3765.2445
-18.667 | 3661.1829 | 3813.122
-18.6241 | 3696.9053 | 3850.3268
-18.5812 | 3721.6951 | 3876.1454
-18.5382 | 3745.9026 | 3901.3576
-18.4953 | 3782.426 | 3939.3966
-18.4524 | 3815.3821 | 3973.7205
-18.4095 | 3852.8657 | 4012.7597
-18.3666 | 3880.6686 | 4041.7163
-18.3237 | 3909.1848 | 4071.416
-18.2808 | 3944.9364 | 4108.6513
-18.2379 | 3988.7523 | 4154.2855
-18.1949 | 4028.2595 | 4195.4323
-18.152 | 4059.6431 | 4228.1182
-18.1091 | 4101.8582 | 4272.0853
-18.0662 | 4150.943 | 4323.2072
-18.0233 | 4191.3376 | 4365.2781
-17.9804 | 4233.9016 | 4409.6086
-17.9375 | 4278.0519 | 4455.591
-17.8945 | 4312.3328 | 4491.2946
-17.8516 | 4351.2287 | 4531.8047
-17.8087 | 4375.8289 | 4557.4258
-17.7658 | 4403.0652 | 4585.7924
-17.7229 | 4445.8177 | 4630.3192
-17.68 | 4484.4074 | 4670.5103
-17.6371 | 4517.1751 | 4704.6378
-17.5942 | 4561.267 | 4750.5595
-17.5512 | 4604.0487 | 4795.1167
-17.5083 | 4661.0093 | 4854.4412
-17.4654 | 4709.2651 | 4904.6997
-17.4225 | 4745.1469 | 4942.0705
-17.3796 | 4789.7491 | 4988.5237
-17.3367 | 4840.0859 | 5040.9494
-17.2938 | 4893.1159 | 5096.1802
-17.2509 | 4938.7659 | 5143.7247
-17.208 | 4990.2379 | 5197.3328
-17.165 | 5048.4505 | 5257.9611
-17.1221 | 5118.9194 | 5331.3545
-17.0792 | 5180.4793 | 5395.4692
-17.0363 | 5232.7095 | 5449.867
-16.9934 | 5279.3489 | 5498.4419
-16.9505 | 5337.9395 | 5559.464
-16.9076 | 5381.7398 | 5605.082
-16.8647 | 5422.0625 | 5647.0781
-16.8217 | 5460.7543 | 5687.3756
-16.7788 | 5506.0251 | 5734.5252
-16.7359 | 5556.188 | 5786.7698
-16.693 | 5607.8786 | 5840.6056
-16.6501 | 5669.8468 | 5905.1455
-16.6072 | 5721.9739 | 5959.4358
-16.5643 | 5770.739 | 6010.2247
-16.5214 | 5824.395 | 6066.1074
-16.4784 | 5877.221 | 6121.1256
-16.4355 | 5932.6392 | 6178.8437
-16.3926 | 5988.3323 | 6236.8481
-16.3497 | 6028.8144 | 6279.0102
-16.3068 | 6074.6383 | 6326.7358
-16.2639 | 6150.0721 | 6405.3001
-16.221 | 6225.2423 | 6483.5899
-16.178 | 6311.1703 | 6573.0838
-16.1351 | 6375.8609 | 6640.4592
-16.0922 | 6448.6441 | 6716.2628
-16.0493 | 6522.4906 | 6793.174
-16.0064 | 6592.5815 | 6866.1736
-15.9635 | 6639.6281 | 6915.1727
-15.9206 | 6673.3415 | 6950.2851
-15.8777 | 6702.0754 | 6980.2115
-15.8347 | 6762.5157 | 7043.1601
-15.7918 | 6822.9259 | 7106.0773
-15.7489 | 6889.3923 | 7175.3021
-15.706 | 6963.5002 | 7252.4855
-15.6631 | 7036.7198 | 7328.7436
-15.6202 | 7115.2093 | 7410.4905
-15.5773 | 7194.6893 | 7493.2689
-15.5344 | 7263.0617 | 7564.4787
-15.4915 | 7330.6342 | 7634.8555
-15.4485 | 7400.0262 | 7707.1273
-15.4056 | 7473.8134 | 7783.9766
-15.3627 | 7540.6735 | 7853.6115
-15.3198 | 7606.4546 | 7922.1225
-15.2769 | 7683.6777 | 8002.5503
-15.234 | 7762.7348 | 8084.8883
-15.1911 | 7834.1068 | 8159.2222
-15.1481 | 7905.638 | 8233.722
-15.1052 | 7970.561 | 8301.3392
-15.0623 | 8056.0379 | 8390.3635
-15.0194 | 8145.1101 | 8483.1322
-14.9765 | 8201.8229 | 8542.1986
-14.9336 | 8257.0224 | 8599.6888
-14.8907 | 8333.5029 | 8679.3433
-14.8478 | 8404.277 | 8753.0545
-14.8049 | 8494.3105 | 8846.8244
-14.7619 | 8543.061 | 8897.598
-14.719 | 8604.9272 | 8962.0316
-14.6761 | 8700.113 | 9061.1677
-14.6332 | 8817.2359 | 9183.1512
-14.5903 | 8905.101 | 9274.6627
-14.5474 | 8994.2169 | 9367.4769
-14.5045 | 9079.6356 | 9456.4404
-14.4616 | 9218.6508 | 9601.2248
-14.4186 | 9327.6521 | 9714.7497
-14.3757 | 9434.2215 | 9825.7417
-14.3328 | 9522.7699 | 9917.9648
-14.2899 | 9617.1412 | 10016.2526
-14.247 | 9708.5131 | 10111.4163
-14.2041 | 9793.2474 | 10199.6672
-14.1612 | 9858.3891 | 10267.5122
-14.1182 | 9945.6428 | 10358.387
-14.0753 | 10021.264 | 10437.1465
-14.0324 | 10095.1835 | 10514.1336
-13.9895 | 10168.8831 | 10590.8918
-13.9466 | 10238.2616 | 10663.1495
-13.9037 | 10323.1262 | 10751.5359
-13.8608 | 10426.9773 | 10859.6968
-13.8179 | 10531.0439 | 10968.0823
-13.7749 | 10623.7687 | 11064.6551
-13.732 | 10709.3696 | 11153.8084
-13.6891 | 10814.5194 | 11263.322
-13.6462 | 10921.2002 | 11374.4301
-13.6033 | 11047.4405 | 11505.9092
-13.5604 | 11157.5166 | 11620.5535
-13.5175 | 11262.2811 | 11729.6657
-13.4746 | 11352.2979 | 11823.4183
-13.4316 | 11457.0103 | 11932.4763
-13.3887 | 11544.6109 | 12023.7123
-13.3458 | 11639.4186 | 12122.4545
-13.3029 | 11698.6279 | 12184.121
-13.26 | 11757.0352 | 12244.9522
-13.2171 | 11818.4942 | 12308.9617
-13.1742 | 11906.7613 | 12400.8919
-13.1313 | 11999.0694 | 12497.0308
-13.0883 | 12106.7709 | 12609.2019
-13.0454 | 12208.4318 | 12715.0817
-13.0025 | 12309.8426 | 12820.7011
-12.9596 | 12414.8466 | 12930.0628
-12.9167 | 12518.2572 | 13037.7648
-12.8738 | 12625.3442 | 13149.296
-12.8309 | 12734.8683 | 13263.3654
-12.788 | 12850.8706 | 13384.1817
-12.745 | 12966.3938 | 13504.4991
-12.7021 | 13062.0868 | 13604.1634
-12.6592 | 13149.6041 | 13695.3126
-12.6163 | 13245.0471 | 13794.7166
-12.5734 | 13351.353 | 13905.4342
-12.5305 | 13440.8804 | 13998.6769
-12.4876 | 13516.0663 | 14076.983
-12.4446 | 13587.3673 | 14151.2431
-12.4017 | 13670.6249 | 14237.9558
-12.3588 | 13752.1118 | 14322.8245
-12.3159 | 13839.6395 | 14413.9845
-12.273 | 13917.8249 | 14495.4146
-12.2301 | 13990.3758 | 14570.9764
-12.1872 | 14043.2527 | 14626.0477
-12.1443 | 14107.4195 | 14692.8774
-12.1014 | 14185.8653 | 14774.5787
-12.0584 | 14270.6538 | 14862.886
-12.0155 | 14360.6186 | 14956.5843
-11.9726 | 14444.8655 | 15044.3275
-11.9297 | 14536.2884 | 15139.5444
-11.8868 | 14653.8009 | 15261.9336
-11.8439 | 14773.1672 | 15386.2536
-11.801 | 14868.2769 | 15485.3104
-11.7581 | 14972.9685 | 15594.3467
-11.7151 | 15067.6617 | 15692.9697
-11.6722 | 15175.6965 | 15805.4879
-11.6293 | 15276.7637 | 15910.7494
-11.5864 | 15354.3242 | 15991.5286
-11.5435 | 15436.6756 | 16077.2976
-11.5006 | 15548.5847 | 16193.851
-11.4577 | 15653.193 | 16302.8005
-11.4147 | 15755.7912 | 16409.6565
-11.3718 | 15834.0599 | 16491.1734
-11.3289 | 15914.922 | 16575.3912
-11.286 | 16032.1636 | 16697.4984
-11.2431 | 16152.7068 | 16823.0442
-11.2002 | 16267.0635 | 16942.1467
-11.1573 | 16382.7846 | 17062.6701
-11.1144 | 16485.8618 | 17170.0251
-11.0715 | 16608.061 | 17297.2956
-11.0285 | 16714.4607 | 17408.1108
-10.9856 | 16776.7007 | 17472.9338
-10.9427 | 16829.9422 | 17528.3848
-10.8998 | 16915.3452 | 17617.332
-10.8569 | 16991.7809 | 17696.9398
-10.814 | 17060.4678 | 17768.4772
-10.7711 | 17123.6035 | 17834.2331
-10.7281 | 17201.3932 | 17915.251
-10.6852 | 17298.2735 | 18016.1519
-10.6423 | 17406.4124 | 18128.7786
-10.5994 | 17484.4833 | 18210.0893
-10.5565 | 17547.8586 | 18276.0947
-10.5136 | 17616.6705 | 18347.7623
-10.4707 | 17711.5824 | 18446.613
-10.4278 | 17810.5665 | 18549.705
-10.3849 | 17891.3661 | 18633.8578
-10.3419 | 17963.8753 | 18709.3761
-10.299 | 18011.2323 | 18758.6985
-10.2561 | 18079.1798 | 18829.4657
-10.2132 | 18170.3631 | 18924.4332
-10.1703 | 18216.7828 | 18972.7792
-10.1274 | 18262.1193 | 19019.9972
-10.0845 | 18340.7733 | 19101.9154
-10.0416 | 18432.9253 | 19197.8917
-9.9986 | 18539.7727 | 19309.1733
-9.9557 | 18618.6664 | 19391.341
-9.9128 | 18674.2825 | 19449.2652
-9.8699 | 18755.6757 | 19534.0362
-9.827 | 18830.57 | 19612.0386
-9.7841 | 18881.2806 | 19664.8537
-9.7412 | 18929.1896 | 19714.751
-9.6982 | 18994.4916 | 19782.763
-9.6553 | 19064.6679 | 19855.8516
-9.6124 | 19160.4234 | 19955.581
-9.5695 | 19210.0197 | 20007.2355
-9.5266 | 19262.1467 | 20061.5258
-9.4837 | 19334.9684 | 20137.3696
-9.4408 | 19400.7287 | 20205.859
-9.3979 | 19450.1896 | 20257.3724
-9.3549 | 19505.9723 | 20315.4701
-9.312 | 19541.1958 | 20352.1555
-9.2691 | 19617.3295 | 20431.4486
-9.2262 | 19680.6214 | 20497.3672
-9.1833 | 19716.7927 | 20535.0396
-9.1404 | 19779.2827 | 20600.123
-9.0975 | 19830.0559 | 20653.0032
-9.0546 | 19899.0969 | 20724.9094
-9.0116 | 19955.2337 | 20783.3759
-8.9687 | 19992.1653 | 20821.8402
-8.9258 | 20028.4199 | 20859.5994
-8.8829 | 20081.6823 | 20915.0721
-8.84 | 20110.6984 | 20945.2924
-8.7971 | 20156.5661 | 20993.0636
-8.7542 | 20202.59 | 21040.9975
-8.7113 | 20267.8191 | 21108.9336
-8.6683 | 20338.1412 | 21182.1741
-8.6254 | 20421.2113 | 21268.6915
-8.5825 | 20490.8459 | 21341.216
-8.5396 | 20537.401 | 21389.7031
-8.4967 | 20561.6055 | 21414.9121
-8.4538 | 20556.2834 | 21409.3691
-8.4109 | 20556.1792 | 21409.2607
-8.368 | 20577.0926 | 21431.0419
-8.325 | 20596.4228 | 21451.1743
-8.2821 | 20634.8854 | 21491.2331
-8.2392 | 20688.8768 | 21547.4651
-8.1963 | 20740.3789 | 21601.1047
-8.1534 | 20786.8611 | 21649.5158
-8.1105 | 20813.9192 | 21677.6969
-8.0676 | 20831.0623 | 21695.5514
-8.0247 | 20857.5685 | 21723.1576
-7.9817 | 20873.191 | 21739.4284
-7.9388 | 20878.1277 | 21744.57
-7.8959 | 20885.6265 | 21752.38
-7.853 | 20951.3764 | 21820.8585
-7.8101 | 20996.7233 | 21868.0873
-7.7672 | 21018.5844 | 21890.8557
-7.7243 | 21036.3732 | 21909.3827
-7.6814 | 21059.432 | 21933.3985
-7.6384 | 21082.1367 | 21957.0454
-7.5955 | 21128.7647 | 22005.6084
-7.5526 | 21158.9786 | 22037.0762
-7.5097 | 21206.2002 | 22086.2575
-7.4668 | 21241.7674 | 22123.3008
-7.4239 | 21263.8785 | 22146.3294
-7.381 | 21279.2823 | 22162.3725
-7.3381 | 21279.5531 | 22162.6545
-7.2951 | 21256.0464 | 22138.1723
-7.2522 | 21228.9882 | 22109.9912
-7.2093 | 21222.7392 | 22103.4829
-7.1664 | 21240.6426 | 22122.1293
-7.1235 | 21260.3166 | 22142.6197
-7.0806 | 21275.7828 | 22158.7278
-7.0377 | 21305.5593 | 22189.74
-6.9948 | 21342.6888 | 22228.4104
-6.9518 | 21361.1233 | 22247.61
-6.9089 | 21389.9937 | 22277.6785
-6.866 | 21400.1588 | 22288.2653
-6.8231 | 21415.5417 | 22304.2867
-6.7802 | 21459.1597 | 22349.7149
-6.7373 | 21510.0578 | 22402.7252
-6.6944 | 21571.6105 | 22466.8323
-6.6515 | 21638.3811 | 22536.3739
-6.6085 | 21667.3868 | 22566.5834
-6.5656 | 21699.2255 | 22599.7433
-6.5227 | 21724.8256 | 22626.4058
-6.4798 | 21726.0337 | 22627.6641
-6.4369 | 21717.0872 | 22618.3463
-6.394 | 21690.7373 | 22590.9029
-6.3511 | 21660.9816 | 22559.9123
-6.3082 | 21656.3261 | 22555.0636
-6.2652 | 21662.1481 | 22561.1272
-6.2223 | 21698.7568 | 22599.2552
-6.1794 | 21711.5985 | 22612.6298
-6.1365 | 21728.2417 | 22629.9637
-6.0936 | 21750.0194 | 22652.6452
-6.0507 | 21775.0259 | 22678.6894
-6.0078 | 21798.2409 | 22702.8679
-5.9649 | 21822.3724 | 22728.0009
-5.9219 | 21809.0412 | 22714.1165
-5.879 | 21809.6349 | 22714.7347
-5.8361 | 21819.6125 | 22725.1264
-5.7932 | 21819.7583 | 22725.2782
-5.7503 | 21810.9784 | 22716.134
-5.7074 | 21817.4878 | 22722.9136
-5.6645 | 21814.03 | 22719.3123
-5.6216 | 21824.2055 | 22729.91
-5.5786 | 21845.3063 | 22751.8865
-5.5357 | 21851.2324 | 22758.0586
-5.4928 | 21863.845 | 22771.1945
-5.4499 | 21871.3646 | 22779.0262
-5.407 | 21847.8371 | 22754.5224
-5.3641 | 21847.9413 | 22754.6308
-5.3212 | 21852.6072 | 22759.4904
-5.2782 | 21865.6572 | 22773.082
-5.2353 | 21875.5619 | 22783.3977
-5.1924 | 21873.4268 | 22781.174
-5.1495 | 21878.9884 | 22786.9664
-5.1066 | 21893.2257 | 22801.7946
-5.0637 | 21889.4867 | 22797.9004
-5.0208 | 21901.7347 | 22810.6567
-4.9779 | 21943.3531 | 22854.0022
-4.9349 | 21981.1179 | 22893.3343
-4.892 | 21994.3762 | 22907.1428
-4.8491 | 21979.3682 | 22891.5119
-4.8062 | 21973.0358 | 22884.9168
-4.7633 | 21994.1575 | 22906.915
-4.7204 | 21998.5734 | 22911.5142
-4.6775 | 21956.4239 | 22867.6155
-4.6346 | 21909.296 | 22818.5318
-4.5916 | 21911.3999 | 22820.723
-4.5487 | 21957.4342 | 22868.6677
-4.5058 | 21990.1581 | 22902.7497
-4.4629 | 21999.1462 | 22912.1108
-4.42 | 22003.0935 | 22916.2219
-4.3771 | 21983.6071 | 22895.9268
-4.3342 | 21960.5274 | 22871.8893
-4.2913 | 21915.9929 | 22825.5066
-4.2483 | 21863.72 | 22771.0644
-4.2054 | 21847.2643 | 22753.9258
-4.1625 | 21843.0358 | 22749.5218
-4.1196 | 21832.0792 | 22738.1105
-4.0767 | 21833.0478 | 22739.1193
-4.0338 | 21855.1276 | 22762.1154
-3.9909 | 21906.057 | 22815.1583
-3.948 | 21928.168 | 22838.187
-3.905 | 21906.109 | 22815.2126
-3.8621 | 21882.2275 | 22790.3399
-3.8192 | 21860.1789 | 22767.3763
-3.7763 | 21851.3886 | 22758.2213
-3.7334 | 21867.8339 | 22775.349
-3.6905 | 21857.2106 | 22764.2849
-3.6476 | 21855.8254 | 22762.8422
-3.6047 | 21864.5115 | 22771.8888
-3.5617 | 21872.4165 | 22780.1218
-3.5188 | 21887.8411 | 22796.1865
-3.4759 | 21909.2231 | 22818.4559
-3.433 | 21898.5373 | 22807.3266
-3.3901 | 21881.915 | 22790.0145
-3.3472 | 21857.5856 | 22764.6754
-3.3043 | 21882.6857 | 22790.8172
-3.2614 | 21878.8322 | 22786.8037
-3.2184 | 21875.3015 | 22783.1265
-3.1755 | 21875.7389 | 22783.5821
-3.1326 | 21880.3423 | 22788.3765
-3.0897 | 21908.2754 | 22817.4688
-3.0468 | 21962.7354 | 22874.1889
-3.0039 | 21953.9243 | 22865.0122
-2.961 | 21943.6447 | 22854.306
-2.9181 | 21976.2645 | 22888.2795
-2.8751 | 21978.5662 | 22890.6767
-2.8322 | 21965.5995 | 22877.1719
-2.7893 | 21952.9245 | 22863.9708
-2.7464 | 21939.4266 | 22849.9128
-2.7035 | 21933.8338 | 22844.0879
-2.6606 | 21943.3427 | 22853.9914
-2.6177 | 21902.9845 | 22811.9584
-2.5748 | 21896.1106 | 22804.7992
-2.5318 | 21915.0243 | 22824.4978
-2.4889 | 21926.8453 | 22836.8094
-2.446 | 21927.7931 | 22837.7965
-2.4031 | 21921.5545 | 22831.299
-2.3602 | 21913.0975 | 22822.4911
-2.3173 | 21901.2557 | 22810.1578
-2.2744 | 21886.4664 | 22794.7547
-2.2315 | 21883.4356 | 22791.5982
-2.1885 | 21874.9786 | 22782.7902
-2.1456 | 21860.0018 | 22767.1919
-2.1027 | 21871.9999 | 22779.6879
-2.0598 | 21892.205 | 22800.7315
-2.0169 | 21909.3481 | 22818.5861
-1.974 | 21921.3149 | 22831.0495
-1.9311 | 21902.0055 | 22810.9388
-1.8882 | 21896.1211 | 22804.8101
-1.8452 | 21882.1545 | 22790.264
-1.8023 | 21863.4388 | 22770.7715
-1.7594 | 21853.5758 | 22760.4992
-1.7165 | 21837.922 | 22744.1958
-1.6736 | 21810.1765 | 22715.2988
-1.6307 | 21799.3865 | 22704.0611
-1.5878 | 21791.7003 | 22696.0558
-1.5449 | 21794.1166 | 22698.5724
-1.5019 | 21784.3994 | 22688.4519
-1.459 | 21774.6301 | 22678.2772
-1.4161 | 21783.9203 | 22687.953
-1.3732 | 21805.4585 | 22710.385
-1.3303 | 21823.3619 | 22729.0314
-1.2874 | 21856.7732 | 22763.8293
-1.2445 | 21912.0144 | 22821.3629
-1.2016 | 21958.1424 | 22869.4053
-1.1586 | 21998.4484 | 22911.384
-1.1157 | 22038.442 | 22953.0374
-1.0728 | 22083.7681 | 23000.2445
-1.0299 | 22135.4473 | 23054.0684
-0.98699 | 22179.5549 | 23100.0064
-0.94408 | 22212.7891 | 23134.6199
-0.90116 | 22233.3588 | 23156.0431
-0.85825 | 22240.5035 | 23163.4843
-0.81534 | 22240.7742 | 23163.7664
-0.77243 | 22228.3491 | 23150.8256
-0.72951 | 22194.3858 | 23115.4528
-0.6866 | 22139.3946 | 23058.1795
-0.64369 | 22091.2982 | 23008.087
-0.60078 | 22066.9271 | 22982.7045
-0.55786 | 22086.4031 | 23002.9888
-0.51495 | 22128.6359 | 23046.9743
-0.47204 | 22167.0048 | 23086.9355
-0.42913 | 22202.0721 | 23123.4581
-0.38621 | 22243.6904 | 23166.8036
-0.3433 | 22276.9039 | 23201.3954
-0.30039 | 22287.9021 | 23212.8501
-0.25748 | 22245.8776 | 23169.0815
-0.21456 | 22198.8226 | 23120.0738
-0.17165 | 22211.4144 | 23133.1881
-0.12874 | 22226.7869 | 23149.1986
-0.085825 | 22245.5547 | 23168.7452
-0.042913 | 22247.721 | 23171.0015
4.2633e-13 | 22253.1785 | 23176.6854
0.042913 | 22267.7283 | 23191.839
0.085825 | 22253.2202 | 23176.7288
0.12874 | 22171.0042 | 23091.1008
0.17165 | 22099.7551 | 23016.895
0.21456 | 22048.1488 | 22963.147
0.25748 | 22019.4763 | 22933.2846
0.30039 | 21998.9067 | 22911.8613
0.3433 | 21976.4311 | 22888.453
0.38621 | 21957.8404 | 22869.0907
0.42913 | 21920.3672 | 22830.0624
0.47204 | 21898.4644 | 22807.2507
0.51495 | 21887.7786 | 22796.1215
0.55786 | 21897.0688 | 22805.7972
0.60078 | 21919.159 | 22828.8041
0.64369 | 21937.8644 | 22848.2858
0.6866 | 21938.8434 | 22849.3054
0.72951 | 21959.236 | 22870.5443
0.77243 | 21962.8083 | 22874.2648
0.81534 | 21930.8759 | 22841.0073
0.85825 | 21870.823 | 22778.4622
0.90116 | 21808.885 | 22713.9537
0.94408 | 21751.3942 | 22654.0771
0.98699 | 21727.6376 | 22629.3346
1.0299 | 21744.739 | 22647.1457
1.0728 | 21779.0877 | 22682.9198
1.1157 | 21805.5001 | 22710.4284
1.1586 | 21819.4354 | 22724.942
1.2016 | 21857.773 | 22764.8706
1.2445 | 21935.5002 | 22845.8234
1.2874 | 22004.6245 | 22917.8164
1.3303 | 22033.172 | 22947.5487
1.3732 | 22042.004 | 22956.7471
1.4161 | 22048.8466 | 22963.8738
1.459 | 22058.3139 | 22973.7339
1.5019 | 22028.3082 | 22942.483
1.5449 | 21960.8503 | 22872.2256
1.5878 | 21899.5059 | 22808.3354
1.6307 | 21888.3619 | 22796.7289
1.6736 | 21926.5954 | 22836.5491
1.7165 | 21926.4391 | 22836.3863
1.7594 | 21931.7924 | 22841.9618
1.8023 | 21971.3486 | 22883.1596
1.8452 | 22001.8854 | 22914.9636
1.8882 | 22034.5364 | 22948.9697
1.9311 | 22035.328 | 22949.7941
1.974 | 21970.3279 | 22882.0965
2.0169 | 21929.9177 | 22840.0093
2.0598 | 21880.1028 | 22788.1271
2.1027 | 21801.6883 | 22706.4583
2.1456 | 21740.6564 | 22642.8936
2.1885 | 21686.8421 | 22586.846
2.2315 | 21654.3785 | 22553.0352
2.2744 | 21662.9188 | 22561.9299
2.3173 | 21691.2893 | 22591.4778
2.3602 | 21731.689 | 22633.5541
2.4031 | 21783.5974 | 22687.6167
2.446 | 21836.2765 | 22742.4819
2.4889 | 21852.2114 | 22759.0782
2.5318 | 21820.2165 | 22725.7555
2.5748 | 21785.6908 | 22689.797
2.6177 | 21752.6232 | 22655.3571
2.6606 | 21703.4331 | 22604.1256
2.7035 | 21636.8501 | 22534.7793
2.7464 | 21590.545 | 22486.5526
2.7893 | 21593.6799 | 22489.8176
2.8322 | 21614.9577 | 22511.9785
2.8751 | 21592.6592 | 22488.7546
2.9181 | 21557.4669 | 22452.1018
2.961 | 21555.3214 | 22449.8673
3.0039 | 21591.1594 | 22487.1926
3.0468 | 21593.909 | 22490.0562
3.0897 | 21573.1207 | 22468.4052
3.1326 | 21576.016 | 22471.4207
3.1755 | 21618.8738 | 22516.057
3.2184 | 21675.9688 | 22575.5215
3.2614 | 21706.4639 | 22607.2822
3.3043 | 21709.2968 | 22610.2326
3.3472 | 21744.7599 | 22647.1674
3.3901 | 21797.6993 | 22702.3038
3.433 | 21837.8387 | 22744.109
3.4759 | 21855.5234 | 22762.5276
3.5188 | 21863.9075 | 22771.2596
3.5617 | 21880.8527 | 22788.9081
3.6047 | 21908.5045 | 22817.7074
3.6476 | 21930.7926 | 22840.9205
3.6905 | 21932.4382 | 22842.6343
3.7334 | 21923.9395 | 22833.783
3.7763 | 21920.8775 | 22830.5939
3.8192 | 21941.8846 | 22852.4728
3.8621 | 21972.1506 | 22883.9948
3.905 | 21968.7969 | 22880.502
3.948 | 21924.856 | 22834.7376
3.9909 | 21869.1462 | 22776.7158
4.0338 | 21842.8171 | 22749.294
4.0767 | 21810.5827 | 22715.7218
4.1196 | 21771.8597 | 22675.3919
4.1625 | 21740.271 | 22642.4922
4.2054 | 21722.3468 | 22623.8242
4.2483 | 21744.135 | 22646.5166
4.2913 | 21793.6687 | 22698.106
4.3342 | 21823.7681 | 22729.4544
4.3771 | 21865.5322 | 22772.9518
4.42 | 21905.7445 | 22814.8329
4.4629 | 21934.4587 | 22844.7387
4.5058 | 21950.5603 | 22861.5085
4.5487 | 21932.5736 | 22842.7754
4.5916 | 21900.412 | 22809.2791
4.6346 | 21888.6431 | 22797.0218
4.6775 | 21863.3346 | 22770.663
4.7204 | 21818.2377 | 22723.6946
4.7633 | 21780.702 | 22684.6012
4.8062 | 21757.2475 | 22660.1732
4.8491 | 21744.3641 | 22646.7552
4.892 | 21752.1545 | 22654.8689
4.9349 | 21741.3646 | 22643.6312
4.9779 | 21721.8365 | 22623.2927
5.0208 | 21711.9214 | 22612.9661
5.0637 | 21682.6865 | 22582.518
5.1066 | 21661.0545 | 22559.9883
5.1495 | 21655.6908 | 22554.402
5.1924 | 21607.3131 | 22504.0166
5.2353 | 21559.9874 | 22454.7268
5.2782 | 21550.8326 | 22445.1921
5.3212 | 21544.8544 | 22438.9658
5.3641 | 21543.4796 | 22437.534
5.407 | 21548.4267 | 22442.6864
5.4499 | 21540.9175 | 22434.8656
5.4928 | 21544.8127 | 22438.9224
5.5357 | 21537.2202 | 22431.0148
5.5786 | 21523.1807 | 22416.3927
5.6216 | 21508.9018 | 22401.5212
5.6645 | 21499.1429 | 22391.3574
5.7074 | 21488.5613 | 22380.3366
5.7503 | 21484.9473 | 22376.5726
5.7932 | 21483.208 | 22374.7611
5.8361 | 21478.3754 | 22369.728
5.879 | 21459.2639 | 22349.8233
5.9219 | 21444.235 | 22334.1708
5.9649 | 21435.2365 | 22324.7988
6.0078 | 21430.1019 | 22319.4511
6.0507 | 21433.2889 | 22322.7704
6.0936 | 21448.2969 | 22338.4012
6.1365 | 21461.3052 | 22351.9494
6.1794 | 21474.5427 | 22365.7362
6.2223 | 21489.3737 | 22381.1827
6.2652 | 21504.8399 | 22397.2908
6.3082 | 21514.328 | 22407.1726
6.3511 | 21520.1916 | 22413.2796
6.394 | 21531.8669 | 22425.4393
6.4369 | 21550.7597 | 22445.1162
6.4798 | 21538.4283 | 22432.2731
6.5227 | 21511.1827 | 22403.8967
6.5656 | 21468.0958 | 22359.0218
6.6085 | 21403.377 | 22291.6171
6.6515 | 21343.824 | 22229.5927
6.6944 | 21285.2084 | 22168.5446
6.7373 | 21239.8719 | 22121.3266
6.7802 | 21237.2682 | 22118.6148
6.8231 | 21240.2364 | 22121.7062
6.866 | 21243.3401 | 22124.9387
6.9089 | 21262.0871 | 22144.4637
6.9518 | 21269.2526 | 22151.9266
6.9948 | 21262.3683 | 22144.7566
7.0377 | 21251.6617 | 22133.6057
7.0806 | 21246.475 | 22128.2037
7.1235 | 21264.6388 | 22147.1213
7.1664 | 21258.8272 | 22141.0685
7.2093 | 21232.0398 | 22113.1695
7.2522 | 21202.1592 | 22082.0488
7.2951 | 21203.3673 | 22083.3071
7.3381 | 21206.0857 | 22086.1382
7.381 | 21183.5684 | 22062.6865
7.4239 | 21135.2428 | 22012.3554
7.4668 | 21120.3598 | 21996.8547
7.5097 | 21126.2651 | 22003.0051
7.5526 | 21118.4122 | 21994.8263
7.5955 | 21080.1891 | 21955.017
7.6384 | 21068.1494 | 21942.4776
7.6814 | 21035.3838 | 21908.3522
7.7243 | 20986.2771 | 21857.2076
7.7672 | 20925.1619 | 21793.5561
7.8101 | 20860.0473 | 21725.7392
7.853 | 20808.1702 | 21671.7092
7.8959 | 20752.8665 | 21614.1105
7.9388 | 20657.1527 | 21514.4245
7.9817 | 20589.1635 | 21443.6138
8.0247 | 20541.7232 | 21394.2047
8.0676 | 20501.6775 | 21352.4972
8.1105 | 20468.36 | 21317.7969
8.1534 | 20451.5293 | 21300.2678
8.1963 | 20453.3936 | 21302.2094
8.2392 | 20465.2563 | 21314.5644
8.2821 | 20466.4019 | 21315.7576
8.325 | 20462.0485 | 21311.2235
8.368 | 20448.9985 | 21297.6319
8.4109 | 20420.6801 | 21268.1383
8.4538 | 20385.7794 | 21231.7893
8.4967 | 20347.1398 | 21191.5461
8.5396 | 20303.0947 | 21145.6732
8.5825 | 20256.2897 | 21096.9257
8.6254 | 20205.9853 | 21044.5337
8.6683 | 20191.3105 | 21029.2499
8.7113 | 20197.3929 | 21035.5847
8.7542 | 20178.9584 | 21016.3851
8.7971 | 20136.5172 | 20972.1827
8.84 | 20096.5965 | 20930.6053
8.8829 | 20080.3908 | 20913.727
8.9258 | 20067.4241 | 20900.2222
8.9687 | 20011.3393 | 20841.8099
9.0116 | 19933.2373 | 20760.4666
9.0546 | 19873.0906 | 20697.8239
9.0975 | 19838.367 | 20661.6593
9.1404 | 19806.1118 | 20628.0654
9.1833 | 19747.1108 | 20566.6159
9.2262 | 19668.2484 | 20484.4807
9.2691 | 19596.9577 | 20410.2315
9.312 | 19528.5937 | 20339.0303
9.3549 | 19450.6582 | 20257.8605
9.3979 | 19360.9226 | 20164.4009
9.4408 | 19264.7088 | 20064.1942
9.4837 | 19185.8256 | 19982.0374
9.5266 | 19133.0528 | 19927.0745
9.5695 | 19055.4506 | 19846.2518
9.6124 | 18967.6001 | 19754.7555
9.6553 | 18902.5064 | 19686.9604
9.6982 | 18832.4759 | 19614.0237
9.7412 | 18742.2195 | 19520.0216
9.7841 | 18634.9346 | 19408.2844
9.827 | 18515.6933 | 19284.0945
9.8699 | 18429.1654 | 19193.9758
9.9128 | 18366.9046 | 19129.1311
9.9557 | 18293.5726 | 19052.7558
9.9986 | 18220.7405 | 18976.9012
10.0416 | 18154.7406 | 18908.1623
10.0845 | 18086.564 | 18837.1564
10.1274 | 18005.8582 | 18753.1013
10.1703 | 17928.1831 | 18672.2027
10.2132 | 17854.3928 | 18595.3501
10.2561 | 17780.7692 | 18518.6711
10.299 | 17694.2414 | 18428.5524
10.3419 | 17607.1199 | 18337.8154
10.3849 | 17539.7974 | 18267.6989
10.4278 | 17496.3772 | 18222.4769
10.4707 | 17440.709 | 18164.4985
10.5136 | 17358.1181 | 18078.48
10.5565 | 17262.5917 | 17978.9893
10.5994 | 17200.0601 | 17913.8625
10.6423 | 17146.1416 | 17857.7065
10.6852 | 17075.9653 | 17784.6179
10.7281 | 17005.4349 | 17711.1605
10.7711 | 16925.4269 | 17627.8321
10.814 | 16843.4192 | 17542.4211
10.8569 | 16781.4083 | 17477.8367
10.8998 | 16691.6622 | 17384.3662
10.9427 | 16592.199 | 17280.7752
10.9856 | 16513.5345 | 17198.8462
11.0285 | 16425.3194 | 17106.9702
11.0715 | 16338.1667 | 17016.2006
11.1144 | 16266.3449 | 16941.3982
11.1573 | 16185.2849 | 16856.9743
11.2002 | 16111.3593 | 16779.9807
11.2431 | 16047.1404 | 16713.0967
11.286 | 15969.684 | 16632.4259
11.3289 | 15891.6548 | 16551.1585
11.3718 | 15820.5725 | 16477.1262
11.4147 | 15739.8458 | 16393.0494
11.4577 | 15647.0586 | 16296.4115
11.5006 | 15558.1665 | 16203.8305
11.5435 | 15497.4159 | 16140.5586
11.5864 | 15412.2524 | 16051.8609
11.6293 | 15306.7276 | 15941.9568
11.6722 | 15204.0878 | 15835.0574
11.7151 | 15112.717 | 15739.8948
11.7581 | 15028.9387 | 15652.6397
11.801 | 14943.9003 | 15564.0721
11.8439 | 14825.1484 | 15440.3921
11.8868 | 14719.3529 | 15330.206
11.9297 | 14625.8991 | 15232.8739
11.9726 | 14535.2469 | 15138.4597
12.0155 | 14451 | 15050.7165
12.0584 | 14360.077 | 14956.0202
12.1014 | 14251.5111 | 14842.9488
12.1443 | 14146.8611 | 14733.9559
12.1872 | 14044.7941 | 14627.6531
12.2301 | 13932.083 | 14510.2645
12.273 | 13821.8298 | 14395.4358
12.3159 | 13710.1289 | 14279.0993
12.3588 | 13605.8748 | 14170.5186
12.4017 | 13499.2044 | 14059.4213
12.4446 | 13382.4001 | 13937.7697
12.4876 | 13277.9794 | 13829.0155
12.5305 | 13189.1186 | 13736.467
12.5734 | 13091.9362 | 13635.2516
12.6163 | 12990.7545 | 13529.8708
12.6592 | 12891.0309 | 13426.0086
12.7021 | 12809.9605 | 13341.5739
12.745 | 12745.1688 | 13274.0933
12.788 | 12673.7219 | 13199.6813
12.8309 | 12589.4437 | 13111.9056
12.8738 | 12488.262 | 13006.5248
12.9167 | 12376.4049 | 12890.0257
12.9596 | 12280.9722 | 12790.6326
13.0025 | 12195.288 | 12701.3925
13.0454 | 12081.7958 | 12583.1903
13.0883 | 11956.2117 | 12452.3945
13.1313 | 11839.8449 | 12331.1985
13.1742 | 11754.4523 | 12242.2621
13.2171 | 11692.2539 | 12177.4825
13.26 | 11626.9519 | 12109.4704
13.3029 | 11534.7791 | 12013.4725
13.3458 | 11464.0196 | 11939.7764
13.3887 | 11422.4013 | 11896.4309
13.4316 | 11369.0869 | 11840.904
13.4746 | 11289.5059 | 11758.0204
13.5175 | 11193.0942 | 11657.6076
13.5604 | 11079.904 | 11539.72
13.6033 | 10980.7532 | 11436.4545
13.6462 | 10885.9455 | 11337.7122
13.6891 | 10773.7447 | 11220.8551
13.732 | 10670.657 | 11113.4893
13.7749 | 10576.9949 | 11015.9402
13.8179 | 10491.519 | 10926.917
13.8608 | 10424.9672 | 10857.6033
13.9037 | 10367.015 | 10797.2461
13.9466 | 10294.4651 | 10721.6854
13.9895 | 10212.597 | 10636.4197
14.0324 | 10130.1768 | 10550.5792
14.0753 | 10053.4631 | 10470.6818
14.1182 | 9973.605 | 10387.5096
14.1612 | 9878.7098 | 10288.6762
14.2041 | 9770.2917 | 10175.7588
14.247 | 9665.2512 | 10066.3592
14.2899 | 9561.6366 | 9958.4445
14.3328 | 9465.679 | 9858.5047
14.3757 | 9376.0527 | 9765.1589
14.4186 | 9307.4481 | 9693.7072
14.4616 | 9242.0877 | 9625.6343
14.5045 | 9177.6313 | 9558.503
14.5474 | 9106.1719 | 9484.0781
14.5903 | 9044.9911 | 9420.3582
14.6332 | 9003.6498 | 9377.3013
14.6761 | 8952.7444 | 9324.2833
14.719 | 8866.9623 | 9234.9412
14.7619 | 8766.7388 | 9130.5584
14.8049 | 8672.0633 | 9031.9539
14.8478 | 8597.7221 | 8954.5275
14.8907 | 8517.689 | 8871.1731
14.9336 | 8413.6088 | 8762.7736
14.9765 | 8315.5401 | 8660.635
15.0194 | 8230.1361 | 8571.6867
15.0623 | 8150.3062 | 8488.5439
15.1052 | 8066.1113 | 8400.8549
15.1481 | 7970.4006 | 8301.1722
15.1911 | 7874.4139 | 8201.202
15.234 | 7791.6583 | 8115.0122
15.2769 | 7721.5831 | 8042.0288
15.3198 | 7652.4244 | 7970
15.3627 | 7583.3667 | 7898.0764
15.4056 | 7518.5021 | 7830.5199
15.4485 | 7463.1432 | 7772.8636
15.4915 | 7414.6406 | 7722.3481
15.5344 | 7347.5919 | 7652.517
15.5773 | 7264.5906 | 7566.0711
15.6202 | 7192.899 | 7491.4043
15.6631 | 7129.9413 | 7425.8339
15.706 | 7068.8469 | 7362.2041
15.7489 | 7004.3895 | 7295.0717
15.7918 | 6933.9643 | 7221.7239
15.8347 | 6865.4461 | 7150.3622
15.8777 | 6807.1326 | 7089.6286
15.9206 | 6743.3886 | 7023.2392
15.9635 | 6673.5602 | 6950.5129
16.0064 | 6609.2486 | 6883.5324
16.0493 | 6558.3578 | 6830.5296
16.0922 | 6490.8009 | 6760.1691
16.1351 | 6429.7929 | 6696.6294
16.178 | 6382.6734 | 6647.5543
16.221 | 6333.6458 | 6596.4921
16.2639 | 6283.9069 | 6544.6891
16.3068 | 6226.9015 | 6485.3179
16.3497 | 6161.8046 | 6417.5195
16.3926 | 6128.4985 | 6382.8311
16.4355 | 6081.0144 | 6333.3765
16.4784 | 5998.187 | 6247.1118
16.5214 | 5917.0188 | 6162.575
16.5643 | 5843.1733 | 6085.665
16.6072 | 5773.1845 | 6012.7716
16.6501 | 5705.2339 | 5942.0011
16.693 | 5633.2506 | 5867.0305
16.7359 | 5578.8812 | 5810.4048
16.7788 | 5546.1875 | 5776.3542
16.8217 | 5516.5214 | 5745.457
16.8647 | 5478.5722 | 5705.933
16.9076 | 5432.6161 | 5658.0696
16.9505 | 5380.3432 | 5603.6274
16.9934 | 5330.297 | 5551.5043
17.0363 | 5286.4374 | 5505.8245
17.0792 | 5225.62 | 5442.4832
17.1221 | 5159.7212 | 5373.8496
17.165 | 5120.666 | 5333.1736
17.208 | 5089.1366 | 5300.3358
17.2509 | 5052.1624 | 5261.8271
17.2938 | 5010.72 | 5218.6649
17.3367 | 4969.6256 | 5175.865
17.3796 | 4944.0057 | 5149.1819
17.4225 | 4918.9108 | 5123.0456
17.4654 | 4870.5102 | 5072.6363
17.5083 | 4814.9462 | 5014.7664
17.5512 | 4767.1132 | 4964.9484
17.5942 | 4726.704 | 4922.8622
17.6371 | 4688.9871 | 4883.5801
17.68 | 4647.9229 | 4840.8117
17.7229 | 4594.4856 | 4785.1568
17.7658 | 4532.1976 | 4720.2839
17.8087 | 4469.7785 | 4655.2743
17.8516 | 4404.9576 | 4587.7633
17.8945 | 4335.4781 | 4515.4004
17.9375 | 4269.0991 | 4446.2667
17.9804 | 4212.7217 | 4387.5496
18.0233 | 4173.7238 | 4346.9333
18.0662 | 4144.8148 | 4316.8247
18.1091 | 4120.1417 | 4291.1276
18.152 | 4099.8054 | 4269.9473
18.1949 | 4081.4781 | 4250.8595
18.2379 | 4059.6139 | 4228.0879
18.2808 | 4030.253 | 4197.5085
18.3237 | 3993.964 | 4159.7135
18.3666 | 3957.0772 | 4121.2959
18.4095 | 3916.9294 | 4079.482
18.4524 | 3867.5092 | 4028.0109
18.4953 | 3822.6018 | 3981.2398
18.5382 | 3785.6275 | 3942.7311
18.5812 | 3753.2108 | 3908.9691
18.6241 | 3716.4844 | 3870.7185
18.667 | 3667.3256 | 3819.5196
18.7099 | 3623.7139 | 3774.098
18.7528 | 3593.5822 | 3742.7159
18.7957 | 3560.2615 | 3708.0124
18.8386 | 3517.9162 | 3663.9097
18.8815 | 3471.1164 | 3615.1677
18.9245 | 3435.9762 | 3578.5692
18.9674 | 3420.663 | 3562.6205
19.0103 | 3404.5635 | 3545.8529
19.0532 | 3379.6706 | 3519.927
19.0961 | 3344.8085 | 3483.618
19.139 | 3311.6773 | 3449.1119
19.1819 | 3285.4451 | 3421.791
19.2248 | 3254.7312 | 3389.8026
19.2678 | 3216.3155 | 3349.7926
19.3107 | 3172.7329 | 3304.4013
19.3536 | 3136.3564 | 3266.5152
19.3965 | 3114.2152 | 3243.4551
19.4394 | 3090.1961 | 3218.4393
19.4823 | 3061.6507 | 3188.7092
19.5252 | 3035.6236 | 3161.602
19.5681 | 3013.1772 | 3138.224
19.6111 | 2997.0923 | 3121.4716
19.654 | 2976.4654 | 3099.9887
19.6969 | 2948.7635 | 3071.1372
19.7398 | 2925.7641 | 3047.1833
19.7827 | 2902.9542 | 3023.4268
19.8256 | 2875.369 | 2994.6968
19.8685 | 2848.439 | 2966.6492
19.9114 | 2827.0414 | 2944.3636
19.9544 | 2816.7347 | 2933.6292
19.9973 | 2809.5577 | 2926.1543
20.0402 | 2791.2315 | 2907.0676
20.0831 | 2762.2778 | 2876.9123
20.126 | 2728.6373 | 2841.8758
20.1689 | 2694.3563 | 2806.1721
20.2118 | 2660.0025 | 2770.3926
20.2548 | 2623.5968 | 2732.4761
20.2977 | 2588.9367 | 2696.3776
20.3406 | 2561.4974 | 2667.7995
20.3835 | 2540.6236 | 2646.0595
20.4264 | 2524.7272 | 2629.5034
20.4693 | 2507.9435 | 2612.0231
20.5122 | 2491.043 | 2594.4213
20.5551 | 2471.6388 | 2574.2119
20.5981 | 2445.6118 | 2547.1047
20.641 | 2421.651 | 2522.1495
20.6839 | 2410.5882 | 2510.6276
20.7268 | 2401.8104 | 2501.4856
20.7697 | 2388.9719 | 2488.1142
20.8126 | 2357.7477 | 2455.5942
20.8555 | 2317.7749 | 2413.9626
20.8984 | 2293.4215 | 2388.5985
20.9413 | 2274.0611 | 2368.4346
20.9843 | 2248.9797 | 2342.3123
21.0272 | 2229.7067 | 2322.2396
21.0701 | 2216.0672 | 2308.034
21.113 | 2205.3825 | 2296.9059
21.1559 | 2196.0371 | 2287.1727
21.1988 | 2177.6817 | 2268.0555
21.2417 | 2153.0075 | 2242.3574
21.2846 | 2127.5189 | 2215.811
21.3276 | 2104.6215 | 2191.9633
21.3705 | 2086.891 | 2173.497
21.4134 | 2082.5678 | 2168.9943
21.4563 | 2078.9725 | 2165.2499
21.4992 | 2067.4723 | 2153.2724
21.5421 | 2053.6151 | 2138.8401
21.585 | 2037.4125 | 2121.9651
21.6279 | 2013.758 | 2097.3289
21.6709 | 1988.2693 | 2070.7825
21.7138 | 1965.3865 | 2046.9501
21.7567 | 1946.9863 | 2027.7863
21.7996 | 1931.7752 | 2011.9439
21.8425 | 1912.8949 | 1992.2801
21.8854 | 1893.8844 | 1972.4806
21.9283 | 1878.0609 | 1956.0004
21.9713 | 1861.1751 | 1938.4138
22.0142 | 1844.9298 | 1921.4943
22.0571 | 1837.3164 | 1913.565
22.1 | 1833.9544 | 1910.0635
22.1429 | 1832.0037 | 1908.0319
22.1858 | 1827.9273 | 1903.7863
22.2287 | 1822.876 | 1898.5254
22.2716 | 1823.4301 | 1899.1024
22.3146 | 1820.1108 | 1895.6454
22.3575 | 1801.6523 | 1876.4209
22.4004 | 1778.1873 | 1851.9821
22.4433 | 1758.128 | 1831.0903
22.4862 | 1738.9717 | 1811.139
22.5291 | 1721.009 | 1792.4308
22.572 | 1705.9864 | 1776.7848
22.6149 | 1693.103 | 1763.3668
22.6578 | 1685.0533 | 1754.983
22.7008 | 1683.1463 | 1752.9968
22.7437 | 1683.7722 | 1753.6488
22.7866 | 1680.7592 | 1750.5107
22.8295 | 1670.2494 | 1739.5647
22.8724 | 1647.075 | 1715.4286
22.9153 | 1622.7507 | 1690.0949
22.9582 | 1602.5467 | 1669.0524
23.0011 | 1580.77 | 1646.3719
23.0441 | 1559.5754 | 1624.2978
23.087 | 1545.8193 | 1609.9708
23.1299 | 1542.5438 | 1606.5593
23.1728 | 1546.2848 | 1610.4557
23.2157 | 1536.2406 | 1599.9946
23.2586 | 1517.0989 | 1580.0585
23.3015 | 1502.0326 | 1564.3669
23.3444 | 1488.4504 | 1550.221
23.3874 | 1475.0004 | 1536.2129
23.4303 | 1460.2111 | 1520.8099
23.4732 | 1441.5058 | 1501.3283
23.5161 | 1429.9326 | 1489.2748
23.559 | 1428.6672 | 1487.9569
23.6019 | 1432.3645 | 1491.8077
23.6448 | 1427.8663 | 1487.1227
23.6878 | 1415.9734 | 1474.7363
23.7307 | 1404.9825 | 1463.2892
23.7736 | 1393.4541 | 1451.2824
23.8165 | 1382.1288 | 1439.4872
23.8594 | 1370.891 | 1427.783
23.9023 | 1355.1988 | 1411.4395
23.9452 | 1341.5155 | 1397.1884
23.9881 | 1336.4059 | 1391.8668
24.0311 | 1339.318 | 1394.8997
24.074 | 1335.9841 | 1391.4275
24.1169 | 1321.0199 | 1375.8422
24.1598 | 1305.313 | 1359.4835
24.2027 | 1288.2095 | 1341.6702
24.2456 | 1276.753 | 1329.7382
24.2885 | 1264.3654 | 1316.8365
24.3314 | 1238.8184 | 1290.2294
24.3744 | 1217.7989 | 1268.3375
24.4173 | 1212.5289 | 1262.8488
24.4602 | 1205.8768 | 1255.9207
24.5031 | 1195.2796 | 1244.8837
24.546 | 1181.3193 | 1230.344
24.5889 | 1166.4571 | 1214.8651
24.6318 | 1152.8176 | 1200.6595
24.6747 | 1139.4104 | 1186.6959
24.7177 | 1124.9262 | 1171.6107
24.7606 | 1105.872 | 1151.7657
24.8035 | 1089.5829 | 1134.8006
24.8464 | 1084.2411 | 1129.2371
24.8893 | 1084.8816 | 1129.9042
24.9322 | 1087.4437 | 1132.5726
24.9751 | 1090.7619 | 1136.0285
25.018 | 1094.6925 | 1140.1223
25.061 | 1100.0344 | 1145.6858
25.1039 | 1099.423 | 1145.0491
25.1468 | 1087.1667 | 1132.2841
25.1897 | 1070.4995 | 1114.9253
25.2326 | 1055.9862 | 1099.8097
25.2755 | 1049.9893 | 1093.5638
25.3184 | 1047.1501 | 1090.6069
25.3614 | 1043.584 | 1086.8928
25.4043 | 1044.2975 | 1087.6358
25.4472 | 1049.8289 | 1093.3968
25.4901 | 1056.7871 | 1100.6438
25.533 | 1061.6926 | 1105.7528
25.5759 | 1060.7021 | 1104.7213
25.6188 | 1058.1984 | 1102.1136
25.6617 | 1056.8736 | 1100.7338
25.7047 | 1053.3804 | 1097.0957
25.7476 | 1045.0255 | 1088.394
25.7905 | 1028.6051 | 1071.2922
25.8334 | 1010.9769 | 1052.9324
25.8763 | 996.5366 | 1037.8928
25.9192 | 983.1299 | 1023.9298
25.9621 | 971.077 | 1011.3767
26.005 | 961.1203 | 1001.0067
26.048 | 955.5159 | 995.1699
26.0909 | 957.088 | 996.8071
26.1338 | 953.0995 | 992.6531
26.1767 | 938.8921 | 977.8562
26.2196 | 928.9936 | 967.5469
26.2625 | 925.3689 | 963.7717
26.3054 | 927.8873 | 966.3947
26.3483 | 927.8145 | 966.3189
26.3912 | 920.5943 | 958.799
26.4342 | 923.3456 | 961.6644
26.4771 | 937.2181 | 976.1127
26.52 | 941.0901 | 980.1454
26.5629 | 937.9896 | 976.9162
26.6058 | 931.6866 | 970.3516
26.6487 | 924.8595 | 963.2412
26.6916 | 920.3615 | 958.5565
26.7345 | 913.0686 | 950.9609
26.7775 | 903.1845 | 940.6667
26.8204 | 898.7447 | 936.0426
26.8633 | 891.0588 | 928.0377
26.9062 | 874.6535 | 910.9516
26.9491 | 863.998 | 899.8539
26.992 | 860.0531 | 895.7453
27.0349 | 849.252 | 884.496
27.0779 | 836.0636 | 870.7602
27.1208 | 828.7562 | 863.1496
27.1637 | 824.6221 | 858.8439
27.2066 | 822.4532 | 856.585
27.2495 | 816.4994 | 850.3842
27.2924 | 809.3085 | 842.8948
27.3353 | 809.7744 | 843.38
27.3782 | 813.6609 | 847.4279
27.4212 | 815.0438 | 848.8682
27.4641 | 818.188 | 852.1428
27.507 | 822.3367 | 856.4637
27.5499 | 821.2304 | 855.3114
27.5928 | 813.9958 | 847.7766
27.6357 | 800.9092 | 834.147
27.6786 | 786.8329 | 819.4865
27.7215 | 772.4654 | 804.5228
27.7645 | 757.8214 | 789.271
27.8074 | 742.0856 | 772.8822
27.8503 | 724.7486 | 754.8257
27.8932 | 714.6318 | 744.289
27.9361 | 715.2431 | 744.9257
27.979 | 715.607 | 745.3047
28.0219 | 713.4818 | 743.0913
28.0648 | 710.1192 | 739.5891
28.1077 | 707.0768 | 736.4205
28.1507 | 706.5237 | 735.8444
28.1936 | 703.7143 | 732.9184
28.2365 | 695.1113 | 723.9584
28.2794 | 686.4936 | 714.9831
28.3223 | 679.0988 | 707.2814
28.3652 | 674.1205 | 702.0965
28.4081 | 676.1584 | 704.2189
28.451 | 686.8576 | 715.3622
28.494 | 687.2651 | 715.7866
28.5369 | 680.8456 | 709.1007
28.5798 | 681.3989 | 709.6769
28.6227 | 685.431 | 713.8764
28.6656 | 688.8663 | 717.4543
28.7085 | 688.7936 | 717.3786
28.7514 | 683.0582 | 711.4051
28.7944 | 679.5937 | 707.7969
28.8373 | 679.1716 | 707.3573
28.8802 | 675.7362 | 703.7793
28.9231 | 668.3414 | 696.0775
28.966 | 658.3119 | 685.6319
29.0089 | 644.5996 | 671.3504
29.0518 | 630.0137 | 656.1592
29.0947 | 622.648 | 648.4879
29.1377 | 622.3859 | 648.2149
29.1806 | 624.7006 | 650.6256
29.2235 | 626.0396 | 652.0203
29.2664 | 628.3688 | 654.4461
29.3093 | 639.0243 | 665.5438
29.3522 | 652.7221 | 679.8101
29.3951 | 658.7777 | 686.117
29.438 | 659.7821 | 687.1631
29.481 | 654.498 | 681.6596
29.5239 | 638.8787 | 665.3922
29.5668 | 615.9374 | 641.4988
29.6097 | 597.0136 | 621.7897
29.6526 | 585.6594 | 609.9643
29.6955 | 587.1733 | 611.541
29.7384 | 579.8222 | 603.8848
29.7813 | 570.6054 | 594.2855
29.8243 | 572.8029 | 596.5742
29.8672 | 592.0462 | 616.6161
| 0 | 0
Degrees | #VALUE! | #VALUE!
-29.9101 | 0 | 0
-29.8672 | 0 | 0
-29.8243 | 0 | 0
-29.7813 | 0 | 0
-29.7384 | 0 | 0
-29.6955 | 0 | 0
-29.6526 | 0 | 0
-29.6097 | 0 | 0
-29.5668 | 0 | 0
-29.5239 | 0 | 0
-29.481 | 0 | 0
-29.438 | 0 | 0
-29.3951 | 0 | 0
-29.3522 | 0 | 0
-29.3093 | 0 | 0
-29.2664 | 0 | 0
-29.2235 | 0 | 0
-29.1806 | 0 | 0
-29.1377 | 0 | 0
-29.0947 | 0 | 0
-29.0518 | 0 | 0
-29.0089 | 0 | 0
-28.966 | 0 | 0
-28.9231 | 0 | 0
-28.8802 | 0 | 0
-28.8373 | 0 | 0
-28.7944 | 0 | 0
-28.7514 | 0 | 0
-28.7085 | 0 | 0
-28.6656 | 0 | 0
-28.6227 | 0 | 0
-28.5798 | 0 | 0
-28.5369 | 0 | 0
-28.494 | 0 | 0
-28.451 | 0 | 0
-28.4081 | 0 | 0
-28.3652 | 0 | 0
-28.3223 | 0 | 0
-28.2794 | 0 | 0
-28.2365 | 0 | 0
-28.1936 | 0 | 0
-28.1507 | 0 | 0
-28.1077 | 0 | 0
-28.0648 | 0 | 0
-28.0219 | 0 | 0
-27.979 | 0 | 0
-27.9361 | 0 | 0
-27.8932 | 0 | 0
-27.8503 | 0 | 0
-27.8074 | 0 | 0
-27.7645 | 0 | 0
-27.7215 | 0 | 0
-27.6786 | 0 | 0
-27.6357 | 0 | 0
-27.5928 | 0 | 0
-27.5499 | 0 | 0
-27.507 | 0 | 0
-27.4641 | 0 | 0
-27.4212 | 0 | 0
-27.3782 | 0 | 0
-27.3353 | 0 | 0
-27.2924 | 0 | 0
-27.2495 | 0 | 0
-27.2066 | 0 | 0
-27.1637 | 0 | 0
-27.1208 | 0 | 0
-27.0779 | 0 | 0
-27.0349 | 0 | 0
-26.992 | 0 | 0
-26.9491 | 0 | 0
-26.9062 | 0 | 0
-26.8633 | 0 | 0
-26.8204 | 0 | 0
-26.7775 | 0 | 0
-26.7345 | 0 | 0
-26.6916 | 0 | 0
-26.6487 | 0 | 0
-26.6058 | 0 | 0
-26.5629 | 0 | 0
-26.52 | 0 | 0
-26.4771 | 0 | 0
-26.4342 | 0 | 0
-26.3912 | 0 | 0
-26.3483 | 0 | 0
-26.3054 | 0 | 0
-26.2625 | 0 | 0
-26.2196 | 0 | 0
-26.1767 | 0 | 0
-26.1338 | 0 | 0
-26.0909 | 0 | 0
-26.048 | 0 | 0
-26.005 | 0 | 0
-25.9621 | 0 | 0
-25.9192 | 0 | 0
-25.8763 | 0 | 0
-25.8334 | 0 | 0
-25.7905 | 0 | 0
-25.7476 | 0 | 0
-25.7047 | 0 | 0
-25.6617 | 0 | 0
-25.6188 | 0 | 0
-25.5759 | 0 | 0
-25.533 | 0 | 0
-25.4901 | 0 | 0
-25.4472 | 0 | 0
-25.4043 | 0 | 0
-25.3614 | 0 | 0
-25.3184 | 0 | 0
-25.2755 | 0 | 0
-25.2326 | 0 | 0
-25.1897 | 0 | 0
-25.1468 | 0 | 0
-25.1039 | 0 | 0
-25.061 | 0 | 0
-25.018 | 0 | 0
-24.9751 | 0 | 0
-24.9322 | 0 | 0
-24.8893 | 0 | 0
-24.8464 | 0 | 0
-24.8035 | 0 | 0
-24.7606 | 0 | 0
-24.7177 | 0 | 0
-24.6747 | 0 | 0
-24.6318 | 0 | 0
-24.5889 | 0 | 0
-24.546 | 0 | 0
-24.5031 | 0 | 0
-24.4602 | 0 | 0
-24.4173 | 0 | 0
-24.3744 | 0 | 0
-24.3314 | 0 | 0
-24.2885 | 0 | 0
-24.2456 | 0 | 0
-24.2027 | 0 | 0
-24.1598 | 0 | 0
-24.1169 | 0 | 0
-24.074 | 0 | 0
-24.0311 | 0 | 0
-23.9881 | 0 | 0
-23.9452 | 0 | 0
-23.9023 | 0 | 0
-23.8594 | 0 | 0
-23.8165 | 0 | 0
-23.7736 | 0 | 0
-23.7307 | 0 | 0
-23.6878 | 0 | 0
-23.6448 | 0 | 0
-23.6019 | 0 | 0
-23.559 | 0 | 0
-23.5161 | 0 | 0
-23.4732 | 0 | 0
-23.4303 | 0 | 0
-23.3874 | 0 | 0
-23.3444 | 94.2837 | 98.1965
-23.3015 | 190.4598 | 198.3639
-23.2586 | 292.5022 | 304.641
-23.2157 | 394.9959 | 411.3882
-23.1728 | 492.5112 | 512.9504
-23.1299 | 587.3626 | 611.7381
-23.087 | 683.3203 | 711.6781
-23.0441 | 691.0498 | 719.7284
-23.0011 | 699.0269 | 728.0365
-22.9582 | 701.7345 | 730.8565
-22.9153 | 710.3084 | 739.7862
-22.8724 | 720.5417 | 750.4442
-22.8295 | 730.2365 | 760.5413
-22.7866 | 743.7306 | 774.5954
-22.7437 | 746.7293 | 777.7185
-22.7008 | 750.3829 | 781.5238
-22.6578 | 747.4571 | 778.4765
-22.6149 | 732.1579 | 762.5425
-22.572 | 723.4385 | 753.4612
-22.5291 | 723.3657 | 753.3854
-22.4862 | 715.6798 | 745.3806
-22.4433 | 710.6869 | 740.1804
-22.4004 | 710.454 | 739.9379
-22.3575 | 716.0146 | 745.7292
-22.3146 | 730.6586 | 760.9809
-22.2716 | 746.8749 | 777.8702
-22.2287 | 756.7442 | 788.1491
-22.1858 | 767.9529 | 799.823
-22.1429 | 778.5355 | 810.8447
-22.1 | 778.3026 | 810.6022
-22.0571 | 776.1483 | 808.3585
-22.0142 | 778.7977 | 811.1178
-21.9713 | 776.0902 | 808.2979
-21.9283 | 786.4836 | 819.1227
-21.8854 | 791.5494 | 824.3987
-21.8425 | 796.4549 | 829.5078
-21.7996 | 808.1148 | 841.6516
-21.7567 | 819.047 | 853.0374
-21.7138 | 822.3367 | 856.4637
-21.6709 | 829.8916 | 864.3321
-21.6279 | 829.2075 | 863.6196
-21.585 | 836.5877 | 871.3061
-21.5421 | 840.9984 | 875.8999
-21.4992 | 840.7363 | 875.6269
-21.4563 | 845.7438 | 880.8422
-21.4134 | 856.7924 | 892.3493
-21.3705 | 865.6428 | 901.567
-21.3276 | 872.2079 | 908.4046
-21.2846 | 875.8763 | 912.2252
-21.2417 | 887.1722 | 923.9898
-21.1988 | 895.1055 | 932.2524
-21.1559 | 897.8278 | 935.0876
-21.113 | 904.2326 | 941.7582
-21.0701 | 899.6764 | 937.013
-21.0272 | 906.8092 | 944.4417
-20.9843 | 911.9913 | 949.839
-20.9413 | 914.3495 | 952.295
-20.8984 | 925.5 | 963.9083
-20.8555 | 935.2529 | 974.0659
-20.8126 | 938.2516 | 977.1891
-20.7697 | 953.2159 | 992.7744
-20.7268 | 961.6588 | 1001.5677
-20.6839 | 970.5967 | 1010.8764
-20.641 | 984.1197 | 1024.9607
-20.5981 | 993.0285 | 1034.2392
-20.5551 | 1003.0872 | 1044.7153
-20.5122 | 1008.3712 | 1050.2186
-20.4693 | 1014.2376 | 1056.3285
-20.4264 | 1009.2592 | 1051.1435
-20.3835 | 1014.2668 | 1056.3588
-20.3406 | 1017.9059 | 1060.149
-20.2977 | 1012.8837 | 1054.9184
-20.2548 | 1016.9014 | 1059.1028
-20.2118 | 1028.3867 | 1071.0647
-20.1689 | 1036.1599 | 1079.1606
-20.126 | 1045.8545 | 1089.2575
-20.0831 | 1048.853 | 1092.3804
-20.0402 | 1050.8912 | 1094.5032
-19.9973 | 1066.7876 | 1111.0593
-19.9544 | 1079.8886 | 1124.704
-19.9114 | 1091.5482 | 1136.8475
-19.8685 | 1100.6312 | 1146.3074
-19.8256 | 1108.3903 | 1154.3885
-19.7827 | 1123.2525 | 1169.8675
-19.7398 | 1133.1947 | 1180.2223
-19.6969 | 1138.8136 | 1186.0744
-19.654 | 1152.7301 | 1200.5684
-19.6111 | 1161.6829 | 1209.8927
-19.5681 | 1170.7366 | 1219.3222
-19.5252 | 1187.4621 | 1236.7417
-19.4823 | 1211.4666 | 1261.7424
-19.4394 | 1219.1955 | 1269.7921
-19.3965 | 1221.8888 | 1272.5972
-19.3536 | 1223.8833 | 1274.6745
-19.3107 | 1232.2236 | 1283.3609
-19.2678 | 1230.2156 | 1281.2696
-19.2248 | 1234.4806 | 1285.7115
-19.1819 | 1230.4041 | 1281.4659
-19.139 | 1245.6309 | 1297.3246
-19.0961 | 1267.6701 | 1320.2784
-19.0532 | 1279.7515 | 1332.8611
-19.0103 | 1286.9576 | 1340.3663
-18.9674 | 1301.849 | 1355.8757
-18.9245 | 1303.4789 | 1357.5733
-18.8815 | 1303.7414 | 1357.8466
-18.8386 | 1312.2421 | 1366.7001
-18.7957 | 1313.3044 | 1367.8066
-18.7528 | 1317.6277 | 1372.3092
-18.7099 | 1322.0239 | 1376.8878
-18.667 | 1328.8082 | 1383.9537
-18.6241 | 1347.4698 | 1403.3898
-18.5812 | 1363.6859 | 1420.2789
-18.5382 | 1376.335 | 1433.4529
-18.4953 | 1393.2645 | 1451.085
-18.4524 | 1407.9382 | 1466.3677
-18.4095 | 1428.2298 | 1487.5013
-18.3666 | 1443.9658 | 1503.8904
-18.3237 | 1447.9402 | 1508.0297
-18.2808 | 1457.5761 | 1518.0655
-18.2379 | 1460.5017 | 1521.1125
-18.1949 | 1470.3137 | 1531.3317
-18.152 | 1478.2176 | 1539.5636
-18.1091 | 1481.464 | 1542.9447
-18.0662 | 1495.6419 | 1557.711
-18.0233 | 1503.5459 | 1565.943
-17.9804 | 1507.3161 | 1569.8697
-17.9375 | 1511.4946 | 1574.2216
-17.8945 | 1509.2814 | 1571.9166
-17.8516 | 1511.5529 | 1574.2824
-17.8087 | 1518.4383 | 1581.4534
-17.7658 | 1522.8771 | 1586.0765
-17.7229 | 1534.2753 | 1597.9477
-17.68 | 1546.0078 | 1610.1671
-17.6371 | 1563.229 | 1628.103
-17.5942 | 1581.4532 | 1647.0835
-17.5512 | 1594.1324 | 1660.2889
-17.5083 | 1601.3969 | 1667.8548
-17.4654 | 1605.7055 | 1672.3423
-17.4225 | 1606.7387 | 1673.4184
-17.3796 | 1604.0454 | 1670.6133
-17.3367 | 1609.2425 | 1676.026
-17.2938 | 1613.2168 | 1680.1653
-17.2509 | 1620.4803 | 1687.7302
-17.208 | 1641.0926 | 1709.1979
-17.165 | 1663.7421 | 1732.7874
-17.1221 | 1677.542 | 1747.16
-17.0792 | 1695.3454 | 1765.7022
-17.0363 | 1704.3845 | 1775.1165
-16.9934 | 1715.2005 | 1786.3813
-16.9505 | 1732.479 | 1804.3769
-16.9076 | 1738.025 | 1810.153
-16.8647 | 1747.7495 | 1820.2811
-16.8217 | 1774.6212 | 1848.268
-16.7788 | 1797.9112 | 1872.5246
-16.7359 | 1821.8428 | 1897.4493
-16.693 | 1846.3858 | 1923.0108
-16.6501 | 1854.1877 | 1931.1364
-16.6072 | 1859.0348 | 1936.1847
-16.5643 | 1865.5713 | 1942.9925
-16.5214 | 1868.8176 | 1946.3735
-16.4784 | 1877.3329 | 1955.2422
-16.4355 | 1884.0433 | 1962.2311
-16.3926 | 1892.2389 | 1970.7668
-16.3497 | 1912.0649 | 1991.4155
-16.3068 | 1938.9074 | 2019.3721
-16.2639 | 1956.9139 | 2038.1259
-16.221 | 1974.0768 | 2056.001
-16.178 | 1985.1688 | 2067.5533
-16.1351 | 1992.5488 | 2075.2396
-16.0922 | 2004.2824 | 2087.4601
-16.0493 | 2013.7142 | 2097.2834
-16.0064 | 2021.5317 | 2105.4253
-15.9635 | 2027.1214 | 2111.247
-15.9206 | 2049.4512 | 2134.5034
-15.8777 | 2064.0957 | 2149.7557
-15.8347 | 2085.0132 | 2171.5413
-15.7918 | 2098.8131 | 2185.9138
-15.7489 | 2108.1585 | 2195.6471
-15.706 | 2105.1308 | 2192.4938
-15.6631 | 2115.3355 | 2203.1219
-15.6202 | 2117.1404 | 2205.0017
-15.5773 | 2131.7693 | 2220.2377
-15.5344 | 2155.4238 | 2244.8739
-15.4915 | 2174.275 | 2264.5074
-15.4485 | 2194.829 | 2285.9144
-15.4056 | 2226.7812 | 2319.1926
-15.3627 | 2248.5725 | 2341.8882
-15.3198 | 2268.9078 | 2363.0674
-15.2769 | 2284.6 | 2379.4109
-15.234 | 2281.864 | 2376.5614
-15.1911 | 2286.4341 | 2381.3211
-15.1481 | 2297.046 | 2392.3734
-15.1052 | 2312.3748 | 2408.3383
-15.0623 | 2326.1298 | 2422.6642
-15.0194 | 2337.6155 | 2434.6265
-14.9765 | 2350.7749 | 2448.332
-14.9336 | 2378.4329 | 2477.1379
-14.8907 | 2400.3107 | 2499.9236
-14.8478 | 2412.5244 | 2512.6441
-14.8049 | 2420.0211 | 2520.4519
-14.7619 | 2439.2649 | 2540.4944
-14.719 | 2459.3825 | 2561.4469
-14.6761 | 2480.1844 | 2583.112
-14.6332 | 2494.9445 | 2598.4847
-14.5903 | 2503.6639 | 2607.566
-14.5474 | 2517.0993 | 2621.5589
-14.5045 | 2547.7121 | 2653.4421
-14.4616 | 2562.8659 | 2669.2249
-14.4186 | 2569.9262 | 2676.5782
-14.3757 | 2586.5059 | 2693.8459
-14.3328 | 2601.892 | 2709.8705
-14.2899 | 2624.5279 | 2733.4458
-14.247 | 2650.555 | 2760.553
-14.2041 | 2662.1573 | 2772.6368
-14.1612 | 2673.2639 | 2784.2043
-14.1182 | 2691.3287 | 2803.0188
-14.0753 | 2706.4242 | 2818.7408
-14.0324 | 2723.4121 | 2836.4337
-13.9895 | 2749.0174 | 2863.1016
-13.9466 | 2775.7433 | 2890.9367
-13.9037 | 2793.8956 | 2909.8423
-13.8608 | 2821.3641 | 2938.4507
-13.8179 | 2851.5249 | 2969.8632
-13.7749 | 2882.997 | 3002.6414
-13.732 | 2905.6184 | 3026.2015
-13.6891 | 2937.4528 | 3059.3571
-13.6462 | 2960.4679 | 3083.3273
-13.6033 | 2989.3914 | 3113.4512
-13.5604 | 3020.2813 | 3145.6229
-13.5175 | 3054.2706 | 3181.0228
-13.4746 | 3068.3465 | 3195.6829
-13.4316 | 3089.8764 | 3218.1062
-13.3887 | 3099.906 | 3228.5521
-13.3458 | 3117.5199 | 3246.8969
-13.3029 | 3140.5193 | 3270.8509
-13.26 | 3158.2925 | 3289.3616
-13.2171 | 3166.7505 | 3298.1707
-13.1742 | 3192.938 | 3325.4449
-13.1313 | 3212.0068 | 3345.3051
-13.0883 | 3224.2924 | 3358.1005
-13.0454 | 3234.7449 | 3368.9868
-13.0025 | 3241.9062 | 3376.4453
-12.9596 | 3264.789 | 3400.2778
-12.9167 | 3294.6894 | 3431.419
-12.8738 | 3310.8181 | 3448.2171
-12.8309 | 3330.5712 | 3468.7899
-12.788 | 3368.8119 | 3508.6176
-12.745 | 3396.6877 | 3537.6502
-12.7021 | 3437.3739 | 3580.0249
-12.6592 | 3468.8741 | 3612.8323
-12.6163 | 3488.2345 | 3632.9962
-12.5734 | 3501.8313 | 3647.1573
-12.5305 | 3551.9493 | 3699.3552
-12.4876 | 3566.0554 | 3714.0467
-12.4446 | 3596.4495 | 3745.7021
-12.4017 | 3622.9567 | 3773.3094
-12.3588 | 3642.3609 | 3793.5189
-12.3159 | 3672.5373 | 3824.9476
-12.273 | 3720.9379 | 3875.3568
-12.2301 | 3740.7358 | 3895.9763
-12.1872 | 3787.0836 | 3944.2475
-12.1443 | 3833.4324 | 3992.5198
-12.1014 | 3865.2679 | 4025.6765
-12.0584 | 3899.2291 | 4061.0472
-12.0155 | 3935.1838 | 4098.4939
-11.9726 | 3967.1797 | 4131.8177
-11.9297 | 3989.2325 | 4154.7856
-11.8868 | 4006.1037 | 4172.357
-11.8439 | 4032.0152 | 4199.3438
-11.801 | 4056.3967 | 4224.7372
-11.7581 | 4082.0311 | 4251.4354
-11.7151 | 4113.0376 | 4283.7287
-11.6722 | 4140.2874 | 4312.1094
-11.6293 | 4167.2613 | 4340.2026
-11.5864 | 4200.9163 | 4375.2543
-11.5435 | 4240.787 | 4416.7797
-11.5006 | 4280.5702 | 4458.2139
-11.4577 | 4319.087 | 4498.3291
-11.4147 | 4347.9386 | 4528.378
-11.3718 | 4378.7982 | 4560.5184
-11.3289 | 4420.1104 | 4603.545
-11.286 | 4461.9026 | 4647.0716
-11.2431 | 4481.0308 | 4666.9936
-11.2002 | 4496.6648 | 4683.2764
-11.1573 | 4523.0991 | 4710.8077
-11.1144 | 4566.0131 | 4755.5026
-11.0715 | 4592.9567 | 4783.5644
-11.0285 | 4627.1502 | 4819.1769
-10.9856 | 4670.6317 | 4864.463
-10.9427 | 4714.607 | 4910.2632
-10.8998 | 4772.3821 | 4970.436
-10.8569 | 4831.4831 | 5031.9896
-10.814 | 4868.7771 | 5070.8314
-10.7711 | 4932.7544 | 5137.4637
-10.7281 | 4983.2078 | 5190.0109
-10.6852 | 5014.1112 | 5222.1968
-10.6423 | 5051.9874 | 5261.6449
-10.5994 | 5084.0271 | 5295.0142
-10.5565 | 5104.8571 | 5316.7086
-10.5136 | 5131.9913 | 5344.9689
-10.4707 | 5150.1581 | 5363.8897
-10.4278 | 5167.5824 | 5382.0371
-10.3849 | 5201.3979 | 5417.2559
-10.3419 | 5239.5365 | 5456.9773
-10.299 | 5271.5606 | 5490.3303
-10.2561 | 5309.3504 | 5529.6884
-10.2132 | 5349.1482 | 5571.1378
-10.1703 | 5398.7132 | 5622.7597
-10.1274 | 5456.882 | 5683.3426
-10.0845 | 5510.4796 | 5739.1645
-10.0416 | 5566.4936 | 5797.5031
-9.9986 | 5619.7569 | 5852.9769
-9.9557 | 5661.7096 | 5896.6706
-9.9128 | 5707.0534 | 5943.8961
-9.8699 | 5747.7979 | 5986.3315
-9.827 | 5801.934 | 6042.7143
-9.7841 | 5851.6021 | 6094.4436
-9.7412 | 5881.9077 | 6126.0069
-9.6982 | 5926.7287 | 6172.6879
-9.6553 | 5995.2614 | 6244.0648
-9.6124 | 6064.3035 | 6315.9721
-9.5695 | 6111.2054 | 6364.8204
-9.5266 | 6136.9273 | 6391.6098
-9.4837 | 6175.3712 | 6431.6491
-9.4408 | 6237.6008 | 6496.4612
-9.3979 | 6294.8958 | 6556.134
-9.3549 | 6333.3115 | 6596.1439
-9.312 | 6361.4206 | 6625.4195
-9.2691 | 6411.4657 | 6677.5415
-9.2262 | 6485.7048 | 6754.8616
-9.1833 | 6547.8626 | 6819.5989
-9.1404 | 6585.6513 | 6858.9559
-9.0975 | 6655.3204 | 6931.5162
-9.0546 | 6716.5752 | 6995.313
-9.0116 | 6761.7294 | 7042.3412
-8.9687 | 6827.7011 | 7111.0507
-8.9258 | 6868.6623 | 7153.7118
-8.8829 | 6900.6436 | 7187.0203
-8.84 | 6943.2077 | 7231.3508
-8.7971 | 6974.7234 | 7264.1745
-8.7542 | 7028.7283 | 7320.4206
-8.7113 | 7093.8408 | 7388.2352
-8.6683 | 7137.0589 | 7433.2469
-8.6254 | 7198.4449 | 7497.1804
-8.5825 | 7275.5659 | 7577.5019
-8.5396 | 7358.2631 | 7663.631
-8.4967 | 7427.7853 | 7736.0384
-8.4538 | 7495.4745 | 7806.5367
-8.4109 | 7579.5975 | 7894.1508
-8.368 | 7645.3495 | 7962.6315
-8.325 | 7708.7581 | 8028.6715
-8.2821 | 7778.8198 | 8101.6408
-8.2392 | 7835.5482 | 8160.7234
-8.1963 | 7876.0438 | 8202.8996
-8.1534 | 7910.7768 | 8239.074
-8.1105 | 7944.6349 | 8274.3373
-8.0676 | 8009.035 | 8341.41
-8.0247 | 8081.8619 | 8417.2592
-7.9817 | 8148.3856 | 8486.5436
-7.9388 | 8209.4217 | 8550.1127
-7.8959 | 8276.2079 | 8619.6705
-7.853 | 8340.7663 | 8686.9081
-7.8101 | 8420.8431 | 8770.3081
-7.7672 | 8505.7378 | 8858.7259
-7.7243 | 8571.0097 | 8926.7066
-7.6814 | 8612.5259 | 8969.9458
-7.6384 | 8669.9376 | 9029.74
-7.5955 | 8749.9696 | 9113.0933
-7.5526 | 8837.1358 | 9203.877
-7.5097 | 8898.5062 | 9267.7942
-7.4668 | 8954.8701 | 9326.4972
-7.4239 | 9009.3697 | 9383.2586
-7.381 | 9099.9417 | 9477.5893
-7.3381 | 9170.2648 | 9550.8308
-7.2951 | 9235.5231 | 9618.7973
-7.2522 | 9293.4732 | 9679.1524
-7.2093 | 9381.1477 | 9770.4654
-7.1664 | 9455.7806 | 9848.1955
-7.1235 | 9546.0463 | 9942.2073
-7.0806 | 9628.4373 | 10028.0175
-7.0377 | 9740.1736 | 10144.3908
-6.9948 | 9850.1643 | 10258.9462
-6.9518 | 9948.8298 | 10361.7062
-6.9089 | 10029.1534 | 10445.3633
-6.866 | 10102.3011 | 10521.5466
-6.8231 | 10154.8364 | 10576.2621
-6.7802 | 10206.5115 | 10630.0817
-6.7373 | 10274.158 | 10700.5355
-6.6944 | 10310.1855 | 10738.0582
-6.6515 | 10370.3769 | 10800.7476
-6.6085 | 10428.4249 | 10861.2046
-6.5656 | 10504.5065 | 10940.4435
-6.5227 | 10607.5213 | 11047.7334
-6.4798 | 10702.7665 | 11146.9313
-6.4369 | 10764.2774 | 11210.995
-6.394 | 10833.2352 | 11282.8144
-6.3511 | 10927.1576 | 11380.6347
-6.3082 | 11052.7521 | 11511.4413
-6.2652 | 11148.0702 | 11610.7151
-6.2223 | 11220.4857 | 11686.1358
-6.1794 | 11327.2499 | 11797.3307
-6.1365 | 11437.2323 | 11911.8774
-6.0936 | 11544.538 | 12023.6363
-6.0507 | 11622.7651 | 12105.1098
-6.0078 | 11670.4033 | 12154.725
-5.9649 | 11733.0287 | 12219.9494
-5.9219 | 11810.3392 | 12300.4683
-5.879 | 11851.8534 | 12343.7053
-5.8361 | 11920.8111 | 12415.5248
-5.7932 | 12021.1492 | 12520.0269
-5.7503 | 12118.0087 | 12620.9061
-5.7074 | 12215.8264 | 12722.7832
-5.6645 | 12325.3818 | 12836.8851
-5.6216 | 12409.6704 | 12924.6717
-5.5786 | 12501.5619 | 13020.3768
-5.5357 | 12594.8387 | 13117.5245
-5.4928 | 12683.0329 | 13209.3788
-5.4499 | 12769.8315 | 13299.7795
-5.407 | 12859.2234 | 13392.8812
-5.3641 | 12952.8022 | 13490.3435
-5.3212 | 13051.1407 | 13592.763
-5.2782 | 13169.1634 | 13715.6837
-5.2353 | 13255.0768 | 13805.1625
-5.1924 | 13341.9691 | 13895.6608
-5.1495 | 13436.3498 | 13993.9584
-5.1066 | 13504.9743 | 14065.4307
-5.0637 | 13585.5864 | 14149.3882
-5.0208 | 13715.9509 | 14285.1629
-4.9779 | 13833.2551 | 14407.3352
-4.9349 | 13962.2969 | 14541.7322
-4.892 | 14059.9167 | 14643.4033
-4.8491 | 14150.4127 | 14737.6548
-4.8062 | 14234.0764 | 14824.7905
-4.7633 | 14320.2188 | 14914.5079
-4.7204 | 14411.2876 | 15009.356
-4.6775 | 14504.8247 | 15106.7749
-4.6346 | 14590.988 | 15196.514
-4.5916 | 14669.8712 | 15278.6708
-4.5487 | 14747.5775 | 15359.602
-4.5058 | 14876.2236 | 15493.5869
-4.4629 | 14983.9564 | 15605.7905
-4.42 | 15039.9474 | 15664.1052
-4.3771 | 15091.4183 | 15717.7122
-4.3342 | 15174.353 | 15804.0886
-4.2913 | 15259.0998 | 15892.3525
-4.2483 | 15350.2311 | 15987.2657
-4.2054 | 15445.9658 | 16086.9733
-4.1625 | 15532.0457 | 16176.6256
-4.1196 | 15652.2869 | 16301.8568
-4.0767 | 15763.3212 | 16417.499
-4.0338 | 15843.4022 | 16500.9033
-3.9909 | 15972.4752 | 16635.333
-3.948 | 16096.4971 | 16764.5017
-3.905 | 16180.7232 | 16852.2232
-3.8621 | 16271.6045 | 16946.876
-3.8192 | 16338.8229 | 17016.884
-3.7763 | 16418.1435 | 17099.4965
-3.7334 | 16507.7438 | 17192.8151
-3.6905 | 16586.7103 | 17275.0588
-3.6476 | 16667.6869 | 17359.3959
-3.6047 | 16760.6304 | 17456.1965
-3.5617 | 16844.4815 | 17543.5275
-3.5188 | 16930.4782 | 17633.093
-3.4759 | 17041.825 | 17749.0607
-3.433 | 17154.4632 | 17866.3734
-3.3901 | 17261.7793 | 17978.1432
-3.3472 | 17368.481 | 18089.273
-3.3043 | 17493.5964 | 18219.5807
-3.2614 | 17630.5849 | 18362.2542
-3.2184 | 17778.4258 | 18516.2305
-3.1755 | 17867.974 | 18609.4949
-3.1326 | 17955.2621 | 18700.4055
-3.0897 | 18057.2979 | 18806.6757
-3.0468 | 18163.5934 | 18917.3825
-3.0039 | 18260.4112 | 19018.2183
-2.961 | 18356.3646 | 19118.1537
-2.9181 | 18423.2601 | 19187.8254
-2.8751 | 18531.9094 | 19300.9837
-2.8322 | 18675.8343 | 19450.8814
-2.7893 | 18784.9627 | 19564.5386
-2.7464 | 18856.42 | 19638.9614
-2.7035 | 18944.6038 | 19730.8049
-2.6606 | 19052.2949 | 19842.9651
-2.6177 | 19179.4204 | 19975.3663
-2.5748 | 19288.9029 | 20089.3923
-2.5318 | 19340.8841 | 20143.5308
-2.4889 | 19399.1561 | 20204.221
-2.446 | 19488.2147 | 20296.9756
-2.4031 | 19553.1002 | 20364.5538
-2.3602 | 19591.2816 | 20404.3197
-2.3173 | 19622.2037 | 20436.5251
-2.2744 | 19677.6844 | 20494.3083
-2.2315 | 19748.246 | 20567.7982
-2.1885 | 19823.8277 | 20646.5165
-2.1456 | 19889.1401 | 20714.5395
-2.1027 | 19937.4241 | 20764.8272
-2.0598 | 20049.125 | 20881.1636
-2.0169 | 20207.2767 | 21045.8787
-1.974 | 20341.4636 | 21185.6343
-1.9311 | 20458.4449 | 21307.4703
-1.8882 | 20567.9794 | 21421.5506
-1.8452 | 20692.0429 | 21550.7627
-1.8023 | 20824.8342 | 21689.0648
-1.7594 | 20929.3903 | 21797.96
-1.7165 | 21000.5873 | 21872.1117
-1.6736 | 21048.2255 | 21921.7269
-1.6307 | 21123.0156 | 21999.6208
-1.5878 | 21211.1786 | 22091.4425
-1.5449 | 21283.7816 | 22167.0585
-1.5019 | 21384.5675 | 22272.0271
-1.459 | 21438.4443 | 22328.1397
-1.4161 | 21465.867 | 22356.7005
-1.3732 | 21508.079 | 22400.6643
-1.3303 | 21568.9026 | 22464.012
-1.2874 | 21593.1695 | 22489.2861
-1.2445 | 21603.4804 | 22500.0248
-1.2016 | 21612.8956 | 22509.8307
-1.1586 | 21638.9643 | 22536.9813
-1.1157 | 21680.5618 | 22580.3051
-1.0728 | 21718.9203 | 22620.2554
-1.0299 | 21728.7312 | 22630.4735
-0.98699 | 21767.2354 | 22670.5757
-0.94408 | 21838.3178 | 22744.608
-0.90116 | 21881.0818 | 22789.1467
-0.85825 | 21916.1908 | 22825.7127
-0.81534 | 21956.1219 | 22867.3009
-0.77243 | 22001.9062 | 22914.9853
-0.72951 | 22038.442 | 22953.0374
-0.6866 | 22072.7178 | 22988.7356
-0.64369 | 22096.8389 | 23013.8578
-0.60078 | 22113.6071 | 23031.3218
-0.55786 | 22163.0992 | 23082.8678
-0.51495 | 22226.8806 | 23149.2962
-0.47204 | 22253.241 | 23176.7505
-0.42913 | 22291.5265 | 23216.6249
-0.38621 | 22365.4418 | 23293.6076
-0.3433 | 22460.8328 | 23392.9573
-0.30039 | 22559.5149 | 23495.7348
-0.25748 | 22598.6545 | 23536.4986
-0.21456 | 22582.4696 | 23519.642
-0.17165 | 22608.5487 | 23546.8035
-0.12874 | 22607.5385 | 23545.7513
-0.085825 | 22532.9358 | 23468.0527
-0.042913 | 22385.9385 | 23314.955
4.2633e-13 | 22253.1785 | 23176.6854
0.042913 | 22129.5629 | 23047.9397
0.085825 | 21999.6566 | 22912.6423
0.12874 | 21853.732 | 22760.6619
0.17165 | 21751.79 | 22654.4893
0.21456 | 21690.8414 | 22591.0113
0.25748 | 21646.4839 | 22544.813
0.30039 | 21536.814 | 22430.5918
0.3433 | 21410.855 | 22299.4054
0.38621 | 21329.8159 | 22215.0032
0.42913 | 21345.1363 | 22230.9595
0.47204 | 21414.9481 | 22303.6684
0.51495 | 21487.6135 | 22379.3495
0.55786 | 21548.6558 | 22442.925
0.60078 | 21641.391 | 22539.5087
0.64369 | 21775.3279 | 22679.004
0.6866 | 21887.3516 | 22795.6767
0.72951 | 21893.8506 | 22802.4454
0.77243 | 21829.4651 | 22735.3879
0.81534 | 21769.9017 | 22673.3526
0.85825 | 21709.0989 | 22610.0265
0.90116 | 21651.4519 | 22549.9871
0.94408 | 21572.0688 | 22467.3096
0.98699 | 21495.1227 | 22387.1703
1.0299 | 21436.5175 | 22326.133
1.0728 | 21377.3603 | 22264.5208
1.1157 | 21308.4547 | 22192.7556
1.1586 | 21286.2811 | 22169.6618
1.2016 | 21225.9575 | 22106.8347
1.2445 | 21227.551 | 22108.4943
1.2874 | 21179.9857 | 22058.9551
1.3303 | 21121.495 | 21998.0371
1.3732 | 21046.1008 | 21919.514
1.4161 | 20963.4162 | 21833.3979
1.459 | 20878.1277 | 21744.57
1.5019 | 20864.7965 | 21730.6856
1.5449 | 20795.5264 | 21658.5407
1.5878 | 20746.5238 | 21607.5045
1.6307 | 20713.9144 | 21573.5419
1.6736 | 20649.1227 | 21506.0613
1.7165 | 20567.1358 | 21420.672
1.7594 | 20461.8922 | 21311.0608
1.8023 | 20343.3695 | 21187.6194
1.8452 | 20221.7223 | 21060.9238
1.8882 | 20150.3379 | 20986.577
1.9311 | 20059.9774 | 20892.4665
1.974 | 19972.9913 | 20801.8704
2.0169 | 19884.9846 | 20710.2114
2.0598 | 19835.7945 | 20658.98
2.1027 | 19801.5708 | 20623.336
2.1456 | 19758.3798 | 20578.3526
2.1885 | 19671.3313 | 20487.6915
2.2315 | 19582.3663 | 20395.0345
2.2744 | 19515.0333 | 20324.9072
2.3173 | 19428.2972 | 20234.5716
2.3602 | 19318.3669 | 20120.0791
2.4031 | 19198.2507 | 19994.9781
2.446 | 19079.7488 | 19871.5584
2.4889 | 18971.1516 | 19758.4544
2.5318 | 18879.4163 | 19662.9121
2.5748 | 18807.657 | 19588.1747
2.6177 | 18754.8425 | 19533.1685
2.6606 | 18674.7616 | 19449.7642
2.7035 | 18596.3158 | 19368.0629
2.7464 | 18546.8237 | 19316.5169
2.7893 | 18492.3741 | 19259.8076
2.8322 | 18416.5008 | 19180.7856
2.8751 | 18340.138 | 19101.2538
2.9181 | 18289.9586 | 19048.9918
2.961 | 18251.3397 | 19008.7703
3.0039 | 18151.137 | 18904.4092
3.0468 | 18016.0441 | 18763.7099
3.0897 | 17851.3933 | 18592.2261
3.1326 | 17765.6258 | 18502.8993
3.1755 | 17641.7498 | 18373.8824
3.2184 | 17503.4178 | 18229.8096
3.2614 | 17378.4065 | 18099.6104
3.3043 | 17296.0447 | 18013.8305
3.3472 | 17228.618 | 17943.6056
3.3901 | 17206.0383 | 17920.0888
3.433 | 17093.9729 | 17803.3727
3.4759 | 16977.7727 | 17682.3503
3.5188 | 16837.8888 | 17536.6612
3.5617 | 16708.7845 | 17402.1991
3.6047 | 16571.5877 | 17259.3086
3.6476 | 16437.3904 | 17119.5421
3.6905 | 16312.5979 | 16989.5707
3.7334 | 16190.055 | 16861.9423
3.7763 | 16090.7063 | 16758.4706
3.8192 | 16016.5828 | 16681.271
3.8621 | 15935.7936 | 16597.1291
3.905 | 15864.5342 | 16522.9124
3.948 | 15766.3936 | 16420.699
3.9909 | 15647.9022 | 16297.2901
4.0338 | 15564.0614 | 16209.97
4.0767 | 15497.5096 | 16140.6562
4.1196 | 15413.0648 | 16052.707
4.1625 | 15317.3926 | 15953.0644
4.2054 | 15217.5231 | 15849.0504
4.2483 | 15153.2001 | 15782.0579
4.2913 | 15107.0096 | 15733.9505
4.3342 | 15041.1659 | 15665.3743
4.3771 | 14954.0445 | 15574.6373
4.42 | 14858.5077 | 15475.1357
4.4629 | 14785.3527 | 15398.9449
4.5058 | 14694.2423 | 15304.0534
4.5487 | 14587.9885 | 15193.39
4.5916 | 14501.7731 | 15103.5967
4.6346 | 14414.11 | 15012.2956
4.6775 | 14355.1716 | 14950.9112
4.7204 | 14318.1046 | 14912.3059
4.7633 | 14225.2965 | 14815.6463
4.8062 | 14143.0493 | 14729.9858
4.8491 | 14070.2484 | 14654.1637
4.892 | 13952.7776 | 14531.8179
4.9349 | 13833.6196 | 14407.7148
4.9779 | 13710.6705 | 14279.6634
5.0208 | 13581.7328 | 14145.3747
5.0637 | 13473.3439 | 14032.4877
5.1066 | 13401.0847 | 13957.2297
5.1495 | 13313.5466 | 13866.0588
5.1924 | 13228.581 | 13777.5671
5.2353 | 13150.3956 | 13696.137
5.2782 | 13066.7423 | 13609.0121
5.3212 | 12989.1818 | 13528.2329
5.3641 | 12927.7437 | 13464.2451
5.407 | 12843.6009 | 13376.6104
5.4499 | 12743.9919 | 13272.8675
5.4928 | 12652.142 | 13177.2059
5.5357 | 12544.5342 | 13065.1324
5.5786 | 12416.2631 | 12931.538
5.6216 | 12307.6659 | 12818.434
5.6645 | 12213.0768 | 12719.9195
5.7074 | 12109.6247 | 12612.1741
5.7503 | 12025.4923 | 12524.5502
5.7932 | 11952.4623 | 12448.4895
5.8361 | 11896.4713 | 12390.1748
5.879 | 11861.9247 | 12354.1946
5.9219 | 11809.3602 | 12299.4486
5.9649 | 11720.5098 | 12206.911
6.0078 | 11634.6069 | 12117.4431
6.0507 | 11535.0187 | 12013.722
6.0936 | 11431.6082 | 11906.0199
6.1365 | 11331.2492 | 11801.4961
6.1794 | 11219.5379 | 11685.1487
6.2223 | 11105.879 | 11566.773
6.2652 | 11024.2775 | 11481.785
6.3082 | 10942.4573 | 11396.5692
6.3511 | 10876.5303 | 11327.9063
6.394 | 10825.9238 | 11275.1997
6.4369 | 10763.6109 | 11210.3007
6.4798 | 10682.7384 | 11126.072
6.5227 | 10609.4168 | 11049.7076
6.5656 | 10544.0106 | 10981.587
6.6085 | 10488.6549 | 10923.9341
6.6515 | 10415.0417 | 10847.2659
6.6944 | 10324.8446 | 10753.3257
6.7373 | 10241.7402 | 10666.7724
6.7802 | 10158.84 | 10580.4318
6.8231 | 10068.9075 | 10486.7671
6.866 | 9983.3587 | 10397.668
6.9089 | 9903.1069 | 10314.0859
6.9518 | 9837.8934 | 10246.166
6.9948 | 9762.3888 | 10167.5279
7.0377 | 9666.8812 | 10068.0567
7.0806 | 9631.6254 | 10031.3378
7.1235 | 9598.3494 | 9996.6809
7.1664 | 9530.5582 | 9926.0764
7.2093 | 9453.6986 | 9846.0271
7.2522 | 9393.0115 | 9782.8214
7.2951 | 9337.5932 | 9725.1034
7.3381 | 9289.9498 | 9675.4827
7.381 | 9202.4065 | 9584.3064
7.4239 | 9111.6304 | 9489.7631
7.4668 | 9029.7352 | 9404.4692
7.5097 | 8951.7987 | 9323.2984
7.5526 | 8863.3087 | 9231.136
7.5955 | 8778.3702 | 9142.6726
7.6384 | 8706.8244 | 9068.1576
7.6814 | 8633.458 | 8991.7465
7.7243 | 8536.5256 | 8890.7914
7.7672 | 8442.9114 | 8793.2922
7.8101 | 8368.4973 | 8715.7899
7.853 | 8299.3521 | 8643.7752
7.8959 | 8239.7866 | 8581.7378
7.9388 | 8170.9341 | 8510.0279
7.9817 | 8096.2867 | 8432.2826
8.0247 | 8064.3793 | 8399.051
8.0676 | 8052.7916 | 8386.9824
8.1105 | 8000.9551 | 8332.9947
8.1534 | 7937.8662 | 8267.2876
8.1963 | 7873.5848 | 8200.3386
8.2392 | 7811.1209 | 8135.2824
8.2821 | 7747.0426 | 8068.5448
8.325 | 7680.7948 | 7999.5478
8.368 | 7618.5944 | 7934.766
8.4109 | 7569.5824 | 7883.7201
8.4538 | 7516.6544 | 7828.5956
8.4967 | 7464.5701 | 7774.3497
8.5396 | 7412.7044 | 7720.3316
8.5825 | 7361.9167 | 7667.4362
8.6254 | 7311.6966 | 7615.132
8.6683 | 7255.9722 | 7557.095
8.7113 | 7196.2755 | 7494.9209
8.7542 | 7150.2766 | 7447.0131
8.7971 | 7096.0822 | 7390.5696
8.84 | 7027.3598 | 7318.9952
8.8829 | 6984.5052 | 7274.3622
8.9258 | 6935.7401 | 7223.5733
8.9687 | 6869.4632 | 7154.5459
9.0116 | 6804.4538 | 7086.8387
9.0546 | 6743.6646 | 7023.5267
9.0975 | 6692.8623 | 6970.6161
9.1404 | 6658.974 | 6935.3214
9.1833 | 6615.8569 | 6890.415
9.2262 | 6576.9184 | 6849.8605
9.2691 | 6533.1306 | 6804.2555
9.312 | 6476.8698 | 6745.6599
9.3549 | 6412.2968 | 6678.4071
9.3979 | 6348.9017 | 6612.3811
9.4408 | 6278.0683 | 6538.6081
9.4837 | 6219.9151 | 6478.0415
9.5266 | 6153.7986 | 6409.1812
9.5695 | 6097.8429 | 6350.9034
9.6124 | 6062.1934 | 6313.7745
9.6553 | 6043.0069 | 6293.7917
9.6982 | 6008.1 | 6257.4362
9.7412 | 5970.5289 | 6218.3059
9.7841 | 5918.3144 | 6163.9244
9.827 | 5864.9208 | 6108.3151
9.8699 | 5805.1939 | 6046.1095
9.9128 | 5748.9331 | 5987.5139
9.9557 | 5688.6688 | 5924.7486
9.9986 | 5425.265
10.0416 | 5386.997
10.0845 | 5352.879
10.1274 | 5317.617
10.1703 | 5290.208
10.2132 | 5248.264
10.2561 | 5198.019
10.299 | 5147.926
10.3419 | 5102.977
10.3849 | 5040.068
10.4278 | 4988.928
10.4707 | 4939.66
10.5136 | 4896.64
10.5565 | 4865.919
10.5994 | 4826.295
10.6423 | 4783.205
10.6852 | 4758.466
10.7281 | 4723.553
10.7711 | 4690.092
10.814 | 4662.67
10.8569 | 4611.348
10.8998 | 4564.498
10.9427 | 4524.986
10.9856 | 4490.897
11.0285 | 4464.411
11.0715 | 4429.12
11.1144 | 4395.409
11.1573 | 4374.527
11.2002 | 4340.928
11.2431 | 4309.773
11.286 | 4272.693
11.3289 | 4234.831
11.3718 | 4202.643
11.4147 | 4156.883
11.4577 | 4118.447
11.5006 | 4077.439
11.5435 | 4034
11.5864 | 3986.395
11.6293 | 3945.626
11.6722 | 3900.062
11.7151 | 3859.474
11.7581 | 3818.494
11.801 | 3794.398
11.8439 | 3771.77
11.8868 | 3753.558
11.9297 | 3734.704
11.9726 | 3717.233
12.0155 | 3699.804
12.0584 | 3674.464
12.1014 | 3650.271
12.1443 | 3620.766
12.1872 | 3589.849
12.2301 | 3560.974
12.273 | 3538.178
12.3159 | 3511.469
12.3588 | 3490.559
12.4017 | 3467.945
12.4446 | 3454.36
12.4876 | 3430.949
12.5305 | 3390.906
12.5734 | 3348.752
12.6163 | 3308.303
12.6592 | 3267.939
12.7021 | 3230.384
12.745 | 3188.468
12.788 | 3152.576
12.8309 | 3124.469
12.8738 | 3094.712
12.9167 | 3084.887
12.9596 | 3074.684
13.0025 | 3059.561
13.0454 | 3048.813
13.0883 | 3038.205
13.1313 | 3017.673
13.1742 | 3005.989
13.2171 | 2981.012
13.26 | 2934.176
13.3029 | 2896.118
13.3458 | 2867.256
13.3887 | 2827.311
13.4316 | 2794.871
13.4746 | 2764.052
13.5175 | 2732.06
13.5604 | 2722.793
13.6033 | 2710.382
13.6462 | 2688.537
13.6891 | 2666.188
13.732 | 2645.824
13.7749 | 2624.468
13.8179 | 2607.654
13.8608 | 2585.766
13.9037 | 2556.01
13.9466 | 2527.204
13.9895 | 2508.419
14.0324 | 2483.233
14.0753 | 2466.028
14.1182 | 2447.9
14.1612 | 2436.594
14.2041 | 2424.42
14.247 | 2416.271
14.2899 | 2414.608
14.3328 | 2398.088
14.3757 | 2367.898
14.4186 | 2346.22
14.4616 | 2328.218
14.5045 | 2324.668
14.5474 | 2304.067
14.5903 | 2275.275
14.6332 | 2270.411
14.6761 | 2268.915
14.719 | 2255.749
14.7619 | 2239.732
14.8049 | 2207.949
14.8478 | 2188.452
14.8907 | 2173.063
14.9336 | 2154.684
14.9765 | 2128.869
15.0194 | 2108.785
15.0623 | 2090.21
15.1052 | 2075.213
15.1481 | 2058.175
15.1911 | 2043.639
15.234 | 2029.817
15.2769 | 2017.461
15.3198 | 2006.545
15.3627 | 1991.521
15.4056 | 1982.436
15.4485 | 1974.092
15.4915 | 1957.683
15.5344 | 1942.029
15.5773 | 1924.489
15.6202 | 1908.779
15.6631 | 1895.095
15.706 | 1871.95
15.7489 | 1848.665
15.7918 | 1843.284
15.8347 | 1839.315
15.8777 | 1831.641
15.9206 | 1823.367
15.9635 | 1799.3
16.0064 | 1789.753
16.0493 | 1776.532
16.0922 | 1757.887
16.1351 | 1733.386
16.178 | 1721.464
16.221 | 1704.454
16.2639 | 1701.966
16.3068 | 1693.077
16.3497 | 1686.983
16.3926 | 1676.738
16.4355 | 1666.731
16.4784 | 1647.08
16.5214 | 1632.893
16.5643 | 1614.011
16.6072 | 1591.313
16.6501 | 1577.015
16.693 | 1558.775
16.7359 | 1546.811
16.7788 | 1538.775
16.8217 | 1529.844
16.8647 | 1525.678
16.9076 | 1523.26
16.9505 | 1517.963
16.9934 | 1511.786
17.0363 | 1505.594
17.0792 | 1508.236
17.1221 | 1499.738
17.165 | 1488.403
17.208 | 1479.597
17.2509 | 1477.165
17.2938 | 1475.949
17.3367 | 1470.289
17.3796 | 1456.005
17.4225 | 1447.591
17.4654 | 1438.702
17.5083 | 1423.802
17.5512 | 1402.488
17.5942 | 1393.152
17.6371 | 1387.91
17.68 | 1374.465
17.7229 | 1364.514
17.7658 | 1356.687
17.8087 | 1354.646
17.8516 | 1353.933
17.8945 | 1339.23
17.9375 | 1322.961
17.9804 | 1317.44
18.0233 | 1309.096
18.0662 | 1301.143
18.1091 | 1294.071
18.152 | 1282.023
18.1949 | 1269.933
18.2379 | 1262.19
18.2808 | 1251.722
18.3237 | 1244.873
18.3666 | 1240.526
18.4095 | 1233.398
18.4524 | 1226.802
18.4953 | 1223.503
18.5382 | 1215.662
18.5812 | 1209.904
18.6241 | 1200.386
18.667 | 1185.71
18.7099 | 1165.626
18.7528 | 1154.137
18.7957 | 1144.619
18.8386 | 1137.141
18.8815 | 1123.682
18.9245 | 1114.289
18.9674 | 1113.059
19.0103 | 1117.853
19.0532 | 1117.378
19.0961 | 1111.955
19.139 | 1108.182
19.1819 | 1110.068
19.2248 | 1106.127
19.2678 | 1096.064
19.3107 | 1087.286
19.3536 | 1078.859
19.3965 | 1073.743
19.4394 | 1061.5
19.4823 | 1049.34
19.5252 | 1048.837
19.5681 | 1046.307
19.6111 | 1038.55
19.654 | 1028.738
19.6969 | 1015.782
19.7398 | 1009.66
19.7827 | 1008.248
19.8256 | 1000.589
19.8685 | 991.6721
19.9114 | 984.2365
19.9544 | 983.4678
19.9973 | 986.2771
20.0402 | 987.7028
20.0831 | 984.3064
20.126 | 975.7387
20.1689 | 968.1773
20.2118 | 960.7557
20.2548 | 945.6469
20.2977 | 935.8353
20.3406 | 925.1851
20.3835 | 914.3672
20.4264 | 906.3865
20.4693 | 903.3676
20.5122 | 903.4514
20.5551 | 908.1616
20.5981 | 905.9532
20.641 | 904.248
20.6839 | 904.3319
20.7268 | 897.5532
20.7697 | 887.2664
20.8126 | 876.2808
20.8555 | 867.3357
20.8984 | 860.2496
20.9413 | 851.4023
20.9843 | 836.7268
21.0272 | 837.5654
21.0701 | 835.2733
21.113 | 827.8656
21.1559 | 819.7871
21.1988 | 809.0391
21.2417 | 803.1689
21.2846 | 803.9515
21.3276 | 797.5782
21.3705 | 796.4321
21.4134 | 800.1918
21.4563 | 795.4258
21.4992 | 793.0078
21.5421 | 788.9825
21.585 | 783.1962
21.6279 | 774.6984
21.6709 | 769.1217
21.7138 | 758.3318
21.7567 | 753.384
21.7996 | 752.6572
21.8425 | 744.5367
21.8854 | 741.1404
21.9283 | 739.5191
21.9713 | 729.8333
22.0142 | 726.0177
22.0571 | 723.3621
22.1 | 716.3039
22.1429 | 715.7309
22.1858 | 711.9852
22.2287 | 711.4819
22.2716 | 717.4081
22.3146 | 719.197
22.3575 | 717.8972
22.4004 | 717.1844
22.4433 | 716.22
22.4862 | 712.0829
22.5291 | 699.9932
22.572 | 691.8307
22.6149 | 685.7649
22.6578 | 676.2607
22.7008 | 666.3373
22.7437 | 655.6871
22.7866 | 649.1461
22.8295 | 649.9148
22.8724 | 642.5491
22.9153 | 633.604
22.9582 | 629.8862
23.0011 | 628.0413
23.0441 | 621.3185
23.087 | 618.5372
23.1299 | 526.962
23.1728 | 437.6652
23.2157 | 349.9337
23.2586 | 261.9506
23.3015 | 173.1289
23.3444 | 89.5624
23.3874 | 0
23.4303 | 0
23.4732 | 0
23.5161 | 0
23.559 | 0
23.6019 | 0
23.6448 | 0
23.6878 | 0
23.7307 | 0
23.7736 | 0
23.8165 | 0
23.8594 | 0
23.9023 | 0
23.9452 | 0
23.9881 | 0
24.0311 | 0
24.074 | 0
24.1169 | 0
24.1598 | 0
24.2027 | 0
24.2456 | 0
24.2885 | 0
24.3314 | 0
24.3744 | 0
24.4173 | 0
24.4602 | 0
24.5031 | 0
24.546 | 0
24.5889 | 0
24.6318 | 0
24.6747 | 0
24.7177 | 0
24.7606 | 0
24.8035 | 0
24.8464 | 0
24.8893 | 0
24.9322 | 0
24.9751 | 0
25.018 | 0
25.061 | 0
25.1039 | 0
25.1468 | 0
25.1897 | 0
25.2326 | 0
25.2755 | 0
25.3184 | 0
25.3614 | 0
25.4043 | 0
25.4472 | 0
25.4901 | 0
25.533 | 0
25.5759 | 0
25.6188 | 0
25.6617 | 0
25.7047 | 0
25.7476 | 0
25.7905 | 0
25.8334 | 0
25.8763 | 0
25.9192 | 0
25.9621 | 0
26.005 | 0
26.048 | 0
26.0909 | 0
26.1338 | 0
26.1767 | 0
26.2196 | 0
26.2625 | 0
26.3054 | 0
26.3483 | 0
26.3912 | 0
26.4342 | 0
26.4771 | 0
26.52 | 0
26.5629 | 0
26.6058 | 0
26.6487 | 0
26.6916 | 0
26.7345 | 0
26.7775 | 0
26.8204 | 0
26.8633 | 0
26.9062 | 0
26.9491 | 0
26.992 | 0
27.0349 | 0
27.0779 | 0
27.1208 | 0
27.1637 | 0
27.2066 | 0
27.2495 | 0
27.2924 | 0
27.3353 | 0
27.3782 | 0
27.4212 | 0
27.4641 | 0
27.507 | 0
27.5499 | 0
27.5928 | 0
27.6357 | 0
27.6786 | 0
27.7215 | 0
27.7645 | 0
27.8074 | 0
27.8503 | 0
27.8932 | 0
27.9361 | 0
27.979 | 0
28.0219 | 0
28.0648 | 0
28.1077 | 0
28.1507 | 0
28.1936 | 0
28.2365 | 0
28.2794 | 0
28.3223 | 0
28.3652 | 0
28.4081 | 0
28.451 | 0
28.494 | 0
28.5369 | 0
28.5798 | 0
28.6227 | 0
28.6656 | 0
28.7085 | 0
28.7514 | 0
28.7944 | 0
28.8373 | 0
28.8802 | 0
28.9231 | 0
28.966 | 0
29.0089 | 0
29.0518 | 0
29.0947 | 0
29.1377 | 0
29.1806 | 0
29.2235 | 0
29.2664 | 0
29.3093 | 0
29.3522 | 0
29.3951 | 0
29.438 | 0
29.481 | 0
29.5239 | 0
29.5668 | 0
29.6097 | 0
29.6526 | 0
29.6955 | 0
29.7384 | 0
29.7813 | 0
29.8243 | 0
29.8672 | 0

## NO
Desire
D40 Lustr 1-Piece Optic | 2015-05-14
Diffuser
Narrow Oval
Horizontal | Beam Angle | Field Angle
| 22.8 | 42.8
Row Mult
Mode | Candela | Field Lumens | Beam Lumens | Power Consump | Efficacy (lpw)
Boost Full | 30083.333 | 2647.2086 | 1224.5288 | 102.7 | 25.7761 | 1 | 1 | 1 | 1 | 1 | 1
Regulated Full | 27024 | 2378 | 1100 | 93.3 | 25.4877 | 0.8983 | 0.8983 | 0.8983
Regulated 3200K | 19528.0559 | 1718.388 | 794.8809 | 57.2 | 30.0417 | 0.64913 | 0.64913 | 0.64913
Regulated 5600K | 16944.3453 | 1491.0322 | 689.7121 | 54.5 | 27.3584 | 0.56325 | 0.56325 | 0.56325
| For Field diameter at any distance, multiply distance by |  |  |  | 0.78379
| For Beam diameter at any distance, multiply distance by |  |  |  | 0.40327
Dist for 1.0 fc
| Throw Distance (ft) | 10 | 15 | 20 | 30 | 164.3898
| Throw Distance (m) | 3.048 | 4.572 | 6.096 | 9.144 | 50.106
| Field Diameter (ft) | 7.8379 | 11.7569 | 15.6758 | 23.5137
| Field Diameter (m) | 2.389 | 3.5835 | 4.778 | 7.167
| Illuminance (fc) | 270.24 | 120.1067 | 67.56 | 30.0267
| Illuminance (lux) | 2908.8363 | 1292.8161 | 727.2091 | 323.204
Vertical | Beam Angle | Field Angle
| 11.8 | 28.5
| For Field height at any distance, multiply distance by |  |  |  | 0.50794
| For Beam height at any distance, multiply distance by |  |  |  | 0.20668
Test Distance | Iso-Illuminance Diagram grid lines
102.2 | 0 | 12.5 | 25 | 37.5
| 0 | 0.12231 | 0.24462 | 0.36693
Measurement: NO - Intensity
Degrees | (Cd)
-29.9101 | 0 | 0
-29.8672 | 0 | 0
-29.8243 | 0 | 0
-29.7813 | 0 | 0
-29.7384 | 0 | 0
-29.6955 | 0 | 0
-29.6526 | 0 | 0
-29.6097 | 0 | 0
-29.5668 | 0 | 0
-29.5239 | 0 | 0
-29.481 | 0 | 0
-29.438 | 0 | 0
-29.3951 | 0 | 0
-29.3522 | 0 | 0
-29.3093 | 0 | 0
-29.2664 | 0 | 0
-29.2235 | 0 | 0
-29.1806 | 0 | 0
-29.1377 | 0 | 0
-29.0947 | 0 | 0
-29.0518 | 0 | 0
-29.0089 | 0 | 0
-28.966 | 0 | 0
-28.9231 | 0 | 0
-28.8802 | 0 | 0
-28.8373 | 0 | 0
-28.7944 | 0 | 0
-28.7514 | 0 | 0
-28.7085 | 0 | 0
-28.6656 | 0 | 0
-28.6227 | 0 | 0
-28.5798 | 0 | 0
-28.5369 | 0 | 0
-28.494 | 0 | 0
-28.451 | 0 | 0
-28.4081 | 0 | 0
-28.3652 | 0 | 0
-28.3223 | 0 | 0
-28.2794 | 0 | 0
-28.2365 | 0 | 0
-28.1936 | 0 | 0
-28.1507 | 0 | 0
-28.1077 | 0 | 0
-28.0648 | 0 | 0
-28.0219 | 0 | 0
-27.979 | 0 | 0
-27.9361 | 0 | 0
-27.8932 | 0 | 0
-27.8503 | 0 | 0
-27.8074 | 0 | 0
-27.7645 | 0 | 0
-27.7215 | 0 | 0
-27.6786 | 0 | 0
-27.6357 | 0 | 0
-27.5928 | 0 | 0
-27.5499 | 0 | 0
-27.507 | 0 | 0
-27.4641 | 0 | 0
-27.4212 | 0 | 0
-27.3782 | 0 | 0
-27.3353 | 0 | 0
-27.2924 | 0 | 0
-27.2495 | 0 | 0
-27.2066 | 0 | 0
-27.1637 | 0 | 0
-27.1208 | 0 | 0
-27.0779 | 123.1222 | 128.2317
-27.0349 | 258.7141 | 269.4508
-26.992 | 396.4129 | 412.8641
-26.9491 | 529.2128 | 551.1751
-26.9062 | 666.0552 | 693.6965
-26.8633 | 802.5378 | 835.8431
-26.8204 | 939.5857 | 978.5785
-26.7775 | 951.3875 | 990.8701
-26.7345 | 947.9276 | 987.2666
-26.6916 | 944.8101 | 984.0197
-26.6487 | 961.2194 | 1001.11
-26.6058 | 967.3858 | 1007.5323
-26.5629 | 971.257 | 1011.5641
-26.52 | 978.3483 | 1018.9498
-26.4771 | 987.1868 | 1028.1551
-26.4342 | 1009.6427 | 1051.5429
-26.3912 | 1034.2226 | 1077.1429
-26.3483 | 1028.9641 | 1071.6661
-26.3054 | 1036.8091 | 1079.8367
-26.2625 | 1046.2305 | 1089.6491
-26.2196 | 1053.0981 | 1096.8017
-26.1767 | 1065.2597 | 1109.468
-26.1338 | 1069.9017 | 1114.3026
-26.0909 | 1069.08 | 1113.4468
-26.048 | 1081.6863 | 1126.5763
-26.005 | 1082.406 | 1127.3258
-25.9621 | 1094.8248 | 1140.26
-25.9192 | 1102.207 | 1147.9485
-25.8763 | 1110.189 | 1156.2619
-25.8334 | 1122.0767 | 1168.6429
-25.7905 | 1135.9682 | 1183.1109
-25.7476 | 1143.1108 | 1190.5499
-25.7047 | 1166.5946 | 1215.0082
-25.6617 | 1170.2596 | 1218.8254
-25.6188 | 1177.7282 | 1226.6039
-25.5759 | 1184.8364 | 1234.0071
-25.533 | 1180.2288 | 1229.2083
-25.4901 | 1180.76 | 1229.7615
-25.4472 | 1194.8744 | 1244.4617
-25.4043 | 1194.5661 | 1244.1406
-25.3614 | 1202.0514 | 1251.9365
-25.3184 | 1217.9124 | 1268.4558
-25.2755 | 1228.0701 | 1279.0351
-25.2326 | 1242.1158 | 1293.6636
-25.1897 | 1255.7324 | 1307.8453
-25.1468 | 1265.3767 | 1317.8898
-25.1039 | 1279.6963 | 1332.8037
-25.061 | 1297.733 | 1351.5889
-25.018 | 1306.5201 | 1360.7407
-24.9751 | 1319.5378 | 1374.2986
-24.9322 | 1343.6214 | 1399.3817
-24.8893 | 1354.2927 | 1410.4958
-24.8464 | 1367.7384 | 1424.4996
-24.8035 | 1376.5078 | 1433.6329
-24.7606 | 1395.3163 | 1453.2219
-24.7177 | 1414.3455 | 1473.0409
-24.6747 | 1428.1006 | 1487.3668
-24.6318 | 1430.7044 | 1490.0786
-24.5889 | 1439.5426 | 1499.2836
-24.546 | 1448.1412 | 1508.239
-24.5031 | 1461.9473 | 1522.6181
-24.4602 | 1476.1127 | 1537.3714
-24.4173 | 1481.3879 | 1542.8655
-24.3744 | 1492.5903 | 1554.5328
-24.3314 | 1505.0092 | 1567.467
-24.2885 | 1519.2256 | 1582.2735
-24.2456 | 1539.0787 | 1602.9505
-24.2027 | 1553.8086 | 1618.2917
-24.1598 | 1550.9831 | 1615.3488
-24.1169 | 1567.3752 | 1632.4213
-24.074 | 1574.5689 | 1639.9135
-24.0311 | 1582.3114 | 1647.9773
-23.9881 | 1603.8079 | 1670.366
-23.9452 | 1620.6115 | 1687.8669
-23.9023 | 1624.2776 | 1691.6851
-23.8594 | 1641.4571 | 1709.5776
-23.8165 | 1656.411 | 1725.152
-23.7736 | 1677.291 | 1746.8985
-23.7307 | 1700.5175 | 1771.0889
-23.6878 | 1714.6319 | 1785.7891
-23.6448 | 1725.2177 | 1796.8142
-23.6019 | 1751.8874 | 1824.5907
-23.559 | 1765.4706 | 1838.7376
-23.5161 | 1769.6835 | 1843.1253
-23.4732 | 1778.3852 | 1852.1882
-23.4303 | 1789.7928 | 1864.0692
-23.3874 | 1791.4894 | 1865.8362
-23.3444 | 1809.4396 | 1884.5314
-23.3015 | 1825.1475 | 1900.8911
-23.2586 | 1846.8149 | 1923.4577
-23.2157 | 1877.3725 | 1955.2834
-23.1728 | 1897.6359 | 1976.3878
-23.1299 | 1913.7208 | 1993.1403
-23.087 | 1938.043 | 2018.4718
-23.0441 | 1944.3982 | 2025.0907
-23.0011 | 1953.2197 | 2034.2783
-22.9582 | 1963.6503 | 2045.1418
-22.9153 | 1976.4973 | 2058.5219
-22.8724 | 1994.9964 | 2077.7887
-22.8295 | 2009.4368 | 2092.8284
-22.7866 | 2028.9628 | 2113.1648
-22.7437 | 2053.0121 | 2138.2121
-22.7008 | 2066.4068 | 2152.1627
-22.6578 | 2087.9888 | 2174.6403
-22.6149 | 2108.3553 | 2195.8521
-22.572 | 2119.1296 | 2207.0735
-22.5291 | 2142.4082 | 2231.3181
-22.4862 | 2160.7521 | 2250.4234
-22.4433 | 2172.8971 | 2263.0723
-22.4004 | 2203.9858 | 2295.4513
-22.3575 | 2224.1805 | 2316.484
-22.3146 | 2233.5165 | 2326.2075
-22.2716 | 2252.6145 | 2346.098
-22.2287 | 2270.9595 | 2365.2043
-22.1858 | 2286.2893 | 2381.1704
-22.1429 | 2301.1745 | 2396.6732
-22.1 | 2320.0339 | 2416.3154
-22.0571 | 2343.3115 | 2440.5589
-22.0142 | 2362.3074 | 2460.3431
-21.9713 | 2386.6649 | 2485.7115
-21.9283 | 2409.2061 | 2509.1882
-21.8854 | 2424.2975 | 2524.9058
-21.8425 | 2449.3393 | 2550.9869
-21.7996 | 2470.7848 | 2573.3224
-21.7567 | 2473.149 | 2575.7847
-21.7138 | 2492.0585 | 2595.4789
-21.6709 | 2509.5984 | 2613.7467
-21.6279 | 2522.3599 | 2627.0378
-21.585 | 2550.6054 | 2656.4555
-21.5421 | 2571.4677 | 2678.1836
-21.4992 | 2580.7006 | 2687.7996
-21.4563 | 2608.0212 | 2716.2541
-21.4134 | 2630.2718 | 2739.4281
-21.3705 | 2650.1405 | 2760.1213
-21.3276 | 2667.6981 | 2778.4076
-21.2846 | 2686.4878 | 2797.977
-21.2417 | 2715.5217 | 2828.2158
-21.1988 | 2745.0513 | 2858.971
-21.1559 | 2770.4369 | 2885.41
-21.113 | 2791.0429 | 2906.8712
-21.0701 | 2818.826 | 2935.8073
-21.0272 | 2830.7126 | 2948.1872
-20.9843 | 2845.3582 | 2963.4406
-20.9413 | 2867.3693 | 2986.3651
-20.8984 | 2890.8863 | 3010.8581
-20.8555 | 2907.8784 | 3028.5554
-20.8126 | 2945.5453 | 3067.7854
-20.7697 | 2967.4012 | 3090.5483
-20.7268 | 3009.2986 | 3134.1845
-20.6839 | 3041.3977 | 3167.6157
-20.641 | 3058.2356 | 3185.1524
-20.5981 | 3074.0799 | 3201.6543
-20.5551 | 3102.3942 | 3231.1435
-20.5122 | 3118.0156 | 3247.4133
-20.4693 | 3145.079 | 3275.5998
-20.4264 | 3166.336 | 3297.739
-20.3835 | 3185.0747 | 3317.2553
-20.3406 | 3213.3545 | 3346.7087
-20.2977 | 3254.0355 | 3389.078
-20.2548 | 3290.4682 | 3427.0227
-20.2118 | 3313.5239 | 3451.0352
-20.1689 | 3343.7045 | 3482.4682
-20.126 | 3374.3486 | 3514.384
-20.0831 | 3408.2806 | 3549.7243
-20.0402 | 3436.047 | 3578.643
-19.9973 | 3459.085 | 3602.637
-19.9544 | 3477.5154 | 3621.8323
-19.9114 | 3510.0779 | 3655.7461
-19.8685 | 3540.2241 | 3687.1434
-19.8256 | 3582.4465 | 3731.118
-19.7827 | 3608.3632 | 3758.1103
-19.7398 | 3641.3194 | 3792.4341
-19.6969 | 3677.4094 | 3830.0219
-19.654 | 3706.4423 | 3860.2596
-19.6111 | 3736.5896 | 3891.658
-19.5681 | 3763.3613 | 3919.5408
-19.5252 | 3783.8309 | 3940.8599
-19.4823 | 3803.6486 | 3961.5
-19.4394 | 3819.3044 | 3977.8056
-19.3965 | 3834.8238 | 3993.969
-19.3536 | 3872.0616 | 4032.7522
-19.3107 | 3893.6259 | 4055.2114
-19.2678 | 3927.6267 | 4090.6232
-19.2248 | 3953.5777 | 4117.6512
-19.1819 | 3994.3441 | 4160.1094
-19.139 | 4038.8276 | 4206.439
-19.0961 | 4078.413 | 4247.6671
-19.0532 | 4114.8967 | 4285.6649
-19.0103 | 4155.7839 | 4328.249
-18.9674 | 4186.3759 | 4360.1105
-18.9245 | 4224.625 | 4399.9469
-18.8815 | 4261.1941 | 4438.0337
-18.8386 | 4295.5376 | 4473.8024
-18.7957 | 4327.5856 | 4507.1804
-18.7528 | 4362.6144 | 4543.6629
-18.7099 | 4391.8701 | 4574.1327
-18.667 | 4424.2608 | 4607.8676
-18.6241 | 4451.6845 | 4636.4294
-18.5812 | 4477.0346 | 4662.8315
-18.5382 | 4506.7705 | 4693.8014
-18.4953 | 4541.3191 | 4729.7838
-18.4524 | 4570.0447 | 4759.7016
-18.4095 | 4608.927 | 4800.1975
-18.3666 | 4641.8322 | 4834.4682
-18.3237 | 4679.0523 | 4873.2329
-18.2808 | 4721.7038 | 4917.6545
-18.2379 | 4757.7938 | 4955.2423
-18.1949 | 4790.5615 | 4989.3698
-18.152 | 4818.9268 | 5018.9122
-18.1091 | 4853.5785 | 5055.002
-18.0662 | 4894.7396 | 5097.8713
-18.0233 | 4936.7558 | 5141.6312
-17.9804 | 4983.9285 | 5190.7615
-17.9375 | 5027.4528 | 5236.0921
-17.8945 | 5071.9029 | 5282.3869
-17.8516 | 5116.3688 | 5328.6981
-17.8087 | 5158.8317 | 5372.9233
-17.7658 | 5203.007 | 5418.9318
-17.7229 | 5251.5336 | 5469.4722
-17.68 | 5284.9345 | 5504.2593
-17.6371 | 5312.5978 | 5533.0706
-17.5942 | 5338.1874 | 5559.7222
-17.5512 | 5372.9933 | 5595.9725
-17.5083 | 5416.7238 | 5641.5178
-17.4654 | 5453.345 | 5679.6589
-17.4225 | 5480.8375 | 5708.2923
-17.3796 | 5516.1912 | 5745.1132
-17.3367 | 5557.2315 | 5787.8566
-17.2938 | 5596.0972 | 5828.3352
-17.2509 | 5626.4496 | 5859.9473
-17.208 | 5660.9639 | 5895.8939
-17.165 | 5696.9519 | 5933.3754
-17.1221 | 5732.34 | 5970.2321
-17.0792 | 5776.7381 | 6016.4727
-17.0363 | 5823.3796 | 6065.0498
-16.9934 | 5873.5163 | 6117.2673
-16.9505 | 5915.3951 | 6160.8839
-16.9076 | 5961.9866 | 6209.409
-16.8647 | 6009.4498 | 6258.842
-16.8217 | 6064.1431 | 6315.8051
-16.7788 | 6123.4086 | 6377.5301
-16.7359 | 6175.1035 | 6431.3703
-16.693 | 6211.7247 | 6469.5113
-16.6501 | 6275.1698 | 6535.5893
-16.6072 | 6321.6915 | 6584.0417
-16.5643 | 6365.8844 | 6630.0686
-16.5214 | 6413.4685 | 6679.6274
-16.4784 | 6435.8389 | 6702.9262
-16.4355 | 6474.0015 | 6742.6726
-16.3926 | 6536.9154 | 6808.1974
-16.3497 | 6595.205 | 6868.906
-16.3068 | 6636.1953 | 6911.5974
-16.2639 | 6664.7137 | 6941.2993
-16.221 | 6707.6901 | 6986.0593
-16.178 | 6780.7451 | 7062.146
-16.1351 | 6842.6488 | 7126.6187
-16.0922 | 6891.1577 | 7177.1407
-16.0493 | 6928.208 | 7215.7286
-16.0064 | 6963.4419 | 7252.4248
-15.9635 | 7012.4643 | 7303.4816
-15.9206 | 7059.3464 | 7352.3092
-15.8777 | 7070.1884 | 7363.6012
-15.8347 | 7086.2546 | 7380.3341
-15.7918 | 7120.924 | 7416.4424
-15.7489 | 7159.5324 | 7456.653
-15.706 | 7213.129 | 7512.4739
-15.6631 | 7268.0609 | 7569.6854
-15.6202 | 7315.2846 | 7618.8689
-15.5773 | 7381.6083 | 7687.9451
-15.5344 | 7446.4063 | 7755.4322
-15.4915 | 7508.7213 | 7820.3333
-15.4485 | 7569.4262 | 7883.5574
-15.4056 | 7628.1428 | 7944.7108
-15.3627 | 7678.416 | 7997.0703
-15.3198 | 7727.0801 | 8047.754
-15.2769 | 7785.6437 | 8108.7479
-15.234 | 7837.0813 | 8162.3202
-15.1911 | 7882.1637 | 8209.2734
-15.1481 | 7932.3515 | 8261.544
-15.1052 | 7989.887 | 8321.4674
-15.0623 | 8054.7027 | 8388.9729
-15.0194 | 8103.4689 | 8439.7628
-14.9765 | 8136.5959 | 8474.2646
-14.9336 | 8174.193 | 8513.422
-14.8907 | 8210.2164 | 8550.9403
-14.8478 | 8267.9748 | 8611.0958
-14.8049 | 8308.0559 | 8652.8402
-14.7619 | 8347.1955 | 8693.6041
-14.719 | 8407.917 | 8756.8456
-14.6761 | 8474.2231 | 8825.9033
-14.6332 | 8543.337 | 8897.8855
-14.5903 | 8612.8124 | 8970.2441
-14.5474 | 8663.5824 | 9023.121
-14.5045 | 8731.1372 | 9093.4794
-14.4616 | 8788.0916 | 9152.7974
-14.4186 | 8831.7357 | 9198.2527
-14.3757 | 8891.2751 | 9260.263
-14.3328 | 8965.735 | 9337.813
-14.2899 | 9033.1368 | 9408.0119
-14.247 | 9094.5946 | 9472.0203
-14.2041 | 9155.2662 | 9535.2097
-14.1612 | 9226.6922 | 9609.6
-14.1182 | 9300.4846 | 9686.4547
-14.0753 | 9350.8942 | 9738.9564
-14.0324 | 9387.327 | 9776.901
-13.9895 | 9444.5886 | 9836.5391
-13.9466 | 9500.5484 | 9894.8212
-13.9037 | 9556.577 | 9953.1749
-13.8608 | 9623.8089 | 10023.197
-13.8179 | 9689.2578 | 10091.362
-13.7749 | 9751.727 | 10156.4236
-13.732 | 9813.0994 | 10220.3431
-13.6891 | 9875.6707 | 10285.511
-13.6462 | 9943.364 | 10356.0136
-13.6033 | 10013.7642 | 10429.3354
-13.5604 | 10063.2136 | 10480.837
-13.5175 | 10133.443 | 10553.9809
-13.4746 | 10185.7711 | 10608.4806
-13.4316 | 10259.7155 | 10685.4937
-13.3887 | 10320.3006 | 10748.593
-13.3458 | 10375.3188 | 10805.8946
-13.3029 | 10432.8513 | 10865.8146
-13.26 | 10489.6026 | 10924.9212
-13.2171 | 10531.221 | 10968.2667
-13.1742 | 10613.1558 | 11053.6018
-13.1313 | 10662.6895 | 11105.1911
-13.0883 | 10701.4542 | 11145.5645
-13.0454 | 10734.6259 | 11180.1129
-13.0025 | 10770.943 | 11217.9372
-12.9596 | 10834.1308 | 11283.7473
-12.9167 | 10889.4241 | 11341.3352
-12.8738 | 10933.9378 | 11387.6962
-12.8309 | 11008.8945 | 11465.7637
-12.788 | 11104.6292 | 11565.4713
-12.745 | 11194.9377 | 11659.5276
-12.7021 | 11263.1039 | 11730.5227
-12.6592 | 11319.2407 | 11788.9892
-12.6163 | 11403.8522 | 11877.112
-12.5734 | 11499.4202 | 11976.6462
-12.5305 | 11555.203 | 12034.7439
-12.4876 | 11581.5112 | 12062.144
-12.4446 | 11627.7643 | 12110.3165
-12.4017 | 11696.8261 | 12182.2444
-12.3588 | 11754.5044 | 12242.3163
-12.3159 | 11775.2094 | 12263.8806
-12.273 | 11805.9753 | 12295.9233
-12.2301 | 11863.3411 | 12355.6698
-12.1872 | 11924.4564 | 12419.3213
-12.1443 | 11979.8121 | 12476.9743
-12.1014 | 12027.4295 | 12526.5678
-12.0584 | 12071.7765 | 12572.7553
-12.0155 | 12134.5373 | 12638.1206
-11.9726 | 12187.1227 | 12692.8883
-11.9297 | 12247.7588 | 12756.0408
-11.8868 | 12326.2983 | 12837.8397
-11.8439 | 12400.9218 | 12915.56
-11.801 | 12458.8188 | 12975.8597
-11.7581 | 12520.5901 | 13040.1946
-11.7151 | 12579.1328 | 13101.1669
-11.6722 | 12645.3202 | 13170.101
-11.6293 | 12694.4581 | 13221.2782
-11.5864 | 12745.9187 | 13274.8743
-11.5435 | 12806.7214 | 13338.2004
-11.5006 | 12888.0209 | 13422.8738
-11.4577 | 12982.9849 | 13521.7788
-11.4147 | 13085.4477 | 13628.4937
-11.3718 | 13170.8715 | 13717.4627
-11.3289 | 13262.211 | 13812.5928
-11.286 | 13356.8209 | 13911.129
-11.2431 | 13436.9123 | 13994.5441
-11.2002 | 13519.7427 | 14080.8121
-11.1573 | 13609.2076 | 14173.9897
-11.1144 | 13683.7894 | 14251.6667
-11.0715 | 13750.185 | 14320.8177
-11.0285 | 13812.3209 | 14385.5322
-10.9856 | 13877.0085 | 14452.9043
-10.9427 | 13919.1059 | 14496.7488
-10.8998 | 13999.3327 | 14580.305
-10.8569 | 14056.9068 | 14640.2684
-10.814 | 14094.3695 | 14679.2859
-10.7711 | 14148.0485 | 14735.1925
-10.7281 | 14212.434 | 14802.25
-10.6852 | 14253.8753 | 14845.4111
-10.6423 | 14328.2488 | 14922.8711
-10.5994 | 14377.4284 | 14974.0917
-10.5565 | 14438.6269 | 15037.83
-10.5136 | 14517.7601 | 15120.2472
-10.4707 | 14584.4578 | 15189.7128
-10.4278 | 14647.406 | 15255.2734
-10.3849 | 14722.3836 | 15333.3625
-10.3419 | 14787.5919 | 15401.277
-10.299 | 14834.0428 | 15449.6556
-10.2561 | 14853.9355 | 15470.3738
-10.2132 | 14895.8455 | 15514.023
-10.1703 | 14977.999 | 15599.5859
-10.1274 | 15066.2973 | 15691.5487
-10.0845 | 15142.3789 | 15770.7876
-10.0416 | 15234.2288 | 15866.4493
-9.9986 | 15333.4213 | 15969.7582
-9.9557 | 15457.9951 | 16099.5019
-9.9128 | 15566.384 | 16212.3889
-9.8699 | 15626.9576 | 16275.4764
-9.827 | 15670.409 | 16320.731
-9.7841 | 15701.1541 | 16352.752
-9.7412 | 15760.0926 | 16414.1364
-9.6982 | 15818.4374 | 16474.9025
-9.6553 | 15891.7798 | 16551.2887
-9.6124 | 15957.2173 | 16619.4418
-9.5695 | 16022.3527 | 16687.2803
-9.5266 | 16105.1623 | 16773.5266
-9.4837 | 16210.6663 | 16883.4089
-9.4408 | 16287.7477 | 16963.6892
-9.3979 | 16365.0166 | 17044.1648
-9.3549 | 16413.0193 | 17094.1596
-9.312 | 16456.8977 | 17139.859
-9.2691 | 16527.2511 | 17213.132
-9.2262 | 16606.6238 | 17295.7987
-9.1833 | 16692.6204 | 17385.3642
-9.1404 | 16769.3998 | 17465.3299
-9.0975 | 16831.4524 | 17529.9576
-9.0546 | 16905.1593 | 17606.7234
-9.0116 | 16981.9283 | 17686.6783
-8.9687 | 17044.6787 | 17752.0328
-8.9258 | 17087.1406 | 17796.257
-8.8829 | 17131.1961 | 17842.1407
-8.84 | 17181.2401 | 17894.2616
-8.7971 | 17252.7704 | 17968.7603
-8.7542 | 17329.9768 | 18049.1708
-8.7113 | 17404.8294 | 18127.1298
-8.6683 | 17478.0156 | 18203.3532
-8.6254 | 17560.8669 | 18289.6429
-8.5825 | 17640.8958 | 18372.9929
-8.5396 | 17708.3121 | 18443.207
-8.4967 | 17770.2084 | 18507.672
-8.4538 | 17842.6864 | 18583.1579
-8.4109 | 17896.6257 | 18639.3356
-8.368 | 17948.7736 | 18693.6477
-8.325 | 18007.6079 | 18754.9236
-8.2821 | 18079.0548 | 18829.3356
-8.2392 | 18158.74 | 18912.3277
-8.1963 | 18221.355 | 18977.5412
-8.1534 | 18269.1286 | 19027.2974
-8.1105 | 18359.9161 | 19121.8526
-8.0676 | 18468.9403 | 19235.4014
-8.0247 | 18563.6752 | 19334.0677
-7.9817 | 18616.6042 | 19389.1933
-7.9388 | 18634.5597 | 19407.8939
-7.8959 | 18666.19 | 19440.8369
-7.853 | 18717.536 | 19494.3137
-7.8101 | 18759.1022 | 19537.605
-7.7672 | 18782.838 | 19562.3258
-7.7243 | 18802.5224 | 19582.827
-7.6814 | 18831.9656 | 19613.4921
-7.6384 | 18907.6097 | 19692.2755
-7.5955 | 19003.8756 | 19792.5364
-7.5526 | 19079.1864 | 19870.9727
-7.5097 | 19147.0714 | 19941.6749
-7.4668 | 19230.9955 | 20029.0818
-7.4239 | 19304.5566 | 20105.6957
-7.381 | 19379.7529 | 20184.0127
-7.3381 | 19426.61 | 20232.8143
-7.2951 | 19447.0442 | 20254.0966
-7.2522 | 19489.8186 | 20298.6461
-7.2093 | 19551.7046 | 20363.1003
-7.1664 | 19600.1447 | 20413.5507
-7.1235 | 19640.2112 | 20455.28
-7.0806 | 19678.2468 | 20494.8941
-7.0377 | 19749.4542 | 20569.0565
-6.9948 | 19841.4915 | 20664.9134
-6.9518 | 19894.3476 | 20719.9631
-6.9089 | 19949.0056 | 20776.8893
-6.866 | 20019.7859 | 20850.607
-6.8231 | 20077.9849 | 20911.2213
-6.7802 | 20170.918 | 21008.0111
-6.7373 | 20252.2904 | 21092.7604
-6.6944 | 20318.5506 | 21161.7704
-6.6515 | 20416.2537 | 21263.5282
-6.6085 | 20491.3875 | 21341.7801
-6.5656 | 20542.6397 | 21395.1593
-6.5227 | 20626.6367 | 21482.6421
-6.4798 | 20688.2414 | 21546.8035
-6.4369 | 20734.2237 | 21594.6939
-6.394 | 20781.7786 | 21644.2224
-6.3511 | 20837.1551 | 21701.897
-6.3082 | 20905.2588 | 21772.827
-6.2652 | 20985.0273 | 21855.9059
-6.2223 | 21058.3905 | 21932.3137
-6.1794 | 21142.2729 | 22019.6773
-6.1365 | 21211.8972 | 22092.191
-6.0936 | 21283.6149 | 22166.8849
-6.0507 | 21340.21 | 22225.8287
-6.0078 | 21385.3695 | 22272.8623
-5.9649 | 21431.4454 | 22320.8504
-5.9219 | 21476.9173 | 22368.2094
-5.879 | 21516.4318 | 22409.3637
-5.8361 | 21583.1503 | 22478.851
-5.7932 | 21629.9657 | 22527.6093
-5.7503 | 21680.1869 | 22579.9146
-5.7074 | 21756.5496 | 22659.4465
-5.6645 | 21812.6136 | 22717.8371
-5.6216 | 21875.5202 | 22783.3543
-5.5786 | 21935.0419 | 22845.3462
-5.5357 | 21983.2946 | 22895.6013
-5.4928 | 22037.1714 | 22951.714
-5.4499 | 22066.2709 | 22982.0212
-5.407 | 22055.2727 | 22970.5665
-5.3641 | 22089.8401 | 23006.5684
-5.3212 | 22108.7641 | 23026.2778
-5.2782 | 22137.3741 | 23056.0751
-5.2353 | 22198.833 | 23120.0846
-5.1924 | 22261.7501 | 23185.6127
-5.1495 | 22332.645 | 23259.4497
-5.1066 | 22438.9092 | 23370.1239
-5.0637 | 22532.7588 | 23467.8683
-5.0208 | 22651.0211 | 23591.0385
-4.9779 | 22765.3361 | 23710.0976
-4.9349 | 22828.2531 | 23775.6257
-4.892 | 22835.0021 | 23782.6547
-4.8491 | 22832.44 | 23779.9862
-4.8062 | 22839.3451 | 23787.1779
-4.7633 | 22873.4647 | 23822.7134
-4.7204 | 22906.0428 | 23856.6436
-4.6775 | 22910.1567 | 23860.9282
-4.6346 | 22929.5494 | 23881.1257
-4.5916 | 23004.402 | 23959.0847
-4.5487 | 23106.1774 | 24065.0838
-4.5058 | 23192.924 | 24155.4303
-4.4629 | 23227.8663 | 24191.8227
-4.42 | 23246.7903 | 24211.5321
-4.3771 | 23291.7415 | 24258.3487
-4.3342 | 23339.2547 | 24307.8338
-4.2913 | 23355.1792 | 24324.4192
-4.2483 | 23353.6899 | 24322.868
-4.2054 | 23382.6019 | 24352.9799
-4.1625 | 23430.7921 | 24403.17
-4.1196 | 23465.2658 | 24439.0743
-4.0767 | 23485.0543 | 24459.684
-4.0338 | 23520.132 | 24496.2175
-3.9909 | 23599.7963 | 24579.1879
-3.948 | 23682.3248 | 24665.1413
-3.905 | 23704.5608 | 24688.3001
-3.8621 | 23719.9021 | 24704.2781
-3.8192 | 23776.0911 | 24762.7988
-3.7763 | 23833.811 | 24822.9141
-3.7334 | 23866.6703 | 24857.1371
-3.6905 | 23925.2963 | 24918.1961
-3.6476 | 23991.0046 | 24986.6313
-3.6047 | 24059.2124 | 25057.6697
-3.5617 | 24108.1004 | 25108.5866
-3.5188 | 24128.1076 | 25129.4241
-3.4759 | 24170.5696 | 25173.6482
-3.433 | 24246.8803 | 25253.1258
-3.3901 | 24281.7289 | 25289.4206
-3.3472 | 24287.4884 | 25295.4191
-3.3043 | 24332.2625 | 25342.0514
-3.2614 | 24386.1497 | 25398.1749
-3.2184 | 24439.9536 | 25454.2116
-3.1755 | 24487.498 | 25503.7292
-3.1326 | 24508.7967 | 25525.9118
-3.0897 | 24517.337 | 25534.8065
-3.0468 | 24553.2584 | 25572.2186
-3.0039 | 24577.9211 | 25597.9048
-2.961 | 24595.0017 | 25615.6942
-2.9181 | 24634.912 | 25657.2608
-2.8751 | 24656.4398 | 25679.682
-2.8322 | 24665.0634 | 25688.6635
-2.7893 | 24708.0357 | 25733.4191
-2.7464 | 24765.7764 | 25793.5561
-2.7035 | 24817.8618 | 25847.8031
-2.6606 | 24884.2262 | 25916.9216
-2.6177 | 24926.5424 | 25960.9939
-2.5748 | 24965.2966 | 26001.3564
-2.5318 | 25021.6938 | 26060.0941
-2.4889 | 25054.6573 | 26094.4256
-2.446 | 25047.273 | 26086.7349
-2.4031 | 25024.3913 | 26062.9035
-2.3602 | 24994.1878 | 26031.4466
-2.3173 | 24968.0045 | 26004.1767
-2.2744 | 24972.0559 | 26008.3962
-2.2315 | 24999.3432 | 26036.816
-2.1885 | 25037.66 | 26076.7229
-2.1456 | 25083.9755 | 26124.9605
-2.1027 | 25122.7089 | 26165.3013
-2.0598 | 25164.9625 | 26209.3085
-2.0169 | 25208.5181 | 26254.6716
-1.974 | 25224.5572 | 26271.3763
-1.9311 | 25223.599 | 26270.3784
-1.8882 | 25226.5464 | 26273.4481
-1.8452 | 25246.1058 | 26293.8192
-1.8023 | 25275.2366 | 26324.1589
-1.7594 | 25294.973 | 26344.7144
-1.7165 | 25315.6468 | 26366.2461
-1.6736 | 25359.973 | 26412.4119
-1.6307 | 25403.6952 | 26457.9485
-1.5878 | 25418.9115 | 26473.7963
-1.5449 | 25456.1243 | 26512.5534
-1.5019 | 25471.9447 | 26529.0304
-1.459 | 25523.7489 | 26582.9845
-1.4161 | 25595.1854 | 26657.3856
-1.3732 | 25650.5307 | 26715.0277
-1.3303 | 25697.8981 | 26764.3609
-1.2874 | 25766.0122 | 26835.3017
-1.2445 | 25801.0274 | 26871.7701
-1.2016 | 25859.0077 | 26932.1566
-1.1586 | 25911.2181 | 26986.5337
-1.1157 | 25950.9201 | 27027.8833
-1.0728 | 25998.0584 | 27076.9778
-1.0299 | 26067.4535 | 27149.2529
-0.98699 | 26120.7888 | 27204.8015
-0.94408 | 26179.8626 | 27266.3269
-0.90116 | 26242.9567 | 27332.0394
-0.85825 | 26274.712 | 27365.1126
-0.81534 | 26287.3663 | 27378.292
-0.77243 | 26292.8446 | 27383.9976
-0.72951 | 26278.5448 | 27369.1044
-0.6866 | 26263.0056 | 27352.9203
-0.64369 | 26239.7281 | 27328.6768
-0.60078 | 26228.2716 | 27316.7448
-0.55786 | 26255.663 | 27345.273
-0.51495 | 26316.9969 | 27409.1523
-0.47204 | 26374.0711 | 27468.5951
-0.42913 | 26387.5377 | 27482.6206
-0.38621 | 26410.7632 | 27506.8099
-0.3433 | 26448.5801 | 27546.1961
-0.30039 | 26454.7874 | 27552.6611
-0.25748 | 26415.5541 | 27511.7996
-0.21456 | 26361.7606 | 27455.7737
-0.17165 | 26343.5135 | 27436.7693
-0.12874 | 26378.0601 | 27472.7496
-0.085825 | 26399.9837 | 27495.583
-0.042913 | 26402.2645 | 27497.9585
4.2633e-13 | 26398.7026 | 27494.2488
0.042913 | 26386.8295 | 27481.8829
0.085825 | 26359.7505 | 27453.6802
0.12874 | 26317.1323 | 27409.2933
0.17165 | 26272.7228 | 27363.0408
0.21456 | 26225.9594 | 27314.3367
0.25748 | 26184.3723 | 27271.0238
0.30039 | 26156.2831 | 27241.7688
0.3433 | 26138.89 | 27223.654
0.38621 | 26135.0781 | 27219.6839
0.42913 | 26076.3063 | 27158.473
0.47204 | 26006.9007 | 27086.1871
0.51495 | 25971.3023 | 27049.1113
0.55786 | 25958.3564 | 27035.6282
0.60078 | 25967.0425 | 27044.6748
0.64369 | 25987.4039 | 27065.8811
0.6866 | 25978.5303 | 27056.6393
0.72951 | 25993.5695 | 27072.3027
0.77243 | 26003.7658 | 27082.9221
0.81534 | 25994.4444 | 27073.2138
0.85825 | 25964.4596 | 27041.9847
0.90116 | 25915.0717 | 26990.5471
0.94408 | 25871.0475 | 26944.6959
0.98699 | 25854.9875 | 26927.9695
1.0299 | 25859.7472 | 26932.9267
1.0728 | 25879.9523 | 26953.9703
1.1157 | 25914.4884 | 26989.9397
1.1586 | 25954.3987 | 27031.5063
1.2016 | 25968.2194 | 27045.9005
1.2445 | 25989.9764 | 27068.5604
1.2874 | 26008.5775 | 27087.9335
1.3303 | 26006.2446 | 27085.5037
1.3732 | 25976.6035 | 27054.6325
1.4161 | 25896.533 | 26971.2391
1.459 | 25812.2131 | 26883.42
1.5019 | 25777.3437 | 26847.1035
1.5449 | 25724.8521 | 26792.4335
1.5878 | 25650.0203 | 26714.4962
1.6307 | 25587.3949 | 26649.2718
1.6736 | 25570.3873 | 26631.5583
1.7165 | 25547.7242 | 26607.9548
1.7594 | 25515.8647 | 26574.7731
1.8023 | 25482.568 | 26540.0945
1.8452 | 25453.4164 | 26509.7332
1.8882 | 25472.9758 | 26530.1042
1.9311 | 25502.9293 | 26561.3009
1.974 | 25478.579 | 26535.9401
2.0169 | 25472.3404 | 26529.4426
2.0598 | 25466.7788 | 26523.6502
2.1027 | 25444.6782 | 26500.6323
2.1456 | 25406.8405 | 26461.2244
2.1885 | 25370.4922 | 26423.3676
2.2315 | 25352.2555 | 26404.3741
2.2744 | 25358.3795 | 26410.7523
2.3173 | 25366.5553 | 26419.2673
2.3602 | 25380.376 | 26433.6616
2.4031 | 25395.3528 | 26449.2599
2.446 | 25406.4656 | 26460.8339
2.4889 | 25340.0179 | 26391.6286
2.5318 | 25217.2875 | 26263.8049
2.5748 | 25148.5693 | 26192.235
2.6177 | 25104.0869 | 26145.9065
2.6606 | 25064.4474 | 26104.6219
2.7035 | 25019.6421 | 26057.9572
2.7464 | 24969.7125 | 26005.9556
2.7893 | 24938.228 | 25973.1645
2.8322 | 24918.1583 | 25952.2619
2.8751 | 24843.1807 | 25874.1727
2.9181 | 24776.5664 | 25804.7939
2.961 | 24706.5151 | 25731.8355
3.0039 | 24613.3321 | 25634.7854
3.0468 | 24547.7801 | 25566.5129
3.0897 | 24540.6874 | 25559.126
3.1326 | 24575.0257 | 25594.8893
3.1755 | 24588.284 | 25608.6978
3.2184 | 24589.6379 | 25610.1079
3.2614 | 24596.4389 | 25617.1912
3.3043 | 24627.5798 | 25649.6244
3.3472 | 24645.1499 | 25667.9236
3.3901 | 24611.8011 | 25633.1908
3.433 | 24541.3748 | 25559.8419
3.4759 | 24501.4646 | 25518.2753
3.5188 | 24466.7618 | 25482.1324
3.5617 | 24430.7675 | 25444.6444
3.6047 | 24407.2401 | 25420.1405
3.6476 | 24401.3972 | 25414.0552
3.6905 | 24401.5118 | 25414.1745
3.7334 | 24402.8658 | 25415.5847
3.7763 | 24397.9395 | 25410.4539
3.8192 | 24374.5161 | 25386.0585
3.8621 | 24323.2743 | 25332.6902
3.905 | 24247.3177 | 25253.5814
3.948 | 24157.2071 | 25159.7312
3.9909 | 24083.771 | 25083.2475
4.0338 | 24043.6628 | 25041.4748
4.0767 | 23999.7428 | 24995.7321
4.1196 | 23958.114 | 24952.3757
4.1625 | 23933.3471 | 24926.581
4.2054 | 23934.1074 | 24927.3729
4.2483 | 23939.5128 | 24933.0026
4.2913 | 23932.2327 | 24925.4204
4.3342 | 23895.6344 | 24887.3032
4.3771 | 23849.7772 | 24839.5429
4.42 | 23813.6163 | 24801.8814
4.4629 | 23810.471 | 24798.6055
4.5058 | 23781.1215 | 24768.038
4.5487 | 23722.4642 | 24706.9465
4.5916 | 23644.5704 | 24625.8201
4.6346 | 23571.0093 | 24549.2062
4.6775 | 23507.1966 | 24482.7452
4.7204 | 23442.936 | 24415.8179
4.7633 | 23352.0339 | 24321.1433
4.8062 | 23285.003 | 24251.3306
4.8491 | 23257.9031 | 24223.1061
4.892 | 23247.8839 | 24212.6711
4.9349 | 23220.2946 | 24183.9368
4.9779 | 23172.2814 | 24133.9311
5.0208 | 23118.3734 | 24077.7859
5.0637 | 23028.0441 | 23983.7079
5.1066 | 22909.8443 | 23860.6028
5.1495 | 22791.7798 | 23737.6387
5.1924 | 22679.402 | 23620.5971
5.2353 | 22599.6647 | 23537.5508
5.2782 | 22555.6718 | 23491.7321
5.3212 | 22512.6995 | 23446.9765
5.3641 | 22492.109 | 23425.5315
5.407 | 22478.934 | 23411.8098
5.4499 | 22432.0249 | 23362.9539
5.4928 | 22373.6176 | 23302.1227
5.5357 | 22303.7329 | 23229.3378
5.5786 | 22242.3365 | 23165.3935
5.6216 | 22171.702 | 23091.8276
5.6645 | 22096.5577 | 23013.5649
5.7074 | 22026.0169 | 22940.0966
5.7503 | 21983.8258 | 22896.1545
5.7932 | 21962.6208 | 22874.0696
5.8361 | 21938.458 | 22848.904
5.879 | 21876.7596 | 22784.6451
5.9219 | 21810.968 | 22716.1232
5.9649 | 21761.2572 | 22664.3494
6.0078 | 21720.1701 | 22621.5571
6.0507 | 21674.2295 | 22573.71
6.0936 | 21604.2928 | 22500.8709
6.1365 | 21521.2956 | 22414.4294
6.1794 | 21450.1924 | 22340.3754
6.2223 | 21403.4811 | 22291.7256
6.2652 | 21357.3427 | 22243.6724
6.3082 | 21296.7378 | 22180.5524
6.3511 | 21229.6965 | 22110.7289
6.394 | 21185.9014 | 22065.1163
6.4369 | 21156.0312 | 22034.0065
6.4798 | 21103.0084 | 21978.7832
6.5227 | 21029.8743 | 21902.614
6.5656 | 20950.3245 | 21819.763
6.6085 | 20877.4403 | 21743.8541
6.6515 | 20788.767 | 21651.5008
6.6944 | 20697.115 | 21556.0453
6.7373 | 20625.2099 | 21481.1561
6.7802 | 20604.7027 | 21459.7979
6.8231 | 20595.7458 | 21450.4693
6.866 | 20567.5316 | 21421.0841
6.9089 | 20518.4561 | 21369.972
6.9518 | 20483.9408 | 21334.0243
6.9948 | 20458.6948 | 21307.7307
7.0377 | 20402.4955 | 21249.1991
7.0806 | 20307.5315 | 21150.2941
7.1235 | 20209.2972 | 21047.9831
7.1664 | 20117.6244 | 20952.5058
7.2093 | 20047.7398 | 20879.721
7.2522 | 19987.6036 | 20817.0891
7.2951 | 19907.2518 | 20733.4028
7.3381 | 19843.4079 | 20666.9093
7.381 | 19795.7593 | 20617.2833
7.4239 | 19739.7266 | 20558.9252
7.4668 | 19696.8897 | 20514.3106
7.5097 | 19663.3534 | 20479.3825
7.5526 | 19599.5407 | 20412.9216
7.5955 | 19528.5104 | 20338.9435
7.6384 | 19475.2064 | 20283.4274
7.6814 | 19410.2897 | 20215.8167
7.7243 | 19346.9144 | 20149.8114
7.7672 | 19278.9774 | 20079.0549
7.8101 | 19210.5508 | 20007.7887
7.853 | 19156.7678 | 19951.7736
7.8959 | 19097.2773 | 19889.8143
7.9388 | 19005.3441 | 19794.0659
7.9817 | 18904.3915 | 19688.9237
8.0247 | 18793.8258 | 19573.7696
8.0676 | 18701.7364 | 19477.8585
8.1105 | 18614.7607 | 19387.2733
8.1534 | 18520.5883 | 19289.1927
8.1963 | 18442.2467 | 19207.5999
8.2392 | 18363.3947 | 19125.4756
8.2821 | 18273.7945 | 19032.1569
8.325 | 18217.6368 | 18973.6687
8.368 | 18162.4165 | 18916.1567
8.4109 | 18092.5631 | 18843.4044
8.4538 | 18033.5413 | 18781.9332
8.4967 | 17974.1549 | 18720.0824
8.5396 | 17919.9553 | 18663.6334
8.5825 | 17878.2015 | 18620.1469
8.6254 | 17813.1286 | 18552.3734
8.6683 | 17752.4196 | 18489.145
8.7113 | 17698.6886 | 18433.1842
8.7542 | 17644.239 | 18376.4749
8.7971 | 17571.8964 | 18301.1301
8.84 | 17492.2529 | 18218.1814
8.8829 | 17422.4828 | 18145.5158
8.9258 | 17360.9822 | 18081.463
8.9687 | 17284.5465 | 18001.8552
9.0116 | 17203.4241 | 17917.3662
9.0546 | 17135.7995 | 17846.9352
9.0975 | 17082.0373 | 17790.9418
9.1404 | 17016.8914 | 17723.0924
9.1833 | 16933.1653 | 17635.8916
9.2262 | 16844.9398 | 17544.0048
9.2691 | 16768.6291 | 17464.5272
9.312 | 16679.7475 | 17371.957
9.3549 | 16563.8389 | 17251.2383
9.3979 | 16443.3166 | 17125.7142
9.4408 | 16359.0384 | 17037.9385
9.4837 | 16309.3901 | 16986.2298
9.5266 | 16256.6069 | 16931.256
9.5695 | 16169.3917 | 16840.4214
9.6124 | 16082.2702 | 16749.6844
9.6553 | 16029.6744 | 16694.9059
9.6982 | 16011.9377 | 16676.4331
9.7412 | 15983.161 | 16646.4622
9.7841 | 15917.2237 | 16577.7885
9.827 | 15831.1958 | 16488.1904
9.8699 | 15752.3021 | 16406.0227
9.9128 | 15671.8983 | 16322.2821
9.9557 | 15564.8634 | 16210.8052
9.9986 | 15419.1784 | 16059.0743
10.0416 | 15274.7536 | 15908.6558
10.0845 | 15157.7098 | 15786.7548
10.1274 | 15049.5604 | 15674.1172
10.1703 | 14962.9597 | 15583.9225
10.2132 | 14894.9914 | 15513.1336
10.2561 | 14836.1883 | 15451.8901
10.299 | 14796.0698 | 15410.1066
10.3419 | 14756.0762 | 15368.4533
10.3849 | 14715.5826 | 15326.2793
10.4278 | 14687.8787 | 15297.4257
10.4707 | 14639.4282 | 15246.9644
10.5136 | 14573.9386 | 15178.7571
10.5565 | 14504.0227 | 15105.9397
10.5994 | 14425.7436 | 15024.412
10.6423 | 14351.4742 | 14947.0604
10.6852 | 14289.9841 | 14883.0184
10.7281 | 14240.3774 | 14831.3531
10.7711 | 14189.0731 | 14777.9197
10.814 | 14125.3333 | 14711.5347
10.8569 | 14066.6032 | 14650.3672
10.8998 | 14028.5988 | 14610.7857
10.9427 | 13995.1979 | 14575.9986
10.9856 | 13931.7081 | 14509.874
11.0285 | 13854.46 | 14429.4201
11.0715 | 13791.9908 | 14364.3585
11.1144 | 13741.7385 | 14312.0206
11.1573 | 13680.9253 | 14248.6837
11.2002 | 13598.8967 | 14163.251
11.2431 | 13504.1411 | 14064.5629
11.286 | 13430.8611 | 13988.2419
11.3289 | 13371.7873 | 13926.7164
11.3718 | 13309.4014 | 13861.7416
11.4147 | 13239.5688 | 13789.0109
11.4577 | 13171.2256 | 13717.8315
11.5006 | 13100.6536 | 13644.3307
11.5435 | 13025.2177 | 13565.7643
11.5864 | 12930.7537 | 13467.3799
11.6293 | 12834.2795 | 13366.9021
11.6722 | 12770.321 | 13300.2893
11.7151 | 12713.7676 | 13241.3889
11.7581 | 12648.3301 | 13173.2358
11.801 | 12580.9971 | 13103.1085
11.8439 | 12514.8827 | 13034.2503
11.8868 | 12457.5065 | 12974.493
11.9297 | 12388.9341 | 12903.0749
11.9726 | 12286.7838 | 12796.6853
12.0155 | 12195.9233 | 12702.0542
12.0584 | 12122.6122 | 12625.7006
12.1014 | 12052.54 | 12552.7204
12.1443 | 11981.3848 | 12478.6122
12.1872 | 11910.0941 | 12404.363
12.2301 | 11844.3754 | 12335.917
12.273 | 11781.3022 | 12270.2262
12.3159 | 11717.7082 | 12203.9931
12.3588 | 11664.8312 | 12148.9217
12.4017 | 11611.1628 | 12093.026
12.4446 | 11552.2555 | 12031.6741
12.4876 | 11492.1505 | 11969.0748
12.5305 | 11443.1167 | 11918.0061
12.5734 | 11402.6232 | 11875.8321
12.6163 | 11346.1427 | 11817.0076
12.6592 | 11275.2373 | 11743.1597
12.7021 | 11214.9241 | 11680.3434
12.745 | 11157.0271 | 11620.0437
12.788 | 11092.3187 | 11552.6499
12.8309 | 11013.6438 | 11470.71
12.8738 | 10928.8344 | 11382.3811
12.9167 | 10860.0642 | 11310.7569
12.9596 | 10794.5851 | 11242.5604
13.0025 | 10719.8158 | 11164.6882
13.0454 | 10644.6508 | 11086.4038
13.0883 | 10582.2649 | 11021.4289
13.1313 | 10532.8353 | 10969.948
13.1742 | 10492.7688 | 10928.2187
13.2171 | 10452.7127 | 10886.5003
13.26 | 10410.8444 | 10842.8945
13.3029 | 10368.1762 | 10798.4556
13.3458 | 10326.3475 | 10754.8909
13.3887 | 10279.1749 | 10705.7606
13.4316 | 10211.7909 | 10635.5802
13.4746 | 10129.6228 | 10550.0021
13.5175 | 10054.0338 | 10471.2762
13.5604 | 9989.0973 | 10403.6449
13.6033 | 9932.521 | 10344.7206
13.6462 | 9879.594 | 10289.5972
13.6891 | 9829.3718 | 10237.2908
13.732 | 9790.9686 | 10197.2938
13.7749 | 9744.8072 | 10149.2167
13.8179 | 9677.6274 | 10079.2489
13.8608 | 9607.8448 | 10006.5703
13.9037 | 9543.7998 | 9939.8675
13.9466 | 9484.2937 | 9877.8919
13.9895 | 9423.5712 | 9814.6494
14.0324 | 9357.2838 | 9745.6111
14.0753 | 9293.9752 | 9679.6752
14.1182 | 9237.8957 | 9621.2683
14.1612 | 9177.6188 | 9558.49
14.2041 | 9112.6313 | 9490.8055
14.247 | 9046.3263 | 9421.7489
14.2899 | 8980.1057 | 9352.78
14.3328 | 8908.6109 | 9278.3182
14.3757 | 8839.7864 | 9206.6376
14.4186 | 8800.2199 | 9165.429
14.4616 | 8761.1824 | 9124.7714
14.5045 | 8705.7371 | 9067.0252
14.5474 | 8654.9494 | 9014.1298
14.5903 | 8610.4481 | 8967.7817
14.6332 | 8578.4179 | 8934.4222
14.6761 | 8558.9251 | 8914.1205
14.719 | 8515.1436 | 8868.5221
14.7619 | 8455.4667 | 8806.3686
14.8049 | 8396.9375 | 8745.4104
14.8478 | 8327.1029 | 8672.6776
14.8907 | 8257.6629 | 8600.3559
14.9336 | 8196.3582 | 8536.507
14.9765 | 8138.4633 | 8476.2095
15.0194 | 8082.366 | 8417.7842
15.0623 | 8037.4544 | 8371.0088
15.1052 | 7998.9825 | 8330.9402
15.1481 | 7956.9996 | 8287.2151
15.1911 | 7901.9657 | 8229.8973
15.234 | 7842.5617 | 8168.028
15.2769 | 7784.1877 | 8107.2315
15.3198 | 7718.7377 | 8039.0653
15.3627 | 7651.5756 | 7969.1159
15.4056 | 7593.9369 | 7909.0852
15.4485 | 7551.2187 | 7864.5943
15.4915 | 7519.529 | 7831.5894
15.5344 | 7472.5448 | 7782.6554
15.5773 | 7409.2362 | 7716.7195
15.6202 | 7351.3413 | 7656.422
15.6631 | 7297.0604 | 7599.8884
15.706 | 7239.2332 | 7539.6614
15.7489 | 7189.4568 | 7487.8193
15.7918 | 7134.6781 | 7430.7672
15.8347 | 7074.8647 | 7368.4716
15.8777 | 7026.9724 | 7318.5917
15.9206 | 6986.7882 | 7276.7399
15.9635 | 6953.9007 | 7242.4876
16.0064 | 6916.5942 | 7203.6329
16.0493 | 6855.7008 | 7140.2124
16.0922 | 6796.2291 | 7078.2726
16.1351 | 6752.0539 | 7032.2641
16.178 | 6703.0138 | 6981.1889
16.221 | 6654.4028 | 6930.5606
16.2639 | 6609.9016 | 6884.2125
16.3068 | 6571.9275 | 6844.6625
16.3497 | 6546.5086 | 6818.1887
16.3926 | 6526.9816 | 6797.8513
16.4355 | 6494.8648 | 6764.4017
16.4784 | 6449.6616 | 6717.3226
16.5214 | 6390.2586 | 6655.4544
16.5643 | 6330.3589 | 6593.0687
16.6072 | 6283.3237 | 6544.0816
16.6501 | 6225.3767 | 6483.7298
16.693 | 6155.4389 | 6410.8896
16.7359 | 6102.3401 | 6355.5873
16.7788 | 6060.7853 | 6312.3079
16.8217 | 6021.3031 | 6271.1872
16.8647 | 5977.4539 | 6225.5182
16.9076 | 5920.8775 | 6166.5939
16.9505 | 5869.0962 | 6112.6637
16.9934 | 5828.3132 | 6070.1881
17.0363 | 5787.803 | 6027.9968
17.0792 | 5737.0507 | 5975.1383
17.1221 | 5689.5354 | 5925.6511
17.165 | 5654.6774 | 5889.3465
17.208 | 5622.7835 | 5856.1291
17.2509 | 5591.8833 | 5823.9464
17.2938 | 5556.8201 | 5787.4282
17.3367 | 5515.7455 | 5744.6489
17.3796 | 5481.8644 | 5709.3618
17.4225 | 5452.591 | 5678.8735
17.4654 | 5413.6399 | 5638.306
17.5083 | 5373.6786 | 5596.6863
17.5512 | 5336.0128 | 5557.4573
17.5942 | 5296.4962 | 5516.3008
17.6371 | 5260.8852 | 5479.2119
17.68 | 5227.8957 | 5444.8534
17.7229 | 5176.2519 | 5391.0663
17.7658 | 5120.2067 | 5332.6953
17.8087 | 5080.5016 | 5291.3424
17.8516 | 5040.0424 | 5249.2042
17.8945 | 4993.1447 | 5200.3602
17.9375 | 4946.0398 | 5151.3004
17.9804 | 4903.0987 | 5106.5773
18.0233 | 4874.596 | 5076.8917
18.0662 | 4845.5965 | 5046.6887
18.1091 | 4801.7118 | 5000.9829
18.152 | 4769.0139 | 4966.928
18.1949 | 4745.3927 | 4942.3265
18.2379 | 4711.5294 | 4907.0578
18.2808 | 4671.2077 | 4865.0628
18.3237 | 4632.342 | 4824.5842
18.3666 | 4597.4674 | 4788.2623
18.4095 | 4560.1098 | 4749.3544
18.4524 | 4511.327 | 4698.5471
18.4953 | 4468.1277 | 4653.555
18.5382 | 4439.6604 | 4623.9063
18.5812 | 4413.2136 | 4596.3619
18.6241 | 4387.5708 | 4569.655
18.667 | 4362.8716 | 4543.9308
18.7099 | 4328.5792 | 4508.2152
18.7528 | 4288.0523 | 4466.0065
18.7957 | 4248.8961 | 4425.2253
18.8386 | 4215.7858 | 4390.7409
18.8815 | 4198.2969 | 4372.5262
18.9245 | 4182.5047 | 4356.0786
18.9674 | 4158.5064 | 4331.0844
19.0103 | 4133.0188 | 4304.5391
19.0532 | 4104.5515 | 4274.8904
19.0961 | 4057.8579 | 4226.259
19.139 | 4006.3349 | 4172.5978
19.1819 | 3955.5983 | 4119.7556
19.2248 | 3906.8842 | 4069.0199
19.2678 | 3863.3089 | 4023.6362
19.3107 | 3829.1018 | 3988.0096
19.3536 | 3810.2434 | 3968.3685
19.3965 | 3808.8394 | 3966.9063
19.4394 | 3795.9925 | 3953.5262
19.4823 | 3766.7191 | 3923.0379
19.5252 | 3733.1807 | 3888.1077
19.5681 | 3695.9252 | 3849.3061
19.6111 | 3658.174 | 3809.9882
19.654 | 3627.307 | 3777.8403
19.6969 | 3603.4983 | 3753.0435
19.7398 | 3593.2896 | 3742.4111
19.7827 | 3585.17 | 3733.9546
19.8256 | 3570.062 | 3718.2196
19.8685 | 3566.5855 | 3714.5988
19.9114 | 3575.4414 | 3723.8222
19.9544 | 3571.5191 | 3719.7371
19.9973 | 3549.508 | 3696.8126
20.0402 | 3512.9889 | 3658.7779
20.0831 | 3476.6072 | 3620.8864
20.126 | 3447.917 | 3591.0056
20.1689 | 3407.3391 | 3548.7437
20.2118 | 3356.3806 | 3495.6704
20.2548 | 3312.1877 | 3449.6435
20.2977 | 3278.667 | 3414.7317
20.3406 | 3252.9732 | 3387.9716
20.3835 | 3223.4092 | 3357.1807
20.4264 | 3197.8872 | 3330.5995
20.4693 | 3186.9765 | 3319.236
20.5122 | 3180.1765 | 3312.1538
20.5551 | 3168.4086 | 3299.8976
20.5981 | 3146.3288 | 3276.9014
20.641 | 3116.645 | 3245.9858
20.6839 | 3086.4977 | 3214.5874
20.7268 | 3053.2854 | 3179.9967
20.7697 | 3011.1994 | 3136.1642
20.8126 | 2975.9144 | 3099.4149
20.8555 | 2949.8613 | 3072.2805
20.8984 | 2931.4132 | 3053.0668
20.9413 | 2915.0044 | 3035.977
20.9843 | 2896.5219 | 3016.7276
21.0272 | 2873.6381 | 2992.894
21.0701 | 2846.9517 | 2965.1002
21.113 | 2814.6121 | 2931.4185
21.1559 | 2776.9452 | 2892.1884
21.1988 | 2737.2411 | 2850.8366
21.2417 | 2700.6876 | 2812.7661
21.2846 | 2674.8574 | 2785.864
21.3276 | 2662.0969 | 2772.5739
21.3705 | 2655.6396 | 2765.8487
21.4134 | 2644.6768 | 2754.4309
21.4563 | 2634.1941 | 2743.5131
21.4992 | 2623.6937 | 2732.577
21.5421 | 2604.7842 | 2712.8828
21.585 | 2579.3643 | 2686.4079
21.6279 | 2547.2997 | 2653.0126
21.6709 | 2512.6302 | 2616.9044
21.7138 | 2479.246 | 2582.1347
21.7567 | 2447.901 | 2549.4889
21.7996 | 2422.1384 | 2522.6572
21.8425 | 2411.1079 | 2511.1689
21.8854 | 2403.229 | 2502.963
21.9283 | 2390.2446 | 2489.4397
21.9713 | 2385.3287 | 2484.3198
22.0142 | 2382.7083 | 2481.5907
22.0571 | 2358.8132 | 2456.7039
22.1 | 2329.797 | 2426.4835
22.1429 | 2310.7844 | 2406.6819
22.1858 | 2294.4255 | 2389.6442
22.2287 | 2277.9136 | 2372.447
22.2716 | 2252.8884 | 2346.3833
22.3146 | 2224.8825 | 2317.2151
22.3575 | 2212.5157 | 2304.3351
22.4004 | 2203.0954 | 2294.5238
22.4433 | 2182.7632 | 2273.3479
22.4862 | 2160.1189 | 2249.7638
22.5291 | 2144.0173 | 2232.994
22.572 | 2135.7613 | 2224.3954
22.6149 | 2130.4862 | 2218.9013
22.6578 | 2125.4672 | 2213.674
22.7008 | 2115.3271 | 2203.1132
22.7437 | 2101.5897 | 2188.8057
22.7866 | 2093.2994 | 2180.1713
22.8295 | 2080.3327 | 2166.6665
22.8724 | 2053.5599 | 2138.7827
22.9153 | 2030.3678 | 2114.6281
22.9582 | 2014.5412 | 2098.1446
23.0011 | 1997.0179 | 2079.8942
23.0441 | 1980.6601 | 2062.8575
23.087 | 1967.556 | 2049.2095
23.1299 | 1957.6898 | 2038.934
23.1728 | 1950.8045 | 2031.7629
23.2157 | 1931.7742 | 2011.9428
23.2586 | 1906.1491 | 1985.2543
23.3015 | 1894.4166 | 1973.0349
23.3444 | 1885.4577 | 1963.7041
23.3874 | 1868.4833 | 1946.0253
23.4303 | 1852.2276 | 1929.095
23.4732 | 1841.5397 | 1917.9636
23.5161 | 1840.3742 | 1916.7498
23.559 | 1836.0583 | 1912.2547
23.6019 | 1814.4419 | 1889.7413
23.6448 | 1794.5035 | 1868.9754
23.6878 | 1782.3252 | 1856.2917
23.7307 | 1768.7763 | 1842.1805
23.7736 | 1752.23 | 1824.9476
23.8165 | 1732.6686 | 1804.5743
23.8594 | 1716.7211 | 1787.965
23.9023 | 1707.7288 | 1778.5995
23.9452 | 1691.371 | 1761.5629
23.9881 | 1668.8631 | 1738.121
24.0311 | 1649.6277 | 1718.0872
24.074 | 1632.6012 | 1700.3542
24.1169 | 1615.9695 | 1683.0323
24.1598 | 1596.3404 | 1662.5885
24.2027 | 1576.8643 | 1642.3042
24.2456 | 1566.6733 | 1631.6902
24.2885 | 1560.5409 | 1625.3033
24.3314 | 1551.4111 | 1615.7947
24.3744 | 1539.2329 | 1603.111
24.4173 | 1523.7478 | 1586.9834
24.4602 | 1507.8525 | 1570.4283
24.5031 | 1494.6285 | 1556.6556
24.546 | 1482.3305 | 1543.8472
24.5889 | 1468.0619 | 1528.9865
24.6318 | 1452.3207 | 1512.592
24.6747 | 1433.2561 | 1492.7362
24.7177 | 1415.6818 | 1474.4326
24.7606 | 1412.5646 | 1471.186
24.8035 | 1410.5951 | 1469.1348
24.8464 | 1397.4055 | 1455.3979
24.8893 | 1388.4132 | 1446.0324
24.9322 | 1388.2935 | 1445.9076
24.9751 | 1390.8962 | 1448.6184
25.018 | 1394.9559 | 1452.8466
25.061 | 1394.1852 | 1452.0439
25.1039 | 1386.9395 | 1444.4975
25.1468 | 1378.3065 | 1435.5062
25.1897 | 1370.4963 | 1427.3719
25.2326 | 1361.5373 | 1418.0411
25.2755 | 1354.0864 | 1410.281
25.3184 | 1340.7948 | 1396.4378
25.3614 | 1314.3647 | 1368.9108
25.4043 | 1300.9533 | 1354.9428
25.4472 | 1303.8653 | 1357.9757
25.4901 | 1301.3813 | 1355.3887
25.533 | 1291.5496 | 1345.1489
25.5759 | 1276.8186 | 1329.8066
25.6188 | 1264.9142 | 1317.4082
25.6617 | 1259.9807 | 1312.2699
25.7047 | 1245.6954 | 1297.3918
25.7476 | 1222.0576 | 1272.773
25.7905 | 1201.0234 | 1250.8659
25.8334 | 1183.62 | 1232.7402
25.8763 | 1172.6748 | 1221.3408
25.9192 | 1168.9921 | 1217.5053
25.9621 | 1167.8621 | 1216.3283
26.005 | 1162.7056 | 1210.9579
26.048 | 1154.6725 | 1202.5914
26.0909 | 1145.2865 | 1192.8159
26.1338 | 1134.5466 | 1181.6303
26.1767 | 1122.8984 | 1169.4987
26.2196 | 1113.3239 | 1159.5269
26.2625 | 1108.2362 | 1154.228
26.3054 | 1112.9125 | 1159.0984
26.3483 | 1117.5035 | 1163.8799
26.3912 | 1114.0769 | 1160.3111
26.4342 | 1112.3303 | 1158.492
26.4771 | 1114.6768 | 1160.9359
26.52 | 1115.7048 | 1162.0065
26.5629 | 1112.3991 | 1158.5636
26.6058 | 1102.0361 | 1147.7706
26.6487 | 1089.96 | 1135.1933
26.6916 | 1081.7206 | 1126.6121
26.7345 | 1075.8633 | 1120.5116
26.7775 | 1072.6773 | 1117.1934
26.8204 | 1070.9297 | 1115.3732
26.8633 | 1058.7681 | 1102.7069
26.9062 | 1034.3425 | 1077.2677
26.9491 | 1016.6485 | 1058.8394
26.992 | 1006.9706 | 1048.7599
27.0349 | 990.0473 | 1031.1343
27.0779 | 968.602 | 1008.799
27.1208 | 949.2292 | 988.6223
27.1637 | 941.8981 | 980.9869
27.2066 | 949.4348 | 988.8364
27.2495 | 951.9528 | 991.4588
27.2924 | 950.3941 | 989.8354
27.3353 | 958.2734 | 998.0418
27.3782 | 967.4373 | 1007.5859
27.4212 | 968.5506 | 1008.7455
27.4641 | 960.9968 | 1000.8782
27.507 | 949.2292 | 988.6223
27.5499 | 940.3222 | 979.3456
27.5928 | 931.8949 | 970.5686
27.6357 | 919.2881 | 957.4386
27.6786 | 910.0214 | 947.7872
27.7215 | 904.1461 | 941.6682
27.7645 | 893.3379 | 930.4114
27.8074 | 880.5597 | 917.1029
27.8503 | 869.2205 | 905.2931
27.8932 | 857.5043 | 893.0908
27.9361 | 844.4008 | 879.4434
27.979 | 830.4749 | 864.9396
28.0219 | 815.8984 | 849.7582
28.0648 | 807.745 | 841.2664
28.1077 | 802.298 | 835.5933
28.1507 | 792.9971 | 825.9064
28.1936 | 792.1406 | 825.0145
28.2365 | 799.7287 | 832.9174
28.2794 | 795.9262 | 828.9571
28.3223 | 783.6447 | 816.166
28.3652 | 773.0078 | 805.0876
28.4081 | 773.6072 | 805.7119
28.451 | 787.8242 | 820.5189
28.494 | 791.524 | 824.3722
28.5369 | 784.4669 | 817.0222
28.5798 | 783.5076 | 816.0232
28.6227 | 788.4237 | 821.1433
28.6656 | 795.8576 | 828.8857
28.7085 | 795.7377 | 828.7608
28.7514 | 784.347 | 816.8974
28.7944 | 773.7271 | 805.8368
28.8373 | 766.1048 | 797.8981
28.8802 | 760.8291 | 792.4035
28.9231 | 754.2002 | 785.4996
28.966 | 744.7965 | 775.7056
29.0089 | 733.7484 | 764.199
29.0518 | 722.0151 | 751.9787
29.0947 | 710.8472 | 740.3473
29.1377 | 703.6701 | 732.8724
29.1806 | 702.2485 | 731.3918
29.2235 | 706.2566 | 735.5662
29.2664 | 714.1873 | 743.826
29.3093 | 722.1693 | 752.1394
29.3522 | 727.5648 | 757.7588
29.3951 | 728.2672 | 758.4903
29.438 | 720.9703 | 750.8905
29.481 | 704.0641 | 733.2828
29.5239 | 684.1432 | 712.5352
29.5668 | 665.644 | 693.2682
29.6097 | 652.1123 | 679.175
29.6526 | 643.822 | 670.5406
29.6955 | 640.1735 | 666.7407
29.7384 | 639.6939 | 666.2412
29.7813 | 642.6543 | 669.3245
29.8243 | 646.1754 | 672.9917
29.8672 | 648.3397 | 675.2458
| 0 | 0
Degrees | #VALUE! | #VALUE!
-29.9101 | 0 | 0
-29.8672 | 0 | 0
-29.8243 | 0 | 0
-29.7813 | 0 | 0
-29.7384 | 0 | 0
-29.6955 | 0 | 0
-29.6526 | 0 | 0
-29.6097 | 0 | 0
-29.5668 | 0 | 0
-29.5239 | 0 | 0
-29.481 | 0 | 0
-29.438 | 0 | 0
-29.3951 | 0 | 0
-29.3522 | 0 | 0
-29.3093 | 0 | 0
-29.2664 | 0 | 0
-29.2235 | 0 | 0
-29.1806 | 0 | 0
-29.1377 | 0 | 0
-29.0947 | 0 | 0
-29.0518 | 0 | 0
-29.0089 | 0 | 0
-28.966 | 0 | 0
-28.9231 | 0 | 0
-28.8802 | 0 | 0
-28.8373 | 0 | 0
-28.7944 | 0 | 0
-28.7514 | 0 | 0
-28.7085 | 0 | 0
-28.6656 | 0 | 0
-28.6227 | 0 | 0
-28.5798 | 0 | 0
-28.5369 | 0 | 0
-28.494 | 0 | 0
-28.451 | 0 | 0
-28.4081 | 0 | 0
-28.3652 | 0 | 0
-28.3223 | 0 | 0
-28.2794 | 0 | 0
-28.2365 | 0 | 0
-28.1936 | 0 | 0
-28.1507 | 0 | 0
-28.1077 | 0 | 0
-28.0648 | 0 | 0
-28.0219 | 0 | 0
-27.979 | 0 | 0
-27.9361 | 0 | 0
-27.8932 | 0 | 0
-27.8503 | 0 | 0
-27.8074 | 0 | 0
-27.7645 | 0 | 0
-27.7215 | 0 | 0
-27.6786 | 0 | 0
-27.6357 | 0 | 0
-27.5928 | 0 | 0
-27.5499 | 0 | 0
-27.507 | 0 | 0
-27.4641 | 0 | 0
-27.4212 | 0 | 0
-27.3782 | 0 | 0
-27.3353 | 0 | 0
-27.2924 | 0 | 0
-27.2495 | 0 | 0
-27.2066 | 0 | 0
-27.1637 | 0 | 0
-27.1208 | 0 | 0
-27.0779 | 0 | 0
-27.0349 | 0 | 0
-26.992 | 0 | 0
-26.9491 | 0 | 0
-26.9062 | 0 | 0
-26.8633 | 0 | 0
-26.8204 | 0 | 0
-26.7775 | 0 | 0
-26.7345 | 0 | 0
-26.6916 | 0 | 0
-26.6487 | 0 | 0
-26.6058 | 0 | 0
-26.5629 | 0 | 0
-26.52 | 0 | 0
-26.4771 | 0 | 0
-26.4342 | 0 | 0
-26.3912 | 0 | 0
-26.3483 | 0 | 0
-26.3054 | 0 | 0
-26.2625 | 0 | 0
-26.2196 | 0 | 0
-26.1767 | 0 | 0
-26.1338 | 0 | 0
-26.0909 | 0 | 0
-26.048 | 0 | 0
-26.005 | 0 | 0
-25.9621 | 0 | 0
-25.9192 | 0 | 0
-25.8763 | 0 | 0
-25.8334 | 0 | 0
-25.7905 | 0 | 0
-25.7476 | 0 | 0
-25.7047 | 0 | 0
-25.6617 | 0 | 0
-25.6188 | 0 | 0
-25.5759 | 0 | 0
-25.533 | 0 | 0
-25.4901 | 0 | 0
-25.4472 | 0 | 0
-25.4043 | 0 | 0
-25.3614 | 0 | 0
-25.3184 | 0 | 0
-25.2755 | 0 | 0
-25.2326 | 0 | 0
-25.1897 | 0 | 0
-25.1468 | 0 | 0
-25.1039 | 0 | 0
-25.061 | 0 | 0
-25.018 | 0 | 0
-24.9751 | 0 | 0
-24.9322 | 0 | 0
-24.8893 | 0 | 0
-24.8464 | 0 | 0
-24.8035 | 0 | 0
-24.7606 | 0 | 0
-24.7177 | 0 | 0
-24.6747 | 0 | 0
-24.6318 | 0 | 0
-24.5889 | 0 | 0
-24.546 | 0 | 0
-24.5031 | 0 | 0
-24.4602 | 0 | 0
-24.4173 | 0 | 0
-24.3744 | 0 | 0
-24.3314 | 0 | 0
-24.2885 | 0 | 0
-24.2456 | 0 | 0
-24.2027 | 0 | 0
-24.1598 | 0 | 0
-24.1169 | 0 | 0
-24.074 | 0 | 0
-24.0311 | 0 | 0
-23.9881 | 0 | 0
-23.9452 | 0 | 0
-23.9023 | 0 | 0
-23.8594 | 0 | 0
-23.8165 | 0 | 0
-23.7736 | 0 | 0
-23.7307 | 0 | 0
-23.6878 | 0 | 0
-23.6448 | 0 | 0
-23.6019 | 0 | 0
-23.559 | 0 | 0
-23.5161 | 0 | 0
-23.4732 | 0 | 0
-23.4303 | 0 | 0
-23.3874 | 0 | 0
-23.3444 | 92.2217 | 96.0489
-23.3015 | 185.2314 | 192.9185
-23.2586 | 286.2401 | 298.1191
-23.2157 | 390.3664 | 406.5666
-23.1728 | 488.7202 | 509.0021
-23.1299 | 586.9713 | 611.3306
-23.087 | 685.5307 | 713.9802
-23.0441 | 690.4639 | 719.1181
-23.0011 | 694.2492 | 723.0606
-22.9582 | 698.8741 | 727.8774
-22.9153 | 705.6571 | 734.9418
-22.8724 | 715.7117 | 745.4138
-22.8295 | 723.711 | 753.745
-22.7866 | 732.8405 | 763.2534
-22.7437 | 740.5828 | 771.317
-22.7008 | 754.5771 | 785.892
-22.6578 | 759.5788 | 791.1013
-22.6149 | 753.0012 | 784.2507
-22.572 | 748.8389 | 779.9157
-22.5291 | 752.4703 | 783.6978
-22.4862 | 753.4637 | 784.7324
-22.4433 | 759.219 | 790.7266
-22.4004 | 763.1929 | 794.8654
-22.3575 | 766.4987 | 798.3084
-22.3146 | 772.4425 | 804.4989
-22.2716 | 778.7459 | 811.0639
-22.2287 | 779.3454 | 811.6882
-22.1858 | 786.0942 | 818.7171
-22.1429 | 795.7891 | 828.8144
-22.1 | 795.4122 | 828.4218
-22.0571 | 797.1765 | 830.2593
-22.0142 | 794.179 | 827.1374
-21.9713 | 802.0753 | 835.3614
-21.9283 | 813.5346 | 847.2963
-21.8854 | 817.714 | 851.6492
-21.8425 | 817.5598 | 851.4885
-21.7996 | 824.7368 | 858.9633
-21.7567 | 832.6847 | 867.2411
-21.7138 | 849.8648 | 885.1342
-21.6709 | 849.608 | 884.8667
-21.6279 | 850.7898 | 886.0976
-21.585 | 859.7996 | 895.4813
-21.5421 | 862.5917 | 898.3892
-21.4992 | 862.7115 | 898.5141
-21.4563 | 860.6731 | 896.391
-21.4134 | 863.2597 | 899.0849
-21.3705 | 877.5622 | 913.981
-21.3276 | 894.9822 | 932.124
-21.2846 | 900.5319 | 937.904
-21.2417 | 903.8549 | 941.3649
-21.1988 | 912.4365 | 950.3026
-21.1559 | 921.0009 | 959.2225
-21.113 | 929.5996 | 968.178
-21.0701 | 932.2203 | 970.9074
-21.0272 | 927.3044 | 965.7876
-20.9843 | 932.4944 | 971.1929
-20.9413 | 943.1828 | 982.3249
-20.8984 | 944.6731 | 983.877
-20.8555 | 946.2146 | 985.4825
-20.8126 | 949.8117 | 989.2288
-20.7697 | 955.173 | 994.8127
-20.7268 | 961.4935 | 1001.3955
-20.6839 | 968.9788 | 1009.1914
-20.641 | 980.2496 | 1020.93
-20.5981 | 997.3613 | 1038.7518
-20.5551 | 1018.858 | 1061.1406
-20.5122 | 1031.3792 | 1074.1815
-20.4693 | 1035.6957 | 1078.6771
-20.4264 | 1041.8447 | 1085.0813
-20.3835 | 1050.9579 | 1094.5726
-20.3406 | 1057.4495 | 1101.3337
-20.2977 | 1059.3503 | 1103.3133
-20.2548 | 1056.0623 | 1099.8888
-20.2118 | 1059.9668 | 1103.9555
-20.1689 | 1072.4888 | 1116.9971
-20.126 | 1082.9371 | 1127.879
-20.0831 | 1087.7332 | 1132.8742
-20.0402 | 1085.2492 | 1130.2871
-19.9973 | 1090.337 | 1135.586
-19.9544 | 1101.1967 | 1146.8964
-19.9114 | 1107.7571 | 1153.729
-19.8685 | 1116.3557 | 1162.6845
-19.8256 | 1123.9097 | 1170.552
-19.7827 | 1128.7225 | 1175.5645
-19.7398 | 1150.116 | 1197.8458
-19.6969 | 1166.8508 | 1215.2751
-19.654 | 1173.6341 | 1222.3399
-19.6111 | 1183.0211 | 1232.1165
-19.5681 | 1190.5918 | 1240.0013
-19.5252 | 1195.7139 | 1245.336
-19.4823 | 1206.8131 | 1256.8959
-19.4394 | 1214.3151 | 1264.7091
-19.3965 | 1211.027 | 1261.2847
-19.3536 | 1223.6334 | 1274.4141
-19.3107 | 1228.0014 | 1278.9635
-19.2678 | 1227.1963 | 1278.125
-19.2248 | 1236.7031 | 1288.0263
-19.1819 | 1247.6649 | 1299.443
-19.139 | 1258.0966 | 1310.3076
-19.0961 | 1274.5231 | 1327.4158
-19.0532 | 1285.486 | 1338.8336
-19.0103 | 1297.0643 | 1350.8925
-18.9674 | 1313.7481 | 1368.2686
-18.9245 | 1324.2485 | 1379.2048
-18.8815 | 1327.3657 | 1382.4514
-18.8386 | 1324.0767 | 1379.0258
-18.7957 | 1330.1403 | 1385.3411
-18.7528 | 1340.5209 | 1396.1525
-18.7099 | 1348.0228 | 1403.9658
-18.667 | 1353.2126 | 1409.3709
-18.6241 | 1365.5627 | 1422.2336
-18.5812 | 1382.76 | 1440.1445
-18.5382 | 1400.9852 | 1459.1261
-18.4953 | 1410.1327 | 1468.6532
-18.4524 | 1412.1876 | 1470.7933
-18.4095 | 1425.5479 | 1484.7082
-18.3666 | 1446.5477 | 1506.5794
-18.3237 | 1460.5944 | 1521.2091
-18.2808 | 1461.7244 | 1522.386
-18.2379 | 1462.1525 | 1522.8318
-18.1949 | 1475.7868 | 1537.0319
-18.152 | 1490.2782 | 1552.1247
-18.1091 | 1495.1087 | 1557.1557
-18.0662 | 1494.0974 | 1556.1024
-18.0233 | 1494.1661 | 1556.174
-17.9804 | 1503.0907 | 1565.469
-17.9375 | 1514.1046 | 1576.9399
-17.8945 | 1518.5237 | 1581.5424
-17.8516 | 1515.6293 | 1578.528
-17.8087 | 1516.5542 | 1579.4912
-17.7658 | 1526.6765 | 1590.0336
-17.7229 | 1536.4062 | 1600.1671
-17.68 | 1554.3575 | 1618.8633
-17.6371 | 1580.1024 | 1645.6766
-17.5942 | 1606.1034 | 1672.7567
-17.5512 | 1626.196 | 1693.6832
-17.5083 | 1658.0034 | 1726.8106
-17.4654 | 1679.5344 | 1749.235
-17.4225 | 1689.9317 | 1760.0638
-17.3796 | 1701.0309 | 1771.6237
-17.3367 | 1707.0268 | 1777.8684
-17.2938 | 1717.4408 | 1788.7146
-17.2509 | 1736.1972 | 1808.2493
-17.208 | 1744.4021 | 1816.7948
-17.165 | 1756.0325 | 1828.9079
-17.1221 | 1774.3431 | 1847.9784
-17.0792 | 1781.7086 | 1855.6495
-17.0363 | 1784.7571 | 1858.8245
-16.9934 | 1790.7697 | 1865.0866
-16.9505 | 1795.1544 | 1869.6533
-16.9076 | 1802.623 | 1877.4318
-16.8647 | 1813.3973 | 1888.6533
-16.8217 | 1821.1909 | 1896.7703
-16.7788 | 1840.1524 | 1916.5187
-16.7359 | 1852.365 | 1929.2382
-16.693 | 1866.4794 | 1943.9383
-16.6501 | 1882.5633 | 1960.6897
-16.6072 | 1899.4179 | 1978.2438
-16.5643 | 1914.7821 | 1994.2456
-16.5214 | 1929.1017 | 2009.1594
-16.4784 | 1938.0607 | 2018.4902
-16.4355 | 1944.467 | 2025.1623
-16.3926 | 1956.6963 | 2037.8991
-16.3497 | 1973.6196 | 2055.5248
-16.3068 | 1977.3711 | 2059.432
-16.2639 | 1979.8717 | 2062.0364
-16.221 | 1999.7925 | 2082.7839
-16.178 | 2007.963 | 2091.2935
-16.1351 | 2026.4622 | 2110.5604
-16.0922 | 2033.2965 | 2117.6783
-16.0493 | 2039.0862 | 2123.7083
-16.0064 | 2065.6017 | 2151.3242
-15.9635 | 2094.1899 | 2181.0988
-15.9206 | 2108.9719 | 2196.4942
-15.8777 | 2126.9575 | 2215.2263
-15.8347 | 2144.6683 | 2233.672
-15.7918 | 2161.9342 | 2251.6545
-15.7489 | 2178.7378 | 2269.1554
-15.706 | 2191.2931 | 2282.2318
-15.6631 | 2200.6281 | 2291.9541
-15.6202 | 2201.0394 | 2292.3826
-15.5773 | 2213.9717 | 2305.8516
-15.5344 | 2236.6337 | 2329.454
-15.4915 | 2257.4794 | 2351.1648
-15.4485 | 2279.5415 | 2374.1424
-15.4056 | 2292.1999 | 2387.3262
-15.3627 | 2298.6915 | 2394.0872
-15.3198 | 2321.7639 | 2418.1171
-15.2769 | 2340.6733 | 2437.8113
-15.234 | 2349.1355 | 2446.6247
-15.1911 | 2359.3964 | 2457.3113
-15.1481 | 2374.2294 | 2472.76
-15.1052 | 2391.1871 | 2490.4214
-15.0623 | 2404.9933 | 2504.8005
-15.0194 | 2424.9817 | 2525.6185
-14.9765 | 2455.7799 | 2557.6948
-14.9336 | 2481.079 | 2584.0438
-14.8907 | 2500.8113 | 2604.5949
-14.8478 | 2515.6276 | 2620.0262
-14.8049 | 2547.282 | 2652.9942
-14.7619 | 2581.214 | 2688.3344
-14.719 | 2607.0786 | 2715.2724
-14.6761 | 2609.2543 | 2717.5384
-14.6332 | 2627.0681 | 2736.0915
-14.5903 | 2649.4896 | 2759.4434
-14.5474 | 2662.0115 | 2772.485
-14.5045 | 2663.9977 | 2774.5536
-14.4616 | 2665.4026 | 2776.0168
-14.4186 | 2665.7963 | 2776.4269
-14.3757 | 2687.6189 | 2799.1551
-14.3328 | 2696.5601 | 2808.4674
-14.2899 | 2716.2414 | 2828.9654
-14.247 | 2740.4104 | 2854.1375
-14.2041 | 2760.5187 | 2875.0802
-14.1612 | 2780.6113 | 2896.0066
-14.1182 | 2807.3497 | 2923.8547
-14.0753 | 2834.2756 | 2951.898
-14.0324 | 2864.7999 | 2983.6891
-13.9895 | 2882.9564 | 3002.5991
-13.9466 | 2906.7651 | 3027.3958
-13.9037 | 2929.1354 | 3050.6946
-13.8608 | 2963.3758 | 3086.3559
-13.8179 | 2992.2212 | 3116.3983
-13.7749 | 3007.7051 | 3132.5249
-13.732 | 3025.9647 | 3151.5423
-13.6891 | 3053.2687 | 3179.9793
-13.6462 | 3088.1423 | 3216.3002
-13.6033 | 3125.3978 | 3255.1018
-13.5604 | 3156.0241 | 3286.9991
-13.5175 | 3167.6202 | 3299.0764
-13.4746 | 3190.8644 | 3323.2853
-13.4316 | 3233.4982 | 3367.6884
-13.3887 | 3259.894 | 3395.1796
-13.3458 | 3274.6583 | 3410.5566
-13.3029 | 3289.2351 | 3425.7384
-13.26 | 3309.6704 | 3447.0217
-13.2171 | 3348.4329 | 3487.3929
-13.1742 | 3378.5791 | 3518.7902
-13.1313 | 3384.0262 | 3524.4633
-13.0883 | 3397.4042 | 3538.3965
-13.0454 | 3421.0932 | 3563.0685
-13.0025 | 3450.4687 | 3593.6631
-12.9596 | 3479.7421 | 3624.1514
-12.9167 | 3504.5621 | 3650.0014
-12.8738 | 3523.4382 | 3669.6609
-12.8309 | 3554.3895 | 3701.8967
-12.788 | 3586.4375 | 3735.2747
-12.745 | 3612.525 | 3762.4448
-12.7021 | 3638.9718 | 3789.9892
-12.6592 | 3670.0262 | 3822.3323
-12.6163 | 3701.39 | 3854.9977
-12.5734 | 3752.913 | 3908.6589
-12.5305 | 3777.9892 | 3934.7757
-12.4876 | 3812.8471 | 3971.0803
-12.4446 | 3855.909 | 4015.9292
-12.4017 | 3891.6908 | 4053.1959
-12.3588 | 3912.8447 | 4075.2277
-12.3159 | 3940.8339 | 4104.3786
-12.273 | 3956.2325 | 4120.4162
-12.2301 | 3989.4449 | 4155.0069
-12.1872 | 4010.9082 | 4177.3608
-12.1443 | 4027.266 | 4194.3975
-12.1014 | 4046.5014 | 4214.4312
-12.0584 | 4075.8259 | 4244.9727
-12.0155 | 4112.345 | 4283.0074
-11.9726 | 4146.0032 | 4318.0623
-11.9297 | 4178.4282 | 4351.833
-11.8868 | 4216.3169 | 4391.2941
-11.8439 | 4254.84 | 4431.4158
-11.801 | 4284.4383 | 4462.2425
-11.7581 | 4318.2506 | 4497.458
-11.7151 | 4349.0145 | 4529.4986
-11.6722 | 4394.954 | 4577.3446
-11.6293 | 4440.705 | 4624.9943
-11.5864 | 4476.8638 | 4662.6536
-11.5435 | 4508.364 | 4695.4611
-11.5006 | 4544.3176 | 4732.9068
-11.4577 | 4574.8919 | 4764.7499
-11.4147 | 4606.8555 | 4798.04
-11.3718 | 4626.9637 | 4818.9827
-11.3289 | 4646.4221 | 4839.2486
-11.286 | 4674.7019 | 4868.7021
-11.2431 | 4711.9408 | 4907.4863
-11.2002 | 4750.2065 | 4947.3401
-11.1573 | 4783.2648 | 4981.7703
-11.1144 | 4820.9483 | 5021.0177
-11.0715 | 4858.2892 | 5059.9082
-11.0285 | 4905.2734 | 5108.8422
-10.9856 | 4954.9987 | 5160.6312
-10.9427 | 4998.5574 | 5205.9975
-10.8998 | 5056.8293 | 5266.6877
-10.8569 | 5123.6488 | 5336.2803
-10.814 | 5182.8289 | 5397.9163
-10.7711 | 5235.6205 | 5452.8988
-10.7281 | 5287.9496 | 5507.3995
-10.6852 | 5340.0038 | 5561.614
-10.6423 | 5397.4883 | 5621.4841
-10.5994 | 5454.8865 | 5681.2642
-10.5565 | 5511.0181 | 5739.7253
-10.5136 | 5556.5462 | 5787.1429
-10.4707 | 5600.636 | 5833.0624
-10.4278 | 5642.0023 | 5876.1454
-10.3849 | 5691.7277 | 5927.9344
-10.3419 | 5734.3615 | 5972.3375
-10.299 | 5758.718 | 5997.7048
-10.2561 | 5790.8348 | 6031.1544
-10.2132 | 5816.5452 | 6057.9319
-10.1703 | 5853.5945 | 6096.5187
-10.1274 | 5907.088 | 6152.2322
-10.0845 | 5946.4161 | 6193.1924
-10.0416 | 5983.9112 | 6232.2435
-9.9986 | 6037.7296 | 6288.2954
-9.9557 | 6087.0947 | 6339.7091
-9.9128 | 6150.6782 | 6405.9314
-9.8699 | 6216.5208 | 6474.5064
-9.827 | 6270.4424 | 6530.6658
-9.7841 | 6342.2809 | 6605.4856
-9.7412 | 6402.0432 | 6667.728
-9.6982 | 6460.5901 | 6728.7046
-9.6553 | 6516.1895 | 6786.6114
-9.6124 | 6565.7951 | 6838.2756
-9.5695 | 6624.8898 | 6899.8228
-9.5266 | 6689.2941 | 6966.8998
-9.4837 | 6747.8066 | 7027.8406
-9.4408 | 6829.9393 | 7113.3818
-9.3979 | 6898.0086 | 7184.276
-9.3549 | 6966.5248 | 7255.6355
-9.312 | 7039.9901 | 7332.1497
-9.2691 | 7098.1433 | 7392.7162
-9.2262 | 7169.2621 | 7466.7865
-9.1833 | 7196.9764 | 7495.6509
-9.1404 | 7239.7123 | 7540.1604
-9.0975 | 7304.5113 | 7607.6485
-9.0546 | 7355.624 | 7660.8823
-9.0116 | 7414.6499 | 7722.3579
-8.9687 | 7476.639 | 7786.9195
-8.9258 | 7524.2053 | 7836.4598
-8.8829 | 7594.7763 | 7909.9595
-8.84 | 7653.0659 | 7970.6682
-8.7971 | 7710.4307 | 8030.4136
-8.7542 | 7792.0322 | 8115.4016
-8.7113 | 7874.2503 | 8201.0317
-8.6683 | 7940.3002 | 8269.8226
-8.6254 | 7989.2882 | 8320.8436
-8.5825 | 8080.8246 | 8416.1788
-8.5396 | 8168.1637 | 8507.1425
-8.4967 | 8214.0699 | 8554.9538
-8.4538 | 8258.7253 | 8601.4624
-8.4109 | 8316.0546 | 8661.1709
-8.368 | 8382.8231 | 8730.7103
-8.325 | 8467.9532 | 8819.3733
-8.2821 | 8531.6045 | 8885.6661
-8.2392 | 8601.2496 | 8958.2015
-8.1963 | 8689.5324 | 9050.148
-8.1534 | 8759.367 | 9122.8808
-8.1105 | 8825.5866 | 9191.8485
-8.0676 | 8911.1282 | 9280.94
-8.0247 | 8995.3168 | 9368.6224
-7.9817 | 9058.7108 | 9434.6473
-7.9388 | 9107.7165 | 9485.6867
-7.8959 | 9200.2454 | 9582.0556
-7.853 | 9288.3053 | 9673.77
-7.8101 | 9370.9692 | 9759.8644
-7.7672 | 9451.2688 | 9843.4965
-7.7243 | 9506.9203 | 9901.4575
-7.6814 | 9591.0923 | 9989.1226
-7.6384 | 9687.4248 | 10089.4529
-7.5955 | 9740.3184 | 10144.5416
-7.5526 | 9822.1605 | 10229.7802
-7.5097 | 9912.4627 | 10323.8299
-7.4668 | 9963.6264 | 10377.1169
-7.4239 | 10042.694 | 10459.4658
-7.381 | 10126.4191 | 10546.6655
-7.3381 | 10196.0829 | 10619.2204
-7.2951 | 10295.1733 | 10722.423
-7.2522 | 10372.6297 | 10803.0938
-7.2093 | 10439.5377 | 10872.7786
-7.1664 | 10543.2711 | 10980.8169
-7.1235 | 10656.7634 | 11099.0191
-7.0806 | 10744.2702 | 11190.1574
-7.0377 | 10830.4023 | 11279.864
-6.9948 | 10916.5552 | 11369.5922
-6.9518 | 11011.2275 | 11468.1934
-6.9089 | 11123.7303 | 11585.3651
-6.866 | 11275.1019 | 11743.0187
-6.8231 | 11384.5115 | 11856.9687
-6.7802 | 11488.1304 | 11964.8878
-6.7373 | 11611.6835 | 12093.5684
-6.6944 | 11735.747 | 12222.7805
-6.6515 | 11846.8438 | 12338.4878
-6.6085 | 11924.5397 | 12419.4081
-6.5656 | 11952.4727 | 12448.5003
-6.5227 | 12000.9858 | 12499.0267
-6.4798 | 12060.7991 | 12561.3223
-6.4369 | 12121.6748 | 12624.7243
-6.394 | 12206.7029 | 12713.281
-6.3511 | 12309.9155 | 12820.777
-6.3082 | 12426.4594 | 12942.1574
-6.2652 | 12552.0851 | 13072.9966
-6.2223 | 12653.423 | 13178.5401
-6.1794 | 12783.7668 | 13314.2931
-6.1365 | 12897.4777 | 13432.7231
-6.0936 | 12975.9756 | 13514.4786
-6.0507 | 13063.5345 | 13605.6712
-6.0078 | 13159.8837 | 13706.0188
-5.9649 | 13256.337 | 13806.475
-5.9219 | 13378.6612 | 13933.8756
-5.879 | 13495.1633 | 14055.2126
-5.8361 | 13609.1972 | 14173.9789
-5.7932 | 13735.4478 | 14305.4689
-5.7503 | 13844.8886 | 14419.4515
-5.7074 | 13957.2144 | 14536.4388
-5.6645 | 14047.0125 | 14629.9636
-5.6216 | 14154.787 | 14742.2106
-5.5786 | 14256.5415 | 14848.188
-5.5357 | 14380.2821 | 14977.0638
-5.4928 | 14495.9511 | 15097.5331
-5.4499 | 14612.0367 | 15218.4362
-5.407 | 14723.1856 | 15334.1978
-5.3641 | 14871.4535 | 15488.6188
-5.3212 | 15017.8572 | 15641.0982
-5.2782 | 15148.8883 | 15777.5672
-5.2353 | 15221.0226 | 15852.695
-5.1924 | 15303.7698 | 15938.8762
-5.1495 | 15408.3259 | 16047.7715
-5.1066 | 15509.6535 | 16153.3041
-5.0637 | 15589.1199 | 16236.0684
-5.0208 | 15680.1574 | 16330.884
-4.9779 | 15808.4911 | 16464.5434
-4.9349 | 15977.7036 | 16640.7783
-4.892 | 16113.0882 | 16781.7813
-4.8491 | 16263.3037 | 16938.2308
-4.8062 | 16398.3134 | 17078.8434
-4.7633 | 16545.2273 | 17231.8543
-4.7204 | 16674.8108 | 17366.8154
-4.6775 | 16794.5624 | 17491.5368
-4.6346 | 16922.9898 | 17625.2939
-4.5916 | 17054.1147 | 17761.8604
-4.5487 | 17147.2248 | 17858.8346
-4.5058 | 17245.6361 | 17961.33
-4.4629 | 17328.5499 | 18047.6847
-4.42 | 17415.838 | 18138.5953
-4.3771 | 17488.3785 | 18214.1462
-4.3342 | 17593.143 | 18323.2584
-4.2913 | 17699.3343 | 18433.8567
-4.2483 | 17797.6311 | 18536.2328
-4.2054 | 17930.3703 | 18674.4806
-4.1625 | 18040.6443 | 18789.331
-4.1196 | 18150.3455 | 18903.5848
-4.0767 | 18274.1173 | 19032.4932
-4.0338 | 18386.2973 | 19149.3286
-3.9909 | 18523.9419 | 19292.6855
-3.948 | 18643.4332 | 19417.1357
-3.905 | 18718.8274 | 19495.6588
-3.8621 | 18844.349 | 19626.3895
-3.8192 | 18952.5504 | 19739.0813
-3.7763 | 19074.4788 | 19866.0697
-3.7334 | 19218.2267 | 20015.7831
-3.6905 | 19310.1391 | 20111.5098
-3.6476 | 19449.6167 | 20256.7758
-3.6047 | 19626.3489 | 20440.8423
-3.5617 | 19783.4071 | 20604.4185
-3.5188 | 19958.0145 | 20786.2721
-3.4759 | 20105.0327 | 20939.3915
-3.433 | 20202.7046 | 21041.1168
-3.3901 | 20356.7112 | 21201.5147
-3.3472 | 20475.5151 | 21325.2489
-3.3043 | 20571.833 | 21425.564
-3.2614 | 20674.0354 | 21532.0078
-3.2184 | 20764.4792 | 21626.2051
-3.1755 | 20868.9313 | 21734.9919
-3.1326 | 21016.2202 | 21888.3933
-3.0897 | 21140.4607 | 22017.7899
-3.0468 | 21267.7529 | 22150.3646
-3.0039 | 21435.2781 | 22324.8422
-2.961 | 21602.8451 | 22499.3631
-2.9181 | 21766.1419 | 22669.4367
-2.8751 | 21898.3603 | 22807.1422
-2.8322 | 21993.7617 | 22906.5028
-2.7893 | 22090.9232 | 23007.6965
-2.7464 | 22196.7188 | 23117.8826
-2.7035 | 22281.3615 | 23206.038
-2.6606 | 22395.6245 | 23325.0429
-2.6177 | 22529.9988 | 23464.9937
-2.5748 | 22661.1028 | 23601.5386
-2.5318 | 22782.1876 | 23727.6484
-2.4889 | 22877.0162 | 23826.4123
-2.446 | 22955.7327 | 23908.3957
-2.4031 | 23031.7518 | 23987.5695
-2.3602 | 23109.3644 | 24068.403
-2.3173 | 23135.7144 | 24095.8465
-2.2744 | 23181.8007 | 24143.8455
-2.2315 | 23246.5716 | 24211.3043
-2.1885 | 23335.12 | 24303.5274
-2.1456 | 23439.0096 | 24411.7285
-2.1027 | 23519.6321 | 24495.6968
-2.0598 | 23575.6127 | 24554.0006
-2.0169 | 23732.1189 | 24717.0019
-1.974 | 23885.7506 | 24877.0092
-1.9311 | 24034.5705 | 25032.0052
-1.8882 | 24219.5513 | 25224.6627
-1.8452 | 24386.0768 | 25398.099
-1.8023 | 24558.1222 | 25577.2842
-1.7594 | 24722.3042 | 25748.2798
-1.7165 | 24833.3698 | 25863.9546
-1.6736 | 24941.1546 | 25976.2125
-1.6307 | 25028.5365 | 26067.2207
-1.5878 | 25076.5809 | 26117.259
-1.5449 | 25124.2191 | 26166.8742
-1.5019 | 25186.5008 | 26231.7405
-1.459 | 25249.8552 | 26297.7242
-1.4161 | 25296.9414 | 26346.7645
-1.3732 | 25365.7637 | 26418.4429
-1.3303 | 25463.8522 | 26520.6021
-1.2874 | 25532.2267 | 26591.8141
-1.2445 | 25598.9244 | 26661.2797
-1.2016 | 25663.0912 | 26728.1094
-1.1586 | 25720.8423 | 26788.2573
-1.1157 | 25783.0616 | 26853.0586
-1.0728 | 25866.392 | 26939.8472
-1.0299 | 25877.7964 | 26951.7249
-0.98699 | 25941.8903 | 27018.4787
-0.94408 | 26006.2342 | 27085.4929
-0.90116 | 26076.6292 | 27158.8093
-0.85825 | 26128.5271 | 27212.861
-0.81534 | 26163.3549 | 27249.1341
-0.77243 | 26164.313 | 27250.132
-0.72951 | 26244.3731 | 27333.5146
-0.6866 | 26305.7175 | 27397.4048
-0.64369 | 26335.3482 | 27428.2651
-0.60078 | 26348.669 | 27442.1387
-0.55786 | 26364.6143 | 27458.7458
-0.51495 | 26427.271 | 27524.0027
-0.47204 | 26434.4157 | 27531.4439
-0.42913 | 26454.1 | 27551.9452
-0.38621 | 26481.6789 | 27580.6686
-0.3433 | 26572.3519 | 27675.1045
-0.30039 | 26670.5237 | 27777.3504
-0.25748 | 26746.8344 | 27856.828
-0.21456 | 26764.9357 | 27875.6805
-0.17165 | 26832.904 | 27946.4695
-0.12874 | 26809.1161 | 27921.6944
-0.085825 | 26698.3422 | 27806.3234
-0.042913 | 26547.4705 | 27649.1905
4.2633e-13 | 26398.7026 | 27494.2488
0.042913 | 26259.0375 | 27348.7875
0.085825 | 26099.6151 | 27182.7491
0.12874 | 25903.8651 | 26978.8755
0.17165 | 25771.1676 | 26840.6711
0.21456 | 25738.5374 | 26806.6867
0.25748 | 25723.0399 | 26790.5461
0.30039 | 25629.2216 | 26692.8343
0.3433 | 25473.0903 | 26530.2236
0.38621 | 25351.7556 | 26403.8534
0.42913 | 25355.0259 | 26407.2595
0.47204 | 25446.6466 | 26502.6825
0.51495 | 25514.8545 | 26573.7209
0.55786 | 25528.3002 | 26587.7247
0.60078 | 25562.0657 | 26622.8914
0.64369 | 25699.8665 | 26766.411
0.6866 | 25864.736 | 26938.1225
0.72951 | 25897.5641 | 26972.313
0.77243 | 25832.9077 | 26904.9734
0.81534 | 25714.4267 | 26781.5754
0.85825 | 25669.6318 | 26734.9215
0.90116 | 25606.6835 | 26669.3609
0.94408 | 25522.5095 | 26581.6936
0.98699 | 25427.3789 | 26482.6151
1.0299 | 25350.2141 | 26402.248
1.0728 | 25253.063 | 26301.0651
1.1157 | 25199.6133 | 26245.3972
1.1586 | 25132.3636 | 26175.3567
1.2016 | 25101.9518 | 26143.6828
1.2445 | 25098.1295 | 26139.7019
1.2874 | 25007.1753 | 26044.9731
1.3303 | 24952.5174 | 25988.0468
1.3732 | 24892.5791 | 25925.6211
1.4161 | 24801.5624 | 25830.8272
1.459 | 24707.265 | 25732.6165
1.5019 | 24624.1741 | 25646.0773
1.5449 | 24498.6733 | 25515.3683
1.5878 | 24461.0335 | 25476.1664
1.6307 | 24397.8666 | 25410.378
1.6736 | 24306.3604 | 25315.0743
1.7165 | 24239.4752 | 25245.4135
1.7594 | 24121.942 | 25123.0025
1.8023 | 23997.0349 | 24992.9118
1.8452 | 23895.8219 | 24887.4985
1.8882 | 23797.4106 | 24785.0031
1.9311 | 23673.3367 | 24655.7801
1.974 | 23571.5717 | 24549.7919
2.0169 | 23473.0146 | 24447.1447
2.0598 | 23408.1603 | 24379.599
2.1027 | 23366.8128 | 24336.5355
2.1456 | 23302.5939 | 24269.6516
2.1885 | 23206.8592 | 24169.9439
2.2315 | 23101.0116 | 24059.7036
2.2744 | 22994.0183 | 23948.27
2.3173 | 22877.6515 | 23827.074
2.3602 | 22769.2209 | 23714.1436
2.4031 | 22639.2001 | 23578.7269
2.446 | 22517.5425 | 23452.0205
2.4889 | 22411.799 | 23341.8886
2.5318 | 22324.3546 | 23250.8153
2.5748 | 22220.6212 | 23142.777
2.6177 | 22117.9501 | 23035.8451
2.6606 | 22024.6317 | 22938.654
2.7035 | 21926.6683 | 22836.625
2.7464 | 21786.9198 | 22691.077
2.7893 | 21613.7392 | 22510.7093
2.8322 | 21469.2935 | 22360.2692
2.8751 | 21354.0724 | 22240.2664
2.9181 | 21226.2387 | 22107.1276
2.961 | 21097.3947 | 21972.9366
3.0039 | 20959.1148 | 21828.918
3.0468 | 20849.3719 | 21714.6208
3.0897 | 20779.6331 | 21641.9878
3.1326 | 20679.5241 | 21537.7243
3.1755 | 20557.8873 | 21411.0396
3.2184 | 20445.7282 | 21294.2259
3.2614 | 20345.765 | 21190.1142
3.3043 | 20260.9765 | 21101.807
3.3472 | 20172.9801 | 21010.1588
3.3901 | 20046.9378 | 20878.8857
3.433 | 19889.5672 | 20714.9842
3.4759 | 19734.5607 | 20553.545
3.5188 | 19599.801 | 20413.1928
3.5617 | 19436.723 | 20243.347
3.6047 | 19237.6611 | 20036.024
3.6476 | 19079.2177 | 19871.0052
3.6905 | 18938.5214 | 19724.4701
3.7334 | 18834.0902 | 19615.705
3.7763 | 18741.3759 | 19519.143
3.8192 | 18631.0602 | 19404.2492
3.8621 | 18527.2852 | 19296.1675
3.905 | 18449.5164 | 19215.1713
3.948 | 18328.9731 | 19089.6255
3.9909 | 18181.2468 | 18935.7685
4.0338 | 18048.7367 | 18797.7593
4.0767 | 17933.2031 | 18677.4311
4.1196 | 17838.5412 | 18578.8407
4.1625 | 17768.9898 | 18506.4029
4.2054 | 17694.5226 | 18428.8453
4.2483 | 17602.6935 | 18333.2053
4.2913 | 17505.8861 | 18232.3804
4.3342 | 17386.124 | 18107.6482
4.3771 | 17276.8603 | 17993.85
4.42 | 17163.9096 | 17876.2118
4.4629 | 17044.2308 | 17751.5664
4.5058 | 16914.1371 | 17616.0737
4.5487 | 16796.2601 | 17493.3049
4.5916 | 16715.3355 | 17409.022
4.6346 | 16630.1096 | 17320.2591
4.6775 | 16515.1176 | 17200.495
4.7204 | 16393.0954 | 17073.4089
4.7633 | 16238.1515 | 16912.0348
4.8062 | 16100.0902 | 16768.244
4.8491 | 15985.5148 | 16648.9137
4.892 | 15852.1612 | 16510.0259
4.9349 | 15714.5165 | 16366.669
4.9779 | 15586.787 | 16233.6386
5.0208 | 15440.3417 | 16081.1158
5.0637 | 15331.9111 | 15968.1854
5.1066 | 15246.9559 | 15879.7046
5.1495 | 15140.2855 | 15768.6073
5.1924 | 15035.7189 | 15659.7012
5.2353 | 14953.3467 | 15573.9106
5.2782 | 14869.2768 | 15486.3518
5.3212 | 14805.6932 | 15420.1295
5.3641 | 14722.0503 | 15333.0154
5.407 | 14587.5406 | 15192.9236
5.4499 | 14480.3807 | 15081.3165
5.4928 | 14380.73 | 14977.5303
5.5357 | 14245.5641 | 14836.755
5.5786 | 14101.8579 | 14687.085
5.6216 | 13954.6002 | 14533.7161
5.6645 | 13820.4238 | 14393.9714
5.7074 | 13739.5305 | 14309.721
5.7503 | 13654.5024 | 14221.1643
5.7932 | 13556.5389 | 14119.1353
5.8361 | 13474.9166 | 14034.1256
5.879 | 13413.6139 | 13970.2789
5.9219 | 13341.0943 | 13894.7497
5.9649 | 13241.1103 | 13790.6163
6.0078 | 13124.3998 | 13669.0624
6.0507 | 12991.7543 | 13530.9121
6.0936 | 12875.45 | 13409.7812
6.1365 | 12771.9041 | 13301.9381
6.1794 | 12649.3091 | 13174.2554
6.2223 | 12540.5244 | 13060.9562
6.2652 | 12464.7762 | 12982.0644
6.3082 | 12384.1432 | 12898.0852
6.3511 | 12289.6063 | 12799.6249
6.394 | 12192.1635 | 12698.1383
6.4369 | 12105.8128 | 12608.204
6.4798 | 12027.3149 | 12526.4485
6.5227 | 11944.4219 | 12440.1154
6.5656 | 11860.352 | 12352.5566
6.6085 | 11758.5767 | 12246.5576
6.6515 | 11671.9759 | 12156.3629
6.6944 | 11602.4975 | 12084.0011
6.7373 | 11529.9882 | 12008.4828
6.7802 | 11439.2111 | 11913.9384
6.8231 | 11343.4243 | 11814.1765
6.866 | 11242.5342 | 11709.0994
6.9089 | 11164.0364 | 11627.3439
6.9518 | 11093.8185 | 11554.2119
6.9948 | 11017.0495 | 11474.257
7.0377 | 10917.3259 | 11370.3949
7.0806 | 10838.1198 | 11287.9018
7.1235 | 10764.1941 | 11210.9082
7.1664 | 10663.2519 | 11105.7769
7.2093 | 10555.2588 | 10993.302
7.2522 | 10449.6715 | 10883.3329
7.2951 | 10340.5827 | 10769.7169
7.3381 | 10258.2428 | 10683.9599
7.381 | 10173.8323 | 10596.0464
7.4239 | 10078.3737 | 10496.6262
7.4668 | 9998.6218 | 10413.5646
7.5097 | 9928.582 | 10340.6182
7.5526 | 9876.8528 | 10286.7422
7.5955 | 9818.4434 | 10225.9088
7.6384 | 9726.1019 | 10129.7351
7.6814 | 9634.5645 | 10034.3989
7.7243 | 9514.0629 | 9908.8965
7.7672 | 9424.3773 | 9815.4889
7.8101 | 9320.2846 | 9707.0764
7.853 | 9203.9459 | 9585.9096
7.8959 | 9110.6452 | 9488.737
7.9388 | 9048.3135 | 9423.8185
7.9817 | 8985.7246 | 9358.6321
8.0247 | 8960.288 | 9332.14
8.0676 | 8910.0148 | 9279.7804
8.1105 | 8857.4805 | 9225.0659
8.1534 | 8781.3937 | 9145.8215
8.1963 | 8727.0451 | 9089.2175
8.2392 | 8646.0591 | 9004.8706
8.2821 | 8575.5058 | 8931.3893
8.325 | 8505.2775 | 8858.2465
8.368 | 8430.8019 | 8780.6802
8.4109 | 8366.808 | 8714.0305
8.4538 | 8302.8828 | 8647.4524
8.4967 | 8207.0981 | 8547.6927
8.5396 | 8138.206 | 8475.9416
8.5825 | 8057.7001 | 8392.0947
8.6254 | 7984.389 | 8315.7411
8.6683 | 7912.3276 | 8240.6892
8.7113 | 7839.685 | 8165.032
8.7542 | 7781.6349 | 8104.5728
8.7971 | 7711.2181 | 8031.2336
8.84 | 7640.9043 | 7958.0019
8.8829 | 7581.6722 | 7896.3115
8.9258 | 7527.8537 | 7840.2596
8.9687 | 7471.0378 | 7781.0858
9.0116 | 7427.3073 | 7735.5405
9.0546 | 7389.3508 | 7696.0089
9.0975 | 7346.5275 | 7651.4084
9.1404 | 7283.322 | 7585.5798
9.1833 | 7218.9521 | 7518.5386
9.2262 | 7153.674 | 7450.5514
9.2691 | 7083.2748 | 7377.2307
9.312 | 7007.4109 | 7298.2185
9.3549 | 6920.8248 | 7208.039
9.3979 | 6850.8193 | 7135.1283
9.4408 | 6795.3219 | 7077.3278
9.4837 | 6747.4984 | 7027.5195
9.5266 | 6688.2828 | 6965.8466
9.5695 | 6623.5536 | 6898.4311
9.6124 | 6581.2114 | 6854.3317
9.6553 | 6564.5276 | 6836.9555
9.6982 | 6528.2657 | 6799.1888
9.7412 | 6474.8066 | 6743.511
9.7841 | 6412.4582 | 6678.5752
9.827 | 6349.0986 | 6612.5862
9.8699 | 6282.5186 | 6543.2431
9.9128 | 6201.1389 | 6458.4862
9.9557 | 6114.2789 | 6368.0214
9.9986 | 5791.08
10.0416 | 5723.239
10.0845 | 5674.327
10.1274 | 5606.173
10.1703 | 5575.567
10.2132 | 5541.622
10.2561 | 5504.025
10.299 | 5482.481
10.3419 | 5460.426
10.3849 | 5413.077
10.4278 | 5393.407
10.4707 | 5357.028
10.5136 | 5315.304
10.5565 | 5263.103
10.5994 | 5207.811
10.6423 | 5155.117
10.6852 | 5115.711
10.7281 | 5071.651
10.7711 | 5021.589
10.814 | 4974.766
10.8569 | 4926.25
10.8998 | 4885.562
10.9427 | 4856.452
10.9856 | 4816.421
11.0285 | 4769.089
11.0715 | 4730.637
11.1144 | 4696.462
11.1573 | 4662.352
11.2002 | 4618.341
11.2431 | 4567.309
11.286 | 4523.331
11.3289 | 4501.146
11.3718 | 4469.815
11.4147 | 4425.41
11.4577 | 4369.196
11.5006 | 4335.745
11.5435 | 4298.822
11.5864 | 4265.946
11.6293 | 4217.347
11.6722 | 4167.367
11.7151 | 4125.528
11.7581 | 4105.232
11.801 | 4067.406
11.8439 | 4042.03
11.8868 | 4014.548
11.9297 | 3991.375
11.9726 | 3970.061
12.0155 | 3938.27
12.0584 | 3898.075
12.1014 | 3866.745
12.1443 | 3836.385
12.1872 | 3796.42
12.2301 | 3744.779
12.273 | 3701.13
12.3159 | 3666.067
12.3588 | 3638.7
12.4017 | 3605.972
12.4446 | 3571.402
12.4876 | 3529.003
12.5305 | 3500.534
12.5734 | 3470.224
12.6163 | 3450.801
12.6592 | 3432.068
12.7021 | 3411.987
12.745 | 3381.266
12.788 | 3352.172
12.8309 | 3321.763
12.8738 | 3296.764
12.9167 | 3259.431
12.9596 | 3215.997
13.0025 | 3182.15
13.0454 | 3155.013
13.0883 | 3133.633
13.1313 | 3117.647
13.1742 | 3087.863
13.2171 | 3051.895
13.26 | 3032.39
13.3029 | 2992.425
13.3458 | 2950.01
13.3887 | 2924.847
13.4316 | 2900.26
13.4746 | 2881.067
13.5175 | 2857.5
13.5604 | 2828.85
13.6033 | 2826.169
13.6462 | 2821.91
13.6891 | 2798.03
13.732 | 2763.624
13.7749 | 2733.149
13.8179 | 2731.521
13.8608 | 2730.484
13.9037 | 2708.019
13.9466 | 2683.399
13.9895 | 2664.156
14.0324 | 2652.825
14.0753 | 2641.789
14.1182 | 2608.979
14.1612 | 2574.59
14.2041 | 2546.697
14.247 | 2515.958
14.2899 | 2481.158
14.3328 | 2462.311
14.3757 | 2435.043
14.4186 | 2425.948
14.4616 | 2418.169
14.5045 | 2407.347
14.5474 | 2396.871
14.5903 | 2393.088
14.6332 | 2369.208
14.6761 | 2348.584
14.719 | 2330.691
14.7619 | 2304.114
14.8049 | 2276.171
14.8478 | 2254.495
14.8907 | 2230.352
14.9336 | 2210.698
14.9765 | 2194.4
15.0194 | 2168.53
15.0623 | 2151.409
15.1052 | 2136.92
15.1481 | 2121.165
15.1911 | 2113.862
15.234 | 2106.626
15.2769 | 2099.719
15.3198 | 2093.321
15.3627 | 2075.296
15.4056 | 2056.596
15.4485 | 2041.943
15.4915 | 2017.717
15.5344 | 1995.021
15.5773 | 1967.869
15.6202 | 1946.291
15.6631 | 1928.315
15.706 | 1904.846
15.7489 | 1880.933
15.7918 | 1868.714
15.8347 | 1860.277
15.8777 | 1866.164
15.9206 | 1846.083
15.9635 | 1828.321
16.0064 | 1818.536
16.0493 | 1808.092
16.0922 | 1801.514
16.1351 | 1786.729
16.178 | 1766.861
16.221 | 1765.694
16.2639 | 1763.128
16.3068 | 1752.027
16.3497 | 1740.432
16.3926 | 1725.746
16.4355 | 1716.371
16.4784 | 1702.671
16.5214 | 1685.255
16.5643 | 1667.476
16.6072 | 1655.355
16.6501 | 1642.067
16.693 | 1618.549
16.7359 | 1594.389
16.7788 | 1577.12
16.8217 | 1567.516
16.8647 | 1556.414
16.9076 | 1549.901
16.9505 | 1549.31
16.9934 | 1547.402
17.0363 | 1544.343
17.0792 | 1533.751
17.1221 | 1514.542
17.165 | 1503.326
17.208 | 1496.435
17.2509 | 1485.383
17.2938 | 1481.337
17.3367 | 1466.223
17.3796 | 1455.746
17.4225 | 1453.148
17.4654 | 1443.773
17.5083 | 1421.291
17.5512 | 1399.533
17.5942 | 1381.36
17.6371 | 1380.258
17.68 | 1374.469
17.7229 | 1361.789
17.7658 | 1350.967
17.8087 | 1358.121
17.8516 | 1363.976
17.8945 | 1363.4
17.9375 | 1353.944
17.9804 | 1345.967
18.0233 | 1335.573
18.0662 | 1329.143
18.1091 | 1318.058
18.152 | 1304.457
18.1949 | 1284.293
18.2379 | 1272.617
18.2808 | 1264.476
18.3237 | 1265.117
18.3666 | 1265.874
18.4095 | 1258.752
18.4524 | 1247.158
18.4953 | 1240.217
18.5382 | 1222.554
18.5812 | 1203.789
18.6241 | 1186.569
18.667 | 1162.936
18.7099 | 1150.453
18.7528 | 1147.065
18.7957 | 1145.651
18.8386 | 1147
18.8815 | 1149.598
18.9245 | 1153.94
18.9674 | 1165.271
19.0103 | 1164.301
19.0532 | 1160.321
19.0961 | 1149.384
19.139 | 1139.829
19.1819 | 1130.29
19.2248 | 1118.449
19.2678 | 1095.868
19.3107 | 1082.152
19.3536 | 1075.623
19.3965 | 1068.781
19.4394 | 1062.811
19.4823 | 1051.117
19.5252 | 1036.76
19.5681 | 1032.237
19.6111 | 1033.142
19.654 | 1029.474
19.6969 | 1033.109
19.7398 | 1031.25
19.7827 | 1031.892
19.8256 | 1019.837
19.8685 | 1008.801
19.9114 | 997.5024
19.9544 | 981.5824
19.9973 | 963.0803
20.0402 | 950.1206
20.0831 | 937.9832
20.126 | 942.8677
20.1689 | 943.5421
20.2118 | 930.7797
20.2548 | 923.8558
20.2977 | 921.1093
20.3406 | 923.017
20.3835 | 925.484
20.4264 | 919.3167
20.4693 | 909.3337
20.5122 | 902.4427
20.5551 | 896.9332
20.5981 | 894.7293
20.641 | 885.8483
20.6839 | 868.185
20.7268 | 859.7809
20.7697 | 858.0541
20.8126 | 857.0015
20.8555 | 858.3501
20.8984 | 851.4098
20.9413 | 842.6439
20.9843 | 839.9138
21.0272 | 836.2298
21.0701 | 830.4736
21.113 | 822.1024
21.1559 | 808.4191
21.1988 | 798.946
21.2417 | 790.4926
21.2846 | 784.8679
21.3276 | 777.6808
21.3705 | 770.6747
21.4134 | 766.7605
21.4563 | 762.9778
21.4992 | 757.6657
21.5421 | 759.4255
21.585 | 757.8466
21.6279 | 749.7879
21.6709 | 742.3871
21.7138 | 728.2925
21.7567 | 712.6192
21.7996 | 706.0407
21.8425 | 697.1432
21.8854 | 693.9691
21.9283 | 695.7618
21.9713 | 692.0613
22.0142 | 692.8343
22.0571 | 698.7549
22.1 | 693.6566
22.1429 | 685.2032
22.1858 | 677.8846
22.2287 | 669.2338
22.2716 | 667.9839
22.3146 | 674.1183
22.3575 | 671.8817
22.4004 | 671.2074
22.4433 | 671.3389
22.4862 | 666.6682
22.5291 | 667.2109
22.572 | 665.9446
22.6149 | 653.0178
22.6578 | 646.2912
22.7008 | 647.6398
22.7437 | 648.1332
22.7866 | 650.5837
22.8295 | 646.2583
22.8724 | 643.2651
22.9153 | 643.5776
22.9582 | 641.5382
23.0011 | 633.0519
23.0441 | 623.5953
23.087 | 623.3486
23.1299 | 532.8773
23.1728 | 440.6793
23.2157 | 351.5237
23.2586 | 264.2267
23.3015 | 177.719
23.3444 | 93.6125
23.3874 | 0
23.4303 | 0
23.4732 | 0
23.5161 | 0
23.559 | 0
23.6019 | 0
23.6448 | 0
23.6878 | 0
23.7307 | 0
23.7736 | 0
23.8165 | 0
23.8594 | 0
23.9023 | 0
23.9452 | 0
23.9881 | 0
24.0311 | 0
24.074 | 0
24.1169 | 0
24.1598 | 0
24.2027 | 0
24.2456 | 0
24.2885 | 0
24.3314 | 0
24.3744 | 0
24.4173 | 0
24.4602 | 0
24.5031 | 0
24.546 | 0
24.5889 | 0
24.6318 | 0
24.6747 | 0
24.7177 | 0
24.7606 | 0
24.8035 | 0
24.8464 | 0
24.8893 | 0
24.9322 | 0
24.9751 | 0
25.018 | 0
25.061 | 0
25.1039 | 0
25.1468 | 0
25.1897 | 0
25.2326 | 0
25.2755 | 0
25.3184 | 0
25.3614 | 0
25.4043 | 0
25.4472 | 0
25.4901 | 0
25.533 | 0
25.5759 | 0
25.6188 | 0
25.6617 | 0
25.7047 | 0
25.7476 | 0
25.7905 | 0
25.8334 | 0
25.8763 | 0
25.9192 | 0
25.9621 | 0
26.005 | 0
26.048 | 0
26.0909 | 0
26.1338 | 0
26.1767 | 0
26.2196 | 0
26.2625 | 0
26.3054 | 0
26.3483 | 0
26.3912 | 0
26.4342 | 0
26.4771 | 0
26.52 | 0
26.5629 | 0
26.6058 | 0
26.6487 | 0
26.6916 | 0
26.7345 | 0
26.7775 | 0
26.8204 | 0
26.8633 | 0
26.9062 | 0
26.9491 | 0
26.992 | 0
27.0349 | 0
27.0779 | 0
27.1208 | 0
27.1637 | 0
27.2066 | 0
27.2495 | 0
27.2924 | 0
27.3353 | 0
27.3782 | 0
27.4212 | 0
27.4641 | 0
27.507 | 0
27.5499 | 0
27.5928 | 0
27.6357 | 0
27.6786 | 0
27.7215 | 0
27.7645 | 0
27.8074 | 0
27.8503 | 0
27.8932 | 0
27.9361 | 0
27.979 | 0
28.0219 | 0
28.0648 | 0
28.1077 | 0
28.1507 | 0
28.1936 | 0
28.2365 | 0
28.2794 | 0
28.3223 | 0
28.3652 | 0
28.4081 | 0
28.451 | 0
28.494 | 0
28.5369 | 0
28.5798 | 0
28.6227 | 0
28.6656 | 0
28.7085 | 0
28.7514 | 0
28.7944 | 0
28.8373 | 0
28.8802 | 0
28.9231 | 0
28.966 | 0
29.0089 | 0
29.0518 | 0
29.0947 | 0
29.1377 | 0
29.1806 | 0
29.2235 | 0
29.2664 | 0
29.3093 | 0
29.3522 | 0
29.3951 | 0
29.438 | 0
29.481 | 0
29.5239 | 0
29.5668 | 0
29.6097 | 0
29.6526 | 0
29.6955 | 0
29.7384 | 0
29.7813 | 0
29.8243 | 0
29.8672 | 0

## MO
Desire
D40 Lustr 1-Piece Optic | 2015-05-14
Diffuser
Medium Oval
Horizontal | Beam Angle | Field Angle
| 35.3 | 63.2
Row Mult
Mode | Candela | Field Lumens | Beam Lumens | Power Consump | Efficacy (lpw)
Boost Full | 17844.7242 | 2796.3785 | 1372.5855 | 102.7 | 27.2286 | 1 | 1 | 1 | 1 | 1 | 1
Regulated Full | 16030 | 2512 | 1233 | 93.3 | 26.9239 | 0.8983 | 0.8983 | 0.8983
Regulated 3200K | 11583.5826 | 1815.2189 | 890.9892 | 57.2 | 31.7346 | 0.64913 | 0.64913 | 0.64913
Regulated 5600K | 10050.9863 | 1575.0516 | 773.1046 | 54.5 | 28.9 | 0.56325 | 0.56325 | 0.56325
| For Field diameter at any distance, multiply distance by |  |  |  | 1.2304
| For Beam diameter at any distance, multiply distance by |  |  |  | 0.63636
Dist for 1.0 fc
| Throw Distance (ft) | 10 | 15 | 20 | 30 | 126.6096
| Throw Distance (m) | 3.048 | 4.572 | 6.096 | 9.144 | 38.5906
| Field Diameter (ft) | 12.3041 | 18.4561 | 24.6082 | 36.9122
| Field Diameter (m) | 3.7503 | 5.6254 | 7.5006 | 11.2509
| Illuminance (fc) | 160.3 | 71.2444 | 40.075 | 17.8111
| Illuminance (lux) | 1725.4532 | 766.8681 | 431.3633 | 191.717
Vertical | Beam Angle | Field Angle
| 14.6 | 33.3
| For Field height at any distance, multiply distance by |  |  |  | 0.59813
| For Beam height at any distance, multiply distance by |  |  |  | 0.25621
Test Distance | Iso-Illuminance Diagram grid lines
67.8 | 0 | 12.5 | 25 | 37.5
| 0 | 0.18437 | 0.36873 | 0.5531
Measurement: MO - Intensity
Degrees | (Cd)
-40.9603 | 0 | 0
-40.9015 | 0 | 0
-40.8428 | 0 | 0
-40.784 | 0 | 0
-40.7252 | 0 | 0
-40.6664 | 0 | 0
-40.6077 | 0 | 0
-40.5489 | 0 | 0
-40.4901 | 0 | 0
-40.4314 | 0 | 0
-40.3726 | 0 | 0
-40.3139 | 0 | 0
-40.2551 | 0 | 0
-40.1963 | 0 | 0
-40.1375 | 0 | 0
-40.0788 | 0 | 0
-40.02 | 0 | 0
-39.9612 | 0 | 0
-39.9025 | 0 | 0
-39.8437 | 0 | 0
-39.785 | 0 | 0
-39.7262 | 0 | 0
-39.6674 | 0 | 0
-39.6086 | 0 | 0
-39.5499 | 0 | 0
-39.4911 | 0 | 0
-39.4323 | 0 | 0
-39.3736 | 0 | 0
-39.3148 | 0 | 0
-39.2561 | 0 | 0
-39.1973 | 0 | 0
-39.1385 | 0 | 0
-39.0797 | 0 | 0
-39.021 | 0 | 0
-38.9622 | 0 | 0
-38.9035 | 0 | 0
-38.8447 | 0 | 0
-38.7859 | 0 | 0
-38.7272 | 0 | 0
-38.6684 | 0 | 0
-38.6096 | 0 | 0
-38.5509 | 0 | 0
-38.4921 | 0 | 0
-38.4333 | 0 | 0
-38.3746 | 0 | 0
-38.3158 | 0 | 0
-38.257 | 0 | 0
-38.1983 | 0 | 0
-38.1395 | 0 | 0
-38.0807 | 0 | 0
-38.022 | 0 | 0
-37.9632 | 0 | 0
-37.9044 | 0 | 0
-37.8457 | 0 | 0
-37.7869 | 0 | 0
-37.7281 | 0 | 0
-37.6694 | 0 | 0
-37.6106 | 113.6104 | 118.3252
-37.5518 | 225.2184 | 234.565
-37.4931 | 345.3904 | 359.7241
-37.4343 | 452.3597 | 471.1326
-37.3755 | 570.5097 | 594.1859
-37.3168 | 575.3665 | 599.2442
-37.258 | 584.3467 | 608.5971
-37.1992 | 571.8578 | 595.5899
-37.1405 | 581.6309 | 605.7686
-37.0817 | 583.7322 | 607.9571
-37.0229 | 584.8027 | 609.072
-36.9642 | 593.089 | 617.7022
-36.9054 | 610.1375 | 635.4582
-36.8466 | 624.4305 | 650.3444
-36.7879 | 636.2058 | 662.6083
-36.7291 | 645.9988 | 672.8078
-36.6703 | 653.1948 | 680.3024
-36.6116 | 648.001 | 674.893
-36.5528 | 657.6354 | 684.9273
-36.494 | 661.3623 | 688.8088
-36.4353 | 662.413 | 689.9031
-36.3765 | 664.4945 | 692.071
-36.3177 | 679.3623 | 707.5559
-36.259 | 674.9615 | 702.9724
-36.2002 | 678.0539 | 706.1931
-36.1414 | 680.968 | 709.2282
-36.0827 | 683.2874 | 711.6439
-36.0239 | 685.7059 | 714.1627
-35.9651 | 694.6861 | 723.5156
-35.9064 | 705.6883 | 734.9744
-35.8476 | 718.6333 | 748.4566
-35.7888 | 732.3711 | 762.7645
-35.7301 | 743.6113 | 774.4712
-35.6713 | 748.2698 | 779.323
-35.6125 | 750.1135 | 781.2432
-35.5538 | 757.4285 | 788.8618
-35.495 | 766.369 | 798.1733
-35.4362 | 778.977 | 811.3046
-35.3775 | 791.8228 | 824.6834
-35.3187 | 811.1907 | 844.8551
-35.2599 | 815.2347 | 849.067
-35.2012 | 822.3317 | 856.4585
-35.1424 | 828.1202 | 862.4872
-35.0836 | 836.0894 | 870.7871
-35.0249 | 836.1687 | 870.8697
-34.9661 | 846.596 | 881.7297
-34.9073 | 842.9484 | 877.9308
-34.8486 | 844.5938 | 879.6444
-34.7898 | 846.7943 | 881.9362
-34.731 | 857.9154 | 893.5189
-34.6723 | 870.0674 | 906.1752
-34.6135 | 886.3427 | 923.126
-34.5547 | 906.5829 | 944.2061
-34.496 | 920.6975 | 958.9064
-34.4372 | 927.2393 | 965.7198
-34.3784 | 941.8892 | 980.9776
-34.3197 | 952.7724 | 992.3125
-34.2609 | 962.9222 | 1002.8834
-34.2021 | 970.7923 | 1011.0801
-34.1434 | 981.1403 | 1021.8576
-34.0846 | 987.2461 | 1028.2168
-34.0258 | 996.0875 | 1037.4251
-33.9671 | 997.8518 | 1039.2626
-33.9083 | 1004.3738 | 1046.0553
-33.8495 | 1010.2219 | 1052.1461
-33.7908 | 1019.757 | 1062.0769
-33.732 | 1022.7703 | 1065.2153
-33.6732 | 1039.0457 | 1082.1661
-33.6145 | 1056.5893 | 1100.4377
-33.5557 | 1070.7443 | 1115.1802
-33.4969 | 1080.299 | 1125.1314
-33.4382 | 1101.63 | 1147.3476
-33.3794 | 1109.9755 | 1156.0395
-33.3206 | 1120.3436 | 1166.8379
-33.2619 | 1131.3648 | 1178.3164
-33.2031 | 1144.647 | 1192.1499
-33.1443 | 1153.7862 | 1201.6683
-33.0856 | 1164.2929 | 1212.611
-33.0268 | 1167.6027 | 1216.0583
-32.968 | 1170.5762 | 1219.1551
-32.9093 | 1177.1387 | 1225.99
-32.8505 | 1180.1518 | 1229.1281
-32.7917 | 1187.0111 | 1236.272
-32.733 | 1192.0655 | 1241.5362
-32.6742 | 1205.9424 | 1255.989
-32.6154 | 1221.3254 | 1272.0104
-32.5567 | 1243.1521 | 1294.7429
-32.4979 | 1262.9958 | 1315.4101
-32.4391 | 1292.0172 | 1345.6359
-32.3804 | 1302.8613 | 1356.93
-32.3216 | 1312.3171 | 1366.7782
-32.2628 | 1318.5619 | 1373.2822
-32.2041 | 1321.5156 | 1376.3585
-32.1453 | 1326.2732 | 1381.3135
-32.0865 | 1337.7713 | 1393.2888
-32.0278 | 1345.7201 | 1401.5674
-31.969 | 1354.6603 | 1410.8787
-31.9102 | 1369.509 | 1426.3436
-31.8515 | 1379.2418 | 1436.4803
-31.7927 | 1398.9272 | 1456.9827
-31.7339 | 1416.3921 | 1475.1724
-31.6752 | 1433.4404 | 1492.9282
-31.6164 | 1446.1477 | 1506.1629
-31.5576 | 1463.9293 | 1524.6823
-31.4989 | 1473.3267 | 1534.4698
-31.4401 | 1484.15 | 1545.7422
-31.3813 | 1496.9959 | 1559.1212
-31.3226 | 1508.5732 | 1571.179
-31.2638 | 1519.6152 | 1582.6792
-31.205 | 1538.7642 | 1602.6229
-31.1463 | 1559.6192 | 1624.3434
-31.0875 | 1571.9495 | 1637.1854
-31.0287 | 1584.0819 | 1649.8213
-30.97 | 1597.5027 | 1663.7991
-30.9112 | 1606.0263 | 1672.6764
-30.8524 | 1618.5556 | 1685.7256
-30.7937 | 1632.6106 | 1700.364
-30.7349 | 1648.4497 | 1716.8604
-30.6761 | 1653.1084 | 1721.7124
-30.6174 | 1663.3776 | 1732.4077
-30.5586 | 1670.8108 | 1740.1494
-30.4998 | 1692.7364 | 1762.985
-30.4411 | 1711.9656 | 1783.0122
-30.3823 | 1729.9648 | 1801.7584
-30.3235 | 1752.9414 | 1825.6884
-30.2648 | 1767.1349 | 1840.471
-30.206 | 1777.5426 | 1851.3107
-30.1472 | 1799.3089 | 1873.9803
-30.0885 | 1824.3664 | 1900.0776
-30.0297 | 1844.2299 | 1920.7654
-29.9709 | 1871.9234 | 1949.6082
-29.9122 | 1884.2141 | 1962.409
-29.8534 | 1889.4872 | 1967.9009
-29.7946 | 1910.4016 | 1989.6832
-29.7359 | 1917.1224 | 1996.683
-29.6771 | 1928.6591 | 2008.6984
-29.6183 | 1955.8381 | 2037.0053
-29.5596 | 1981.3111 | 2063.5355
-29.5008 | 1995.2078 | 2078.0089
-29.442 | 2018.5603 | 2102.3306
-29.3833 | 2038.1665 | 2122.7505
-29.3245 | 2049.1679 | 2134.2084
-29.2657 | 2061.5784 | 2147.1339
-29.207 | 2081.6398 | 2168.0279
-29.1482 | 2098.9662 | 2186.0733
-29.0894 | 2123.4883 | 2211.6131
-29.0307 | 2140.12 | 2228.935
-28.9719 | 2168.0916 | 2258.0674
-28.9131 | 2187.0229 | 2277.7844
-28.8544 | 2205.5981 | 2297.1304
-28.7956 | 2209.4839 | 2301.1775
-28.7368 | 2219.3563 | 2311.4596
-28.6781 | 2224.8867 | 2317.2195
-28.6193 | 2241.0237 | 2334.0262
-28.5605 | 2266.7352 | 2360.8047
-28.5018 | 2290.9396 | 2386.0136
-28.443 | 2324.2041 | 2420.6586
-28.3842 | 2360.6795 | 2458.6477
-28.3255 | 2371.0674 | 2469.4667
-28.2667 | 2376.2812 | 2474.8969
-28.2079 | 2394.2221 | 2493.5823
-28.1492 | 2415.0969 | 2515.3234
-28.0904 | 2425.8212 | 2526.4928
-28.0316 | 2460.0168 | 2562.1074
-27.9729 | 2485.2919 | 2588.4315
-27.9141 | 2506.6228 | 2610.6477
-27.8553 | 2520.6581 | 2625.2654
-27.7966 | 2540.3633 | 2645.7883
-27.7378 | 2552.3364 | 2658.2583
-27.679 | 2568.6119 | 2675.2093
-27.6203 | 2588.9711 | 2696.4134
-27.5615 | 2616.1688 | 2724.7399
-27.5027 | 2634.4472 | 2743.7767
-27.444 | 2656.8478 | 2767.1069
-27.3852 | 2690.6871 | 2802.3506
-27.3265 | 2707.8146 | 2820.1889
-27.2677 | 2727.2021 | 2840.381
-27.2089 | 2762.4892 | 2877.1325
-27.1502 | 2791.2335 | 2907.0697
-27.0914 | 2809.7493 | 2926.3539
-27.0326 | 2847.9495 | 2966.1394
-26.9738 | 2868.4472 | 2987.4878
-26.9151 | 2877.8832 | 2997.3154
-26.8563 | 2898.5997 | 3018.8916
-26.7976 | 2927.4826 | 3048.9731
-26.7388 | 2938.5641 | 3060.5145
-26.68 | 2963.4831 | 3086.4676
-26.6212 | 3003.9235 | 3128.5863
-26.5625 | 3025.8481 | 3151.4208
-26.5037 | 3043.0162 | 3169.3013
-26.4449 | 3067.28 | 3194.5721
-26.3862 | 3087.4809 | 3215.6114
-26.3274 | 3101.7536 | 3230.4764
-26.2687 | 3127.8422 | 3257.6476
-26.2099 | 3153.5339 | 3284.4056
-26.1511 | 3179.4037 | 3311.349
-26.0923 | 3209.8926 | 3343.1031
-26.0336 | 3236.8529 | 3371.1822
-25.9748 | 3260.2252 | 3395.5245
-25.916 | 3282.4872 | 3418.7104
-25.8573 | 3302.3111 | 3439.357
-25.7985 | 3318.4877 | 3456.2049
-25.7398 | 3341.4236 | 3480.0927
-25.681 | 3374.8662 | 3514.9231
-25.6222 | 3406.6642 | 3548.0408
-25.5634 | 3432.6528 | 3575.1079
-25.5047 | 3461.8731 | 3605.5408
-25.4459 | 3478.2476 | 3622.5948
-25.3871 | 3478.9808 | 3623.3585
-25.3284 | 3492.6994 | 3637.6464
-25.2696 | 3522.2364 | 3668.4092
-25.2109 | 3548.9196 | 3696.1997
-25.1521 | 3582.3424 | 3731.0096
-25.0933 | 3622.01 | 3772.3234
-25.0345 | 3654.7589 | 3806.4314
-24.9758 | 3690.7594 | 3843.9259
-24.917 | 3726.0454 | 3880.6763
-24.8583 | 3761.0742 | 3917.1588
-24.7995 | 3809.2258 | 3967.3087
-24.7407 | 3845.6034 | 4005.1959
-24.682 | 3857.8941 | 4017.9967
-24.6232 | 3873.099 | 4033.8326
-24.5644 | 3892.3271 | 4053.8587
-24.5056 | 3900.8914 | 4062.7784
-24.4469 | 3922.5983 | 4085.3862
-24.3881 | 3964.3281 | 4128.8477
-24.3294 | 3998.2268 | 4164.1533
-24.2706 | 4026.7535 | 4193.8638
-24.2118 | 4062.9915 | 4231.6056
-24.1531 | 4095.304 | 4265.2591
-24.0943 | 4115.9799 | 4286.793
-24.0355 | 4132.4741 | 4303.9718
-23.9767 | 4146.8854 | 4318.9811
-23.918 | 4162.3475 | 4335.0849
-23.8592 | 4178.4251 | 4351.8297
-23.8005 | 4202.9076 | 4377.3283
-23.7417 | 4243.1699 | 4419.2615
-23.6829 | 4279.8641 | 4457.4784
-23.6242 | 4313.5243 | 4492.5356
-23.5654 | 4357.4339 | 4538.2675
-23.5066 | 4393.5927 | 4575.9268
-23.4478 | 4420.1364 | 4603.5721
-23.3891 | 4460.28 | 4645.3816
-23.3303 | 4490.2741 | 4676.6205
-23.2716 | 4502.5243 | 4689.379
-23.2128 | 4526.0757 | 4713.9079
-23.154 | 4551.2915 | 4740.1701
-23.0953 | 4565.6642 | 4755.1392
-23.0365 | 4602.0198 | 4793.0036
-22.9777 | 4641.6478 | 4834.2762
-22.9189 | 4681.5342 | 4875.8178
-22.8602 | 4704.8065 | 4900.056
-22.8014 | 4741.4412 | 4938.2111
-22.7427 | 4763.6439 | 4961.3352
-22.6839 | 4784.4594 | 4983.0144
-22.6251 | 4808.8825 | 5008.4512
-22.5663 | 4852.6526 | 5054.0377
-22.5076 | 4889.6842 | 5092.6061
-22.4488 | 4917.437 | 5121.5107
-22.39 | 4945.3295 | 5150.5606
-22.3313 | 4979.248 | 5185.8868
-22.2725 | 5012.5718 | 5220.5935
-22.2138 | 5037.0939 | 5246.1333
-22.155 | 5074.0849 | 5284.6594
-22.0962 | 5120.3931 | 5332.8894
-22.0375 | 5164.0059 | 5378.3122
-21.9787 | 5208.3717 | 5424.5192
-21.9199 | 5249.109 | 5466.947
-21.8612 | 5288.6578 | 5508.1371
-21.8024 | 5329.9117 | 5551.103
-21.7436 | 5365.2175 | 5587.874
-21.6849 | 5382.2866 | 5605.6515
-21.6261 | 5397.9862 | 5622.0026
-21.5673 | 5423.8768 | 5648.9677
-21.5086 | 5436.5831 | 5662.2013
-21.4498 | 5454.7031 | 5681.0733
-21.391 | 5485.4493 | 5713.0954
-21.3323 | 5527.1582 | 5756.5353
-21.2735 | 5576.3618 | 5807.7808
-21.2147 | 5623.3428 | 5856.7116
-21.156 | 5660.9889 | 5895.9199
-21.0972 | 5716.1592 | 5953.3798
-21.0384 | 5776.8589 | 6016.5985
-20.9797 | 5820.7487 | 6062.3098
-20.9209 | 5874.0163 | 6117.7879
-20.8621 | 5918.5997 | 6164.2216
-20.8034 | 5938.3643 | 6184.8064
-20.7446 | 5954.2232 | 6201.3235
-20.6858 | 5969.1312 | 6216.8502
-20.6271 | 5991.234 | 6239.8702
-20.5683 | 6002.3353 | 6251.4322
-20.5095 | 6040.1188 | 6290.7838
-20.4508 | 6076.2391 | 6328.403
-20.392 | 6110.6326 | 6364.2238
-20.3332 | 6150.6772 | 6405.9303
-20.2745 | 6204.1416 | 6461.6134
-20.2157 | 6228.9418 | 6487.4428
-20.1569 | 6259.7868 | 6519.568
-20.0982 | 6303.4986 | 6565.0938
-20.0394 | 6331.6087 | 6594.3704
-19.9806 | 6364.8335 | 6628.9741
-19.9219 | 6419.1519 | 6685.5467
-19.8631 | 6447.638 | 6715.215
-19.8043 | 6453.486 | 6721.3057
-19.7456 | 6486.4724 | 6755.661
-19.6868 | 6533.5743 | 6804.7176
-19.628 | 6564.0433 | 6836.4511
-19.5693 | 6602.9777 | 6877.0013
-19.5105 | 6651.7241 | 6927.7706
-19.4517 | 6681.0038 | 6958.2654
-19.393 | 6694.7224 | 6972.5534
-19.3342 | 6716.4096 | 6995.1406
-19.2754 | 6750.6447 | 7030.7965
-19.2167 | 6784.9205 | 7066.4947
-19.1579 | 6815.5687 | 7098.4148
-19.0991 | 6862.3518 | 7147.1394
-19.0404 | 6906.024 | 7192.624
-18.9816 | 6935.9578 | 7223.8
-18.9228 | 6987.8963 | 7277.894
-18.8641 | 7028.1191 | 7319.786
-18.8053 | 7043.8593 | 7336.1794
-18.7465 | 7079.4431 | 7373.24
-18.6878 | 7133.3439 | 7429.3777
-18.629 | 7159.1939 | 7456.3005
-18.5702 | 7195.2736 | 7493.8774
-18.5115 | 7251.6718 | 7552.6162
-18.4527 | 7296.5136 | 7599.3189
-18.3939 | 7321.3732 | 7625.2102
-18.3352 | 7350.0384 | 7655.065
-18.2764 | 7400.371 | 7707.4864
-18.2176 | 7434.9633 | 7743.5143
-18.1589 | 7446.0251 | 7755.0352
-18.1001 | 7468.5246 | 7778.4684
-18.0413 | 7503.9304 | 7815.3435
-17.9826 | 7510.9876 | 7822.6936
-17.9238 | 7515.765 | 7827.6692
-17.865 | 7541.3182 | 7854.2829
-17.8063 | 7570.1219 | 7884.282
-17.7475 | 7596.6468 | 7911.9077
-17.6887 | 7628.5032 | 7945.0861
-17.63 | 7693.0689 | 8012.3313
-17.5712 | 7746.3958 | 8067.8712
-17.5124 | 7792.8227 | 8116.2249
-17.4537 | 7821.765 | 8146.3682
-17.3949 | 7852.0164 | 8177.8751
-17.3361 | 7865.3976 | 8191.8116
-17.2774 | 7905.5412 | 8233.6211
-17.2186 | 7962.1373 | 8292.566
-17.1598 | 8022.3235 | 8355.2499
-17.1011 | 8076.1649 | 8411.3257
-17.0423 | 8119.6975 | 8456.665
-16.9835 | 8149.2157 | 8487.4082
-16.9248 | 8180.6961 | 8520.195
-16.866 | 8209.8175 | 8550.5249
-16.8072 | 8244.9837 | 8587.1505
-16.7485 | 8287.7842 | 8631.7272
-16.6897 | 8329.7118 | 8675.3949
-16.6309 | 8355.364 | 8702.1116
-16.5722 | 8393.9995 | 8742.3504
-16.5134 | 8450.1415 | 8800.8224
-16.4546 | 8515.004 | 8868.3767
-16.3959 | 8569.6786 | 8925.3203
-16.3371 | 8628.6942 | 8986.785
-16.2783 | 8657.9156 | 9017.219
-16.2196 | 8666.4381 | 9026.0953
-16.1608 | 8679.5017 | 9039.701
-16.102 | 8713.8576 | 9075.4827
-16.0433 | 8739.9056 | 9102.6116
-15.9845 | 8780.0293 | 9144.4006
-15.9257 | 8806.2554 | 9171.715
-15.867 | 8853.0395 | 9220.4407
-15.8082 | 8871.3772 | 9239.5394
-15.7494 | 8903.0555 | 9272.5323
-15.6907 | 8954.9941 | 9326.6263
-15.6319 | 9022.0594 | 9396.4748
-15.5731 | 9045.7275 | 9421.1251
-15.5144 | 9093.9395 | 9471.338
-15.4556 | 9143.7378 | 9523.2029
-15.3968 | 9181.2641 | 9562.2866
-15.3381 | 9198.0145 | 9579.7321
-15.2793 | 9232.3892 | 9615.5334
-15.2205 | 9269.6583 | 9654.3491
-15.1618 | 9291.4048 | 9676.9981
-15.103 | 9314.0637 | 9700.5973
-15.0442 | 9368.48 | 9757.2719
-14.9855 | 9396.7077 | 9786.6711
-14.9267 | 9425.6719 | 9816.8372
-14.8679 | 9455.7837 | 9848.1987
-14.8092 | 9492.8142 | 9886.766
-14.7504 | 9531.5299 | 9927.0884
-14.6916 | 9584.0642 | 9981.8029
-14.6329 | 9633.524 | 10033.3153
-14.5741 | 9695.1964 | 10097.5471
-14.5153 | 9729.9867 | 10133.7812
-14.4566 | 9763.1918 | 10168.3643
-14.3978 | 9808.3106 | 10215.3555
-14.339 | 9818.2819 | 10225.7406
-14.2803 | 9835.1126 | 10243.2698
-14.2215 | 9881.401 | 10291.4792
-14.1627 | 9907.9259 | 10319.1049
-14.104 | 9915.0425 | 10326.5168
-14.0452 | 9966.327 | 10379.9296
-13.9864 | 10007.184 | 10422.4821
-13.9277 | 10055.0389 | 10472.323
-13.8689 | 10094.9627 | 10513.9036
-13.8101 | 10155.2874 | 10576.7318
-13.7514 | 10216.4234 | 10640.405
-13.6926 | 10278.4323 | 10704.9872
-13.6338 | 10328.3493 | 10756.9758
-13.5751 | 10416.0311 | 10848.2964
-13.5163 | 10461.4092 | 10895.5577
-13.4575 | 10475.3445 | 10910.0713
-13.3988 | 10497.0702 | 10932.6986
-13.34 | 10509.4432 | 10945.5851
-13.2812 | 10499.6219 | 10935.3562
-13.2225 | 10525.4615 | 10962.2681
-13.1637 | 10576.2867 | 11015.2026
-13.1049 | 10632.2465 | 11073.4847
-13.0462 | 10683.6862 | 11127.0591
-12.9874 | 10726.1169 | 11171.2507
-12.9286 | 10780.077 | 11227.4502
-12.8699 | 10810.4784 | 11259.1132
-12.8111 | 10808.7807 | 11257.3451
-12.7523 | 10822.2994 | 11271.4248
-12.6936 | 10847.3371 | 11297.5016
-12.6348 | 10849.2638 | 11299.5083
-12.576 | 10874.2598 | 11325.5416
-12.5173 | 10911.1498 | 11363.9625
-12.4585 | 10939.6348 | 11393.6296
-12.3997 | 10975.2229 | 11430.6946
-12.341 | 11024.34 | 11481.8501
-12.2822 | 11061.5111 | 11520.5638
-12.2234 | 11097.6928 | 11558.2471
-12.1647 | 11132.9372 | 11594.9541
-12.1059 | 11160.5578 | 11623.7209
-12.0471 | 11190.98 | 11655.4057
-11.9884 | 11231.286 | 11697.3844
-11.9296 | 11270.134 | 11737.8446
-11.8708 | 11297.1609 | 11765.9931
-11.8121 | 11322.1153 | 11791.983
-11.7533 | 11342.9765 | 11813.71
-11.6945 | 11354.3288 | 11825.5335
-11.6358 | 11366.5248 | 11838.2356
-11.577 | 11394.0933 | 11866.9482
-11.5182 | 11432.1393 | 11906.5731
-11.4595 | 11477.2779 | 11953.585
-11.4007 | 11546.3085 | 12025.4803
-11.3419 | 11600.8831 | 12082.3198
-11.2832 | 11660.0924 | 12143.9863
-11.2244 | 11698.4509 | 12183.9366
-11.1656 | 11719.2704 | 12205.6202
-11.1069 | 11722.0617 | 12208.5272
-11.0481 | 11733.539 | 12220.4809
-10.9893 | 11736.2157 | 12223.2686
-10.9306 | 11759.6702 | 12247.6965
-10.8718 | 11785.4786 | 12274.576
-10.8131 | 11812.8596 | 12303.0933
-10.7543 | 11854.6655 | 12346.6341
-10.6955 | 11893.2634 | 12386.8339
-10.6367 | 11912.2083 | 12406.565
-10.578 | 11942.9013 | 12438.5317
-10.5192 | 11986.6756 | 12484.1226
-10.4604 | 12023.3676 | 12522.3374
-10.4017 | 12051.134 | 12551.2561
-10.3429 | 12093.3668 | 12595.2416
-10.2842 | 12147.9206 | 12652.0593
-10.2254 | 12183.6753 | 12689.2978
-10.1666 | 12235.9378 | 12743.7292
-10.1078 | 12274.5878 | 12783.9832
-10.0491 | 12315.5292 | 12826.6237
-9.9903 | 12328.8292 | 12840.4756
-9.9315 | 12325.8609 | 12837.3841
-9.8728 | 12312.0818 | 12823.0332
-9.814 | 12339.7128 | 12851.8109
-9.7552 | 12373.7699 | 12887.2813
-9.6965 | 12407.7853 | 12922.7084
-9.6377 | 12445.8938 | 12962.3983
-9.5789 | 12477.2742 | 12995.081
-9.5202 | 12505.1447 | 13024.1082
-9.4614 | 12530.9531 | 13050.9876
-9.4026 | 12549.2522 | 13070.0462
-9.3439 | 12572.1652 | 13093.9101
-9.2851 | 12623.7924 | 13147.6798
-9.2263 | 12682.4288 | 13208.7496
-9.1676 | 12709.2474 | 13236.6812
-9.1088 | 12704.5919 | 13231.8325
-9.05 | 12743.4816 | 13272.336
-8.9913 | 12755.3755 | 13284.7236
-8.9325 | 12761.9161 | 13291.5356
-8.8737 | 12806.409 | 13337.875
-8.815 | 12909.6841 | 13445.436
-8.7562 | 12986.8072 | 13525.7597
-8.6974 | 13060.6808 | 13602.699
-8.6387 | 13096.4042 | 13639.905
-8.5799 | 13103.4864 | 13647.2811
-8.5212 | 13098.0186 | 13641.5863
-8.4624 | 13082.646 | 13625.5758
-8.4036 | 13070.023 | 13612.429
-8.3449 | 13099.862 | 13643.5063
-8.2861 | 13159.6858 | 13705.8127
-8.2273 | 13202.4289 | 13750.3297
-8.1685 | 13234.8404 | 13784.0863
-8.1098 | 13269.0954 | 13819.7628
-8.051 | 13291.4564 | 13843.0518
-7.9923 | 13295.0183 | 13846.7615
-7.9335 | 13305.6312 | 13857.8149
-7.8747 | 13312.88 | 13865.3645
-7.816 | 13318.2958 | 13871.0051
-7.7572 | 13325.6905 | 13878.7066
-7.6984 | 13337.8239 | 13891.3436
-7.6397 | 13353.6235 | 13907.7989
-7.5809 | 13393.3671 | 13949.1919
-7.5221 | 13444.4944 | 14002.4409
-7.4634 | 13502.3185 | 14062.6647
-7.4046 | 13554.1956 | 14116.6947
-7.3458 | 13593.1789 | 14157.2958
-7.2871 | 13607.8849 | 14172.6121
-7.2283 | 13620.435 | 14185.683
-7.1695 | 13637.8176 | 14203.787
-7.1108 | 13671.1039 | 14238.4548
-7.052 | 13724.21 | 14293.7647
-6.9932 | 13781.3988 | 14353.3268
-6.9345 | 13811.7481 | 14384.9356
-6.8757 | 13802.9058 | 14375.7264
-6.8169 | 13805.9469 | 14378.8937
-6.7582 | 13797.7712 | 14370.3787
-6.6994 | 13809.2693 | 14382.354
-6.6406 | 13857.1887 | 14432.2621
-6.5819 | 13918.2831 | 14495.8919
-6.5231 | 13929.2814 | 14507.3466
-6.4643 | 13948.9761 | 14527.8586
-6.4056 | 13943.0083 | 14521.6432
-6.3468 | 13908.8263 | 14486.0426
-6.288 | 13898.4842 | 14475.2713
-6.2293 | 13951.8819 | 14530.885
-6.1705 | 14003.7799 | 14584.9367
-6.1117 | 14051.2619 | 14634.3892
-6.053 | 14080.4863 | 14664.8265
-5.9942 | 14103.0452 | 14688.3216
-5.9354 | 14112.7728 | 14698.4529
-5.8767 | 14122.5109 | 14708.5951
-5.8179 | 14128.5203 | 14714.8539
-5.7591 | 14157.2449 | 14744.7706
-5.7004 | 14190.7395 | 14779.6552
-5.6416 | 14212.8298 | 14802.6622
-5.5828 | 14234.4513 | 14825.181
-5.5241 | 14258.3433 | 14850.0645
-5.4653 | 14268.4875 | 14860.6297
-5.4065 | 14275.2677 | 14867.6913
-5.3478 | 14270.1956 | 14862.4087
-5.289 | 14271.9453 | 14864.231
-5.2302 | 14298.264 | 14891.642
-5.1715 | 14331.2379 | 14925.9843
-5.1127 | 14342.736 | 14937.9596
-5.0539 | 14354.2134 | 14949.9132
-4.9952 | 14352.6095 | 14948.2428
-4.9364 | 14358.4939 | 14954.3714
-4.8776 | 14395.0818 | 14992.4777
-4.8189 | 14414.4329 | 15012.6319
-4.7601 | 14444.626 | 15044.078
-4.7013 | 14492.2434 | 15093.6715
-4.6426 | 14507.5118 | 15109.5735
-4.5838 | 14488.8168 | 15090.1027
-4.525 | 14514.9168 | 15117.2859
-4.4663 | 14569.5018 | 15174.1362
-4.4075 | 14580.9167 | 15186.0247
-4.3487 | 14614.2239 | 15220.7141
-4.29 | 14652.676 | 15260.7621
-4.2312 | 14662.3516 | 15270.8392
-4.1724 | 14636.0016 | 15243.3957
-4.1137 | 14660.9039 | 15269.3314
-4.0549 | 14683.5044 | 15292.8699
-3.9961 | 14716.8116 | 15327.5593
-3.9374 | 14772.8131 | 15385.8848
-3.8786 | 14829.9185 | 15445.3601
-3.8198 | 14854.5396 | 15471.003
-3.7611 | 14856.6017 | 15473.1507
-3.7023 | 14865.267 | 15482.1756
-3.6435 | 14857.1746 | 15473.7473
-3.5848 | 14830.8767 | 15446.3581
-3.526 | 14807.1409 | 15421.6372
-3.4672 | 14793.2889 | 15407.2104
-3.4085 | 14756.7323 | 15369.1367
-3.3497 | 14732.2675 | 15343.6566
-3.2909 | 14765.835 | 15378.6172
-3.2322 | 14826.8877 | 15442.2036
-3.1734 | 14869.131 | 15486.1999
-3.1146 | 14933.1207 | 15552.8452
-3.0559 | 14993.434 | 15615.6615
-2.9971 | 15001.5994 | 15624.1657
-2.9383 | 14982.2066 | 15603.9682
-2.8796 | 14978.0823 | 15599.6727
-2.8208 | 14956.5961 | 15577.2949
-2.762 | 14962.4494 | 15583.391
-2.7033 | 14937.0264 | 15556.913
-2.6445 | 14928.4236 | 15547.9531
-2.5857 | 14946.0874 | 15566.35
-2.527 | 14975.1661 | 15596.6355
-2.4682 | 14974.3537 | 15595.7894
-2.4094 | 15025.9184 | 15649.494
-2.3507 | 15064.2143 | 15689.3792
-2.2919 | 15083.5654 | 15709.5334
-2.2331 | 15099.2504 | 15725.8693
-2.1744 | 15118.1432 | 15745.5462
-2.1156 | 15128.5061 | 15756.3391
-2.0568 | 15146.5449 | 15775.1265
-1.9981 | 15172.1971 | 15801.8432
-1.9393 | 15206.577 | 15837.6499
-1.8805 | 15243.8002 | 15876.4179
-1.8218 | 15273.7225 | 15907.582
-1.763 | 15308.4044 | 15943.7032
-1.7042 | 15336.4416 | 15972.9039
-1.6455 | 15364.0309 | 16001.6382
-1.5867 | 15396.5049 | 16035.4599
-1.5279 | 15432.8845 | 16073.3492
-1.4692 | 15451.5378 | 16092.7766
-1.4104 | 15453.7145 | 16095.0437
-1.3516 | 15458.6929 | 16100.2286
-1.2929 | 15445.3096 | 16086.29
-1.2341 | 15410.6589 | 16050.2012
-1.1753 | 15376.956 | 16015.0996
-1.1166 | 15373.3315 | 16011.3248
-1.0578 | 15374.7792 | 16012.8326
-0.99903 | 15359.9899 | 15997.4295
-0.94026 | 15366.1973 | 16003.8945
-0.8815 | 15396.6507 | 16035.6117
-0.82273 | 15412.1066 | 16051.709
-0.76397 | 15429.635 | 16069.9649
-0.7052 | 15491.4481 | 16134.3431
-0.64643 | 15550.5532 | 16195.9011
-0.58767 | 15577.6009 | 16224.0714
-0.5289 | 15589.474 | 16236.4372
-0.47013 | 15579.2778 | 16225.8178
-0.41137 | 15537.0345 | 16181.8214
-0.3526 | 15492.1563 | 16135.0808
-0.29383 | 15468.3684 | 16110.3057
-0.23507 | 15473.5967 | 16115.751
-0.1763 | 15501.6548 | 16144.9734
-0.11753 | 15583.7979 | 16230.5255
-0.058767 | 15663.3164 | 16313.344
5.8264e-13 | 15707.3823 | 16359.2386
0.058767 | 15720.4114 | 16372.8085
0.11753 | 15710.1214 | 16362.0914
0.1763 | 15656.7341 | 16306.4886
0.23507 | 15583.8812 | 16230.6122
0.29383 | 15506.0707 | 16149.5726
0.3526 | 15450.7254 | 16091.9305
0.41137 | 15410.1486 | 16049.6697
0.47013 | 15372.4567 | 16010.4136
0.5289 | 15361.2606 | 15998.7529
0.58767 | 15394.1303 | 16032.9867
0.64643 | 15421.98 | 16061.9922
0.7052 | 15397.3589 | 16036.3493
0.76397 | 15344.5341 | 15981.3322
0.82273 | 15320.2255 | 15956.0148
0.8815 | 15323.4333 | 15959.3558
0.94026 | 15340.8055 | 15977.4489
0.99903 | 15388.2979 | 16026.9123
1.0578 | 15436.811 | 16077.4386
1.1166 | 15432.9262 | 16073.3926
1.1753 | 15390.3184 | 16029.0166
1.2341 | 15337.8893 | 15974.4117
1.2929 | 15299.7808 | 15934.7217
1.3516 | 15288.2514 | 15922.7138
1.4104 | 15296.8334 | 15931.6519
1.4692 | 15309.1439 | 15944.4734
1.5279 | 15330.8696 | 15967.1007
1.5867 | 15340.1494 | 15976.7655
1.6455 | 15334.7544 | 15971.1467
1.7042 | 15321.017 | 15956.8392
1.763 | 15303.5927 | 15938.6918
1.8218 | 15275.618 | 15909.5562
1.8805 | 15244.8 | 15877.4592
1.9393 | 15238.5927 | 15870.9943
1.9981 | 15232.8019 | 15864.9632
2.0568 | 15212.5031 | 15843.822
2.1156 | 15192.5376 | 15823.0279
2.1744 | 15215.4714 | 15846.9134
2.2331 | 15193.9852 | 15824.5356
2.2919 | 15174.5404 | 15804.2839
2.3507 | 15163.7401 | 15793.0353
2.4094 | 15140.7646 | 15769.1063
2.4682 | 15077.306 | 15703.0142
2.527 | 15049.5709 | 15674.128
2.5857 | 15064.4226 | 15689.5962
2.6445 | 15101.1355 | 15727.8326
2.7033 | 15148.7321 | 15777.4044
2.762 | 15193.9436 | 15824.4922
2.8208 | 15214.7215 | 15846.1324
2.8796 | 15176.1235 | 15805.9326
2.9383 | 15135.63 | 15763.7586
2.9971 | 15102.3645 | 15729.1126
3.0559 | 15083.5029 | 15709.4683
3.1146 | 15082.024 | 15707.928
3.1734 | 15092.314 | 15718.645
3.2322 | 15064.4226 | 15689.5962
3.2909 | 15040.6244 | 15664.8103
3.3497 | 15023.8979 | 15647.3896
3.4085 | 15012.7122 | 15635.7397
3.4672 | 15010.5146 | 15633.451
3.526 | 15035.0211 | 15658.9745
3.5848 | 15066.0682 | 15691.31
3.6435 | 15093.0639 | 15719.426
3.7023 | 15113.0815 | 15740.2744
3.7611 | 15118.8098 | 15746.2404
3.8198 | 15097.282 | 15723.8192
3.8786 | 15026.6891 | 15650.2967
3.9374 | 14969.6566 | 15590.8973
3.9961 | 14916.113 | 15535.1317
4.0549 | 14874.7238 | 15492.0249
4.1137 | 14855.102 | 15471.5887
4.1724 | 14852.5607 | 15468.942
4.2312 | 14789.0292 | 15402.7739
4.29 | 14738.5685 | 15350.2191
4.3487 | 14689.8263 | 15299.4541
4.4075 | 14640.605 | 15248.1902
4.4663 | 14605.8502 | 15211.993
4.525 | 14616.9942 | 15223.5995
4.5838 | 14613.6614 | 15220.1284
4.6426 | 14614.4426 | 15220.9419
4.7013 | 14619.2751 | 15225.975
4.7601 | 14623.9931 | 15230.8888
4.8189 | 14628.232 | 15235.3037
4.8776 | 14643.1255 | 15250.8152
4.9364 | 14660.3727 | 15268.7782
4.9952 | 14646.1562 | 15253.9717
5.0539 | 14614.5363 | 15221.0396
5.1127 | 14587.6552 | 15193.0429
5.1715 | 14571.5744 | 15176.2948
5.2302 | 14551.8901 | 15155.7935
5.289 | 14575.2301 | 15180.1021
5.3478 | 14618.7544 | 15225.4327
5.4065 | 14653.2905 | 15261.4021
5.4653 | 14670.9127 | 15279.7556
5.5241 | 14693.232 | 15303.0012
5.5828 | 14702.2931 | 15312.4383
5.6416 | 14696.2107 | 15306.1035
5.7004 | 14672.2666 | 15281.1657
5.7591 | 14624.2327 | 15231.1383
5.8179 | 14556.6289 | 15160.729
5.8767 | 14487.6399 | 15088.877
5.9354 | 14418.776 | 15017.1552
5.9942 | 14360.6082 | 14956.5734
6.053 | 14322.9059 | 14917.3065
6.1117 | 14305.5233 | 14899.2025
6.1705 | 14299.7325 | 14893.1714
6.2293 | 14306.1169 | 14899.8208
6.288 | 14306.3565 | 14900.0702
6.3468 | 14292.0254 | 14885.1445
6.4056 | 14279.0796 | 14871.6614
6.4643 | 14265.8004 | 14857.8312
6.5231 | 14254.948 | 14846.5284
6.5819 | 14256.1249 | 14847.7541
6.6406 | 14266.0712 | 14858.1132
6.6994 | 14258.1246 | 14849.8368
6.7582 | 14244.2518 | 14835.3883
6.8169 | 14216.5896 | 14806.578
6.8757 | 14166.2747 | 14754.1751
6.9345 | 14095.3486 | 14680.3055
6.9932 | 14015.3822 | 14597.0205
7.052 | 13959.162 | 14538.4672
7.1108 | 13916.7001 | 14494.2431
7.1695 | 13898.3176 | 14475.0978
7.2283 | 13912.909 | 14490.2947
7.2871 | 13950.7154 | 14529.6701
7.3458 | 13942.8625 | 14521.4913
7.4046 | 13934.2597 | 14512.5315
7.4634 | 13925.3758 | 14503.2788
7.5221 | 13900.7755 | 14477.6577
7.5809 | 13855.7202 | 14430.7326
7.6397 | 13811.8314 | 14385.0224
7.6984 | 13742.0509 | 14312.346
7.7572 | 13670.7394 | 14238.0751
7.816 | 13628.4962 | 14194.0788
7.8747 | 13597.1991 | 14161.4829
7.9335 | 13572.7343 | 14136.0027
7.9923 | 13568.1204 | 14131.1974
8.051 | 13566.5269 | 14129.5378
8.1098 | 13549.915 | 14112.2365
8.1685 | 13543.2182 | 14105.2617
8.2273 | 13533.8967 | 14095.5534
8.2861 | 13507.9946 | 14068.5764
8.3449 | 13464.4183 | 14023.1916
8.4036 | 13408.2189 | 13964.66
8.4624 | 13348.7284 | 13902.7007
8.5212 | 13307.8496 | 13860.1253
8.5799 | 13292.1438 | 13843.7677
8.6387 | 13294.6434 | 13846.371
8.6974 | 13297.5387 | 13849.3866
8.7562 | 13285.9989 | 13837.3679
8.815 | 13280.0415 | 13831.1632
8.8737 | 13275.2194 | 13826.141
8.9325 | 13250.9003 | 13800.8127
8.9913 | 13224.113 | 13772.9137
9.05 | 13203.46 | 13751.4036
9.1088 | 13166.4243 | 13712.8309
9.1676 | 13122.9312 | 13667.5329
9.2263 | 13109.2147 | 13653.2471
9.2851 | 13090.8947 | 13634.1668
9.3439 | 13068.7732 | 13611.1273
9.4026 | 13052.1613 | 13593.826
9.4614 | 13040.7465 | 13581.9375
9.5202 | 13018.7396 | 13559.0173
9.5789 | 12998.2845 | 13537.7133
9.6377 | 12975.684 | 13514.1749
9.6965 | 12944.7514 | 13481.9586
9.7552 | 12896.3321 | 13431.5299
9.814 | 12838.7996 | 13371.6098
9.8728 | 12790.4428 | 13321.2462
9.9315 | 12733.2124 | 13261.6407
9.9903 | 12639.7898 | 13164.3411
10.0491 | 12559.5631 | 13080.7849
10.1078 | 12504.8843 | 13023.837
10.1666 | 12470.7856 | 12988.3232
10.2254 | 12454.9861 | 12971.868
10.2842 | 12466.026 | 12983.366
10.3429 | 12483.8356 | 13001.9148
10.4017 | 12488.7723 | 13007.0564
10.4604 | 12475.1703 | 12992.8899
10.5192 | 12448.9974 | 12965.6308
10.578 | 12425.3554 | 12941.0076
10.6367 | 12385.4659 | 12899.4628
10.6955 | 12336.1405 | 12848.0903
10.7543 | 12288.471 | 12798.4426
10.8131 | 12271.9737 | 12781.2606
10.8718 | 12262.1836 | 12771.0642
10.9306 | 12245.7695 | 12753.969
10.9893 | 12230.824 | 12738.4032
11.0481 | 12220.9714 | 12728.1417
11.1069 | 12183.9148 | 12689.5473
11.1656 | 12150.4202 | 12654.6626
11.2244 | 12133.2667 | 12636.7973
11.2832 | 12109.6142 | 12612.1632
11.3419 | 12056.9664 | 12557.3305
11.4007 | 11990.2167 | 12487.8107
11.4595 | 11922.6754 | 12417.4664
11.5182 | 11871.9335 | 12364.6188
11.577 | 11827.9822 | 12318.8435
11.6358 | 11798.7994 | 12288.4496
11.6945 | 11785.5203 | 12274.6194
11.7533 | 11784.8849 | 12273.9577
11.8121 | 11768.1689 | 12256.5479
11.8708 | 11737.0489 | 12224.1364
11.9296 | 11697.1073 | 12182.5373
11.9884 | 11657.4991 | 12141.2853
12.0471 | 11586.2292 | 12067.0578
12.1059 | 11507.6481 | 11985.2155
12.1647 | 11453.9483 | 11929.2872
12.2234 | 11423.8281 | 11897.917
12.2822 | 11398.8946 | 11871.9488
12.341 | 11393.4268 | 11866.254
12.3997 | 11388.5838 | 11861.21
12.4585 | 11371.3365 | 11843.247
12.5173 | 11328.4059 | 11798.5348
12.576 | 11272.1233 | 11739.9164
12.6348 | 11214.5179 | 11679.9204
12.6936 | 11164.8904 | 11628.2334
12.7523 | 11122.9284 | 11584.5299
12.8111 | 11085.2261 | 11545.263
12.8699 | 11047.93 | 11506.4191
12.9286 | 11022.6007 | 11480.0386
12.9874 | 11000.9687 | 11457.5089
13.0462 | 10975.1604 | 11430.6295
13.1049 | 10953.0181 | 11407.5683
13.1637 | 10930.4592 | 11384.0732
13.2225 | 10895.5481 | 11347.7133
13.2812 | 10855.5441 | 11306.0492
13.34 | 10819.8206 | 11268.8432
13.3988 | 10787.305 | 11234.9782
13.4575 | 10766.4125 | 11213.2186
13.5163 | 10751.2691 | 11197.4468
13.5751 | 10730.8765 | 11176.2079
13.6338 | 10701.5271 | 11145.6404
13.6926 | 10681.8635 | 11125.1609
13.7514 | 10653.0244 | 11095.1249
13.8101 | 10597.7728 | 11037.5804
13.8689 | 10556.2795 | 10994.3651
13.9277 | 10523.0556 | 10959.7624
13.9864 | 10474.5738 | 10909.2686
14.0452 | 10416.6039 | 10848.893
14.104 | 10369.3052 | 10799.6314
14.1627 | 10321.1931 | 10749.5227
14.2215 | 10277.5605 | 10704.0793
14.2803 | 10226.8312 | 10651.2446
14.339 | 10173.5449 | 10595.747
14.3978 | 10128.9614 | 10549.3133
14.4566 | 10094.9033 | 10513.8418
14.5153 | 10074.7222 | 10492.8231
14.5741 | 10067.9639 | 10485.7844
14.6329 | 10065.5247 | 10483.2439
14.6916 | 10039.8715 | 10456.5262
14.7504 | 9963.6504 | 10377.1418
14.8092 | 9865.2255 | 10274.6323
14.8679 | 9786.3256 | 10192.4581
14.9267 | 9723.9408 | 10127.4843
14.9855 | 9678.1669 | 10079.8108
15.0442 | 9653.8635 | 10054.4988
15.103 | 9616.5153 | 10015.6007
15.1618 | 9540.9659 | 9936.916
15.2205 | 9480.9203 | 9874.3785
15.2793 | 9445.7322 | 9837.7301
15.3381 | 9418.773 | 9809.652
15.3968 | 9401.8434 | 9792.0199
15.4556 | 9406.8582 | 9797.2428
15.5144 | 9396.4109 | 9786.362
15.5731 | 9367.0125 | 9755.7435
15.6319 | 9316.7789 | 9703.4252
15.6907 | 9254.6919 | 9638.7616
15.7494 | 9187.8047 | 9569.0986
15.8082 | 9134.3008 | 9513.3743
15.867 | 9090.6286 | 9467.8897
15.9257 | 9061.5478 | 9437.6021
15.9845 | 9038.7296 | 9413.8369
16.0433 | 9017.9746 | 9392.2205
16.102 | 8985.0476 | 9357.9271
16.1608 | 8949.5616 | 9320.9684
16.2196 | 8917.1907 | 9287.2541
16.2783 | 8883.946 | 9252.6298
16.3371 | 8842.8318 | 9209.8093
16.3959 | 8785.5014 | 9150.0997
16.4546 | 8726.6046 | 9088.7587
16.5134 | 8678.2144 | 9038.3603
16.5722 | 8637.6355 | 8996.0973
16.6309 | 8601.5152 | 8958.4781
16.6897 | 8584.7054 | 8940.9707
16.7485 | 8574.6945 | 8930.5443
16.8072 | 8564.0493 | 8919.4574
16.866 | 8550.2703 | 8905.1065
16.9248 | 8536.0382 | 8890.2838
16.9835 | 8506.9949 | 8860.0352
17.0423 | 8476.8831 | 8828.6737
17.1011 | 8447.8617 | 8798.4479
17.1598 | 8412.5163 | 8761.6357
17.2186 | 8363.4523 | 8710.5355
17.2774 | 8317.8169 | 8663.0063
17.3361 | 8263.4797 | 8606.4141
17.3949 | 8201.7084 | 8542.0792
17.4537 | 8148.4429 | 8486.6033
17.5124 | 8109.7856 | 8446.3417
17.5712 | 8064.825 | 8399.5153
17.63 | 8018.2398 | 8350.9967
17.6887 | 7972.169 | 8303.0141
17.7475 | 7930.4997 | 8259.6154
17.8063 | 7893.8055 | 8221.3985
17.865 | 7861.393 | 8187.6408
17.9238 | 7826.9392 | 8151.7571
17.9826 | 7789.1556 | 8112.4056
18.0413 | 7739.8343 | 8061.0375
18.1001 | 7690.9286 | 8010.1022
18.1589 | 7662.5207 | 7980.5153
18.2176 | 7638.6724 | 7955.6773
18.2764 | 7611.4945 | 7927.3715
18.3352 | 7594.2274 | 7909.3879
18.3939 | 7570.2407 | 7884.4056
18.4527 | 7517.0138 | 7828.9698
18.5115 | 7459.6636 | 7769.2396
18.5702 | 7415.932 | 7723.6932
18.629 | 7374.3022 | 7680.3358
18.6878 | 7344.131 | 7648.9124
18.7465 | 7338.4215 | 7642.966
18.8053 | 7334.4367 | 7638.8158
18.8641 | 7311.5008 | 7614.9281
18.9228 | 7268.2244 | 7569.8557
18.9816 | 7216.7233 | 7516.2173
19.0404 | 7162.108 | 7459.3355
19.0991 | 7105.0953 | 7399.9567
19.1579 | 7052.3433 | 7345.0156
19.2167 | 7028.0597 | 7319.7242
19.2754 | 7019.3767 | 7310.6809
19.3342 | 6999.4539 | 7289.9312
19.393 | 6969.1035 | 7258.3213
19.4517 | 6925.4511 | 7212.8573
19.5105 | 6888.4997 | 7174.3725
19.5693 | 6845.7399 | 7129.8381
19.628 | 6806.1317 | 7088.5861
19.6868 | 6780.1431 | 7061.5191
19.7456 | 6772.2923 | 7053.3424
19.8043 | 6747.79 | 7027.8233
19.8631 | 6719.958 | 6998.8362
19.9219 | 6694.8214 | 6972.6565
19.9806 | 6663.1431 | 6939.6635
20.0394 | 6620.5614 | 6895.3147
20.0982 | 6573.6387 | 6846.4447
20.1569 | 6524.4757 | 6795.2415
20.2157 | 6478.0477 | 6746.8867
20.2745 | 6443.2575 | 6710.6526
20.3332 | 6421.9463 | 6688.4571
20.392 | 6404.898 | 6670.7012
20.4508 | 6388.1861 | 6653.2958
20.5095 | 6369.7494 | 6634.094
20.5683 | 6347.1905 | 6610.5989
20.6271 | 6316.9797 | 6579.1344
20.6858 | 6275.5666 | 6536.0026
20.7446 | 6220.2192 | 6478.3583
20.8034 | 6156.6835 | 6412.1859
20.8621 | 6099.274 | 6352.3938
20.9209 | 6053.8375 | 6305.0717
20.9797 | 6015.7165 | 6265.3687
21.0384 | 5989.7873 | 6238.3635
21.0972 | 5973.0358 | 6220.9168
21.156 | 5950.9519 | 6197.9164
21.2147 | 5918.58 | 6164.201
21.2735 | 5879.6851 | 6123.6921
21.3323 | 5848.4037 | 6091.1124
21.391 | 5831.6324 | 6073.6452
21.4498 | 5818.747 | 6060.225
21.5086 | 5809.2714 | 6050.3562
21.5673 | 5804.5534 | 6045.4424
21.6261 | 5793.4916 | 6033.9215
21.6849 | 5760.7031 | 5999.7723
21.7436 | 5700.141 | 5936.6968
21.8024 | 5634.4254 | 5868.2541
21.8612 | 5584.0335 | 5815.7709
21.9199 | 5533.4228 | 5763.0599
21.9787 | 5485.4493 | 5713.0954
22.0375 | 5468.4999 | 5695.4426
22.0962 | 5461.4031 | 5688.0513
22.155 | 5437.634 | 5663.2958
22.2138 | 5405.2611 | 5629.5794
22.2725 | 5371.7789 | 5594.7077
22.3313 | 5341.0922 | 5562.7475
22.39 | 5312.0104 | 5532.4588
22.4488 | 5284.4158 | 5503.7191
22.5076 | 5261.5788 | 5479.9344
22.5663 | 5239.7126 | 5457.1606
22.6251 | 5204.2682 | 5420.2454
22.6839 | 5158.1777 | 5372.2421
22.7427 | 5110.779 | 5322.8763
22.8014 | 5063.5991 | 5273.7384
22.8602 | 5017.9439 | 5226.1885
22.9189 | 4974.8279 | 5181.2832
22.9777 | 4929.985 | 5134.5794
23.0365 | 4883.3206 | 5085.9784
23.0953 | 4856.8957 | 5058.4569
23.154 | 4840.4212 | 5041.2987
23.2128 | 4816.573 | 5016.4608
23.2716 | 4794.4901 | 4993.4614
23.3303 | 4778.1354 | 4976.428
23.3891 | 4747.9038 | 4944.9418
23.4478 | 4711.2898 | 4906.8084
23.5066 | 4682.3465 | 4876.6639
23.5654 | 4660.8968 | 4854.3241
23.6242 | 4642.8976 | 4835.5779
23.6829 | 4620.12 | 4811.855
23.7417 | 4595.6573 | 4786.3771
23.8005 | 4573.3754 | 4763.1705
23.8592 | 4543.0647 | 4731.6018
23.918 | 4504.2688 | 4691.1959
23.9767 | 4466.5248 | 4651.8856
24.0355 | 4421.0883 | 4604.5635
24.0943 | 4362.1926 | 4543.2236
24.1531 | 4306.1297 | 4484.834
24.2118 | 4259.3861 | 4436.1506
24.2706 | 4215.3765 | 4390.3146
24.3294 | 4177.5336 | 4350.9012
24.3881 | 4148.3132 | 4320.4682
24.4469 | 4120.3021 | 4291.2946
24.5056 | 4089.3571 | 4259.0654
24.5644 | 4057.936 | 4226.3404
24.6232 | 4034.6033 | 4202.0394
24.682 | 4020.3702 | 4187.2155
24.7407 | 4001.3389 | 4167.3944
24.7995 | 3980.8609 | 4146.0666
24.8583 | 3968.3327 | 4133.0185
24.917 | 3944.0084 | 4107.6848
24.9758 | 3905.3126 | 4067.383
25.0345 | 3882.0788 | 4043.185
25.0933 | 3871.9887 | 4032.6762
25.1521 | 3854.9196 | 4014.8987
25.2109 | 3831.5681 | 3990.5782
25.2696 | 3805.6775 | 3963.6131
25.3284 | 3774.4949 | 3931.1365
25.3871 | 3744.6997 | 3900.1047
25.4459 | 3725.986 | 3880.6145
25.5047 | 3719.9995 | 3874.3795
25.5634 | 3722.7938 | 3877.2898
25.6222 | 3722.4772 | 3876.96
25.681 | 3702.6731 | 3856.334
25.7398 | 3661.4797 | 3813.4311
25.7985 | 3620.4248 | 3770.6724
25.8573 | 3582.6798 | 3731.361
25.916 | 3538.5317 | 3685.3807
25.9748 | 3494.7418 | 3639.7736
26.0336 | 3455.6678 | 3599.0781
26.0923 | 3414.891 | 3556.609
26.1511 | 3385.4322 | 3525.9276
26.2099 | 3379.6842 | 3519.9411
26.2687 | 3371.6157 | 3511.5377
26.3274 | 3357.4815 | 3496.8169
26.3862 | 3347.9851 | 3486.9265
26.4449 | 3329.1725 | 3467.3331
26.5037 | 3290.9921 | 3427.5683
26.5625 | 3264.7255 | 3400.2116
26.6212 | 3250.8683 | 3385.7794
26.68 | 3232.2338 | 3366.3715
26.7388 | 3213.7388 | 3347.109
26.7976 | 3199.0891 | 3331.8513
26.8563 | 3172.6444 | 3304.3091
26.9151 | 3135.3951 | 3265.514
26.9738 | 3091.5053 | 3219.8027
27.0326 | 3041.5289 | 3167.7524
27.0914 | 2989.4716 | 3113.5347
27.1502 | 2959.3587 | 3082.1721
27.2089 | 2950.0029 | 3072.428
27.2677 | 2955.1958 | 3077.8365
27.3265 | 2961.976 | 3084.898
27.3852 | 2961.3615 | 3084.258
27.444 | 2942.5687 | 3064.6853
27.5027 | 2917.4519 | 3038.5261
27.5615 | 2890.2729 | 3010.2192
27.6203 | 2849.0795 | 2967.3163
27.679 | 2808.8765 | 2925.4449
27.7378 | 2783.5619 | 2899.0797
27.7966 | 2751.7242 | 2865.9208
27.8553 | 2709.857 | 2822.316
27.9141 | 2676.7706 | 2787.8566
27.9729 | 2659.2661 | 2769.6257
28.0316 | 2653.3389 | 2763.4525
28.0904 | 2646.0245 | 2755.8345
28.1492 | 2642.4948 | 2752.1584
28.2079 | 2646.1432 | 2755.9582
28.2667 | 2637.3217 | 2746.7706
28.3255 | 2603.1449 | 2711.1754
28.3842 | 2570.3168 | 2676.985
28.443 | 2544.7636 | 2650.3713
28.5018 | 2529.1234 | 2634.082
28.5605 | 2517.5857 | 2622.0655
28.6193 | 2508.962 | 2613.084
28.6781 | 2504.3232 | 2608.2526
28.7368 | 2495.6204 | 2599.1887
28.7956 | 2475.7174 | 2578.4596
28.8544 | 2445.9023 | 2547.4073
28.9131 | 2413.9262 | 2514.1041
28.9719 | 2385.5589 | 2484.5596
29.0307 | 2356.3781 | 2454.1678
29.0894 | 2327.7327 | 2424.3336
29.1482 | 2308.2265 | 2404.0179
29.207 | 2295.3212 | 2390.5771
29.2657 | 2285.1312 | 2379.9641
29.3245 | 2287.9266 | 2382.8755
29.3833 | 2292.0499 | 2387.17
29.442 | 2280.7506 | 2375.4018
29.5008 | 2267.2497 | 2361.3405
29.5596 | 2247.4862 | 2340.7569
29.6183 | 2203.8536 | 2295.3135
29.6771 | 2164.186 | 2253.9997
29.7359 | 2151.3005 | 2240.5795
29.7946 | 2134.7875 | 2223.3812
29.8534 | 2109.6509 | 2197.2015
29.9122 | 2090.6998 | 2177.4639
29.9709 | 2073.0558 | 2159.0876
30.0297 | 2047.6223 | 2132.5987
30.0885 | 2017.0939 | 2100.8033
30.1472 | 1993.9986 | 2076.7496
30.206 | 1984.622 | 2066.9838
30.2648 | 1970.0514 | 2051.8085
30.3235 | 1953.6374 | 2034.7133
30.3823 | 1950.1879 | 2031.1207
30.4411 | 1944.7565 | 2025.4639
30.4998 | 1928.382 | 2008.4099
30.5586 | 1912.7606 | 1992.1401
30.6174 | 1896.684 | 1975.3964
30.6761 | 1877.0382 | 1954.9353
30.7349 | 1861.8333 | 1939.0994
30.7937 | 1855.7874 | 1932.8026
30.8524 | 1857.7298 | 1934.8256
30.9112 | 1856.5404 | 1933.5868
30.97 | 1844.5673 | 1921.1169
31.0287 | 1815.6438 | 1890.993
31.0875 | 1780.9525 | 1854.862
31.1463 | 1746.7163 | 1819.205
31.205 | 1717.0794 | 1788.3382
31.2638 | 1698.5844 | 1769.0757
31.3226 | 1696.265 | 1766.66
31.3813 | 1695.036 | 1765.38
31.4401 | 1689.6036 | 1759.7221
31.4989 | 1688.6923 | 1758.773
31.5576 | 1688.3548 | 1758.4215
31.6164 | 1683.0421 | 1752.8884
31.6752 | 1667.6196 | 1736.8258
31.7339 | 1649.9568 | 1718.43
31.7927 | 1632.4315 | 1700.1774
31.8515 | 1613.4012 | 1680.3573
31.9102 | 1598.6129 | 1664.9554
31.969 | 1596.0748 | 1662.3119
32.0278 | 1585.6879 | 1651.494
32.0865 | 1563.505 | 1628.3905
32.1453 | 1547.0108 | 1611.2117
32.2041 | 1532.084 | 1595.6655
32.2628 | 1516.2053 | 1579.1278
32.3216 | 1510.7332 | 1573.4287
32.3804 | 1509.9011 | 1572.562
32.4391 | 1499.5527 | 1561.7842
32.4979 | 1487.6588 | 1549.3967
32.5567 | 1475.8242 | 1537.071
32.6154 | 1461.8681 | 1522.5357
32.6742 | 1446.9997 | 1507.0502
32.733 | 1433.9955 | 1493.5063
32.7917 | 1420.456 | 1479.4049
32.8505 | 1404.6367 | 1462.9291
32.9093 | 1387.5884 | 1445.1733
32.968 | 1374.6831 | 1431.7325
33.0268 | 1360.2115 | 1416.6603
33.0856 | 1339.7929 | 1395.3943
33.1443 | 1323.0018 | 1377.9064
33.2031 | 1312.9711 | 1367.4594
33.2619 | 1306.3701 | 1360.5845
33.3206 | 1299.3525 | 1353.2756
33.3794 | 1291.3236 | 1344.9135
33.4382 | 1274.5127 | 1327.405
33.4969 | 1251.4779 | 1303.4142
33.5557 | 1226.8568 | 1277.7714
33.6145 | 1216.6272 | 1267.1172
33.6732 | 1214.7244 | 1265.1354
33.732 | 1218.9862 | 1269.5741
33.7908 | 1234.4691 | 1285.6996
33.8495 | 1245.1934 | 1296.869
33.9083 | 1236.0345 | 1287.3299
33.9671 | 1219.5611 | 1270.1729
34.0258 | 1199.1029 | 1248.8657
34.0846 | 1164.3522 | 1212.6728
34.1434 | 1132.1584 | 1179.143
34.2021 | 1111.0462 | 1157.1546
34.2609 | 1096.7724 | 1142.2885
34.3197 | 1085.0764 | 1130.107
34.3784 | 1078.1577 | 1122.9012
34.4372 | 1077.7421 | 1122.4684
34.496 | 1074.1541 | 1118.7315
34.5547 | 1065.3326 | 1109.5439
34.6135 | 1058.0567 | 1101.9661
34.6723 | 1053.5564 | 1097.279
34.731 | 1046.6575 | 1090.0938
34.7898 | 1047.0741 | 1090.5277
34.8486 | 1043.4268 | 1086.729
34.9073 | 1024.5347 | 1067.0529
34.9661 | 1006.0985 | 1047.8516
35.0249 | 986.4928 | 1027.4322
35.0836 | 962.7636 | 1002.7183
35.1424 | 944.8429 | 984.0538
35.2012 | 944.5654 | 983.7649
35.2599 | 947.1425 | 986.4489
35.3187 | 945.2394 | 984.4668
35.3775 | 941.7702 | 980.8537
35.4362 | 943.5344 | 982.6911
35.495 | 942.246 | 981.3492
35.5538 | 929.7173 | 968.3005
35.6125 | 909.8737 | 947.6334
35.6713 | 898.2173 | 935.4933
35.7301 | 889.0983 | 925.9959
35.7888 | 873.7547 | 910.0155
35.8476 | 867.3912 | 903.3879
35.9064 | 875.0234 | 911.3369
35.9651 | 869.889 | 905.9894
36.0239 | 855.9132 | 891.4336
36.0827 | 846.3582 | 881.4821
36.1414 | 830.5784 | 865.0474
36.2002 | 813.1136 | 846.8578
36.259 | 806.5123 | 839.9826
36.3177 | 807.0079 | 840.4988
36.3765 | 810.3779 | 844.0086
36.4353 | 814.3427 | 848.1379
36.494 | 813.4308 | 847.1881
36.5528 | 801.4374 | 834.697
36.6116 | 781.4549 | 813.8853
36.6703 | 769.3823 | 801.3117
36.7291 | 762.3647 | 794.0028
36.7879 | 755.4659 | 786.8177
36.8466 | 744.4439 | 775.3383
36.9054 | 740.1025 | 770.8168
36.9642 | 736.336 | 766.894
37.0229 | 728.803 | 759.0483
37.0817 | 723.9262 | 753.9692
37.1405 | 732.0739 | 762.455
37.1992 | 740.6377 | 771.3742
37.258 | 738.3183 | 768.9585
37.3168 | 732.7478 | 763.1569
37.3755 | 729.1003 | 759.358
37.4343 | 723.0143 | 753.0194
37.4931 | 710.4857 | 739.9708
37.5518 | 690.1662 | 718.8081
37.6106 | 671.7103 | 699.5863
37.6694 | 655.8711 | 683.0897
37.7281 | 651.5693 | 678.6094
37.7869 | 655.1772 | 682.3671
37.8457 | 666.6949 | 694.3627
37.9044 | 674.4065 | 702.3943
37.9632 | 675.6751 | 703.7156
38.022 | 664.554 | 692.133
38.0807 | 645.3446 | 672.1264
38.1395 | 632.0428 | 658.2726
38.1983 | 627.186 | 653.2142
38.257 | 618.8798 | 644.5633
38.3158 | 608.6309 | 633.8891
38.3746 | 606.2917 | 631.4528
38.4333 | 611.6441 | 637.0273
38.4921 | 609.4833 | 634.7769
38.5509 | 603.6552 | 628.7069
38.6096 | 593.1882 | 617.8055
38.6684 | 583.4943 | 607.7093
38.7272 | 569.8555 | 593.5045
38.7859 | 569.0031 | 592.6167
38.8447 | 568.2101 | 591.7908
38.9035 | 570.6088 | 594.2891
38.9622 | 571.6001 | 595.3215
39.021 | 570.3511 | 594.0207
39.0797 | 563.4722 | 586.8563
39.1385 | 564.8996 | 588.3429
39.1973 | 572.4525 | 596.2092
39.2561 | 574.2168 | 598.0468
39.3148 | 566.4458 | 589.9533
39.3736 | 559.4878 | 582.7065
39.4323 | 558.893 | 582.087
39.4911 | 559.0119 | 582.2109
39.5499 | 552.4106 | 575.3356
39.6086 | 548.3466 | 571.103
39.6674 | 539.3467 | 561.7296
39.7262 | 518.4722 | 539.9888
39.785 | 505.5272 | 526.5066
39.8437 | 508.3621 | 529.4591
39.9025 | 507.252 | 528.3029
39.9612 | 499.6594 | 520.3953
40.02 | 494.9611 | 515.502
40.0788 | 484.8906 | 505.0136
40.1375 | 477.5162 | 497.3331
40.1963 | 474.7805 | 494.4839
40.2551 | 476.2474 | 496.0117
40.3139 | 487.9237 | 508.1725
40.3726 | 496.7056 | 517.3189
40.4314 | 495.6747 | 516.2452
40.4901 | 493.395 | 513.8709
40.5489 | 489.5492 | 509.8654
40.6077 | 477.5558 | 497.3743
40.6664 | 470.2805 | 489.7971
40.7252 | 455.8487 | 474.7664
40.784 | 443.2606 | 461.6559
40.8428 | 442.0959 | 460.4429
40.9015 | 441.2782 | 459.5913
| 0 | 0
Degrees | #VALUE! | #VALUE!
-40.9603 | 0 | 0
-40.9015 | 0 | 0
-40.8428 | 0 | 0
-40.784 | 0 | 0
-40.7252 | 0 | 0
-40.6664 | 0 | 0
-40.6077 | 0 | 0
-40.5489 | 0 | 0
-40.4901 | 0 | 0
-40.4314 | 0 | 0
-40.3726 | 0 | 0
-40.3139 | 0 | 0
-40.2551 | 0 | 0
-40.1963 | 0 | 0
-40.1375 | 0 | 0
-40.0788 | 0 | 0
-40.02 | 0 | 0
-39.9612 | 0 | 0
-39.9025 | 0 | 0
-39.8437 | 0 | 0
-39.785 | 0 | 0
-39.7262 | 0 | 0
-39.6674 | 0 | 0
-39.6086 | 0 | 0
-39.5499 | 0 | 0
-39.4911 | 0 | 0
-39.4323 | 0 | 0
-39.3736 | 0 | 0
-39.3148 | 0 | 0
-39.2561 | 0 | 0
-39.1973 | 0 | 0
-39.1385 | 0 | 0
-39.0797 | 0 | 0
-39.021 | 0 | 0
-38.9622 | 0 | 0
-38.9035 | 0 | 0
-38.8447 | 0 | 0
-38.7859 | 0 | 0
-38.7272 | 0 | 0
-38.6684 | 0 | 0
-38.6096 | 0 | 0
-38.5509 | 0 | 0
-38.4921 | 0 | 0
-38.4333 | 0 | 0
-38.3746 | 0 | 0
-38.3158 | 0 | 0
-38.257 | 0 | 0
-38.1983 | 0 | 0
-38.1395 | 0 | 0
-38.0807 | 0 | 0
-38.022 | 0 | 0
-37.9632 | 0 | 0
-37.9044 | 0 | 0
-37.8457 | 0 | 0
-37.7869 | 0 | 0
-37.7281 | 0 | 0
-37.6694 | 0 | 0
-37.6106 | 0 | 0
-37.5518 | 0 | 0
-37.4931 | 0 | 0
-37.4343 | 0 | 0
-37.3755 | 0 | 0
-37.3168 | 0 | 0
-37.258 | 0 | 0
-37.1992 | 0 | 0
-37.1405 | 0 | 0
-37.0817 | 0 | 0
-37.0229 | 0 | 0
-36.9642 | 0 | 0
-36.9054 | 0 | 0
-36.8466 | 0 | 0
-36.7879 | 0 | 0
-36.7291 | 0 | 0
-36.6703 | 0 | 0
-36.6116 | 0 | 0
-36.5528 | 0 | 0
-36.494 | 0 | 0
-36.4353 | 0 | 0
-36.3765 | 0 | 0
-36.3177 | 0 | 0
-36.259 | 0 | 0
-36.2002 | 0 | 0
-36.1414 | 0 | 0
-36.0827 | 0 | 0
-36.0239 | 0 | 0
-35.9651 | 0 | 0
-35.9064 | 0 | 0
-35.8476 | 0 | 0
-35.7888 | 0 | 0
-35.7301 | 0 | 0
-35.6713 | 0 | 0
-35.6125 | 0 | 0
-35.5538 | 0 | 0
-35.495 | 0 | 0
-35.4362 | 0 | 0
-35.3775 | 0 | 0
-35.3187 | 0 | 0
-35.2599 | 0 | 0
-35.2012 | 0 | 0
-35.1424 | 0 | 0
-35.0836 | 0 | 0
-35.0249 | 0 | 0
-34.9661 | 0 | 0
-34.9073 | 0 | 0
-34.8486 | 0 | 0
-34.7898 | 0 | 0
-34.731 | 0 | 0
-34.6723 | 0 | 0
-34.6135 | 0 | 0
-34.5547 | 0 | 0
-34.496 | 0 | 0
-34.4372 | 0 | 0
-34.3784 | 0 | 0
-34.3197 | 0 | 0
-34.2609 | 0 | 0
-34.2021 | 0 | 0
-34.1434 | 0 | 0
-34.0846 | 0 | 0
-34.0258 | 0 | 0
-33.9671 | 0 | 0
-33.9083 | 0 | 0
-33.8495 | 0 | 0
-33.7908 | 0 | 0
-33.732 | 0 | 0
-33.6732 | 0 | 0
-33.6145 | 0 | 0
-33.5557 | 0 | 0
-33.4969 | 0 | 0
-33.4382 | 0 | 0
-33.3794 | 0 | 0
-33.3206 | 0 | 0
-33.2619 | 0 | 0
-33.2031 | 0 | 0
-33.1443 | 0 | 0
-33.0856 | 0 | 0
-33.0268 | 52.0574 | 54.2177
-32.968 | 101.4385 | 105.6482
-32.9093 | 154.8835 | 161.3112
-32.8505 | 210.2515 | 218.9769
-32.7917 | 265.8375 | 276.8697
-32.733 | 268.6722 | 279.8221
-32.6742 | 271.8242 | 283.1049
-32.6154 | 270.1591 | 281.3707
-32.5567 | 264.6084 | 275.5896
-32.4979 | 260.8616 | 271.6873
-32.4391 | 258.6414 | 269.375
-32.3804 | 249.6215 | 259.9808
-32.3216 | 246.0929 | 256.3058
-32.2628 | 249.126 | 259.4647
-32.2041 | 247.8175 | 258.102
-32.1453 | 247.5995 | 257.8749
-32.0865 | 253.2493 | 263.7591
-32.0278 | 257.6898 | 268.3839
-31.969 | 259.3154 | 270.077
-31.9102 | 262.626 | 273.525
-31.8515 | 264.7074 | 275.6928
-31.7927 | 268.8308 | 279.9873
-31.7339 | 273.093 | 284.4263
-31.6752 | 278.8815 | 290.4551
-31.6164 | 278.6832 | 290.2486
-31.5576 | 278.9608 | 290.5376
-31.4989 | 280.9234 | 292.5817
-31.4401 | 269.2471 | 280.4209
-31.3813 | 261.0996 | 271.9352
-31.3226 | 260.8815 | 271.7081
-31.2638 | 259.1767 | 269.9325
-31.205 | 260.9212 | 271.7494
-31.1463 | 275.5114 | 286.9452
-31.0875 | 277.2956 | 288.8034
-31.0287 | 278.7427 | 290.3105
-30.97 | 280.8242 | 292.4784
-30.9112 | 281.181 | 292.8501
-30.8524 | 281.4189 | 293.0978
-30.7937 | 291.5688 | 303.6689
-30.7349 | 297.615 | 309.966
-30.6761 | 298.9035 | 311.308
-30.6174 | 296.5842 | 308.8925
-30.5586 | 287.8221 | 299.7667
-30.4998 | 279.5952 | 291.1984
-30.4411 | 275.8881 | 287.3375
-30.3823 | 285.2648 | 297.1033
-30.3235 | 298.0709 | 310.4409
-30.2648 | 303.6613 | 316.2632
-30.206 | 304.4939 | 317.1304
-30.1472 | 308.1414 | 320.9293
-30.0885 | 303.8595 | 316.4697
-30.0297 | 293.7493 | 305.9399
-29.9709 | 295.3947 | 307.6536
-29.9122 | 301.5005 | 314.0128
-29.8534 | 298.5467 | 310.9364
-29.7946 | 298.3286 | 310.7093
-29.7359 | 303.6018 | 316.2013
-29.6771 | 306.06 | 318.7615
-29.6183 | 310.0446 | 322.9114
-29.5596 | 319.1238 | 332.3675
-29.5008 | 325.2891 | 338.7886
-29.442 | 327.5886 | 341.1835
-29.3833 | 327.9454 | 341.5552
-29.3245 | 323.9212 | 337.3639
-29.2657 | 322.3948 | 335.7741
-29.207 | 318.9652 | 332.2023
-29.1482 | 321.3441 | 334.6799
-29.0894 | 324.3969 | 337.8594
-29.0307 | 330.6217 | 344.3425
-28.9719 | 337.6988 | 351.7133
-28.9131 | 345.5093 | 359.8479
-28.8544 | 354.1327 | 368.8292
-28.7956 | 359.7626 | 374.6928
-28.7368 | 362.2804 | 377.315
-28.6781 | 361.4874 | 376.4891
-28.6193 | 359.9609 | 374.8993
-28.5605 | 353.2208 | 367.8794
-28.5018 | 351.9918 | 366.5995
-28.443 | 348.7803 | 363.2547
-28.3842 | 353.0623 | 367.7143
-28.3255 | 362.4588 | 377.5008
-28.2667 | 369.3772 | 384.7064
-28.2079 | 378.853 | 394.5754
-28.1492 | 385.613 | 401.6159
-28.0904 | 390.2319 | 406.4266
-28.0316 | 393.3046 | 409.6267
-27.9729 | 398.5381 | 415.0774
-27.9141 | 396.298 | 412.7444
-27.8553 | 399.4301 | 416.0065
-27.7966 | 392.5117 | 408.8009
-27.7378 | 378.2781 | 393.9767
-27.679 | 368.1877 | 383.4675
-27.6203 | 369.7737 | 385.1194
-27.5615 | 371.8156 | 387.246
-27.5027 | 379.2495 | 394.9884
-27.444 | 397.5667 | 414.0657
-27.3852 | 407.4192 | 424.3271
-27.3265 | 416.0624 | 433.329
-27.2677 | 418.4808 | 435.8478
-27.2089 | 420.3641 | 437.8092
-27.1502 | 412.9896 | 430.1287
-27.0914 | 408.0337 | 424.9671
-27.0326 | 398.32 | 414.8503
-26.9738 | 396.5755 | 413.0334
-26.9151 | 399.331 | 415.9032
-26.8563 | 403.5733 | 420.3216
-26.7976 | 416.7561 | 434.0515
-26.7388 | 430.8508 | 448.7312
-26.68 | 436.1835 | 454.2851
-26.6212 | 441.4566 | 459.7771
-26.5625 | 447.602 | 466.1775
-26.5037 | 448.9302 | 467.5608
-26.4449 | 446.5316 | 465.0626
-26.3862 | 449.6241 | 468.2835
-26.3274 | 448.7518 | 467.375
-26.2687 | 447.0271 | 465.5787
-26.2099 | 449.7033 | 468.366
-26.1511 | 463.0052 | 482.2199
-26.0923 | 475.4346 | 495.1652
-26.0336 | 478.21 | 498.0558
-25.9748 | 483.3245 | 503.3825
-25.916 | 486.7739 | 506.975
-25.8573 | 477.6946 | 497.5189
-25.7985 | 469.4082 | 488.8887
-25.7398 | 473.036 | 492.667
-25.681 | 473.2145 | 492.8529
-25.6222 | 469.9038 | 489.4048
-25.5634 | 478.0911 | 497.9319
-25.5047 | 485.8421 | 506.0046
-25.4459 | 488.5382 | 508.8125
-25.3871 | 497.3003 | 517.9383
-25.3284 | 504.0404 | 524.9581
-25.2696 | 506.6573 | 527.6835
-25.2109 | 516.8467 | 538.2958
-25.1521 | 532.329 | 554.4206
-25.0933 | 541.5273 | 564.0007
-25.0345 | 546.9391 | 569.6371
-24.9758 | 550.1109 | 572.9405
-24.917 | 547.0383 | 569.7404
-24.8583 | 543.1528 | 565.6936
-24.7995 | 542.3004 | 564.8059
-24.7407 | 541.785 | 564.269
-24.682 | 539.2475 | 561.6262
-24.6232 | 536.611 | 558.8804
-24.5644 | 531.7344 | 553.8014
-24.5056 | 528.2652 | 550.1882
-24.4469 | 534.5889 | 556.7744
-24.3881 | 544.9371 | 567.552
-24.3294 | 554.5318 | 577.5449
-24.2706 | 567.2784 | 590.8204
-24.2118 | 573.9987 | 597.8196
-24.1531 | 570.6088 | 594.2891
-24.0943 | 572.948 | 596.7253
-24.0355 | 581.6706 | 605.8099
-23.9767 | 587.2608 | 611.6321
-23.918 | 596.4987 | 621.2534
-23.8592 | 614.6177 | 640.1243
-23.8005 | 623.7763 | 649.663
-23.7417 | 626.0165 | 651.9962
-23.6829 | 626.3733 | 652.3678
-23.6242 | 634.5605 | 660.8948
-23.5654 | 636.7609 | 663.1865
-23.5066 | 637.653 | 664.1156
-23.4478 | 630.001 | 656.146
-23.3891 | 631.7653 | 657.9835
-23.3303 | 633.4305 | 659.7179
-23.2716 | 638.0297 | 664.5079
-23.2128 | 639.2983 | 665.8292
-23.154 | 653.2543 | 680.3644
-23.0953 | 663.0274 | 690.5431
-23.0365 | 660.9856 | 688.4165
-22.9777 | 659.6772 | 687.0539
-22.9189 | 671.7698 | 699.6482
-22.8602 | 686.0231 | 714.4931
-22.8014 | 694.4087 | 723.2266
-22.7427 | 703.4483 | 732.6414
-22.6839 | 717.0277 | 746.7843
-22.6251 | 722.7962 | 752.7923
-22.5663 | 725.7698 | 755.8892
-22.5076 | 731.5386 | 761.8974
-22.4488 | 736.7126 | 767.2862
-22.39 | 739.0518 | 769.7225
-22.3313 | 746.4858 | 777.4649
-22.2725 | 749.7369 | 780.851
-22.2138 | 750.847 | 782.0072
-22.155 | 760.4615 | 792.0207
-22.0962 | 770.5915 | 802.571
-22.0375 | 778.0453 | 810.3342
-21.9787 | 794.3207 | 827.285
-21.9199 | 814.8779 | 848.6954
-21.8612 | 825.8801 | 860.1542
-21.8024 | 832.521 | 867.0707
-21.7436 | 835.7524 | 870.4361
-21.6849 | 831.6687 | 866.1829
-21.6261 | 824.7105 | 858.936
-21.5673 | 813.9661 | 847.7457
-21.5086 | 814.4616 | 848.2618
-21.4498 | 815.77 | 849.6244
-21.391 | 822.074 | 856.19
-21.3323 | 826.1974 | 860.4846
-21.2735 | 850.2833 | 885.5701
-21.2147 | 866.9551 | 902.9338
-21.156 | 884.2414 | 920.9374
-21.0972 | 895.6401 | 932.8092
-21.0384 | 908.5455 | 946.2502
-20.9797 | 915.4243 | 953.4145
-20.9209 | 924.7217 | 963.0977
-20.8621 | 932.6116 | 971.315
-20.8034 | 937.7857 | 976.7038
-20.7446 | 940.5015 | 979.5323
-20.6858 | 939.7085 | 978.7064
-20.6271 | 938.5984 | 977.5503
-20.5683 | 940.343 | 979.3672
-20.5095 | 945.1204 | 984.3429
-20.4508 | 953.9817 | 993.572
-20.392 | 967.3628 | 1007.5084
-20.3332 | 978.9993 | 1019.6277
-20.2745 | 988.8914 | 1029.9304
-20.2157 | 1000.4289 | 1041.9467
-20.1569 | 1011.0742 | 1053.0338
-20.0982 | 1015.9112 | 1058.0715
-20.0394 | 1020.2924 | 1062.6345
-19.9806 | 1029.5698 | 1072.297
-19.9219 | 1040.5523 | 1083.7353
-19.8631 | 1052.8034 | 1096.4947
-19.8043 | 1066.4023 | 1110.658
-19.7456 | 1083.3318 | 1128.2901
-19.6868 | 1086.1074 | 1131.1809
-19.628 | 1094.4134 | 1139.8316
-19.5693 | 1099.8854 | 1145.5307
-19.5105 | 1113.7614 | 1159.9824
-19.4517 | 1122.7026 | 1169.2948
-19.393 | 1136.9556 | 1184.1392
-19.3342 | 1142.7244 | 1190.1475
-19.2754 | 1153.4092 | 1201.2757
-19.2167 | 1155.9265 | 1203.8974
-19.1579 | 1159.3561 | 1207.4694
-19.0991 | 1172.202 | 1220.8484
-19.0404 | 1183.7991 | 1232.9268
-18.9816 | 1198.3697 | 1248.102
-18.9228 | 1214.7442 | 1265.156
-18.8641 | 1231.5154 | 1282.6233
-18.8053 | 1234.39 | 1285.6171
-18.7465 | 1238.5133 | 1289.9116
-18.6878 | 1243.1719 | 1294.7635
-18.629 | 1249.7531 | 1301.6179
-18.5702 | 1259.0704 | 1311.3218
-18.5115 | 1279.4692 | 1332.5672
-18.4527 | 1296.0613 | 1349.8479
-18.3939 | 1305.8941 | 1360.0888
-18.3352 | 1309.2051 | 1363.5371
-18.2764 | 1317.6693 | 1372.3526
-18.2176 | 1321.7531 | 1376.6058
-18.1589 | 1335.8873 | 1391.3266
-18.1001 | 1351.7858 | 1407.8849
-18.0413 | 1371.4909 | 1428.4078
-17.9826 | 1383.9806 | 1441.4158
-17.9238 | 1405.4886 | 1463.8164
-17.865 | 1425.6104 | 1484.7732
-17.8063 | 1440.8153 | 1500.6091
-17.7475 | 1448.4078 | 1508.5167
-17.6887 | 1453.7799 | 1514.1117
-17.63 | 1462.7003 | 1523.4024
-17.5712 | 1458.2406 | 1518.7576
-17.5124 | 1457.8834 | 1518.3855
-17.4537 | 1473.7819 | 1534.9438
-17.3949 | 1496.9365 | 1559.0594
-17.3361 | 1518.6236 | 1581.6465
-17.2774 | 1551.3726 | 1615.7545
-17.2186 | 1580.9897 | 1646.6008
-17.1598 | 1602.9935 | 1669.5177
-17.1011 | 1613.5793 | 1680.5428
-17.0423 | 1619.8637 | 1687.088
-16.9835 | 1624.364 | 1691.7751
-16.9248 | 1632.7887 | 1700.5494
-16.866 | 1640.8968 | 1708.994
-16.8072 | 1660.0073 | 1728.8976
-16.7485 | 1683.0817 | 1752.9296
-16.6897 | 1705.7802 | 1776.57
-16.6309 | 1724.4938 | 1796.0603
-16.5722 | 1746.3789 | 1818.8536
-16.5134 | 1755.4982 | 1828.3514
-16.4546 | 1749.6106 | 1822.2195
-16.3959 | 1744.8926 | 1817.3057
-16.3371 | 1764.1021 | 1837.3123
-16.2783 | 1783.5292 | 1857.5456
-16.2196 | 1804.1852 | 1879.0589
-16.1608 | 1831.1861 | 1907.1804
-16.102 | 1866.393 | 1943.8483
-16.0433 | 1892.4409 | 1970.9772
-15.9845 | 1911.5712 | 1990.9014
-15.9257 | 1933.9124 | 2014.1698
-15.867 | 1973.303 | 2055.195
-15.8082 | 1994.6131 | 2077.3895
-15.7494 | 1999.7873 | 2082.7784
-15.6907 | 2004.4459 | 2087.6304
-15.6319 | 2018.402 | 2102.1657
-15.5731 | 2029.3846 | 2113.6041
-15.5144 | 2052.3601 | 2137.5331
-15.4556 | 2080.7681 | 2167.1199
-15.3968 | 2095.9333 | 2182.9146
-15.3381 | 2103.6842 | 2190.9871
-15.2793 | 2110.6216 | 2198.2124
-15.2205 | 2117.105 | 2204.9648
-15.1618 | 2123.7258 | 2211.8604
-15.103 | 2155.9789 | 2245.4521
-15.0442 | 2200.0281 | 2291.3293
-14.9855 | 2229.5057 | 2322.0302
-14.9267 | 2255.8515 | 2349.4693
-14.8679 | 2285.0916 | 2379.9229
-14.8092 | 2305.7081 | 2401.395
-14.7504 | 2320.7151 | 2417.0248
-14.6916 | 2336.197 | 2433.1492
-14.6329 | 2353.3453 | 2451.0091
-14.5741 | 2375.8448 | 2474.4424
-14.5153 | 2402.9842 | 2502.7081
-14.4566 | 2431.9265 | 2532.8514
-14.3978 | 2463.387 | 2565.6176
-14.339 | 2493.4208 | 2596.8977
-14.2803 | 2514.4737 | 2618.8243
-14.2215 | 2537.9845 | 2643.3108
-14.1627 | 2556.4201 | 2662.5115
-14.104 | 2571.1292 | 2677.831
-14.0452 | 2592.9559 | 2700.5636
-13.9864 | 2622.6511 | 2731.4912
-13.9277 | 2640.1567 | 2749.7232
-13.8689 | 2661.6053 | 2772.0619
-13.8101 | 2689.656 | 2801.2768
-13.7514 | 2722.2862 | 2835.2611
-13.6926 | 2754.8966 | 2869.2249
-13.6338 | 2790.6982 | 2906.5122
-13.5751 | 2826.4206 | 2943.7171
-13.5163 | 2875.2472 | 2994.5699
-13.4575 | 2895.3877 | 3015.5463
-13.3988 | 2915.5886 | 3036.5856
-13.34 | 2947.6043 | 3069.9299
-13.2812 | 2973.9491 | 3097.368
-13.2225 | 2984.0006 | 3107.8366
-13.1637 | 3015.6393 | 3140.7883
-13.1049 | 3026.7604 | 3152.371
-13.0462 | 3047.8133 | 3174.2976
-12.9874 | 3075.487 | 3203.1197
-12.9286 | 3118.7426 | 3248.1704
-12.8699 | 3161.1264 | 3292.3132
-12.8111 | 3217.5445 | 3351.0726
-12.7523 | 3257.787 | 3392.9852
-12.6936 | 3285.8575 | 3422.2206
-12.6348 | 3300.0511 | 3437.0032
-12.576 | 3333.8905 | 3472.2469
-12.5173 | 3379.6842 | 3519.9411
-12.4585 | 3421.0359 | 3563.0089
-12.3997 | 3463.0427 | 3606.759
-12.341 | 3502.3531 | 3647.7007
-12.2822 | 3524.3381 | 3670.5981
-12.2234 | 3548.8998 | 3696.1791
-12.1647 | 3562.9944 | 3710.8587
-12.1059 | 3595.0299 | 3744.2237
-12.0471 | 3631.07 | 3781.7594
-11.9884 | 3663.5804 | 3815.619
-11.9296 | 3686.3184 | 3839.3006
-11.8708 | 3727.2546 | 3881.9357
-11.8121 | 3768.6667 | 3925.0664
-11.7533 | 3801.4354 | 3959.195
-11.6945 | 3820.3876 | 3978.9337
-11.6358 | 3855.9309 | 4015.952
-11.577 | 3906.9779 | 4069.1175
-11.5182 | 3947.7745 | 4111.6071
-11.4595 | 3992.5173 | 4158.2068
-11.4007 | 4074.0918 | 4243.1666
-11.3419 | 4137.4691 | 4309.1741
-11.2832 | 4178.4251 | 4351.8297
-11.2244 | 4222.7513 | 4397.9955
-11.1656 | 4276.8895 | 4454.3805
-11.1069 | 4316.1812 | 4495.3027
-11.0481 | 4364.6495 | 4545.7824
-10.9893 | 4411.6524 | 4594.7359
-10.9306 | 4444.996 | 4629.4633
-10.8718 | 4505.0228 | 4691.9813
-10.8131 | 4556.2865 | 4745.3724
-10.7543 | 4591.2361 | 4781.7724
-10.6955 | 4640.7365 | 4833.3271
-10.6367 | 4709.8421 | 4905.3006
-10.578 | 4759.5998 | 4957.1232
-10.5192 | 4812.5892 | 5012.3117
-10.4604 | 4876.5207 | 5078.8963
-10.4017 | 4928.2614 | 5132.7842
-10.3429 | 4967.2739 | 5173.4157
-10.2842 | 5004.8803 | 5212.5829
-10.2254 | 5072.5591 | 5283.0703
-10.1666 | 5117.2613 | 5329.6277
-10.1078 | 5149.1573 | 5362.8473
-10.0491 | 5204.1099 | 5420.0805
-9.9903 | 5260.4488 | 5478.7574
-9.9315 | 5284.0388 | 5503.3264
-9.8728 | 5329.5544 | 5550.7309
-9.814 | 5382.4845 | 5605.8576
-9.7552 | 5448.4177 | 5674.527
-9.6965 | 5501.982 | 5730.3143
-9.6377 | 5540.7977 | 5770.7408
-9.5789 | 5576.3212 | 5807.7385
-9.5202 | 5640.8682 | 5874.9642
-9.4614 | 5682.7948 | 5918.6308
-9.4026 | 5743.4361 | 5981.7887
-9.3439 | 5843.8242 | 6086.3429
-9.2851 | 5923.7135 | 6169.5476
-9.2263 | 5986.5555 | 6234.9976
-9.1676 | 6064.8201 | 6316.5101
-9.1088 | 6121.6152 | 6375.6622
-9.05 | 6153.809 | 6409.1921
-8.9913 | 6240.8555 | 6499.851
-8.9325 | 6316.6621 | 6578.8036
-8.8737 | 6362.1777 | 6626.2081
-8.815 | 6412.1135 | 6678.2162
-8.7562 | 6463.7354 | 6731.9804
-8.6974 | 6494.3826 | 6763.8995
-8.6387 | 6549.1749 | 6820.9656
-8.5799 | 6621.2748 | 6896.0577
-8.5212 | 6700.5111 | 6978.5823
-8.4624 | 6787.5169 | 7069.1989
-8.4036 | 6866.5356 | 7151.4968
-8.3449 | 6923.3296 | 7210.6478
-8.2861 | 6981.2953 | 7271.0191
-8.2273 | 7054.4451 | 7347.2045
-8.1685 | 7130.0923 | 7425.9912
-8.1098 | 7200.5467 | 7499.3694
-8.051 | 7286.6808 | 7589.0781
-7.9923 | 7394.3251 | 7701.1895
-7.9335 | 7464.7784 | 7774.5667
-7.8747 | 7522.8628 | 7835.0616
-7.816 | 7583.4437 | 7898.1567
-7.7572 | 7637.0477 | 7953.9851
-7.6984 | 7663.8694 | 7981.92
-7.6397 | 7719.4949 | 8039.8539
-7.5809 | 7774.2674 | 8096.8995
-7.5221 | 7864.2676 | 8190.6347
-7.4634 | 7985.7877 | 8317.1979
-7.4046 | 8104.652 | 8440.9951
-7.3458 | 8200.7772 | 8541.1095
-7.2871 | 8304.118 | 8648.7389
-7.2283 | 8368.6056 | 8715.9027
-7.1695 | 8403.8718 | 8752.6325
-7.1108 | 8449.0708 | 8799.7073
-7.052 | 8523.7464 | 8877.4819
-6.9932 | 8607.2841 | 8964.4864
-6.9345 | 8691.4175 | 9052.1113
-6.8757 | 8785.0442 | 9149.6235
-6.8169 | 8861.307 | 9229.0512
-6.7582 | 8943.3782 | 9314.5284
-6.6994 | 9023.1477 | 9397.6084
-6.6406 | 9106.0126 | 9483.9121
-6.5819 | 9186.834 | 9568.0877
-6.5231 | 9268.3095 | 9652.9444
-6.4643 | 9338.7233 | 9726.2803
-6.4056 | 9410.6649 | 9801.2075
-6.3468 | 9478.9185 | 9872.2937
-6.288 | 9535.4345 | 9931.155
-6.2293 | 9613.9376 | 10012.916
-6.1705 | 9699.6364 | 10102.1713
-6.1117 | 9781.9055 | 10187.8546
-6.053 | 9867.1877 | 10276.676
-5.9942 | 9969.1609 | 10382.8811
-5.9354 | 10070.9165 | 10488.8596
-5.8767 | 10152.8492 | 10574.1925
-5.8179 | 10241.6986 | 10666.7291
-5.7591 | 10331.5602 | 10760.32
-5.7004 | 10407.9824 | 10839.9136
-5.6416 | 10467.7936 | 10902.2071
-5.5828 | 10539.001 | 10976.3695
-5.5241 | 10621.6961 | 11062.4965
-5.4653 | 10662.9603 | 11105.4732
-5.4065 | 10711.0255 | 11155.5331
-5.3478 | 10794.9809 | 11242.9726
-5.289 | 10880.2589 | 11331.7896
-5.2302 | 10938.9266 | 11392.892
-5.1715 | 11063.24 | 11522.3645
-5.1127 | 11173.9306 | 11637.6488
-5.0539 | 11256.2404 | 11723.3744
-4.9952 | 11349.413 | 11820.4136
-4.9364 | 11462.9469 | 11938.6592
-4.8776 | 11551.4431 | 12030.828
-4.8189 | 11629.8577 | 12112.4968
-4.7601 | 11710.0323 | 12195.9987
-4.7013 | 11770.0332 | 12258.4895
-4.6426 | 11811.8598 | 12302.052
-4.5838 | 11857.1859 | 12349.2591
-4.525 | 11929.0598 | 12424.1158
-4.4663 | 12013.9316 | 12512.5098
-4.4075 | 12101.7926 | 12604.017
-4.3487 | 12199.579 | 12705.8615
-4.29 | 12278.4414 | 12787.9967
-4.2312 | 12344.9516 | 12857.2671
-4.1724 | 12424.0639 | 12939.6626
-4.1137 | 12488.9077 | 13007.1974
-4.0549 | 12514.539 | 13033.8924
-3.9961 | 12617.3663 | 13140.987
-3.9374 | 12765.6447 | 13295.4189
-3.8786 | 12885.6984 | 13420.4549
-3.8198 | 13009.9181 | 13549.8297
-3.7611 | 13145.4901 | 13691.028
-3.7023 | 13229.008 | 13778.0119
-3.6435 | 13272.3865 | 13823.1905
-3.5848 | 13306.9747 | 13859.2142
-3.526 | 13342.5836 | 13896.3008
-3.4672 | 13396.3979 | 13952.3484
-3.4085 | 13410.656 | 13967.1983
-3.3497 | 13442.5155 | 14000.3799
-3.2909 | 13471.4171 | 14030.481
-3.2322 | 13496.6527 | 14056.7638
-3.1734 | 13534.1571 | 14095.8246
-3.1146 | 13612.6654 | 14177.591
-3.0559 | 13690.0905 | 14258.2292
-2.9971 | 13789.2725 | 14361.5273
-2.9383 | 13918.6581 | 14496.2824
-2.8796 | 14047.3146 | 14630.2781
-2.8208 | 14156.745 | 14744.2499
-2.762 | 14272.2161 | 14864.513
-2.7033 | 14354.7862 | 14950.5098
-2.6445 | 14410.0586 | 15008.076
-2.5857 | 14459.6965 | 15059.7739
-2.527 | 14523.3426 | 15126.0613
-2.4682 | 14555.879 | 15159.948
-2.4094 | 14609.3392 | 15215.6268
-2.3507 | 14689.8888 | 15299.5192
-2.2919 | 14776.6979 | 15389.9308
-2.2331 | 14849.3737 | 15465.6227
-2.1744 | 14902.7194 | 15521.1822
-2.1156 | 14937.1305 | 15557.0214
-2.0568 | 14954.6694 | 15575.2881
-1.9981 | 14978.0615 | 15599.651
-1.9393 | 14998.2041 | 15620.6295
-1.8805 | 15022.4294 | 15645.8602
-1.8218 | 15062.3396 | 15687.4267
-1.763 | 15092.0536 | 15718.3739
-1.7042 | 15096.0738 | 15722.5609
-1.6455 | 15140.8375 | 15769.1823
-1.5867 | 15220.3352 | 15851.9791
-1.5279 | 15274.7536 | 15908.6558
-1.4692 | 15282.7419 | 15916.9757
-1.4104 | 15315.4866 | 15951.0793
-1.3516 | 15318.2466 | 15953.9538
-1.2929 | 15293.4068 | 15928.0832
-1.2341 | 15273.0247 | 15906.8552
-1.1753 | 15292.4278 | 15927.0636
-1.1166 | 15321.017 | 15956.8392
-1.0578 | 15362.5312 | 16000.0762
-0.99903 | 15404.7953 | 16044.0943
-0.94026 | 15456.4537 | 16097.8965
-0.8815 | 15518.4854 | 16162.5025
-0.82273 | 15556.5418 | 16202.1383
-0.76397 | 15555.3962 | 16200.9451
-0.7052 | 15584.1207 | 16230.8617
-0.64643 | 15630.7695 | 16279.4464
-0.58767 | 15683.5319 | 16334.3985
-0.5289 | 15734.1905 | 16387.1594
-0.47013 | 15796.2951 | 16451.8414
-0.41137 | 15885.4579 | 16544.7044
-0.3526 | 15936.7622 | 16598.1378
-0.29383 | 15933.5127 | 16594.7535
-0.23507 | 15919.9524 | 16580.6304
-0.1763 | 15950.385 | 16612.326
-0.11753 | 15900.9242 | 16560.8125
-0.058767 | 15796.0139 | 16451.5485
5.8264e-13 | 15707.3823 | 16359.2386
0.058767 | 15630.6445 | 16279.3163
0.11753 | 15508.0912 | 16151.677
0.1763 | 15341.7741 | 15978.4577
0.23507 | 15207.0873 | 15838.1814
0.29383 | 15129.0269 | 15756.8815
0.3526 | 15057.6425 | 15682.5346
0.41137 | 14994.4026 | 15616.6703
0.47013 | 14971.1667 | 15592.4701
0.5289 | 14914.7903 | 15533.7541
0.58767 | 14781.9678 | 15395.4195
0.64643 | 14656.4463 | 15264.6888
0.7052 | 14600.2261 | 15206.1355
0.76397 | 14639.8552 | 15247.4092
0.82273 | 14789.9978 | 15403.7827
0.8815 | 14998.3291 | 15620.7597
0.94026 | 15150.7734 | 15779.5305
0.99903 | 15213.2009 | 15844.5488
1.0578 | 15171.3118 | 15800.9212
1.1166 | 15060.1212 | 15685.1163
1.1753 | 14939.4114 | 15559.397
1.2341 | 14902.0632 | 15520.4988
1.2929 | 14853.2898 | 15469.7013
1.3516 | 14838.563 | 15454.3633
1.4104 | 14842.2915 | 15458.2466
1.4692 | 14798.7152 | 15412.8618
1.5279 | 14696.7419 | 15306.6567
1.5867 | 14617.765 | 15224.4022
1.6455 | 14555.9415 | 15160.0131
1.7042 | 14524.8111 | 15127.5907
1.763 | 14536.1947 | 15139.4467
1.8218 | 14538.111 | 15141.4426
1.8805 | 14516.0521 | 15118.4682
1.9393 | 14465.7789 | 15066.1087
1.9981 | 14391.4991 | 14988.7463
2.0568 | 14297.9724 | 14891.3382
2.1156 | 14201.8419 | 14791.2184
2.1744 | 14133.6341 | 14720.1799
2.2331 | 14058.6357 | 14642.0691
2.2919 | 14011.4141 | 14592.8877
2.3507 | 13990.4591 | 14571.0631
2.4094 | 13959.2349 | 14538.5432
2.4682 | 13893.3809 | 14469.9562
2.527 | 13871.7802 | 14447.459
2.5857 | 13789.4704 | 14361.7334
2.6445 | 13673.5202 | 14240.9713
2.7033 | 13534.1154 | 14095.7812
2.762 | 13418.9568 | 13975.8435
2.8208 | 13330.2731 | 13883.4794
2.8796 | 13265.8042 | 13816.3351
2.9383 | 13208.0322 | 13756.1655
2.9971 | 13156.4988 | 13702.4935
3.0559 | 13115.5574 | 13659.8531
3.1146 | 13032.6749 | 13573.5309
3.1734 | 12931.014 | 13467.6511
3.2322 | 12849.9958 | 13383.2706
3.2909 | 12811.3457 | 13343.0165
3.3497 | 12768.9566 | 13298.8683
3.4085 | 12697.7493 | 13224.7059
3.4672 | 12637.0507 | 13161.4883
3.526 | 12555.9491 | 13077.0209
3.5848 | 12460.1415 | 12977.2373
3.6435 | 12363.6777 | 12876.7704
3.7023 | 12279.5662 | 12789.1682
3.7611 | 12218.8051 | 12725.8855
3.8198 | 12169.3443 | 12674.372
3.8786 | 12099.1888 | 12601.3052
3.9374 | 12033.0744 | 12532.447
3.9961 | 11953.5663 | 12449.6393
4.0549 | 11869.788 | 12362.3842
4.1137 | 11775.3136 | 12263.9891
4.1724 | 11678.9436 | 12163.6197
4.2312 | 11600.904 | 12082.3415
4.29 | 11544.4859 | 12023.5821
4.3487 | 11461.8117 | 11937.4768
4.4075 | 11378.4396 | 11850.6448
4.4663 | 11326.0625 | 11796.0941
4.525 | 11227.4742 | 11693.4143
4.5838 | 11109.8471 | 11570.9058
4.6426 | 11031.3805 | 11489.1828
4.7013 | 10946.6962 | 11400.9841
4.7601 | 10861.5327 | 11312.2863
4.8189 | 10808.26 | 11256.8028
4.8776 | 10731.2723 | 11176.6201
4.9364 | 10620.0401 | 11060.7718
4.9952 | 10513.703 | 10950.0216
5.0539 | 10421.3427 | 10853.8285
5.1127 | 10337.8446 | 10766.8652
5.1715 | 10283.6064 | 10710.3761
5.2302 | 10212.3397 | 10636.1518
5.289 | 10111.2976 | 10530.9164
5.3478 | 10001.3162 | 10416.3708
5.4065 | 9885.842 | 10296.1044
5.4653 | 9766.5611 | 10171.8733
5.5241 | 9658.7189 | 10059.5558
5.5828 | 9582.8936 | 9980.5837
5.6416 | 9506.2558 | 9900.7655
5.7004 | 9414.5705 | 9805.2752
5.7591 | 9336.0091 | 9723.4535
5.8179 | 9278.5194 | 9663.5779
5.8767 | 9213.9734 | 9596.3533
5.9354 | 9165.3448 | 9545.7066
5.9942 | 9122.2673 | 9500.8414
6.053 | 9034.4084 | 9409.3364
6.1117 | 8936.3793 | 9307.2391
6.1705 | 8854.8445 | 9222.3205
6.2293 | 8752.2567 | 9115.4754
6.288 | 8659.5403 | 9018.9112
6.3468 | 8593.7852 | 8950.4273
6.4056 | 8538.4763 | 8892.8231
6.4643 | 8483.6039 | 8835.6734
6.5231 | 8434.2222 | 8784.2424
6.5819 | 8377.0897 | 8724.7389
6.6406 | 8337.1054 | 8683.0953
6.6994 | 8285.5241 | 8629.3734
6.7582 | 8237.6297 | 8579.4913
6.8169 | 8185.3349 | 8525.0263
6.8757 | 8126.26 | 8463.4998
6.9345 | 8063.5763 | 8398.2147
6.9932 | 8013.878 | 8346.4539
7.052 | 7938.3297 | 8267.7703
7.1108 | 7866.7661 | 8193.2369
7.1695 | 7784.0012 | 8107.0373
7.2283 | 7679.093 | 7997.7754
7.2871 | 7569.9438 | 7884.0965
7.3458 | 7491.798 | 7802.7076
7.4046 | 7394.5229 | 7701.3956
7.4634 | 7307.6743 | 7610.9428
7.5221 | 7244.5157 | 7545.1631
7.5809 | 7189.2079 | 7487.56
7.6397 | 7114.373 | 7409.6195
7.6984 | 7035.3346 | 7327.301
7.7572 | 6990.4147 | 7280.5169
7.816 | 6903.7046 | 7190.2083
7.8747 | 6829.2061 | 7112.6182
7.9335 | 6779.4287 | 7060.7749
7.9923 | 6735.6784 | 7015.209
8.051 | 6646.3718 | 6922.1963
8.1098 | 6616.8943 | 6891.4954
8.1685 | 6553.0805 | 6825.0333
8.2273 | 6479.1184 | 6748.0018
8.2861 | 6418.2198 | 6684.5759
8.3449 | 6360.4332 | 6624.3912
8.4036 | 6276.6372 | 6537.1177
8.4624 | 6202.0408 | 6459.4255
8.5212 | 6118.7406 | 6372.6684
8.5799 | 6049.3976 | 6300.4476
8.6387 | 5976.5644 | 6224.5919
8.6974 | 5892.1748 | 6136.7001
8.7562 | 5837.7783 | 6080.0461
8.815 | 5808.8944 | 6049.9635
8.8737 | 5750.3548 | 5988.9945
8.9325 | 5713.6211 | 5950.7364
8.9913 | 5702.8374 | 5939.5052
9.05 | 5664.0415 | 5899.0992
9.1088 | 5585.2416 | 5817.0292
9.1676 | 5536.714 | 5766.4876
9.2263 | 5479.9179 | 5707.3345
9.2851 | 5403.2791 | 5627.5152
9.3439 | 5338.6342 | 5560.1875
9.4026 | 5288.5193 | 5507.9929
9.4614 | 5222.1487 | 5438.8679
9.5202 | 5168.6448 | 5383.1435
9.5789 | 5127.6294 | 5340.4261
9.6377 | 5071.9248 | 5282.4097
9.6965 | 5030.3346 | 5239.0935
9.7552 | 4996.9504 | 5204.3238
9.814 | 4942.4549 | 5147.5668
9.8728 | 4876.303 | 5078.6696
9.9315 | 4842.8604 | 5043.8391
9.9903 | 4787.9484 | 4986.6482
10.0491 | 4728.5558 | 4924.7909
10.1078 | 4684.7055 | 4879.1208
10.1666 | 4655.5446 | 4848.7497
10.2254 | 4604.1216 | 4795.1926
10.2842 | 4553.413 | 4742.3796
10.3429 | 4497.2907 | 4683.9283
10.4017 | 4437.7805 | 4621.9484
10.4604 | 4379.5773 | 4561.3297
10.5192 | 4324.0705 | 4503.5195
10.578 | 4270.6853 | 4447.9188
10.6367 | 4220.3725 | 4395.518
10.6955 | 4185.8989 | 4359.6137
10.7543 | 4144.7253 | 4316.7314
10.8131 | 4104.7796 | 4275.1279
10.8718 | 4063.6445 | 4232.2858
10.9306 | 4028.9532 | 4196.1547
10.9893 | 3982.8626 | 4148.1514
11.0481 | 3939.6269 | 4103.1214
11.1069 | 3907.2549 | 4069.406
11.1656 | 3876.7859 | 4037.6725
11.2244 | 3839.7158 | 3999.064
11.2832 | 3804.1517 | 3962.0239
11.3419 | 3752.3714 | 3908.0948
11.4007 | 3676.545 | 3829.1216
11.4595 | 3616.4994 | 3766.5841
11.5182 | 3565.6513 | 3713.6258
11.577 | 3507.7262 | 3653.2968
11.6358 | 3448.8887 | 3592.0176
11.6945 | 3425.3779 | 3567.5311
11.7533 | 3413.4038 | 3555.06
11.8121 | 3391.2604 | 3531.9977
11.8708 | 3357.0253 | 3496.3418
11.9296 | 3345.4876 | 3484.3253
11.9884 | 3326.1792 | 3464.2156
12.0471 | 3297.7712 | 3434.6287
12.1059 | 3270.9901 | 3406.7362
12.1647 | 3253.3263 | 3388.3393
12.2234 | 3223.5716 | 3357.3499
12.2822 | 3175.3596 | 3307.137
12.341 | 3122.3514 | 3251.929
12.3997 | 3070.9679 | 3198.4131
12.4585 | 3035.7798 | 3161.7647
12.5173 | 3007.9676 | 3132.7983
12.576 | 2984.3568 | 3108.2076
12.6348 | 2951.0528 | 3073.5214
12.6936 | 2918.7798 | 3039.9092
12.7523 | 2884.128 | 3003.8194
12.8111 | 2835.6191 | 2953.2973
12.8699 | 2804.7928 | 2921.1917
12.9286 | 2774.4425 | 2889.5818
12.9874 | 2748.8695 | 2862.9476
13.0462 | 2725.2993 | 2838.3992
13.1049 | 2714.7729 | 2827.4359
13.1637 | 2676.2155 | 2787.2784
13.2225 | 2645.8651 | 2755.6685
13.2812 | 2620.7483 | 2729.5094
13.34 | 2589.8824 | 2697.3625
13.3988 | 2556.4003 | 2662.4909
13.4575 | 2537.2502 | 2642.5461
13.5163 | 2518.5563 | 2623.0764
13.5751 | 2495.7392 | 2599.3123
13.6338 | 2476.2131 | 2578.976
13.6926 | 2359.082
13.7514 | 2340.277
13.8101 | 2327.086
13.8689 | 2302.799
13.9277 | 2263.189
13.9864 | 2224.113
14.0452 | 2185.797
14.104 | 2144.627
14.1627 | 2114.001
14.2215 | 2097.708
14.2803 | 2094.511
14.339 | 2083.167
14.3978 | 2069.671
14.4566 | 2060.021
14.5153 | 2041.596
14.5741 | 2005.337
14.6329 | 1990.776
14.6916 | 1967.421
14.7504 | 1947.988
14.8092 | 1930.153
14.8679 | 1924.233
14.9267 | 1906.646
14.9855 | 1893.969
15.0442 | 1867.684
15.103 | 1844.5
15.1618 | 1810.049
15.2205 | 1787.227
15.2793 | 1767.109
15.3381 | 1756.392
15.3968 | 1742.536
15.4556 | 1734.846
15.5144 | 1716.307
15.5731 | 1700.318
15.6319 | 1676.488
15.6907 | 1655.494
15.7494 | 1640.305
15.8082 | 1617.959
15.867 | 1593.348
15.9257 | 1568.147
15.9845 | 1542.413
16.0433 | 1522.542
16.102 | 1516.679
16.1608 | 1504.973
16.2196 | 1495.723
16.2783 | 1491.535
16.3371 | 1483.294
16.3959 | 1466.62
16.4546 | 1450.403
16.5134 | 1433.768
16.5722 | 1417.893
16.6309 | 1402.837
16.6897 | 1389.057
16.7485 | 1372.897
16.8072 | 1368.614
16.866 | 1362.371
16.9248 | 1351.503
16.9835 | 1338.293
17.0423 | 1326.283
17.1011 | 1299.578
17.1598 | 1276.662
17.2186 | 1264.385
17.2774 | 1255.877
17.3361 | 1250.109
17.3949 | 1239.184
17.4537 | 1239.146
17.5124 | 1225.632
17.5712 | 1207.416
17.63 | 1200.945
17.6887 | 1206.94
17.7475 | 1191.009
17.8063 | 1178.865
17.865 | 1175.306
17.9238 | 1156.291
17.9826 | 1141.73
18.0413 | 1124.638
18.1001 | 1112.323
18.1589 | 1098.124
18.2176 | 1096.106
18.2764 | 1091.614
18.3352 | 1089.539
18.3939 | 1080.879
18.4527 | 1074.483
18.5115 | 1064.928
18.5702 | 1048.064
18.629 | 1037.862
18.6878 | 1035.807
18.7465 | 1027.66
18.8053 | 1010.853
18.8641 | 1002.44
18.9228 | 989.0973
18.9816 | 970.9008
19.0404 | 955.6737
19.0991 | 952.2095
19.1579 | 944.3486
19.2167 | 938.2767
19.2754 | 935.0219
19.3342 | 938.7906
19.393 | 930.8154
19.4517 | 917.0158
19.5105 | 902.7213
19.5693 | 889.9877
19.628 | 873.9421
19.6868 | 868.9932
19.7456 | 871.7532
19.8043 | 879.2335
19.8631 | 873.9992
19.9219 | 859.838
19.9806 | 848.0369
20.0394 | 830.8493
20.0982 | 813.0146
20.1569 | 805.8578
20.2157 | 801.48
20.2745 | 799.3292
20.3332 | 803.5928
20.392 | 797.6922
20.4508 | 790.9733
20.5095 | 784.6921
20.5683 | 769.1794
20.6271 | 752.7722
20.6858 | 751.5921
20.7446 | 751.4208
20.8034 | 752.6199
20.8621 | 760.2335
20.9209 | 764.44
20.9797 | 760.2526
21.0384 | 757.15
21.0972 | 747.8805
21.156 | 735.5275
21.2147 | 719.2535
21.2735 | 710.3076
21.3323 | 707.0718
21.391 | 702.751
21.4498 | 697.2122
21.5086 | 698.5255
21.5673 | 690.36
21.6261 | 674.105
21.6849 | 662.837
21.7436 | 658.1546
21.8024 | 657.5266
21.8612 | 659.3918
21.9199 | 658.935
21.9787 | 658.4211
22.0375 | 647.5527
22.0962 | 630.6506
22.155 | 618.5831
22.2138 | 605.621
22.2725 | 593.3822
22.3313 | 587.5388
22.39 | 587.1962
22.4488 | 584.6457
22.5076 | 587.5959
22.5663 | 588.9283
22.6251 | 592.9444
22.6839 | 590.2226
22.7427 | 587.0439
22.8014 | 587.2913
22.8602 | 582.2664
22.9189 | 571.7597
22.9777 | 565.193
23.0365 | 556.3994
23.0953 | 543.9131
23.154 | 543.4562
23.2128 | 543.0756
23.2716 | 543.7037
23.3303 | 551.2031
23.3891 | 553.6965
23.4478 | 546.3494
23.5066 | 540.8486
23.5654 | 532.074
23.6242 | 516.3139
23.6829 | 504.7984
23.7417 | 500.7441
23.8005 | 496.6519
23.8592 | 492.2932
23.918 | 492.9403
23.9767 | 493.6255
24.0355 | 494.4249
24.0943 | 495.7383
24.1531 | 498.974
24.2118 | 500.4016
24.2706 | 495.4718
24.3294 | 485.8406
24.3881 | 475.8668
24.4469 | 466.8257
24.5056 | 458.4698
24.5644 | 454.7582
24.6232 | 453.2165
24.682 | 450.9134
24.7407 | 449.6191
24.7995 | 445.1461
24.8583 | 439.7786
24.917 | 436.4095
24.9758 | 431.4417
25.0345 | 424.4562
25.0933 | 422.5148
25.1521 | 422.2864
25.2109 | 420.6304
25.2696 | 416.8998
25.3284 | 411.8177
25.3871 | 408.4107
25.4459 | 403.4809
25.5047 | 399.9025
25.5634 | 399.4267
25.6222 | 403.1573
25.681 | 409.9524
25.7398 | 413.2643
25.7985 | 409.0578
25.8573 | 408.9626
25.916 | 406.1837
25.9748 | 394.7062
26.0336 | 388.5773
26.0923 | 386.141
26.1511 | 380.2024
26.2099 | 376.0721
26.2687 | 373.4644
26.3274 | 377.3854
26.3862 | 383.5524
26.4449 | 381.687
26.5037 | 375.7294
26.5625 | 377.0618
26.6212 | 367.5449
26.68 | 361.0162
26.7388 | 367.9636
26.7976 | 372.6269
26.8563 | 372.9124
26.9151 | 368.1349
26.9738 | 361.2066
27.0326 | 349.5388
27.0914 | 348.6442
27.1502 | 345.3894
27.2089 | 352.2606
27.2677 | 358.3895
27.3265 | 360.1597
27.3852 | 354.8112
27.444 | 355.9342
27.5027 | 358.6941
27.5615 | 360.2358
27.6203 | 362.5389
27.679 | 359.6648
27.7378 | 353.3646
27.7966 | 343.0292
27.8553 | 325.9557
27.9141 | 320.1504
27.9729 | 330.3145
28.0316 | 329.4199
28.0904 | 330.3907
28.1492 | 339.2224
28.2079 | 337.3571
28.2667 | 328.8109
28.3255 | 326.66
28.3842 | 321.1402
28.443 | 318.9703
28.5018 | 319.5413
28.5605 | 315.2016
28.6193 | 311.528
28.6781 | 312.4226
28.7368 | 312.1181
28.7956 | 313.3172
28.8544 | 306.7696
28.9131 | 304.2951
28.9719 | 302.5821
29.0307 | 297.9568
29.0894 | 296.2057
29.1482 | 300.85
29.207 | 297.2716
29.2657 | 294.3975
29.3245 | 292.4751
29.3833 | 289.8865
29.442 | 289.9817
29.5008 | 286.0797
29.5596 | 281.4545
29.6183 | 282.6346
29.6771 | 283.3008
29.7359 | 275.1542
29.7946 | 278.6945
29.8534 | 282.6917
29.9122 | 281.0738
29.9709 | 274.1264
30.0297 | 279.2466
30.0885 | 282.9772
30.1472 | 281.9874
30.206 | 280.2173
30.2648 | 276.125
30.3235 | 272.1659
30.3823 | 274.1645
30.4411 | 273.7648
30.4998 | 273.9932
30.5586 | 274.6784
30.6174 | 271.6139
30.6761 | 262.8203
30.7349 | 256.482
30.7937 | 248.6971
30.8524 | 252.3897
30.9112 | 256.4439
30.97 | 256.1774
31.0287 | 258.728
31.0875 | 262.3063
31.1463 | 256.0061
31.205 | 250.6576
31.2638 | 251.9519
31.3226 | 256.6913
31.3813 | 255.1496
31.4401 | 255.5493
31.4989 | 253.8553
31.5576 | 249.744
31.6164 | 245.9752
31.6752 | 238.7614
31.7339 | 233.4129
31.7927 | 232.937
31.8515 | 232.3279
31.9102 | 231.0717
31.969 | 236.4964
32.0278 | 239.4276
32.0865 | 236.2489
32.1453 | 239.9605
32.2041 | 236.9341
32.2628 | 237.4861
32.3216 | 242.3588
32.3804 | 248.1642
32.4391 | 240.0176
32.4979 | 243.5579
32.5567 | 241.1597
32.6154 | 237.6765
32.6742 | 237.0864
32.733 | 237.429
32.7917 | 231.6237
32.8505 | 185.8471
32.9093 | 137.9959
32.968 | 88.8313
33.0268 | 45.8337
33.0856 | 0
33.1443 | 0
33.2031 | 0
33.2619 | 0
33.3206 | 0
33.3794 | 0
33.4382 | 0
33.4969 | 0
33.5557 | 0
33.6145 | 0
33.6732 | 0
33.732 | 0
33.7908 | 0
33.8495 | 0
33.9083 | 0
33.9671 | 0
34.0258 | 0
34.0846 | 0
34.1434 | 0
34.2021 | 0
34.2609 | 0
34.3197 | 0
34.3784 | 0
34.4372 | 0
34.496 | 0
34.5547 | 0
34.6135 | 0
34.6723 | 0
34.731 | 0
34.7898 | 0
34.8486 | 0
34.9073 | 0
34.9661 | 0
35.0249 | 0
35.0836 | 0
35.1424 | 0
35.2012 | 0
35.2599 | 0
35.3187 | 0
35.3775 | 0
35.4362 | 0
35.495 | 0
35.5538 | 0
35.6125 | 0
35.6713 | 0
35.7301 | 0
35.7888 | 0
35.8476 | 0
35.9064 | 0
35.9651 | 0
36.0239 | 0
36.0827 | 0
36.1414 | 0
36.2002 | 0
36.259 | 0
36.3177 | 0
36.3765 | 0
36.4353 | 0
36.494 | 0
36.5528 | 0
36.6116 | 0
36.6703 | 0
36.7291 | 0
36.7879 | 0
36.8466 | 0
36.9054 | 0
36.9642 | 0
37.0229 | 0
37.0817 | 0
37.1405 | 0
37.1992 | 0
37.258 | 0
37.3168 | 0
37.3755 | 0
37.4343 | 0
37.4931 | 0
37.5518 | 0
37.6106 | 0
37.6694 | 0
37.7281 | 0
37.7869 | 0
37.8457 | 0
37.9044 | 0
37.9632 | 0
38.022 | 0
38.0807 | 0
38.1395 | 0
38.1983 | 0
38.257 | 0
38.3158 | 0
38.3746 | 0
38.4333 | 0
38.4921 | 0
38.5509 | 0
38.6096 | 0
38.6684 | 0
38.7272 | 0
38.7859 | 0
38.8447 | 0
38.9035 | 0
38.9622 | 0
39.021 | 0
39.0797 | 0
39.1385 | 0
39.1973 | 0
39.2561 | 0
39.3148 | 0
39.3736 | 0
39.4323 | 0
39.4911 | 0
39.5499 | 0
39.6086 | 0
39.6674 | 0
39.7262 | 0
39.785 | 0
39.8437 | 0
39.9025 | 0
39.9612 | 0
40.02 | 0
40.0788 | 0
40.1375 | 0
40.1963 | 0
40.2551 | 0
40.3139 | 0
40.3726 | 0
40.4314 | 0
40.4901 | 0
40.5489 | 0
40.6077 | 0
40.6664 | 0
40.7252 | 0
40.784 | 0
40.8428 | 0
40.9015 | 0

## ML
Desire
D40 Lustr 1-Piece Optic | 2015-05-14
Diffuser
Medium Linear
Horizontal | Beam Angle | Field Angle
| 42.9 | 59.3
Row Mult
Mode | Candela | Field Lumens | Beam Lumens | Power Consump | Efficacy (lpw)
Boost Full | 17196.8372 | 2860.9446 | 1595.2271 | 102.7 | 27.8573 | 1 | 1 | 1 | 1 | 1 | 1
Regulated Full | 15448 | 2570 | 1433 | 93.3 | 27.5456 | 0.8983 | 0.8983 | 0.8983
Regulated 3200K | 11163.0183 | 1857.1308 | 1035.513 | 57.2 | 32.4673 | 0.64913 | 0.64913 | 0.64913
Regulated 5600K | 9686.0659 | 1611.4183 | 898.5068 | 54.5 | 29.5673 | 0.56325 | 0.56325 | 0.56325
| For Field diameter at any distance, multiply distance by |  |  |  | 1.1385
| For Beam diameter at any distance, multiply distance by |  |  |  | 0.78581
Dist for 1.0 fc
| Throw Distance (ft) | 10 | 15 | 20 | 30 | 124.29
| Throw Distance (m) | 3.048 | 4.572 | 6.096 | 9.144 | 37.8836
| Field Diameter (ft) | 11.3847 | 17.077 | 22.7694 | 34.154
| Field Diameter (m) | 3.47 | 5.2051 | 6.9401 | 10.4101
| Illuminance (fc) | 154.48 | 68.6578 | 38.62 | 17.1644
| Illuminance (lux) | 1662.8073 | 739.0255 | 415.7018 | 184.7564
Vertical | Beam Angle | Field Angle
| 13 | 31.9
| For Field height at any distance, multiply distance by |  |  |  | 0.5716
| For Beam height at any distance, multiply distance by |  |  |  | 0.22787
Test Distance | Iso-Illuminance Diagram grid lines
67.8 | 0 | 12.5 | 25 | 37.5
| 0 | 0.18437 | 0.36873 | 0.5531
Measurement: ML - Intensity
Degrees | (Cd) |  | (Cd)
-40.9603 | 0 | 0 | 0
-40.9015 | 0 | 0 | 0
-40.8428 | 0 | 0 | 0
-40.784 | 0 | 0 | 0
-40.7252 | 0 | 0 | 0
-40.6664 | 0 | 0 | 0
-40.6077 | 0 | 0 | 0
-40.5489 | 0 | 0 | 0
-40.4901 | 0 | 0 | 0
-40.4314 | 0 | 0 | 0
-40.3726 | 0 | 0 | 0
-40.3139 | 0 | 0 | 0
-40.2551 | 0 | 0 | 0
-40.1963 | 0 | 0 | 0
-40.1375 | 0 | 0 | 0
-40.0788 | 0 | 0 | 0
-40.02 | 0 | 0 | 0
-39.9612 | 0 | 0 | 0
-39.9025 | 0 | 0 | 0
-39.8437 | 0 | 0 | 0
-39.785 | 0 | 0 | 0
-39.7262 | 0 | 0 | 0
-39.6674 | 0 | 0 | 0
-39.6086 | 0 | 0 | 0
-39.5499 | 0 | 0 | 0
-39.4911 | 0 | 0 | 0
-39.4323 | 0 | 0 | 0
-39.3736 | 0 | 0 | 0
-39.3148 | 0 | 0 | 0
-39.2561 | 0 | 0 | 0
-39.1973 | 0 | 0 | 0
-39.1385 | 0 | 0 | 0
-39.0797 | 0 | 0 | 0
-39.021 | 0 | 0 | 0
-38.9622 | 0 | 0 | 0
-38.9035 | 0 | 0 | 0
-38.8447 | 0 | 0 | 0
-38.7859 | 0 | 0 | 0
-38.7272 | 0 | 0 | 0
-38.6684 | 0 | 0 | 0
-38.6096 | 0 | 0 | 0
-38.5509 | 0 | 0 | 0
-38.4921 | 0 | 0 | 0
-38.4333 | 0 | 0 | 0
-38.3746 | 0 | 0 | 0
-38.3158 | 0 | 0 | 0
-38.257 | 0 | 0 | 0
-38.1983 | 0 | 0 | 0
-38.1395 | 0 | 0 | 0
-38.0807 | 0 | 0 | 0
-38.022 | 0 | 0 | 0
-37.9632 | 0 | 0 | 0
-37.9044 | 0 | 0 | 0
-37.8457 | 0 | 0 | 0
-37.7869 | 0 | 0 | 0
-37.7281 | 0 | 0 | 0
-37.6694 | 0 | 0 | 0
-37.6106 | 78.4254 | 81.6801 | 0
-37.5518 | 161.4947 | 168.1967 | 0
-37.4931 | 246.7607 | 257.0013 | 0
-37.4343 | 330.909 | 344.6417 | 0
-37.3755 | 412.379 | 429.4927 | 0
-37.3168 | 418.8727 | 436.2559 | 0
-37.258 | 420.8574 | 438.323 | 0
-37.1992 | 427.7943 | 445.5477 | 0
-37.1405 | 429.1238 | 446.9325 | 0
-37.0817 | 436.9472 | 455.0805 | 0
-37.0229 | 438.1611 | 456.3448 | 0
-36.9642 | 438.7777 | 456.987 | 0
-36.9054 | 437.0628 | 455.2009 | 0
-36.8466 | 437.6986 | 455.8631 | 0
-36.7879 | 448.8555 | 467.483 | 0
-36.7291 | 456.9293 | 475.8918 | 0
-36.6703 | 465.2343 | 484.5415 | 0
-36.6116 | 461.6117 | 480.7685 | 0
-36.5528 | 471.6509 | 491.2244 | 0
-36.494 | 473.9632 | 493.6327 | 0
-36.4353 | 474.1174 | 493.7932 | 0
-36.3765 | 477.8362 | 497.6664 | 0
-36.3177 | 482.0947 | 502.1017 | 0
-36.259 | 480.6495 | 500.5965 | 0
-36.2002 | 476.7765 | 496.5627 | 0
-36.1414 | 480.5917 | 500.5363 | 0
-36.0827 | 481.9406 | 501.9411 | 0
-36.0239 | 491.9605 | 512.3769 | 0
-35.9651 | 501.1134 | 521.9096 | 0
-35.9064 | 511.114 | 532.3253 | 0
-35.8476 | 517.5885 | 539.0685 | 0
-35.7888 | 529.5932 | 551.5713 | 0
-35.7301 | 532.1753 | 554.2605 | 0
-35.6713 | 528.0516 | 549.9658 | 0
-35.6125 | 531.9055 | 553.9796 | 0
-35.5538 | 533.5626 | 555.7055 | 0
-35.495 | 536.4145 | 558.6757 | 0
-35.4362 | 549.6716 | 572.483 | 0
-35.3775 | 562.7747 | 586.1299 | 0
-35.3187 | 567.014 | 590.545 | 0
-35.2599 | 572.0624 | 595.803 | 0
-35.2012 | 574.471 | 598.3115 | 0
-35.1424 | 578.4984 | 602.506 | 0
-35.0836 | 584.7801 | 609.0484 | 0
-35.0249 | 589.5973 | 614.0656 | 0
-34.9661 | 595.2625 | 619.9658 | 0
-34.9073 | 606.8239 | 632.0071 | 0
-34.8486 | 605.3017 | 630.4217 | 0
-34.7898 | 605.5523 | 630.6827 | 0
-34.731 | 609.8877 | 635.1981 | 0
-34.6723 | 619.5609 | 645.2726 | 0
-34.6135 | 612.5661 | 637.9876 | 0
-34.5547 | 620.7556 | 646.5169 | 0
-34.496 | 624.7828 | 650.7113 | 0
-34.4372 | 624.3588 | 650.2697 | 0
-34.3784 | 628.2898 | 654.3638 | 0
-34.3197 | 637.2884 | 663.7359 | 0
-34.2609 | 639.8127 | 666.3649 | 0
-34.2021 | 650.1024 | 677.0817 | 0
-34.1434 | 664.4001 | 691.9727 | 0
-34.0846 | 674.4394 | 702.4286 | 0
-34.0258 | 676.2507 | 704.3151 | 0
-33.9671 | 683.9969 | 712.3828 | 0
-33.9083 | 690.1052 | 718.7446 | 0
-33.8495 | 690.8374 | 719.5071 | 0
-33.7908 | 692.9763 | 721.7348 | 0
-33.732 | 705.5591 | 734.8398 | 0
-33.6732 | 705.3085 | 734.5788 | 0
-33.6145 | 705.7903 | 735.0806 | 0
-33.5557 | 703.0155 | 732.1907 | 0
-33.4969 | 701.474 | 730.5852 | 0
-33.4382 | 708.5072 | 737.9103 | 0
-33.3794 | 717.6215 | 747.4028 | 0
-33.3206 | 727.892 | 758.0995 | 0
-33.2619 | 741.3419 | 772.1076 | 0
-33.2031 | 758.3372 | 789.8082 | 0
-33.1443 | 775.4675 | 807.6494 | 0
-33.0856 | 785.2949 | 817.8846 | 0
-33.0268 | 794.7752 | 827.7584 | 0
-32.968 | 804.2363 | 837.6121 | 0
-32.9093 | 809.1693 | 842.7498 | 0
-32.8505 | 804.0822 | 837.4516 | 0
-32.7917 | 818.2835 | 852.2423 | 0
-32.733 | 821.1739 | 855.2526 | 0
-32.6742 | 825.5288 | 859.7883 | 0
-32.6154 | 833.853 | 868.4579 | 0
-32.5567 | 842.5049 | 877.4688 | 0
-32.4979 | 844.6631 | 879.7166 | 0
-32.4391 | 854.2205 | 889.6706 | 0
-32.3804 | 862.3521 | 898.1397 | 0
-32.3216 | 865.5315 | 901.451 | 0
-32.2628 | 874.4531 | 910.7429 | 0
-32.2041 | 879.5787 | 916.0812 | 0
-32.1453 | 888.3654 | 925.2326 | 0
-32.0865 | 898.2312 | 935.5077 | 0
-32.0278 | 907.7694 | 945.4419 | 0
-31.969 | 909.388 | 947.1276 | 88.547
-31.9102 | 913.7237 | 951.6432 | 177.8506
-31.8515 | 918.6373 | 956.7607 | 274.8345
-31.7927 | 923.1462 | 961.4568 | 374.8117
-31.7339 | 934.6499 | 973.4379 | 469.2465
-31.6752 | 944.2074 | 983.3921 | 563.5826
-31.6164 | 955.7496 | 995.4132 | 658.2148
-31.5576 | 971.5117 | 1011.8295 | 662.9514
-31.4989 | 989.8945 | 1030.9751 | 666.5859
-31.4401 | 1001.1671 | 1042.7155 | 671.0265
-31.3813 | 1027.2767 | 1069.9086 | 677.5392
-31.3226 | 1039.9172 | 1083.0738 | 687.1932
-31.2638 | 1041.3432 | 1084.5589 | 694.8737
-31.205 | 1041.1119 | 1084.3181 | 703.6395
-31.1463 | 1040.0522 | 1083.2144 | 711.0733
-31.0875 | 1037.8361 | 1080.9063 | 724.5099
-31.0287 | 1053.0971 | 1096.8006 | 729.3123
-30.97 | 1067.6073 | 1111.913 | 722.9968
-30.9112 | 1085.0264 | 1130.055 | 719.0004
-30.8524 | 1106.5688 | 1152.4914 | 722.4871
-30.7937 | 1119.6333 | 1166.0981 | 723.4409
-30.7349 | 1124.4315 | 1171.0954 | 728.9669
-30.6761 | 1137.0722 | 1184.2607 | 732.7824
-30.6174 | 1146.6488 | 1194.2347 | 735.9565
-30.5586 | 1154.0289 | 1201.9211 | 741.6635
-30.4998 | 1157.1502 | 1205.172 | 747.7157
-30.4411 | 1169.2712 | 1217.796 | 748.2913
-30.3823 | 1176.2076 | 1225.0202 | 754.7712
-30.3235 | 1199.9476 | 1249.7454 | 764.0798
-30.2648 | 1216.1335 | 1266.6031 | 763.7179
-30.206 | 1235.2294 | 1286.4914 | 765.4119
-30.1472 | 1257.3113 | 1309.4897 | 762.5338
-30.0885 | 1280.5701 | 1333.7137 | 770.1155
-30.0297 | 1287.5835 | 1341.0183 | 781.1182
-29.9709 | 1309.3769 | 1363.7161 | 785.1311
-29.9122 | 1326.5075 | 1381.5576 | 784.983
-29.8534 | 1337.009 | 1392.4948 | 791.874
-29.7946 | 1354.9103 | 1411.139 | 799.5052
-29.7359 | 1368.4373 | 1425.2274 | 816.0008
-29.6771 | 1377.3775 | 1434.5387 | 815.7542
-29.6183 | 1394.0457 | 1451.8986 | 816.8889
-29.5596 | 1412.024 | 1470.623 | 825.5397
-29.5008 | 1431.9479 | 1491.3738 | 828.2205
-29.442 | 1454.4162 | 1514.7745 | 828.3356
-29.3833 | 1476.7678 | 1538.0537 | 826.3784
-29.3245 | 1497.9645 | 1560.13 | 828.8619
-29.2657 | 1517.753 | 1580.7397 | 842.5945
-29.207 | 1522.9563 | 1586.159 | 859.3204
-29.1482 | 1539.4703 | 1603.3583 | 864.649
-29.0894 | 1567.7564 | 1632.8183 | 867.8396
-29.0307 | 1591.0152 | 1657.0423 | 876.0792
-28.9719 | 1608.3572 | 1675.104 | 884.3024
-28.9131 | 1640.7291 | 1708.8194 | 892.5584
-28.8544 | 1666.376 | 1735.5307 | 895.0747
-28.7956 | 1671.444 | 1740.8089 | 890.3547
-28.7368 | 1674.2967 | 1743.78 | 895.3379
-28.6781 | 1685.4334 | 1755.3789 | 905.6004
-28.6193 | 1692.6406 | 1762.8852 | 907.0313
-28.5605 | 1702.9879 | 1773.6619 | 908.5114
-28.5018 | 1730.3116 | 1802.1196 | 911.9651
-28.443 | 1761.4119 | 1834.5105 | 917.1128
-28.3842 | 1783.3792 | 1857.3894 | 923.1815
-28.3255 | 1812.109 | 1887.3115 | 930.3685
-28.2667 | 1844.9048 | 1921.4683 | 941.1902
-28.2079 | 1854.4814 | 1931.4423 | 957.6201
-28.1492 | 1868.4135 | 1945.9527 | 978.2602
-28.0904 | 1887.6823 | 1966.0211 | 990.2825
-28.0316 | 1899.244 | 1978.0626 | 994.427
-27.9729 | 1898.7045 | 1977.5007 | 1000.331
-27.9141 | 1919.3991 | 1999.0542 | 1009.081
-27.8553 | 1944.6034 | 2025.3044 | 1015.314
-27.7966 | 1972.5437 | 2054.4043 | 1017.139
-27.7378 | 2003.7981 | 2086.9557 | 1013.982
-27.679 | 2040.6026 | 2125.2876 | 1017.731
-27.6203 | 2071.4529 | 2157.4182 | 1029.754
-27.5615 | 2100.2983 | 2187.4607 | 1039.786
-27.5027 | 2130.4934 | 2218.9089 | 1044.391
-27.444 | 2161.9592 | 2251.6805 | 1042.006
-27.3852 | 2187.5489 | 2278.3322 | 1046.891
-27.3265 | 2211.9825 | 2303.7798 | 1057.318
-27.2677 | 2232.9083 | 2325.574 | 1063.617
-27.2089 | 2259.5384 | 2353.3093 | 1071.873
-27.1502 | 2283.0659 | 2377.8131 | 1079.126
-27.0914 | 2305.8612 | 2401.5545 | 1083.747
-27.0326 | 2334.7076 | 2431.598 | 1104.288
-26.9738 | 2361.2409 | 2459.2324 | 1120.356
-26.9151 | 2388.9313 | 2488.0719 | 1126.869
-26.8563 | 2420.32 | 2520.7633 | 1135.882
-26.7976 | 2447.7208 | 2549.3012 | 1143.151
-26.7388 | 2479.4574 | 2582.3549 | 1148.069
-26.68 | 2519.903 | 2624.479 | 1158.726
-26.6212 | 2551.4469 | 2657.332 | 1165.929
-26.5625 | 2584.9749 | 2692.2513 | 1162.772
-26.5037 | 2623.4948 | 2732.3698 | 1174.876
-26.4449 | 2660.2024 | 2770.6008 | 1179.07
-26.3862 | 2690.0112 | 2801.6467 | 1178.297
-26.3274 | 2723.9641 | 2837.0086 | 1187.425
-26.2687 | 2749.4371 | 2863.5387 | 1197.95
-26.2099 | 2783.0046 | 2898.4993 | 1207.966
-26.1511 | 2807.9767 | 2924.5077 | 1223.738
-26.0923 | 2837.0543 | 2954.7921 | 1234.264
-26.0336 | 2871.0062 | 2990.1529 | 1245.381
-25.9748 | 2914.5544 | 3035.5084 | 1261.4
-25.916 | 2961.7646 | 3084.6778 | 1271.482
-25.8573 | 3006.1596 | 3130.9152 | 1274.475
-25.7985 | 3047.4727 | 3173.9429 | 1271.317
-25.7398 | 3095.4338 | 3223.8943 | 1277.139
-25.681 | 3140.8901 | 3271.237 | 1287.106
-25.6222 | 3181.895 | 3313.9436 | 1294.309
-25.5634 | 3229.9904 | 3364.035 | 1299.292
-25.5047 | 3275.0999 | 3411.0165 | 1311.15
-25.4459 | 3302.9433 | 3440.0155 | 1327.662
-25.3871 | 3327.1842 | 3465.2624 | 1345.161
-25.3284 | 3360.0956 | 3499.5396 | 1353.944
-25.2696 | 3400.1371 | 3541.2428 | 1355.917
-25.2109 | 3451.7206 | 3594.967 | 1368.745
-25.1521 | 3507.948 | 3653.5279 | 1388.908
-25.0933 | 3562.5757 | 3710.4226 | 1402.395
-25.0345 | 3608.4559 | 3758.2068 | 1403.48
-24.9758 | 3655.2609 | 3806.9542 | 1403.891
-24.917 | 3702.7012 | 3856.3633 | 1416.982
-24.8583 | 3746.8275 | 3902.3208 | 1430.896
-24.7995 | 3787.8126 | 3945.0068 | 1435.534
-24.7407 | 3831.8045 | 3990.8244 | 1434.563
-24.682 | 3868.4351 | 4028.9752 | 1434.629
-24.6232 | 3895.5464 | 4057.2116 | 1443.198
-24.5644 | 3931.9854 | 4095.1628 | 1453.773
-24.5056 | 3982.6439 | 4147.9236 | 1458.016
-24.4469 | 4035.2678 | 4202.7314 | 1455.237
-24.3881 | 4097.8724 | 4267.9341 | 1456.125
-24.3294 | 4170.9805 | 4344.0761 | 1465.844
-24.2706 | 4226.7257 | 4402.1348 | 1475.186
-24.2118 | 4266.863 | 4443.9378 | 1492.422
-24.1531 | 4308.697 | 4487.5079 | 1517.141
-24.0943 | 4350.2986 | 4530.836 | 1542.106
-24.0355 | 4394.8873 | 4577.2752 | 1561.398
-23.9767 | 4456.2598 | 4641.1946 | 1591.938
-23.918 | 4523.8365 | 4711.5757 | 1612.611
-23.8592 | 4576.9613 | 4766.9052 | 1622.594
-23.8005 | 4629.6633 | 4821.7943 | 1633.251
-23.7417 | 4683.3464 | 4877.7053 | 1639.008
-23.6829 | 4730.5951 | 4926.9148 | 1649.007
-23.6242 | 4781.4453 | 4979.8752 | 1667.016
-23.5654 | 4843.9936 | 5045.0193 | 1674.894
-23.5066 | 4909.5664 | 5113.3134 | 1686.061
-23.4478 | 4970.264 | 5176.53 | 1703.642
-23.3891 | 5029.3816 | 5238.101 | 1710.714
-23.3303 | 5086.6881 | 5297.7856 | 1713.641
-23.2716 | 5141.1429 | 5354.5003 | 1719.414
-23.2128 | 5201.7061 | 5417.5769 | 1723.624
-23.154 | 5257.7211 | 5475.9166 | 1730.795
-23.0953 | 5308.8234 | 5529.1395 | 1741.14
-23.0365 | 5376.323 | 5599.4404 | 1748.623
-22.9777 | 5450.7788 | 5676.9861 | 1766.829
-22.9189 | 5491.4566 | 5719.3521 | 1778.555
-22.8602 | 5546.6822 | 5776.8695 | 1792.107
-22.8014 | 5607.1288 | 5839.8246 | 1807.55
-22.7427 | 5658.0185 | 5892.8263 | 1823.733
-22.6839 | 5708.0991 | 5944.9852 | 1838.485
-22.6251 | 5787.6811 | 6027.8699 | 1852.234
-22.5663 | 5867.0111 | 6110.4921 | 1860.836
-22.5076 | 5948.7699 | 6195.6439 | 1866.987
-22.4488 | 6009.7383 | 6259.1424 | 1878.729
-22.39 | 6067.0062 | 6318.787 | 1894.978
-22.3313 | 6114.6975 | 6368.4575 | 1898.58
-22.2725 | 6154.411 | 6409.819 | 1900.981
-22.2138 | 6213.5098 | 6471.3705 | 1920.108
-22.155 | 6302.5914 | 6564.149 | 1927.953
-22.0962 | 6396.0848 | 6661.5223 | 1945.715
-22.0375 | 6485.2622 | 6754.4006 | 1952.277
-21.9787 | 6557.2705 | 6829.3972 | 1957.836
-21.9199 | 6609.1434 | 6883.4229 | 1983.295
-21.8612 | 6670.1118 | 6946.9214 | 2010.744
-21.8024 | 6744.7602 | 7024.6678 | 2024.937
-21.7436 | 6794.9949 | 7076.9872 | 2042.206
-21.6849 | 6850.9516 | 7135.2661 | 2059.211
-21.6261 | 6910.0703 | 7196.8382 | 2075.789
-21.5673 | 6963.0024 | 7251.967 | 2091.923
-21.5086 | 6995.6826 | 7286.0034 | 2103.978
-21.4498 | 7071.8725 | 7365.3552 | 2112.941
-21.391 | 7156.1173 | 7453.0962 | 2113.336
-21.3323 | 7242.3858 | 7542.9448 | 2125.753
-21.2735 | 7321.3315 | 7625.1668 | 2147.512
-21.2147 | 7414.4593 | 7722.1594 | 2167.527
-21.156 | 7489.0693 | 7799.8656 | 2188.71
-21.0972 | 7568.1691 | 7882.2481 | 2200.864
-21.0384 | 7650.8528 | 7968.3631 | 2207.097
-20.9797 | 7723.112 | 8043.6212 | 2229.25
-20.9209 | 7787.9714 | 8111.1722 | 2247.406
-20.8621 | 7855.7231 | 8181.7356 | 2255.531
-20.8034 | 7911.6996 | 8240.0351 | 2265.383
-20.7446 | 7968.2926 | 8298.9767 | 2279.625
-20.6858 | 8036.5629 | 8370.0803 | 2295.907
-20.6271 | 8104.1594 | 8440.482 | 2309.163
-20.5683 | 8185.9577 | 8525.675 | 2328.355
-20.5095 | 8271.1462 | 8614.3988 | 2357.926
-20.4508 | 8357.4918 | 8704.3277 | 2382.217
-20.392 | 8408.1493 | 8757.0875 | 2401.163
-20.3332 | 8463.1821 | 8814.4042 | 2415.389
-20.2745 | 8502.1249 | 8854.963 | 2445.782
-20.2157 | 8541.3373 | 8895.8028 | 2478.362
-20.1569 | 8582.8057 | 8938.9921 | 2503.196
-20.0982 | 8652.656 | 9011.7412 | 2505.285
-20.0394 | 8717.3238 | 9079.0927 | 2522.389
-19.9806 | 8789.6778 | 9154.4494 | 2543.917
-19.9219 | 8863.3639 | 9231.1935 | 2555.94
-19.8631 | 8936.6439 | 9307.5146 | 2557.847
-19.8043 | 8990.0582 | 9363.1457 | 2559.196
-19.7456 | 9056.1133 | 9431.942 | 2559.574
-19.6868 | 9115.0966 | 9493.3731 | 2580.527
-19.628 | 9174.6381 | 9555.3856 | 2589.112
-19.5693 | 9227.0682 | 9609.9916 | 2608.009
-19.5105 | 9302.2374 | 9688.2803 | 2631.215
-19.4517 | 9357.6369 | 9745.9788 | 2650.522
-19.393 | 9407.2748 | 9797.6767 | 2669.814
-19.3342 | 9463.4044 | 9856.1356 | 2695.487
-19.2754 | 9518.5143 | 9913.5326 | 2721.34
-19.2167 | 9567.3804 | 9964.4267 | 2750.648
-19.1579 | 9630.8921 | 10030.5742 | 2768.081
-19.0991 | 9698.6813 | 10101.1766 | 2790.941
-19.0404 | 9764.2541 | 10169.4707 | 2812.42
-18.9816 | 9806.2412 | 10213.2002 | 2845.296
-18.9228 | 9852.1026 | 10260.9648 | 2872.992
-18.8641 | 9909.7173 | 10320.9706 | 2887.859
-18.8053 | 9956.8879 | 10370.0987 | 2905.391
-18.7465 | 10002.3046 | 10417.4002 | 2931.607
-18.6878 | 10079.0152 | 10497.2944 | 2965.091
-18.629 | 10145.1474 | 10566.171 | 3000.862
-18.5702 | 10183.3194 | 10605.9271 | 3030.268
-18.5115 | 10241.4163 | 10666.4351 | 3041.402
-18.4527 | 10302.3253 | 10729.8718 | 3063.72
-18.3939 | 10344.7185 | 10774.0244 | 3104.655
-18.3352 | 10393.8159 | 10825.1592 | 3129.999
-18.2764 | 10452.3899 | 10886.164 | 3144.175
-18.2176 | 10484.6139 | 10919.7253 | 3158.171
-18.1589 | 10524.0971 | 10960.8472 | 3177.792
-18.1001 | 10581.8587 | 11021.0059 | 3215.01
-18.0413 | 10627.6847 | 11068.7336 | 3243.955
-17.9826 | 10642.9114 | 11084.5923 | 3249.185
-17.9238 | 10674.5106 | 11117.5027 | 3262.03
-17.865 | 10694.4136 | 11138.2318 | 3284.775
-17.8063 | 10695.226 | 11139.0779 | 3312.98
-17.7475 | 10730.1579 | 11175.4595 | 3341.087
-17.6887 | 10773.3593 | 11220.4537 | 3364.918
-17.63 | 10856.2211 | 11306.7542 | 3383.042
-17.5712 | 10915.8365 | 11368.8437 | 3412.76
-17.5124 | 10974.3167 | 11429.7509 | 3443.531
-17.4537 | 10990.335 | 11446.4339 | 3468.579
-17.3949 | 11012.7793 | 11469.8097 | 3493.972
-17.3361 | 11003.6037 | 11460.2533 | 3523.789
-17.2774 | 11038.4836 | 11496.5806 | 3553.903
-17.2186 | 11101.4006 | 11562.1087 | 3603.373
-17.1598 | 11182.6584 | 11646.7387 | 3627.45
-17.1011 | 11272.9877 | 11740.8167 | 3660.919
-17.0423 | 11362.4526 | 11833.9943 | 3702.265
-16.9835 | 11421.0578 | 11895.0317 | 3736.621
-16.9248 | 11458.8954 | 11934.4396 | 3756.932
-16.866 | 11493.7961 | 11970.7887 | 3783.806
-16.8072 | 11514.6261 | 11992.4831 | 3798.591
-16.7485 | 11520.948 | 11999.0674 | 3830.48
-16.6897 | 11542.7987 | 12021.8248 | 3851.088
-16.6309 | 11585.6356 | 12066.4395 | 3866.794
-16.5722 | 11651.8958 | 12135.4495 | 3885.263
-16.5134 | 11719.9578 | 12206.3361 | 3913.419
-16.4546 | 11796.6331 | 12286.1933 | 3948.483
-16.3959 | 11886.7124 | 12380.011 | 3980.8
-16.3371 | 11913.8643 | 12408.2897 | 4011.933
-16.2783 | 11927.6225 | 12422.6189 | 4048.312
-16.2196 | 11934.6318 | 12429.919 | 4085.3
-16.1608 | 11937.8084 | 12433.2274 | 4113.719
-16.102 | 11943.7866 | 12439.4537 | 4146.184
-16.0433 | 11980.4162 | 12477.6034 | 4175.722
-15.9845 | 12009.9219 | 12508.3336 | 4219.831
-15.9257 | 12063.8195 | 12564.468 | 4263.759
-15.867 | 12104.0318 | 12606.3491 | 4298.477
-15.8082 | 12103.3548 | 12605.644 | 4328.722
-15.7494 | 12143.0151 | 12646.9503 | 4363.243
-15.6907 | 12189.5806 | 12695.4482 | 4392.599
-15.6319 | 12215.9618 | 12722.9242 | 4423.289
-15.5731 | 12246.9256 | 12755.173 | 4442.596
-15.5144 | 12297.7404 | 12808.0966 | 4461.279
-15.4556 | 12334.2033 | 12846.0727 | 4488.432
-15.3968 | 12353.3565 | 12866.0208 | 4524.187
-15.3381 | 12370.3433 | 12883.7126 | 4560.928
-15.2793 | 12423.9181 | 12939.5107 | 4592.669
-15.2205 | 12464.3283 | 12981.5979 | 4628.851
-15.1618 | 12478.4094 | 12996.2634 | 4664.704
-15.103 | 12495.063 | 13013.6081 | 4709.816
-15.0442 | 12526.6621 | 13046.5186 | 4757.56
-14.9855 | 12549.6688 | 13070.4801 | 4799.383
-14.9267 | 12569.1865 | 13090.8078 | 4855.333
-14.8679 | 12608.9614 | 13132.2333 | 4919.49
-14.8092 | 12653.4855 | 13178.6052 | 4976.312
-14.7504 | 12670.4099 | 13196.2319 | 5027
-14.6916 | 12669.5767 | 13195.3641 | 5077.244
-14.6329 | 12693.7395 | 13220.5297 | 5127.224
-14.5741 | 12700.4676 | 13227.537 | 5182.418
-14.5153 | 12693.8749 | 13220.6707 | 5237.529
-14.4566 | 12753.5737 | 13282.847 | 5291.424
-14.3978 | 12806.5027 | 13337.9726 | 5335.138
-14.339 | 12832.4777 | 13365.0256 | 5377.471
-14.2803 | 12872.7734 | 13406.9935 | 5417.189
-14.2215 | 12907.2783 | 13442.9303 | 5464.933
-14.1627 | 12894.2908 | 13429.4038 | 5505.868
-14.104 | 12900.5918 | 13435.9664 | 5529.254
-14.0452 | 12920.5366 | 13456.7388 | 5560.091
-13.9864 | 12935.8049 | 13472.6408 | 5584.777
-13.9277 | 12963.8213 | 13501.8199 | 5620.35
-13.8689 | 12992.6292 | 13531.8233 | 5671.712
-13.8101 | 13013.5321 | 13553.5937 | 5709.473
-13.7514 | 13050.8594 | 13592.4701 | 5745.474
-13.6926 | 13087.6036 | 13630.7391 | 5797.148
-13.6338 | 13126.9514 | 13671.7199 | 5844.546
-13.5751 | 13200.7521 | 13748.5833 | 5905.596
-13.5163 | 13218.7284 | 13767.3056 | 5968.815
-13.4575 | 13244.9013 | 13794.5647 | 6020.588
-13.3988 | 13261.909 | 13812.2782 | 6089.564
-13.34 | 13273.1051 | 13823.939 | 6146.945
-13.2812 | 13251.4315 | 13801.3659 | 6203.159
-13.2225 | 13277.2086 | 13828.2128 | 6256.543
-13.1637 | 13282.3745 | 13833.593 | 6304.172
-13.1049 | 13303.1628 | 13855.2441 | 6360.912
-13.0462 | 13337.3553 | 13890.8555 | 6422.75
-12.9874 | 13361.7472 | 13916.2597 | 6478.931
-12.9286 | 13392.7839 | 13948.5844 | 6557.791
-12.8699 | 13416.051 | 13972.8171 | 6623.148
-12.8111 | 13427.1638 | 13984.3911 | 6688.934
-12.7523 | 13431.3506 | 13988.7517 | 6759.472
-12.6936 | 13440.3284 | 13998.102 | 6815.308
-12.6348 | 13447.8168 | 14005.9012 | 6883.593
-12.576 | 13444.0465 | 14001.9745 | 6910.203
-12.5173 | 13429.5697 | 13986.8968 | 6951.236
-12.4585 | 13421.2689 | 13978.2516 | 7013.453
-12.3997 | 13437.683 | 13995.3468 | 7062.529
-12.341 | 13459.7315 | 14018.3104 | 7119.203
-12.2822 | 13495.9757 | 14056.0587 | 7178.722
-12.2234 | 13549.9462 | 14112.269 | 7224.393
-12.1647 | 13587.5027 | 14151.3841 | 7292.152
-12.1059 | 13590.3981 | 14154.3996 | 7348.119
-12.0471 | 13590.1273 | 14154.1176 | 7403.198
-11.9884 | 13605.6561 | 14170.2908 | 7481.548
-11.9296 | 13617.425 | 14182.5482 | 7560.49
-11.8708 | 13620.5704 | 14185.824 | 7623.908
-11.8121 | 13644.3999 | 14210.6425 | 7670.944
-11.7533 | 13667.0317 | 14234.2135 | 7758.833
-11.6945 | 13674.3326 | 14241.8174 | 7842.692
-11.6358 | 13685.1642 | 14253.0985 | 7886.769
-11.577 | 13708.5875 | 14277.4939 | 7929.645
-11.5182 | 13732.6983 | 14302.6052 | 7984.69
-11.4595 | 13769.3799 | 14340.8091 | 8048.798
-11.4007 | 13769.6923 | 14341.1346 | 8130.536
-11.3419 | 13770.0985 | 14341.5576 | 8191.651
-11.2832 | 13802.1246 | 14374.9128 | 8258.521
-11.2244 | 13805.2804 | 14378.1995 | 8343.286
-11.1656 | 13764.5265 | 14335.7543 | 8410.338
-11.1069 | 13767.2865 | 14338.6289 | 8473.919
-11.0481 | 13786.4188 | 14358.5552 | 8556.052
-10.9893 | 13760.8083 | 14331.8819 | 8636.886
-10.9306 | 13743.509 | 14313.8646 | 8697.754
-10.8718 | 13755.9966 | 14326.8705 | 8744.807
-10.8131 | 13772.9835 | 14344.5623 | 8833.649
-10.7543 | 13777.7431 | 14349.5195 | 8918.2
-10.6955 | 13797.4796 | 14370.075 | 8997.57
-10.6367 | 13821.7569 | 14395.3598 | 9074.67
-10.578 | 13835.5776 | 14409.7541 | 9128.104
-10.5192 | 13851.8354 | 14426.6866 | 9208.922
-10.4604 | 13872.2488 | 14447.9472 | 9301.416
-10.4017 | 13891.7249 | 14468.2315 | 9352.202
-10.3429 | 13917.4708 | 14495.0458 | 9430.783
-10.2842 | 13954.2357 | 14533.3365 | 9517.487
-10.2254 | 13983.2936 | 14563.6002 | 9566.612
-10.1666 | 14008.5187 | 14589.8722 | 9642.529
-10.1078 | 14006.5711 | 14587.8438 | 9722.918
-10.0491 | 14004.0819 | 14585.2513 | 9789.806
-9.9903 | 13993.7398 | 14574.48 | 9884.948
-9.9315 | 13965.0048 | 14544.5525 | 9959.318
-9.8728 | 13917.0229 | 14494.5794 | 10023.56
-9.814 | 13912.055 | 14489.4052 | 10123.16
-9.7552 | 13936.4677 | 14514.8311 | 10232.13
-9.6965 | 13953.6525 | 14532.7291 | 10316.15
-9.6377 | 13974.545 | 14554.4886 | 10398.85
-9.5789 | 14009.8831 | 14591.2932 | 10481.57
-9.5202 | 14041.7009 | 14624.4315 | 10572.47
-9.4614 | 14054.4384 | 14637.6976 | 10680.49
-9.4026 | 14083.9754 | 14668.4603 | 10825.83
-9.3439 | 14103.566 | 14688.864 | 10930.88
-9.2851 | 14121.9693 | 14708.031 | 11030.37
-9.2263 | 14124.6147 | 14710.7862 | 11149
-9.1676 | 14107.5758 | 14693.0402 | 11268.12
-9.1088 | 14087.9956 | 14672.6474 | 11374.79
-9.05 | 14111.1794 | 14696.7933 | 11449.39
-8.9913 | 14129.5827 | 14715.9603 | 11476.21
-8.9325 | 14134.7485 | 14721.3406 | 11522.79
-8.8737 | 14163.6918 | 14751.485 | 11580.22
-8.815 | 14208.4138 | 14798.063 | 11638.67
-8.7562 | 14233.2327 | 14823.9119 | 11720.31
-8.6974 | 14261.6969 | 14853.5574 | 11819.41
-8.6387 | 14293.0044 | 14886.1641 | 11931.31
-8.5799 | 14304.5651 | 14898.2045 | 12051.93
-8.5212 | 14298.941 | 14892.347 | 12149.23
-8.4624 | 14283.0998 | 14875.8484 | 12274.38
-8.4036 | 14256.9164 | 14848.5785 | 12383.56
-8.3449 | 14270.8101 | 14863.0487 | 12458.93
-8.2861 | 14302.1175 | 14895.6554 | 12543
-8.2273 | 14292.3483 | 14885.4807 | 12635.51
-8.1685 | 14295.7227 | 14888.9952 | 12728.12
-8.1098 | 14313.2512 | 14907.2511 | 12845.57
-8.051 | 14295.2436 | 14888.4963 | 12957.43
-7.9923 | 14268.8833 | 14861.0419 | 13066.92
-7.9335 | 14264.9464 | 14856.9417 | 13188.14
-7.8747 | 14262.4781 | 14854.3709 | 13293.22
-7.816 | 14269.0291 | 14861.1938 | 13401.07
-7.7572 | 14290.786 | 14883.8536 | 13487.29
-7.6984 | 14306.9918 | 14900.7319 | 13590.77
-7.6397 | 14334.8623 | 14929.7591 | 13688.47
-7.5809 | 14358.2544 | 14954.122 | 13807.28
-7.5221 | 14367.7841 | 14964.0472 | 13918.34
-7.4634 | 14383.9586 | 14980.8929 | 14029.8
-7.4046 | 14430.8365 | 15029.7162 | 14136.52
-7.3458 | 14477.6832 | 15078.5071 | 14278.88
-7.2871 | 14466.7787 | 15067.15 | 14419.45
-7.2283 | 14454.2703 | 15054.1225 | 14545.26
-7.1695 | 14444.3031 | 15043.7417 | 14614.52
-7.1108 | 14420.3486 | 15018.7931 | 14693.97
-7.052 | 14400.6851 | 14998.3135 | 14794.36
-6.9932 | 14429.795 | 15028.6315 | 14891.65
-6.9345 | 14464.1333 | 15064.3948 | 14967.95
-6.8757 | 14514.5419 | 15116.8954 | 15055.36
-6.8169 | 14549.7654 | 15153.5807 | 15178.58
-6.7582 | 14561.7739 | 15166.0875 | 15341.05
-6.6994 | 14577.3756 | 15182.3367 | 15471.04
-6.6406 | 14601.7571 | 15207.73 | 15615.27
-6.5819 | 14596.4142 | 15202.1654 | 15744.9
-6.5231 | 14577.8963 | 15182.879 | 15885.96
-6.4643 | 14565.4712 | 15169.9383 | 16010.38
-6.4056 | 14539.9753 | 15143.3843 | 16125.36
-6.3468 | 14497.1593 | 15098.7914 | 16248.67
-6.288 | 14462.9981 | 15063.2125 | 16374.57
-6.2293 | 14461.3941 | 15061.542 | 16463.97
-6.1705 | 14480.6827 | 15081.6311 | 16558.46
-6.1117 | 14492.0767 | 15093.4979 | 16638.07
-6.053 | 14504.0019 | 15105.918 | 16721.88
-5.9942 | 14526.2171 | 15129.0551 | 16791.53
-5.9354 | 14549.3384 | 15153.1359 | 16892.12
-5.8767 | 14554.9625 | 15158.9934 | 16994.08
-5.8179 | 14550.6507 | 15154.5027 | 17088.46
-5.7591 | 14550.1716 | 15154.0037 | 17215.91
-5.7004 | 14550.4007 | 15154.2424 | 17321.79
-5.6416 | 14544.6412 | 15148.2438 | 17427.12
-5.5828 | 14543.5997 | 15147.1591 | 17545.96
-5.5241 | 14560.4408 | 15164.6991 | 17653.67
-5.4653 | 14586.0721 | 15191.3941 | 17785.83
-5.4065 | 14568.5541 | 15173.1491 | 17900.56
-5.3478 | 14518.7079 | 15121.2343 | 17972.95
-5.289 | 14468.9658 | 15069.4279 | 18093.47
-5.2302 | 14442.7096 | 15042.0821 | 18197.36
-5.1715 | 14428.4098 | 15027.1888 | 18314.43
-5.1127 | 14450.573 | 15050.2717 | 18452.45
-5.0539 | 14489.6084 | 15090.9271 | 18540.7
-4.9952 | 14530.4039 | 15133.4157 | 18674.62
-4.9364 | 14575.2613 | 15180.1347 | 18844.31
-4.8776 | 14620.577 | 15227.3309 | 18995.11
-4.8189 | 14641.0425 | 15248.6457 | 19162.76
-4.7601 | 14675.1516 | 15284.1704 | 19303.92
-4.7013 | 14729.143 | 15340.4024 | 19397.7
-4.6426 | 14756.7011 | 15369.1041 | 19545.57
-4.5838 | 14747.5254 | 15359.5477 | 19659.64
-4.525 | 14753.0766 | 15365.3293 | 19752.12
-4.4663 | 14766.7411 | 15379.5609 | 19850.25
-4.4075 | 14730.1011 | 15341.4003 | 19937.09
-4.3487 | 14715.6347 | 15326.3335 | 20037.38
-4.29 | 14708.5629 | 15318.9683 | 20178.8
-4.2312 | 14690.4304 | 15300.0833 | 20298.09
-4.1724 | 14669.3504 | 15278.1285 | 20420.31
-4.1137 | 14695.3984 | 15305.2574 | 20581.16
-4.0549 | 14699.3352 | 15309.3576 | 20742.05
-3.9961 | 14704.5948 | 15314.8355 | 20898.84
-3.9374 | 14725.9872 | 15337.1157 | 21025.79
-3.8786 | 14738.1624 | 15349.7961 | 21117.39
-3.8198 | 14723.0502 | 15334.0568 | 21210.68
-3.7611 | 14709.9689 | 15320.4327 | 21312.26
-3.7023 | 14704.3969 | 15314.6294 | 21393.53
-3.6435 | 14693.4716 | 15303.2507 | 21503.24
-3.5848 | 14666.403 | 15275.0587 | 21632.26
-3.526 | 14635.8454 | 15243.233 | 21758.14
-3.4672 | 14612.3283 | 15218.7399 | 21874.4
-3.4085 | 14609.3705 | 15215.6593 | 21965.45
-3.3497 | 14597.362 | 15203.1525 | 22041.03
-3.2909 | 14606.4022 | 15212.5679 | 22114.02
-3.2322 | 14643.4692 | 15251.1731 | 22188.54
-3.1734 | 14676.7659 | 15285.8517 | 22213.84
-3.1146 | 14674.5684 | 15283.5629 | 22258.09
-3.0559 | 14686.2644 | 15295.7444 | 22320.28
-2.9971 | 14692.6071 | 15302.3503 | 22405.3
-2.9383 | 14682.9004 | 15292.2407 | 22505.05
-2.8796 | 14669.2359 | 15278.0092 | 22582.46
-2.8208 | 14668.236 | 15276.9678 | 22636.21
-2.762 | 14666.8821 | 15275.5577 | 22786.48
-2.7033 | 14656.9045 | 15265.1661 | 22933.99
-2.6445 | 14648.4267 | 15256.3364 | 23076.88
-2.5857 | 14643.9378 | 15251.6613 | 23254.49
-2.527 | 14639.5635 | 15247.1054 | 23414.38
-2.4682 | 14637.1681 | 15244.6106 | 23579.57
-2.4094 | 14651.5616 | 15259.6014 | 23737.21
-2.3507 | 14657.0607 | 15265.3288 | 23843.85
-2.2919 | 14663.0285 | 15271.5442 | 23947.34
-2.2331 | 14666.2676 | 15274.9177 | 24031.24
-2.1744 | 14657.4253 | 15265.7084 | 24077.37
-2.1156 | 14648.4475 | 15256.3581 | 24123.11
-2.0568 | 14673.2769 | 15282.2179 | 24182.91
-1.9981 | 14702.8451 | 15313.0132 | 24243.74
-1.9393 | 14712.3227 | 15322.8841 | 24288.95
-1.8805 | 14712.8435 | 15323.4265 | 24355.03
-1.8218 | 14718.9258 | 15329.7613 | 24449.21
-1.763 | 14698.8561 | 15308.8587 | 24514.86
-1.7042 | 14683.6711 | 15293.0434 | 24578.9
-1.6455 | 14709.0212 | 15319.4456 | 24640.51
-1.5867 | 14771.8861 | 15384.9194 | 24695.96
-1.5279 | 14838.5734 | 15454.3742 | 24755.7
-1.4692 | 14915.7277 | 15534.7304 | 24835.71
-1.4104 | 14953.18 | 15573.737 | 24846.66
-1.3516 | 14983.0919 | 15604.8902 | 24908.2
-1.2929 | 14997.5583 | 15619.957 | 24969.98
-1.2341 | 14983.5293 | 15605.3458 | 25037.57
-1.1753 | 14945.223 | 15565.4497 | 25087.4
-1.1166 | 14932.8187 | 15552.5307 | 25120.84
-1.0578 | 14927.9028 | 15547.4108 | 25121.76
-0.99903 | 14905.646 | 15524.2303 | 25198.63
-0.94026 | 14877.7442 | 15495.1706 | 25257.53
-0.8815 | 14863.6631 | 15480.5051 | 25285.98
-0.82273 | 14866.9959 | 15483.9762 | 25298.77
-0.76397 | 14885.972 | 15503.7399 | 25314.08
-0.7052 | 14933.4124 | 15553.149 | 25374.24
-0.64643 | 14988.2369 | 15610.2487 | 25381.1
-0.58767 | 15034.9065 | 15658.8552 | 25400
-0.5289 | 15061.2877 | 15686.3312 | 25426.48
-0.47013 | 15048.3523 | 15672.8589 | 25513.54
-0.41137 | 15007.0568 | 15629.8497 | 25607.8
-0.3526 | 14955.3776 | 15576.0258 | 25681.07
-0.29383 | 14910.6972 | 15529.4912 | 25698.45
-0.23507 | 14888.0134 | 15505.8659 | 25763.71
-0.1763 | 14897.8972 | 15516.1599 | 25740.87
-0.11753 | 14936.7139 | 15556.5875 | 25634.51
-0.058767 | 14996.3294 | 15618.677 | 25489.65
5.8264e-13 | 15043.2073 | 15667.5004 | 25346.81
0.058767 | 15064.2143 | 15689.3792 | 25212.71
0.11753 | 15055.4241 | 15680.2242 | 25059.64
0.1763 | 15022.4398 | 15645.871 | 24871.69
0.23507 | 14957.8043 | 15578.5532 | 24744.28
0.29383 | 14911.9262 | 15530.7711 | 24712.95
0.3526 | 14881.6602 | 15499.2491 | 24698.07
0.41137 | 14858.9764 | 15475.6239 | 24607.99
0.47013 | 14843.9683 | 15459.993 | 24458.08
0.5289 | 14850.1132 | 15466.3929 | 24341.58
0.58767 | 14844.5307 | 15460.5788 | 24344.72
0.64643 | 14844.26 | 15460.2967 | 24432.69
0.7052 | 14822.5551 | 15437.6911 | 24498.18
0.76397 | 14785.7901 | 15399.4004 | 24511.09
0.82273 | 14778.083 | 15391.3735 | 24543.51
0.8815 | 14814.8168 | 15429.6316 | 24675.82
0.94026 | 14852.1962 | 15468.5623 | 24834.12
0.99903 | 14882.7226 | 15500.3555 | 24865.64
1.0578 | 14900.5843 | 15518.9585 | 24803.56
1.1166 | 14883.889 | 15501.5704 | 24689.8
1.1753 | 14834.1053 | 15449.7207 | 24646.79
1.2341 | 14783.5405 | 15397.0574 | 24586.35
1.2929 | 14757.0447 | 15369.4621 | 24505.53
1.3516 | 14747.6192 | 15359.6454 | 24414.19
1.4104 | 14748.6815 | 15360.7518 | 24340.1
1.4692 | 14759.4298 | 15371.9461 | 24246.82
1.5279 | 14770.4697 | 15383.4442 | 24195.5
1.5867 | 14778.2184 | 15391.5145 | 24130.93
1.6455 | 14797.9132 | 15412.0266 | 24101.73
1.7042 | 14825.9504 | 15441.2273 | 24098.06
1.763 | 14838.9796 | 15454.7972 | 24010.73
1.8218 | 14821.9198 | 15437.0295 | 23958.25
1.8805 | 14806.2973 | 15420.7586 | 23900.7
1.9393 | 14778.2184 | 15391.5145 | 23813.31
1.9981 | 14740.9952 | 15352.7465 | 23722.77
2.0568 | 14715.9992 | 15326.7132 | 23642.99
2.1156 | 14726.8829 | 15338.0485 | 23522.49
2.1744 | 14752.9621 | 15365.21 | 23486.35
2.2331 | 14771.8861 | 15384.9194 | 23425.7
2.2919 | 14782.2907 | 15395.7558 | 23337.84
2.3507 | 14772.6152 | 15385.6787 | 23273.62
2.4094 | 14739.7558 | 15351.4557 | 23160.77
2.4682 | 14699.8872 | 15309.9325 | 23040.84
2.527 | 14708.8754 | 15319.2937 | 22943.66
2.5857 | 14728.3306 | 15339.5563 | 22849.17
2.6445 | 14752.8267 | 15365.069 | 22730.04
2.7033 | 14776.6979 | 15389.9308 | 22632.33
2.762 | 14783.8425 | 15397.372 | 22537.7
2.8208 | 14746.6922 | 15358.68 | 22475.43
2.8796 | 14697.4814 | 15307.4268 | 22435.73
2.9383 | 14675.5161 | 15284.55 | 22374.07
2.9971 | 14671.3918 | 15280.2545 | 22282.15
3.0559 | 14677.1721 | 15286.2748 | 22180.52
3.1146 | 14687.8267 | 15297.3715 | 22077.79
3.1734 | 14700.6996 | 15310.7786 | 21966.06
3.2322 | 14679.6613 | 15288.8672 | 21861.95
3.2909 | 14639.5844 | 15247.1271 | 21737.11
3.3497 | 14618.244 | 15224.9012 | 21620.3
3.4085 | 14624.4097 | 15231.3227 | 21518.77
3.4672 | 14644.844 | 15252.605 | 21434.81
3.526 | 14665.7052 | 15274.332 | 21335.21
3.5848 | 14709.7919 | 15320.2483 | 21236.63
3.6435 | 14749.6605 | 15361.7714 | 21147.03
3.7023 | 14777.5311 | 15390.7986 | 21052.97
3.7611 | 14797.6216 | 15411.7229 | 20918.79
3.8198 | 14810.0571 | 15424.6745 | 20752.51
3.8786 | 14770.303 | 15383.2706 | 20613.82
3.9374 | 14720.8214 | 15331.7355 | 20503.19
3.9961 | 14670.819 | 15279.6579 | 20380.45
4.0549 | 14623.9098 | 15230.8021 | 20256.74
4.1137 | 14589.4362 | 15194.8978 | 20123.97
4.1724 | 14583.8329 | 15189.0619 | 20018.6
4.2312 | 14574.4281 | 15179.2669 | 19951.64
4.29 | 14541.9229 | 15145.4127 | 19855.52
4.3487 | 14505.9079 | 15107.903 | 19738.73
4.4075 | 14478.1415 | 15078.9843 | 19631.04
4.4663 | 14458.3321 | 15058.3529 | 19535.06
4.525 | 14437.1376 | 15036.2788 | 19453.65
4.5838 | 14455.3118 | 15055.2072 | 19369.16
4.6426 | 14462.3419 | 15062.5291 | 19248.14
4.7013 | 14467.414 | 15067.8117 | 19097.04
4.7601 | 14483.3073 | 15084.3646 | 18948.21
4.8189 | 14509.5739 | 15111.7212 | 18818.82
4.8776 | 14514.6565 | 15117.0147 | 18662.24
4.9364 | 14543.6206 | 15147.1808 | 18471.11
4.9952 | 14577.6255 | 15182.597 | 18318.98
5.0539 | 14603.9338 | 15209.9971 | 18183.89
5.1127 | 14619.3897 | 15226.0944 | 18083.62
5.1715 | 14627.0551 | 15234.0779 | 17994.6
5.2302 | 14617.8066 | 15224.4456 | 17888.68
5.289 | 14605.569 | 15211.7001 | 17789.04
5.3478 | 14592.7377 | 15198.3363 | 17714.37
5.4065 | 14581.3333 | 15186.4586 | 17598.63
5.4653 | 14576.6049 | 15181.534 | 17456.79
5.5241 | 14589.1341 | 15194.5832 | 17329.56
5.5828 | 14619.9833 | 15226.7127 | 17218.63
5.6416 | 14648.0622 | 15255.9568 | 17127.74
5.7004 | 14657.5815 | 15265.8711 | 17060.96
5.7591 | 14638.7928 | 15246.3027 | 16989.46
5.8179 | 14604.5691 | 15210.6588 | 16901.29
5.8767 | 14569.8872 | 15174.5375 | 16808.34
5.9354 | 14535.3094 | 15138.5247 | 16693.35
5.9942 | 14519.5307 | 15122.0912 | 16588.44
6.053 | 14534.5074 | 15137.6895 | 16479.99
6.1117 | 14554.5459 | 15158.5596 | 16365.08
6.1705 | 14558.087 | 15162.2476 | 16240.17
6.2293 | 14568.1062 | 15172.6826 | 16126.99
6.288 | 14563.7736 | 15168.1702 | 16049.29
6.3468 | 14537.5278 | 15140.8352 | 15967.46
6.4056 | 14525.6443 | 15128.4585 | 15857.05
6.4643 | 14508.8761 | 15110.9945 | 15739.89
6.5231 | 14480.162 | 15081.0887 | 15591.12
6.5819 | 14476.1522 | 15076.9125 | 15458.56
6.6406 | 14510.0739 | 15112.2419 | 15348.55
6.6994 | 14548.6302 | 15152.3983 | 15220.51
6.7582 | 14574.2615 | 15179.0933 | 15088.35
6.8169 | 14595.9872 | 15201.7207 | 14965.71
6.8757 | 14602.7986 | 15208.8147 | 14825.1
6.9345 | 14583.333 | 15188.5413 | 14720.99
6.9932 | 14536.4759 | 15139.7396 | 14639.42
7.052 | 14528.2376 | 15131.1595 | 14537
7.1108 | 14520.8846 | 15123.5013 | 14436.6
7.1695 | 14500.8566 | 15102.6421 | 14357.51
7.2283 | 14479.1101 | 15079.9931 | 14276.79
7.2871 | 14470.1844 | 15070.6971 | 14215.74
7.3458 | 14436.596 | 15035.7148 | 14135.43
7.4046 | 14436.3252 | 15035.4327 | 14006.28
7.4634 | 14462.6127 | 15062.8111 | 13903.39
7.5221 | 14486.0985 | 15087.2716 | 13807.71
7.5809 | 14488.9939 | 15090.2871 | 13677.93
7.6397 | 14483.1719 | 15084.2235 | 13539.95
7.6984 | 14452.8434 | 15052.6364 | 13398.56
7.7572 | 14412.2666 | 15010.3756 | 13269.73
7.816 | 14380.1988 | 14976.9771 | 13192.06
7.8747 | 14366.0344 | 14962.2248 | 13110.42
7.9335 | 14375.0121 | 14971.5751 | 13016.36
7.9923 | 14397.3836 | 14994.875 | 12937.99
8.051 | 14404.3616 | 15002.1426 | 12879.13
8.1098 | 14368.8673 | 14965.1753 | 12809.5
8.1685 | 14374.5851 | 14971.1304 | 12713.5
8.2273 | 14366.326 | 14962.5285 | 12601.44
8.2861 | 14325.1243 | 14919.6169 | 12474.08
8.3449 | 14287.3803 | 14880.3066 | 12362.41
8.4036 | 14297.0559 | 14890.3837 | 12262.99
8.4624 | 14261.1137 | 14852.9499 | 12145.28
8.5212 | 14234.5763 | 14825.3112 | 12040.83
8.5799 | 14242.2521 | 14833.3056 | 11968.1
8.6387 | 14276.455 | 14868.9279 | 11890.68
8.6974 | 14306.1794 | 14899.8858 | 11799.91
8.7562 | 14323.4058 | 14917.8271 | 11706.35
8.815 | 14342.0591 | 14937.2545 | 11623.44
8.8737 | 14348.1935 | 14943.6435 | 11548.07
8.9325 | 14310.4391 | 14904.3224 | 11468.48
8.9913 | 14272.1328 | 14864.4263 | 11387.76
9.05 | 14262.0927 | 14853.9695 | 11290.04
9.1088 | 14246.7618 | 14838.0024 | 11206.89
9.1676 | 14224.1717 | 14814.4748 | 11140.18
9.2263 | 14211.1113 | 14800.8724 | 11070.56
9.2851 | 14202.0502 | 14791.4353 | 10983.4
9.3439 | 14192.5934 | 14781.586 | 10891.43
9.4026 | 14191.5936 | 14780.5447 | 10794.56
9.4614 | 14191.8748 | 14780.8376 | 10719.19
9.5202 | 14184.7926 | 14773.4615 | 10651.77
9.5789 | 14168.3681 | 14756.3554 | 10578.06
9.6377 | 14148.9441 | 14736.1253 | 10482.31
9.6965 | 14130.3325 | 14716.7413 | 10406.26
9.7552 | 14103.566 | 14688.864 | 10335.28
9.814 | 14086.3083 | 14670.8901 | 10238.36
9.8728 | 14072.7792 | 14656.7996 | 10134.67
9.9315 | 14050.6161 | 14633.7167 | 10033.29
9.9903 | 14011.2474 | 14592.7142 | 9928.548
10.0491 | 13944.581 | 14523.2811 | 9849.489
10.1078 | 13897.8906 | 14474.653 | 9768.442
10.1666 | 13877.6959 | 14453.6203 | 9676.787
10.2254 | 13870.0304 | 14445.6367 | 9600.213
10.2842 | 13857.9074 | 14433.0105 | 9532.964
10.3429 | 13888.215 | 14464.576 | 9483.296
10.4017 | 13917.6999 | 14495.2844 | 9427.214
10.4604 | 13928.0524 | 14506.0666 | 9338.552
10.5192 | 13945.4663 | 14524.2031 | 9250.662
10.578 | 13982.8666 | 14563.1555 | 9134.962
10.6367 | 14009.9456 | 14591.3583 | 9048.85
10.6955 | 14017.2985 | 14599.0164 | 8948.905
10.7543 | 13998.2599 | 14579.1877 | 8837.202
10.8131 | 13969.6291 | 14549.3687 | 8747.619
10.8718 | 13936.9676 | 14515.3518 | 8687.771
10.9306 | 13913.9401 | 14491.3686 | 8627.676
10.9893 | 13899.9319 | 14476.7791 | 8603.253
11.0481 | 13892.5893 | 14469.1318 | 8554.983
11.1069 | 13865.1666 | 14440.5711 | 8504.542
11.1656 | 13825.2043 | 14398.9503 | 8431.487
11.2244 | 13781.9508 | 14353.9017 | 8379.304
11.2832 | 13749.1123 | 14319.7005 | 8301.545
11.3419 | 13738.0099 | 14308.1373 | 8233.803
11.4007 | 13743.8319 | 14314.2009 | 8166.373
11.4595 | 13753.1846 | 14323.9417 | 8094.865
11.5182 | 13751.2161 | 14321.8916 | 8033.421
11.577 | 13759.2461 | 14330.2548 | 7972.043
11.6358 | 13764.2765 | 14335.494 | 7880.075
11.6945 | 13761.7353 | 14332.8473 | 7813.928
11.7533 | 13760.1939 | 14331.2419 | 7736.63
11.8121 | 13761.6936 | 14332.8039 | 7666.24
11.8708 | 13729.8445 | 14299.6331 | 7597.05
11.9296 | 13675.9677 | 14243.5204 | 7527.302
11.9884 | 13619.2789 | 14184.479 | 7471.565
12.0471 | 13563.0275 | 14125.8931 | 7403.954
12.1059 | 13518.1493 | 14079.1524 | 7336.442
12.1647 | 13491.6952 | 14051.6005 | 7279.57
12.2234 | 13464.0225 | 14022.7794 | 7227.896
12.2822 | 13416.8217 | 13973.6198 | 7173.344
12.341 | 13372.1934 | 13927.1395 | 7131.356
12.3997 | 13344.5416 | 13898.3401 | 7094.912
12.4585 | 13353.1757 | 13907.3324 | 7053.795
12.5173 | 13373.8494 | 13928.8642 | 6993.108
12.576 | 13412.1766 | 13968.782 | 6931.303
12.6348 | 13454.1595 | 14012.5071 | 6868.626
12.6936 | 13479.77 | 14039.1804 | 6801.032
12.7523 | 13459.0545 | 14017.6053 | 6728.191
12.8111 | 13439.4952 | 13997.2342 | 6645.055
12.8699 | 13422.9978 | 13980.0522 | 6577.839
12.9286 | 13397.8352 | 13953.8453 | 6524.553
12.9874 | 13382.5564 | 13937.9325 | 6478.635
13.0462 | 13380.7858 | 13936.0884 | 6421.779
13.1049 | 13361.2785 | 13915.7716 | 6359.629
13.1637 | 13321.1079 | 13873.9338 | 6318.974
13.2225 | 13300.7361 | 13852.7167 | 6302.955
13.2812 | 13277.1982 | 13828.202 | 6268.138
13.34 | 13259.0761 | 13809.3278 | 6216.809
13.3988 | 13289.1234 | 13840.622 | 6156.945
13.4575 | 13329.3774 | 13882.5465 | 6096.11
13.5163 | 13325.1176 | 13878.11 | 6032.183
13.5751 | 13302.163 | 13854.2027 | 5954.046
13.6338 | 13285.8843 | 13837.2485 | 5870.647
13.6926 | 13255.7433 | 13805.8567 | 5791.08
13.7514 | 13231.8305 | 13780.9515 | 5723.239
13.8101 | 13213.2397 | 13761.5892 | 5674.327
13.8689 | 13207.0532 | 13755.1459 | 5606.173
13.9277 | 13186.8585 | 13734.1131 | 5575.567
13.9864 | 13144.5424 | 13690.0409 | 5541.622
14.0452 | 13091.405 | 13634.6983 | 5504.025
14.104 | 13043.9231 | 13585.2459 | 5482.481
14.1627 | 12986.8489 | 13525.8031 | 5460.426
14.2215 | 12927.9416 | 13464.4512 | 5413.077
14.2803 | 12880.9596 | 13415.5194 | 5393.407
14.339 | 12836.9666 | 13369.7007 | 5357.028
14.3978 | 12801.7639 | 13333.0371 | 5315.304
14.4566 | 12781.4755 | 13311.9067 | 5263.103
14.5153 | 12779.4133 | 13309.759 | 5207.811
14.5741 | 12781.7879 | 13312.2321 | 5155.117
14.6329 | 12779.1425 | 13309.4769 | 5115.711
14.6916 | 12748.9078 | 13277.9874 | 5071.651
14.7504 | 12715.5902 | 13243.2872 | 5021.589
14.8092 | 12667.4937 | 13193.1947 | 4974.766
14.8679 | 12607.9928 | 13131.2245 | 4926.25
14.9267 | 12551.7831 | 13072.6821 | 4885.562
14.9855 | 12516.8512 | 13036.3005 | 4856.452
15.0442 | 12473.4414 | 12991.0892 | 4816.421
15.103 | 12428.1154 | 12943.8821 | 4769.089
15.1618 | 12386.4033 | 12900.439 | 4730.637
15.2205 | 12360.272 | 12873.2233 | 4696.462
15.2793 | 12348.8051 | 12861.2805 | 4662.352
15.3381 | 12340.7127 | 12852.8522 | 4618.341
15.3968 | 12334.1616 | 12846.0293 | 4567.309
15.4556 | 12326.3608 | 12837.9048 | 4523.331
15.5144 | 12308.4366 | 12819.2367 | 4501.146
15.5731 | 12278.4518 | 12788.0075 | 4469.815
15.6319 | 12243.4782 | 12751.5826 | 4425.41
15.6907 | 12192.7259 | 12698.7241 | 4369.196
15.7494 | 12122.6851 | 12625.7765 | 4335.745
15.8082 | 12074.4324 | 12575.5213 | 4298.822
15.867 | 12052.5609 | 12552.7421 | 4265.946
15.9257 | 12047.2596 | 12547.2209 | 4217.347
15.9845 | 12054.9667 | 12555.2478 | 4167.367
16.0433 | 12068.7874 | 12569.6421 | 4125.528
16.102 | 12051.384 | 12551.5164 | 4105.232
16.1608 | 12010.2447 | 12508.6699 | 4067.406
16.2196 | 11980.4995 | 12477.6902 | 4042.03
16.2783 | 11946.4112 | 12442.1872 | 4014.548
16.3371 | 11913.6873 | 12408.1053 | 3991.375
16.3959 | 11893.0864 | 12386.6495 | 3970.061
16.4546 | 11883.088 | 12376.2361 | 3938.27
16.5134 | 11852.7387 | 12344.6273 | 3898.075
16.5722 | 11818.9628 | 12309.4498 | 3866.745
16.6309 | 11786.4576 | 12275.5956 | 3836.385
16.6897 | 11765.9921 | 12254.2808 | 3796.42
16.7485 | 11742.2876 | 12229.5925 | 3744.779
16.8072 | 11689.1815 | 12174.2825 | 3701.13
16.866 | 11660.1028 | 12143.9971 | 3666.067
16.9248 | 11650.6877 | 12134.1912 | 3638.7
16.9835 | 11617.141 | 12099.2523 | 3605.972
17.0423 | 11566.7115 | 12046.7301 | 3571.402
17.1011 | 11535.0499 | 12013.7545 | 3529.003
17.1598 | 11489.3802 | 11966.1894 | 3500.534
17.2186 | 11434.3473 | 11908.8727 | 3470.224
17.2774 | 11377.7209 | 11849.8964 | 3450.801
17.3361 | 11335.6548 | 11806.0844 | 3432.068
17.3949 | 11326.7916 | 11796.8534 | 3411.987
17.4537 | 11301.7539 | 11770.7767 | 3381.266
17.5124 | 11261.8957 | 11729.2644 | 3352.172
17.5712 | 11230.0779 | 11696.1261 | 3321.763
17.63 | 11206.9358 | 11672.0236 | 3296.764
17.6887 | 11164.7342 | 11628.0707 | 3259.431
17.7475 | 11127.084 | 11588.8579 | 3215.997
17.8063 | 11089.7774 | 11550.0032 | 3182.15
17.865 | 11058.0221 | 11516.93 | 3155.013
17.9238 | 11006.6866 | 11463.4641 | 3133.633
17.9826 | 10925.0121 | 11378.4001 | 3117.647
18.0413 | 10862.4388 | 11313.23 | 3087.863
18.1001 | 10815.4672 | 11264.3091 | 3051.895
18.1589 | 10754.404 | 11200.7118 | 3032.39
18.2176 | 10685.4359 | 11128.8815 | 2992.425
18.2764 | 10631.5591 | 11072.7688 | 2950.01
18.3352 | 10583.5251 | 11022.7414 | 2924.847
18.3939 | 10531.4605 | 10968.5161 | 2900.26
18.4527 | 10466.6896 | 10901.0573 | 2881.067
18.5115 | 10411.8515 | 10843.9434 | 2857.5
18.5702 | 10379.6921 | 10810.4493 | 2828.85
18.629 | 10329.321 | 10757.9878 | 2826.169
18.6878 | 10280.8413 | 10707.4962 | 2821.91
18.7465 | 10276.4472 | 10702.9197 | 2798.03
18.8053 | 10270.3784 | 10696.5991 | 2763.624
18.8641 | 10230.0671 | 10654.6149 | 2733.149
18.9228 | 10172.1816 | 10594.3271 | 2731.521
18.9816 | 10115.0105 | 10534.7834 | 2730.484
19.0404 | 10054.5244 | 10471.7871 | 2708.019
19.0991 | 10001.0142 | 10416.0563 | 2683.399
19.1579 | 9954.6903 | 10367.81 | 2664.156
19.2167 | 9928.9476 | 10340.9989 | 2652.825
19.2754 | 9901.9134 | 10312.8428 | 2641.789
19.3342 | 9849.5582 | 10258.3149 | 2608.979
19.393 | 9795.2585 | 10201.7618 | 2574.59
19.4517 | 9749.6679 | 10154.2791 | 2546.697
19.5105 | 9688.2955 | 10090.3597 | 2515.958
19.5693 | 9622.6455 | 10021.9853 | 2481.158
19.628 | 9574.0294 | 9971.3516 | 2462.311
19.6868 | 9530.0562 | 9925.5535 | 2435.043
19.7456 | 9476.3929 | 9869.6632 | 2425.948
19.8043 | 9411.6668 | 9802.251 | 2418.169
19.8631 | 9340.5063 | 9728.1373 | 2407.347
19.9219 | 9267.1483 | 9651.7349 | 2396.871
19.9806 | 9186.0644 | 9567.286 | 2393.088
20.0394 | 9108.1779 | 9486.1673 | 2369.208
20.0982 | 9063.5319 | 9439.6685 | 2348.584
20.1569 | 9036.4977 | 9411.5123 | 2330.691
20.2157 | 9005.0881 | 9378.7993 | 2304.114
20.2745 | 8957.8394 | 9329.5898 | 2276.171
20.3332 | 8898.2208 | 9267.497 | 2254.495
20.392 | 8848.3143 | 9215.5193 | 2230.352
20.4508 | 8791.3359 | 9156.1763 | 2210.698
20.5095 | 8727.7283 | 9089.9291 | 2194.4
20.5683 | 8684.6425 | 9045.0552 | 2168.53
20.6271 | 8651.3458 | 9010.3766 | 2151.409
20.6858 | 8578.1616 | 8934.1554 | 2136.92
20.7446 | 8492.5483 | 8844.989 | 2121.165
20.8034 | 8412.8902 | 8762.0251 | 2113.862
20.8621 | 8333.6549 | 8679.5016 | 2106.626
20.9209 | 8259.5074 | 8602.277 | 2099.719
20.9797 | 8196.556 | 8536.7131 | 2093.321
21.0384 | 8135.2409 | 8472.8534 | 2075.296
21.0972 | 8066.2373 | 8400.9862 | 2056.596
21.156 | 7987.5426 | 8319.0256 | 2041.943
21.2147 | 7907.846 | 8236.0216 | 2017.717
21.2735 | 7849.7876 | 8175.5538 | 1995.021
21.3323 | 7802.1546 | 8125.944 | 1967.869
21.391 | 7758.1241 | 8080.0863 | 1946.291
21.4498 | 7719.6438 | 8040.009 | 1928.315
21.5086 | 7692.4169 | 8011.6522 | 1904.846
21.5673 | 7670.8152 | 7989.154 | 1880.933
21.6261 | 7628.5584 | 7945.1436 | 1868.714
21.6849 | 7568.4191 | 7882.5085 | 1860.277
21.7436 | 7506.855 | 7818.3894 | 1866.164
21.8024 | 7429.9131 | 7738.2545 | 1846.083
21.8612 | 7320.5608 | 7624.3641 | 1828.321
21.9199 | 7227.9527 | 7527.9128 | 1818.536
21.9787 | 7159.1627 | 7456.2679 | 1808.092
22.0375 | 7088.7333 | 7382.9158 | 1801.514
22.0962 | 7013.0631 | 7304.1053 | 1786.729
22.155 | 6936.3525 | 7224.2111 | 1766.861
22.2138 | 6853.5918 | 7138.0159 | 1765.694
22.2725 | 6769.0772 | 7049.9939 | 1763.128
22.3313 | 6695.7202 | 6973.5926 | 1752.027
22.39 | 6638.9918 | 6914.5099 | 1740.432
22.4488 | 6596.0788 | 6869.8161 | 1725.746
22.5076 | 6557.3288 | 6829.4579 | 1716.371
22.5663 | 6516.903 | 6787.3544 | 1702.671
22.6251 | 6481.1004 | 6750.066 | 1685.255
22.6839 | 6443.2366 | 6710.6309 | 1667.476
22.7427 | 6397.0482 | 6662.5257 | 1655.355
22.8014 | 6315.155 | 6577.234 | 1642.067
22.8602 | 6208.9043 | 6466.5739 | 1618.549
22.9189 | 6109.3598 | 6362.8983 | 1594.389
22.9777 | 6013.1492 | 6262.6949 | 1577.12
23.0365 | 5923.047 | 6168.8534 | 1567.516
23.0953 | 5867.5319 | 6111.0345 | 1556.414
23.154 | 5834.9475 | 6077.0978 | 1549.901
23.2128 | 5785.0597 | 6025.1396 | 1549.31
23.2716 | 5724.6506 | 5962.2236 | 1547.402
23.3303 | 5658.5195 | 5893.3481 | 1544.343
23.3891 | 5589.4587 | 5821.4212 | 1533.751
23.4478 | 5528.4341 | 5757.8641 | 1514.542
23.5066 | 5484.1724 | 5711.7655 | 1503.326
23.5654 | 5445.8077 | 5671.8087 | 1496.435
23.6242 | 5404.3008 | 5628.5793 | 1485.383
23.6829 | 5353.6235 | 5575.7989 | 1481.337
23.7417 | 5294.5829 | 5514.3081 | 1466.223
23.8005 | 5226.9677 | 5443.8869 | 1455.746
23.8592 | 5153.2254 | 5367.0842 | 1453.148
23.918 | 5081.2931 | 5292.1668 | 1443.773
23.9767 | 5025.6249 | 5234.1884 | 1421.291
24.0355 | 4968.9736 | 5175.186 | 1399.533
24.0943 | 4896.4248 | 5099.6264 | 1381.36
24.1531 | 4825.4184 | 5025.6733 | 1380.258
24.2118 | 4757.4554 | 4954.8897 | 1374.469
24.2706 | 4677.4307 | 4871.544 | 1361.789
24.3294 | 4596.1728 | 4786.914 | 1350.967
24.3881 | 4526.7266 | 4714.5858 | 1358.121
24.4469 | 4464.044 | 4649.3018 | 1363.976
24.5056 | 4414.7925 | 4598.0064 | 1363.4
24.5644 | 4389.7236 | 4571.8971 | 1353.944
24.6232 | 4369.683 | 4551.0249 | 1345.967
24.682 | 4337.0028 | 4516.9885 | 1335.573
24.7407 | 4298.9079 | 4477.3126 | 1329.143
24.7995 | 4256.9396 | 4433.6026 | 1318.058
24.8583 | 4207.8225 | 4382.4471 | 1304.457
24.917 | 4153.3874 | 4325.753 | 1284.293
24.9758 | 4103.2298 | 4273.5139 | 1272.617
25.0345 | 4067.37 | 4236.1658 | 1264.476
25.0933 | 4034.4575 | 4201.8875 | 1265.117
25.1521 | 3989.021 | 4154.5654 | 1265.874
25.2109 | 3940.2518 | 4103.7722 | 1258.752
25.2696 | 3890.9992 | 4052.4757 | 1247.158
25.3284 | 3829.5497 | 3988.476 | 1240.217
25.3871 | 3763.0134 | 3919.1785 | 1222.554
25.4459 | 3704.2426 | 3857.9687 | 1203.789
25.5047 | 3649.5181 | 3800.9731 | 1186.569
25.5634 | 3597.3952 | 3746.6871 | 1162.936
25.6222 | 3547.9312 | 3695.1703 | 1150.453
25.681 | 3503.1311 | 3648.511 | 1147.065
25.7398 | 3462.9927 | 3606.7069 | 1145.651
25.7985 | 3424.9946 | 3567.1319 | 1147
25.8573 | 3384.4719 | 3524.9275 | 1149.598
25.916 | 3336.8379 | 3475.3167 | 1153.94
25.9748 | 3289.5319 | 3426.0475 | 1165.271
26.0336 | 3245.8108 | 3380.5119 | 1164.301
26.0923 | 3204.6903 | 3337.6849 | 1160.321
26.1511 | 3174.2066 | 3305.9362 | 1149.384
26.2099 | 3158.656 | 3289.7402 | 1139.829
26.2687 | 3133.5486 | 3263.5908 | 1130.29
26.3274 | 3096.6097 | 3225.119 | 1118.449
26.3862 | 3064.9887 | 3192.1857 | 1095.868
26.4449 | 3031.8648 | 3157.6872 | 1082.152
26.5037 | 2989.357 | 3113.4154 | 1075.623
26.5625 | 2950.7424 | 3073.1982 | 1068.781
26.6212 | 2920.2587 | 3041.4495 | 1062.811
26.68 | 2897.4051 | 3017.6474 | 1051.117
26.7388 | 2873.1069 | 2992.3408 | 1036.76
26.7976 | 2843.7793 | 2961.7961 | 1032.237
26.8563 | 2804.9709 | 2921.3772 | 1033.142
26.9151 | 2757.2223 | 2871.647 | 1029.474
26.9738 | 2701.5146 | 2813.6274 | 1033.109
27.0326 | 2651.7038 | 2761.7495 | 1031.25
27.0914 | 2614.2067 | 2722.6962 | 1031.892
27.1502 | 2589.5419 | 2697.0078 | 1019.837
27.2089 | 2571.1594 | 2677.8625 | 1008.801
27.2677 | 2549.616 | 2655.425 | 997.5024
27.3265 | 2526.5894 | 2631.4429 | 981.5824
27.3852 | 2505.3553 | 2609.3276 | 963.0803
27.444 | 2489.3808 | 2592.6901 | 950.1206
27.5027 | 2466.6824 | 2569.0497 | 937.9832
27.5615 | 2431.1307 | 2532.0227 | 942.8677
27.6203 | 2388.1793 | 2487.2887 | 943.5421
27.679 | 2339.5058 | 2436.5953 | 930.7797
27.7378 | 2285.9373 | 2380.8037 | 923.8558
27.7966 | 2242.89 | 2335.97 | 921.1093
27.8553 | 2215.6246 | 2307.573 | 923.017
27.9141 | 2189.3028 | 2280.1588 | 925.484
27.9729 | 2167.4323 | 2257.3808 | 919.3167
28.0316 | 2155.3697 | 2244.8175 | 909.3337
28.0904 | 2129.2791 | 2217.6441 | 902.4427
28.1492 | 2098.9495 | 2186.0559 | 896.9332
28.2079 | 2087.3878 | 2174.0144 | 894.7293
28.2667 | 2077.6186 | 2163.8397 | 885.8483
28.3255 | 2056.0949 | 2141.4229 | 868.185
28.3842 | 2041.3546 | 2126.0708 | 859.7809
28.443 | 2030.8333 | 2115.1129 | 858.0541
28.5018 | 2013.0279 | 2096.5685 | 857.0015
28.5605 | 1990.7731 | 2073.3902 | 858.3501
28.6193 | 1967.3216 | 2048.9655 | 851.4098
28.6781 | 1945.297 | 2026.0269 | 842.6439
28.7368 | 1920.8645 | 2000.5804 | 839.9138
28.7956 | 1888.7425 | 1967.1254 | 836.2298
28.8544 | 1854.925 | 1931.9044 | 830.4736
28.9131 | 1825.2892 | 1901.0387 | 822.1024
28.9719 | 1803.4572 | 1878.3007 | 808.4191
29.0307 | 1777.0011 | 1850.7466 | 798.946
29.0894 | 1745.6498 | 1818.0943 | 790.4926
29.1482 | 1724.0293 | 1795.5765 | 784.8679
29.207 | 1709.1921 | 1780.1236 | 777.6808
29.2657 | 1693.604 | 1763.8885 | 770.6747
29.3245 | 1678.1689 | 1747.813 | 766.7605
29.3833 | 1664.8732 | 1733.9654 | 762.9778
29.442 | 1645.469 | 1713.7559 | 757.6657
29.5008 | 1628.8977 | 1696.4969 | 759.4255
29.5596 | 1618.2421 | 1685.3991 | 757.8466
29.6183 | 1611.4786 | 1678.3549 | 749.7879
29.6771 | 1606.9501 | 1673.6386 | 742.3871
29.7359 | 1598.7035 | 1665.0497 | 728.2925
29.7946 | 1577.8152 | 1643.2945 | 712.6192
29.8534 | 1546.6765 | 1610.8635 | 706.0407
29.9122 | 1520.0276 | 1583.1087 | 697.1432
29.9709 | 1503.5906 | 1565.9896 | 693.9691
30.0297 | 1493.0694 | 1555.0318 | 695.7618
30.0885 | 1477.0959 | 1538.3954 | 692.0613
30.1472 | 1462.5857 | 1523.283 | 692.8343
30.206 | 1452.8165 | 1513.1084 | 698.7549
30.2648 | 1427.6122 | 1486.8581 | 693.6566
30.3235 | 1395.3371 | 1453.2436 | 685.2032
30.3823 | 1376.6266 | 1433.7566 | 677.8846
30.4411 | 1360.9989 | 1417.4803 | 669.2338
30.4998 | 1340.3615 | 1395.9866 | 667.9839
30.5586 | 1327.9333 | 1383.0426 | 674.1183
30.6174 | 1318.5296 | 1373.2486 | 671.8817
30.6761 | 1303.5383 | 1357.6351 | 671.2074
30.7349 | 1285.637 | 1338.9909 | 671.3389
30.7937 | 1268.546 | 1321.1906 | 666.6682
30.8524 | 1254.5367 | 1306.6 | 667.2109
30.9112 | 1243.7843 | 1295.4013 | 665.9446
30.97 | 1233.3599 | 1284.5444 | 653.0178
31.0287 | 1219.2747 | 1269.8746 | 646.2912
31.0875 | 1213.436 | 1263.7936 | 647.6398
31.1463 | 1215.845 | 1266.3026 | 648.1332
31.205 | 1205.3623 | 1255.3849 | 650.5837
31.2638 | 1193.2028 | 1242.7207 | 646.2583
31.3226 | 1194.3599 | 1243.9258 | 643.2651
31.3813 | 1182.6826 | 1231.7639 | 643.5776
31.4401 | 1159.3093 | 1207.4206 | 641.5382
31.4989 | 1155.6859 | 1203.6469 | 633.0519
31.5576 | 1156.9971 | 1205.0125 | 623.5953
31.6164 | 1146.3988 | 1193.9744 | 623.3486
31.6752 | 1130.116 | 1177.0158 | 532.8773
31.7339 | 1118.4971 | 1164.9147 | 440.6793
31.7927 | 1108.3039 | 1154.2985 | 351.5237
31.8515 | 1095.933 | 1141.4142 | 264.2267
31.9102 | 1079.8428 | 1124.6563 | 177.719
31.969 | 1062.2696 | 1106.3538 | 93.6125
32.0278 | 1045.2931 | 1088.6728 | 0
32.0865 | 1022.7485 | 1065.1926 | 0
32.1453 | 995.1744 | 1036.4741 | 0
32.2041 | 976.3677 | 1016.887 | 0
32.2628 | 974.5755 | 1015.0204 | 0
32.3216 | 974.8068 | 1015.2613 | 0
32.3804 | 969.8547 | 1010.1037 | 0
32.4391 | 965.1337 | 1005.1867 | 0
32.4979 | 954.3815 | 993.9884 | 0
32.5567 | 940.0838 | 979.0973 | 0
32.6154 | 928.9077 | 967.4574 | 0
32.6742 | 919.4659 | 957.6237 | 0
32.733 | 914.6485 | 952.6064 | 0
32.7917 | 918.5602 | 956.6804 | 0
32.8505 | 920.1595 | 958.3461 | 0
32.9093 | 911.1994 | 949.0142 | 0
32.968 | 903.8963 | 941.408 | 0
33.0268 | 897.3063 | 934.5445 | 0
33.0856 | 886.4192 | 923.2056 | 0
33.1443 | 878.0564 | 914.4957 | 0
33.2031 | 873.0464 | 909.2779 | 0
33.2619 | 866.1288 | 902.0731 | 0
33.3206 | 862.5255 | 898.3203 | 0
33.3794 | 860.483 | 896.1931 | 0
33.4382 | 852.7753 | 888.1655 | 0
33.4969 | 843.4875 | 878.4923 | 0
33.5557 | 834.5659 | 869.2004 | 0
33.6145 | 823.7945 | 857.982 | 0
33.6732 | 812.2908 | 846.0009 | 0
33.732 | 805.932 | 839.3781 | 0
33.7908 | 806.356 | 839.8197 | 0
33.8495 | 799.4191 | 832.5949 | 0
33.9083 | 779.8224 | 812.185 | 0
33.9671 | 764.5033 | 796.2302 | 0
34.0258 | 749.7047 | 780.8175 | 0
34.0846 | 724.3465 | 754.4069 | 0
34.1434 | 705.2507 | 734.5186 | 0
34.2021 | 698.1789 | 727.1533 | 0
34.2609 | 690.3171 | 718.9653 | 0
34.3197 | 689.8547 | 718.4837 | 0
34.3784 | 699.4699 | 728.4979 | 0
34.4372 | 705.5976 | 734.8799 | 0
34.496 | 712.1105 | 741.6631 | 0
34.5547 | 717.7949 | 747.5834 | 0
34.6135 | 714.2108 | 743.8506 | 0
34.6723 | 704.4607 | 733.6958 | 0
34.731 | 698.4102 | 727.3942 | 0
34.7898 | 690.8567 | 719.5273 | 0
34.8486 | 676.9636 | 705.0576 | 0
34.9073 | 659.4287 | 686.795 | 0
34.9661 | 652.4533 | 679.5301 | 0
35.0249 | 648.4838 | 675.3959 | 0
35.0836 | 640.7183 | 667.3081 | 0
35.1424 | 638.2519 | 664.7394 | 0
35.2012 | 638.5987 | 665.1006 | 0
35.2599 | 624.3781 | 650.2898 | 0
35.3187 | 612.0073 | 637.4056 | 0
35.3775 | 608.6545 | 633.9136 | 0
35.4362 | 606.3037 | 631.4653 | 0
35.495 | 606.5927 | 631.7663 | 0
35.5538 | 613.5874 | 639.0513 | 0
35.6125 | 619.4838 | 645.1924 | 0
35.6713 | 618.925 | 644.6104 | 0
35.7301 | 614.4739 | 639.9745 | 0
35.7888 | 609.5216 | 634.8168 | 0
35.8476 | 601.1781 | 626.127 | 0
35.9064 | 589.8285 | 614.3064 | 0
35.9651 | 586.6491 | 610.9951 | 0
36.0239 | 582.7182 | 606.901 | 0
36.0827 | 574.3555 | 598.1912 | 0
36.1414 | 570.6365 | 594.3179 | 0
36.2002 | 564.586 | 588.0163 | 0
36.259 | 549.7102 | 572.5231 | 0
36.3177 | 539.3626 | 561.7462 | 0
36.3765 | 538.7653 | 561.1241 | 0
36.4353 | 540.1141 | 562.5288 | 0
36.494 | 543.5826 | 566.1413 | 0
36.5528 | 545.2012 | 567.827 | 0
36.6116 | 541.5594 | 564.0341 | 0
36.6703 | 539.748 | 562.1475 | 0
36.7291 | 540.4803 | 562.9102 | 0
36.7879 | 546.8583 | 569.5529 | 0
36.8466 | 552.8126 | 575.7543 | 0
36.9054 | 556.9361 | 580.0489 | 0
36.9642 | 550.3653 | 573.2054 | 0
37.0229 | 544.469 | 567.0645 | 0
37.0817 | 537.667 | 559.9802 | 0
37.1405 | 535.4895 | 557.7123 | 0
37.1992 | 532.156 | 554.2405 | 0
37.258 | 531.7706 | 553.8391 | 0
37.3168 | 526.3752 | 548.2198 | 0
37.3755 | 515.2569 | 536.6401 | 0
37.4343 | 497.4523 | 518.0965 | 0
37.4931 | 483.4436 | 503.5065 | 0
37.5518 | 484.9658 | 505.0919 | 0
37.6106 | 482.827 | 502.8643 | 0
37.6694 | 476.5067 | 496.2817 | 0
37.7281 | 482.3452 | 502.3625 | 0
37.7869 | 492.9818 | 513.4406 | 0
37.8457 | 485.7559 | 505.9148 | 0
37.9044 | 471.6316 | 491.2043 | 0
37.9632 | 473.1153 | 492.7496 | 0
38.022 | 477.316 | 497.1246 | 0
38.0807 | 468.0668 | 487.4915 | 0
38.1395 | 459.5692 | 478.6413 | 0
38.1983 | 460.0123 | 479.1028 | 0
38.257 | 450.397 | 469.0885 | 0
38.3158 | 435.5405 | 453.6154 | 0
38.3746 | 437.9877 | 456.1642 | 0
38.4333 | 452.2083 | 470.9749 | 0
38.4921 | 455.6575 | 474.5673 | 0
38.5509 | 450.9173 | 469.6304 | 0
38.6096 | 444.2116 | 462.6464 | 0
38.6684 | 430.7233 | 448.5983 | 0
38.7272 | 411.5504 | 428.6297 | 0
38.7859 | 411.8394 | 428.9307 | 0
38.8447 | 414.9226 | 432.1418 | 0
38.9035 | 417.0036 | 434.3092 | 0
38.9622 | 426.3106 | 444.0025 | 0
39.021 | 431.3206 | 449.2204 | 0
39.0797 | 430.3763 | 448.237 | 0
39.1385 | 440.2229 | 458.4921 | 0
39.1973 | 437.6408 | 455.8029 | 0
39.2561 | 432.9006 | 450.866 | 0
39.3148 | 439.6256 | 457.87 | 0
39.3736 | 432.6501 | 450.6051 | 0
39.4323 | 422.6494 | 440.1894 | 0
39.4911 | 431.9564 | 449.8826 | 0
39.5499 | 436.292 | 454.3981 | 0
39.6086 | 437.0242 | 455.1607 | 0
39.6674 | 451.4183 | 470.1521 | 0
39.7262 | 456.8137 | 475.7714 | 0
39.785 | 449.3758 | 468.0249 | 0
39.8437 | 439.3558 | 457.5891 | 0
39.9025 | 421.3006 | 438.7846 | 0
39.9612 | 394.1504 | 410.5076 | 0
40.02 | 375.2473 | 390.8201 | 0
40.0788 | 371.1045 | 386.5053 | 0
40.1375 | 375.0354 | 390.5994 | 0
40.1963 | 382.3577 | 398.2255 | 0
40.2551 | 393.9192 | 410.2668 | 0
40.3139 | 395.2295 | 411.6315 | 0
40.3726 | 390.971 | 407.1963 | 0
40.4314 | 388.466 | 404.5873 | 0
40.4901 | 380.8547 | 396.6601 | 0
40.5489 | 367.1928 | 382.4313 | 0
40.6077 | 360.3908 | 375.347 | 0
40.6664 | 358.1941 | 373.0592 | 0
40.7252 | 348.7716 | 363.2456 | 0
40.784 | 341.9695 | 356.1613 | 0
40.8428 | 343.063 | 357.3001 | 0
40.9015 | 349.2533 | 363.7473 | 0
| 0 | 0
Degrees | #VALUE! | #VALUE!
-40.9603 | 0 | 0
-40.9015 | 0 | 0
-40.8428 | 0 | 0
-40.784 | 0 | 0
-40.7252 | 0 | 0
-40.6664 | 0 | 0
-40.6077 | 0 | 0
-40.5489 | 0 | 0
-40.4901 | 0 | 0
-40.4314 | 0 | 0
-40.3726 | 0 | 0
-40.3139 | 0 | 0
-40.2551 | 0 | 0
-40.1963 | 0 | 0
-40.1375 | 0 | 0
-40.0788 | 0 | 0
-40.02 | 0 | 0
-39.9612 | 0 | 0
-39.9025 | 0 | 0
-39.8437 | 0 | 0
-39.785 | 0 | 0
-39.7262 | 0 | 0
-39.6674 | 0 | 0
-39.6086 | 0 | 0
-39.5499 | 0 | 0
-39.4911 | 0 | 0
-39.4323 | 0 | 0
-39.3736 | 0 | 0
-39.3148 | 0 | 0
-39.2561 | 0 | 0
-39.1973 | 0 | 0
-39.1385 | 0 | 0
-39.0797 | 0 | 0
-39.021 | 0 | 0
-38.9622 | 0 | 0
-38.9035 | 0 | 0
-38.8447 | 0 | 0
-38.7859 | 0 | 0
-38.7272 | 0 | 0
-38.6684 | 0 | 0
-38.6096 | 0 | 0
-38.5509 | 0 | 0
-38.4921 | 0 | 0
-38.4333 | 0 | 0
-38.3746 | 0 | 0
-38.3158 | 0 | 0
-38.257 | 0 | 0
-38.1983 | 0 | 0
-38.1395 | 0 | 0
-38.0807 | 0 | 0
-38.022 | 0 | 0
-37.9632 | 0 | 0
-37.9044 | 0 | 0
-37.8457 | 0 | 0
-37.7869 | 0 | 0
-37.7281 | 0 | 0
-37.6694 | 0 | 0
-37.6106 | 0 | 0
-37.5518 | 0 | 0
-37.4931 | 0 | 0
-37.4343 | 0 | 0
-37.3755 | 0 | 0
-37.3168 | 0 | 0
-37.258 | 0 | 0
-37.1992 | 0 | 0
-37.1405 | 0 | 0
-37.0817 | 0 | 0
-37.0229 | 0 | 0
-36.9642 | 0 | 0
-36.9054 | 0 | 0
-36.8466 | 0 | 0
-36.7879 | 0 | 0
-36.7291 | 0 | 0
-36.6703 | 0 | 0
-36.6116 | 0 | 0
-36.5528 | 0 | 0
-36.494 | 0 | 0
-36.4353 | 0 | 0
-36.3765 | 0 | 0
-36.3177 | 0 | 0
-36.259 | 0 | 0
-36.2002 | 0 | 0
-36.1414 | 0 | 0
-36.0827 | 0 | 0
-36.0239 | 0 | 0
-35.9651 | 0 | 0
-35.9064 | 0 | 0
-35.8476 | 0 | 0
-35.7888 | 0 | 0
-35.7301 | 0 | 0
-35.6713 | 0 | 0
-35.6125 | 0 | 0
-35.5538 | 0 | 0
-35.495 | 0 | 0
-35.4362 | 0 | 0
-35.3775 | 0 | 0
-35.3187 | 0 | 0
-35.2599 | 0 | 0
-35.2012 | 0 | 0
-35.1424 | 0 | 0
-35.0836 | 0 | 0
-35.0249 | 0 | 0
-34.9661 | 0 | 0
-34.9073 | 0 | 0
-34.8486 | 0 | 0
-34.7898 | 0 | 0
-34.731 | 0 | 0
-34.6723 | 0 | 0
-34.6135 | 0 | 0
-34.5547 | 0 | 0
-34.496 | 0 | 0
-34.4372 | 0 | 0
-34.3784 | 0 | 0
-34.3197 | 0 | 0
-34.2609 | 0 | 0
-34.2021 | 0 | 0
-34.1434 | 0 | 0
-34.0846 | 0 | 0
-34.0258 | 0 | 0
-33.9671 | 0 | 0
-33.9083 | 0 | 0
-33.8495 | 0 | 0
-33.7908 | 0 | 0
-33.732 | 0 | 0
-33.6732 | 0 | 0
-33.6145 | 0 | 0
-33.5557 | 0 | 0
-33.4969 | 0 | 0
-33.4382 | 0 | 0
-33.3794 | 0 | 0
-33.3206 | 0 | 0
-33.2619 | 0 | 0
-33.2031 | 0 | 0
-33.1443 | 0 | 0
-33.0856 | 0 | 0
-33.0268 | 50.6393 | 52.7408
-32.968 | 99.6215 | 103.7558
-32.9093 | 147.1392 | 153.2454
-32.8505 | 197.8556 | 206.0666
-32.7917 | 256.3181 | 266.9554
-32.733 | 261.0005 | 271.832
-32.6742 | 260.6922 | 271.511
-32.6154 | 261.8484 | 272.7151
-32.5567 | 260.2105 | 271.0093
-32.4979 | 254.1408 | 264.6876
-32.4391 | 249.8245 | 260.1922
-32.3804 | 252.58 | 263.0621
-32.3216 | 256.7806 | 267.437
-32.2628 | 262.9468 | 273.8591
-32.2041 | 258.9773 | 269.7249
-32.1453 | 256.0869 | 266.7145
-32.0865 | 254.7188 | 265.2897
-32.0278 | 254.6225 | 265.1893
-31.969 | 250.6337 | 261.035
-31.9102 | 252.8305 | 263.3229
-31.8515 | 258.7268 | 269.464
-31.7927 | 264.392 | 275.3642
-31.7339 | 262.2531 | 273.1366
-31.6752 | 265.1819 | 276.187
-31.6164 | 269.6716 | 280.863
-31.5576 | 272.3115 | 283.6125
-31.4989 | 274.7587 | 286.1612
-31.4401 | 275.3946 | 286.8235
-31.3813 | 274.5275 | 285.9204
-31.3226 | 275.5103 | 286.944
-31.2638 | 275.5103 | 286.944
-31.205 | 275.6644 | 287.1045
-31.1463 | 285.3953 | 297.2392
-31.0875 | 290.9448 | 303.019
-31.0287 | 298.2478 | 310.6251
-30.97 | 295.184 | 307.4341
-30.9112 | 299.2113 | 311.6286
-30.8524 | 301.1961 | 313.6957
-30.7937 | 301.4658 | 313.9767
-30.7349 | 299.2113 | 311.6286
-30.6761 | 302.7569 | 315.3213
-30.6174 | 299.9436 | 312.3912
-30.5586 | 296.6677 | 308.9794
-30.4998 | 298.7489 | 311.1469
-30.4411 | 291.8505 | 303.9623
-30.3823 | 296.9183 | 309.2404
-30.3235 | 294.0856 | 306.2902
-30.2648 | 294.6252 | 306.8522
-30.206 | 295.5886 | 307.8556
-30.1472 | 305.4546 | 318.1309
-30.0885 | 302.5448 | 315.1004
-30.0297 | 306.0711 | 318.7731
-29.9709 | 311.3894 | 324.3121
-29.9122 | 318.2877 | 331.4967
-29.8534 | 313.9907 | 327.0213
-29.7946 | 314.6844 | 327.7438
-29.7359 | 311.2737 | 324.1916
-29.6771 | 309.8093 | 322.6664
-29.6183 | 305.9555 | 318.6527
-29.5596 | 310.9076 | 323.8103
-29.5008 | 311.5243 | 324.4526
-29.442 | 317.7289 | 330.9147
-29.3833 | 313.6246 | 326.64
-29.3245 | 308.6339 | 321.4423
-29.2657 | 306.8033 | 319.5356
-29.207 | 312.8924 | 325.8775
-29.1482 | 314.0485 | 327.0815
-29.0894 | 319.2127 | 332.46
-29.0307 | 321.6021 | 334.9486
-28.9719 | 320.9083 | 334.226
-28.9131 | 323.818 | 337.2564
-28.8544 | 331.7376 | 345.5048
-28.7956 | 333.7994 | 347.6521
-28.7368 | 340.4666 | 354.5959
-28.6781 | 351.7776 | 366.3763
-28.6193 | 352.6446 | 367.2794
-28.5605 | 348.6945 | 363.1653
-28.5018 | 351.4307 | 366.0151
-28.443 | 359.0613 | 373.9623
-28.3842 | 353.3384 | 368.0019
-28.3255 | 349.3496 | 363.8476
-28.2667 | 354.8799 | 369.6074
-28.2079 | 356.7682 | 371.5741
-28.1492 | 352.2015 | 366.8178
-28.0904 | 360.9689 | 375.9491
-28.0316 | 373.8792 | 389.3952
-27.9729 | 377.656 | 393.3287
-27.9141 | 374.9391 | 390.499
-27.8553 | 378.5038 | 394.2117
-27.7966 | 375.5171 | 391.1011
-27.7378 | 362.5875 | 377.6349
-27.679 | 357.2884 | 372.1159
-27.6203 | 363.1078 | 378.1768
-27.5615 | 360.1982 | 375.1464
-27.5027 | 368.5031 | 383.796
-27.444 | 382.5889 | 398.4663
-27.3852 | 388.3118 | 404.4268
-27.3265 | 393.765 | 410.1063
-27.2677 | 393.2447 | 409.5643
-27.2089 | 387.1749 | 403.2427
-27.1502 | 383.8607 | 399.7909
-27.0914 | 380.4501 | 396.2387
-27.0326 | 376.5191 | 392.1447
-26.9738 | 383.7643 | 399.6905
-26.9151 | 388.8706 | 405.0087
-26.8563 | 395.4607 | 411.8723
-26.7976 | 413.2075 | 430.3556
-26.7388 | 421.1079 | 438.5839
-26.68 | 424.9424 | 442.5775
-26.6212 | 427.1006 | 444.8253
-26.5625 | 427.0043 | 444.7249
-26.5037 | 421.5704 | 439.0655
-26.4449 | 421.6282 | 439.1257
-26.3862 | 423.2082 | 440.7714
-26.3274 | 429.2972 | 447.1131
-26.2687 | 436.5811 | 454.6992
-26.2099 | 442.9206 | 461.3018
-26.1511 | 453.5186 | 472.3396
-26.0923 | 459.9931 | 479.0828
-26.0336 | 454.3279 | 473.1825
-25.9748 | 447.1983 | 465.7571
-25.916 | 445.2907 | 463.7703
-25.8573 | 441.3598 | 459.6762
-25.7985 | 436.9472 | 455.0805
-25.7398 | 440.5119 | 458.7931
-25.681 | 442.1691 | 460.5192
-25.6222 | 440.1844 | 458.452
-25.5634 | 446.7744 | 465.3156
-25.5047 | 458.6249 | 477.6579
-25.4459 | 466.2748 | 485.6252
-25.3871 | 471.7858 | 491.3649
-25.3284 | 476.6031 | 496.3821
-25.2696 | 481.4204 | 501.3993
-25.2109 | 487.0277 | 507.2393
-25.1521 | 493.849 | 514.3437
-25.0933 | 503.1945 | 524.077
-25.0345 | 509.322 | 530.4589
-24.9758 | 508.8211 | 529.9372
-24.917 | 505.3333 | 526.3046
-24.8583 | 500.7087 | 521.4881
-24.7995 | 499.4755 | 520.2037
-24.7407 | 497.8376 | 518.4979
-24.682 | 492.5965 | 513.0392
-24.6232 | 490.13 | 510.4704
-24.5644 | 492.9433 | 513.4005
-24.5056 | 498.1267 | 518.799
-24.4469 | 506.7785 | 527.8098
-24.3881 | 512.5593 | 533.8305
-24.3294 | 515.758 | 537.1619
-24.2706 | 524.7374 | 546.514
-24.2118 | 530.1906 | 552.1935
-24.1531 | 534.4683 | 556.6488
-24.0943 | 545.4131 | 568.0478
-24.0355 | 553.1401 | 576.0954
-23.9767 | 556.5893 | 579.6877
-23.918 | 558.7859 | 581.9755
-23.8592 | 561.869 | 585.1866
-23.8005 | 557.9381 | 581.0925
-23.7417 | 560.1541 | 583.4005
-23.6829 | 563.9115 | 587.3139
-23.6242 | 567.1487 | 590.6854
-23.5654 | 566.9753 | 590.5048
-23.5066 | 570.386 | 594.057
-23.4478 | 580.7335 | 604.834
-23.3891 | 586.7647 | 611.1155
-23.3303 | 591.3509 | 615.892
-23.2716 | 604.184 | 629.2577
-23.2128 | 608.7895 | 634.0542
-23.154 | 604.3189 | 629.3982
-23.0953 | 610.1961 | 635.5192
-23.0365 | 614.0113 | 639.4928
-22.9777 | 604.0106 | 629.0771
-22.9189 | 607.4983 | 632.7095
-22.8602 | 613.1056 | 638.5495
-22.8014 | 608.192 | 633.432
-22.7427 | 615.842 | 641.3994
-22.6839 | 626.4592 | 652.4573
-22.6251 | 637.9629 | 664.4384
-22.5663 | 649.1775 | 676.1183
-22.5076 | 657.4825 | 684.768
-22.4488 | 662.0107 | 689.4842
-22.39 | 671.1058 | 698.9567
-22.3313 | 668.0421 | 695.7658
-22.2725 | 663.2054 | 690.7285
-22.2138 | 665.9609 | 693.5983
-22.155 | 668.6586 | 696.408
-22.0962 | 676.0965 | 704.1545
-22.0375 | 688.6793 | 717.2595
-21.9787 | 696.965 | 725.8891
-21.9199 | 701.9558 | 731.087
-21.8612 | 700.4334 | 729.5014
-21.8024 | 702.0906 | 731.2273
-21.7436 | 707.0043 | 736.3449
-21.6849 | 715.0972 | 744.7738
-21.6261 | 729.896 | 760.1867
-21.5673 | 752.7491 | 783.9882
-21.5086 | 763.0582 | 794.7251
-21.4498 | 769.5712 | 801.5084
-21.391 | 780.6894 | 813.0881
-21.3323 | 791.6343 | 824.4871
-21.2735 | 796.5672 | 829.6248
-21.2147 | 799.6889 | 832.876
-21.156 | 806.934 | 840.4218
-21.0972 | 812.233 | 845.9407
-21.0384 | 807.3579 | 840.8632
-20.9797 | 804.853 | 838.2544
-20.9209 | 813.4663 | 847.2251
-20.8621 | 824.9506 | 859.186
-20.8034 | 839.9613 | 874.8197
-20.7446 | 847.3799 | 882.5462
-20.6858 | 859.6929 | 895.3702
-20.6271 | 873.4125 | 909.6591
-20.5683 | 881.5441 | 918.1282
-20.5095 | 880.6193 | 917.165
-20.4508 | 886.9781 | 923.7877
-20.392 | 885.7641 | 922.5233
-20.3332 | 880.5999 | 917.1448
-20.2745 | 878.1528 | 914.5961
-20.2157 | 884.0299 | 920.7171
-20.1569 | 899.7728 | 937.1134
-20.0982 | 919.3695 | 957.5234
-20.0394 | 936.1914 | 975.0434
-19.9806 | 952.3582 | 991.8811
-19.9219 | 967.5231 | 1007.6753
-19.8631 | 981.0885 | 1021.8037
-19.8043 | 982.1484 | 1022.9075
-19.7456 | 989.7018 | 1030.7745
-19.6868 | 994.0181 | 1035.2699
-19.628 | 993.5364 | 1034.7682
-19.5693 | 992.5151 | 1033.7045
-19.5105 | 1001.9571 | 1043.5383
-19.4517 | 1000.2613 | 1041.7721
-19.393 | 1004.2308 | 1045.9063
-19.3342 | 1012.7478 | 1054.7769
-19.2754 | 1019.5498 | 1061.8611
-19.2167 | 1026.9491 | 1069.5675
-19.1579 | 1037.3352 | 1080.3847
-19.0991 | 1048.5884 | 1092.1049
-19.0404 | 1058.416 | 1102.3403
-18.9816 | 1059.3596 | 1103.3231
-18.9228 | 1062.2113 | 1106.293
-18.8641 | 1078.7638 | 1123.5325
-18.8053 | 1080.6521 | 1125.4991
-18.7465 | 1082.1362 | 1127.0449
-18.6878 | 1103.3901 | 1149.1808
-18.629 | 1125.6261 | 1172.3396
-18.5702 | 1134.7601 | 1181.8526
-18.5115 | 1156.8617 | 1204.8715
-18.4527 | 1179.4258 | 1228.372
-18.3939 | 1188.1744 | 1237.4837
-18.3352 | 1191.7197 | 1241.1761
-18.2764 | 1199.3497 | 1249.1228
-18.2176 | 1209.1971 | 1259.3788
-18.1589 | 1219.9683 | 1270.597
-18.1001 | 1230.7978 | 1281.8759
-18.0413 | 1244.5165 | 1296.1639
-17.9826 | 1255.5772 | 1307.6837
-17.9238 | 1259.5276 | 1311.798
-17.865 | 1260.0671 | 1312.3599
-17.8063 | 1267.216 | 1319.8054
-17.7475 | 1280.493 | 1333.6335
-17.6887 | 1291.0903 | 1344.6705
-17.63 | 1307.623 | 1361.8894
-17.5712 | 1321.5937 | 1376.4399
-17.5124 | 1332.0181 | 1387.2968
-17.4537 | 1333.271 | 1388.6018
-17.3949 | 1341.402 | 1397.0702
-17.3361 | 1355.2571 | 1411.5003
-17.2774 | 1375.5278 | 1432.6122
-17.2186 | 1391.0972 | 1448.8277
-17.1598 | 1412.4281 | 1471.0439
-17.1011 | 1438.5 | 1498.1978
-17.0423 | 1445.8415 | 1505.844
-16.9835 | 1462.2004 | 1522.8817
-16.9248 | 1473.4725 | 1534.6217
-16.866 | 1487.3662 | 1549.0918
-16.8072 | 1491.5863 | 1553.4871
-16.7485 | 1502.5502 | 1564.906
-16.6897 | 1500.0068 | 1562.2571
-16.6309 | 1507.4057 | 1569.963
-16.5722 | 1516.5209 | 1579.4565
-16.5134 | 1523.9197 | 1587.1623
-16.4546 | 1533.4005 | 1597.0366
-16.3959 | 1548.7386 | 1613.0113
-16.3371 | 1559.6056 | 1624.3293
-16.2783 | 1570.7434 | 1635.9293
-16.2196 | 1583.9622 | 1649.6966
-16.1608 | 1599.0306 | 1665.3903
-16.102 | 1616.2382 | 1683.3121
-16.0433 | 1633.2532 | 1701.0332
-15.9845 | 1633.85 | 1701.6548
-15.9257 | 1640.7874 | 1708.8801
-15.867 | 1645.6617 | 1713.9566
-15.8082 | 1658.2451 | 1727.0622
-15.7494 | 1672.4272 | 1741.8329
-15.6907 | 1690.1545 | 1760.2959
-15.6319 | 1707.2268 | 1778.0767
-15.5731 | 1737.6532 | 1809.7658
-15.5144 | 1759.9277 | 1832.9647
-15.4556 | 1779.0049 | 1852.8336
-15.3968 | 1808.5825 | 1883.6386
-15.3381 | 1836.9852 | 1913.2201
-15.2793 | 1855.8114 | 1932.8275
-15.2205 | 1869.454 | 1947.0363
-15.1618 | 1890.1298 | 1968.5702
-15.103 | 1905.7763 | 1984.866
-15.0442 | 1914.4666 | 1993.9169
-14.9855 | 1920.826 | 2000.5402
-14.9267 | 1927.05 | 2007.0225
-14.8679 | 1935.4507 | 2015.7719
-14.8092 | 1945.3554 | 2026.0876
-14.7504 | 1960.6165 | 2041.982
-14.6916 | 1980.0592 | 2062.2316
-14.6329 | 2008.4619 | 2091.8131
-14.5741 | 2040.5058 | 2125.1867
-14.5153 | 2068.5815 | 2154.4276
-14.4566 | 2094.7294 | 2181.6606
-14.3978 | 2113.2275 | 2200.9264
-14.339 | 2124.635 | 2212.8074
-14.2803 | 2137.1799 | 2225.8728
-14.2215 | 2158.7795 | 2248.3689
-14.1627 | 2179.7637 | 2270.2239
-14.104 | 2199.573 | 2290.8553
-14.0452 | 2218.8033 | 2310.8836
-13.9864 | 2245.6458 | 2338.8402
-13.9277 | 2254.2778 | 2347.8303
-13.8689 | 2279.8675 | 2374.482
-13.8101 | 2319.658 | 2415.9238
-13.7514 | 2361.6075 | 2459.6142
-13.6926 | 2384.2101 | 2483.1549
-13.6338 | 2412.0734 | 2512.1744
-13.5751 | 2422.7477 | 2523.2917
-13.5163 | 2429.6851 | 2530.5171
-13.4575 | 2429.0488 | 2529.8543
-13.3988 | 2438.9149 | 2540.1299
-13.34 | 2457.4901 | 2559.4759
-13.2812 | 2480.4406 | 2583.3788
-13.2225 | 2504.3534 | 2608.2841
-13.1637 | 2535.9161 | 2641.1566
-13.1049 | 2555.7244 | 2661.7869
-13.0462 | 2576.6314 | 2683.5616
-12.9874 | 2599.6777 | 2707.5644
-12.9286 | 2629.3907 | 2738.5104
-12.8699 | 2662.0709 | 2772.5468
-12.8111 | 2698.5859 | 2810.5772
-12.7523 | 2731.1702 | 2844.5138
-12.6936 | 2762.0393 | 2876.6639
-12.6348 | 2790.192 | 2905.985
-12.576 | 2829.0764 | 2946.4831
-12.5173 | 2854.6661 | 2973.1347
-12.4585 | 2888.9075 | 3008.7972
-12.3997 | 2922.7052 | 3043.9975
-12.341 | 2943.0155 | 3065.1506
-12.2822 | 2957.9298 | 3080.6839
-12.2234 | 2981.4187 | 3105.1476
-12.1647 | 2993.597 | 3117.8313
-12.1059 | 3024.8712 | 3150.4033
-12.0471 | 3068.785 | 3196.1395
-11.9884 | 3103.8939 | 3232.7055
-11.9296 | 3147.5182 | 3278.1402
-11.8708 | 3197.0988 | 3329.7784
-11.8121 | 3222.6301 | 3356.3693
-11.7533 | 3240.9168 | 3375.4148
-11.6945 | 3264.2318 | 3399.6974
-11.6358 | 3284.5223 | 3420.83
-11.577 | 3310.7473 | 3448.1433
-11.5182 | 3347.9174 | 3486.8559
-11.4595 | 3378.3438 | 3518.545
-11.4007 | 3403.4512 | 3544.6944
-11.3419 | 3446.9036 | 3589.9501
-11.2832 | 3478.0611 | 3622.4007
-11.2244 | 3503.9976 | 3649.4135
-11.1656 | 3538.5285 | 3685.3775
-11.1069 | 3576.0454 | 3724.4513
-11.0481 | 3610.8263 | 3760.6756
-10.9893 | 3663.8741 | 3815.9249
-10.9306 | 3703.3949 | 3857.0857
-10.8718 | 3741.0472 | 3896.3006
-10.8131 | 3788.0824 | 3945.2878
-10.7543 | 3828.8373 | 3987.734
-10.6955 | 3857.1432 | 4017.2146
-10.6367 | 3903.9482 | 4065.962
-10.578 | 3957.6896 | 4121.9337
-10.5192 | 4003.9738 | 4170.1388
-10.4604 | 4065.2307 | 4233.9378
-10.4017 | 4113.5199 | 4284.2309
-10.3429 | 4145.7949 | 4317.8454
-10.2842 | 4190.3451 | 4364.2444
-10.2254 | 4224.1626 | 4399.4653
-10.1666 | 4232.7758 | 4408.436
-10.1078 | 4275.5346 | 4452.9692
-10.0491 | 4333.4576 | 4513.2961
-9.9903 | 4367.2553 | 4548.4964
-9.9315 | 4406.3522 | 4589.2158
-9.8728 | 4462.3099 | 4647.4957
-9.814 | 4508.0171 | 4695.0999
-9.7552 | 4542.2773 | 4730.7818
-9.6965 | 4585.0548 | 4775.3346
-9.6377 | 4642.2644 | 4834.9184
-9.5789 | 4695.7361 | 4890.6091
-9.5202 | 4740.306 | 4937.0287
-9.4614 | 4798.1134 | 4997.2351
-9.4026 | 4861.1815 | 5062.9205
-9.3439 | 4917.4089 | 5121.4814
-9.2851 | 4965.4658 | 5171.5326
-9.2263 | 5014.5632 | 5222.6675
-9.1676 | 5061.7733 | 5271.8369
-9.1088 | 5107.2098 | 5319.159
-9.05 | 5159.9305 | 5374.0676
-8.9913 | 5222.8246 | 5439.5719
-8.9325 | 5269.0901 | 5487.7574
-8.8737 | 5308.6692 | 5528.979
-8.815 | 5355.3961 | 5577.6451
-8.7562 | 5401.4502 | 5625.6104
-8.6974 | 5440.8366 | 5666.6313
-8.6387 | 5507.0635 | 5735.6067
-8.5799 | 5571.674 | 5802.8985
-8.5212 | 5633.084 | 5866.857
-8.4624 | 5693.6274 | 5929.913
-8.4036 | 5754.7687 | 5993.5916
-8.3449 | 5810.6691 | 6051.8119
-8.2861 | 5883.7178 | 6127.8921
-8.2273 | 5950.5821 | 6197.5313
-8.1685 | 6009.179 | 6258.5599
-8.1098 | 6066.3126 | 6318.0645
-8.051 | 6127.2028 | 6381.4817
-7.9923 | 6198.48 | 6455.7169
-7.9335 | 6270.9892 | 6531.2352
-7.8747 | 6341.0519 | 6604.2056
-7.816 | 6409.6889 | 6675.691
-7.7572 | 6475.0888 | 6743.805
-7.6984 | 6526.1702 | 6797.0063
-7.6397 | 6576.9256 | 6849.8681
-7.5809 | 6625.0981 | 6900.0397
-7.5221 | 6714.5651 | 6993.2195
-7.4634 | 6811.3538 | 7094.0249
-7.4046 | 6901.6101 | 7188.027
-7.3458 | 6988.6691 | 7278.6989
-7.2871 | 7078.9453 | 7372.7215
-7.2283 | 7132.5899 | 7428.5923
-7.1695 | 7146.0783 | 7442.6406
-7.1108 | 7188.0466 | 7486.3505
-7.052 | 7259.9976 | 7561.2875
-6.9932 | 7350.8705 | 7655.9317
-6.9345 | 7452.8823 | 7762.177
-6.8757 | 7573.8734 | 7888.1891
-6.8169 | 7656.5185 | 7974.264
-6.7582 | 7718.2565 | 8038.5642
-6.6994 | 7779.3009 | 8102.1419
-6.6406 | 7840.9046 | 8166.3022
-6.5819 | 7914.0315 | 8242.4638
-6.5231 | 7972.3586 | 8303.2115
-6.4643 | 8069.7451 | 8404.6395
-6.4056 | 8158.0747 | 8496.6348
-6.3468 | 8219.3316 | 8560.4338
-6.288 | 8272.9376 | 8616.2645
-6.2293 | 8366.3924 | 8713.5977
-6.1705 | 8434.0087 | 8784.02
-6.1117 | 8520.373 | 8873.9685
-6.053 | 8605.6 | 8962.7324
-5.9942 | 8700.7899 | 9061.8727
-5.9354 | 8784.5922 | 9149.1527
-5.8767 | 8821.0884 | 9187.1636
-5.8179 | 8845.347 | 9212.4289
-5.7591 | 8932.3477 | 9303.0401
-5.7004 | 9005.1079 | 9378.8199
-5.6416 | 9073.1085 | 9449.6425
-5.5828 | 9192.3852 | 9573.8692
-5.5241 | 9319.87 | 9706.6446
-5.4653 | 9388.005 | 9777.6072
-5.4065 | 9461.5172 | 9854.1701
-5.3478 | 9558.3444 | 9955.0157
-5.289 | 9642.107 | 10042.2545
-5.2302 | 9700.2613 | 10102.8221
-5.1715 | 9778.128 | 10183.9203
-5.1127 | 9895.8425 | 10306.5199
-5.0539 | 10008.664 | 10424.0235
-4.9952 | 10102.4656 | 10521.718
-4.9364 | 10187.2115 | 10609.9807
-4.8776 | 10265.5802 | 10691.6017
-4.8189 | 10336.0658 | 10765.0125
-4.7601 | 10383.3134 | 10814.2209
-4.7013 | 10460.7531 | 10894.8743
-4.6426 | 10577.8177 | 11016.7971
-4.5838 | 10700.6001 | 11144.675
-4.525 | 10799.2927 | 11247.4633
-4.4663 | 10951.7579 | 11406.2558
-4.4075 | 11053.8769 | 11512.6128
-4.3487 | 11135.5409 | 11597.6659
-4.29 | 11217.6632 | 11683.1962
-4.2312 | 11301.4311 | 11770.4405
-4.1724 | 11339.602 | 11810.1955
-4.1137 | 11411.4343 | 11885.0088
-4.0549 | 11473.5285 | 11949.68
-3.9961 | 11548.2145 | 12027.4654
-3.9374 | 11646.4488 | 12129.7764
-3.8786 | 11760.8888 | 12248.9657
-3.8198 | 11865.07 | 12357.4704
-3.7611 | 11931.0699 | 12426.2093
-3.7023 | 12019.5349 | 12518.3456
-3.6435 | 12088.6176 | 12590.2952
-3.5848 | 12142.1403 | 12646.0391
-3.526 | 12216.1389 | 12723.1086
-3.4672 | 12349.982 | 12862.5063
-3.4085 | 12408.3269 | 12923.2724
-3.3497 | 12503.4366 | 13022.3293
-3.2909 | 12592.3287 | 13114.9103
-3.2322 | 12639.0608 | 13163.5818
-3.1734 | 12658.3598 | 13183.6817
-3.1146 | 12728.3486 | 13256.575
-3.0559 | 12772.8831 | 13302.9577
-2.9971 | 12856.0052 | 13389.5294
-2.9383 | 13001.3361 | 13540.8916
-2.8796 | 13158.863 | 13704.9558
-2.8208 | 13261.357 | 13811.7033
-2.762 | 13354.0818 | 13908.2761
-2.7033 | 13420.8107 | 13977.7743
-2.6445 | 13489.81 | 14049.6372
-2.5857 | 13572.3906 | 14135.6448
-2.527 | 13679.2068 | 14246.8939
-2.4682 | 13765.745 | 14337.0235
-2.4094 | 13846.4196 | 14421.046
-2.3507 | 13900.6505 | 14477.5275
-2.2919 | 13942.4772 | 14521.09
-2.2331 | 13988.574 | 14569.0998
-2.1744 | 14038.7326 | 14621.34
-2.1156 | 14106.0343 | 14691.4348
-2.0568 | 14183.5011 | 14772.1164
-1.9981 | 14273.3305 | 14865.6737
-1.9393 | 14363.7639 | 14959.8601
-1.8805 | 14435.2525 | 15034.3155
-1.8218 | 14465.5393 | 15065.8592
-1.763 | 14504.9705 | 15106.9268
-1.7042 | 14496.6802 | 15098.2924
-1.6455 | 14513.2713 | 15115.572
-1.5867 | 14570.1892 | 15174.8521
-1.5279 | 14641.407 | 15249.0254
-1.4692 | 14665.9552 | 15274.5923
-1.4104 | 14694.6277 | 15304.4547
-1.3516 | 14718.5822 | 15329.4033
-1.2929 | 14728.2785 | 15339.5021
-1.2341 | 14734.465 | 15345.9453
-1.1753 | 14741.9742 | 15353.7662
-1.1166 | 14758.1071 | 15370.5685
-1.0578 | 14783.4572 | 15396.9707
-0.99903 | 14846.8012 | 15462.9435
-0.94026 | 14897.866 | 15516.1274
-0.8815 | 14917.5607 | 15536.6395
-0.82273 | 14951.7428 | 15572.2401
-0.76397 | 14994.2464 | 15616.5076
-0.7052 | 14993.4236 | 15615.6507
-0.64643 | 15006.0049 | 15628.7541
-0.58767 | 15085.0964 | 15711.1279
-0.5289 | 15190.7774 | 15821.1947
-0.47013 | 15230.646 | 15862.7179
-0.41137 | 15303.9989 | 15939.1148
-0.3526 | 15339.0662 | 15975.6374
-0.29383 | 15308.4253 | 15943.7249
-0.23507 | 15261.1412 | 15894.4785
-0.1763 | 15288.491 | 15922.9633
-0.11753 | 15242.8628 | 15875.4416
-0.058767 | 15128.5582 | 15756.3934
5.8264e-13 | 15043.2073 | 15667.5004
0.058767 | 14945.3584 | 15565.5907
0.11753 | 14783.9675 | 15397.5022
0.1763 | 14638.8866 | 15246.4004
0.23507 | 14591.8524 | 15197.4143
0.29383 | 14507.7826 | 15109.8555
0.3526 | 14419.4113 | 15017.8168
0.41137 | 14366.8676 | 14963.0926
0.47013 | 14332.6231 | 14927.4269
0.5289 | 14236.1802 | 14826.9817
0.58767 | 14109.2942 | 14694.8299
0.64643 | 14004.1965 | 14585.3706
0.7052 | 13942.4355 | 14521.0466
0.76397 | 13944.6331 | 14523.3354
0.82273 | 14053.699 | 14636.9275
0.8815 | 14258.9161 | 14850.6611
0.94026 | 14367.0342 | 14963.2662
0.99903 | 14413.2248 | 15011.3736
1.0578 | 14402.2578 | 14999.9515
1.1166 | 14345.2669 | 14940.5955
1.1753 | 14259.7077 | 14851.4855
1.2341 | 14255.2188 | 14846.8104
1.2929 | 14243.9498 | 14835.0737
1.3516 | 14184.5947 | 14773.2554
1.4104 | 14095.3173 | 14680.273
1.4692 | 14004.5298 | 14585.7177
1.5279 | 13933.7702 | 14512.0217
1.5867 | 13876.519 | 14452.3945
1.6455 | 13824.319 | 14398.0282
1.7042 | 13793.8551 | 14366.3001
1.763 | 13762.9122 | 14334.073
1.8218 | 13686.3098 | 14254.2917
1.8805 | 13582.5869 | 14146.2642
1.9393 | 13514.7644 | 14075.6271
1.9981 | 13440.2242 | 13997.9935
2.0568 | 13359.9558 | 13914.394
2.1156 | 13299.955 | 13851.9031
2.1744 | 13248.5361 | 13798.3504
2.2331 | 13165.0078 | 13711.3557
2.2919 | 13103.5593 | 13647.3571
2.3507 | 13065.1697 | 13607.3742
2.4094 | 13011.4178 | 13551.3917
2.4682 | 12932.7221 | 13469.4301
2.527 | 12896.5091 | 13431.7143
2.5857 | 12808.8982 | 13340.4674
2.6445 | 12684.2202 | 13210.6153
2.7033 | 12549.0752 | 13069.8618
2.762 | 12428.6153 | 12944.4028
2.8208 | 12292.0017 | 12802.1198
2.8796 | 12189.0807 | 12694.9275
2.9383 | 12106.9792 | 12609.4189
2.9971 | 12027.7211 | 12526.8715
3.0559 | 11944.6927 | 12440.3975
3.1146 | 11851.6451 | 12343.4884
3.1734 | 11768.096 | 12256.472
3.2322 | 11703.9812 | 12189.6965
3.2909 | 11647.2507 | 12130.6116
3.3497 | 11612.048 | 12093.948
3.4085 | 11570.7942 | 12050.9822
3.4672 | 11498.5974 | 11975.7892
3.526 | 11397.8948 | 11870.9074
3.5848 | 11289.058 | 11757.554
3.6435 | 11169.171 | 11632.6916
3.7023 | 11074.9256 | 11534.5351
3.7611 | 11022.1216 | 11479.5396
3.8198 | 10962.829 | 11417.7864
3.8786 | 10880.4359 | 11331.974
3.9374 | 10776.8067 | 11224.0442
3.9961 | 10667.6262 | 11110.3327
4.0549 | 10568.5692 | 11007.1648
4.1137 | 10481.0623 | 10916.0264
4.1724 | 10398.0163 | 10829.5339
4.2312 | 10338.2446 | 10767.2817
4.29 | 10266.0811 | 10692.1235
4.3487 | 10172.3753 | 10594.5289
4.4075 | 10080.615 | 10498.9605
4.4663 | 10013.6934 | 10429.2617
4.525 | 9919.6595 | 10331.3253
4.5838 | 9803.1594 | 10209.9905
4.6426 | 9716.5628 | 10119.8002
4.7013 | 9625.1889 | 10024.6342
4.7601 | 9539.8453 | 9935.7488
4.8189 | 9484.2344 | 9877.8301
4.8776 | 9433.2102 | 9824.6885
4.9364 | 9334.9187 | 9722.3178
4.9952 | 9255.6636 | 9639.7737
5.0539 | 9175.3119 | 9556.0874
5.1127 | 9091.0483 | 9468.3268
5.1715 | 9027.8834 | 9402.5406
5.2302 | 8945.2383 | 9316.4657
5.289 | 8821.0884 | 9187.1636
5.3478 | 8700.0765 | 9061.1297
5.4065 | 8573.1895 | 8928.9769
5.4653 | 8441.2148 | 8791.5252
5.5241 | 8348.8963 | 8695.3754
5.5828 | 8280.1635 | 8623.7903
5.6416 | 8238.5045 | 8580.4025
5.7004 | 8184.5882 | 8524.2486
5.7591 | 8122.3492 | 8459.4267
5.8179 | 8058.2219 | 8392.6381
5.8767 | 8000.6072 | 8332.6324
5.9354 | 7910.6778 | 8238.971
5.9942 | 7835.4513 | 8160.6226
6.053 | 7765.8323 | 8088.1143
6.1117 | 7687.1563 | 8006.1733
6.1705 | 7604.857 | 7920.4586
6.2293 | 7537.3959 | 7850.1978
6.288 | 7471.0711 | 7781.1206
6.3468 | 7420.1438 | 7728.0798
6.4056 | 7380.3138 | 7686.5968
6.4643 | 7334.8585 | 7639.2552
6.5231 | 7279.055 | 7581.1357
6.5819 | 7232.076 | 7532.2072
6.6406 | 7162.3997 | 7459.6393
6.6994 | 7090.9299 | 7385.2034
6.7582 | 7031.2144 | 7323.0098
6.8169 | 6980.5944 | 7270.2891
6.8757 | 6913.9436 | 7200.8723
6.9345 | 6838.8317 | 7122.6432
6.9932 | 6782.5657 | 7064.0421
7.052 | 6717.8989 | 6996.6917
7.1108 | 6639.3386 | 6914.8711
7.1695 | 6571.1828 | 6843.8869
7.2283 | 6522.9332 | 6793.635
7.2871 | 6445.2019 | 6712.6778
7.3458 | 6369.9171 | 6634.2687
7.4046 | 6280.3158 | 6540.9489
7.4634 | 6193.4693 | 6450.4983
7.5221 | 6109.9379 | 6363.5003
7.5809 | 6038.4493 | 6289.045
7.6397 | 5971.6048 | 6219.4264
7.6984 | 5919.636 | 6165.3009
7.7572 | 5865.8165 | 6109.2479
7.816 | 5800.9957 | 6041.737
7.8747 | 5734.4011 | 5972.3787
7.9335 | 5673.2796 | 5908.7207
7.9923 | 5627.2651 | 5860.7966
8.051 | 5579.805 | 5811.3669
8.1098 | 5547.2602 | 5777.4715
8.1685 | 5516.7568 | 5745.7022
8.2273 | 5469.4695 | 5696.4525
8.2861 | 5407.1149 | 5631.5102
8.3449 | 5343.7199 | 5565.4842
8.4036 | 5276.2963 | 5495.2626
8.4624 | 5211.5525 | 5427.8319
8.5212 | 5154.2648 | 5368.1668
8.5799 | 5086.611 | 5297.7054
8.6387 | 5025.6051 | 5234.1678
8.6974 | 4977.9336 | 5184.5179
8.7562 | 4928.3343 | 5132.8601
8.815 | 4900.8574 | 5104.243
8.8737 | 4890.6445 | 5093.6062
8.9325 | 4863.8019 | 5065.6497
8.9913 | 4810.6385 | 5010.28
9.05 | 4743.042 | 4939.8783
9.1088 | 4648.8936 | 4841.8226
9.1676 | 4565.6892 | 4755.1653
9.2263 | 4493.9496 | 4680.4485
9.2851 | 4448.9953 | 4633.6286
9.3439 | 4418.3961 | 4601.7595
9.4026 | 4391.8618 | 4574.124
9.4614 | 4353.1888 | 4533.8461
9.5202 | 4313.4951 | 4492.5052
9.5789 | 4266.4204 | 4443.4768
9.6377 | 4213.9121 | 4388.7895
9.6965 | 4169.4776 | 4342.5109
9.7552 | 4133.6364 | 4305.1823
9.814 | 4099.2982 | 4269.419
9.8728 | 4057.0997 | 4225.4694
9.9315 | 4028.8511 | 4196.0484
9.9903 | 3981.8534 | 4147.1003
10.0491 | 3924.5855 | 4087.4558
10.1078 | 3877.8003 | 4038.729
10.1666 | 3836.2361 | 3995.4399
10.2254 | 3784.3257 | 3941.3752
10.2842 | 3751.8371 | 3907.5384
10.3429 | 3724.3217 | 3878.8811
10.4017 | 3699.5986 | 3853.1319
10.4604 | 3671.7937 | 3824.1731
10.5192 | 3644.1429 | 3795.3748
10.578 | 3614.757 | 3764.7694
10.6367 | 3586.0459 | 3734.8668
10.6955 | 3535.1364 | 3681.8445
10.7543 | 3492.0506 | 3636.9707
10.8131 | 3464.9966 | 3608.7939
10.8718 | 3429.4262 | 3571.7474
10.9306 | 3392.102 | 3532.8742
10.9893 | 3359.1135 | 3498.5167
11.0481 | 3308.4737 | 3445.7753
11.1069 | 3248.0844 | 3382.8799
11.1656 | 3205.3454 | 3338.3672
11.2244 | 3151.6227 | 3282.4151
11.2832 | 3114.2985 | 3243.5419
11.3419 | 3099.2686 | 3227.8883
11.4007 | 3086.6092 | 3214.7035
11.4595 | 3064.2763 | 3191.4438
11.5182 | 3051.1149 | 3177.7361
11.577 | 3027.7801 | 3153.4329
11.6358 | 2978.1047 | 3101.696
11.6945 | 2928.2356 | 3049.7574
11.7533 | 2878.7914 | 2998.2612
11.8121 | 2830.3096 | 2947.7674
11.8708 | 2785.3938 | 2900.9877
11.9296 | 2768.1477 | 2883.0258
11.9884 | 2741.228 | 2854.989
12.0471 | 2713.597 | 2826.2113
12.1059 | 2692.8826 | 2804.6372
12.1647 | 2676.7737 | 2787.8598
12.2234 | 2651.3955 | 2761.4284
12.2822 | 2630.0656 | 2739.2133
12.341 | 2612.7808 | 2721.2113
12.3997 | 2573.0664 | 2679.8486
12.4585 | 2534.8944 | 2640.0925
12.5173 | 2510.1723 | 2614.3444
12.576 | 2483.4849 | 2586.5495
12.6348 | 2449.4164 | 2551.0671
12.6936 | 2438.4525 | 2539.6483
12.7523 | 2420.0117 | 2520.4422
12.8111 | 2384.1133 | 2483.054
12.8699 | 2352.8016 | 2450.4429
12.9286 | 2335.4013 | 2432.3204
12.9874 | 2315.1108 | 2411.1879
13.0462 | 2297.6719 | 2393.0253
13.1049 | 2283.8751 | 2378.656
13.1637 | 2261.8891 | 2355.7575
13.2225 | 2227.8216 | 2320.2762
13.2812 | 2214.4873 | 2306.3885
13.34 | 2199.4189 | 2290.6948
13.3988 | 2169.8215 | 2259.8691
13.4575 | 2154.9072 | 2244.3359
13.5163 | 2150.8412 | 2240.1011
13.5751 | 2128.5083 | 2216.8414
13.6338 | 2108.3334 | 2195.8293
13.6926 | 2018.163
13.7514 | 2007.229
13.8101 | 1979.125
13.8689 | 1947.914
13.9277 | 1913.205
13.9864 | 1882.77
14.0452 | 1850.153
14.104 | 1819.829
14.1627 | 1809.061
14.2215 | 1789.357
14.2803 | 1768.469
14.339 | 1749.154
14.3978 | 1747.933
14.4566 | 1733.742
14.5153 | 1725.639
14.5741 | 1716.48
14.6329 | 1715.777
14.6916 | 1691.855
14.7504 | 1667.655
14.8092 | 1645.805
14.8679 | 1624.825
14.9267 | 1594.168
14.9855 | 1577.683
15.0442 | 1563.937
15.103 | 1554.297
15.1618 | 1541.513
15.2205 | 1523.752
15.2793 | 1512.966
15.3381 | 1495.685
15.3968 | 1477.739
15.4556 | 1465.565
15.5144 | 1457.961
15.5731 | 1438.831
15.6319 | 1434.409
15.6907 | 1421.865
15.7494 | 1408.526
15.8082 | 1401.569
15.867 | 1395.667
15.9257 | 1373.521
15.9845 | 1359.238
16.0433 | 1344.714
16.102 | 1328.507
16.1608 | 1310.265
16.2196 | 1289.71
16.2783 | 1275.538
16.3371 | 1264.881
16.3959 | 1260.348
16.4546 | 1254.761
16.5134 | 1249.95
16.5722 | 1244.382
16.6309 | 1237.129
16.6897 | 1219.756
16.7485 | 1205.714
16.8072 | 1192.041
16.866 | 1181.736
16.9248 | 1178.979
16.9835 | 1174.539
17.0423 | 1169.84
17.1011 | 1171.024
17.1598 | 1165.658
17.2186 | 1149.044
17.2774 | 1139.516
17.3361 | 1135.113
17.3949 | 1118.739
17.4537 | 1104.197
17.5124 | 1089.47
17.5712 | 1072.079
17.63 | 1055.945
17.6887 | 1055.52
17.7475 | 1051.764
17.8063 | 1043.402
17.865 | 1033.67
17.9238 | 1021.404
17.9826 | 1007.583
18.0413 | 995.0206
18.1001 | 994.78
18.1589 | 987.028
18.2176 | 981.7181
18.2764 | 975.5942
18.3352 | 969.2667
18.3939 | 952.375
18.4527 | 940.0716
18.5115 | 929.6738
18.5702 | 922.9394
18.629 | 919.5536
18.6878 | 914.9098
18.7465 | 916.3159
18.8053 | 916.6119
18.8641 | 914.3362
18.9228 | 901.6073
18.9816 | 888.4158
19.0404 | 871.1911
19.0991 | 857.9256
19.1579 | 847.2874
19.2167 | 839.9423
19.2754 | 837.0192
19.3342 | 837.9627
19.393 | 836.131
19.4517 | 818.2587
19.5105 | 801.3671
19.5693 | 791.6909
19.628 | 787.0286
19.6868 | 771.2468
19.7456 | 770.6178
19.8043 | 774.7621
19.8631 | 769.5262
19.9219 | 759.4245
19.9806 | 759.8315
20.0394 | 752.1535
20.0982 | 743.3839
20.1569 | 746.3441
20.2157 | 751.0804
20.2745 | 756.0203
20.3332 | 758.1849
20.392 | 758.74
20.4508 | 754.5217
20.5095 | 739.6096
20.5683 | 716.4829
20.6271 | 699.8502
20.6858 | 692.2092
20.7446 | 687.1953
20.8034 | 692.9122
20.8621 | 705.1786
20.9209 | 712.6901
20.9797 | 710.2294
21.0384 | 704.827
21.0972 | 688.7864
21.156 | 669.7485
21.2147 | 652.9863
21.2735 | 643.4026
21.3323 | 639.3138
21.391 | 640.0723
21.4498 | 648.472
21.5086 | 649.0455
21.5673 | 646.8809
21.6261 | 638.5923
21.6849 | 640.6089
21.7436 | 630.3591
21.8024 | 628.4905
21.8612 | 626.8254
21.9199 | 625.4193
21.9787 | 613.5414
22.0375 | 604.5683
22.0962 | 595.5952
22.155 | 583.2362
22.2138 | 573.4675
22.2725 | 570.0818
22.3313 | 568.3796
22.39 | 565.623
22.4488 | 569.0457
22.5076 | 565.8635
22.5663 | 558.9255
22.6251 | 554.2076
22.6839 | 554.2447
22.7427 | 551.2659
22.8014 | 547.1031
22.8602 | 538.167
22.9189 | 527.6767
22.9777 | 522.8293
23.0365 | 513.4677
23.0953 | 508.7314
23.154 | 516.7609
23.2128 | 527.7692
23.2716 | 525.5491
23.3303 | 522.4224
23.3891 | 518.1671
23.4478 | 510.0449
23.5066 | 498.3706
23.5654 | 487.0293
23.6242 | 482.848
23.6829 | 483.736
23.7417 | 478.0931
23.8005 | 473.5418
23.8592 | 478.0376
23.918 | 480.3873
23.9767 | 479.1477
24.0355 | 479.7397
24.0943 | 477.5751
24.1531 | 470.6001
24.2118 | 465.0497
24.2706 | 459.9988
24.3294 | 453.3938
24.3881 | 452.5428
24.4469 | 452.8943
24.5056 | 445.7528
24.5644 | 436.3911
24.6232 | 429.8416
24.682 | 423.5142
24.7407 | 421.035
24.7995 | 421.294
24.8583 | 419.6659
24.917 | 422.0156
24.9758 | 423.5327
25.0345 | 420.4245
25.0933 | 420.702
25.1521 | 427.2329
25.2109 | 426.9739
25.2696 | 419.6844
25.3284 | 415.0406
25.3871 | 410.7482
25.4459 | 402.9962
25.5047 | 399.7215
25.5634 | 403.1072
25.6222 | 403.2367
25.681 | 396.3727
25.7398 | 389.7492
25.7985 | 386.6225
25.8573 | 388.3986
25.916 | 392.1359
25.9748 | 398.7964
26.0336 | 409.8602
26.0923 | 412.7279
26.1511 | 408.3431
26.2099 | 401.7196
26.2687 | 399.3329
26.3274 | 391.7844
26.3862 | 386.4375
26.4449 | 379.8325
26.5037 | 385.4754
26.5625 | 384.6059
26.6212 | 375.5957
26.68 | 375.0962
26.7388 | 375.6142
26.7976 | 361.6457
26.8563 | 359.9066
26.9151 | 363.0518
26.9738 | 360.4986
27.0326 | 359.3515
27.0914 | 360.2581
27.1502 | 353.6531
27.2089 | 356.9279
27.2677 | 361.9972
27.3265 | 360.5541
27.3852 | 357.2979
27.444 | 355.0037
27.5027 | 349.6568
27.5615 | 343.8289
27.6203 | 341.2017
27.679 | 339.8141
27.7378 | 338.1675
27.7966 | 330.693
27.8553 | 316.743
27.9141 | 312.5061
27.9729 | 313.4867
28.0316 | 311.8956
28.0904 | 319.0556
28.1492 | 324.6245
28.2079 | 326.5117
28.2667 | 325.8456
28.3255 | 327.9547
28.3842 | 326.6412
28.443 | 325.9381
28.5018 | 323.0334
28.5605 | 321.2202
28.6193 | 316.0029
28.6781 | 312.4136
28.7368 | 312.6541
28.7956 | 316.7614
28.8544 | 318.2046
28.9131 | 318.7966
28.9719 | 318.7411
29.0307 | 317.779
29.0894 | 316.4654
29.1482 | 313.8383
29.207 | 312.6357
29.2657 | 308.7318
29.3245 | 305.5311
29.3833 | 301.6644
29.442 | 302.6634
29.5008 | 303.2924
29.5596 | 308.1768
29.6183 | 312.1546
29.6771 | 310.249
29.7359 | 302.1639
29.7946 | 296.003
29.8534 | 287.3073
29.9122 | 283.163
29.9709 | 285.9567
30.0297 | 291.1186
30.0885 | 292.0067
30.1472 | 293.1907
30.206 | 291.9696
30.2648 | 283.8105
30.3235 | 276.04
30.3823 | 276.0585
30.4411 | 269.028
30.4998 | 266.0308
30.5586 | 265.2722
30.6174 | 269.0465
30.6761 | 271.4887
30.7349 | 276.5765
30.7937 | 275.1519
30.8524 | 276.151
30.9112 | 270.5266
30.97 | 266.6783
31.0287 | 269.7495
31.0875 | 270.4896
31.1463 | 267.4739
31.205 | 267.2148
31.2638 | 264.8467
31.3226 | 263.7921
31.3813 | 262.386
31.4401 | 263.1446
31.4989 | 266.5858
31.5576 | 266.4563
31.6164 | 258.4082
31.6752 | 260.3324
31.7339 | 256.3916
31.7927 | 253.3574
31.8515 | 252.5248
31.9102 | 253.2278
31.969 | 246.4008
32.0278 | 240.1104
32.0865 | 237.0392
32.1453 | 236.6877
32.2041 | 237.3167
32.2628 | 242.2936
32.3216 | 246.8634
32.3804 | 242.8671
32.4391 | 239.6664
32.4979 | 234.2085
32.5567 | 229.3426
32.6154 | 232.3028
32.6742 | 237.9642
32.733 | 236.9097
32.7917 | 241.3685
32.8505 | 194.8931
32.9093 | 145.9386
32.968 | 96.0775
33.0268 | 49.5651
33.0856 | 0
33.1443 | 0
33.2031 | 0
33.2619 | 0
33.3206 | 0
33.3794 | 0
33.4382 | 0
33.4969 | 0
33.5557 | 0
33.6145 | 0
33.6732 | 0
33.732 | 0
33.7908 | 0
33.8495 | 0
33.9083 | 0
33.9671 | 0
34.0258 | 0
34.0846 | 0
34.1434 | 0
34.2021 | 0
34.2609 | 0
34.3197 | 0
34.3784 | 0
34.4372 | 0
34.496 | 0
34.5547 | 0
34.6135 | 0
34.6723 | 0
34.731 | 0
34.7898 | 0
34.8486 | 0
34.9073 | 0
34.9661 | 0
35.0249 | 0
35.0836 | 0
35.1424 | 0
35.2012 | 0
35.2599 | 0
35.3187 | 0
35.3775 | 0
35.4362 | 0
35.495 | 0
35.5538 | 0
35.6125 | 0
35.6713 | 0
35.7301 | 0
35.7888 | 0
35.8476 | 0
35.9064 | 0
35.9651 | 0
36.0239 | 0
36.0827 | 0
36.1414 | 0
36.2002 | 0
36.259 | 0
36.3177 | 0
36.3765 | 0
36.4353 | 0
36.494 | 0
36.5528 | 0
36.6116 | 0
36.6703 | 0
36.7291 | 0
36.7879 | 0
36.8466 | 0
36.9054 | 0
36.9642 | 0
37.0229 | 0
37.0817 | 0
37.1405 | 0
37.1992 | 0
37.258 | 0
37.3168 | 0
37.3755 | 0
37.4343 | 0
37.4931 | 0
37.5518 | 0
37.6106 | 0
37.6694 | 0
37.7281 | 0
37.7869 | 0
37.8457 | 0
37.9044 | 0
37.9632 | 0
38.022 | 0
38.0807 | 0
38.1395 | 0
38.1983 | 0
38.257 | 0
38.3158 | 0
38.3746 | 0
38.4333 | 0
38.4921 | 0
38.5509 | 0
38.6096 | 0
38.6684 | 0
38.7272 | 0
38.7859 | 0
38.8447 | 0
38.9035 | 0
38.9622 | 0
39.021 | 0
39.0797 | 0
39.1385 | 0
39.1973 | 0
39.2561 | 0
39.3148 | 0
39.3736 | 0
39.4323 | 0
39.4911 | 0
39.5499 | 0
39.6086 | 0
39.6674 | 0
39.7262 | 0
39.785 | 0
39.8437 | 0
39.9025 | 0
39.9612 | 0
40.02 | 0
40.0788 | 0
40.1375 | 0
40.1963 | 0
40.2551 | 0
40.3139 | 0
40.3726 | 0
40.4314 | 0
40.4901 | 0
40.5489 | 0
40.6077 | 0
40.6664 | 0
40.7252 | 0
40.784 | 0
40.8428 | 0
40.9015 | 0

## WL
Desire
D40 Lustr 1-Piece Optic | 2015-05-14
Diffuser
Wide Linear
Horizontal | Beam Angle | Field Angle
| 51.9 | 69.1
Row Mult
Mode | Candela | Field Lumens | Beam Lumens | Power Consump | Efficacy (lpw)
Boost Full | 15112.9118 | 2891.0012 | 1503.944 | 102.7 | 28.15 | 1 | 1 | 1 | 1 | 1 | 1
Regulated Full | 13576 | 2597 | 1351 | 93.3 | 27.8349 | 0.8983 | 0.8983 | 0.8983
Regulated 3200K | 9810.2755 | 1876.6415 | 976.2583 | 57.2 | 32.8084 | 0.64913 | 0.64913 | 0.64913
Regulated 5600K | 8512.3013 | 1628.3476 | 847.0919 | 54.5 | 29.8779 | 0.56325 | 0.56325 | 0.56325
| For Field diameter at any distance, multiply distance by |  |  |  | 1.3771
| For Beam diameter at any distance, multiply distance by |  |  |  | 0.97331
Dist for 1.0 fc
| Throw Distance (ft) | 10 | 15 | 20 | 30 | 116.5161
| Throw Distance (m) | 3.048 | 4.572 | 6.096 | 9.144 | 35.5141
| Field Diameter (ft) | 13.7713 | 20.657 | 27.5427 | 41.314
| Field Diameter (m) | 4.1975 | 6.2963 | 8.395 | 12.5925
| Illuminance (fc) | 135.76 | 60.3378 | 33.94 | 15.0844
| Illuminance (lux) | 1461.3071 | 649.4698 | 365.3268 | 162.3675
Vertical | Beam Angle | Field Angle
| 12.8 | 31.7
| For Field height at any distance, multiply distance by |  |  |  | 0.56783
| For Beam height at any distance, multiply distance by |  |  |  | 0.22434
Test Distance | Iso-Illuminance Diagram grid lines
67.8 | 0 | 12.5 | 25 | 37.5
| 0 | 0.18437 | 0.36873 | 0.5531
Measurement: WL - Intensity
Degrees | (Cd)
-40.9603 | 0 | 0
-40.9015 | 0 | 0
-40.8428 | 0 | 0
-40.784 | 0 | 0
-40.7252 | 0 | 0
-40.6664 | 0 | 0
-40.6077 | 0 | 0
-40.5489 | 0 | 0
-40.4901 | 0 | 0
-40.4314 | 0 | 0
-40.3726 | 0 | 0
-40.3139 | 0 | 0
-40.2551 | 0 | 0
-40.1963 | 0 | 0
-40.1375 | 0 | 0
-40.0788 | 0 | 0
-40.02 | 0 | 0
-39.9612 | 0 | 0
-39.9025 | 0 | 0
-39.8437 | 0 | 0
-39.785 | 0 | 0
-39.7262 | 0 | 0
-39.6674 | 0 | 0
-39.6086 | 0 | 0
-39.5499 | 0 | 0
-39.4911 | 0 | 0
-39.4323 | 0 | 0
-39.3736 | 0 | 0
-39.3148 | 0 | 0
-39.2561 | 0 | 0
-39.1973 | 0 | 0
-39.1385 | 0 | 0
-39.0797 | 0 | 0
-39.021 | 0 | 0
-38.9622 | 0 | 0
-38.9035 | 0 | 0
-38.8447 | 0 | 0
-38.7859 | 0 | 0
-38.7272 | 0 | 0
-38.6684 | 0 | 0
-38.6096 | 0 | 0
-38.5509 | 0 | 0
-38.4921 | 0 | 0
-38.4333 | 0 | 0
-38.3746 | 0 | 0
-38.3158 | 0 | 0
-38.257 | 0 | 0
-38.1983 | 0 | 0
-38.1395 | 0 | 0
-38.0807 | 0 | 0
-38.022 | 0 | 0
-37.9632 | 0 | 0
-37.9044 | 0 | 0
-37.8457 | 0 | 0
-37.7869 | 0 | 0
-37.7281 | 0 | 0
-37.6694 | 0 | 0
-37.6106 | 132.9807 | 138.4994
-37.5518 | 272.3453 | 283.6476
-37.4931 | 413.3143 | 430.4668
-37.4343 | 551.4292 | 574.3135
-37.3755 | 697.8532 | 726.8141
-37.3168 | 713.796 | 743.4185
-37.258 | 721.5647 | 751.5097
-37.1992 | 732.6774 | 763.0836
-37.1405 | 738.7743 | 769.4334
-37.0817 | 742.4053 | 773.2151
-37.0229 | 742.1351 | 772.9337
-36.9642 | 755.9162 | 787.2867
-36.9054 | 764.1916 | 795.9055
-36.8466 | 783.8161 | 816.3445
-36.7879 | 795.9251 | 828.956
-36.7291 | 811.2769 | 844.9449
-36.6703 | 814.5364 | 848.3397
-36.6116 | 817.1204 | 851.0309
-36.5528 | 817.5932 | 851.5233
-36.494 | 825.7505 | 860.0191
-36.4353 | 835.9342 | 870.6255
-36.3765 | 849.6815 | 884.9433
-36.3177 | 853.2788 | 888.6898
-36.259 | 866.0805 | 902.0228
-36.2002 | 873.4606 | 909.7093
-36.1414 | 871.907 | 908.0912
-36.0827 | 871.7044 | 907.8801
-36.0239 | 885.9414 | 922.7079
-35.9651 | 889.9271 | 926.859
-35.9064 | 906.1908 | 943.7977
-35.8476 | 926.305 | 964.7467
-35.7888 | 951.9926 | 991.5002
-35.7301 | 971.2287 | 1011.5347
-35.6713 | 991.2924 | 1032.431
-35.6125 | 1006.0699 | 1047.8218
-35.5538 | 1009.532 | 1051.4276
-35.495 | 1013.1968 | 1055.2445
-35.4362 | 1012.1328 | 1054.1363
-35.3775 | 1023.8197 | 1066.3082
-35.3187 | 1026.2686 | 1068.8587
-35.2599 | 1039.6781 | 1082.8247
-35.2012 | 1049.7778 | 1093.3436
-35.1424 | 1075.9039 | 1120.5539
-35.0836 | 1082.0518 | 1126.957
-35.0249 | 1089.4652 | 1134.678
-34.9661 | 1104.7159 | 1150.5616
-34.9073 | 1123.0567 | 1169.6636
-34.8486 | 1135.2173 | 1182.3288
-34.7898 | 1146.8529 | 1194.4473
-34.731 | 1170.8689 | 1219.4599
-34.6723 | 1186.8111 | 1236.0638
-34.6135 | 1193.8204 | 1243.364
-34.5547 | 1210.0334 | 1260.2498
-34.496 | 1230.6885 | 1281.762
-34.4372 | 1243.1521 | 1294.7429
-34.3784 | 1255.8178 | 1307.9342
-34.3197 | 1274.2773 | 1327.1598
-34.2609 | 1285.5932 | 1338.9453
-34.2021 | 1306.4336 | 1360.6506
-34.1434 | 1320.096 | 1374.88
-34.0846 | 1345.919 | 1401.7746
-34.0258 | 1363.0944 | 1419.6628
-33.9671 | 1387.2457 | 1444.8164
-33.9083 | 1400.8071 | 1458.9406
-33.8495 | 1421.8329 | 1480.839
-33.7908 | 1441.0861 | 1500.8911
-33.732 | 1447.7235 | 1507.8041
-33.6732 | 1459.5789 | 1520.1515
-33.6145 | 1476.3158 | 1537.5829
-33.5557 | 1490.7042 | 1552.5684
-33.4969 | 1508.1337 | 1570.7212
-33.4382 | 1543.0083 | 1607.0431
-33.3794 | 1557.0258 | 1621.6424
-33.3206 | 1574.8949 | 1640.253
-33.2619 | 1594.8062 | 1660.9907
-33.2031 | 1608.3843 | 1675.1322
-33.1443 | 1628.4144 | 1695.9936
-33.0856 | 1657.2265 | 1726.0014
-33.0268 | 1683.9274 | 1753.8104
-32.968 | 1721.2173 | 1792.6478
-32.9093 | 1744.4896 | 1816.8859
-32.8505 | 1763.9115 | 1837.1138
-32.7917 | 1783.9916 | 1858.0273
-32.733 | 1801.1003 | 1875.846
-32.6742 | 1813.5129 | 1888.7737
-32.6154 | 1833.1379 | 1909.2131
-32.5567 | 1862.929 | 1940.2405
-32.4979 | 1892.7877 | 1971.3384
-32.4391 | 1923.0016 | 2002.8062
-32.3804 | 1950.3785 | 2031.3192
-32.3216 | 1985.2865 | 2067.6759
-32.2628 | 2013.5924 | 2097.1564
-32.2041 | 2030.2949 | 2114.5521
-32.1453 | 2058.9205 | 2144.3657
-32.0865 | 2086.2974 | 2172.8787
-32.0278 | 2124.9558 | 2213.1415
-31.969 | 2147.1137 | 2236.2189
-31.9102 | 2170.6724 | 2260.7553
-31.8515 | 2203.0485 | 2294.475
-31.7927 | 2235.8287 | 2328.6156
-31.7339 | 2247.2456 | 2340.5063
-31.6752 | 2268.5588 | 2362.704
-31.6164 | 2305.0041 | 2400.6617
-31.5576 | 2323.2782 | 2419.6943
-31.4989 | 2358.508 | 2456.3861
-31.4401 | 2391.4579 | 2490.7034
-31.3813 | 2426.2138 | 2526.9017
-31.3226 | 2455.9882 | 2557.9117
-31.2638 | 2493.126 | 2596.5908
-31.205 | 2522.3609 | 2627.0389
-31.1463 | 2552.9633 | 2658.9113
-31.0875 | 2594.4921 | 2702.1635
-31.0287 | 2638.7059 | 2748.2122
-30.97 | 2660.543 | 2770.9555
-30.9112 | 2673.2097 | 2784.1479
-30.8524 | 2716.7819 | 2829.5284
-30.7937 | 2746.1512 | 2860.1164
-30.7349 | 2775.8412 | 2891.0386
-30.6761 | 2820.1914 | 2937.2293
-30.6174 | 2869.4887 | 2988.5725
-30.5586 | 2907.0494 | 3027.6919
-30.4998 | 2946.2473 | 3068.5165
-30.4411 | 2989.5497 | 3113.616
-30.3823 | 3035.96 | 3161.9523
-30.3235 | 3091.7927 | 3220.1021
-30.2648 | 3132.0894 | 3262.0711
-30.206 | 3175.0544 | 3306.8192
-30.1472 | 3221.7344 | 3355.4364
-30.0885 | 3263.2632 | 3398.6886
-30.0297 | 3295.4529 | 3432.2141
-29.9709 | 3344.9366 | 3483.7515
-29.9122 | 3396.244 | 3537.1881
-29.8534 | 3439.309 | 3582.0403
-29.7946 | 3484.132 | 3628.7235
-29.7359 | 3525.5254 | 3671.8347
-29.6771 | 3556.8371 | 3704.4458
-29.6183 | 3598.2148 | 3747.5407
-29.5596 | 3643.493 | 3794.6979
-29.5008 | 3679.9549 | 3832.673
-29.442 | 3732.5121 | 3887.4113
-29.3833 | 3783.4143 | 3940.426
-29.3245 | 3820.4345 | 3978.9825
-29.2657 | 3848.3675 | 4008.0747
-29.207 | 3902.2089 | 4064.1505
-29.1482 | 3945.2072 | 4108.9333
-29.0894 | 3992.5465 | 4158.2372
-29.0307 | 4046.4879 | 4214.4171
-28.9719 | 4107.3042 | 4277.7573
-28.9131 | 4148.7819 | 4320.9564
-28.8544 | 4189.9399 | 4363.8224
-28.7956 | 4237.4979 | 4413.3541
-28.7368 | 4277.3884 | 4454.9
-28.6781 | 4327.0419 | 4506.6142
-28.6193 | 4386.1012 | 4568.1244
-28.5605 | 4439.2323 | 4623.4605
-28.5018 | 4493.4111 | 4679.8877
-28.443 | 4539.2122 | 4727.5895
-28.3842 | 4578.8673 | 4768.8903
-28.3255 | 4638.0276 | 4830.5057
-28.2667 | 4683.5422 | 4877.9092
-28.2079 | 4734.6465 | 4931.1343
-28.1492 | 4802.9783 | 5002.3019
-28.0904 | 4860.2649 | 5061.9659
-28.0316 | 4913.2773 | 5117.1783
-27.9729 | 4972.624 | 5178.9879
-27.9141 | 5018.0886 | 5226.3393
-27.8553 | 5068.0452 | 5278.3691
-27.7966 | 5124.03 | 5336.6773
-27.7378 | 5159.5473 | 5373.6685
-27.679 | 5212.0034 | 5428.3016
-27.6203 | 5278.3918 | 5497.445
-27.5615 | 5347.888 | 5569.8253
-27.5027 | 5413.0275 | 5637.6682
-27.444 | 5474.9072 | 5702.1159
-27.3852 | 5509.2923 | 5737.928
-27.3265 | 5538.5262 | 5768.375
-27.2677 | 5573.0811 | 5804.3639
-27.2089 | 5614.0526 | 5847.0358
-27.1502 | 5666.9473 | 5902.1256
-27.0914 | 5724.9089 | 5962.4926
-27.0326 | 5792.0242 | 6032.3932
-26.9738 | 5834.0602 | 6076.1736
-26.9151 | 5881.6182 | 6125.7053
-26.8563 | 5924.0426 | 6169.8904
-26.7976 | 5971.7194 | 6219.5457
-26.7388 | 6028.8873 | 6279.0861
-26.68 | 6099.6499 | 6352.7854
-26.6212 | 6159.3675 | 6414.9812
-26.5625 | 6205.4403 | 6462.9661
-26.5037 | 6259.2307 | 6518.9887
-26.4449 | 6295.1697 | 6556.4192
-26.3862 | 6322.5289 | 6584.9138
-26.3274 | 6354.8706 | 6618.5977
-26.2687 | 6416.092 | 6682.3598
-26.2099 | 6487.4795 | 6756.7099
-26.1511 | 6532.8754 | 6803.9897
-26.0923 | 6580.0626 | 6853.1352
-26.0336 | 6634.3092 | 6909.633
-25.9748 | 6667.2081 | 6943.8972
-25.916 | 6686.1738 | 6963.65
-25.8573 | 6738.2071 | 7017.8427
-25.7985 | 6804.5632 | 7086.9526
-25.7398 | 6858.0994 | 7142.7105
-25.681 | 6913.3249 | 7200.2279
-25.6222 | 6974.9692 | 7264.4305
-25.5634 | 7015.8387 | 7306.9961
-25.5047 | 7048.923 | 7341.4533
-25.4459 | 7101.2782 | 7395.9812
-25.3871 | 7155.2873 | 7452.2317
-25.3284 | 7205.5646 | 7504.5956
-25.2696 | 7257.3793 | 7558.5605
-25.2109 | 7295.3451 | 7598.1019
-25.1521 | 7318.584 | 7622.3053
-25.0933 | 7348.5615 | 7653.5268
-25.0345 | 7395.0208 | 7701.9141
-24.9758 | 7438.7461 | 7747.454
-24.917 | 7483.8378 | 7794.4171
-24.8583 | 7541.6983 | 7854.6788
-24.7995 | 7593.8004 | 7908.9431
-24.7407 | 7626.4629 | 7942.9611
-24.682 | 7656.0009 | 7973.7249
-24.6232 | 7691.1453 | 8010.3278
-24.5644 | 7714.2332 | 8034.3739
-24.5056 | 7743.9566 | 8065.3308
-24.4469 | 7787.9173 | 8111.1158
-24.3881 | 7835.7117 | 8160.8937
-24.3294 | 7882.5094 | 8209.6336
-24.2706 | 7937.4829 | 8266.8885
-24.2118 | 7996.863 | 8328.7328
-24.1531 | 8032.9708 | 8366.3391
-24.0943 | 8053.355 | 8387.5692
-24.0355 | 8068.7578 | 8403.6112
-23.9767 | 8085.68 | 8421.2358
-23.918 | 8111.7727 | 8448.4113
-23.8592 | 8150.3801 | 8488.6209
-23.8005 | 8207.1085 | 8547.7035
-23.7417 | 8272.8897 | 8616.2146
-23.6829 | 8330.0753 | 8675.7734
-23.6242 | 8385.5362 | 8733.536
-23.5654 | 8438.2976 | 8788.4869
-23.5066 | 8478.9307 | 8830.8063
-23.4478 | 8506.7793 | 8859.8107
-23.3891 | 8527.3844 | 8881.2708
-23.3303 | 8527.3333 | 8881.2177
-23.2716 | 8546.4844 | 8901.1635
-23.2128 | 8550.2515 | 8905.087
-23.154 | 8578.2023 | 8934.1977
-23.0953 | 8602.1505 | 8959.1398
-23.0365 | 8639.3217 | 8997.8535
-22.9777 | 8656.7678 | 9016.0237
-22.9189 | 8706.1495 | 9067.4547
-22.8602 | 8738.9141 | 9101.579
-22.8014 | 8789.9684 | 9154.7521
-22.7427 | 8808.6133 | 9174.1708
-22.6839 | 8854.4487 | 9221.9083
-22.6251 | 8900.5205 | 9269.8921
-22.5663 | 8938.2665 | 9309.2046
-22.5076 | 8972.6339 | 9344.9982
-22.4488 | 9018.1839 | 9392.4386
-22.39 | 9037.4361 | 9412.4897
-22.3313 | 9061.2989 | 9437.3428
-22.2725 | 9092.5095 | 9469.8487
-22.2138 | 9116.914 | 9495.2659
-22.155 | 9164.8428 | 9545.1837
-22.0962 | 9219.4111 | 9602.0167
-22.0375 | 9257.68 | 9641.8737
-21.9787 | 9292.6234 | 9678.2672
-21.9199 | 9313.7669 | 9700.2882
-21.8612 | 9311.7734 | 9698.212
-21.8024 | 9323.3934 | 9710.3143
-21.7436 | 9345.7711 | 9733.6206
-21.6849 | 9363.386 | 9751.9665
-21.6261 | 9375.833 | 9764.93
-21.5673 | 9421.3465 | 9812.3324
-21.5086 | 9435.5172 | 9827.0911
-21.4498 | 9453.1654 | 9845.4717
-21.391 | 9486.082 | 9879.7544
-21.3323 | 9534.9231 | 9930.6224
-21.2735 | 9569.3082 | 9966.4345
-21.2147 | 9611.0068 | 10009.8636
-21.156 | 9646.3209 | 10046.6432
-21.0972 | 9691.295 | 10093.4837
-21.0384 | 9737.7542 | 10141.871
-20.9797 | 9763.9833 | 10169.1887
-20.9209 | 9800.1244 | 10206.8296
-20.8621 | 9838.1236 | 10246.4057
-20.8034 | 9850.4518 | 10259.2456
-20.7446 | 9869.0301 | 10278.5948
-20.6858 | 9886.2232 | 10296.5014
-20.6271 | 9904.1078 | 10315.1283
-20.5683 | 9914.3937 | 10325.841
-20.5095 | 9945.873 | 10358.6267
-20.4508 | 9955.4485 | 10368.5997
-20.392 | 9953.4218 | 10366.4888
-20.3332 | 9947.9508 | 10360.7907
-20.2745 | 9956.5817 | 10369.7798
-20.2157 | 9955.4485 | 10368.5997
-20.1569 | 9961.3434 | 10374.7392
-20.0982 | 9992.3166 | 10406.9977
-20.0394 | 10027.1246 | 10443.2502
-19.9806 | 10049.4345 | 10466.4861
-19.9219 | 10079.0913 | 10497.3735
-19.8631 | 10131.9682 | 10552.4449
-19.8043 | 10166.4554 | 10588.3633
-19.7456 | 10182.1612 | 10604.7209
-19.6868 | 10197.5296 | 10620.7271
-19.628 | 10220.228 | 10644.3675
-19.5693 | 10244.9876 | 10670.1546
-19.5105 | 10261.2673 | 10687.1099
-19.4517 | 10260.6757 | 10686.4938
-19.393 | 10249.1245 | 10674.4631
-19.3342 | 10227.9122 | 10652.3706
-19.2754 | 10192.9876 | 10615.9966
-19.2167 | 10172.4336 | 10594.5896
-19.1579 | 10182.2966 | 10604.8619
-19.0991 | 10223.3015 | 10647.5685
-19.0404 | 10245.3584 | 10670.5408
-18.9816 | 10266.9247 | 10693.0021
-18.9228 | 10326.1528 | 10754.6881
-18.8641 | 10363.6457 | 10793.737
-18.8053 | 10380.0108 | 10810.7813
-18.7465 | 10396.4092 | 10827.8602
-18.6878 | 10404.2965 | 10836.0748
-18.629 | 10377.5966 | 10808.2669
-18.5702 | 10370.756 | 10801.1424
-18.5115 | 10377.4435 | 10808.1074
-18.4527 | 10406.5763 | 10838.4493
-18.3939 | 10443.0268 | 10876.4124
-18.3352 | 10474.605 | 10909.3012
-18.2764 | 10501.7465 | 10937.569
-18.2176 | 10503.5171 | 10939.413
-18.1589 | 10505.7667 | 10941.756
-18.1001 | 10497.0494 | 10932.6769
-18.0413 | 10481.8851 | 10916.8834
-17.9826 | 10459.9616 | 10894.05
-17.9238 | 10447.3073 | 10880.8706
-17.865 | 10415.2083 | 10847.4394
-17.8063 | 10391.4788 | 10822.7251
-17.7475 | 10400.4961 | 10832.1167
-17.6887 | 10394.0117 | 10825.3632
-17.63 | 10423.207 | 10855.7701
-17.5712 | 10458.0348 | 10892.0432
-17.5124 | 10486.8635 | 10922.0683
-17.4537 | 10493.2375 | 10928.7068
-17.3949 | 10521.5559 | 10958.2004
-17.3361 | 10523.8888 | 10960.6302
-17.2774 | 10537.6366 | 10974.9485
-17.2186 | 10553.0821 | 10991.035
-17.1598 | 10561.7161 | 11000.0273
-17.1011 | 10590.4094 | 11029.9114
-17.0423 | 10622.6334 | 11063.4727
-16.9835 | 10638.9433 | 11080.4595
-16.9248 | 10684.509 | 11127.9161
-16.866 | 10735.7403 | 11181.2736
-16.8072 | 10760.1948 | 11206.7428
-16.7485 | 10767.2353 | 11214.0756
-16.6897 | 10776.338 | 11223.556
-16.6309 | 10769.2975 | 11216.2233
-16.5722 | 10789.6276 | 11237.3971
-16.5134 | 10819.7373 | 11268.7564
-16.4546 | 10866.5319 | 11317.493
-16.3959 | 10933.5316 | 11387.2732
-16.3371 | 10941.8428 | 11395.9293
-16.2783 | 10929.2094 | 11382.7716
-16.2196 | 10911.983 | 11364.8303
-16.1608 | 10888.143 | 11340.001
-16.102 | 10864.0844 | 11314.9439
-16.0433 | 10888.9033 | 11340.7928
-15.9845 | 10915.8053 | 11368.8112
-15.9257 | 10956.5383 | 11411.2347
-15.867 | 11003.0101 | 11459.635
-15.8082 | 10997.1673 | 11453.5497
-15.7494 | 10986.8668 | 11442.8218
-15.6907 | 11007.5927 | 11464.4078
-15.6319 | 11020.7781 | 11478.1403
-15.5731 | 10999.042 | 11455.5022
-15.5144 | 11022.2362 | 11479.659
-15.4556 | 11056.0953 | 11514.9233
-15.3968 | 11032.1096 | 11489.9421
-15.3381 | 10989.2831 | 11445.3383
-15.2793 | 10981.9405 | 11437.6911
-15.2205 | 10983.357 | 11439.1663
-15.1618 | 10987.0543 | 11443.017
-15.103 | 11006.0721 | 11462.8241
-15.0442 | 11023.6734 | 11481.1559
-14.9855 | 11029.0372 | 11486.7422
-14.9267 | 11029.5787 | 11487.3063
-14.8679 | 11055.3975 | 11514.1965
-14.8092 | 11069.864 | 11529.2633
-14.7504 | 11100.2445 | 11560.9047
-14.6916 | 11148.4451 | 11611.1056
-14.6329 | 11197.8956 | 11662.6082
-14.5741 | 11200.1244 | 11664.9295
-14.5153 | 11182.9604 | 11647.0533
-14.4566 | 11188.8345 | 11653.1711
-14.3978 | 11199.7703 | 11664.5607
-14.339 | 11197.1769 | 11661.8598
-14.2803 | 11195.3022 | 11659.9073
-14.2215 | 11226.1306 | 11692.015
-14.1627 | 11233.8481 | 11700.0528
-14.104 | 11227.8387 | 11693.794
-14.0452 | 11234.4418 | 11700.6711
-13.9864 | 11235.9936 | 11702.2874
-13.9277 | 11251.4807 | 11718.4172
-13.8689 | 11282.7049 | 11750.9371
-13.8101 | 11297.8587 | 11766.7199
-13.7514 | 11296.7756 | 11765.5917
-13.6926 | 11312.3668 | 11781.83
-13.6338 | 11317.2306 | 11786.8957
-13.5751 | 11312.1377 | 11781.5914
-13.5163 | 11298.442 | 11767.3273
-13.4575 | 11333.8425 | 11804.197
-13.3988 | 11353.4019 | 11824.5681
-13.34 | 11361.9318 | 11833.452
-13.2812 | 11364.2752 | 11835.8926
-13.2225 | 11385.7405 | 11858.2487
-13.1637 | 11359.8488 | 11831.2825
-13.1049 | 11359.9842 | 11831.4235
-13.0462 | 11381.0121 | 11853.3241
-12.9874 | 11400.7902 | 11873.923
-12.9286 | 11415.6211 | 11889.3694
-12.8699 | 11453.2505 | 11928.5604
-12.8111 | 11492.713 | 11969.6605
-12.7523 | 11512.0849 | 11989.8364
-12.6936 | 11528.978 | 12007.4306
-12.6348 | 11550.2038 | 12029.5372
-12.576 | 11557.4526 | 12037.0869
-12.5173 | 11544.8192 | 12023.9292
-12.4585 | 11543.4132 | 12022.4648
-12.3997 | 11556.2132 | 12035.7961
-12.341 | 11578.3555 | 12058.8573
-12.2822 | 11591.2284 | 12072.2644
-12.2234 | 11608.6215 | 12090.3793
-12.1647 | 11628.0767 | 12110.6419
-12.1059 | 11627.6393 | 12110.1863
-12.0471 | 11616.9014 | 12099.0028
-11.9884 | 11618.2137 | 12100.3696
-11.9296 | 11625.8271 | 12108.2989
-11.8708 | 11619.1823 | 12101.3784
-11.8121 | 11626.577 | 12109.0799
-11.7533 | 11622.286 | 12104.6108
-11.6945 | 11610.1733 | 12091.9955
-11.6358 | 11614.0477 | 12096.0307
-11.577 | 11646.6362 | 12129.9716
-11.5182 | 11677.9646 | 12162.6001
-11.4595 | 11715.4377 | 12201.6284
-11.4007 | 11738.0383 | 12225.1669
-11.3419 | 11724.5821 | 12211.1523
-11.2832 | 11721.6242 | 12208.0716
-11.2244 | 11707.5015 | 12193.3628
-11.1656 | 11705.5747 | 12191.3561
-11.1069 | 11726.9567 | 12213.6254
-11.0481 | 11738.3091 | 12225.4489
-10.9893 | 11716.2501 | 12202.4745
-10.9306 | 11707.9598 | 12193.8401
-10.8718 | 11694.0141 | 12179.3157
-10.8131 | 11688.1713 | 12173.2304
-10.7543 | 11726.1027 | 12212.736
-10.6955 | 11770.7206 | 12259.2055
-10.6367 | 11800.1846 | 12289.8922
-10.578 | 11834.2521 | 12325.3735
-10.5192 | 11843.0527 | 12334.5394
-10.4604 | 11836.3767 | 12327.5863
-10.4017 | 11836.7725 | 12327.9985
-10.3429 | 11855.5195 | 12347.5235
-10.2842 | 11872.7563 | 12365.4757
-10.2254 | 11884.7648 | 12377.9825
-10.1666 | 11902.6161 | 12396.5747
-10.1078 | 11921.4673 | 12416.2082
-10.0491 | 11940.8079 | 12436.3514
-9.9903 | 11949.5982 | 12445.5065
-9.9315 | 11961.0651 | 12457.4493
-9.8728 | 11973.5839 | 12470.4877
-9.814 | 11964.45 | 12460.9746
-9.7552 | 11943.4846 | 12439.1392
-9.6965 | 11940.0476 | 12435.5596
-9.6377 | 11947.2756 | 12443.0876
-9.5789 | 11941.8182 | 12437.4036
-9.5202 | 11949.8898 | 12445.8102
-9.4614 | 11968.9597 | 12465.6715
-9.4026 | 11984.051 | 12481.3891
-9.3439 | 12008.6929 | 12507.0536
-9.2851 | 12044.3122 | 12544.1511
-9.2263 | 12079.8169 | 12581.1293
-9.1676 | 12096.106 | 12598.0944
-9.1088 | 12093.2731 | 12595.1439
-9.05 | 12105.8232 | 12608.2148
-8.9913 | 12080.8897 | 12582.2466
-8.9325 | 12048.4469 | 12548.4575
-8.8737 | 12041.8438 | 12541.5803
-8.815 | 12060.1742 | 12560.6715
-8.7562 | 12048.3532 | 12548.3599
-8.6974 | 12076.5362 | 12577.7124
-8.6387 | 12105.6149 | 12607.9979
-8.5799 | 12114.1968 | 12616.936
-8.5212 | 12123.3308 | 12626.449
-8.4624 | 12137.391 | 12641.0928
-8.4036 | 12126.8823 | 12630.1479
-8.3449 | 12126.1012 | 12629.3344
-8.2861 | 12155.711 | 12660.173
-8.2273 | 12154.9716 | 12659.4029
-8.1685 | 12150.3265 | 12654.565
-8.1098 | 12173.479 | 12678.6784
-8.051 | 12209.3795 | 12716.0688
-7.9923 | 12226.1997 | 12733.587
-7.9335 | 12253.7995 | 12762.3322
-7.8747 | 12268.5055 | 12777.6485
-7.816 | 12275.8376 | 12785.2849
-7.7572 | 12286.4922 | 12796.3816
-7.6984 | 12304.6455 | 12815.2883
-7.6397 | 12326.1213 | 12837.6553
-7.5809 | 12368.052 | 12881.3262
-7.5221 | 12390.3818 | 12904.5826
-7.4634 | 12403.5047 | 12918.2502
-7.4046 | 12420.7103 | 12936.1698
-7.3458 | 12434.6768 | 12950.7159
-7.2871 | 12404.1296 | 12918.901
-7.2283 | 12388.4238 | 12902.5434
-7.1695 | 12385.6534 | 12899.658
-7.1108 | 12377.8942 | 12891.5768
-7.052 | 12380.0397 | 12893.8114
-6.9932 | 12418.846 | 12934.2281
-6.9345 | 12451.9865 | 12968.744
-6.8757 | 12452.1219 | 12968.885
-6.8169 | 12455.1839 | 12972.0741
-6.7582 | 12448.0184 | 12964.6112
-6.6994 | 12461.2246 | 12978.3655
-6.6406 | 12493.8757 | 13012.3715
-6.5819 | 12511.3208 | 13030.5406
-6.5231 | 12492.7092 | 13011.1566
-6.4643 | 12476.066 | 12993.8227
-6.4056 | 12436.2599 | 12952.3647
-6.3468 | 12385.6013 | 12899.6038
-6.288 | 12376.6132 | 12890.2426
-6.2293 | 12406.6084 | 12921.4826
-6.1705 | 12430.2296 | 12946.0841
-6.1117 | 12461.1205 | 12978.257
-6.053 | 12489.3139 | 13007.6204
-5.9942 | 12509.269 | 13028.4037
-5.9354 | 12522.3294 | 13042.0061
-5.8767 | 12550.2312 | 13071.0658
-5.8179 | 12551.6789 | 13072.5736
-5.7591 | 12544.3676 | 13064.9588
-5.7004 | 12539.7954 | 13060.1969
-5.6416 | 12531.5988 | 13051.6601
-5.5828 | 12518.3613 | 13037.8733
-5.5241 | 12525.4539 | 13045.2603
-5.4653 | 12546.9817 | 13067.6815
-5.4065 | 12556.6989 | 13077.8019
-5.3478 | 12561.844 | 13083.1605
-5.289 | 12566.8327 | 13088.3563
-5.2302 | 12573.6858 | 13095.4938
-5.1715 | 12584.9132 | 13107.1871
-5.1127 | 12614.2835 | 13137.7762
-5.0539 | 12635.0614 | 13159.4164
-4.9952 | 12638.1026 | 13162.5838
-4.9364 | 12647.2886 | 13172.1511
-4.8776 | 12667.7541 | 13193.4659
-4.8189 | 12665.192 | 13190.7975
-4.7601 | 12684.6576 | 13211.0709
-4.7013 | 12724.1097 | 13252.1602
-4.6426 | 12747.658 | 13276.6858
-4.5838 | 12743.8565 | 13272.7265
-4.525 | 12757.5522 | 13286.9906
-4.4663 | 12770.7272 | 13300.7124
-4.4075 | 12756.0004 | 13285.3744
-4.3487 | 12755.7608 | 13285.1249
-4.29 | 12759.0728 | 13288.5743
-4.2312 | 12742.6067 | 13271.4249
-4.1724 | 12707.4977 | 13234.8589
-4.1137 | 12728.5569 | 13256.792
-4.0549 | 12760.1039 | 13289.6482
-3.9961 | 12783.5585 | 13314.0761
-3.9374 | 12799.0768 | 13330.2385
-3.8786 | 12805.5966 | 13337.0289
-3.8198 | 12782.142 | 13312.6009
-3.7611 | 12744.2314 | 13273.117
-3.7023 | 12728.3694 | 13256.5967
-3.6435 | 12737.1805 | 13265.7735
-3.5848 | 12749.8868 | 13279.0071
-3.526 | 12742.94 | 13271.772
-3.4672 | 12719.777 | 13247.6478
-3.4085 | 12691.9065 | 13218.6206
-3.3497 | 12679.7938 | 13206.0053
-3.2909 | 12683.9911 | 13210.3767
-3.2322 | 12702.4985 | 13229.6522
-3.1734 | 12730.869 | 13259.2
-3.1146 | 12762.843 | 13292.501
-3.0559 | 12781.5171 | 13311.9501
-2.9971 | 12793.9318 | 13324.88
-2.9383 | 12808.8044 | 13340.3698
-2.8796 | 12825.2601 | 13357.5084
-2.8208 | 12826.9474 | 13359.2657
-2.762 | 12818.532 | 13350.5011
-2.7033 | 12800.1287 | 13331.3341
-2.6445 | 12780.861 | 13311.2667
-2.5857 | 12767.2173 | 13297.0569
-2.527 | 12761.5828 | 13291.1885
-2.4682 | 12763.2805 | 13292.9566
-2.4094 | 12781.3192 | 13311.744
-2.3507 | 12812.8142 | 13344.546
-2.2919 | 12821.0421 | 13353.1153
-2.2331 | 12805.6174 | 13337.0506
-2.1744 | 12787.964 | 13318.6645
-2.1156 | 12771.4979 | 13301.5151
-2.0568 | 12756.5524 | 13285.9493
-1.9981 | 12771.0605 | 13301.0595
-1.9393 | 12804.878 | 13336.2804
-1.8805 | 12832.3527 | 13364.8954
-1.8218 | 12852.7661 | 13386.1559
-1.763 | 12872.9817 | 13407.2104
-1.7042 | 12891.4995 | 13426.4968
-1.6455 | 12922.7341 | 13459.0276
-1.5867 | 12973.0177 | 13511.398
-1.5279 | 13034.1538 | 13575.0712
-1.4692 | 13083.4376 | 13626.4002
-1.4104 | 13102.0492 | 13645.7842
-1.3516 | 13097.5916 | 13641.1416
-1.2929 | 13069.3877 | 13611.7673
-1.2341 | 13025.8114 | 13566.3825
-1.1753 | 12986.7968 | 13525.7488
-1.1166 | 12981.1414 | 13519.8588
-1.0578 | 12990.5983 | 13529.7081
-0.99903 | 12999.1386 | 13538.6028
-0.94026 | 13006.4082 | 13546.1742
-0.8815 | 13017.4377 | 13557.6614
-0.82273 | 13038.1948 | 13579.2799
-0.76397 | 13074.8556 | 13617.4621
-0.7052 | 13127.8992 | 13672.707
-0.64643 | 13177.2975 | 13724.1554
-0.58767 | 13200.2522 | 13748.0627
-0.5289 | 13187.9208 | 13735.2196
-0.47013 | 13154.6033 | 13700.5193
-0.41137 | 13102.8407 | 13646.6086
-0.3526 | 13047.3913 | 13588.858
-0.29383 | 13013.0947 | 13553.1381
-0.23507 | 13016.0109 | 13556.1753
-0.1763 | 13050.1512 | 13591.7325
-0.11753 | 13115.9949 | 13660.3086
-0.058767 | 13188.2229 | 13735.5341
5.8264e-13 | 13240.0271 | 13789.4882
0.058767 | 13260.3572 | 13810.662
0.11753 | 13247.1822 | 13796.9403
0.1763 | 13209.2195 | 13757.4021
0.23507 | 13154.0617 | 13699.9552
0.29383 | 13112.5371 | 13656.7074
0.3526 | 13093.4672 | 13636.8461
0.41137 | 13082.8231 | 13625.7602
0.47013 | 13068.5025 | 13610.8453
0.5289 | 13065.68 | 13607.9057
0.58767 | 13060.9516 | 13602.9811
0.64643 | 13036.7888 | 13577.8155
0.7052 | 12987.807 | 13526.801
0.76397 | 12940.2521 | 13477.2726
0.82273 | 12924.8379 | 13461.2187
0.8815 | 12932.9929 | 13469.7121
0.94026 | 12954.1041 | 13491.6994
0.99903 | 12992.5354 | 13531.7257
1.0578 | 13014.2299 | 13554.3204
1.1166 | 12998.8261 | 13538.2774
1.1753 | 12990.0879 | 13529.1766
1.2341 | 12955.8538 | 13493.5217
1.2929 | 12907.6115 | 13443.2774
1.3516 | 12890.885 | 13425.8568
1.4104 | 12897.4882 | 13432.7339
1.4692 | 12877.6476 | 13412.07
1.5279 | 12885.5838 | 13420.3355
1.5867 | 12893.468 | 13428.5469
1.6455 | 12889.3645 | 13424.2731
1.7042 | 12887.8126 | 13422.6568
1.763 | 12896.8945 | 13432.1156
1.8218 | 12894.2699 | 13429.3821
1.8805 | 12910.0382 | 13445.8048
1.9393 | 12933.9511 | 13470.71
1.9981 | 12941.0124 | 13478.0645
2.0568 | 12930.3683 | 13466.9786
2.1156 | 12926.1294 | 13462.5638
2.1744 | 12937.7734 | 13474.691
2.2331 | 12914.2251 | 13450.1654
2.2919 | 12884.9381 | 13419.663
2.3507 | 12858.3278 | 13391.9484
2.4094 | 12826.7286 | 13359.0379
2.4682 | 12779.0904 | 13309.4227
2.527 | 12774.7786 | 13304.9319
2.5857 | 12798.0562 | 13329.1755
2.6445 | 12834.644 | 13367.2818
2.7033 | 12868.9615 | 13403.0234
2.762 | 12885.8754 | 13420.6393
2.8208 | 12873.5232 | 13407.7745
2.8796 | 12841.268 | 13374.1806
2.9383 | 12807.4921 | 13339.0031
2.9971 | 12787.7661 | 13318.4584
3.0559 | 12785.3707 | 13315.9636
3.1146 | 12794.6921 | 13325.6718
3.1734 | 12805.3258 | 13336.7468
3.2322 | 12827.8118 | 13360.166
3.2909 | 12824.5103 | 13356.7274
3.3497 | 12810.5333 | 13342.1705
3.4085 | 12802.1388 | 13333.4276
3.4672 | 12804.3885 | 13335.7706
3.526 | 12800.5141 | 13331.7354
3.5848 | 12826.2496 | 13358.5389
3.6435 | 12871.4611 | 13405.6267
3.7023 | 12912.7253 | 13448.6034
3.7611 | 12929.4101 | 13465.9807
3.8198 | 12908.049 | 13443.733
3.8786 | 12844.8507 | 13377.9121
3.9374 | 12790.7032 | 13321.5173
3.9961 | 12737.8574 | 13266.4785
4.0549 | 12699.1032 | 13226.116
4.1137 | 12686.7719 | 13213.2729
4.1724 | 12698.8324 | 13225.834
4.2312 | 12670.639 | 13196.4706
4.29 | 12638.6754 | 13163.1804
4.3487 | 12606.2848 | 13129.4456
4.4075 | 12576.2167 | 13098.1296
4.4663 | 12557.1884 | 13078.3118
4.525 | 12563.979 | 13085.3842
4.5838 | 12568.6033 | 13090.2003
4.6426 | 12571.7486 | 13093.4762
4.7013 | 12583.8404 | 13106.0698
4.7601 | 12606.6701 | 13129.8469
4.8189 | 12634.1761 | 13158.4944
4.8776 | 12666.5355 | 13192.1968
4.9364 | 12713.2676 | 13240.8682
4.9952 | 12731.6814 | 13260.0461
5.0539 | 12723.1202 | 13251.1297
5.1127 | 12709.2162 | 13236.6487
5.1715 | 12708.5288 | 13235.9328
5.2302 | 12692.396 | 13219.1304
5.289 | 12683.7203 | 13210.0947
5.3478 | 12667.2438 | 13192.9344
5.4065 | 12632.4368 | 13156.6829
5.4653 | 12594.5262 | 13117.1991
5.5241 | 12590.7143 | 13113.229
5.5828 | 12619.5014 | 13143.2107
5.6416 | 12662.6924 | 13188.1941
5.7004 | 12707.4144 | 13234.7721
5.7591 | 12733.2124 | 13261.6407
5.8179 | 12719.7249 | 13247.5935
5.8767 | 12676.0965 | 13202.1545
5.9354 | 12644.789 | 13169.5478
5.9942 | 12627.5314 | 13151.5739
6.053 | 12615.6895 | 13139.2406
6.1117 | 12609.7217 | 13133.0252
6.1705 | 12605.3891 | 13128.5127
6.2293 | 12587.1836 | 13109.5518
6.288 | 12579.4245 | 13101.4706
6.3468 | 12593.9326 | 13116.5808
6.4056 | 12601.6501 | 13124.6186
6.4643 | 12600.6607 | 13123.5881
6.5231 | 12604.0872 | 13127.1568
6.5819 | 12610.3049 | 13133.6326
6.6406 | 12612.8358 | 13136.2685
6.6994 | 12605.7223 | 13128.8598
6.7582 | 12609.5759 | 13132.8733
6.8169 | 12603.9726 | 13127.0375
6.8757 | 12566.8327 | 13088.3563
6.9345 | 12505.9987 | 13024.9977
6.9932 | 12468.4214 | 12985.8609
7.052 | 12437.1243 | 12953.265
7.1108 | 12403.8067 | 12918.5647
7.1695 | 12373.3741 | 12886.8691
7.2283 | 12349.8154 | 12862.3327
7.2871 | 12336.3384 | 12848.2964
7.3458 | 12349.6071 | 12862.1158
7.4046 | 12385.9034 | 12899.9183
7.4634 | 12432.2397 | 12948.1776
7.5221 | 12469.5462 | 12987.0324
7.5809 | 12478.8364 | 12996.7081
7.6397 | 12447.6435 | 12964.2207
7.6984 | 12405.4419 | 12920.2677
7.7572 | 12365.3025 | 12878.4625
7.816 | 12335.2031 | 12847.1141
7.8747 | 12331.0267 | 12842.7643
7.9335 | 12337.2966 | 12849.2944
7.9923 | 12325.5901 | 12837.1021
8.051 | 12299.563 | 12809.9949
8.1098 | 12276.7542 | 12786.2395
8.1685 | 12258.8508 | 12767.5931
8.2273 | 12239.2602 | 12747.1895
8.2861 | 12229.5117 | 12737.0365
8.3449 | 12232.178 | 12739.8133
8.4036 | 12239.8017 | 12747.7535
8.4624 | 12234.0527 | 12741.7658
8.5212 | 12229.1055 | 12736.6134
8.5799 | 12228.6056 | 12736.0927
8.6387 | 12225.2728 | 12732.6216
8.6974 | 12214.5974 | 12721.5032
8.7562 | 12207.4423 | 12714.0512
8.815 | 12208.2859 | 12714.9298
8.8737 | 12211.1709 | 12717.9345
8.9325 | 12205.4114 | 12711.936
8.9913 | 12203.2659 | 12709.7015
9.05 | 12203.8075 | 12710.2655
9.1088 | 12199.3186 | 12705.5904
9.1676 | 12192.2573 | 12698.2359
9.2263 | 12190.6742 | 12696.5872
9.2851 | 12179.3427 | 12684.7854
9.3439 | 12149.5662 | 12653.7732
9.4026 | 12108.0207 | 12610.5036
9.4614 | 12066.5586 | 12567.3208
9.5202 | 12038.7402 | 12538.3479
9.5789 | 12023.6072 | 12522.5869
9.6377 | 12026.263 | 12525.3529
9.6965 | 12045.1037 | 12544.9755
9.7552 | 12059.5285 | 12559.9989
9.814 | 12059.9555 | 12560.4437
9.8728 | 12055.9874 | 12556.3109
9.9315 | 12043.7602 | 12543.5762
9.9903 | 12016.5458 | 12515.2324
10.0491 | 11979.6975 | 12476.855
10.1078 | 11958.4197 | 12454.6941
10.1666 | 11952.4206 | 12448.4461
10.2254 | 11949.2961 | 12445.1919
10.2842 | 11939.7872 | 12435.2884
10.3429 | 11952.4206 | 12448.4461
10.4017 | 11955.1285 | 12451.2664
10.4604 | 11936.7981 | 12432.1753
10.5192 | 11919.1551 | 12413.8001
10.578 | 11917.8637 | 12412.455
10.6367 | 11907.3133 | 12401.4668
10.6955 | 11893.8154 | 12387.4088
10.7543 | 11881.6924 | 12374.7826
10.8131 | 11868.132 | 12360.6595
10.8718 | 11854.6863 | 12346.6558
10.9306 | 11847.125 | 12338.7807
10.9893 | 11846.6355 | 12338.2709
11.0481 | 11850.312 | 12342.0999
11.1069 | 11849.7079 | 12341.4708
11.1656 | 11846.7709 | 12338.4119
11.2244 | 11843.3235 | 12334.8214
11.2832 | 11838.7409 | 12330.0487
11.3419 | 11824.6598 | 12315.3832
11.4007 | 11805.0901 | 12295.0013
11.4595 | 11793.6231 | 12283.0585
11.5182 | 11804.7672 | 12294.665
11.577 | 11802.3717 | 12292.1702
11.6358 | 11807.1626 | 12297.1599
11.6945 | 11827.2636 | 12318.095
11.7533 | 11843.7922 | 12335.3096
11.8121 | 11831.2838 | 12322.2821
11.8708 | 11818.2963 | 12308.7556
11.9296 | 11792.9462 | 12282.3534
11.9884 | 11751.4111 | 12239.0947
12.0471 | 11704.8665 | 12190.6185
12.1059 | 11671.0802 | 12155.4301
12.1647 | 11657.6657 | 12141.4589
12.2234 | 11641.1475 | 12124.2552
12.2822 | 11607.2884 | 12088.9908
12.341 | 11582.4278 | 12063.0985
12.3997 | 11577.012 | 12057.458
12.4585 | 11607.3925 | 12089.0993
12.5173 | 11635.7109 | 12118.5929
12.576 | 11663.269 | 12147.2947
12.6348 | 11664.0189 | 12148.0757
12.6936 | 11638.3147 | 12121.3047
12.7523 | 11586.3751 | 12067.2096
12.8111 | 11547.3188 | 12026.5325
12.8699 | 11522.0833 | 12000.2497
12.9286 | 11509.0333 | 11986.6581
12.9874 | 11497.7851 | 11974.9431
13.0462 | 11468.7689 | 11944.7228
13.1049 | 11436.7948 | 11911.4218
13.1637 | 11418.0999 | 11891.951
13.2225 | 11434.4827 | 11909.0137
13.2812 | 11448.3138 | 11923.4188
13.34 | 11449.5949 | 11924.753
13.3988 | 11476.351 | 11952.6196
13.4575 | 11499.0869 | 11976.299
13.5163 | 11481.4648 | 11957.9455
13.5751 | 11467.8732 | 11943.7899
13.6338 | 11480.9232 | 11957.3815
13.6926 | 11461.3326 | 11936.9779
13.7514 | 11441.0025 | 11915.8041
13.8101 | 11443.9083 | 11918.8305
13.8689 | 11448.7721 | 11923.8961
13.9277 | 11432.8475 | 11907.3107
13.9864 | 11416.0273 | 11889.7924
14.0452 | 11388.7504 | 11861.3836
14.104 | 11346.5593 | 11817.4415
14.1627 | 11307.378 | 11776.6342
14.2215 | 11283.2673 | 11751.5229
14.2803 | 11270.5818 | 11738.311
14.339 | 11256.8965 | 11724.0577
14.3978 | 11238.1183 | 11704.5002
14.4566 | 11217.0383 | 11682.5454
14.5153 | 11204.3424 | 11669.3226
14.5741 | 11206.6233 | 11671.6982
14.6329 | 11211.7371 | 11677.0242
14.6916 | 11195.6772 | 11660.2978
14.7504 | 11178.5237 | 11642.4324
14.8092 | 11132.0936 | 11594.0755
14.8679 | 11057.2097 | 11516.0839
14.9267 | 11000.6146 | 11457.1401
14.9855 | 10991.4807 | 11447.6271
15.0442 | 10981.7635 | 11437.5067
15.103 | 10976.431 | 11431.9529
15.1618 | 10964.3704 | 11419.3918
15.2205 | 10949.2895 | 11403.685
15.2793 | 10918.3986 | 11371.5122
15.3381 | 10876.1762 | 11327.5375
15.3968 | 10830.7668 | 11280.2436
15.4556 | 10802.3651 | 11250.6632
15.5144 | 10773.6197 | 11220.7249
15.5731 | 10745.8846 | 11191.8388
15.6319 | 10708.6613 | 11153.0708
15.6907 | 10676.5519 | 11119.6288
15.7494 | 10656.7113 | 11098.9648
15.8082 | 10657.4195 | 11099.7025
15.867 | 10660.919 | 11103.3471
15.9257 | 10669.6051 | 11112.3937
15.9845 | 10672.8962 | 11115.8214
16.0433 | 10669.2093 | 11111.9815
16.102 | 10648.4731 | 11090.3847
16.1608 | 10627.1744 | 11068.2021
16.2196 | 10607.8025 | 11048.0263
16.2783 | 10615.27 | 11055.8037
16.3371 | 10637.0686 | 11078.507
16.3959 | 10633.715 | 11075.0142
16.4546 | 10619.7485 | 11060.468
16.5134 | 10623.4979 | 11064.373
16.5722 | 10618.6133 | 11059.2857
16.6309 | 10603.4594 | 11043.503
16.6897 | 10612.4996 | 11052.9184
16.7485 | 10627.716 | 11068.7662
16.8072 | 10623.6437 | 11064.5249
16.866 | 10618.4466 | 11059.1121
16.9248 | 10617.4259 | 11058.0491
16.9835 | 10614.1036 | 11054.5889
17.0423 | 10597.6687 | 11037.4719
17.1011 | 10570.1939 | 11008.857
17.1598 | 10515.7131 | 10952.1151
17.2186 | 10440.4751 | 10873.7548
17.2774 | 10361.8387 | 10791.855
17.3361 | 10302.6773 | 10730.2385
17.3949 | 10280.8246 | 10707.4788
17.4537 | 10302.4586 | 10730.0107
17.5124 | 10343.802 | 10773.0698
17.5712 | 10366.062 | 10796.2536
17.63 | 10360.4369 | 10790.395
17.6887 | 10329.1929 | 10757.8544
17.7475 | 10282.2421 | 10708.9551
17.8063 | 10235.4787 | 10660.2511
17.865 | 10195.0644 | 10618.1595
17.9238 | 10168.3291 | 10590.3147
17.9826 | 10155.9498 | 10577.4217
18.0413 | 10144.9724 | 10565.9887
18.1001 | 10126.1254 | 10546.3596
18.1589 | 10101.7543 | 10520.9771
18.2176 | 10071.4914 | 10489.4583
18.2764 | 10036.3793 | 10452.8891
18.3352 | 10012.8706 | 10428.4047
18.3939 | 9993.9892 | 10408.7398
18.4527 | 9970.3951 | 10384.1665
18.5115 | 9949.8755 | 10362.7953
18.5702 | 9947.629 | 10360.4556
18.629 | 9965.6667 | 10379.2419
18.6878 | 10005.5062 | 10420.7347
18.7465 | 10041.1754 | 10457.8842
18.8053 | 10070.2416 | 10488.1567
18.8641 | 10067.1338 | 10484.9198
18.9228 | 10008.9858 | 10424.3587
18.9816 | 9929.8287 | 10341.9166
19.0404 | 9891.0182 | 10301.4955
19.0991 | 9863.9809 | 10273.3361
19.1579 | 9838.0902 | 10246.371
19.2167 | 9828.9698 | 10236.8721
19.2754 | 9819.5807 | 10227.0933
19.3342 | 9790.2614 | 10196.5573
19.393 | 9754.9817 | 10159.8134
19.4517 | 9723.0107 | 10126.5157
19.5105 | 9714.8037 | 10117.9681
19.5693 | 9708.0152 | 10110.8979
19.628 | 9697.2899 | 10099.7274
19.6868 | 9707.4747 | 10110.3349
19.7456 | 9735.239 | 10139.2514
19.8043 | 9733.5163 | 10137.4573
19.8631 | 9723.4669 | 10126.9908
19.9219 | 9720.884 | 10124.3007
19.9806 | 9694.7392 | 10097.0709
20.0394 | 9649.4111 | 10049.8616
20.0982 | 9616.5111 | 10015.5963
20.1569 | 9592.4285 | 9990.5143
20.2157 | 9564.3767 | 9961.2984
20.2745 | 9532.8453 | 9928.4584
20.3332 | 9497.2448 | 9891.3804
20.392 | 9454.6349 | 9847.0023
20.4508 | 9416.8889 | 9807.6898
20.5095 | 9399.9499 | 9790.0479
20.5683 | 9402.636 | 9792.8454
20.6271 | 9417.0743 | 9807.8829
20.6858 | 9422.8838 | 9813.9334
20.7446 | 9413.0718 | 9803.7143
20.8034 | 9385.8814 | 9775.3954
20.8621 | 9351.1744 | 9739.2481
20.9209 | 9309.4769 | 9695.8202
20.9797 | 9259.5714 | 9643.8436
21.0384 | 9209.9022 | 9592.1132
21.0972 | 9171.5646 | 9552.1845
21.156 | 9145.1011 | 9524.6228
21.2147 | 9137.6534 | 9516.866
21.2735 | 9157.194 | 9537.2175
21.3323 | 9178.0667 | 9558.9565
21.391 | 9178.0334 | 9558.9217
21.4498 | 9163.5607 | 9543.8484
21.5086 | 9143.7326 | 9523.1975
21.5673 | 9127.2155 | 9505.9949
21.6261 | 9097.8972 | 9475.46
21.6849 | 9060.3876 | 9436.3937
21.7436 | 9020.092 | 9394.4258
21.8024 | 8973.5973 | 9346.0016
21.8612 | 8911.7343 | 9281.5713
21.9199 | 8868.6173 | 9236.6649
21.9787 | 8845.9542 | 9213.0613
22.0375 | 8825.3325 | 9191.5838
22.0962 | 8804.0359 | 9169.4034
22.155 | 8787.5365 | 9152.2192
22.2138 | 8770.1413 | 9134.1022
22.2725 | 8753.7919 | 9117.0742
22.3313 | 8747.6272 | 9110.6538
22.39 | 8744.2674 | 9107.1545
22.4488 | 8728.6959 | 9090.9368
22.5076 | 8697.655 | 9058.6077
22.5663 | 8653.609 | 9012.7337
22.6251 | 8612.402 | 8969.8167
22.6839 | 8568.5247 | 8924.1184
22.7427 | 8519.2773 | 8872.8273
22.8014 | 8470.2331 | 8821.7478
22.8602 | 8431.5924 | 8781.5035
22.9189 | 8414.2806 | 8763.4732
22.9777 | 8396.4126 | 8744.8637
23.0365 | 8373.3944 | 8720.8903
23.0953 | 8370.9281 | 8718.3217
23.154 | 8367.3308 | 8714.575
23.2128 | 8315.3141 | 8660.3997
23.2716 | 8266.5896 | 8609.6531
23.3303 | 8240.2105 | 8582.1793
23.3891 | 8195.4562 | 8535.5677
23.4478 | 8145.4819 | 8483.5194
23.5066 | 8115.4711 | 8452.2632
23.5654 | 8084.5656 | 8420.0751
23.6242 | 8045.2323 | 8379.1095
23.6829 | 8009.26 | 8341.6443
23.7417 | 7977.3234 | 8308.3823
23.8005 | 7945.792 | 8275.5424
23.8592 | 7910.8497 | 8239.1499
23.918 | 7874.1337 | 8200.9102
23.9767 | 7841.9607 | 8167.4021
24.0355 | 7803.421 | 8127.263
24.0943 | 7751.2523 | 8072.9293
24.1531 | 7698.9825 | 8018.4903
24.2118 | 7651.035 | 7968.553
24.2706 | 7600.5046 | 7915.9255
24.3294 | 7550.2272 | 7863.5616
24.3881 | 7505.9957 | 7817.4945
24.4469 | 7470.3275 | 7780.3461
24.5056 | 7440.35 | 7749.1245
24.5644 | 7411.1671 | 7718.7306
24.6232 | 7385.3109 | 7691.8013
24.682 | 7361.3116 | 7666.806
24.7407 | 7328.2606 | 7632.3834
24.7995 | 7287.1193 | 7589.5347
24.8583 | 7247.5673 | 7548.3413
24.917 | 7208.9766 | 7508.1491
24.9758 | 7169.9985 | 7467.5534
25.0345 | 7131.7452 | 7427.7126
25.0933 | 7095.1646 | 7389.6139
25.1521 | 7055.0366 | 7347.8207
25.2109 | 6992.33 | 7282.5117
25.2696 | 6914.5237 | 7201.4764
25.3284 | 6853.6574 | 7138.0842
25.3871 | 6801.3533 | 7083.6094
25.4459 | 6745.7903 | 7025.7406
25.5047 | 6709.243 | 6987.6766
25.5634 | 6692.8102 | 6970.5619
25.6222 | 6671.1762 | 6948.03
25.681 | 6648.8673 | 6924.7953
25.7398 | 6632.1637 | 6907.3985
25.7985 | 6602.507 | 6876.511
25.8573 | 6567.8688 | 6840.4353
25.916 | 6541.5907 | 6813.0667
25.9748 | 6498.4236 | 6768.1082
26.0336 | 6437.8948 | 6705.0674
26.0923 | 6390.4711 | 6655.6757
26.1511 | 6357.1671 | 6620.9895
26.2099 | 6323.2048 | 6585.6178
26.2687 | 6288.2781 | 6549.2416
26.3274 | 6260.9866 | 6520.8176
26.3862 | 6241.2273 | 6500.2382
26.4449 | 6219.0527 | 6477.1434
26.5037 | 6187.3692 | 6444.1451
26.5625 | 6141.7526 | 6396.6353
26.6212 | 6093.3332 | 6346.2066
26.68 | 6053.4594 | 6304.678
26.7388 | 5996.731 | 6245.5953
26.7976 | 5913.3183 | 6158.721
26.8563 | 5869.341 | 6112.9186
26.9151 | 5840.0894 | 6082.4531
26.9738 | 5778.919 | 6018.7441
27.0326 | 5730.7194 | 5968.5443
27.0914 | 5710.7226 | 5947.7176
27.1502 | 5660.5973 | 5895.5121
27.2089 | 5607.5849 | 5840.2997
27.2677 | 5585.2073 | 5816.9934
27.3265 | 5551.5137 | 5781.9015
27.3852 | 5500.5448 | 5728.8174
27.444 | 5467.4094 | 5694.3069
27.5027 | 5429.7978 | 5655.1344
27.5615 | 5373.863 | 5596.8783
27.6203 | 5330.0543 | 5551.2516
27.679 | 5293.254 | 5512.924
27.7378 | 5243.5849 | 5461.1936
27.7966 | 5205.9065 | 5421.9516
27.8553 | 5180.7762 | 5395.7784
27.9141 | 5135.8698 | 5349.0084
27.9729 | 5087.9389 | 5299.0884
28.0316 | 5055.9857 | 5265.8091
28.0904 | 4999.3583 | 5206.8317
28.1492 | 4928.2249 | 5132.7462
28.2079 | 4877.9132 | 5080.3466
28.2667 | 4832.2975 | 5032.8379
28.3255 | 4781.7494 | 4980.192
28.3842 | 4762.1254 | 4959.7536
28.443 | 4756.4503 | 4953.843
28.5018 | 4733.0426 | 4929.4639
28.5605 | 4699.6708 | 4894.7072
28.6193 | 4665.6909 | 4859.317
28.6781 | 4633.2138 | 4825.4921
28.7368 | 4587.8179 | 4778.2124
28.7956 | 4534.2307 | 4722.4012
28.8544 | 4484.1897 | 4670.2836
28.9131 | 4423.9983 | 4607.5942
28.9719 | 4336.0592 | 4516.0057
29.0307 | 4263.1522 | 4440.073
29.0894 | 4218.8697 | 4393.9528
29.1482 | 4182.0016 | 4355.5547
29.207 | 4154.6591 | 4327.0775
29.2657 | 4139.1553 | 4310.9303
29.3245 | 4109.1279 | 4279.6567
29.3833 | 4061.6542 | 4230.2128
29.442 | 4007.7628 | 4174.085
29.5008 | 3957.4011 | 4121.6332
29.5596 | 3915.2297 | 4077.7117
29.6183 | 3882.01 | 4043.1134
29.6771 | 3851.0702 | 4010.8896
29.7359 | 3815.1311 | 3973.4591
29.7946 | 3772.9431 | 3929.5202
29.8534 | 3729.5573 | 3884.334
29.9122 | 3696.27 | 3849.6652
29.9709 | 3670.2439 | 3822.559
30.0297 | 3646.0259 | 3797.336
30.0885 | 3612.4344 | 3762.3504
30.1472 | 3573.2865 | 3721.5779
30.206 | 3529.7143 | 3676.1975
30.2648 | 3478.3392 | 3622.6903
30.3235 | 3431.9123 | 3574.3366
30.3823 | 3403.7084 | 3544.9623
30.4411 | 3382.7837 | 3523.1692
30.4998 | 3356.1671 | 3495.448
30.5586 | 3324.9398 | 3462.9248
30.6174 | 3291.1796 | 3427.7635
30.6761 | 3248.8572 | 3383.6848
30.7349 | 3188.9699 | 3321.3121
30.7937 | 3124.6073 | 3254.2785
30.8524 | 3075.2766 | 3202.9006
30.9112 | 3029.6766 | 3155.4082
30.97 | 2980.6491 | 3104.346
31.0287 | 2935.4896 | 3057.3124
31.0875 | 2892.559 | 3012.6002
31.1463 | 2848.9358 | 2967.1666
31.205 | 2819.5832 | 2936.5959
31.2638 | 2797.5096 | 2913.6063
31.3226 | 2775.9933 | 2891.197
31.3813 | 2766.0803 | 2880.8726
31.4401 | 2757.5171 | 2871.954
31.4989 | 2727.4219 | 2840.6099
31.5576 | 2701.9541 | 2814.0852
31.6164 | 2691.9557 | 2803.6718
31.6752 | 2662.0292 | 2772.5034
31.7339 | 2625.7527 | 2734.7215
31.7927 | 2602.0753 | 2710.0614
31.8515 | 2571.0844 | 2677.7844
31.9102 | 2531.3449 | 2636.3957
31.969 | 2502.4152 | 2606.2654
32.0278 | 2467.5905 | 2569.9955
32.0865 | 2422.7352 | 2523.2787
32.1453 | 2383.8748 | 2482.8056
32.2041 | 2347.7837 | 2445.2167
32.2628 | 2313.9047 | 2409.9318
32.3216 | 2292.203 | 2387.3294
32.3804 | 2273.3216 | 2367.6645
32.4391 | 2241.8923 | 2334.9308
32.4979 | 2208.6893 | 2300.3499
32.5567 | 2177.3432 | 2267.703
32.6154 | 2146.2013 | 2235.2687
32.6742 | 2117.6767 | 2205.5603
32.733 | 2097.6976 | 2184.7521
32.7917 | 2085.0986 | 2171.6302
32.8505 | 2074.4587 | 2160.5487
32.9093 | 2060.8296 | 2146.354
32.968 | 2039.2966 | 2123.9274
33.0268 | 2017.8146 | 2101.5539
33.0856 | 1992.7853 | 2075.4859
33.1443 | 1943.7921 | 2024.4594
33.2031 | 1893.497 | 1972.0771
33.2619 | 1873.9064 | 1951.6735
33.3206 | 1859.0952 | 1936.2477
33.3794 | 1839.0828 | 1915.4047
33.4382 | 1834.2356 | 1910.3564
33.4969 | 1835.5021 | 1911.6754
33.5557 | 1817.9549 | 1893.4
33.6145 | 1786.6776 | 1860.8247
33.6732 | 1760.0611 | 1833.1036
33.732 | 1745.655 | 1818.0997
33.7908 | 1726.3852 | 1798.0302
33.8495 | 1699.6676 | 1770.2038
33.9083 | 1677.0191 | 1746.6154
33.9671 | 1656.7703 | 1725.5263
34.0258 | 1629.6642 | 1697.2953
34.0846 | 1596.6133 | 1662.8727
34.1434 | 1568.7125 | 1633.8141
34.2021 | 1541.6741 | 1605.6536
34.2609 | 1503.776 | 1566.1827
34.3197 | 1476.9574 | 1538.2511
34.3784 | 1469.1212 | 1530.0897
34.4372 | 1461.8088 | 1522.4738
34.496 | 1460.2549 | 1520.8554
34.5547 | 1467.3985 | 1528.2956
34.6135 | 1463.9699 | 1524.7246
34.6723 | 1447.96 | 1508.0503
34.731 | 1429.1796 | 1488.4906
34.7898 | 1399.4729 | 1457.551
34.8486 | 1362.2497 | 1418.7831
34.9073 | 1324.5037 | 1379.4706
34.9661 | 1304.0017 | 1358.1178
35.0249 | 1291.1319 | 1344.7139
35.0836 | 1282.9416 | 1336.1836
35.1424 | 1286.792 | 1340.1939
35.2012 | 1294.2231 | 1347.9334
35.2599 | 1280.4076 | 1333.5445
35.3187 | 1256.2406 | 1308.3746
35.3775 | 1237.528 | 1288.8854
35.4362 | 1220.2506 | 1270.891
35.495 | 1200.4235 | 1250.2411
35.5538 | 1184.4136 | 1233.5668
35.6125 | 1173.3851 | 1222.0806
35.6713 | 1166.4435 | 1214.851
35.7301 | 1158.3709 | 1206.4433
35.7888 | 1156.04 | 1204.0157
35.8476 | 1154.233 | 1202.1337
35.9064 | 1151.0075 | 1198.7743
35.9651 | 1143.8805 | 1191.3515
36.0239 | 1125.9448 | 1172.6715
36.0827 | 1099.7511 | 1145.3908
36.1414 | 1081.7134 | 1126.6045
36.2002 | 1072.4763 | 1116.9841
36.259 | 1065.1972 | 1109.4029
36.3177 | 1060.3501 | 1104.3546
36.3765 | 1061.5655 | 1105.6205
36.4353 | 1059.9273 | 1103.9142
36.494 | 1052.3951 | 1096.0695
36.5528 | 1032.4668 | 1075.3141
36.6116 | 1004.9382 | 1046.6432
36.6703 | 982.5779 | 1023.3548
36.7291 | 960.4875 | 1000.3478
36.7879 | 939.056 | 978.0268
36.8466 | 925.106 | 963.4979
36.9054 | 922.2012 | 960.4725
36.9642 | 914.956 | 952.9267
37.0229 | 908.7072 | 946.4185
37.0817 | 906.2922 | 943.9033
37.1405 | 909.3828 | 947.1222
37.1992 | 909.3151 | 947.0517
37.258 | 906.005 | 943.6042
37.3168 | 897.679 | 934.9326
37.3755 | 878.3921 | 914.8454
37.4343 | 858.8689 | 894.512
37.4931 | 850.9144 | 886.2273
37.5518 | 851.9615 | 887.3179
37.6106 | 857.1632 | 892.7355
37.6694 | 868.9346 | 904.9954
37.7281 | 875.2509 | 911.5738
37.7869 | 863.1418 | 898.9622
37.8457 | 833.4854 | 868.075
37.9044 | 798.9483 | 832.1046
37.9632 | 770.8456 | 802.8357
38.022 | 749.1607 | 780.2509
38.0807 | 729.2829 | 759.5481
38.1395 | 722.2572 | 752.2309
38.1983 | 721.0582 | 750.9821
38.257 | 710.6548 | 740.147
38.3158 | 704.4905 | 733.7268
38.3746 | 711.6849 | 741.2198
38.4333 | 710.8068 | 740.3053
38.4921 | 700.3527 | 729.4174
38.5509 | 695.3199 | 724.1757
38.6096 | 696.2319 | 725.1255
38.6684 | 686.1663 | 714.6422
38.7272 | 680.8802 | 709.1367
38.7859 | 692.9217 | 721.678
38.8447 | 699.103 | 728.1158
38.9035 | 685.8455 | 714.308
38.9622 | 671.9124 | 699.7967
39.021 | 661.2725 | 688.7153
39.0797 | 647.9475 | 674.8373
39.1385 | 648.3697 | 675.277
39.1973 | 645.1608 | 671.935
39.2561 | 647.5084 | 674.38
39.3148 | 650.4131 | 677.4052
39.3736 | 640.5165 | 667.0979
39.4323 | 625.874 | 651.8478
39.4911 | 627.3434 | 653.3781
39.5499 | 626.8874 | 652.9032
39.6086 | 623.2394 | 649.1039
39.6674 | 625.0465 | 650.986
39.7262 | 622.4963 | 648.3299
39.785 | 615.9098 | 641.47
39.8437 | 613.3596 | 638.814
39.9025 | 607.9721 | 633.2029
39.9612 | 594.4275 | 619.0962
40.02 | 579.4811 | 603.5296
40.0788 | 569.4324 | 593.0639
40.1375 | 567.1017 | 590.6365
40.1963 | 566.747 | 590.267
40.2551 | 568.5204 | 592.114
40.3139 | 571.9488 | 595.6847
40.3726 | 575.2927 | 599.1674
40.4314 | 574.4821 | 598.3231
40.4901 | 567.5408 | 591.0938
40.5489 | 563.6565 | 587.0482
40.6077 | 560.0255 | 583.2665
40.6664 | 550.8718 | 573.733
40.7252 | 536.1619 | 558.4126
40.784 | 530.1833 | 552.1859
40.8428 | 527.9372 | 549.8466
40.9015 | 524.8971 | 546.6804
| 0 | 0
Degrees | #VALUE! | #VALUE!
-40.9603 | 0 | 0
-40.9015 | 0 | 0
-40.8428 | 0 | 0
-40.784 | 0 | 0
-40.7252 | 0 | 0
-40.6664 | 0 | 0
-40.6077 | 0 | 0
-40.5489 | 0 | 0
-40.4901 | 0 | 0
-40.4314 | 0 | 0
-40.3726 | 0 | 0
-40.3139 | 0 | 0
-40.2551 | 0 | 0
-40.1963 | 0 | 0
-40.1375 | 0 | 0
-40.0788 | 0 | 0
-40.02 | 0 | 0
-39.9612 | 0 | 0
-39.9025 | 0 | 0
-39.8437 | 0 | 0
-39.785 | 0 | 0
-39.7262 | 0 | 0
-39.6674 | 0 | 0
-39.6086 | 0 | 0
-39.5499 | 0 | 0
-39.4911 | 0 | 0
-39.4323 | 0 | 0
-39.3736 | 0 | 0
-39.3148 | 0 | 0
-39.2561 | 0 | 0
-39.1973 | 0 | 0
-39.1385 | 0 | 0
-39.0797 | 0 | 0
-39.021 | 0 | 0
-38.9622 | 0 | 0
-38.9035 | 0 | 0
-38.8447 | 0 | 0
-38.7859 | 0 | 0
-38.7272 | 0 | 0
-38.6684 | 0 | 0
-38.6096 | 0 | 0
-38.5509 | 0 | 0
-38.4921 | 0 | 0
-38.4333 | 0 | 0
-38.3746 | 0 | 0
-38.3158 | 0 | 0
-38.257 | 0 | 0
-38.1983 | 0 | 0
-38.1395 | 0 | 0
-38.0807 | 0 | 0
-38.022 | 0 | 0
-37.9632 | 0 | 0
-37.9044 | 0 | 0
-37.8457 | 0 | 0
-37.7869 | 0 | 0
-37.7281 | 0 | 0
-37.6694 | 0 | 0
-37.6106 | 0 | 0
-37.5518 | 0 | 0
-37.4931 | 0 | 0
-37.4343 | 0 | 0
-37.3755 | 0 | 0
-37.3168 | 0 | 0
-37.258 | 0 | 0
-37.1992 | 0 | 0
-37.1405 | 0 | 0
-37.0817 | 0 | 0
-37.0229 | 0 | 0
-36.9642 | 0 | 0
-36.9054 | 0 | 0
-36.8466 | 0 | 0
-36.7879 | 0 | 0
-36.7291 | 0 | 0
-36.6703 | 0 | 0
-36.6116 | 0 | 0
-36.5528 | 0 | 0
-36.494 | 0 | 0
-36.4353 | 0 | 0
-36.3765 | 0 | 0
-36.3177 | 0 | 0
-36.259 | 0 | 0
-36.2002 | 0 | 0
-36.1414 | 0 | 0
-36.0827 | 0 | 0
-36.0239 | 0 | 0
-35.9651 | 0 | 0
-35.9064 | 0 | 0
-35.8476 | 0 | 0
-35.7888 | 0 | 0
-35.7301 | 0 | 0
-35.6713 | 0 | 0
-35.6125 | 0 | 0
-35.5538 | 0 | 0
-35.495 | 0 | 0
-35.4362 | 0 | 0
-35.3775 | 0 | 0
-35.3187 | 0 | 0
-35.2599 | 0 | 0
-35.2012 | 0 | 0
-35.1424 | 0 | 0
-35.0836 | 0 | 0
-35.0249 | 0 | 0
-34.9661 | 0 | 0
-34.9073 | 0 | 0
-34.8486 | 0 | 0
-34.7898 | 0 | 0
-34.731 | 0 | 0
-34.6723 | 0 | 0
-34.6135 | 0 | 0
-34.5547 | 0 | 0
-34.496 | 0 | 0
-34.4372 | 0 | 0
-34.3784 | 0 | 0
-34.3197 | 0 | 0
-34.2609 | 0 | 0
-34.2021 | 0 | 0
-34.1434 | 0 | 0
-34.0846 | 0 | 0
-34.0258 | 0 | 0
-33.9671 | 0 | 0
-33.9083 | 0 | 0
-33.8495 | 0 | 0
-33.7908 | 0 | 0
-33.732 | 0 | 0
-33.6732 | 0 | 0
-33.6145 | 0 | 0
-33.5557 | 0 | 0
-33.4969 | 0 | 0
-33.4382 | 0 | 0
-33.3794 | 0 | 0
-33.3206 | 0 | 0
-33.2619 | 0 | 0
-33.2031 | 0 | 0
-33.1443 | 0 | 0
-33.0856 | 0 | 0
-33.0268 | 44.3832 | 46.2251
-32.968 | 84.0545 | 87.5427
-32.9093 | 130.3124 | 135.7203
-32.8505 | 178.0733 | 185.4633
-32.7917 | 226.307 | 235.6988
-32.733 | 233.8225 | 243.5261
-32.6742 | 236.9469 | 246.7802
-32.6154 | 232.4039 | 242.0486
-32.5567 | 228.8572 | 238.3548
-32.4979 | 228.9417 | 238.4428
-32.4391 | 223.7062 | 232.99
-32.3804 | 226.6448 | 236.0505
-32.3216 | 233.5522 | 243.2446
-32.2628 | 236.322 | 246.1293
-32.2041 | 232.0661 | 241.6968
-32.1453 | 231.5425 | 241.1515
-32.0865 | 232.4882 | 242.1365
-32.0278 | 226.1719 | 235.5581
-31.969 | 223.436 | 232.7086
-31.9102 | 215.8698 | 224.8284
-31.8515 | 218.6565 | 227.7307
-31.7927 | 218.8254 | 227.9067
-31.7339 | 217.7614 | 226.7985
-31.6752 | 221.0547 | 230.2285
-31.6164 | 238.3824 | 248.2752
-31.5576 | 236.2544 | 246.0589
-31.4989 | 236.2713 | 246.0765
-31.4401 | 233.4171 | 243.1039
-31.3813 | 230.3096 | 239.8675
-31.3226 | 219.8555 | 228.9796
-31.2638 | 223.1995 | 232.4623
-31.205 | 226.9995 | 236.42
-31.1463 | 238.5682 | 248.4688
-31.0875 | 243.0099 | 253.0948
-31.0287 | 245.6952 | 255.8915
-30.97 | 244.7494 | 254.9065
-30.9112 | 241.6419 | 251.67
-30.8524 | 241.321 | 251.3358
-30.7937 | 242.216 | 252.268
-30.7349 | 241.8108 | 251.8459
-30.6761 | 240.7637 | 250.7554
-30.6174 | 243.6854 | 253.7983
-30.5586 | 245.5262 | 255.7156
-30.4998 | 246.9956 | 257.2459
-30.4411 | 253.4639 | 263.9827
-30.3823 | 254.2408 | 264.7918
-30.3235 | 253.8523 | 264.3872
-30.2648 | 252.0622 | 262.5227
-30.206 | 245.9653 | 256.1729
-30.1472 | 240.105 | 250.0694
-30.0885 | 234.7175 | 244.4583
-30.0297 | 228.2661 | 237.7391
-29.9709 | 225.0235 | 234.3619
-29.9122 | 228.9247 | 238.4251
-29.8534 | 228.0972 | 237.5633
-29.7946 | 233.2989 | 242.9808
-29.7359 | 245.1209 | 255.2934
-29.6771 | 256.6558 | 267.307
-29.6183 | 264.7961 | 275.7851
-29.5596 | 271.9232 | 283.208
-29.5008 | 276.3817 | 287.8516
-29.442 | 272.9026 | 284.228
-29.3833 | 265.3703 | 276.3832
-29.3245 | 259.1553 | 269.9102
-29.2657 | 257.8549 | 268.5559
-29.207 | 261.3846 | 272.2321
-29.1482 | 266.0796 | 277.1219
-29.0894 | 273.3924 | 284.7382
-29.0307 | 281.3132 | 292.9877
-28.9719 | 291.4632 | 303.5589
-28.9131 | 294.9929 | 307.2351
-28.8544 | 299.08 | 311.4918
-28.7956 | 301.0559 | 313.5497
-28.7368 | 304.5856 | 317.2259
-28.6781 | 303.0657 | 315.6429
-28.6193 | 300.8363 | 313.321
-28.5605 | 300.1439 | 312.5999
-28.5018 | 300.3804 | 312.8462
-28.443 | 294.6213 | 306.8481
-28.3842 | 287.1735 | 299.0912
-28.3255 | 286.6837 | 298.5811
-28.2667 | 285.7042 | 297.5609
-28.2079 | 289.6223 | 301.6416
-28.1492 | 296.8506 | 309.1699
-28.0904 | 309.7366 | 322.5906
-28.0316 | 315.4788 | 328.5712
-27.9729 | 320.2245 | 333.5138
-27.9141 | 310.598 | 323.4878
-27.8553 | 310.8682 | 323.7692
-27.7966 | 312.5908 | 325.5633
-27.7378 | 308.3855 | 321.1835
-27.679 | 307.0007 | 319.7412
-27.6203 | 318.8903 | 332.1243
-27.5615 | 319.836 | 333.1092
-27.5027 | 321.0351 | 334.358
-27.444 | 327.3515 | 340.9366
-27.3852 | 331.4047 | 345.158
-27.3265 | 330.442 | 344.1554
-27.2677 | 328.1789 | 341.7984
-27.2089 | 325.747 | 339.2655
-27.1502 | 321.7782 | 335.132
-27.0914 | 316.6779 | 329.82
-27.0326 | 315.0734 | 328.149
-26.9738 | 320.0387 | 333.3203
-26.9151 | 314.6175 | 327.6741
-26.8563 | 319.9205 | 333.1972
-26.7976 | 330.0705 | 343.7684
-26.7388 | 339.1903 | 353.2667
-26.68 | 338.1433 | 352.1762
-26.6212 | 350.3367 | 364.8757
-26.5625 | 353.4105 | 368.0771
-26.5037 | 356.5181 | 371.3136
-26.4449 | 358.8486 | 373.7408
-26.3862 | 359.6762 | 374.6028
-26.3274 | 358.2744 | 373.1428
-26.2687 | 363.0033 | 378.0679
-26.2099 | 358.2069 | 373.0725
-26.1511 | 358.1562 | 373.0197
-26.0923 | 365.4689 | 380.6359
-26.0336 | 366.4317 | 381.6386
-25.9748 | 366.1783 | 381.3747
-25.916 | 373.3221 | 388.815
-25.8573 | 372.1231 | 387.5662
-25.7985 | 372.6804 | 388.1466
-25.7398 | 375.3488 | 390.9258
-25.681 | 374.6901 | 390.2398
-25.6222 | 375.7034 | 391.2951
-25.5634 | 380.4154 | 396.2026
-25.5047 | 388.2347 | 404.3465
-25.4459 | 397.5066 | 414.0031
-25.3871 | 404.8025 | 421.6018
-25.3284 | 406.6434 | 423.5191
-25.2696 | 408.2478 | 425.1901
-25.2109 | 411.5241 | 428.6024
-25.1521 | 414.6992 | 431.9092
-25.0933 | 416.3712 | 433.6506
-25.0345 | 421.0324 | 438.5053
-24.9758 | 429.1558 | 446.9658
-24.917 | 428.1763 | 445.9456
-24.8583 | 424.2074 | 441.812
-24.7995 | 425.7105 | 443.3775
-24.7407 | 427.5852 | 445.33
-24.682 | 422.8394 | 440.3873
-24.6232 | 420.2556 | 437.6962
-24.5644 | 423.9373 | 441.5307
-24.5056 | 427.3994 | 445.1365
-24.4469 | 432.6011 | 450.554
-24.3881 | 442.2276 | 460.58
-24.3294 | 448.5101 | 467.1233
-24.2706 | 450.3341 | 469.0229
-24.2118 | 454.5901 | 473.4556
-24.1531 | 457.0051 | 475.9708
-24.0943 | 459.7073 | 478.7851
-24.0355 | 470.4653 | 489.9897
-23.9767 | 481.7806 | 501.7745
-23.918 | 485.8677 | 506.0312
-23.8592 | 488.3165 | 508.5817
-23.8005 | 489.752 | 510.0768
-23.7417 | 485.3272 | 505.4683
-23.6829 | 484.0099 | 504.0964
-23.6242 | 482.794 | 502.8299
-23.5654 | 482.9798 | 503.0235
-23.5066 | 486.7627 | 506.9634
-23.4478 | 489.6507 | 509.9712
-23.3891 | 490.529 | 510.886
-23.3303 | 496.4907 | 517.095
-23.2716 | 499.159 | 519.8741
-23.2128 | 500.1724 | 520.9295
-23.154 | 503.415 | 524.3067
-23.0953 | 510.6939 | 531.8877
-23.0365 | 522.9043 | 544.6049
-22.9777 | 527.8696 | 549.7762
-22.9189 | 535.0809 | 557.2868
-22.8602 | 543.8799 | 566.451
-22.8014 | 540.8739 | 563.3201
-22.7427 | 529.2376 | 551.201
-22.6839 | 539.3876 | 561.7722
-22.6251 | 540.9245 | 563.3728
-22.5663 | 541.2454 | 563.707
-22.5076 | 548.727 | 571.4992
-22.4488 | 555.398 | 578.447
-22.39 | 556.3099 | 579.3968
-22.3313 | 562.7783 | 586.1336
-22.2725 | 571.2901 | 594.9987
-22.2138 | 581.6935 | 605.8338
-22.155 | 594.4951 | 619.1666
-22.0962 | 599.6967 | 624.5842
-22.0375 | 602.7198 | 627.7327
-21.9787 | 607.6175 | 632.8336
-21.9199 | 613.2752 | 638.7261
-21.8612 | 618.5951 | 644.2668
-21.8024 | 623.3914 | 649.2621
-21.7436 | 637.0374 | 663.4745
-21.6849 | 643.4213 | 670.1233
-21.6261 | 640.2293 | 666.7988
-21.5673 | 639.7058 | 666.2535
-21.5086 | 645.9377 | 672.7441
-21.4498 | 641.496 | 668.1181
-21.391 | 648.7074 | 675.6288
-21.3323 | 657.9117 | 685.215
-21.2735 | 670.9835 | 698.8293
-21.2147 | 681.2687 | 709.5413
-21.156 | 690.8951 | 719.5672
-21.0972 | 690.3546 | 719.0043
-21.0384 | 694.5936 | 723.4193
-20.9797 | 695.759 | 724.633
-20.9209 | 697.9207 | 726.8844
-20.8621 | 706.5001 | 735.8198
-20.8034 | 716.4983 | 746.2329
-20.7446 | 724.6723 | 754.7462
-20.6858 | 732.9646 | 763.3826
-20.6271 | 735.0419 | 765.5461
-20.5683 | 734.5858 | 765.0711
-20.5095 | 732.1709 | 762.5559
-20.4508 | 742.7261 | 773.5493
-20.392 | 743.503 | 774.3584
-20.3332 | 747.1172 | 778.1226
-20.2745 | 756.3046 | 787.6912
-20.2157 | 770.4404 | 802.4136
-20.1569 | 770.8795 | 802.8709
-20.0982 | 780.1513 | 812.5276
-20.0394 | 790.6053 | 823.4154
-19.9806 | 798.07 | 831.1899
-19.9219 | 811.6653 | 845.3494
-19.8631 | 825.4464 | 859.7025
-19.8043 | 838.1467 | 872.9298
-19.7456 | 841.3555 | 876.2717
-19.6868 | 848.6514 | 883.8704
-19.628 | 851.8095 | 887.1596
-19.5693 | 857.18 | 892.753
-19.5105 | 866.4519 | 902.4096
-19.4517 | 881.5841 | 918.1699
-19.393 | 884.5903 | 921.3008
-19.3342 | 887.3938 | 924.2207
-19.2754 | 895.6354 | 932.8043
-19.2167 | 897.1047 | 934.3345
-19.1579 | 897.2735 | 934.5103
-19.0991 | 908.7747 | 946.4888
-19.0404 | 923.8225 | 962.1611
-18.9816 | 935.8133 | 974.6495
-18.9228 | 946.1154 | 985.3792
-18.8641 | 959.1871 | 998.9934
-18.8053 | 956.2485 | 995.9329
-18.7465 | 956.6876 | 996.3902
-18.6878 | 964.0003 | 1004.0063
-18.629 | 976.6837 | 1017.2161
-18.5702 | 988.151 | 1029.1593
-18.5115 | 1009.7009 | 1051.6035
-18.4527 | 1023.1443 | 1065.6048
-18.3939 | 1030.3894 | 1073.1505
-18.3352 | 1035.6249 | 1078.6033
-18.2764 | 1046.8387 | 1090.2825
-18.2176 | 1056.7184 | 1100.5722
-18.1589 | 1068.3884 | 1112.7265
-18.1001 | 1079.1127 | 1123.8959
-18.0413 | 1083.386 | 1128.3465
-17.9826 | 1085.9533 | 1131.0204
-17.9238 | 1088.8237 | 1134.0099
-17.865 | 1083.5214 | 1128.4875
-17.8063 | 1084.3484 | 1129.3488
-17.7475 | 1102.0986 | 1147.8357
-17.6887 | 1110.9816 | 1157.0873
-17.63 | 1122.7526 | 1169.3469
-17.5712 | 1133.1905 | 1180.2179
-17.5124 | 1147.6632 | 1195.2912
-17.4537 | 1157.1555 | 1205.1774
-17.3949 | 1169.3827 | 1217.912
-17.3361 | 1177.8771 | 1226.759
-17.2774 | 1191.3719 | 1240.8138
-17.2186 | 1193.7017 | 1243.2403
-17.1598 | 1196.5564 | 1246.2135
-17.1011 | 1201.0828 | 1250.9277
-17.0423 | 1205.9799 | 1256.0281
-16.9835 | 1211.5363 | 1261.8151
-16.9248 | 1224.8102 | 1275.6399
-16.866 | 1242.1044 | 1293.6517
-16.8072 | 1255.0919 | 1307.1782
-16.7485 | 1267.1503 | 1319.7371
-16.6897 | 1279.9858 | 1333.1052
-16.6309 | 1283.9716 | 1337.2564
-16.5722 | 1286.843 | 1340.247
-16.5134 | 1296.2332 | 1350.0269
-16.4546 | 1301.8729 | 1355.9006
-16.3959 | 1314.4719 | 1369.0225
-16.3371 | 1333.6074 | 1388.9521
-16.2783 | 1348.2665 | 1404.2196
-16.2196 | 1362.6892 | 1419.2408
-16.1608 | 1382.3475 | 1439.715
-16.102 | 1397.6316 | 1455.6333
-16.0433 | 1416.0911 | 1474.8589
-15.9845 | 1437.0669 | 1496.7052
-15.9257 | 1454.9859 | 1515.3678
-15.867 | 1475.1504 | 1536.3691
-15.8082 | 1497.3583 | 1559.4987
-15.7494 | 1503.5573 | 1565.9549
-15.6907 | 1492.1237 | 1554.0469
-15.6319 | 1486.3642 | 1548.0483
-15.5731 | 1494.0994 | 1556.1046
-15.5144 | 1499.031 | 1561.2407
-15.4556 | 1499.7235 | 1561.9621
-15.3968 | 1529.0584 | 1592.5144
-15.3381 | 1549.2406 | 1613.5341
-15.2793 | 1562.7687 | 1627.6236
-15.2205 | 1572.4963 | 1637.7549
-15.1618 | 1595.2447 | 1661.4474
-15.103 | 1606.1044 | 1672.7578
-15.0442 | 1624.2765 | 1691.684
-14.9855 | 1638.9523 | 1706.9688
-14.9267 | 1662.6141 | 1731.6126
-14.8679 | 1678.6574 | 1748.3217
-14.8092 | 1685.8354 | 1755.7976
-14.7504 | 1700.984 | 1771.5749
-14.6916 | 1726.2331 | 1797.8718
-14.6329 | 1745.8404 | 1818.2928
-14.5741 | 1764.9082 | 1838.1519
-14.5153 | 1793.1797 | 1867.5967
-14.4566 | 1808.4971 | 1883.5497
-14.3978 | 1809.274 | 1884.3589
-14.339 | 1818.3434 | 1893.8046
-14.2803 | 1832.2932 | 1908.3334
-14.2215 | 1840.6023 | 1916.9873
-14.1627 | 1858.1162 | 1935.228
-14.104 | 1883.6007 | 1961.7701
-14.0452 | 1902.9038 | 1981.8743
-13.9864 | 1913.122 | 1992.5165
-13.9277 | 1934.6217 | 2014.9085
-13.8689 | 1965.2574 | 2046.8156
-13.8101 | 1985.8437 | 2068.2562
-13.7514 | 1995.8587 | 2078.6869
-13.6926 | 2017.8813 | 2101.6233
-13.6338 | 2036.8647 | 2121.3946
-13.5751 | 2043.046 | 2127.8324
-13.5163 | 2053.7703 | 2139.0018
-13.4575 | 2077.1103 | 2163.3104
-13.3988 | 2108.4386 | 2195.9388
-13.34 | 2127.2856 | 2215.568
-13.2812 | 2147.6032 | 2236.7287
-13.2225 | 2169.3893 | 2259.419
-13.1637 | 2180.6198 | 2271.1155
-13.1049 | 2196.2933 | 2287.4395
-13.0462 | 2221.8622 | 2314.0694
-12.9874 | 2248.5121 | 2341.8253
-12.9286 | 2276.4128 | 2370.8839
-12.8699 | 2304.9207 | 2400.5749
-12.8111 | 2322.6367 | 2419.0261
-12.7523 | 2346.1954 | 2443.5625
-12.6936 | 2362.021 | 2460.0448
-12.6348 | 2369.249 | 2467.5728
-12.576 | 2398.061 | 2497.5806
-12.5173 | 2433.6116 | 2534.6065
-12.4585 | 2457.8973 | 2559.9
-12.3997 | 2483.7025 | 2586.7762
-12.341 | 2518.0543 | 2622.5536
-12.2822 | 2548.7067 | 2654.4781
-12.2234 | 2578.4311 | 2685.436
-12.1647 | 2592.1779 | 2699.7533
-12.1059 | 2619.0653 | 2727.7565
-12.0471 | 2651.559 | 2761.5987
-11.9884 | 2666.0484 | 2776.6894
-11.9296 | 2668.6667 | 2779.4164
-11.8708 | 2700.1471 | 2812.2032
-11.8121 | 2717.3735 | 2830.1445
-11.7533 | 2741.0676 | 2854.8219
-11.6945 | 2763.8004 | 2878.4981
-11.6358 | 2803.995 | 2920.3608
-11.577 | 2837.9917 | 2955.7683
-11.5182 | 2872.0217 | 2991.2106
-11.4595 | 2893.7578 | 3013.8487
-11.4007 | 2926.4369 | 3047.884
-11.3419 | 2960.1471 | 3082.9932
-11.2832 | 2999.8345 | 3124.3277
-11.2244 | 3048.9131 | 3175.443
-11.1656 | 3093.7862 | 3222.1783
-11.1069 | 3129.4544 | 3259.3268
-11.0481 | 3146.1403 | 3276.7051
-10.9893 | 3159.685 | 3290.8119
-10.9306 | 3185.9131 | 3318.1285
-10.8718 | 3208.8313 | 3341.9978
-10.8131 | 3236.2915 | 3370.5976
-10.7543 | 3273.7001 | 3409.5586
-10.6955 | 3310.9223 | 3448.3255
-10.6367 | 3341.7444 | 3480.4268
-10.578 | 3394.7401 | 3535.6218
-10.5192 | 3452.0101 | 3595.2685
-10.4604 | 3506.9482 | 3652.4865
-10.4017 | 3551.213 | 3698.5883
-10.3429 | 3589.4152 | 3738.3759
-10.2842 | 3622.8036 | 3773.1499
-10.2254 | 3647.309 | 3798.6724
-10.1666 | 3663.2013 | 3815.2241
-10.1078 | 3692.9934 | 3846.2526
-10.0491 | 3731.28 | 3886.1281
-9.9903 | 3759.2974 | 3915.3082
-9.9315 | 3786.0827 | 3943.2051
-9.8728 | 3817.6641 | 3976.0971
-9.814 | 3862.7569 | 4023.0613
-9.7552 | 3897.294 | 4059.0317
-9.6965 | 3933.6049 | 4096.8495
-9.6377 | 3988.8471 | 4154.3843
-9.5789 | 4054.848 | 4223.1242
-9.5202 | 4096.9517 | 4266.9752
-9.4614 | 4137.3483 | 4309.0483
-9.4026 | 4187.5757 | 4361.3601
-9.3439 | 4236.4169 | 4412.2282
-9.2851 | 4280.5973 | 4458.2421
-9.2263 | 4329.6759 | 4509.3574
-9.1676 | 4377.9098 | 4559.5931
-9.1088 | 4404.5931 | 4587.3837
-9.05 | 4446.5614 | 4631.0936
-8.9913 | 4485.929 | 4672.0951
-8.9325 | 4530.2948 | 4718.3021
-8.8737 | 4577.8029 | 4767.7817
-8.815 | 4637.3517 | 4829.8017
-8.7562 | 4683.5932 | 4877.9623
-8.6974 | 4729.2932 | 4925.5589
-8.6387 | 4767.8162 | 4965.6806
-8.5799 | 4824.6123 | 5024.8337
-8.5212 | 4883.5373 | 5086.2041
-8.4624 | 4933.3918 | 5138.1275
-8.4036 | 4985.5605 | 5192.4613
-8.3449 | 5022.0911 | 5230.5079
-8.2861 | 5058.1312 | 5268.0436
-8.2273 | 5115.4345 | 5327.7251
-8.1685 | 5179.1712 | 5394.1068
-8.1098 | 5247.5363 | 5465.3091
-8.051 | 5347.2631 | 5569.1745
-7.9923 | 5449.2873 | 5675.4328
-7.9335 | 5512.3158 | 5741.0769
-7.8747 | 5566.9675 | 5797.9966
-7.816 | 5611.7551 | 5844.6429
-7.7572 | 5641.5805 | 5875.7061
-7.6984 | 5656.4938 | 5891.2383
-7.6397 | 5693.2598 | 5929.53
-7.5809 | 5760.7635 | 5999.8352
-7.5221 | 5826.9498 | 6068.7682
-7.4634 | 5899.7236 | 6144.5621
-7.4046 | 5971.2288 | 6219.0348
-7.3458 | 6041.2322 | 6291.9433
-7.2871 | 6098.9074 | 6352.012
-7.2283 | 6161.3099 | 6417.0042
-7.1695 | 6210.98 | 6468.7357
-7.1108 | 6256.2072 | 6515.8398
-7.052 | 6305.2004 | 6566.8662
-6.9932 | 6357.5722 | 6621.4115
-6.9345 | 6434.0943 | 6701.1093
-6.8757 | 6522.0001 | 6792.6631
-6.8169 | 6595.0092 | 6868.7021
-6.7582 | 6667.7309 | 6944.4417
-6.6994 | 6721.5046 | 7000.447
-6.6406 | 6755.3325 | 7035.6788
-6.5819 | 6801.5741 | 7083.8394
-6.5231 | 6864.6858 | 7149.5703
-6.4643 | 6919.6593 | 7206.8252
-6.4056 | 7003.5272 | 7294.1736
-6.3468 | 7087.5314 | 7381.664
-6.288 | 7144.3099 | 7440.7987
-6.2293 | 7215.2933 | 7514.728
-6.1705 | 7318.4153 | 7622.1296
-6.1117 | 7369.7394 | 7675.5836
-6.053 | 7441.0769 | 7749.8816
-5.9942 | 7536.5471 | 7849.3138
-5.9354 | 7622.6791 | 7939.0203
-5.8767 | 7689.4226 | 8008.5337
-5.8179 | 7767.9382 | 8090.3076
-5.7591 | 7847.1963 | 8172.855
-5.7004 | 7914.9532 | 8243.4238
-5.6416 | 7964.9608 | 8295.5067
-5.5828 | 7997.7066 | 8329.6114
-5.5241 | 8064.5022 | 8399.179
-5.4653 | 8121.0452 | 8458.0686
-5.4065 | 8172.3016 | 8511.4521
-5.3478 | 8255.0894 | 8597.6756
-5.289 | 8358.0083 | 8704.8657
-5.2302 | 8441.118 | 8791.4244
-5.1715 | 8512.4878 | 8865.756
-5.1127 | 8610.0034 | 8967.3186
-5.0539 | 8715.1012 | 9076.7779
-4.9952 | 8784.2766 | 9148.8241
-4.9364 | 8838.1169 | 9204.8988
-4.8776 | 8913.4059 | 9283.3123
-4.8189 | 8996.9373 | 9370.3102
-4.7601 | 9054.5781 | 9430.3431
-4.7013 | 9123.2807 | 9501.8968
-4.6426 | 9223.751 | 9606.5367
-4.5838 | 9324.2371 | 9711.1929
-4.525 | 9403.665 | 9793.9171
-4.4663 | 9505.3174 | 9899.7881
-4.4075 | 9595.8238 | 9994.0505
-4.3487 | 9681.4997 | 10083.2819
-4.29 | 9753.9849 | 10158.7753
-4.2312 | 9816.8613 | 10224.2611
-4.1724 | 9859.6399 | 10268.815
-4.1137 | 9933.5614 | 10345.8042
-4.0549 | 9976.0525 | 10390.0587
-3.9961 | 10035.1295 | 10451.5874
-3.9374 | 10117.5788 | 10537.4584
-3.8786 | 10220.278 | 10644.4196
-3.8198 | 10342.0794 | 10771.2757
-3.7611 | 10454.9936 | 10888.8758
-3.7023 | 10508.0893 | 10944.175
-3.6435 | 10545.979 | 10983.6372
-3.5848 | 10586.8579 | 11026.2125
-3.526 | 10620.54 | 11061.2924
-3.4672 | 10691.2058 | 11134.8908
-3.4085 | 10752.873 | 11199.1172
-3.3497 | 10830.3398 | 11279.7989
-3.2909 | 10895.0482 | 11347.1927
-3.2322 | 10931.1986 | 11384.8434
-3.1734 | 10949.904 | 11404.325
-3.1146 | 11034.2238 | 11492.1441
-3.0559 | 11097.9116 | 11558.4749
-2.9971 | 11188.2825 | 11652.5962
-2.9383 | 11308.6487 | 11777.9576
-2.8796 | 11439.8568 | 11914.6109
-2.8208 | 11554.651 | 12034.169
-2.762 | 11703.2522 | 12188.9371
-2.7033 | 11804.2569 | 12294.1335
-2.6445 | 11881.4528 | 12374.5331
-2.5857 | 11962.8252 | 12459.2825
-2.527 | 12042.8957 | 12542.6759
-2.4682 | 12071.8911 | 12572.8746
-2.4094 | 12112.5096 | 12615.1788
-2.3507 | 12166.7926 | 12671.7145
-2.2919 | 12216.8783 | 12723.8788
-2.2331 | 12249.9459 | 12758.3187
-2.1744 | 12277.9311 | 12787.4652
-2.1156 | 12309.7176 | 12820.5709
-2.0568 | 12335.5364 | 12847.4612
-1.9981 | 12367.4063 | 12880.6537
-1.9393 | 12428.8444 | 12944.6414
-1.8805 | 12515.4243 | 13034.8144
-1.8218 | 12583.8717 | 13106.1023
-1.763 | 12656.8808 | 13182.1414
-1.7042 | 12725.2136 | 13253.31
-1.6455 | 12757.1669 | 13286.5893
-1.5867 | 12776.2784 | 13306.4939
-1.5279 | 12817.7926 | 13349.731
-1.4692 | 12852.0059 | 13385.3641
-1.4104 | 12851.9225 | 13385.2773
-1.3516 | 12861.421 | 13395.17
-1.2929 | 12853.1411 | 13386.5464
-1.2341 | 12817.6468 | 13349.5791
-1.1753 | 12785.5165 | 13316.1154
-1.1166 | 12805.732 | 13337.1699
-1.0578 | 12890.6663 | 13425.629
-0.99903 | 12995.5454 | 13534.8605
-0.94026 | 13085.0519 | 13628.0815
-0.8815 | 13134.419 | 13679.4974
-0.82273 | 13144.709 | 13690.2144
-0.76397 | 13094.3941 | 13637.8115
-0.7052 | 13089.9365 | 13633.1689
-0.64643 | 13087.6869 | 13630.8259
-0.58767 | 13101.5076 | 13645.2202
-0.5289 | 13152.6244 | 13698.4583
-0.47013 | 13230.3099 | 13779.3678
-0.41137 | 13306.4123 | 13858.6284
-0.3526 | 13387.5347 | 13943.1174
-0.29383 | 13435.5271 | 13993.1014
-0.23507 | 13450.2747 | 14008.4611
-0.1763 | 13476.8329 | 14036.1215
-0.11753 | 13435.1521 | 13992.7109
-0.058767 | 13335.8138 | 13889.2501
5.8264e-13 | 13240.0271 | 13789.4882
0.058767 | 13137.5747 | 13682.7841
0.11753 | 12981.7455 | 13520.4879
0.1763 | 12807.4713 | 13338.9814
0.23507 | 12701.9569 | 13229.0882
0.29383 | 12640.8834 | 13165.48
0.3526 | 12603.7435 | 13126.7989
0.41137 | 12572.8943 | 13094.6694
0.47013 | 12549.2106 | 13070.0028
0.5289 | 12497.146 | 13015.7775
0.58767 | 12392.1836 | 12906.4592
0.64643 | 12282.6074 | 12792.3356
0.7052 | 12228.7827 | 12736.2771
0.76397 | 12264.3603 | 12773.3313
0.82273 | 12362.2405 | 12875.2735
0.8815 | 12468.8588 | 12986.3165
0.94026 | 12564.7393 | 13086.176
0.99903 | 12602.6708 | 13125.6816
1.0578 | 12567.8117 | 13089.3759
1.1166 | 12493.0216 | 13011.482
1.1753 | 12458.0481 | 12975.0571
1.2341 | 12421.8247 | 12937.3304
1.2929 | 12377.3422 | 12891.0019
1.3516 | 12345.8577 | 12858.2108
1.4104 | 12302.7917 | 12813.3575
1.4692 | 12215.7327 | 12722.6856
1.5279 | 12130.5692 | 12633.9878
1.5867 | 12077.0257 | 12578.2223
1.6455 | 11997.7884 | 12495.6966
1.7042 | 11938.8082 | 12434.2688
1.763 | 11935.892 | 12431.2316
1.8218 | 11935.6212 | 12430.9495
1.8805 | 11895.6068 | 12389.2745
1.9393 | 11863.8931 | 12356.2447
1.9981 | 11832.1795 | 12323.2149
2.0568 | 11756.1916 | 12244.0736
2.1156 | 11643.5326 | 12126.7392
2.1744 | 11567.3468 | 12047.3917
2.2331 | 11504.6694 | 11982.1132
2.2919 | 11424.3489 | 11898.4594
2.3507 | 11382.4285 | 11854.7993
2.4094 | 11361.3694 | 11832.8662
2.4682 | 11291.0473 | 11759.6258
2.527 | 11240.5866 | 11707.071
2.5857 | 11206.8108 | 11671.8934
2.6445 | 11123.3242 | 11584.9421
2.7033 | 11016.7058 | 11473.8991
2.762 | 10921.5439 | 11374.788
2.8208 | 10791.1586 | 11238.9916
2.8796 | 10649.5979 | 11091.5562
2.9383 | 10543.0212 | 10980.5566
2.9971 | 10458.868 | 10892.911
3.0559 | 10389.6041 | 10820.7726
3.1146 | 10338.6851 | 10767.7406
3.1734 | 10303.0502 | 10730.6268
3.2322 | 10243.8888 | 10669.0102
3.2909 | 10160.021 | 10581.6619
3.3497 | 10097.3133 | 10516.3518
3.4085 | 10035.9732 | 10452.466
3.4672 | 9940.2666 | 10352.7877
3.526 | 9846.0785 | 10254.6908
3.5848 | 9775.2815 | 10180.9557
3.6435 | 9713.3175 | 10116.4202
3.7023 | 9623.0132 | 10022.3682
3.7611 | 9547.5388 | 9943.7617
3.8198 | 9517.578 | 9912.5575
3.8786 | 9463.721 | 9856.4654
3.9374 | 9365.3961 | 9754.06
3.9961 | 9284.735 | 9670.0515
4.0549 | 9229.4428 | 9612.4647
4.1137 | 9140.1853 | 9519.5029
4.1724 | 9039.0067 | 9414.1254
4.2312 | 8995.1637 | 9368.463
4.29 | 8922.8471 | 9293.1453
4.3487 | 8824.8597 | 9191.0913
4.4075 | 8733.1546 | 9095.5805
4.4663 | 8681.1212 | 9041.3877
4.525 | 8577.9992 | 8933.9861
4.5838 | 8485.213 | 8837.3493
4.6426 | 8406.0392 | 8754.8898
4.7013 | 8320.3467 | 8665.641
4.7601 | 8243.5548 | 8585.6623
4.8189 | 8187.3492 | 8527.1242
4.8776 | 8130.9749 | 8468.4103
4.9364 | 8077.2022 | 8412.4061
4.9952 | 8024.746 | 8357.773
5.0539 | 7949.1696 | 8279.0601
5.1127 | 7863.8145 | 8190.1628
5.1715 | 7810.1595 | 8134.2812
5.2302 | 7724.8045 | 8045.3838
5.289 | 7624.9933 | 7941.4306
5.3478 | 7542.8305 | 7855.8579
5.4065 | 7453.3385 | 7762.6521
5.4653 | 7338.1403 | 7642.6731
5.5241 | 7239.1561 | 7539.5811
5.5828 | 7179.7761 | 7477.7368
5.6416 | 7135.8997 | 7432.0396
5.7004 | 7080.7919 | 7374.6448
5.7591 | 7024.8571 | 7316.3887
5.8179 | 6973.3643 | 7262.7589
5.8767 | 6912.1262 | 7198.9794
5.9354 | 6863.0309 | 7147.8467
5.9942 | 6806.1838 | 7088.6404
6.053 | 6738.8497 | 7018.512
6.1117 | 6667.7309 | 6944.4417
6.1705 | 6597.7952 | 6871.6037
6.2293 | 6516.3416 | 6786.7698
6.288 | 6458.3634 | 6726.3855
6.3468 | 6426.4945 | 6693.194
6.4056 | 6393.0894 | 6658.4027
6.4643 | 6344.0952 | 6607.3751
6.5231 | 6282.2666 | 6542.9806
6.5819 | 6233.34 | 6492.0236
6.6406 | 6193.6516 | 6450.6881
6.6994 | 6145.1312 | 6400.1542
6.7582 | 6096.9483 | 6349.9716
6.8169 | 6040.8271 | 6291.5214
6.8757 | 5969.5239 | 6217.2591
6.9345 | 5886.7351 | 6131.0346
6.9932 | 5825.8865 | 6067.6607
7.052 | 5758.3827 | 5997.3556
7.1108 | 5700.4378 | 5937.006
7.1695 | 5650.7343 | 5885.2398
7.2283 | 5586.5581 | 5818.4003
7.2871 | 5496.4402 | 5724.5425
7.3458 | 5447.7001 | 5673.7797
7.4046 | 5376.2949 | 5599.4111
7.4634 | 5292.5281 | 5512.168
7.5221 | 5221.68 | 5438.3797
7.5809 | 5173.1597 | 5387.8458
7.6397 | 5098.8997 | 5310.504
7.6984 | 5053.5371 | 5263.2589
7.7572 | 5030.771 | 5239.548
7.816 | 5000.8279 | 5208.3622
7.8747 | 4968.858 | 5175.0656
7.9335 | 4932.5982 | 5137.301
7.9923 | 4884.0434 | 5086.7312
8.051 | 4828.2263 | 5028.5977
8.1098 | 4795.7326 | 4994.7555
8.1685 | 4755.8931 | 4953.2627
8.2273 | 4714.8372 | 4910.5029
8.2861 | 4663.6474 | 4857.1888
8.3449 | 4593.0025 | 4783.6121
8.4036 | 4514.8931 | 4702.2612
8.4624 | 4453.1145 | 4637.9187
8.5212 | 4395.8622 | 4578.2905
8.5799 | 4360.5314 | 4541.4934
8.6387 | 4339.5212 | 4519.6113
8.6974 | 4311.4028 | 4490.326
8.7562 | 4281.8981 | 4459.5969
8.815 | 4255.9064 | 4432.5266
8.8737 | 4216.9783 | 4391.9829
8.9325 | 4172.0542 | 4345.1945
8.9913 | 4132.3668 | 4303.8601
9.05 | 4082.8487 | 4252.2869
9.1088 | 4014.5857 | 4181.191
9.1676 | 3951.9457 | 4115.9515
9.2263 | 3899.2198 | 4061.0374
9.2851 | 3843.4537 | 4002.957
9.3439 | 3792.7878 | 3950.1885
9.4026 | 3761.7126 | 3917.8237
9.4614 | 3736.2448 | 3891.299
9.5202 | 3708.3451 | 3862.2414
9.5789 | 3683.0283 | 3835.874
9.6377 | 3658.9114 | 3810.7562
9.6965 | 3622.7026 | 3773.0447
9.7552 | 3582.3392 | 3731.0063
9.814 | 3541.4854 | 3688.457
9.8728 | 3492.6442 | 3637.5889
9.9315 | 3446.3693 | 3589.3937
9.9903 | 3413.6725 | 3555.3399
10.0491 | 3374.4402 | 3514.4795
10.1078 | 3328.5205 | 3466.6541
10.1666 | 3292.7845 | 3429.4351
10.2254 | 3260.0877 | 3395.3813
10.2842 | 3217.7143 | 3351.2494
10.3429 | 3174.9523 | 3306.7129
10.4017 | 3148.2181 | 3278.8691
10.4604 | 3133.6433 | 3263.6895
10.5192 | 3116.7877 | 3246.1344
10.578 | 3090.1722 | 3218.4143
10.6367 | 3056.0068 | 3182.8311
10.6955 | 3021.2332 | 3146.6144
10.7543 | 2980.2439 | 3103.924
10.8131 | 2932.4328 | 3054.1288
10.8718 | 2889.2147 | 3009.1171
10.9306 | 2857.9874 | 2976.5939
10.9893 | 2819.4144 | 2936.4201
11.0481 | 2775.7235 | 2890.916
11.1069 | 2752.4845 | 2866.7126
11.1656 | 2734.954 | 2848.4546
11.2244 | 2715.7685 | 2828.4729
11.2832 | 2702.9508 | 2815.1232
11.3419 | 2685.5723 | 2797.0236
11.4007 | 2649.6843 | 2759.6462
11.4595 | 2619.1152 | 2727.8085
11.5182 | 2587.3818 | 2694.7581
11.577 | 2550.1763 | 2656.0086
11.6358 | 2516.3994 | 2620.83
11.6945 | 2492.1304 | 2595.5538
11.7533 | 2458.015 | 2560.0226
11.8121 | 2419.5597 | 2519.9714
11.8708 | 2388.046 | 2487.1499
11.9296 | 2370.8029 | 2469.1912
11.9884 | 2344.254 | 2441.5406
12.0471 | 2323.9708 | 2420.4156
12.1059 | 2308.9899 | 2404.813
12.1647 | 2292.4904 | 2387.6288
12.2234 | 2266.7685 | 2360.8394
12.2822 | 2239.1563 | 2332.0812
12.341 | 2201.8997 | 2293.2786
12.3997 | 2172.2097 | 2262.3564
12.4585 | 2143.5663 | 2232.5244
12.5173 | 2118.5881 | 2206.5095
12.576 | 2099.6057 | 2186.7393
12.6348 | 2087.8513 | 2174.4971
12.6936 | 2070.0167 | 2155.9224
12.7523 | 2047.6567 | 2132.6345
12.8111 | 2009.1847 | 2092.5659
12.8699 | 1978.5313 | 2060.6403
12.9286 | 1958.9574 | 2040.2541
12.9874 | 1938.0836 | 2018.5141
13.0462 | 1918.0191 | 1997.6169
13.1049 | 1911.5347 | 1990.8634
13.1637 | 1900.4219 | 1979.2894
13.2225 | 1886.7418 | 1965.0416
13.2812 | 1868.2156 | 1945.7466
13.34 | 1859.7878 | 1936.969
13.3988 | 1842.426 | 1918.8867
13.4575 | 1820.3702 | 1895.9155
13.5163 | 1798.3976 | 1873.0311
13.5751 | 1793.0277 | 1867.4383
13.6338 | 1783.35 | 1857.3591
13.6926 | 1704.004
13.7514 | 1708.188
13.8101 | 1703.453
13.8689 | 1687.448
13.9277 | 1658.568
13.9864 | 1630.644
14.0452 | 1596.851
14.104 | 1572.495
14.1627 | 1542.464
14.2215 | 1515.465
14.2803 | 1501.341
14.339 | 1480.244
14.3978 | 1459.748
14.4566 | 1456.294
14.5153 | 1454.137
14.5741 | 1434.678
14.6329 | 1430.592
14.6916 | 1415.836
14.7504 | 1404.679
14.8092 | 1388.707
14.8679 | 1377.145
14.9267 | 1356.941
14.9855 | 1349.044
15.0442 | 1336.785
15.103 | 1339.752
15.1618 | 1339.671
15.2205 | 1323.861
15.2793 | 1307.823
15.3381 | 1293.537
15.3968 | 1271.014
15.4556 | 1249.998
15.5144 | 1241.712
15.5731 | 1234.188
15.6319 | 1217.713
15.6907 | 1202.844
15.7494 | 1205.827
15.8082 | 1203.687
15.867 | 1196.503
15.9257 | 1190.99
15.9845 | 1183.774
16.0433 | 1162.256
16.102 | 1146.348
16.1608 | 1138.451
16.2196 | 1117.095
16.2783 | 1104.398
16.3371 | 1092.561
16.3959 | 1082.296
16.4546 | 1069.535
16.5134 | 1073.475
16.5722 | 1072.032
16.6309 | 1073.41
16.6897 | 1067.475
16.7485 | 1047.352
16.8072 | 1021.99
16.866 | 1011.791
16.9248 | 1002.71
16.9835 | 997.813
17.0423 | 999.2237
17.1011 | 1003.391
17.1598 | 989.7537
17.2186 | 971.2193
17.2774 | 959.0738
17.3361 | 944.8364
17.3949 | 926.6911
17.4537 | 919.086
17.5124 | 914.6916
17.5712 | 916.7996
17.63 | 919.5725
17.6887 | 921.8751
17.7475 | 915.178
17.8063 | 906.827
17.865 | 887.1412
17.9238 | 870.4553
17.9826 | 862.8178
18.0413 | 848.4507
18.1001 | 840.5699
18.1589 | 828.7325
18.2176 | 819.5058
18.2764 | 812.1439
18.3352 | 810.8304
18.3939 | 802.3334
18.4527 | 801.4902
18.5115 | 802.4794
18.5702 | 798.4904
18.629 | 796.139
18.6878 | 789.6852
18.7465 | 782.4207
18.8053 | 779.518
18.8641 | 772.7886
18.9228 | 764.6807
18.9816 | 763.8213
19.0404 | 764.5834
19.0991 | 757.4485
19.1579 | 747.9462
19.2167 | 739.9519
19.2754 | 736.9844
19.3342 | 731.2278
19.393 | 722.3093
19.4517 | 718.2067
19.5105 | 716.3906
19.5693 | 708.7368
19.628 | 693.9805
19.6868 | 684.2674
19.7456 | 673.257
19.8043 | 658.7926
19.8631 | 646.4363
19.9219 | 644.004
19.9806 | 642.5932
20.0394 | 640.8906
20.0982 | 639.3177
20.1569 | 637.3069
20.2157 | 631.8909
20.2745 | 626.8965
20.3332 | 626.2154
20.392 | 627.7883
20.4508 | 628.8262
20.5095 | 621.5778
20.5683 | 618.7076
20.6271 | 612.5457
20.6858 | 597.0759
20.7446 | 582.0764
20.8034 | 579.6927
20.8621 | 574.5848
20.9209 | 573.2551
20.9797 | 576.5307
21.0384 | 577.7469
21.0972 | 577.5037
21.156 | 572.6552
21.2147 | 563.5096
21.2735 | 554.899
21.3323 | 550.4722
21.391 | 543.0616
21.4498 | 541.586
21.5086 | 535.4403
21.5673 | 532.8782
21.6261 | 533.2349
21.6849 | 534.5809
21.7436 | 529.4567
21.8024 | 531.3702
21.8612 | 528.5
21.9199 | 518.4625
21.9787 | 506.4792
22.0375 | 493.0364
22.0962 | 481.799
22.155 | 479.2369
22.2138 | 478.0532
22.2725 | 476.3343
22.3313 | 480.2423
22.39 | 483.9881
22.4488 | 478.2153
22.5076 | 473.2695
22.5663 | 471.3399
22.6251 | 464.1402
22.6839 | 457.589
22.7427 | 456.3729
22.8014 | 459.1295
22.8602 | 456.908
22.9189 | 458.9674
22.9777 | 456.2269
23.0365 | 457.6053
23.0953 | 447.7461
23.154 | 446.5624
23.2128 | 441.8761
23.2716 | 440.4815
23.3303 | 430.817
23.3891 | 429.4063
23.4478 | 422.3849
23.5066 | 422.1092
23.5654 | 421.5903
23.6242 | 428.8387
23.6829 | 437.5627
23.7417 | 439.5086
23.8005 | 433.2169
23.8592 | 429.2766
23.918 | 420.2607
23.9767 | 409.8015
24.0355 | 412.2177
24.0943 | 416.7256
24.1531 | 413.7906
24.2118 | 408.7475
24.2706 | 401.5802
24.3294 | 390.6022
24.3881 | 383.6133
24.4469 | 381.9106
24.5056 | 380.7756
24.5644 | 380.2404
24.6232 | 381.4566
24.682 | 380.8566
24.7407 | 375.9757
24.7995 | 372.5542
24.8583 | 371.3542
24.917 | 368.1598
24.9758 | 362.6627
25.0345 | 359.452
25.0933 | 358.7709
25.1521 | 359.5817
25.2109 | 359.0142
25.2696 | 358.5439
25.3284 | 360.1817
25.3871 | 361.9654
25.4459 | 356.9224
25.5047 | 353.6792
25.5634 | 352.9495
25.6222 | 346.6417
25.681 | 339.377
25.7398 | 333.2962
25.7985 | 329.6314
25.8573 | 330.6206
25.916 | 335.0961
25.9748 | 334.7718
26.0336 | 337.7393
26.0923 | 334.8691
26.1511 | 328.0261
26.2099 | 326.2424
26.2687 | 326.4532
26.3274 | 323.129
26.3862 | 324.0046
26.4449 | 324.0533
26.5037 | 315.913
26.5625 | 308.3079
26.6212 | 311.1294
26.68 | 303.2972
26.7388 | 301.6919
26.7976 | 299.1785
26.8563 | 300.9622
26.9151 | 291.9625
26.9738 | 298.3839
27.0326 | 297.2002
27.0914 | 297.2326
27.1502 | 296.6488
27.2089 | 302.8432
27.2677 | 302.2108
27.3265 | 304.1891
27.3852 | 312.1996
27.444 | 311.5997
27.5027 | 305.3729
27.5615 | 303.7999
27.6203 | 297.2326
27.679 | 289.2869
27.7378 | 290.1626
27.7966 | 290.8923
27.8553 | 281.8764
27.9141 | 278.9251
27.9729 | 273.8659
28.0316 | 263.196
28.0904 | 263.9581
28.1492 | 264.1203
28.2079 | 264.104
28.2667 | 265.5959
28.3255 | 273.2173
28.3842 | 267.9147
28.443 | 267.5255
28.5018 | 265.6932
28.5605 | 264.3959
28.6193 | 257.7962
28.6781 | 257.5854
28.7368 | 258.2827
28.7956 | 263.9743
28.8544 | 262.9852
28.9131 | 264.6878
28.9719 | 269.212
29.0307 | 272.4713
29.0894 | 270.9633
29.1482 | 277.109
29.207 | 278.2603
29.2657 | 271.239
29.3245 | 270.5255
29.3833 | 267.5418
29.442 | 261.9149
29.5008 | 260.7799
29.5596 | 257.2124
29.6183 | 251.9748
29.6771 | 246.1047
29.7359 | 240.186
29.7946 | 238.0617
29.8534 | 238.2401
29.9122 | 238.3698
29.9709 | 240.0725
30.0297 | 241.4832
30.0885 | 242.2292
30.1472 | 239.6022
30.206 | 233.1808
30.2648 | 231.6566
30.3235 | 232.4673
30.3823 | 229.6458
30.4411 | 233.6835
30.4998 | 242.5859
30.5586 | 245.0345
30.6174 | 249.9478
30.6761 | 250.4667
30.7349 | 247.9046
30.7937 | 242.1805
30.8524 | 237.9482
30.9112 | 224.5541
30.97 | 219.9813
31.0287 | 220.5975
31.0875 | 214.6626
31.1463 | 212.36
31.205 | 222.8028
31.2638 | 230.7971
31.3226 | 227.6513
31.3813 | 237.0077
31.4401 | 236.0348
31.4989 | 222.8191
31.5576 | 212.2302
31.6164 | 212.8302
31.6752 | 200.2955
31.7339 | 201.0415
31.7927 | 203.3927
31.8515 | 206.3277
31.9102 | 206.1818
31.969 | 207.2845
32.0278 | 203.6035
32.0865 | 197.0524
32.1453 | 194.5228
32.2041 | 189.0094
32.2628 | 192.7715
32.3216 | 195.6416
32.3804 | 201.3009
32.4391 | 196.4686
32.4979 | 199.8901
32.5567 | 203.1008
32.6154 | 202.0306
32.6742 | 206.1332
32.733 | 211.1114
32.7917 | 210.6735
32.8505 | 165.967
32.9093 | 125.1847
32.968 | 82.4241
33.0268 | 41.058
33.0856 | 0
33.1443 | 0
33.2031 | 0
33.2619 | 0
33.3206 | 0
33.3794 | 0
33.4382 | 0
33.4969 | 0
33.5557 | 0
33.6145 | 0
33.6732 | 0
33.732 | 0
33.7908 | 0
33.8495 | 0
33.9083 | 0
33.9671 | 0
34.0258 | 0
34.0846 | 0
34.1434 | 0
34.2021 | 0
34.2609 | 0
34.3197 | 0
34.3784 | 0
34.4372 | 0
34.496 | 0
34.5547 | 0
34.6135 | 0
34.6723 | 0
34.731 | 0
34.7898 | 0
34.8486 | 0
34.9073 | 0
34.9661 | 0
35.0249 | 0
35.0836 | 0
35.1424 | 0
35.2012 | 0
35.2599 | 0
35.3187 | 0
35.3775 | 0
35.4362 | 0
35.495 | 0
35.5538 | 0
35.6125 | 0
35.6713 | 0
35.7301 | 0
35.7888 | 0
35.8476 | 0
35.9064 | 0
35.9651 | 0
36.0239 | 0
36.0827 | 0
36.1414 | 0
36.2002 | 0
36.259 | 0
36.3177 | 0
36.3765 | 0
36.4353 | 0
36.494 | 0
36.5528 | 0
36.6116 | 0
36.6703 | 0
36.7291 | 0
36.7879 | 0
36.8466 | 0
36.9054 | 0
36.9642 | 0
37.0229 | 0
37.0817 | 0
37.1405 | 0
37.1992 | 0
37.258 | 0
37.3168 | 0
37.3755 | 0
37.4343 | 0
37.4931 | 0
37.5518 | 0
37.6106 | 0
37.6694 | 0
37.7281 | 0
37.7869 | 0
37.8457 | 0
37.9044 | 0
37.9632 | 0
38.022 | 0
38.0807 | 0
38.1395 | 0
38.1983 | 0
38.257 | 0
38.3158 | 0
38.3746 | 0
38.4333 | 0
38.4921 | 0
38.5509 | 0
38.6096 | 0
38.6684 | 0
38.7272 | 0
38.7859 | 0
38.8447 | 0
38.9035 | 0
38.9622 | 0
39.021 | 0
39.0797 | 0
39.1385 | 0
39.1973 | 0
39.2561 | 0
39.3148 | 0
39.3736 | 0
39.4323 | 0
39.4911 | 0
39.5499 | 0
39.6086 | 0
39.6674 | 0
39.7262 | 0
39.785 | 0
39.8437 | 0
39.9025 | 0
39.9612 | 0
40.02 | 0
40.0788 | 0
40.1375 | 0
40.1963 | 0
40.2551 | 0
40.3139 | 0
40.3726 | 0
40.4314 | 0
40.4901 | 0
40.5489 | 0
40.6077 | 0
40.6664 | 0
40.7252 | 0
40.784 | 0
40.8428 | 0
40.9015 | 0

## WO
Desire
D40 Lustr 1-Piece Optic | 2015-05-14
Diffuser
Wide Oval
Horizontal | Beam Angle | Field Angle
| 35.4 | 63.3
Row Mult
Mode | Candela | Field Lumens | Beam Lumens | Power Consump | Efficacy (lpw)
Boost Full | 17839.1582 | 2791.9257 | 1355.8873 | 102.7 | 27.1853 | 1 | 1 | 1 | 1 | 1 | 1
Regulated Full | 16025 | 2508 | 1218 | 93.3 | 26.881 | 0.8983 | 0.8983 | 0.8983
Regulated 3200K | 11579.9695 | 1812.3285 | 880.1499 | 57.2 | 31.6841 | 0.64913 | 0.64913 | 0.64913
Regulated 5600K | 10047.8513 | 1572.5436 | 763.6994 | 54.5 | 28.854 | 0.56325 | 0.56325 | 0.56325
| For Field diameter at any distance, multiply distance by |  |  |  | 1.2328
| For Beam diameter at any distance, multiply distance by |  |  |  | 0.63828
Dist for 1.0 fc
| Throw Distance (ft) | 10 | 15 | 20 | 30 | 126.5899
| Throw Distance (m) | 3.048 | 4.572 | 6.096 | 9.144 | 38.5846
| Field Diameter (ft) | 12.3282 | 18.4922 | 24.6563 | 36.9845
| Field Diameter (m) | 3.7576 | 5.6364 | 7.5152 | 11.2729
| Illuminance (fc) | 160.25 | 71.2222 | 40.0625 | 17.8056
| Illuminance (lux) | 1724.915 | 766.6289 | 431.2287 | 191.6572
Vertical | Beam Angle | Field Angle
| 14.5 | 33.4
| For Field height at any distance, multiply distance by |  |  |  | 0.60003
| For Beam height at any distance, multiply distance by |  |  |  | 0.25443
Test Distance | Iso-Illuminance Diagram grid lines
67.8 | 0 | 12.5 | 25 | 37.5
| 0 | 0.18437 | 0.36873 | 0.5531
Measurement: WO - Intensity
Degrees | (Cd)
-40.9603 | 0 | 0
-40.9015 | 0 | 0
-40.8428 | 0 | 0
-40.784 | 0 | 0
-40.7252 | 0 | 0
-40.6664 | 0 | 0
-40.6077 | 0 | 0
-40.5489 | 0 | 0
-40.4901 | 0 | 0
-40.4314 | 0 | 0
-40.3726 | 0 | 0
-40.3139 | 0 | 0
-40.2551 | 0 | 0
-40.1963 | 0 | 0
-40.1375 | 0 | 0
-40.0788 | 0 | 0
-40.02 | 0 | 0
-39.9612 | 0 | 0
-39.9025 | 0 | 0
-39.8437 | 0 | 0
-39.785 | 0 | 0
-39.7262 | 0 | 0
-39.6674 | 0 | 0
-39.6086 | 0 | 0
-39.5499 | 0 | 0
-39.4911 | 0 | 0
-39.4323 | 0 | 0
-39.3736 | 0 | 0
-39.3148 | 0 | 0
-39.2561 | 0 | 0
-39.1973 | 0 | 0
-39.1385 | 0 | 0
-39.0797 | 0 | 0
-39.021 | 0 | 0
-38.9622 | 0 | 0
-38.9035 | 0 | 0
-38.8447 | 0 | 0
-38.7859 | 0 | 0
-38.7272 | 0 | 0
-38.6684 | 0 | 0
-38.6096 | 0 | 0
-38.5509 | 0 | 0
-38.4921 | 0 | 0
-38.4333 | 0 | 0
-38.3746 | 0 | 0
-38.3158 | 0 | 0
-38.257 | 0 | 0
-38.1983 | 0 | 0
-38.1395 | 0 | 0
-38.0807 | 0 | 0
-38.022 | 0 | 0
-37.9632 | 0 | 0
-37.9044 | 0 | 0
-37.8457 | 0 | 0
-37.7869 | 0 | 0
-37.7281 | 0 | 0
-37.6694 | 0 | 0
-37.6106 | 104.9874 | 109.3443
-37.5518 | 218.8296 | 227.911
-37.4931 | 332.1356 | 345.9192
-37.4343 | 446.0969 | 464.61
-37.3755 | 564.1681 | 587.581
-37.3168 | 583.0292 | 607.2249
-37.258 | 587.1786 | 611.5466
-37.1992 | 585.7889 | 610.0991
-37.1405 | 594.7628 | 619.4455
-37.0817 | 597.4233 | 622.2163
-37.0229 | 593.3731 | 617.998
-36.9642 | 607.0127 | 632.2037
-36.9054 | 621.9627 | 647.7741
-36.8466 | 626.1916 | 652.1785
-36.7879 | 633.2794 | 659.5605
-36.7291 | 643.1269 | 669.8166
-36.6703 | 643.4446 | 670.1476
-36.6116 | 649.7383 | 676.7025
-36.5528 | 656.5283 | 683.7742
-36.494 | 667.5869 | 695.2918
-36.4353 | 674.1983 | 702.1775
-36.3765 | 679.8367 | 708.05
-36.3177 | 680.075 | 708.2981
-36.259 | 684.3237 | 712.7232
-36.2002 | 691.9476 | 720.6634
-36.1414 | 687.0834 | 715.5973
-36.0827 | 698.3208 | 727.3011
-36.0239 | 710.9478 | 740.4521
-35.9651 | 718.0158 | 747.8135
-35.9064 | 727.6052 | 757.8008
-35.8476 | 740.3315 | 771.0553
-35.7888 | 747.4194 | 778.4373
-35.7301 | 752.502 | 783.7308
-35.6713 | 759.1729 | 790.6786
-35.6125 | 764.7717 | 796.5097
-35.5538 | 776.3266 | 808.5442
-35.495 | 780.8136 | 813.2174
-35.4362 | 788.1993 | 820.9096
-35.3775 | 791.2567 | 824.0939
-35.3187 | 794.7907 | 827.7745
-35.2599 | 803.4868 | 836.8315
-35.2012 | 810.7731 | 844.4202
-35.1424 | 827.1326 | 861.4586
-35.0836 | 842.1224 | 877.0705
-35.0249 | 849.4882 | 884.742
-34.9661 | 859.1968 | 894.8534
-34.9073 | 861.5991 | 897.3555
-34.8486 | 864.1007 | 899.9609
-34.7898 | 873.2136 | 909.452
-34.731 | 888.6798 | 925.56
-34.6723 | 896.6809 | 933.8931
-34.6135 | 905.1386 | 942.7018
-34.5547 | 917.3686 | 955.4394
-34.496 | 921.8357 | 960.0919
-34.4372 | 925.2705 | 963.6692
-34.3784 | 932.1796 | 970.865
-34.3197 | 948.8767 | 988.2551
-34.2609 | 959.6574 | 999.4831
-34.2021 | 979.4915 | 1020.1404
-34.1434 | 989.5574 | 1030.624
-34.0846 | 1009.9076 | 1051.8187
-34.0258 | 1017.869 | 1060.1106
-33.9671 | 1028.8284 | 1071.5248
-33.9083 | 1034.5264 | 1077.4593
-33.8495 | 1042.528 | 1085.7929
-33.7908 | 1043.2622 | 1086.5576
-33.732 | 1048.702 | 1092.2231
-33.6732 | 1046.8554 | 1090.2999
-33.6145 | 1053.6658 | 1097.3929
-33.5557 | 1062.5008 | 1106.5946
-33.4969 | 1072.3284 | 1116.83
-33.4382 | 1090.2162 | 1135.4601
-33.3794 | 1104.4316 | 1150.2655
-33.3206 | 1120.1562 | 1166.6426
-33.2619 | 1127.9591 | 1174.7694
-33.2031 | 1141.1216 | 1188.4781
-33.1443 | 1145.2709 | 1192.7996
-33.0856 | 1156.8263 | 1204.8346
-33.0268 | 1163.894 | 1212.1956
-32.968 | 1183.371 | 1232.4809
-32.9093 | 1194.1714 | 1243.7295
-32.8505 | 1207.0371 | 1257.1291
-32.7917 | 1218.1551 | 1268.7085
-32.733 | 1233.8796 | 1285.0856
-32.6742 | 1238.7039 | 1290.1101
-32.6154 | 1244.9976 | 1296.665
-32.5567 | 1256.9499 | 1309.1133
-32.4979 | 1270.9664 | 1323.7115
-32.4391 | 1291.2173 | 1344.8028
-32.3804 | 1307.6168 | 1361.8829
-32.3216 | 1318.9337 | 1373.6695
-32.2628 | 1337.8338 | 1393.3539
-32.2041 | 1339.9783 | 1395.5874
-32.1453 | 1336.8611 | 1392.3408
-32.0865 | 1343.4329 | 1399.1854
-32.0278 | 1354.2927 | 1410.4958
-31.969 | 1368.9059 | 1425.7155
-31.9102 | 1395.3507 | 1453.2577
-31.8515 | 1402.9547 | 1461.1773
-31.7927 | 1414.1529 | 1472.8402
-31.7339 | 1428.5266 | 1487.8105
-31.6752 | 1427.5143 | 1486.7561
-31.6164 | 1436.1108 | 1495.7094
-31.5576 | 1460.1934 | 1520.7914
-31.4989 | 1472.8206 | 1533.9426
-31.4401 | 1485.706 | 1547.3628
-31.3813 | 1510.225 | 1572.8993
-31.3226 | 1523.7457 | 1586.9812
-31.2638 | 1532.9984 | 1596.6179
-31.205 | 1554.9168 | 1619.4458
-31.1463 | 1569.4499 | 1634.5821
-31.0875 | 1571.7724 | 1637.001
-31.0287 | 1583.5851 | 1649.3039
-30.97 | 1597.9005 | 1664.2134
-30.9112 | 1603.0424 | 1669.5687
-30.8524 | 1627.8593 | 1695.4155
-30.7937 | 1647.3562 | 1715.7215
-30.7349 | 1652.1408 | 1720.7047
-30.6761 | 1658.1367 | 1726.9494
-30.6174 | 1670.7441 | 1740.08
-30.5586 | 1670.6056 | 1739.9357
-30.4998 | 1681.6444 | 1751.4327
-30.4411 | 1712.5957 | 1783.6685
-30.3823 | 1733.1841 | 1805.1112
-30.3235 | 1759.7892 | 1832.8205
-30.2648 | 1779.7225 | 1853.581
-30.206 | 1791.932 | 1866.2972
-30.1472 | 1797.0541 | 1871.6318
-30.0885 | 1818.8339 | 1894.3155
-30.0297 | 1832.0964 | 1908.1284
-29.9709 | 1855.2469 | 1932.2396
-29.9122 | 1887.4094 | 1965.7369
-29.8534 | 1908.0978 | 1987.2838
-29.7946 | 1921.479 | 2001.2203
-29.7359 | 1935.2174 | 2015.5289
-29.6771 | 1946.7135 | 2027.5021
-29.6183 | 1949.8505 | 2030.7693
-29.5596 | 1971.9678 | 2053.8044
-29.5008 | 1993.3893 | 2076.115
-29.442 | 2015.7253 | 2099.378
-29.3833 | 2039.8673 | 2124.5218
-29.3245 | 2070.5416 | 2156.4691
-29.2657 | 2093.8899 | 2180.7864
-29.207 | 2111.1028 | 2198.7136
-29.1482 | 2128.6542 | 2216.9933
-29.0894 | 2142.0156 | 2230.9092
-29.0307 | 2151.764 | 2241.0622
-28.9719 | 2160.8771 | 2250.5535
-28.9131 | 2176.5215 | 2266.8471
-28.8544 | 2185.595 | 2276.2972
-28.7956 | 2198.9564 | 2290.2131
-28.7368 | 2209.837 | 2301.5452
-28.6781 | 2226.6728 | 2319.0798
-28.6193 | 2237.5128 | 2330.3696
-28.5605 | 2251.2918 | 2344.7204
-28.5018 | 2280.8735 | 2375.5298
-28.443 | 2304.0636 | 2399.6822
-28.3842 | 2327.6692 | 2424.2675
-28.3255 | 2372.0038 | 2470.4419
-28.2667 | 2403.531 | 2503.2775
-28.2079 | 2413.4784 | 2513.6377
-28.1492 | 2438.1567 | 2539.3402
-28.0904 | 2460.4125 | 2562.5196
-28.0316 | 2465.7533 | 2568.0821
-27.9729 | 2488.5059 | 2591.7789
-27.9141 | 2523.767 | 2628.5033
-27.8553 | 2544.4543 | 2650.0491
-27.7966 | 2561.7078 | 2668.0186
-27.7378 | 2587.7161 | 2695.1063
-27.679 | 2611.9372 | 2720.3326
-27.6203 | 2622.7376 | 2731.5812
-27.5615 | 2641.1232 | 2750.7298
-27.5027 | 2661.8699 | 2772.3375
-27.444 | 2677.5944 | 2788.7146
-27.3852 | 2693.8148 | 2805.6081
-27.3265 | 2722.782 | 2835.7774
-27.2677 | 2752.7407 | 2866.9795
-27.2089 | 2787.8237 | 2903.5184
-27.1502 | 2818.9739 | 2935.9613
-27.0914 | 2850.1845 | 2968.4672
-27.0326 | 2861.6993 | 2980.4599
-26.9738 | 2886.7745 | 3006.5756
-26.9151 | 2897.6155 | 3017.8665
-26.8563 | 2906.8275 | 3027.4609
-26.7976 | 2924.0008 | 3045.3469
-26.7388 | 2960.1742 | 3083.0214
-26.68 | 2985.3889 | 3109.2826
-26.6212 | 3017.3734 | 3142.5944
-26.5625 | 3047.1551 | 3173.612
-26.5037 | 3065.9365 | 3193.1728
-26.4449 | 3096.5107 | 3225.0159
-26.3862 | 3122.5795 | 3252.1665
-26.3274 | 3135.6034 | 3265.731
-26.2687 | 3158.4946 | 3289.5721
-26.2099 | 3184.7622 | 3316.9299
-26.1511 | 3194.9866 | 3327.5786
-26.0923 | 3214.2054 | 3347.595
-26.0336 | 3249.505 | 3384.3595
-25.9748 | 3277.7578 | 3413.7847
-25.916 | 3305.0565 | 3442.2164
-25.8573 | 3330.291 | 3468.4981
-25.7985 | 3358.8802 | 3498.2737
-25.7398 | 3386.1394 | 3526.6642
-25.681 | 3408.9118 | 3550.3816
-25.6222 | 3433.3724 | 3575.8574
-25.5634 | 3462.3189 | 3606.0051
-25.5047 | 3483.0666 | 3627.6138
-25.4459 | 3494.0856 | 3639.0902
-25.3871 | 3518.9421 | 3664.9782
-25.3284 | 3551.5223 | 3698.9105
-25.2696 | 3568.6768 | 3716.7769
-25.2109 | 3583.011 | 3731.706
-25.1521 | 3616.8816 | 3766.9822
-25.0933 | 3641.2819 | 3792.3951
-25.0345 | 3660.9371 | 3812.866
-24.9758 | 3706.1642 | 3859.97
-24.917 | 3752.8411 | 3908.584
-24.8583 | 3779.2265 | 3936.0644
-24.7995 | 3805.5931 | 3963.5252
-24.7407 | 3827.0355 | 3985.8575
-24.682 | 3832.6336 | 3991.6878
-24.6232 | 3843.4735 | 4002.9776
-24.5644 | 3870.8327 | 4031.4722
-24.5056 | 3907.0466 | 4069.1891
-24.4469 | 3937.3033 | 4100.7013
-24.3881 | 3964.1854 | 4128.6991
-24.3294 | 3993.6484 | 4159.3848
-24.2706 | 4016.8176 | 4183.5156
-24.2118 | 4035.0637 | 4202.5188
-24.1531 | 4064.5871 | 4233.2674
-24.0943 | 4092.2826 | 4262.1124
-24.0355 | 4097.5839 | 4267.6336
-23.9767 | 4107.2927 | 4277.7454
-23.918 | 4130.2432 | 4301.6483
-23.8592 | 4149.9588 | 4322.1821
-23.8005 | 4182.2016 | 4355.7629
-23.7417 | 4234.5765 | 4410.3115
-23.6829 | 4292.5495 | 4470.6903
-23.6242 | 4338.5109 | 4518.5591
-23.5654 | 4381.0177 | 4562.8299
-23.5066 | 4413.4 | 4596.5561
-23.4478 | 4450.0295 | 4634.7058
-23.3891 | 4473.5768 | 4659.2303
-23.3303 | 4487.5735 | 4673.8078
-23.2716 | 4514.9723 | 4702.3436
-23.2128 | 4554.9378 | 4743.9677
-23.154 | 4576.1614 | 4766.0721
-23.0953 | 4598.2392 | 4789.0661
-23.0365 | 4633.4398 | 4825.7275
-22.9777 | 4667.7478 | 4861.4594
-22.9189 | 4694.8279 | 4889.6632
-22.8602 | 4722.763 | 4918.7577
-22.8014 | 4744.9396 | 4941.8546
-22.7427 | 4781.8087 | 4980.2538
-22.6839 | 4797.6114 | 4996.7123
-22.6251 | 4817.7634 | 5017.7006
-22.5663 | 4861.8397 | 5063.606
-22.5076 | 4911.4942 | 5115.3213
-22.4488 | 4933.2345 | 5137.9637
-22.39 | 4974.8081 | 5181.2626
-22.3313 | 5012.9863 | 5221.0253
-22.2725 | 5038.9363 | 5248.0522
-22.2138 | 5072.4695 | 5282.977
-22.155 | 5118.1528 | 5330.5562
-22.0962 | 5157.6424 | 5371.6845
-22.0375 | 5191.5526 | 5407.002
-21.9787 | 5211.7837 | 5428.0727
-21.9199 | 5217.3234 | 5433.8424
-21.8612 | 5219.8449 | 5436.4685
-21.8024 | 5240.2343 | 5457.7041
-21.7436 | 5277.8971 | 5496.9298
-21.6849 | 5315.8983 | 5536.5081
-21.6261 | 5356.5189 | 5578.8144
-21.5673 | 5406.6296 | 5631.0047
-21.5086 | 5438.7932 | 5664.5031
-21.4498 | 5460.9501 | 5687.5795
-21.391 | 5508.5799 | 5737.186
-21.3323 | 5561.6892 | 5792.4993
-21.2735 | 5610.4105 | 5843.2426
-21.2147 | 5652.3611 | 5886.9341
-21.156 | 5694.8689 | 5931.2059
-21.0972 | 5733.7824 | 5971.7344
-21.0384 | 5773.0335 | 6012.6143
-20.9797 | 5802.7547 | 6043.5691
-20.9209 | 5840.5164 | 6082.8978
-20.8621 | 5878.7947 | 6122.7646
-20.8034 | 5905.2009 | 6150.2667
-20.7446 | 5941.9304 | 6188.5205
-20.6858 | 5979.3744 | 6227.5184
-20.6271 | 6010.1882 | 6259.611
-20.5683 | 6038.0233 | 6288.6013
-20.5095 | 6066.9708 | 6318.7501
-20.4508 | 6095.0434 | 6347.9877
-20.392 | 6119.7019 | 6373.6696
-20.3332 | 6150.3564 | 6405.5962
-20.2745 | 6188.1587 | 6444.9673
-20.2157 | 6218.3757 | 6476.4383
-20.1569 | 6230.6654 | 6489.238
-20.0982 | 6257.0112 | 6516.6772
-20.0394 | 6288.778 | 6549.7623
-19.9806 | 6320.1272 | 6582.4124
-19.9219 | 6377.7232 | 6642.3987
-19.8631 | 6439.3497 | 6706.5828
-19.8043 | 6461.9836 | 6730.1559
-19.7456 | 6498.3955 | 6768.0789
-19.6868 | 6563.7538 | 6836.1496
-19.628 | 6585.3753 | 6858.6684
-19.5693 | 6613.8062 | 6888.2792
-19.5105 | 6671.5209 | 6948.389
-19.4517 | 6710.3553 | 6988.8351
-19.393 | 6724.2531 | 7003.3096
-19.3342 | 6768.8647 | 7049.7726
-19.2754 | 6804.383 | 7086.7649
-19.2167 | 6838.6515 | 7122.4555
-19.1579 | 6875.3008 | 7160.6258
-19.0991 | 6905.3606 | 7191.9331
-19.0404 | 6920.8654 | 7208.0813
-18.9816 | 6947.6882 | 7236.0173
-18.9228 | 6991.804 | 7281.9639
-18.8641 | 7050.3728 | 7342.9633
-18.8053 | 7096.831 | 7391.3495
-18.7465 | 7151.2306 | 7448.0067
-18.6878 | 7203.5056 | 7502.4511
-18.629 | 7247.5017 | 7548.273
-18.5702 | 7272.4383 | 7574.2445
-18.5115 | 7303.3906 | 7606.4814
-18.4527 | 7337.5987 | 7642.1091
-18.3939 | 7363.429 | 7669.0113
-18.3352 | 7384.4339 | 7690.8879
-18.2764 | 7412.2691 | 7719.8782
-18.2176 | 7441.3759 | 7750.193
-18.1589 | 7461.0904 | 7770.7257
-18.1001 | 7489.5411 | 7800.357
-18.0413 | 7516.4034 | 7828.3342
-17.9826 | 7529.7253 | 7842.2089
-17.9238 | 7545.0322 | 7858.151
-17.865 | 7575.5273 | 7889.9117
-17.8063 | 7606.0433 | 7921.6941
-17.7475 | 7638.9213 | 7955.9366
-17.6887 | 7654.547 | 7972.2106
-17.63 | 7689.0727 | 8008.1692
-17.5712 | 7716.8276 | 8037.076
-17.5124 | 7730.6067 | 8051.4268
-17.4537 | 7736.3839 | 8057.4438
-17.3949 | 7773.7289 | 8096.3387
-17.3361 | 7810.975 | 8135.1305
-17.2774 | 7865.2757 | 8191.6847
-17.2186 | 7933.3544 | 8262.5886
-17.1598 | 8008.3226 | 8340.668
-17.1011 | 8081.2068 | 8416.5769
-17.0423 | 8126.9891 | 8464.2591
-16.9835 | 8147.3993 | 8485.5164
-16.9248 | 8174.897 | 8514.1552
-16.866 | 8210.2559 | 8550.9816
-16.8072 | 8238.767 | 8580.6758
-16.7485 | 8267.2968 | 8610.3896
-16.6897 | 8306.7061 | 8651.4344
-16.6309 | 8345.7395 | 8692.0877
-16.5722 | 8380.5037 | 8728.2946
-16.5134 | 8425.2944 | 8774.9442
-16.4546 | 8488.7864 | 8841.071
-16.3959 | 8569.7713 | 8925.4168
-16.3371 | 8628.9358 | 8987.0367
-16.2783 | 8660.3443 | 9019.7486
-16.2196 | 8675.7512 | 9035.7949
-16.1608 | 8694.0171 | 9054.8188
-16.102 | 8700.5087 | 9061.5799
-16.0433 | 8709.9187 | 9071.3803
-15.9845 | 8768.7468 | 9132.6498
-15.9257 | 8806.4689 | 9171.9373
-15.867 | 8851.1805 | 9218.5044
-15.8082 | 8875.1235 | 9243.4411
-15.7494 | 8929.2659 | 9299.8304
-15.6907 | 8960.714 | 9332.5836
-15.6319 | 9008.2439 | 9382.086
-15.5731 | 9035.8207 | 9410.8073
-15.5144 | 9088.831 | 9466.0175
-15.4556 | 9118.194 | 9496.599
-15.3968 | 9156.7118 | 9536.7153
-15.3381 | 9196.9543 | 9578.6279
-15.2793 | 9237.1395 | 9620.4808
-15.2205 | 9269.7989 | 9654.4955
-15.1618 | 9304.3059 | 9690.4346
-15.103 | 9328.0698 | 9715.1847
-15.0442 | 9366.5667 | 9755.2793
-14.9855 | 9399.2469 | 9789.3157
-14.9267 | 9430.4367 | 9821.7998
-14.8679 | 9470.8584 | 9863.899
-14.8092 | 9508.5221 | 9903.1258
-14.7504 | 9546.9983 | 9943.1987
-14.6916 | 9595.8207 | 9994.0472
-14.6329 | 9652.1054 | 10052.6678
-14.5741 | 9694.2351 | 10096.5459
-14.5153 | 9697.67 | 10100.1233
-14.4566 | 9693.3613 | 10095.6358
-14.3978 | 9733.3278 | 10137.2609
-14.339 | 9762.8106 | 10167.9673
-14.2803 | 9789.197 | 10195.4487
-14.2215 | 9856.7393 | 10265.794
-14.1627 | 9928.1935 | 10340.2136
-14.104 | 9949.3183 | 10362.215
-14.0452 | 9979.2385 | 10393.3769
-13.9864 | 10018.4697 | 10434.2362
-13.9277 | 10071.3998 | 10489.3629
-13.8689 | 10105.0329 | 10524.3918
-13.8101 | 10135.8645 | 10556.5028
-13.7514 | 10168.6051 | 10590.6022
-13.6926 | 10204.1619 | 10627.6346
-13.6338 | 10234.28 | 10659.0026
-13.5751 | 10319.5132 | 10747.773
-13.5163 | 10360.7899 | 10790.7627
-13.4575 | 10410.3049 | 10842.3326
-13.3988 | 10443.7246 | 10877.1391
-13.34 | 10473.0428 | 10907.6741
-13.2812 | 10458.5451 | 10892.5747
-13.2225 | 10489.5818 | 10924.8995
-13.1637 | 10525.1386 | 10961.9319
-13.1049 | 10568.34 | 11006.9262
-13.0462 | 10616.9469 | 11057.5501
-12.9874 | 10668.3449 | 11111.0812
-12.9286 | 10717.9828 | 11162.779
-12.8699 | 10744.9055 | 11190.8191
-12.8111 | 10777.567 | 11224.836
-12.7523 | 10798.5428 | 11246.6823
-12.6936 | 10823.4867 | 11272.6614
-12.6348 | 10858.7623 | 11309.401
-12.576 | 10885.9038 | 11337.6688
-12.5173 | 10908.7127 | 11361.4242
-12.4585 | 10933.8961 | 11387.6528
-12.3997 | 10970.0674 | 11425.3252
-12.341 | 11010.0298 | 11466.946
-12.2822 | 11055.3975 | 11514.1965
-12.2234 | 11100.2445 | 11560.9047
-12.1647 | 11149.0909 | 11611.7781
-12.1059 | 11175.8366 | 11639.6338
-12.0471 | 11191.3758 | 11655.8179
-11.9884 | 11219.7879 | 11685.4091
-11.9296 | 11253.6991 | 11720.7276
-11.8708 | 11265.0411 | 11732.5403
-11.8121 | 11285.0274 | 11753.3561
-11.7533 | 11297.6192 | 11766.4704
-11.6945 | 11319.1782 | 11788.9241
-11.6358 | 11343.893 | 11814.6646
-11.577 | 11378.1271 | 11850.3194
-11.5182 | 11410.3616 | 11883.8916
-11.4595 | 11453.188 | 11928.4953
-11.4007 | 11461.2076 | 11936.8477
-11.3419 | 11474.7158 | 11950.9165
-11.2832 | 11512.991 | 11990.7801
-11.2244 | 11566.3574 | 12046.3613
-11.1656 | 11625.4625 | 12107.9192
-11.1069 | 11705.2519 | 12191.0198
-11.0481 | 11771.4496 | 12259.9648
-10.9893 | 11812.443 | 12302.6594
-10.9306 | 11834.8769 | 12326.0243
-10.8718 | 11828.128 | 12318.9953
-10.8131 | 11809.4123 | 12299.5029
-10.7543 | 11797.0809 | 12286.6598
-10.6955 | 11798.2682 | 12287.8964
-10.6367 | 11814.1303 | 12304.4167
-10.578 | 11852.3325 | 12344.2043
-10.5192 | 11885.9313 | 12379.1974
-10.4604 | 11935.288 | 12430.6024
-10.4017 | 11986.4256 | 12483.8623
-10.3429 | 12029.6687 | 12528.8999
-10.2842 | 12078.4526 | 12579.7083
-10.2254 | 12154.3467 | 12658.752
-10.1666 | 12213.3997 | 12720.2558
-10.1078 | 12255.3305 | 12763.9267
-10.0491 | 12295.5741 | 12805.8404
-9.9903 | 12323.4238 | 12834.8459
-9.9315 | 12333.1097 | 12844.9338
-9.8728 | 12352.6066 | 12865.2398
-9.814 | 12397.8806 | 12912.3927
-9.7552 | 12435.6037 | 12951.6813
-9.6965 | 12468.2964 | 12985.7307
-9.6377 | 12497.6667 | 13016.3199
-9.5789 | 12512.4352 | 13031.7013
-9.5202 | 12512.9559 | 13032.2436
-9.4614 | 12537.9519 | 13058.2769
-9.4026 | 12591.1934 | 13113.7279
-9.3439 | 12634.3219 | 13158.6463
-9.2851 | 12679.6064 | 13205.81
-9.2263 | 12726.4843 | 13254.6334
-9.1676 | 12754.0319 | 13283.3243
-9.1088 | 12752.1885 | 13281.4043
-9.05 | 12773.8725 | 13303.9882
-8.9913 | 12786.6934 | 13317.3412
-8.9325 | 12798.4519 | 13329.5877
-8.8737 | 12813.7516 | 13345.5222
-8.815 | 12838.3518 | 13371.1434
-8.7562 | 12859.9525 | 13393.6405
-8.6974 | 12894.2074 | 13429.317
-8.6387 | 12903.9559 | 13439.47
-8.5799 | 12912.8711 | 13448.7553
-8.5212 | 12941.554 | 13478.6285
-8.4624 | 12970.8618 | 13509.1526
-8.4036 | 12991.8689 | 13531.0314
-8.3449 | 13060.3788 | 13602.3845
-8.2861 | 13126.7536 | 13671.5138
-8.2273 | 13161.6542 | 13707.8629
-8.1685 | 13187.723 | 13735.0135
-8.1098 | 13223.3214 | 13772.0893
-8.051 | 13235.2779 | 13784.5419
-7.9923 | 13243.2974 | 13792.8942
-7.9335 | 13271.5325 | 13822.3011
-7.8747 | 13301.6422 | 13853.6604
-7.816 | 13322.4514 | 13875.3331
-7.7572 | 13341.0005 | 13894.652
-7.6984 | 13371.8497 | 13926.7815
-7.6397 | 13400.6785 | 13956.8066
-7.5809 | 13436.7769 | 13994.4031
-7.5221 | 13476.3018 | 14035.5683
-7.4634 | 13540.3124 | 14102.2353
-7.4046 | 13599.7091 | 14164.097
-7.3458 | 13629.0586 | 14194.6645
-7.2871 | 13634.641 | 14200.4786
-7.2283 | 13653.5547 | 14220.1772
-7.1695 | 13647.941 | 14214.3305
-7.1108 | 13643.5667 | 14209.7747
-7.052 | 13663.7197 | 14230.7641
-6.9932 | 13697.9122 | 14266.3755
-6.9345 | 13717.8465 | 14287.1371
-6.8757 | 13752.2264 | 14322.9438
-6.8169 | 13782.6069 | 14354.5851
-6.7582 | 13803.0516 | 14375.8782
-6.6994 | 13826.8394 | 14400.6533
-6.6406 | 13857.7928 | 14432.8912
-6.5819 | 13868.8952 | 14444.4544
-6.5231 | 13856.2618 | 14431.2967
-6.4643 | 13859.1468 | 14434.3014
-6.4056 | 13857.4595 | 14432.5441
-6.3468 | 13843.0243 | 14417.5099
-6.288 | 13840.4623 | 14414.8414
-6.2293 | 13885.9446 | 14462.2113
-6.1705 | 13918.1061 | 14495.7075
-6.1117 | 13920.7932 | 14498.5061
-6.053 | 13946.0079 | 14524.7672
-5.9942 | 13994.7084 | 14575.4888
-5.9354 | 14031.7754 | 14614.0941
-5.8767 | 14052.4179 | 14635.5933
-5.8179 | 14083.4546 | 14667.918
-5.7591 | 14110.6898 | 14696.2835
-5.7004 | 14128.4266 | 14714.7563
-5.6416 | 14146.0175 | 14733.0773
-5.5828 | 14186.8547 | 14775.6092
-5.5241 | 14248.1262 | 14839.4234
-5.4653 | 14278.715 | 14871.2817
-5.4065 | 14287.1929 | 14880.1114
-5.3478 | 14273.0805 | 14865.4134
-5.289 | 14255.25 | 14846.8429
-5.2302 | 14249.376 | 14840.7251
-5.1715 | 14275.4031 | 14867.8323
-5.1127 | 14306.8251 | 14900.5584
-5.0539 | 14333.7271 | 14928.5767
-4.9952 | 14337.8827 | 14932.9048
-4.9364 | 14341.2363 | 14936.3976
-4.8776 | 14361.1289 | 14957.1158
-4.8189 | 14359.1813 | 14955.0874
-4.7601 | 14399.3103 | 14996.8817
-4.7013 | 14472.5694 | 15073.1811
-4.6426 | 14530.7789 | 15133.8062
-4.5838 | 14553.9106 | 15157.8979
-4.525 | 14597.3932 | 15203.185
-4.4663 | 14620.4624 | 15227.2116
-4.4075 | 14621.6081 | 15228.4048
-4.3487 | 14631.5544 | 15238.7639
-4.29 | 14637.1577 | 15244.5997
-4.2312 | 14626.6802 | 15233.6874
-4.1724 | 14611.2139 | 15217.5793
-4.1137 | 14630.8879 | 15238.0697
-4.0549 | 14664.4137 | 15272.9869
-3.9961 | 14707.5006 | 15317.8619
-3.9374 | 14754.3785 | 15366.6852
-3.8786 | 14795.7885 | 15409.8138
-3.8198 | 14824.0653 | 15439.264
-3.7611 | 14829.856 | 15445.295
-3.7023 | 14830.4809 | 15445.9459
-3.6435 | 14818.9828 | 15433.9705
-3.5848 | 14801.5064 | 15415.7689
-3.526 | 14782.4469 | 15395.9185
-3.4672 | 14775.2189 | 15388.3905
-3.4085 | 14761.1274 | 15373.7142
-3.3497 | 14765.9912 | 15378.7799
-3.2909 | 14801.4543 | 15415.7147
-3.2322 | 14830.8559 | 15446.3364
-3.1734 | 14830.158 | 15445.6096
-3.1146 | 14861.2677 | 15478.0103
-3.0559 | 14907.2915 | 15525.9441
-2.9971 | 14927.1217 | 15546.5972
-2.9383 | 14939.0365 | 15559.0065
-2.8796 | 14981.9983 | 15603.7513
-2.8208 | 15027.3244 | 15650.9584
-2.762 | 15044.8216 | 15669.1817
-2.7033 | 15042.3533 | 15666.6109
-2.6445 | 15048.7897 | 15673.3145
-2.5857 | 15047.7795 | 15672.2623
-2.527 | 15019.1903 | 15642.4867
-2.4682 | 15009.7543 | 15632.6591
-2.4094 | 15053.8514 | 15678.5862
-2.3507 | 15100.3127 | 15726.9757
-2.2919 | 15129.8913 | 15757.7818
-2.2331 | 15149.3674 | 15778.0661
-2.1744 | 15164.5525 | 15793.8814
-2.1156 | 15163.0631 | 15792.3302
-2.0568 | 15166.4376 | 15795.8447
-1.9981 | 15186.6947 | 15816.9426
-1.9393 | 15217.0545 | 15848.5622
-1.8805 | 15235.4161 | 15867.6859
-1.8218 | 15227.3341 | 15859.2684
-1.763 | 15219.6895 | 15851.3066
-1.7042 | 15221.9703 | 15853.6821
-1.6455 | 15233.5518 | 15865.7442
-1.5867 | 15267.536 | 15901.1387
-1.5279 | 15335.2647 | 15971.6782
-1.4692 | 15407.1907 | 16046.5891
-1.4104 | 15416.408 | 16056.1889
-1.3516 | 15441.6331 | 16082.4609
-1.2929 | 15459.5886 | 16101.1615
-1.2341 | 15441.5185 | 16082.3416
-1.1753 | 15388.0167 | 16026.6194
-1.1166 | 15380.9032 | 16019.2107
-1.0578 | 15369.728 | 16007.5717
-0.99903 | 15347.5648 | 15984.4888
-0.94026 | 15339.0766 | 15975.6483
-0.8815 | 15359.2088 | 15996.616
-0.82273 | 15400.6397 | 16039.7662
-0.76397 | 15452.2148 | 16093.4817
-0.7052 | 15527.4215 | 16171.8095
-0.64643 | 15599.6182 | 16247.0024
-0.58767 | 15638.487 | 16287.4842
-0.5289 | 15631.634 | 16280.3468
-0.47013 | 15588.1409 | 16235.0488
-0.41137 | 15537.4511 | 16182.2553
-0.3526 | 15484.5637 | 16127.1731
-0.29383 | 15455.2143 | 16096.6057
-0.23507 | 15471.3575 | 16113.4189
-0.1763 | 15525.2968 | 16169.5966
-0.11753 | 15574.039 | 16220.3616
-0.058767 | 15611.8455 | 16259.737
5.8264e-13 | 15640.5492 | 16289.632
0.058767 | 15646.0691 | 16295.381
0.11753 | 15617.4279 | 16265.5512
0.1763 | 15576.5282 | 16222.9541
0.23507 | 15538.7634 | 16183.6221
0.29383 | 15503.9565 | 16147.3707
0.3526 | 15468.9412 | 16110.9023
0.41137 | 15436.5193 | 16077.1349
0.47013 | 15415.6893 | 16055.4405
0.5289 | 15419.1471 | 16059.0417
0.58767 | 15432.1867 | 16072.6225
0.64643 | 15429.1247 | 16069.4334
0.7052 | 15416.8246 | 16056.6228
0.76397 | 15401.577 | 16040.7425
0.82273 | 15381.3407 | 16019.6663
0.8815 | 15356.8863 | 15994.197
0.94026 | 15349.075 | 15986.0616
0.99903 | 15348.7626 | 15985.7362
1.0578 | 15334.7231 | 15971.1141
1.1166 | 15305.7382 | 15940.9263
1.1753 | 15282.3878 | 15916.6069
1.2341 | 15240.3424 | 15872.8166
1.2929 | 15200.2967 | 15831.109
1.3516 | 15199.4948 | 15830.2738
1.4104 | 15222.2724 | 15853.9967
1.4692 | 15232.6353 | 15864.7897
1.5279 | 15283.1481 | 15917.3987
1.5867 | 15323.3083 | 15959.2256
1.6455 | 15332.8172 | 15969.1291
1.7042 | 15338.0351 | 15974.5636
1.763 | 15362.3021 | 15999.8376
1.8218 | 15372.5817 | 16010.5438
1.8805 | 15389.5581 | 16028.2248
1.9393 | 15399.8481 | 16038.9418
1.9981 | 15395.5572 | 16034.4728
2.0568 | 15377.7267 | 16015.9023
2.1156 | 15354.897 | 15992.1252
2.1744 | 15333.8483 | 15970.203
2.2331 | 15325.61 | 15961.6228
2.2919 | 15299.5829 | 15934.5156
2.3507 | 15257.7875 | 15890.9857
2.4094 | 15207.7539 | 15838.8757
2.4682 | 15152.9397 | 15781.7867
2.527 | 15082.6801 | 15708.6114
2.5857 | 15080.7325 | 15706.5829
2.6445 | 15101.3646 | 15728.0713
2.7033 | 15124.3297 | 15751.9894
2.762 | 15149.107 | 15777.7949
2.8208 | 15188.934 | 15819.2747
2.8796 | 15192.7042 | 15823.2014
2.9383 | 15189.5485 | 15819.9147
2.9971 | 15182.2059 | 15812.2674
3.0559 | 15171.5097 | 15801.1273
3.1146 | 15156.2934 | 15785.2795
3.1734 | 15131.2974 | 15759.2462
3.2322 | 15088.5959 | 15714.7726
3.2909 | 15020.0547 | 15643.387
3.3497 | 14971.9374 | 15593.2728
3.4085 | 14957.8147 | 15578.564
3.4672 | 14965.1677 | 15586.2221
3.526 | 14985.9144 | 15607.8298
3.5848 | 15030.7197 | 15654.4946
3.6435 | 15081.7428 | 15707.6351
3.7023 | 15109.7591 | 15736.8141
3.7611 | 15104.0205 | 15730.8373
3.8198 | 15067.7659 | 15693.0781
3.8786 | 14993.3403 | 15615.5639
3.9374 | 14928.1215 | 15547.6386
3.9961 | 14860.8094 | 15477.533
4.0549 | 14810.5049 | 15425.1409
4.1137 | 14800.8502 | 15415.0855
4.1724 | 14841.677 | 15457.6066
4.2312 | 14842.3644 | 15458.3225
4.29 | 14815.3896 | 15430.2282
4.3487 | 14772.9797 | 15386.0584
4.4075 | 14729.8199 | 15341.1075
4.4663 | 14704.2824 | 15314.5101
4.525 | 14713.3955 | 15324.0014
4.5838 | 14740.4016 | 15352.1282
4.6426 | 14750.0042 | 15362.1294
4.7013 | 14748.5149 | 15360.5782
4.7601 | 14735.8711 | 15347.4097
4.8189 | 14706.1883 | 15316.4951
4.8776 | 14671.9021 | 15280.7861
4.9364 | 14668.7672 | 15277.521
4.9952 | 14669.9545 | 15278.7576
5.0539 | 14662.5495 | 15271.0453
5.1127 | 14649.7702 | 15257.7357
5.1715 | 14642.0007 | 15249.6437
5.2302 | 14620.0458 | 15226.7777
5.289 | 14593.9146 | 15199.5621
5.3478 | 14574.3761 | 15179.2127
5.4065 | 14566.6169 | 15171.1315
5.4653 | 14575.8446 | 15180.7421
5.5241 | 14609.6829 | 15215.9848
5.5828 | 14654.7278 | 15262.899
5.6416 | 14678.3386 | 15287.4896
5.7004 | 14666.3613 | 15275.0153
5.7591 | 14617.7441 | 15224.3805
5.8179 | 14550.7132 | 15154.5678
5.8767 | 14492.3788 | 15093.8125
5.9354 | 14462.3627 | 15062.5508
5.9942 | 14449.2398 | 15048.8833
6.053 | 14443.7615 | 15043.1776
6.1117 | 14450.3126 | 15050.0006
6.1705 | 14447.9275 | 15047.5165
6.2293 | 14416.8804 | 15015.181
6.288 | 14383.1046 | 14980.0034
6.3468 | 14366.3469 | 14962.5502
6.4056 | 14351.068 | 14946.6374
6.4643 | 14329.4257 | 14924.0968
6.5231 | 14314.1573 | 14908.1948
6.5819 | 14299.0451 | 14892.4555
6.6406 | 14279.6524 | 14872.258
6.6994 | 14270.2372 | 14862.4521
6.7582 | 14256.9998 | 14848.6653
6.8169 | 14227.2754 | 14817.7073
6.8757 | 14180.0017 | 14768.4717
6.9345 | 14132.2489 | 14718.7372
6.9932 | 14103.7014 | 14689.005
7.052 | 14086.1313 | 14670.7057
7.1108 | 14076.7057 | 14660.889
7.1695 | 14079.976 | 14664.295
7.2283 | 14090.1827 | 14674.9253
7.2871 | 14078.5075 | 14662.7656
7.3458 | 14053.1157 | 14636.32
7.4046 | 14025.693 | 14607.7593
7.4634 | 14001.1553 | 14582.2032
7.5221 | 13973.3681 | 14553.2628
7.5809 | 13931.9268 | 14510.1017
7.6397 | 13886.2883 | 14462.5692
7.6984 | 13830.5159 | 14404.4823
7.7572 | 13778.4409 | 14350.2462
7.816 | 13744.1131 | 14314.4938
7.8747 | 13700.5367 | 14269.109
7.9335 | 13658.3664 | 14225.1886
7.9923 | 13643.4105 | 14209.612
8.051 | 13625.4029 | 14190.8571
8.1098 | 13568.5266 | 14131.6205
8.1685 | 13532.5115 | 14094.1108
8.2273 | 13515.4101 | 14076.2996
8.2861 | 13499.4127 | 14059.6383
8.3449 | 13484.1651 | 14043.758
8.4036 | 13481.7801 | 14041.2739
8.4624 | 13494.7884 | 14054.8221
8.5212 | 13477.2391 | 14036.5446
8.5799 | 13444.5777 | 14002.5277
8.6387 | 13426.8826 | 13984.0982
8.6974 | 13414.2388 | 13970.9297
8.7562 | 13349.8741 | 13903.8939
8.815 | 13322.4931 | 13875.3765
8.8737 | 13321.7953 | 13874.6498
8.9325 | 13292.0396 | 13843.6592
8.9913 | 13257.8055 | 13808.0044
9.05 | 13251.5773 | 13801.5178
9.1088 | 13231.4868 | 13780.5935
9.1676 | 13195.0655 | 13742.6608
9.2263 | 13165.3724 | 13711.7353
9.2851 | 13151.1142 | 13696.8855
9.3439 | 13133.3462 | 13678.3801
9.4026 | 13107.038 | 13650.98
9.4614 | 13073.8245 | 13616.3882
9.5202 | 13047.4954 | 13588.9665
9.5789 | 13021.0934 | 13561.4688
9.6377 | 12997.7638 | 13537.171
9.6965 | 12979.475 | 13518.1232
9.7552 | 12962.9985 | 13500.9629
9.814 | 12941.4186 | 13478.4875
9.8728 | 12896.9049 | 13432.1265
9.9315 | 12836.1959 | 13368.898
9.9903 | 12768.7067 | 13298.608
10.0491 | 12717.8607 | 13245.6519
10.1078 | 12687.1468 | 13213.6634
10.1666 | 12671.9617 | 13197.8482
10.2254 | 12665.2753 | 13190.8842
10.2842 | 12658.641 | 13183.9746
10.3429 | 12632.666 | 13156.9216
10.4017 | 12596.8175 | 13119.5854
10.4604 | 12558.6153 | 13079.7978
10.5192 | 12514.9973 | 13034.3697
10.578 | 12477.1908 | 12994.9942
10.6367 | 12455.8922 | 12972.8117
10.6955 | 12435.5412 | 12951.6162
10.7543 | 12401.8696 | 12916.5471
10.8131 | 12351.9609 | 12864.5672
10.8718 | 12308.8948 | 12819.714
10.9306 | 12276.8687 | 12786.3588
10.9893 | 12253.6224 | 12762.1478
11.0481 | 12240.3329 | 12748.3067
11.1069 | 12253.4766 | 12761.9959
11.1656 | 12255.945 | 12764.5667
11.2244 | 12228.8972 | 12736.3965
11.2832 | 12195.1318 | 12701.2298
11.3419 | 12157.7003 | 12662.2449
11.4007 | 12108.8227 | 12611.3388
11.4595 | 12066.8294 | 12567.6028
11.5182 | 12048.9677 | 12548.9998
11.577 | 12009.8489 | 12508.2577
11.6358 | 11966.4184 | 12463.0248
11.6945 | 11931.6323 | 12426.795
11.7533 | 11899.2521 | 12393.071
11.8121 | 11850.0516 | 12341.8287
11.8708 | 11802.7571 | 12292.5715
11.9296 | 11748.8178 | 12236.3937
11.9884 | 11690.348 | 12175.4974
12.0471 | 11643.0951 | 12126.2836
12.1059 | 11610.8711 | 12092.7223
12.1647 | 11596.3318 | 12077.5796
12.2234 | 11584.1046 | 12064.8449
12.2822 | 11558.5566 | 12038.2367
12.341 | 11514.022 | 11991.854
12.3997 | 11463.1344 | 11938.8544
12.4585 | 11419.3185 | 11893.2202
12.5173 | 11396.1659 | 11869.1068
12.576 | 11388.7088 | 11861.3402
12.6348 | 11376.3149 | 11848.432
12.6936 | 11355.5682 | 11826.8243
12.7523 | 11331.9262 | 11802.2011
12.8111 | 11299.0877 | 11767.9998
12.8699 | 11259.7711 | 11727.0516
12.9286 | 11212.4036 | 11677.7184
12.9874 | 11173.4515 | 11637.1498
13.0462 | 11136.7803 | 11598.9567
13.1049 | 11101.713 | 11562.4341
13.1637 | 11070.0723 | 11529.4803
13.2225 | 11052.4188 | 11511.0942
13.2812 | 11024.4441 | 11481.9586
13.34 | 10986.0336 | 11441.954
13.3988 | 10971.036 | 11426.334
13.4575 | 10953.1118 | 11407.6659
13.5163 | 10918.8048 | 11371.9352
13.5751 | 10891.2675 | 11343.2551
13.6338 | 10884.0812 | 11335.7706
13.6926 | 10847.9099 | 11298.0982
13.7514 | 10801.5423 | 11249.8063
13.8101 | 10750.1651 | 11196.297
13.8689 | 10717.6807 | 11162.4645
13.9277 | 10672.2922 | 11115.1923
13.9864 | 10614.1452 | 11054.6322
14.0452 | 10556.8835 | 10994.9942
14.104 | 10526.0343 | 10962.8647
14.1627 | 10483.6661 | 10918.7382
14.2215 | 10443.4642 | 10876.868
14.2803 | 10421.4469 | 10853.9369
14.339 | 10386.9378 | 10817.9957
14.3978 | 10327.3567 | 10755.942
14.4566 | 10260.2706 | 10686.0718
14.5153 | 10200.8468 | 10624.1819
14.5741 | 10148.2333 | 10569.385
14.6329 | 10109.4791 | 10529.0225
14.6916 | 10063.3188 | 10480.9465
14.7504 | 10017.4365 | 10433.1602
14.8092 | 9954.4997 | 10367.6115
14.8679 | 9878.3994 | 10288.353
14.9267 | 9811.4924 | 10218.6693
14.9855 | 9772.6767 | 10178.2428
15.0442 | 9732.7717 | 10136.6817
15.103 | 9686.076 | 10088.0482
15.1618 | 9619.2076 | 10018.4047
15.2205 | 9564.6288 | 9961.5609
15.2793 | 9520.5338 | 9915.6359
15.3381 | 9478.8206 | 9872.1917
15.3968 | 9443.7585 | 9835.6745
15.4556 | 9429.3254 | 9820.6424
15.5144 | 9401.9663 | 9792.1479
15.5731 | 9360.6698 | 9749.1376
15.6319 | 9313.7158 | 9700.235
15.6907 | 9265.0934 | 9649.5948
15.7494 | 9217.6822 | 9600.216
15.8082 | 9186.8892 | 9568.1451
15.867 | 9169.0411 | 9549.5563
15.9257 | 9158.399 | 9538.4726
15.9845 | 9152.3437 | 9532.166
16.0433 | 9146.2082 | 9525.7759
16.102 | 9121.4112 | 9499.9497
16.1608 | 9083.6297 | 9460.6004
16.2196 | 9048.0312 | 9423.5245
16.2783 | 9007.0732 | 9380.8668
16.3371 | 8962.7189 | 9334.6717
16.3959 | 8925.7914 | 9296.2118
16.4546 | 8900.6757 | 9270.0537
16.5134 | 8872.3646 | 9240.5677
16.5722 | 8828.8445 | 9195.2415
16.6309 | 8772.1816 | 9136.2272
16.6897 | 8742.4593 | 9105.2714
16.7485 | 8726.0609 | 9088.1924
16.8072 | 8686.0756 | 9046.5478
16.866 | 8672.5934 | 9032.506
16.9248 | 8679.4631 | 9039.6609
16.9835 | 8641.6025 | 9000.229
17.0423 | 8576.2047 | 8932.1172
17.1011 | 8537.8858 | 8892.2081
17.1598 | 8504.9088 | 8857.8625
17.2186 | 8475.1865 | 8826.9067
17.2774 | 8445.3464 | 8795.8283
17.3361 | 8419.9536 | 8769.3817
17.3949 | 8412.7069 | 8761.8342
17.4537 | 8380.5631 | 8728.3564
17.5124 | 8324.5158 | 8669.9832
17.5712 | 8263.0485 | 8605.965
17.63 | 8203.7851 | 8544.2422
17.6887 | 8130.0667 | 8467.4645
17.7475 | 8073.106 | 8408.1399
17.8063 | 8032.1084 | 8365.4409
17.865 | 8006.8333 | 8339.1169
17.9238 | 7975.2258 | 8306.1977
17.9826 | 7927.8355 | 8256.8407
18.0413 | 7870.854 | 8197.4944
18.1001 | 7809.9429 | 8134.0555
18.1589 | 7745.9146 | 8067.3701
18.2176 | 7676.8028 | 7995.3901
18.2764 | 7609.9947 | 7925.8095
18.3352 | 7561.1734 | 7874.962
18.3939 | 7530.9563 | 7843.491
18.4527 | 7509.7722 | 7821.4277
18.5115 | 7495.5766 | 7806.643
18.5702 | 7481.1028 | 7791.5686
18.629 | 7461.8049 | 7771.4698
18.6878 | 7438.6346 | 7747.338
18.7465 | 7416.9954 | 7724.8007
18.8053 | 7404.9431 | 7712.2483
18.8641 | 7398.7493 | 7705.7974
18.9228 | 7373.7929 | 7679.8053
18.9816 | 7329.8166 | 7634.004
19.0404 | 7277.4219 | 7579.4349
19.0991 | 7218.5751 | 7518.1459
19.1579 | 7162.7652 | 7460.02
19.2167 | 7125.7587 | 7421.4776
19.2754 | 7104.6339 | 7399.4762
19.3342 | 7085.3557 | 7379.398
19.393 | 7056.7468 | 7349.6018
19.4517 | 7011.9758 | 7302.9728
19.5105 | 6974.134 | 7263.5605
19.5693 | 6935.0225 | 7222.8259
19.628 | 6896.3068 | 7182.5036
19.6868 | 6875.9372 | 7161.2886
19.7456 | 6870.1391 | 7155.2499
19.8043 | 6841.351 | 7125.2671
19.8631 | 6797.5341 | 7079.6318
19.9219 | 6751.6508 | 7031.8443
19.9806 | 6698.9197 | 6976.9248
20.0394 | 6642.6735 | 6918.3444
20.0982 | 6582.5164 | 6855.6909
20.1569 | 6535.1646 | 6806.374
20.2157 | 6518.2694 | 6788.7776
20.2745 | 6505.9589 | 6775.9562
20.3332 | 6492.5579 | 6761.9991
20.392 | 6485.9465 | 6755.1132
20.4508 | 6480.0891 | 6749.0128
20.5095 | 6455.1139 | 6723.0011
20.5683 | 6416.2201 | 6682.4933
20.6271 | 6371.6283 | 6636.0509
20.6858 | 6330.8681 | 6593.5992
20.7446 | 6288.9571 | 6549.9489
20.8034 | 6243.6498 | 6502.7613
20.8621 | 6207.3171 | 6464.9207
20.9209 | 6175.1941 | 6431.4647
20.9797 | 6137.9282 | 6392.6522
21.0384 | 6095.361 | 6348.3185
21.0972 | 6051.4441 | 6302.579
21.156 | 6008.9176 | 6258.2877
21.2147 | 5973.3785 | 6221.2737
21.2735 | 5952.0954 | 6199.1074
21.3323 | 5939.1902 | 6185.6666
21.391 | 5927.5566 | 6173.5502
21.4498 | 5898.8477 | 6143.6499
21.5086 | 5873.8121 | 6117.5753
21.5673 | 5875.44 | 6119.2707
21.6261 | 5861.939 | 6105.2095
21.6849 | 5824.495 | 6066.2116
21.7436 | 5786.9906 | 6027.1507
21.8024 | 5743.5101 | 5981.8657
21.8612 | 5676.4052 | 5911.976
21.9199 | 5621.6077 | 5854.9044
21.9787 | 5585.9311 | 5817.7472
22.0375 | 5565.7979 | 5796.7785
22.0962 | 5539.651 | 5769.5465
22.155 | 5494.8603 | 5722.897
22.2138 | 5452.0359 | 5678.2954
22.2725 | 5420.0514 | 5644.9835
22.3313 | 5384.254 | 5607.7005
22.39 | 5352.2102 | 5574.3269
22.4488 | 5334.1433 | 5555.5102
22.5076 | 5311.8468 | 5532.2885
22.5663 | 5278.3741 | 5497.4266
22.6251 | 5244.5232 | 5462.171
22.6839 | 5204.3193 | 5420.2985
22.7427 | 5148.5688 | 5362.2344
22.8014 | 5102.0919 | 5313.8287
22.8602 | 5067.3672 | 5277.663
22.9189 | 5035.9785 | 5244.9716
22.9777 | 5007.8653 | 5215.6917
23.0365 | 4985.6084 | 5192.5112
23.0953 | 4962.2007 | 5168.132
23.154 | 4931.3077 | 5135.957
23.2128 | 4890.2112 | 5093.155
23.2716 | 4851.0195 | 5052.3369
23.3303 | 4817.8832 | 5017.8253
23.3891 | 4778.9894 | 4977.3175
23.4478 | 4749.6254 | 4946.7348
23.5066 | 4747.8579 | 4944.894
23.5654 | 4734.8944 | 4931.3925
23.6242 | 4700.7446 | 4895.8255
23.6829 | 4661.9498 | 4855.4207
23.7417 | 4615.0958 | 4806.6223
23.8005 | 4553.2901 | 4742.2516
23.8592 | 4513.0861 | 4700.3792
23.918 | 4501.9077 | 4688.7369
23.9767 | 4500.0226 | 4686.7735
24.0355 | 4491.6239 | 4678.0263
24.0943 | 4470.7773 | 4656.3145
24.1531 | 4437.8596 | 4622.0308
24.2118 | 4395.5112 | 4577.9249
24.2706 | 4346.9887 | 4527.3888
24.3294 | 4302.4365 | 4480.9876
24.3881 | 4266.1631 | 4443.2089
24.4469 | 4228.8774 | 4404.3759
24.5056 | 4193.9747 | 4368.0246
24.5644 | 4172.0167 | 4345.1554
24.6232 | 4153.3135 | 4325.676
24.682 | 4129.9454 | 4301.3381
24.7407 | 4110.2902 | 4280.8672
24.7995 | 4091.2109 | 4260.9962
24.8583 | 4062.6811 | 4231.2824
24.917 | 4027.0035 | 4194.1241
24.9758 | 3991.6039 | 4157.2555
25.0345 | 3959.4799 | 4123.7983
25.0933 | 3926.7414 | 4089.7012
25.1521 | 3890.2306 | 4051.6752
25.2109 | 3859.3376 | 4019.5001
25.2696 | 3837.5973 | 3996.8576
25.3284 | 3817.0485 | 3975.4561
25.3871 | 3798.3463 | 3955.9777
25.4459 | 3784.5475 | 3941.6062
25.5047 | 3771.5433 | 3928.0624
25.5634 | 3760.4451 | 3916.5036
25.6222 | 3754.9252 | 3910.7546
25.681 | 3738.0893 | 3893.22
25.7398 | 3702.0951 | 3855.732
25.7985 | 3661.5724 | 3813.5276
25.8573 | 3615.7693 | 3765.8237
25.916 | 3557.161 | 3704.7832
25.9748 | 3518.2474 | 3664.2547
26.0336 | 3507.9834 | 3653.5647
26.0923 | 3496.6863 | 3641.7988
26.1511 | 3484.2976 | 3628.896
26.2099 | 3480.0681 | 3624.4909
26.2687 | 3466.7859 | 3610.6575
26.3274 | 3440.8973 | 3583.6945
26.3862 | 3415.543 | 3557.288
26.4449 | 3392.5727 | 3533.3645
26.5037 | 3367.934 | 3507.7032
26.5625 | 3332.3751 | 3470.6686
26.6212 | 3292.7272 | 3429.3754
26.68 | 3263.5225 | 3398.9587
26.7388 | 3230.6643 | 3364.7368
26.7976 | 3186.7473 | 3318.9973
26.8563 | 3158.555 | 3289.635
26.9151 | 3136.4179 | 3266.5792
26.9738 | 3101.9119 | 3230.6413
27.0326 | 3072.9249 | 3200.4513
27.0914 | 3058.4314 | 3185.3563
27.1502 | 3042.1913 | 3168.4422
27.2089 | 3024.9774 | 3150.5139
27.2677 | 3011.6556 | 3136.6393
27.3265 | 3004.5286 | 3129.2165
27.3852 | 2998.1348 | 3122.5574
27.444 | 2982.053 | 3105.8082
27.5027 | 2962.2593 | 3085.1931
27.5615 | 2943.7352 | 3065.9002
27.6203 | 2915.2054 | 3036.1864
27.679 | 2875.1607 | 2994.4799
27.7378 | 2832.2364 | 2949.7742
27.7966 | 2800.5893 | 2916.8138
27.8553 | 2776.8244 | 2892.0626
27.9141 | 2746.3084 | 2860.2802
27.9729 | 2717.1235 | 2829.8842
28.0316 | 2695.6613 | 2807.5313
28.0904 | 2665.9005 | 2776.5353
28.1492 | 2635.7824 | 2745.1673
28.2079 | 2632.586 | 2741.8383
28.2667 | 2639.4151 | 2748.9509
28.3255 | 2645.0142 | 2754.7823
28.3842 | 2654.9606 | 2765.1414
28.443 | 2656.6488 | 2766.8998
28.5018 | 2631.255 | 2740.4521
28.5605 | 2599.6881 | 2707.5752
28.6193 | 2572.7852 | 2679.5557
28.6781 | 2545.4468 | 2651.0829
28.7368 | 2513.9383 | 2618.2668
28.7956 | 2482.9662 | 2586.0093
28.8544 | 2453.0272 | 2554.8279
28.9131 | 2422.1541 | 2522.6735
28.9719 | 2391.4996 | 2490.7468
29.0307 | 2360.5473 | 2458.51
29.0894 | 2331.3426 | 2428.0933
29.1482 | 2305.3936 | 2401.0674
29.207 | 2283.5544 | 2378.3219
29.2657 | 2269.5368 | 2363.7226
29.3245 | 2275.3942 | 2369.8231
29.3833 | 2291.6145 | 2386.7165
29.442 | 2296.3992 | 2391.6998
29.5008 | 2293.9975 | 2389.1984
29.5596 | 2281.9859 | 2376.6883
29.6183 | 2256.6722 | 2350.3241
29.6771 | 2226.1958 | 2318.583
29.7359 | 2200.1479 | 2291.4541
29.7946 | 2173.1668 | 2263.3532
29.8534 | 2145.3119 | 2234.3423
29.9122 | 2121.5865 | 2209.6324
29.9709 | 2102.3084 | 2189.5542
30.0297 | 2089.3636 | 2176.0722
30.0885 | 2083.7447 | 2170.2201
30.1472 | 2074.7117 | 2160.8123
30.206 | 2054.1421 | 2139.389
30.2648 | 2026.1883 | 2110.2751
30.3235 | 1995.0776 | 2077.8733
30.3823 | 1966.5072 | 2048.1172
30.4411 | 1950.4462 | 2031.3897
30.4998 | 1948.2622 | 2029.1151
30.5586 | 1948.9569 | 2029.8386
30.6174 | 1948.2018 | 2029.0522
30.6761 | 1936.8057 | 2017.1831
30.7349 | 1906.0325 | 1985.1328
30.7937 | 1867.5751 | 1945.0795
30.8524 | 1839.8004 | 1916.1521
30.9112 | 1814.8044 | 1890.1188
30.97 | 1789.272 | 1863.5268
31.0287 | 1770.7479 | 1844.2339
31.0875 | 1756.7314 | 1829.6357
31.1463 | 1739.4789 | 1811.6673
31.205 | 1722.2057 | 1793.6772
31.2638 | 1709.3202 | 1780.257
31.3226 | 1703.0462 | 1773.7226
31.3813 | 1701.1799 | 1771.7788
31.4401 | 1699.8894 | 1770.4348
31.4989 | 1698.222 | 1768.6982
31.5576 | 1694.5695 | 1764.8941
31.6164 | 1686.1906 | 1756.1675
31.6752 | 1669.8109 | 1739.1081
31.7339 | 1650.0568 | 1718.5341
31.7927 | 1632.8627 | 1700.6265
31.8515 | 1615.0738 | 1682.0994
31.9102 | 1597.5235 | 1663.8207
31.969 | 1582.8311 | 1648.5186
32.0278 | 1569.4697 | 1634.6027
32.0865 | 1557.1602 | 1621.7823
32.1453 | 1550.6477 | 1614.9996
32.2041 | 1548.8011 | 1613.0764
32.2628 | 1547.1535 | 1611.3603
32.3216 | 1539.6692 | 1603.5655
32.3804 | 1527.9149 | 1591.3233
32.4391 | 1512.6079 | 1575.3812
32.4979 | 1489.4387 | 1551.2504
32.5567 | 1466.984 | 1527.8638
32.6154 | 1457.5334 | 1518.0211
32.6742 | 1450.2075 | 1510.3911
32.733 | 1440.3997 | 1500.1763
32.7917 | 1435.4953 | 1495.0683
32.8505 | 1422.789 | 1481.8347
32.9093 | 1393.7822 | 1451.6241
32.968 | 1364.3785 | 1421.0002
33.0268 | 1338.4296 | 1393.9744
33.0856 | 1314.625 | 1369.182
33.1443 | 1299.7545 | 1353.6943
33.2031 | 1294.6918 | 1348.4215
33.2619 | 1291.9318 | 1345.547
33.3206 | 1291.0382 | 1344.6163
33.3794 | 1288.5167 | 1341.9902
33.4382 | 1281.1314 | 1334.2984
33.4969 | 1272.6536 | 1325.4688
33.5557 | 1262.926 | 1315.3375
33.6145 | 1248.0347 | 1299.8281
33.6732 | 1232.886 | 1284.0508
33.732 | 1223.0189 | 1273.7742
33.7908 | 1216.2491 | 1266.7235
33.8495 | 1207.7119 | 1257.832
33.9083 | 1197.5667 | 1247.2657
33.9671 | 1185.1583 | 1234.3423
34.0258 | 1167.031 | 1215.4627
34.0846 | 1140.5664 | 1187.8999
34.1434 | 1121.7642 | 1168.3175
34.2021 | 1113.4854 | 1159.695
34.2609 | 1112.096 | 1158.248
34.3197 | 1117.6347 | 1164.0165
34.3784 | 1129.388 | 1176.2576
34.4372 | 1132.5052 | 1179.5042
34.496 | 1120.8904 | 1167.4074
34.5547 | 1097.5223 | 1143.0695
34.6135 | 1070.6203 | 1115.0511
34.6723 | 1047.9281 | 1091.4172
34.731 | 1033.0175 | 1075.8877
34.7898 | 1022.0185 | 1064.4323
34.8486 | 1014.5733 | 1056.6781
34.9073 | 1005.3611 | 1047.0836
34.9661 | 995.7518 | 1037.0755
35.0249 | 982.1519 | 1022.9112
35.0836 | 972.3242 | 1012.6756
35.1424 | 972.3043 | 1012.6549
35.2012 | 977.7443 | 1018.3207
35.2599 | 975.7986 | 1016.2943
35.3187 | 968.1945 | 1008.3746
35.3775 | 961.8215 | 1001.7371
35.4362 | 955.1705 | 994.8101
35.495 | 951.1798 | 990.6537
35.5538 | 950.1275 | 989.5578
35.6125 | 946.6928 | 985.9805
35.6713 | 945.5612 | 984.802
35.7301 | 943.4566 | 982.6101
35.7888 | 938.5527 | 977.5027
35.8476 | 928.5464 | 967.0811
35.9064 | 921.4784 | 959.7197
35.9651 | 917.2296 | 955.2946
36.0239 | 899.1627 | 936.4779
36.0827 | 870.3944 | 906.5157
36.1414 | 858.3628 | 893.9849
36.2002 | 852.2677 | 887.6368
36.259 | 837.1391 | 871.8803
36.3177 | 828.4828 | 862.8649
36.3765 | 829.9719 | 864.4157
36.4353 | 823.8966 | 858.0883
36.494 | 819.5286 | 853.5391
36.5528 | 810.6341 | 844.2754
36.6116 | 795.2473 | 828.2501
36.6703 | 786.2139 | 818.8417
36.7291 | 779.0665 | 811.3977
36.7879 | 772.7926 | 804.8635
36.8466 | 779.265 | 811.6045
36.9054 | 792.1502 | 825.0244
36.9642 | 787.4845 | 820.1651
37.0229 | 766.3799 | 798.1846
37.0817 | 743.7265 | 774.5912
37.1405 | 728.2207 | 758.4418
37.1992 | 721.4505 | 751.3907
37.258 | 724.1705 | 754.2235
37.3168 | 734.9511 | 765.4516
37.3755 | 741.6816 | 772.4614
37.4343 | 731.9731 | 762.35
37.4931 | 711.5632 | 741.0931
37.5518 | 691.0939 | 719.7743
37.6106 | 675.6277 | 703.6663
37.6694 | 665.3832 | 692.9966
37.7281 | 664.311 | 691.8799
37.7869 | 667.7655 | 695.4778
37.8457 | 668.8773 | 696.6357
37.9044 | 666.8126 | 694.4853
37.9632 | 665.3037 | 692.9138
38.022 | 661.5712 | 689.0264
38.0807 | 651.0684 | 678.0878
38.1395 | 640.8238 | 667.418
38.1983 | 633.8154 | 660.1188
38.257 | 628.4946 | 654.5772
38.3158 | 621.2877 | 647.0711
38.3746 | 622.5781 | 648.4151
38.4333 | 632.0087 | 658.237
38.4921 | 633.1603 | 659.4365
38.5509 | 620.4538 | 646.2027
38.6096 | 600.7389 | 625.6695
38.6684 | 583.1285 | 607.3283
38.7272 | 565.6174 | 589.0905
38.7859 | 562.5599 | 585.9061
38.8447 | 569.3896 | 593.0193
38.9035 | 583.8035 | 608.0313
38.9622 | 594.5048 | 619.1767
39.021 | 596.5299 | 621.2858
39.0797 | 590.395 | 614.8964
39.1385 | 584.28 | 608.5277
39.1973 | 571.8911 | 595.6246
39.2561 | 561.6267 | 584.9342
39.3148 | 558.1325 | 581.295
39.3736 | 551.4218 | 574.3058
39.4323 | 543.242 | 565.7866
39.4911 | 542.8847 | 565.4144
39.5499 | 541.4949 | 563.9669
39.6086 | 538.5763 | 560.9272
39.6674 | 541.4551 | 563.9255
39.7262 | 546.4981 | 569.1777
39.785 | 547.4311 | 570.1495
39.8437 | 545.8429 | 568.4953
39.9025 | 540.2242 | 562.6435
39.9612 | 526.1677 | 548.0036
40.02 | 510.7809 | 531.9783
40.0788 | 504.2093 | 525.134
40.1375 | 496.8832 | 517.5038
40.1963 | 492.2175 | 512.6445
40.2551 | 498.0943 | 518.7652
40.3139 | 505.6388 | 526.6228
40.3726 | 503.8917 | 524.8032
40.4314 | 502.2437 | 523.0868
40.4901 | 501.8268 | 522.6526
40.5489 | 495.1559 | 515.7048
40.6077 | 484.3554 | 504.4562
40.6664 | 477.4264 | 497.2396
40.7252 | 475.1432 | 494.8617
40.784 | 471.7482 | 491.3257
40.8428 | 469.7677 | 489.2631
40.9015 | 470.2723 | 489.7887
| 0 | 0
Degrees | #VALUE! | #VALUE!
-40.9603 | 0 | 0
-40.9015 | 0 | 0
-40.8428 | 0 | 0
-40.784 | 0 | 0
-40.7252 | 0 | 0
-40.6664 | 0 | 0
-40.6077 | 0 | 0
-40.5489 | 0 | 0
-40.4901 | 0 | 0
-40.4314 | 0 | 0
-40.3726 | 0 | 0
-40.3139 | 0 | 0
-40.2551 | 0 | 0
-40.1963 | 0 | 0
-40.1375 | 0 | 0
-40.0788 | 0 | 0
-40.02 | 0 | 0
-39.9612 | 0 | 0
-39.9025 | 0 | 0
-39.8437 | 0 | 0
-39.785 | 0 | 0
-39.7262 | 0 | 0
-39.6674 | 0 | 0
-39.6086 | 0 | 0
-39.5499 | 0 | 0
-39.4911 | 0 | 0
-39.4323 | 0 | 0
-39.3736 | 0 | 0
-39.3148 | 0 | 0
-39.2561 | 0 | 0
-39.1973 | 0 | 0
-39.1385 | 0 | 0
-39.0797 | 0 | 0
-39.021 | 0 | 0
-38.9622 | 0 | 0
-38.9035 | 0 | 0
-38.8447 | 0 | 0
-38.7859 | 0 | 0
-38.7272 | 0 | 0
-38.6684 | 0 | 0
-38.6096 | 0 | 0
-38.5509 | 0 | 0
-38.4921 | 0 | 0
-38.4333 | 0 | 0
-38.3746 | 0 | 0
-38.3158 | 0 | 0
-38.257 | 0 | 0
-38.1983 | 0 | 0
-38.1395 | 0 | 0
-38.0807 | 0 | 0
-38.022 | 0 | 0
-37.9632 | 0 | 0
-37.9044 | 0 | 0
-37.8457 | 0 | 0
-37.7869 | 0 | 0
-37.7281 | 0 | 0
-37.6694 | 0 | 0
-37.6106 | 0 | 0
-37.5518 | 0 | 0
-37.4931 | 0 | 0
-37.4343 | 0 | 0
-37.3755 | 0 | 0
-37.3168 | 0 | 0
-37.258 | 0 | 0
-37.1992 | 0 | 0
-37.1405 | 0 | 0
-37.0817 | 0 | 0
-37.0229 | 0 | 0
-36.9642 | 0 | 0
-36.9054 | 0 | 0
-36.8466 | 0 | 0
-36.7879 | 0 | 0
-36.7291 | 0 | 0
-36.6703 | 0 | 0
-36.6116 | 0 | 0
-36.5528 | 0 | 0
-36.494 | 0 | 0
-36.4353 | 0 | 0
-36.3765 | 0 | 0
-36.3177 | 0 | 0
-36.259 | 0 | 0
-36.2002 | 0 | 0
-36.1414 | 0 | 0
-36.0827 | 0 | 0
-36.0239 | 0 | 0
-35.9651 | 0 | 0
-35.9064 | 0 | 0
-35.8476 | 0 | 0
-35.7888 | 0 | 0
-35.7301 | 0 | 0
-35.6713 | 0 | 0
-35.6125 | 0 | 0
-35.5538 | 0 | 0
-35.495 | 0 | 0
-35.4362 | 0 | 0
-35.3775 | 0 | 0
-35.3187 | 0 | 0
-35.2599 | 0 | 0
-35.2012 | 0 | 0
-35.1424 | 0 | 0
-35.0836 | 0 | 0
-35.0249 | 0 | 0
-34.9661 | 0 | 0
-34.9073 | 0 | 0
-34.8486 | 0 | 0
-34.7898 | 0 | 0
-34.731 | 0 | 0
-34.6723 | 0 | 0
-34.6135 | 0 | 0
-34.5547 | 0 | 0
-34.496 | 0 | 0
-34.4372 | 0 | 0
-34.3784 | 0 | 0
-34.3197 | 0 | 0
-34.2609 | 0 | 0
-34.2021 | 0 | 0
-34.1434 | 0 | 0
-34.0846 | 0 | 0
-34.0258 | 0 | 0
-33.9671 | 0 | 0
-33.9083 | 0 | 0
-33.8495 | 0 | 0
-33.7908 | 0 | 0
-33.732 | 0 | 0
-33.6732 | 0 | 0
-33.6145 | 0 | 0
-33.5557 | 0 | 0
-33.4969 | 0 | 0
-33.4382 | 0 | 0
-33.3794 | 0 | 0
-33.3206 | 0 | 0
-33.2619 | 0 | 0
-33.2031 | 0 | 0
-33.1443 | 0 | 0
-33.0856 | 0 | 0
-33.0268 | 53.0893 | 55.2925
-32.968 | 102.1482 | 106.3874
-32.9093 | 155.3765 | 161.8246
-32.8505 | 208.7239 | 217.3859
-32.7917 | 259.1528 | 269.9076
-32.733 | 255.6188 | 266.227
-32.6742 | 259.4506 | 270.2178
-32.6154 | 258.5373 | 269.2666
-32.5567 | 257.1475 | 267.8191
-32.4979 | 260.9992 | 271.8306
-32.4391 | 267.0149 | 278.096
-32.3804 | 265.9428 | 276.9794
-32.3216 | 267.3921 | 278.4889
-32.2628 | 269.2386 | 280.412
-32.2041 | 269.04 | 280.2051
-32.1453 | 262.2301 | 273.1127
-32.0865 | 259.4506 | 270.2178
-32.0278 | 259.6293 | 270.4039
-31.969 | 256.4328 | 267.0748
-31.9102 | 250.4568 | 260.8508
-31.8515 | 257.9219 | 268.6256
-31.7927 | 262.9647 | 273.8777
-31.7339 | 258.8351 | 269.5768
-31.6752 | 258.3983 | 269.1219
-31.6164 | 260.5227 | 271.3344
-31.5576 | 261.5352 | 272.3889
-31.4989 | 265.7839 | 276.814
-31.4401 | 264.8112 | 275.8008
-31.3813 | 271.6011 | 282.8726
-31.3226 | 274.4402 | 285.8295
-31.2638 | 271.8394 | 283.1208
-31.205 | 268.1069 | 279.2333
-31.1463 | 278.7088 | 290.2753
-31.0875 | 282.9575 | 294.7003
-31.0287 | 288.6556 | 300.6348
-30.97 | 292.0903 | 304.2121
-30.9112 | 293.7978 | 305.9904
-30.8524 | 293.0235 | 305.184
-30.7937 | 289.0925 | 301.0898
-30.7349 | 287.6034 | 299.5389
-30.6761 | 285.7967 | 297.6572
-30.6174 | 286.6504 | 298.5464
-30.5586 | 284.9826 | 296.8094
-30.4998 | 281.0715 | 292.7359
-30.4411 | 284.3076 | 296.1064
-30.3823 | 290.7601 | 302.8267
-30.3235 | 296.9149 | 309.2368
-30.2648 | 297.3119 | 309.6503
-30.206 | 299.5554 | 311.9869
-30.1472 | 298.8208 | 311.2219
-30.0885 | 290.9785 | 303.0541
-30.0297 | 284.7444 | 296.5613
-29.9709 | 286.5511 | 298.443
-29.9122 | 291.3161 | 303.4057
-29.8534 | 284.5061 | 296.3131
-29.7946 | 288.3975 | 300.366
-29.7359 | 300.4489 | 312.9175
-29.6771 | 307.0999 | 319.8446
-29.6183 | 310.7332 | 323.6286
-29.5596 | 319.7072 | 332.975
-29.5008 | 323.5587 | 336.9864
-29.442 | 316.3121 | 329.439
-29.3833 | 312.7185 | 325.6963
-29.3245 | 315.5576 | 328.6533
-29.2657 | 321.4741 | 334.8153
-29.207 | 329.6936 | 343.3759
-29.1482 | 336.9404 | 350.9234
-29.0894 | 337.4168 | 351.4196
-29.0307 | 336.4837 | 350.4477
-28.9719 | 339.2036 | 353.2806
-28.9131 | 334.2203 | 348.0904
-28.8544 | 337.0395 | 351.0266
-28.7956 | 343.7899 | 358.0572
-28.7368 | 353.1014 | 367.7551
-28.6781 | 354.3323 | 369.037
-28.6193 | 357.0324 | 371.8493
-28.5605 | 357.1118 | 371.932
-28.5018 | 358.7002 | 373.5863
-28.443 | 354.0345 | 368.7269
-28.3842 | 353.3197 | 367.9825
-28.3255 | 360.5665 | 375.53
-28.2667 | 363.9416 | 379.0451
-28.2079 | 366.0064 | 381.1957
-28.1492 | 376.8069 | 392.4444
-28.0904 | 383.2594 | 399.1647
-28.0316 | 386.2176 | 402.2456
-27.9729 | 387.3494 | 403.4244
-27.9141 | 386.1978 | 402.225
-27.8553 | 385.3837 | 401.3772
-27.7966 | 387.2103 | 403.2796
-27.7378 | 381.9094 | 397.7586
-27.679 | 380.4005 | 396.1871
-27.6203 | 389.6325 | 405.8023
-27.5615 | 386.039 | 402.0596
-27.5027 | 385.9993 | 402.0182
-27.444 | 392.8886 | 409.1935
-27.3852 | 399.9168 | 416.5134
-27.3265 | 394.1592 | 410.5168
-27.2677 | 397.435 | 413.9286
-27.2089 | 393.1467 | 409.4623
-27.1502 | 389.4737 | 405.6369
-27.0914 | 392.8488 | 409.152
-27.0326 | 407.5407 | 424.4537
-26.9738 | 404.642 | 421.4347
-26.9151 | 415.5022 | 432.7455
-26.8563 | 425.6673 | 443.3325
-26.7976 | 426.2034 | 443.8908
-26.7388 | 424.7143 | 442.34
-26.68 | 429.0028 | 446.8064
-26.6212 | 428.4865 | 446.2687
-26.5625 | 430.1146 | 447.9644
-26.5037 | 437.0237 | 455.1602
-26.4449 | 440.9549 | 459.2545
-26.3862 | 449.4919 | 468.1458
-26.3274 | 456.7188 | 475.6726
-26.2687 | 461.861 | 481.0282
-26.2099 | 462.1389 | 481.3176
-26.1511 | 461.6426 | 480.8008
-26.0923 | 464.7 | 483.9851
-26.0336 | 465.514 | 484.8329
-25.9748 | 466.0898 | 485.4325
-25.916 | 469.8223 | 489.3199
-25.8573 | 473.4755 | 493.1247
-25.7985 | 473.0983 | 492.7318
-25.7398 | 473.8924 | 493.5589
-25.681 | 479.4515 | 499.3487
-25.6222 | 481.556 | 501.5405
-25.5634 | 485.1297 | 505.2625
-25.5047 | 497.32 | 517.9588
-25.4459 | 510.0066 | 531.1719
-25.3871 | 514.5333 | 535.8864
-25.3284 | 517.0151 | 538.4712
-25.2696 | 518.5835 | 540.1047
-25.2109 | 518.6232 | 540.146
-25.1521 | 519.2586 | 540.8078
-25.0933 | 521.8395 | 543.4959
-25.0345 | 522.9911 | 544.6952
-24.9758 | 526.6045 | 548.4586
-24.917 | 528.2324 | 550.1541
-24.8583 | 520.3306 | 541.9243
-24.7995 | 515.6252 | 537.0236
-24.7407 | 522.8521 | 544.5504
-24.682 | 525.989 | 547.8175
-24.6232 | 525.2941 | 547.0938
-24.5644 | 538.4374 | 560.7825
-24.5056 | 554.658 | 577.6763
-24.4469 | 563.6916 | 587.0848
-24.3881 | 571.6728 | 595.3972
-24.3294 | 579.257 | 603.2962
-24.2706 | 583.6646 | 607.8867
-24.2118 | 583.1087 | 607.3077
-24.1531 | 583.1682 | 607.3697
-24.0943 | 590.8516 | 615.3719
-24.0355 | 602.089 | 627.0757
-23.9767 | 606.2185 | 631.3766
-23.918 | 603.6177 | 628.6678
-23.8592 | 604.1934 | 629.2674
-23.8005 | 599.6866 | 624.5736
-23.7417 | 590.8119 | 615.3306
-23.6829 | 590.1567 | 614.6482
-23.6242 | 597.5623 | 622.3611
-23.5654 | 612.1151 | 637.5178
-23.5066 | 630.8176 | 656.9965
-23.4478 | 644.3578 | 671.0987
-23.3891 | 656.8062 | 684.0637
-23.3303 | 668.0038 | 695.726
-23.2716 | 672.8878 | 700.8127
-23.2128 | 676.6799 | 704.7622
-23.154 | 681.306 | 709.5802
-23.0953 | 681.5838 | 709.8696
-23.0365 | 681.6236 | 709.911
-22.9777 | 670.7635 | 698.6002
-22.9189 | 672.2327 | 700.1304
-22.8602 | 691.1336 | 719.8156
-22.8014 | 694.6677 | 723.4964
-22.7427 | 702.1922 | 731.3332
-22.6839 | 725.3617 | 755.4642
-22.6251 | 728.1016 | 758.3178
-22.5663 | 719.8423 | 749.7158
-22.5076 | 729.6303 | 759.91
-22.4488 | 735.785 | 766.32
-22.39 | 730.5038 | 760.8197
-22.3313 | 734.6335 | 765.1208
-22.2725 | 741.4036 | 772.1719
-22.2138 | 741.0662 | 771.8204
-22.155 | 737.7108 | 768.3258
-22.0962 | 742.8133 | 773.6401
-22.0375 | 750.2188 | 781.3529
-21.9787 | 756.2544 | 787.639
-21.9199 | 773.8448 | 805.9594
-21.8612 | 796.3591 | 829.408
-21.8024 | 810.9518 | 844.6063
-21.7436 | 824.9686 | 859.2048
-21.6849 | 828.3637 | 862.7408
-21.6261 | 828.0658 | 862.4306
-21.5673 | 829.1578 | 863.5679
-21.5086 | 829.7337 | 864.1676
-21.4498 | 828.9593 | 863.3611
-21.391 | 838.6281 | 873.4312
-21.3323 | 836.5037 | 871.2186
-21.2735 | 842.4798 | 877.4427
-21.2147 | 855.4841 | 890.9867
-21.156 | 860.6262 | 896.3422
-21.0972 | 868.8259 | 904.8821
-21.0384 | 891.0821 | 928.062
-20.9797 | 904.5232 | 942.0609
-20.9209 | 914.4302 | 952.3791
-20.8621 | 926.7595 | 965.22
-20.8034 | 937.6196 | 976.5309
-20.7446 | 938.5725 | 977.5233
-20.6858 | 937.421 | 976.324
-20.6271 | 941.9278 | 981.0178
-20.5683 | 950.3459 | 989.7853
-20.5095 | 961.4244 | 1001.3235
-20.4508 | 975.5406 | 1016.0255
-20.392 | 986.0432 | 1026.964
-20.3332 | 988.1875 | 1029.1973
-20.2745 | 995.0966 | 1036.3931
-20.2157 | 997.1416 | 1038.523
-20.1569 | 1007.0287 | 1048.8204
-20.0982 | 1023.0906 | 1065.5488
-20.0394 | 1035.8963 | 1078.886
-19.9806 | 1044.7109 | 1088.0664
-19.9219 | 1061.627 | 1105.6845
-19.8631 | 1070.7203 | 1115.1552
-19.8043 | 1081.9373 | 1126.8377
-19.7456 | 1102.2476 | 1147.9908
-19.6868 | 1115.9277 | 1162.2387
-19.628 | 1128.8527 | 1175.7001
-19.5693 | 1136.1192 | 1183.2682
-19.5105 | 1144.5762 | 1192.0761
-19.4517 | 1144.3377 | 1191.8277
-19.393 | 1149.2817 | 1196.9769
-19.3342 | 1147.1175 | 1194.7228
-19.2754 | 1152.9551 | 1200.8027
-19.2167 | 1155.7942 | 1203.7597
-19.1579 | 1165.4229 | 1213.7879
-19.0991 | 1181.564 | 1230.599
-19.0404 | 1203.2054 | 1253.1384
-18.9816 | 1226.7714 | 1277.6824
-18.9228 | 1236.1626 | 1287.4633
-18.8641 | 1253.1974 | 1305.2051
-18.8053 | 1260.0859 | 1312.3794
-18.7465 | 1263.3624 | 1315.792
-18.6878 | 1263.5613 | 1315.9991
-18.629 | 1276.4259 | 1329.3976
-18.5702 | 1285.0433 | 1338.3726
-18.5115 | 1300.2503 | 1354.2106
-18.4527 | 1315.2604 | 1369.8437
-18.3939 | 1331.3026 | 1386.5516
-18.3352 | 1339.6606 | 1395.2565
-18.2764 | 1337.5766 | 1393.086
-18.2176 | 1340.673 | 1396.3109
-18.1589 | 1352.1888 | 1408.3047
-18.1001 | 1365.3721 | 1422.0351
-18.0413 | 1387.8862 | 1445.4835
-17.9826 | 1415.2048 | 1473.9358
-17.9238 | 1434.9391 | 1494.4891
-17.865 | 1448.0631 | 1508.1577
-17.8063 | 1459.7174 | 1520.2957
-17.7475 | 1468.314 | 1529.249
-17.6887 | 1474.5088 | 1535.7009
-17.63 | 1485.7654 | 1547.4246
-17.5712 | 1496.8438 | 1558.9628
-17.5124 | 1514.7326 | 1577.594
-17.4537 | 1531.9059 | 1595.48
-17.3949 | 1545.8433 | 1609.9957
-17.3361 | 1555.1157 | 1619.653
-17.2774 | 1564.1289 | 1629.0402
-17.2186 | 1565.8557 | 1630.8387
-17.1598 | 1575.7833 | 1641.1783
-17.1011 | 1601.2948 | 1667.7485
-17.0423 | 1625.1795 | 1692.6245
-16.9835 | 1641.6383 | 1709.7663
-16.9248 | 1657.4618 | 1726.2465
-16.866 | 1669.1162 | 1738.3846
-16.8072 | 1673.2656 | 1742.7061
-16.7485 | 1675.5881 | 1745.125
-16.6897 | 1684.0066 | 1753.8928
-16.6309 | 1701.0809 | 1771.6758
-16.5722 | 1721.8088 | 1793.2639
-16.5134 | 1743.3304 | 1815.6786
-16.4546 | 1766.6975 | 1840.0154
-16.3959 | 1785.0831 | 1859.164
-16.3371 | 1799.2777 | 1873.9477
-16.2783 | 1816.1937 | 1891.5658
-16.2196 | 1829.1781 | 1905.089
-16.1608 | 1837.834 | 1914.1041
-16.102 | 1857.2122 | 1934.2865
-16.0433 | 1886.1982 | 1964.4754
-15.9845 | 1904.9202 | 1983.9744
-15.9257 | 1919.2949 | 1998.9457
-15.867 | 1942.5444 | 2023.1599
-15.8082 | 1969.2276 | 2050.9505
-15.7494 | 1985.726 | 2068.1336
-15.6907 | 2003.5544 | 2086.7019
-15.6319 | 2024.2229 | 2108.2282
-15.5731 | 2042.0909 | 2126.8377
-15.5144 | 2062.6595 | 2148.2599
-15.4556 | 2076.9947 | 2163.19
-15.3968 | 2082.7125 | 2169.1451
-15.3381 | 2113.3868 | 2201.0924
-15.2793 | 2137.0924 | 2225.7817
-15.2205 | 2144.9942 | 2234.0115
-15.1618 | 2156.231 | 2245.7146
-15.103 | 2179.9168 | 2270.3833
-15.0442 | 2193.4969 | 2284.527
-14.9855 | 2223.0797 | 2315.3375
-14.9267 | 2256.4733 | 2350.1169
-14.8679 | 2298.8613 | 2394.264
-14.8092 | 2329.7741 | 2426.4597
-14.7504 | 2351.7518 | 2449.3495
-14.6916 | 2369.7395 | 2468.0837
-14.6329 | 2390.8643 | 2490.0851
-14.5741 | 2404.2059 | 2503.9804
-14.5153 | 2422.0947 | 2522.6116
-14.4566 | 2424.2787 | 2524.8863
-14.3978 | 2442.6633 | 2544.0338
-14.339 | 2468.7508 | 2571.2039
-14.2803 | 2494.2436 | 2597.7547
-14.2215 | 2519.8947 | 2624.4703
-14.1627 | 2555.2546 | 2661.2977
-14.104 | 2567.1475 | 2673.6841
-14.0452 | 2575.3868 | 2682.2654
-13.9864 | 2598.3175 | 2706.1477
-13.9277 | 2624.5446 | 2733.4632
-13.8689 | 2656.9863 | 2767.2512
-13.8101 | 2693.7158 | 2805.505
-13.7514 | 2733.8406 | 2847.295
-13.6926 | 2764.7919 | 2879.5308
-13.6338 | 2789.4515 | 2905.2138
-13.5751 | 2811.3303 | 2928.0005
-13.5163 | 2843.3544 | 2961.3536
-13.4575 | 2870.5146 | 2989.641
-13.3988 | 2899.0048 | 3019.3135
-13.34 | 2943.9539 | 3066.128
-13.2812 | 2988.5853 | 3112.6116
-13.2225 | 3016.5798 | 3141.7678
-13.1637 | 3047.0353 | 3173.4873
-13.1049 | 3080.6883 | 3208.5368
-13.0462 | 3096.6701 | 3225.1819
-12.9874 | 3129.7867 | 3259.6728
-12.9286 | 3170.3083 | 3301.8761
-12.8699 | 3201.7366 | 3334.6087
-12.8111 | 3228.3803 | 3362.358
-12.7523 | 3271.5431 | 3407.3122
-12.6936 | 3303.4682 | 3440.5622
-12.6348 | 3342.461 | 3481.1731
-12.576 | 3386.656 | 3527.2022
-12.5173 | 3430.4937 | 3572.8592
-12.4585 | 3462.5969 | 3606.2947
-12.3997 | 3488.725 | 3633.5071
-12.341 | 3510.8017 | 3656.5
-12.2822 | 3537.7641 | 3684.5813
-12.2234 | 3557.7171 | 3705.3624
-12.1647 | 3589.1652 | 3738.1156
-12.1059 | 3618.1523 | 3768.3056
-12.0471 | 3644.1408 | 3795.3726
-11.9884 | 3680.3142 | 3833.0472
-11.9296 | 3733.7015 | 3888.6501
-11.8708 | 3772.0401 | 3928.5798
-11.8121 | 3821.9728 | 3980.5846
-11.7533 | 3874.9424 | 4035.7525
-11.6945 | 3902.5588 | 4064.515
-11.6358 | 3916.2389 | 4078.7628
-11.577 | 3947.6672 | 4111.4954
-11.5182 | 3977.0313 | 4142.0781
-11.4595 | 3993.9067 | 4159.6538
-11.4007 | 4038.5787 | 4206.1797
-11.3419 | 4090.1778 | 4259.9201
-11.2832 | 4144.0025 | 4315.9786
-11.2244 | 4195.9202 | 4370.0509
-11.1656 | 4255.819 | 4432.4354
-11.1069 | 4297.4727 | 4475.8178
-11.0481 | 4335.9697 | 4515.9124
-10.9893 | 4376.4517 | 4558.0745
-10.9306 | 4412.4064 | 4595.5213
-10.8718 | 4467.9381 | 4653.3576
-10.8131 | 4515.3691 | 4702.7569
-10.7543 | 4564.5477 | 4753.9764
-10.6955 | 4621.5677 | 4813.3628
-10.6367 | 4685.1201 | 4879.5525
-10.578 | 4745.2177 | 4942.1443
-10.5192 | 4807.4994 | 5007.0107
-10.4604 | 4874.2679 | 5076.55
-10.4017 | 4921.2021 | 5125.432
-10.3429 | 4977.0119 | 5183.5579
-10.2842 | 5040.9412 | 5250.1403
-10.2254 | 5101.4555 | 5313.1659
-10.1666 | 5165.7421 | 5380.1204
-10.1078 | 5222.1279 | 5438.8462
-10.0491 | 5266.6603 | 5485.2267
-9.9903 | 5298.5656 | 5518.4561
-9.9315 | 5347.8421 | 5569.7776
-9.8728 | 5381.7127 | 5605.0538
-9.814 | 5427.8533 | 5653.1092
-9.7552 | 5457.8724 | 5684.3741
-9.6965 | 5487.2959 | 5715.0186
-9.6377 | 5521.9216 | 5751.0813
-9.5789 | 5576.8971 | 5808.3384
-9.5202 | 5640.5484 | 5874.6312
-9.4614 | 5716.7675 | 5954.0133
-9.4026 | 5799.8562 | 6040.5503
-9.3439 | 5866.6841 | 6110.1515
-9.2851 | 5924.0822 | 6169.9316
-9.2263 | 5982.0552 | 6230.3105
-9.1676 | 6059.247 | 6310.7058
-9.1088 | 6128.7953 | 6383.1403
-9.05 | 6187.1859 | 6443.9541
-8.9913 | 6262.3718 | 6522.2602
-8.9325 | 6324.3754 | 6586.837
-8.8737 | 6373.5738 | 6638.0771
-8.815 | 6414.612 | 6680.8184
-8.7562 | 6467.6421 | 6736.0492
-8.6974 | 6520.5524 | 6791.1553
-8.6387 | 6586.8241 | 6860.1773
-8.5799 | 6650.1983 | 6926.1815
-8.5212 | 6724.9874 | 7004.0743
-8.4624 | 6808.9104 | 7091.4802
-8.4036 | 6866.347 | 7151.3004
-8.3449 | 6918.7814 | 7205.9108
-8.2861 | 6981.162 | 7270.8802
-8.2273 | 7041.1607 | 7333.3689
-8.1685 | 7099.7295 | 7394.3683
-8.1098 | 7172.3356 | 7469.9875
-8.051 | 7264.3979 | 7565.8704
-7.9923 | 7389.2394 | 7695.8928
-7.9335 | 7471.5731 | 7781.6434
-7.8747 | 7554.0266 | 7867.5187
-7.816 | 7614.0638 | 7930.0475
-7.7572 | 7647.0013 | 7964.3518
-7.6984 | 7659.9065 | 7977.7926
-7.6397 | 7729.7526 | 8050.5374
-7.5809 | 7788.9369 | 8112.1778
-7.5221 | 7902.2438 | 8230.1869
-7.4634 | 8019.9374 | 8352.7648
-7.4046 | 8118.2936 | 8455.2028
-7.3458 | 8192.7858 | 8532.7864
-7.2871 | 8261.3009 | 8604.1449
-7.2283 | 8302.7557 | 8647.3201
-7.1695 | 8346.1561 | 8692.5215
-7.1108 | 8409.2522 | 8758.2362
-7.052 | 8494.6636 | 8847.1921
-6.9932 | 8611.524 | 8968.9023
-6.9345 | 8728.6022 | 9090.8391
-6.8757 | 8825.8668 | 9192.1403
-6.8169 | 8894.183 | 9263.2915
-6.7582 | 8952.2955 | 9323.8158
-6.6994 | 9006.5171 | 9380.2875
-6.6406 | 9053.7887 | 9429.5209
-6.5819 | 9111.4253 | 9489.5494
-6.5231 | 9180.0997 | 9561.0738
-6.4643 | 9254.1931 | 9638.2421
-6.4056 | 9323.0268 | 9709.9324
-6.3468 | 9401.1727 | 9791.3213
-6.288 | 9498.7341 | 9892.9316
-6.2293 | 9598.7785 | 9997.1278
-6.1705 | 9685.0626 | 10086.9927
-6.1117 | 9788.3628 | 10194.5798
-6.053 | 9881.6364 | 10291.7243
-5.9942 | 9972.1896 | 10386.0355
-5.9354 | 10063.0813 | 10480.6992
-5.8767 | 10134.1189 | 10554.6848
-5.8179 | 10194.2749 | 10617.3373
-5.7591 | 10250.8586 | 10676.2692
-5.7004 | 10307.2245 | 10734.9744
-5.6416 | 10364.1852 | 10794.2989
-5.5828 | 10450.1715 | 10883.8536
-5.5241 | 10551.7073 | 10989.6031
-5.4653 | 10652.16 | 11094.2246
-5.4065 | 10730.9807 | 11176.3164
-5.3478 | 10840.7131 | 11290.6027
-5.289 | 10955.7885 | 11410.4537
-5.2302 | 11029.4329 | 11487.1544
-5.1715 | 11106.2019 | 11567.1093
-5.1127 | 11198.6663 | 11663.4109
-5.0539 | 11299.973 | 11768.9218
-4.9952 | 11369.5243 | 11841.3596
-4.9364 | 11427.5151 | 11901.7569
-4.8776 | 11490.078 | 11966.9162
-4.8189 | 11574.1166 | 12054.4424
-4.7601 | 11595.9048 | 12077.1348
-4.7013 | 11651.073 | 12134.5926
-4.6426 | 11762.0553 | 12250.1806
-4.5838 | 11883.9004 | 12377.0822
-4.525 | 11980.9682 | 12478.1783
-4.4663 | 12118.2795 | 12621.1881
-4.4075 | 12193.2988 | 12699.3207
-4.3487 | 12257.3302 | 12766.0094
-4.29 | 12303.9061 | 12814.5182
-4.2312 | 12342.5249 | 12854.7397
-4.1724 | 12372.4993 | 12885.958
-4.1137 | 12452.3198 | 12969.0911
-4.0549 | 12499.1769 | 13017.8927
-3.9961 | 12603.504 | 13126.5494
-3.9374 | 12729.3172 | 13257.5838
-3.8786 | 12834.5399 | 13367.1733
-3.8198 | 12963.8942 | 13501.8958
-3.7611 | 13060.6808 | 13602.699
-3.7023 | 13124.6914 | 13669.3661
-3.6435 | 13184.8276 | 13731.9979
-3.5848 | 13249.2756 | 13799.1205
-3.526 | 13286.1239 | 13837.498
-3.4672 | 13385.2539 | 13940.7419
-3.4085 | 13420.1129 | 13977.0475
-3.3497 | 13470.6256 | 14029.6566
-3.2909 | 13519.9615 | 14081.0399
-3.2322 | 13564.2773 | 14127.1948
-3.1734 | 13599.1988 | 14163.5655
-3.1146 | 13647.0036 | 14213.3543
-3.0559 | 13711.2329 | 14280.2491
-2.9971 | 13804.1243 | 14376.9955
-2.9383 | 13909.4304 | 14486.6717
-2.8796 | 14011.7578 | 14593.2457
-2.8208 | 14153.9121 | 14741.2994
-2.762 | 14263.0925 | 14855.0109
-2.7033 | 14371.5335 | 14967.9522
-2.6445 | 14457.6552 | 15057.6478
-2.5857 | 14535.7468 | 15138.9803
-2.527 | 14613.2761 | 15219.727
-2.4682 | 14677.0263 | 15286.1229
-2.4094 | 14682.0255 | 15291.3296
-2.3507 | 14699.5748 | 15309.6071
-2.2919 | 14735.142 | 15346.6504
-2.2331 | 14762.9084 | 15375.5691
-2.1744 | 14787.0504 | 15400.7129
-2.1156 | 14858.9243 | 15475.5696
-2.0568 | 14920.9873 | 15540.2082
-1.9981 | 14992.9445 | 15615.1517
-1.9393 | 15061.371 | 15686.4179
-1.8805 | 15114.8417 | 15742.1076
-1.8218 | 15134.4948 | 15762.5763
-1.763 | 15171.4264 | 15801.0405
-1.7042 | 15146.7428 | 15775.3326
-1.6455 | 15152.169 | 15780.984
-1.5867 | 15213.3988 | 15844.7549
-1.5279 | 15282.3149 | 15916.5309
-1.4692 | 15281.1796 | 15915.3486
-1.4104 | 15330.9529 | 15967.1875
-1.3516 | 15329.2865 | 15965.4519
-1.2929 | 15289.5012 | 15924.0155
-1.2341 | 15255.4858 | 15888.5885
-1.1753 | 15271.7645 | 15905.5427
-1.1166 | 15287.0953 | 15921.5098
-1.0578 | 15345.0861 | 15981.9071
-0.99903 | 15399.8065 | 16038.8984
-0.94026 | 15453.6937 | 16095.022
-0.8815 | 15505.7895 | 16149.2798
-0.82273 | 15518.0376 | 16162.0361
-0.76397 | 15536.8366 | 16181.6153
-0.7052 | 15588.8179 | 16235.7538
-0.64643 | 15621.094 | 16269.3694
-0.58767 | 15660.0669 | 16309.9597
-0.5289 | 15745.0846 | 16398.5056
-0.47013 | 15802.2004 | 16457.9917
-0.41137 | 15844.0583 | 16501.5867
-0.3526 | 15871.0956 | 16529.7461
-0.29383 | 15864.0134 | 16522.37
-0.23507 | 15836.9449 | 16494.1781
-0.1763 | 15837.8614 | 16495.1326
-0.11753 | 15782.0161 | 16436.9698
-0.058767 | 15690.7391 | 16341.9048
5.8264e-13 | 15640.5492 | 16289.632
0.058767 | 15595.4418 | 16242.6527
0.11753 | 15492.1459 | 16135.0699
0.1763 | 15364.7392 | 16002.3758
0.23507 | 15245.227 | 15877.904
0.29383 | 15114.1855 | 15741.4242
0.3526 | 14987.4037 | 15609.381
0.41137 | 14897.0223 | 15515.2488
0.47013 | 14863.059 | 15479.876
0.5289 | 14849.9674 | 15466.241
0.58767 | 14772.084 | 15385.1255
0.64643 | 14671.5272 | 15280.3956
0.7052 | 14620.3062 | 15227.0489
0.76397 | 14651.7074 | 15259.7533
0.82273 | 14753.8786 | 15366.1645
0.8815 | 14901.5737 | 15519.989
0.94026 | 15006.9318 | 15629.7195
0.99903 | 15044.8737 | 15669.2359
1.0578 | 15014.4411 | 15637.5404
1.1166 | 14952.7114 | 15573.2489
1.1753 | 14905.2814 | 15523.8506
1.2341 | 14930.4024 | 15550.0141
1.2929 | 14944.6189 | 15564.8206
1.3516 | 14908.8225 | 15527.5387
1.4104 | 14823.607 | 15438.7867
1.4692 | 14723.8626 | 15334.9029
1.5279 | 14641.5841 | 15249.2098
1.5867 | 14575.1364 | 15180.0045
1.6455 | 14534.0179 | 15137.1797
1.7042 | 14528.3418 | 15131.2679
1.763 | 14554.348 | 15158.3535
1.8218 | 14557.285 | 15161.4124
1.8805 | 14501.4919 | 15103.3038
1.9393 | 14455.218 | 15055.1096
1.9981 | 14385.5938 | 14982.5959
2.0568 | 14275.7364 | 14868.1794
2.1156 | 14142.6951 | 14729.617
2.1744 | 14087.9018 | 14672.5498
2.2331 | 14016.9861 | 14598.691
2.2919 | 13981.5647 | 14561.7996
2.3507 | 13975.524 | 14555.5082
2.4094 | 13963.6509 | 14543.1424
2.4682 | 13910.0345 | 14487.3009
2.527 | 13847.0341 | 14421.686
2.5857 | 13764.4432 | 14335.6676
2.6445 | 13663.6989 | 14230.7424
2.7033 | 13541.9788 | 14103.9709
2.762 | 13436.8289 | 13994.4573
2.8208 | 13389.6177 | 13945.2869
2.8796 | 13296.1848 | 13847.9764
2.9383 | 13211.7087 | 13759.9946
2.9971 | 13154.6866 | 13700.6061
3.0559 | 13089.0513 | 13632.2469
3.1146 | 12980.829 | 13519.5334
3.1734 | 12933.0241 | 13469.7446
3.2322 | 12899.0712 | 13434.3827
3.2909 | 12826.562 | 13358.8643
3.3497 | 12767.4985 | 13297.3497
3.4085 | 12702.9151 | 13230.0861
3.4672 | 12596.578 | 13119.336
3.526 | 12486.0852 | 13004.2578
3.5848 | 12390.2985 | 12904.4959
3.6435 | 12289.6375 | 12799.6575
3.7023 | 12205.4739 | 12712.0011
3.7611 | 12161.4393 | 12666.139
3.8198 | 12110.9057 | 12613.5083
3.8786 | 12078.9004 | 12580.1748
3.9374 | 11982.6762 | 12479.9573
3.9961 | 11883.3067 | 12376.4639
4.0549 | 11797.8516 | 12287.4625
4.1137 | 11706.8454 | 12192.6794
4.1724 | 11586.7917 | 12067.6435
4.2312 | 11529.707 | 12008.1899
4.29 | 11476.2052 | 11952.4677
4.3487 | 11418.4853 | 11892.3524
4.4075 | 11357.6721 | 11829.0155
4.4663 | 11302.3372 | 11771.3842
4.525 | 11220.8815 | 11686.548
4.5838 | 11093.1415 | 11553.5069
4.6426 | 10978.0037 | 11433.5908
4.7013 | 10855.9086 | 11306.4288
4.7601 | 10761.7154 | 11208.3265
4.8189 | 10706.9845 | 11151.3244
4.8776 | 10663.1478 | 11105.6684
4.9364 | 10607.6879 | 11047.907
4.9952 | 10577.3178 | 11016.2765
5.0539 | 10521.6288 | 10958.2764
5.1127 | 10418.6453 | 10851.019
5.1715 | 10334.0463 | 10762.9092
5.2302 | 10249.2099 | 10674.5521
5.289 | 10097.3883 | 10516.4299
5.3478 | 9943.0443 | 10355.6806
5.4065 | 9826.1442 | 10233.9292
5.4653 | 9731.2032 | 10135.0481
5.5241 | 9613.0533 | 10011.995
5.5828 | 9523.0552 | 9918.262
5.6416 | 9487.7744 | 9881.5171
5.7004 | 9453.4674 | 9845.7863
5.7591 | 9387.5915 | 9777.1765
5.8179 | 9311.5922 | 9698.0233
5.8767 | 9263.7832 | 9648.2302
5.9354 | 9187.3267 | 9568.6007
5.9942 | 9083.5901 | 9460.5591
6.053 | 8972.4277 | 9344.7835
6.1117 | 8886.4602 | 9255.2483
6.1705 | 8817.4286 | 9183.3519
6.2293 | 8750.8382 | 9113.998
6.288 | 8711.5476 | 9073.0768
6.3468 | 8690.5822 | 9051.2414
6.4056 | 8639.8955 | 8998.4512
6.4643 | 8561.5903 | 8916.8963
6.5231 | 8477.2715 | 8829.0783
6.5819 | 8381.516 | 8729.3489
6.6406 | 8291.3805 | 8635.4727
6.6994 | 8224.5911 | 8565.9117
6.7582 | 8167.0347 | 8505.9667
6.8169 | 8098.0229 | 8434.0908
6.8757 | 8022.6974 | 8355.6394
6.9345 | 7953.7241 | 8283.8036
6.9932 | 7874.1306 | 8200.907
7.052 | 7786.6935 | 8109.8413
7.1108 | 7721.0374 | 8041.4604
7.1695 | 7655.4593 | 7973.1609
7.2283 | 7575.7064 | 7890.0983
7.2871 | 7507.3695 | 7818.9253
7.3458 | 7446.0012 | 7755.0102
7.4046 | 7343.8529 | 7648.6228
7.4634 | 7268.9441 | 7570.6053
7.5221 | 7201.5403 | 7500.4042
7.5809 | 7128.955 | 7424.8067
7.6397 | 7061.6897 | 7354.7499
7.6984 | 7004.4312 | 7295.1151
7.7572 | 6947.0737 | 7235.3773
7.816 | 6880.1261 | 7165.6513
7.8747 | 6817.308 | 7100.2263
7.9335 | 6765.4496 | 7046.2158
7.9923 | 6742.6377 | 7022.4571
8.051 | 6680.6143 | 6957.8598
8.1098 | 6657.068 | 6933.3364
8.1685 | 6616.2079 | 6890.7805
8.2273 | 6556.1894 | 6828.2712
8.2861 | 6475.6825 | 6744.4233
8.3449 | 6401.8058 | 6667.4807
8.4036 | 6302.8143 | 6564.3811
8.4624 | 6177.1 | 6433.4497
8.5212 | 6075.2486 | 6327.3715
8.5799 | 6006.7336 | 6256.013
8.6387 | 5951.7184 | 6198.7147
8.6974 | 5887.9276 | 6132.2766
8.7562 | 5869.8409 | 6113.4393
8.815 | 5840.0602 | 6082.4227
8.8737 | 5789.3329 | 6029.5903
8.9325 | 5738.9847 | 5977.1526
8.9913 | 5692.6057 | 5928.8488
9.05 | 5633.9172 | 5867.7247
9.1088 | 5557.996 | 5788.6528
9.1676 | 5489.6788 | 5717.5005
9.2263 | 5421.2231 | 5646.2038
9.2851 | 5372.8381 | 5595.8109
9.3439 | 5331.5229 | 5552.7811
9.4026 | 5286.9904 | 5506.4005
9.4614 | 5232.7689 | 5449.9288
9.5202 | 5189.8851 | 5405.2653
9.5789 | 5112.1569 | 5324.3114
9.6377 | 5048.3067 | 5257.8115
9.6965 | 5008.0236 | 5215.8566
9.7552 | 4970.5588 | 5176.8369
9.814 | 4917.2121 | 5121.2764
9.8728 | 4880.0451 | 5082.567
9.9315 | 4829.4574 | 5029.8799
9.9903 | 4770.2533 | 4968.2188
10.0491 | 4708.5278 | 4903.9317
10.1078 | 4643.1091 | 4835.7981
10.1666 | 4581.4627 | 4771.5934
10.2254 | 4530.0407 | 4718.0374
10.2842 | 4480.6444 | 4666.5912
10.3429 | 4443.9347 | 4628.358
10.4017 | 4416.1985 | 4599.4707
10.4604 | 4385.3659 | 4567.3586
10.5192 | 4354.1761 | 4534.8744
10.578 | 4321.0387 | 4500.3618
10.6367 | 4273.8859 | 4451.2521
10.6955 | 4227.8057 | 4403.2597
10.7543 | 4185.7552 | 4359.464
10.8131 | 4132.9438 | 4304.461
10.8718 | 4084.838 | 4254.3588
10.9306 | 4054.6793 | 4222.9485
10.9893 | 4023.3301 | 4190.2983
11.0481 | 3974.5494 | 4139.4932
11.1069 | 3922.0953 | 4084.8622
11.1656 | 3880.5613 | 4041.6046
11.2244 | 3809.9601 | 3968.0734
11.2832 | 3742.0012 | 3897.2942
11.3419 | 3697.8853 | 3851.3476
11.4007 | 3671.5989 | 3823.9703
11.4595 | 3631.3751 | 3782.0772
11.5182 | 3593.3948 | 3742.5206
11.577 | 3554.124 | 3701.6201
11.6358 | 3509.353 | 3654.9911
11.6945 | 3478.6392 | 3623.0027
11.7533 | 3441.9888 | 3584.8313
11.8121 | 3408.7337 | 3550.1961
11.8708 | 3380.1643 | 3520.4411
11.9296 | 3356.1608 | 3495.4415
11.9884 | 3307.5978 | 3444.8631
12.0471 | 3269.6372 | 3405.3271
12.1059 | 3245.2963 | 3379.9761
12.1647 | 3220.796 | 3354.4591
12.2234 | 3196.9915 | 3329.6667
12.2822 | 3176.7604 | 3308.5959
12.341 | 3144.7166 | 3275.2223
12.3997 | 3120.1569 | 3249.6435
12.4585 | 3092.501 | 3220.8397
12.5173 | 3046.0032 | 3172.4123
12.576 | 3009.2934 | 3134.1791
12.6348 | 2975.7998 | 3099.2955
12.6936 | 2921.0232 | 3042.2456
12.7523 | 2872.8371 | 2992.0599
12.8111 | 2837.875 | 2955.6468
12.8699 | 2809.3046 | 2925.8907
12.9286 | 2785.8573 | 2901.4704
12.9874 | 2771.6815 | 2886.7062
13.0462 | 2745.4544 | 2859.3908
13.1049 | 2718.5327 | 2831.3518
13.1637 | 2678.8651 | 2790.038
13.2225 | 2640.9836 | 2750.5844
13.2812 | 2612.3143 | 2720.7253
13.34 | 2586.2861 | 2693.617
13.3988 | 2572.5873 | 2679.3497
13.4575 | 2563.1961 | 2669.5687
13.5163 | 2546.4394 | 2652.1166
13.5751 | 2518.346 | 2622.8573
13.6338 | 2495.4944 | 2599.0574
13.6926 | 2364.986
13.7514 | 2347.333
13.8101 | 2318.415
13.8689 | 2298.476
13.9277 | 2273.027
13.9864 | 2248.245
14.0452 | 2208.042
14.104 | 2180.077
14.1627 | 2156.667
14.2215 | 2136.842
14.2803 | 2110.193
14.339 | 2082.666
14.3978 | 2064.003
14.4566 | 2039.946
14.5153 | 2017.91
14.5741 | 2003.994
14.6329 | 1980.852
14.6916 | 1960.016
14.7504 | 1934.529
14.8092 | 1905.63
14.8679 | 1877.97
14.9267 | 1868.82
14.9855 | 1858.545
15.0442 | 1844.019
15.103 | 1829.646
15.1618 | 1819.161
15.2205 | 1805.322
15.2793 | 1790.567
15.3381 | 1779.682
15.3968 | 1764.794
15.4556 | 1745.045
15.5144 | 1724.19
15.5731 | 1703.545
15.6319 | 1691.498
15.6907 | 1674.989
15.7494 | 1656.365
15.8082 | 1631.907
15.867 | 1605.753
15.9257 | 1577.54
15.9845 | 1558.954
16.0433 | 1544.39
16.102 | 1540.292
16.1608 | 1532.762
16.2196 | 1519.208
16.2783 | 1502.376
16.3371 | 1490.576
16.3959 | 1466.595
16.4546 | 1451.993
16.5134 | 1445.188
16.5722 | 1442.309
16.6309 | 1433.712
16.6897 | 1426.677
16.7485 | 1417.318
16.8072 | 1404.279
16.866 | 1388.152
16.9248 | 1375.532
16.9835 | 1366.706
17.0423 | 1348.806
17.1011 | 1329.591
17.1598 | 1314.779
17.2186 | 1290.684
17.2774 | 1264.529
17.3361 | 1253.454
17.3949 | 1241.33
17.4537 | 1222.42
17.5124 | 1212.488
17.5712 | 1211.02
17.63 | 1203.205
17.6887 | 1200.841
17.7475 | 1205.13
17.8063 | 1202.938
17.865 | 1193.177
17.9238 | 1178.175
17.9826 | 1157.587
18.0413 | 1137.762
18.1001 | 1122.283
18.1589 | 1105.584
18.2176 | 1091.154
18.2764 | 1084.996
18.3352 | 1080.612
18.3939 | 1074.531
18.4527 | 1071.119
18.5115 | 1068.088
18.5702 | 1057.298
18.629 | 1045.346
18.6878 | 1040.199
18.7465 | 1025.539
18.8053 | 1015.608
18.8641 | 1006.4
18.9228 | 995.5537
18.9816 | 979.5981
19.0404 | 972.0493
19.0991 | 963.6616
19.1579 | 959.6585
19.2167 | 953.3677
19.2754 | 949.8602
19.3342 | 947.2105
19.393 | 935.6966
19.4517 | 929.1199
19.5105 | 926.2033
19.5693 | 912.0015
19.628 | 894.3875
19.6868 | 889.3931
19.7456 | 882.1683
19.8043 | 869.7965
19.8631 | 861.2946
19.9219 | 858.397
19.9806 | 847.493
20.0394 | 826.4096
20.0982 | 813.2372
20.1569 | 813.0085
20.2157 | 810.3778
20.2745 | 812.7607
20.3332 | 829.9744
20.392 | 843.0323
20.4508 | 841.0308
20.5095 | 837.6567
20.5683 | 835.0641
20.6271 | 815.7917
20.6858 | 794.6892
20.7446 | 782.5652
20.8034 | 776.6367
20.8621 | 767.01
20.9209 | 758.5652
20.9797 | 747.7184
21.0384 | 735.3848
21.0972 | 717.1227
21.156 | 700.4428
21.2147 | 696.5159
21.2735 | 692.4555
21.3323 | 696.2871
21.391 | 698.5175
21.4498 | 698.975
21.5086 | 690.9877
21.5673 | 683.515
21.6261 | 671.8486
21.6849 | 664.1282
21.7436 | 651.6039
21.8024 | 641.8629
21.8612 | 640.7382
21.9199 | 641.2719
21.9787 | 640.395
22.0375 | 636.2775
22.0962 | 627.4896
22.155 | 615.194
22.2138 | 599.7723
22.2725 | 586.3521
22.3313 | 584.2551
22.39 | 595.8644
22.4488 | 598.4379
22.5076 | 593.9962
22.5663 | 592.4903
22.6251 | 589.059
22.6839 | 579.0891
22.7427 | 568.8334
22.8014 | 572.1121
22.8602 | 565.5927
22.9189 | 558.2725
22.9777 | 550.3043
23.0365 | 549.7706
23.0953 | 539.7817
23.154 | 539.3814
23.2128 | 544.1661
23.2716 | 546.7396
23.3303 | 547.3687
23.3891 | 548.8365
23.4478 | 545.1193
23.5066 | 533.2622
23.5654 | 520.3948
23.6242 | 517.3066
23.6829 | 512.1216
23.7417 | 508.919
23.8005 | 509.3575
23.8592 | 508.1375
23.918 | 498.3011
23.9767 | 494.355
24.0355 | 489.2462
24.0943 | 481.3352
24.1531 | 480.058
24.2118 | 483.4321
24.2706 | 479.0286
24.3294 | 476.0739
24.3881 | 477.8848
24.4469 | 473.5194
24.5056 | 469.7069
24.5644 | 470.3932
24.6232 | 467.7625
24.682 | 462.0627
24.7407 | 458.498
24.7995 | 451.6354
24.8583 | 444.0293
24.917 | 441.1318
24.9758 | 435.2795
25.0345 | 423.6321
25.0933 | 416.9221
25.1521 | 417.9896
25.2109 | 417.7608
25.2696 | 421.1731
25.3284 | 432.9729
25.3871 | 439.2827
25.4459 | 434.0595
25.5047 | 428.8744
25.5634 | 427.1778
25.6222 | 421.9737
25.681 | 416.9983
25.7398 | 410.2882
25.7985 | 399.8609
25.8573 | 391.3589
25.916 | 387.6797
25.9748 | 382.8569
26.0336 | 389.4716
26.0923 | 401.0237
26.1511 | 404.4169
26.2099 | 403.0063
26.2687 | 404.5313
26.3274 | 402.339
26.3862 | 395.4383
26.4449 | 384.9728
26.5037 | 377.0046
26.5625 | 365.2429
26.6212 | 355.2921
26.68 | 359.5431
26.7388 | 363.1078
26.7976 | 363.5844
26.8563 | 367.4732
26.9151 | 365.8338
26.9738 | 357.4462
27.0326 | 355.3493
27.0914 | 351.8989
27.1502 | 350.9077
27.2089 | 356.5121
27.2677 | 357.9418
27.3265 | 355.1777
27.3852 | 353.8624
27.444 | 350.6217
27.5027 | 345.8179
27.5615 | 342.0625
27.6203 | 343.2635
27.679 | 346.7329
27.7378 | 350.3358
27.7966 | 349.5542
27.8553 | 340.4041
27.9141 | 338.4025
27.9729 | 333.0458
28.0316 | 326.9839
28.0904 | 320.045
28.1492 | 318.0625
28.2079 | 312.5915
28.2667 | 310.9902
28.3255 | 313.8115
28.3842 | 319.0919
28.443 | 324.0482
28.5018 | 319.9688
28.5605 | 311.524
28.6193 | 299.381
28.6781 | 295.4731
28.7368 | 294.234
28.7956 | 297.7416
28.8544 | 301.5541
28.9131 | 305.5192
28.9719 | 306.0529
29.0307 | 313.659
29.0894 | 314.8599
29.1482 | 314.269
29.207 | 312.458
29.2657 | 304.3373
29.3245 | 292.1943
29.3833 | 284.493
29.442 | 283.9973
29.5008 | 280.5851
29.5596 | 281.9957
29.6183 | 281.0807
29.6771 | 280.2801
29.7359 | 272.5596
29.7946 | 265.5255
29.8534 | 257.3285
29.9122 | 255.1553
29.9709 | 254.7931
30.0297 | 261.6367
30.0885 | 271.4349
30.1472 | 279.4413
30.206 | 276.925
30.2648 | 270.7296
30.3235 | 263.5048
30.3823 | 260.1116
30.4411 | 252.5247
30.4998 | 248.9218
30.5586 | 250.8853
30.6174 | 254.5453
30.6761 | 256.3563
30.7349 | 263.0854
30.7937 | 271.1681
30.8524 | 272.9218
30.9112 | 265.9639
30.97 | 255.06
31.0287 | 248.3118
31.0875 | 241.6398
31.1463 | 241.2776
31.205 | 243.1458
31.2638 | 251.0187
31.3226 | 248.4643
31.3813 | 244.8805
31.4401 | 246.6724
31.4989 | 248.2546
31.5576 | 245.7955
31.6164 | 249.3602
31.6752 | 243.9655
31.7339 | 238.9329
31.7927 | 239.3332
31.8515 | 238.3419
31.9102 | 240.477
31.969 | 246.9774
32.0278 | 245.948
32.0865 | 246.1386
32.1453 | 242.612
32.2041 | 238.4944
32.2628 | 240.9154
32.3216 | 239.1807
32.3804 | 236.1688
32.4391 | 238.5898
32.4979 | 235.94
32.5567 | 234.1481
32.6154 | 238.2085
32.6742 | 239.3713
32.733 | 237.8273
32.7917 | 246.2911
32.8505 | 198.5389
32.9093 | 148.7088
32.968 | 99.6221
33.0268 | 53.6808
33.0856 | 0
33.1443 | 0
33.2031 | 0
33.2619 | 0
33.3206 | 0
33.3794 | 0
33.4382 | 0
33.4969 | 0
33.5557 | 0
33.6145 | 0
33.6732 | 0
33.732 | 0
33.7908 | 0
33.8495 | 0
33.9083 | 0
33.9671 | 0
34.0258 | 0
34.0846 | 0
34.1434 | 0
34.2021 | 0
34.2609 | 0
34.3197 | 0
34.3784 | 0
34.4372 | 0
34.496 | 0
34.5547 | 0
34.6135 | 0
34.6723 | 0
34.731 | 0
34.7898 | 0
34.8486 | 0
34.9073 | 0
34.9661 | 0
35.0249 | 0
35.0836 | 0
35.1424 | 0
35.2012 | 0
35.2599 | 0
35.3187 | 0
35.3775 | 0
35.4362 | 0
35.495 | 0
35.5538 | 0
35.6125 | 0
35.6713 | 0
35.7301 | 0
35.7888 | 0
35.8476 | 0
35.9064 | 0
35.9651 | 0
36.0239 | 0
36.0827 | 0
36.1414 | 0
36.2002 | 0
36.259 | 0
36.3177 | 0
36.3765 | 0
36.4353 | 0
36.494 | 0
36.5528 | 0
36.6116 | 0
36.6703 | 0
36.7291 | 0
36.7879 | 0
36.8466 | 0
36.9054 | 0
36.9642 | 0
37.0229 | 0
37.0817 | 0
37.1405 | 0
37.1992 | 0
37.258 | 0
37.3168 | 0
37.3755 | 0
37.4343 | 0
37.4931 | 0
37.5518 | 0
37.6106 | 0
37.6694 | 0
37.7281 | 0
37.7869 | 0
37.8457 | 0
37.9044 | 0
37.9632 | 0
38.022 | 0
38.0807 | 0
38.1395 | 0
38.1983 | 0
38.257 | 0
38.3158 | 0
38.3746 | 0
38.4333 | 0
38.4921 | 0
38.5509 | 0
38.6096 | 0
38.6684 | 0
38.7272 | 0
38.7859 | 0
38.8447 | 0
38.9035 | 0
38.9622 | 0
39.021 | 0
39.0797 | 0
39.1385 | 0
39.1973 | 0
39.2561 | 0
39.3148 | 0
39.3736 | 0
39.4323 | 0
39.4911 | 0
39.5499 | 0
39.6086 | 0
39.6674 | 0
39.7262 | 0
39.785 | 0
39.8437 | 0
39.9025 | 0
39.9612 | 0
40.02 | 0
40.0788 | 0
40.1375 | 0
40.1963 | 0
40.2551 | 0
40.3139 | 0
40.3726 | 0
40.4314 | 0
40.4901 | 0
40.5489 | 0
40.6077 | 0
40.6664 | 0
40.7252 | 0
40.784 | 0
40.8428 | 0
40.9015 | 0

## EWL
Desire
D40 Lustr 1-Piece Optic | 2015-05-14
Diffuser
Extra Wide Linear
Horizontal | Beam Angle | Field Angle
| 62.3 | 82
Row Mult
Mode | Candela | Field Lumens | Beam Lumens | Power Consump | Efficacy (lpw)
Boost Full | 12120.6087 | 2803.0577 | 1363.6798 | 102.7 | 27.2936 | 1 | 1 | 1 | 1 | 1 | 1
Regulated Full | 10888 | 2518 | 1225 | 93.3 | 26.9882 | 0.8983 | 0.8983 | 0.8983
Regulated 3200K | 7867.8757 | 1819.5546 | 885.2083 | 57.2 | 31.8104 | 0.64913 | 0.64913 | 0.64913
Regulated 5600K | 6826.8958 | 1578.8137 | 768.0885 | 54.5 | 28.9691 | 0.56325 | 0.56325 | 0.56325
| For Field diameter at any distance, multiply distance by |  |  |  | 1.7386
| For Beam diameter at any distance, multiply distance by |  |  |  | 1.2089
Dist for 1.0 fc
| Throw Distance (ft) | 10 | 15 | 20 | 30 | 104.3456
| Throw Distance (m) | 3.048 | 4.572 | 6.096 | 9.144 | 31.8045
| Field Diameter (ft) | 17.3857 | 26.0786 | 34.7715 | 52.1572
| Field Diameter (m) | 5.2992 | 7.9488 | 10.5983 | 15.8975
| Illuminance (fc) | 108.88 | 48.3911 | 27.22 | 12.0978
| Illuminance (lux) | 1171.9734 | 520.8771 | 292.9934 | 130.2193
Vertical | Beam Angle | Field Angle
| 13.5 | 33.1
| For Field height at any distance, multiply distance by |  |  |  | 0.59433
| For Beam height at any distance, multiply distance by |  |  |  | 0.23672
Test Distance | Iso-Illuminance Diagram grid lines
57 | 0 | 12.5 | 25 | 37.5
| 0 | 0.2193 | 0.4386 | 0.65789
Measurement: XWL - Intensity
Degrees | (Cd)
-45.8948 | 0 | 0
-45.829 | 0 | 0
-45.7631 | 0 | 0
-45.6973 | 0 | 0
-45.6314 | 0 | 0
-45.5656 | 0 | 0
-45.4997 | 0 | 0
-45.4339 | 0 | 0
-45.368 | 0 | 0
-45.3022 | 0 | 0
-45.2364 | 0 | 0
-45.1705 | 0 | 0
-45.1047 | 0 | 0
-45.0388 | 0 | 0
-44.973 | 0 | 0
-44.9071 | 0 | 0
-44.8413 | 0 | 0
-44.7754 | 0 | 0
-44.7096 | 0 | 0
-44.6437 | 0 | 0
-44.5779 | 0 | 0
-44.512 | 0 | 0
-44.4462 | 0 | 0
-44.3803 | 0 | 0
-44.3145 | 0 | 0
-44.2486 | 0 | 0
-44.1828 | 0 | 0
-44.117 | 0 | 0
-44.0511 | 0 | 0
-43.9853 | 0 | 0
-43.9194 | 0 | 0
-43.8536 | 0 | 0
-43.7877 | 0 | 0
-43.7219 | 0 | 0
-43.656 | 0 | 0
-43.5902 | 0 | 0
-43.5243 | 0 | 0
-43.4585 | 0 | 0
-43.3927 | 0 | 0
-43.3268 | 0 | 0
-43.261 | 0 | 0
-43.1951 | 0 | 0
-43.1293 | 0 | 0
-43.0634 | 0 | 0
-42.9976 | 0 | 0
-42.9317 | 0 | 0
-42.8659 | 0 | 0
-42.8 | 0 | 0
-42.7342 | 0 | 0
-42.6683 | 0 | 0
-42.6025 | 0 | 0
-42.5367 | 0 | 0
-42.4708 | 149.8379 | 156.0562
-42.405 | 303.2453 | 315.83
-42.3391 | 464.7714 | 484.0594
-42.2733 | 620.4869 | 646.2371
-42.2074 | 777.2222 | 809.4769
-42.1416 | 786.6157 | 819.2602
-42.0757 | 789.125 | 821.8737
-42.0099 | 788.5748 | 821.3007
-41.944 | 806.4893 | 839.9586
-41.8782 | 810.7969 | 844.445
-41.8123 | 826.1215 | 860.4056
-41.7465 | 844.3044 | 879.343
-41.6806 | 862.4739 | 898.2665
-41.6148 | 866.8619 | 902.8367
-41.549 | 882.7502 | 919.3843
-41.4831 | 893.4318 | 930.5092
-41.4173 | 901.6577 | 939.0765
-41.3514 | 901.698 | 939.1185
-41.2856 | 916.2981 | 954.3244
-41.2197 | 929.8916 | 968.4821
-41.1539 | 927.731 | 966.2319
-41.088 | 938.3591 | 977.301
-41.0222 | 952.2344 | 991.7521
-40.9563 | 958.7159 | 998.5026
-40.8905 | 970.9944 | 1011.2907
-40.8246 | 993.3103 | 1034.5327
-40.7588 | 1017.8674 | 1060.1089
-40.693 | 1035.1109 | 1078.068
-40.6271 | 1052.9857 | 1096.6846
-40.5613 | 1066.8064 | 1111.0788
-40.4954 | 1079.1523 | 1123.9371
-40.4296 | 1091.1493 | 1136.432
-40.3637 | 1105.8293 | 1151.7212
-40.2979 | 1123.489 | 1170.1138
-40.232 | 1141.283 | 1188.6462
-40.1662 | 1164.096 | 1212.406
-40.1003 | 1173.5028 | 1222.2032
-40.0345 | 1196.8783 | 1246.5487
-39.9686 | 1206.5673 | 1256.6399
-39.9028 | 1229.3397 | 1280.3573
-39.837 | 1249.1991 | 1301.0408
-39.7711 | 1271.7434 | 1324.5207
-39.7053 | 1287.0815 | 1340.4954
-39.6394 | 1305.8556 | 1360.0486
-39.5736 | 1324.2256 | 1379.181
-39.5077 | 1348.8633 | 1404.8411
-39.4419 | 1370.5755 | 1427.4543
-39.376 | 1389.8182 | 1447.4957
-39.3102 | 1416.3077 | 1475.0845
-39.2443 | 1435.4974 | 1495.0705
-39.1785 | 1450.3252 | 1510.5137
-39.1127 | 1467.6224 | 1528.5288
-39.0468 | 1495.3065 | 1557.3618
-38.981 | 1521.7023 | 1584.853
-38.9151 | 1548.5001 | 1612.7629
-38.8493 | 1571.4996 | 1636.7168
-38.7834 | 1598.1776 | 1664.502
-38.7176 | 1613.9449 | 1680.9236
-38.6517 | 1635.1602 | 1703.0194
-38.5859 | 1649.962 | 1718.4354
-38.52 | 1680.329 | 1750.0627
-38.4542 | 1704.5241 | 1775.2619
-38.3883 | 1729.0546 | 1800.8103
-38.3225 | 1760.8307 | 1833.9052
-38.2567 | 1797.8404 | 1872.4508
-38.1908 | 1828.5303 | 1904.4143
-38.125 | 1851.2621 | 1928.0895
-38.0591 | 1893.371 | 1971.9459
-37.9933 | 1918.5586 | 1998.1788
-37.9274 | 1935.6684 | 2015.9986
-37.8616 | 1949.664 | 2030.5751
-37.7957 | 1979.6561 | 2061.8119
-37.7299 | 1997.4231 | 2080.3161
-37.664 | 2017.1626 | 2100.8749
-37.5982 | 2047.2755 | 2132.2374
-37.5323 | 2077.7498 | 2163.9764
-37.4665 | 2108.8552 | 2196.3727
-37.4006 | 2143.0477 | 2231.9842
-37.3348 | 2182.4862 | 2273.0593
-37.269 | 2217.7784 | 2309.8162
-37.2031 | 2252.4937 | 2345.9722
-37.1373 | 2292.6571 | 2387.8023
-37.0714 | 2330.7812 | 2427.5086
-37.0056 | 2359.2433 | 2457.1519
-36.9397 | 2396.5748 | 2496.0327
-36.8739 | 2427.5199 | 2528.2619
-36.808 | 2449.9829 | 2551.6572
-36.7422 | 2487.3822 | 2590.6085
-36.6763 | 2519.1052 | 2623.6481
-36.6105 | 2564.5552 | 2670.9843
-36.5446 | 2607.8587 | 2716.0849
-36.4788 | 2649.4448 | 2759.3967
-36.413 | 2673.2368 | 2784.1761
-36.3471 | 2720.1105 | 2832.9951
-36.2813 | 2736.4944 | 2850.0589
-36.2154 | 2756.0465 | 2870.4224
-36.1496 | 2793.2582 | 2909.1784
-36.0837 | 2839.9028 | 2957.7588
-36.0179 | 2874.1349 | 2993.4115
-35.952 | 2924.9798 | 3046.3665
-35.8862 | 2974.1605 | 3097.5882
-35.8203 | 3011.0765 | 3136.0362
-35.7545 | 3043.6858 | 3169.9988
-35.6887 | 3072.7645 | 3200.2843
-35.6228 | 3104.9979 | 3233.8553
-35.557 | 3136.0627 | 3266.2093
-35.4911 | 3171.4352 | 3303.0498
-35.4253 | 3205.4797 | 3338.5072
-35.3594 | 3248.9707 | 3383.803
-35.2936 | 3282.0894 | 3418.2961
-35.2277 | 3301.3727 | 3438.3797
-35.1619 | 3321.4883 | 3459.33
-35.096 | 3346.7561 | 3485.6465
-35.0302 | 3381.0287 | 3521.3414
-34.9643 | 3423.6615 | 3565.7435
-34.8985 | 3480.9607 | 3625.4205
-34.8327 | 3538.5025 | 3685.3504
-34.7668 | 3592.5543 | 3741.6453
-34.7009 | 3624.546 | 3774.9647
-34.6351 | 3649.1567 | 3800.5967
-34.5693 | 3686.032 | 3839.0023
-34.5034 | 3719.486 | 3873.8447
-34.4376 | 3764.534 | 3920.7622
-34.3717 | 3812.0244 | 3970.2234
-34.3059 | 3843.8141 | 4003.3323
-34.24 | 3887.8424 | 4049.1879
-34.1742 | 3928.864 | 4091.9118
-34.1083 | 3951.4489 | 4115.434
-34.0425 | 3982.8095 | 4148.0961
-33.9766 | 4038.4985 | 4206.0962
-33.9108 | 4068.4906 | 4237.333
-33.8449 | 4095.3426 | 4265.2993
-33.7791 | 4115.6049 | 4286.4025
-33.7133 | 4162.5849 | 4335.3322
-33.6474 | 4199.6488 | 4373.9342
-33.5816 | 4248.7628 | 4425.0865
-33.5157 | 4297.7154 | 4476.0706
-33.4499 | 4342.5894 | 4522.8069
-33.384 | 4359.417 | 4540.3328
-33.3182 | 4375.6946 | 4557.2859
-33.2523 | 4386.322 | 4568.3544
-33.1865 | 4386.5637 | 4568.6061
-33.1206 | 4415.885 | 4599.1442
-33.0548 | 4446.7082 | 4631.2466
-32.989 | 4479.1686 | 4665.0541
-32.9231 | 4496.5336 | 4683.1397
-32.8573 | 4532.5903 | 4720.6928
-32.7914 | 4557.0666 | 4746.1848
-32.7256 | 4583.9727 | 4774.2076
-32.6597 | 4611.2402 | 4802.6067
-32.5939 | 4651.4848 | 4844.5214
-32.528 | 4683.3276 | 4877.6857
-32.4622 | 4697.8201 | 4892.7796
-32.3963 | 4712.0449 | 4907.5948
-32.3305 | 4721.1028 | 4917.0286
-32.2646 | 4741.8891 | 4938.6775
-32.1988 | 4764.5542 | 4962.2832
-32.133 | 4798.4915 | 4997.6289
-32.0671 | 4827.5973 | 5027.9425
-32.0013 | 4857.5883 | 5059.1782
-31.9354 | 4881.8771 | 5084.475
-31.8696 | 4908.9978 | 5112.7212
-31.8037 | 4947 | 5152.3005
-31.7379 | 4974.1467 | 5180.5738
-31.672 | 5001.6027 | 5209.1693
-31.6062 | 5019.6509 | 5227.9664
-31.5403 | 5051.8166 | 5261.467
-31.4745 | 5063.8938 | 5274.0454
-31.4086 | 5095.0138 | 5306.4569
-31.3428 | 5122.4417 | 5335.0231
-31.2769 | 5148.5417 | 5362.2062
-31.2111 | 5157.2372 | 5371.2626
-31.1453 | 5179.2587 | 5394.1979
-31.0794 | 5186.8408 | 5402.0947
-31.0136 | 5202.8622 | 5418.781
-30.9477 | 5227.1375 | 5444.0637
-30.8819 | 5250.9837 | 5468.8995
-30.816 | 5265.9729 | 5484.5108
-30.7502 | 5287.859 | 5507.3052
-30.6843 | 5302.4317 | 5522.4826
-30.6185 | 5322.8024 | 5543.6987
-30.5526 | 5328.5463 | 5549.6809
-30.4868 | 5336.7449 | 5558.2199
-30.421 | 5342.2066 | 5563.9081
-30.3551 | 5372.936 | 5595.9129
-30.2893 | 5380.2369 | 5603.5168
-30.2234 | 5403.251 | 5627.4859
-30.1576 | 5435.8187 | 5661.4051
-30.0917 | 5453.6398 | 5679.9658
-30.0259 | 5433.1483 | 5658.6239
-29.96 | 5451.2912 | 5677.5198
-29.8942 | 5470.3861 | 5697.4071
-29.8283 | 5484.7577 | 5712.3752
-29.7625 | 5523.3245 | 5752.5424
-29.6966 | 5574.8412 | 5806.1971
-29.6308 | 5594.6203 | 5826.7971
-29.5649 | 5610.5626 | 5843.4009
-29.4991 | 5623.4584 | 5856.832
-29.4333 | 5622.1836 | 5855.5043
-29.3674 | 5621.0692 | 5854.3436
-29.3016 | 5629.7783 | 5863.4141
-29.2357 | 5630.5438 | 5864.2113
-29.1699 | 5633.5089 | 5867.2995
-29.104 | 5646.1631 | 5880.4789
-29.0382 | 5669.4865 | 5904.7702
-28.9723 | 5700.2159 | 5936.7749
-28.9065 | 5740.7136 | 5978.9532
-28.8406 | 5775.8861 | 6015.5854
-28.7748 | 5798.9397 | 6039.5957
-28.709 | 5814.0227 | 6055.3047
-28.6431 | 5820.7196 | 6062.2794
-28.5773 | 5825.7386 | 6067.5067
-28.5114 | 5832.5021 | 6074.5509
-28.4456 | 5844.1492 | 6086.6814
-28.3797 | 5861.1777 | 6104.4166
-28.3139 | 5883.7887 | 6127.9659
-28.248 | 5911.3384 | 6156.659
-28.1822 | 5939.5589 | 6186.0506
-28.1163 | 5960.1702 | 6207.5172
-28.0505 | 5973.6836 | 6221.5915
-27.9846 | 5975.1334 | 6223.1014
-27.9188 | 5967.4305 | 6215.0788
-27.8529 | 5967.7117 | 6215.3717
-27.7871 | 5990.1487 | 6238.7399
-27.7213 | 6012.3441 | 6261.8564
-27.6554 | 6033.7751 | 6284.1767
-27.5896 | 6060.7874 | 6312.3101
-27.5237 | 6075.6965 | 6327.8379
-27.4579 | 6084.8752 | 6337.3975
-27.392 | 6101.5007 | 6354.713
-27.3262 | 6120.8111 | 6374.8248
-27.2603 | 6140.1476 | 6394.9638
-27.1945 | 6161.9681 | 6417.6898
-27.1286 | 6166.6778 | 6422.5949
-27.0628 | 6166.1414 | 6422.0363
-26.9969 | 6192.5767 | 6449.5687
-26.9311 | 6202.2794 | 6459.6739
-26.8653 | 6212.6517 | 6470.4767
-26.7994 | 6254.6533 | 6514.2214
-26.7336 | 6282.4311 | 6543.152
-26.6677 | 6280.8209 | 6541.475
-26.6019 | 6285.8129 | 6546.6741
-26.536 | 6305.1629 | 6566.8271
-26.4702 | 6302.7341 | 6564.2976
-26.4043 | 6313.4564 | 6575.4648
-26.3385 | 6342.334 | 6605.5409
-26.2726 | 6383.7451 | 6648.6705
-26.2068 | 6400.8007 | 6666.4339
-26.141 | 6410.1805 | 6676.2029
-26.0751 | 6422.8357 | 6689.3834
-26.0093 | 6425.6665 | 6692.3317
-25.9434 | 6435.8243 | 6702.911
-25.8776 | 6456.6386 | 6724.5892
-25.8117 | 6499.6734 | 6769.4099
-25.7459 | 6544.5871 | 6816.1874
-25.68 | 6576.7663 | 6849.7021
-25.6142 | 6586.3877 | 6859.7228
-25.5483 | 6578.591 | 6851.6025
-25.4825 | 6564.0048 | 6836.411
-25.4166 | 6570.9693 | 6843.6645
-25.3508 | 6577.6526 | 6850.6252
-25.2849 | 6596.2101 | 6869.9528
-25.2191 | 6619.7073 | 6894.4252
-25.1532 | 6650.7992 | 6926.8074
-25.0874 | 6653.3895 | 6929.5051
-25.0216 | 6671.8948 | 6948.7785
-24.9557 | 6694.4256 | 6972.2443
-24.8899 | 6731.6634 | 7011.0274
-24.824 | 6783.7832 | 7065.3102
-24.7582 | 6831.0714 | 7114.5609
-24.6923 | 6861.1708 | 7145.9094
-24.6265 | 6895.8725 | 7182.0512
-24.5606 | 6937.6065 | 7225.5171
-24.4948 | 6950.7304 | 7239.1857
-24.429 | 6970.8189 | 7260.1078
-24.3631 | 6995.8055 | 7286.1314
-24.2972 | 7005.3061 | 7296.0263
-24.2314 | 7006.2319 | 7296.9906
-24.1656 | 7006.3663 | 7297.1305
-24.0997 | 7032.1039 | 7323.9362
-24.0339 | 7054.2857 | 7347.0386
-23.968 | 7074.8699 | 7368.477
-23.9022 | 7099.8701 | 7394.5147
-23.8363 | 7110.4715 | 7405.5561
-23.7705 | 7101.5886 | 7396.3045
-23.7046 | 7106.393 | 7401.3083
-23.6388 | 7122.053 | 7417.6182
-23.5729 | 7126.7762 | 7422.5374
-23.5071 | 7146.3147 | 7442.8868
-23.4413 | 7172.7636 | 7470.4333
-23.3754 | 7198.0575 | 7496.7769
-23.3096 | 7229.2171 | 7529.2296
-23.2437 | 7268.3879 | 7570.026
-23.1779 | 7280.8807 | 7583.0373
-23.112 | 7291.8706 | 7594.4832
-23.0462 | 7316.1199 | 7619.7388
-22.9803 | 7323.9571 | 7627.9014
-22.9145 | 7324.0498 | 7627.9979
-22.8486 | 7352.915 | 7658.061
-22.7828 | 7375.3781 | 7681.4563
-22.7169 | 7384.1548 | 7690.5972
-22.6511 | 7407.5708 | 7714.985
-22.5852 | 7441.3061 | 7750.1203
-22.5194 | 7460.0395 | 7769.6312
-22.4536 | 7471.7148 | 7781.7909
-22.3877 | 7495.9098 | 7806.9901
-22.3219 | 7502.9806 | 7814.3543
-22.256 | 7503.4774 | 7814.8717
-22.1902 | 7523.0149 | 7835.22
-22.1243 | 7554.8587 | 7868.3854
-22.0585 | 7564.4676 | 7878.393
-21.9926 | 7575.3638 | 7889.7414
-21.9268 | 7599.0485 | 7914.4091
-21.8609 | 7623.6456 | 7940.0269
-21.7951 | 7637.5476 | 7954.5058
-21.7293 | 7655.4218 | 7973.1218
-21.6634 | 7690.084 | 8009.2225
-21.5976 | 7712.319 | 8032.3802
-21.5317 | 7727.0937 | 8047.7681
-21.4659 | 7752.2282 | 8073.9457
-21.4 | 7777.0128 | 8099.7588
-21.3342 | 7776.2618 | 8098.9767
-21.2683 | 7766.6394 | 8088.955
-21.2025 | 7748.3496 | 8069.9062
-21.1366 | 7726.3157 | 8046.9578
-21.0708 | 7711.4608 | 8031.4864
-21.0049 | 7712.5064 | 8032.5754
-20.9391 | 7721.8195 | 8042.275
-20.8732 | 7742.888 | 8064.2179
-20.8074 | 7762.1183 | 8084.2462
-20.7416 | 7782.3265 | 8105.2931
-20.6757 | 7815.9815 | 8140.3448
-20.6099 | 7840.6599 | 8166.0473
-20.544 | 7853.7974 | 8179.7299
-20.4782 | 7847.7994 | 8173.483
-20.4123 | 7846.6318 | 8172.2671
-20.3465 | 7844.8863 | 8170.4491
-20.2806 | 7868.3575 | 8194.8944
-20.2148 | 7910.305 | 8238.5826
-20.1489 | 7970.3152 | 8301.0833
-20.0831 | 8028.5683 | 8361.7539
-20.0173 | 8072.5967 | 8407.6095
-19.9514 | 8092.8726 | 8428.7269
-19.8856 | 8105.3654 | 8441.7381
-19.8197 | 8118.8924 | 8455.8265
-19.7539 | 8127.5202 | 8464.8123
-19.688 | 8139.1007 | 8476.8733
-19.6222 | 8154.7888 | 8493.2125
-19.5563 | 8167.067 | 8506.0003
-19.4905 | 8196.0655 | 8536.2022
-19.4246 | 8210.5444 | 8551.282
-19.3588 | 8228.9957 | 8570.499
-19.2929 | 8258.1826 | 8600.8972
-19.2271 | 8280.552 | 8624.1949
-19.1612 | 8277.063 | 8620.5611
-19.0954 | 8290.7097 | 8634.7742
-19.0296 | 8285.2481 | 8629.0859
-18.9637 | 8303.1223 | 8647.7019
-18.8979 | 8323.3722 | 8668.7922
-18.832 | 8350.3846 | 8696.9255
-18.7662 | 8372.5393 | 8719.9997
-18.7003 | 8414.6628 | 8763.8713
-18.6345 | 8427.0483 | 8776.7708
-18.5686 | 8420.1911 | 8769.629
-18.5028 | 8435.8657 | 8785.9541
-18.4369 | 8448.5866 | 8799.2029
-18.3711 | 8452.8536 | 8803.647
-18.3053 | 8466.0442 | 8817.385
-18.2394 | 8505.4566 | 8858.4331
-18.1736 | 8513.0794 | 8866.3721
-18.1077 | 8520.4053 | 8874.0021
-18.0419 | 8525.3972 | 8879.2012
-17.976 | 8534.1874 | 8888.3562
-17.9102 | 8530.8182 | 8884.8471
-17.8443 | 8526.8063 | 8880.6688
-17.7785 | 8531.691 | 8885.7561
-17.7126 | 8561.8299 | 8917.1458
-17.6468 | 8592.5604 | 8949.1516
-17.5809 | 8623.5044 | 8981.3798
-17.5151 | 8664.6884 | 9024.273
-17.4492 | 8700.8931 | 9061.9801
-17.3834 | 8711.1852 | 9072.6993
-17.3176 | 8713.3588 | 9074.9632
-17.2517 | 8741.3251 | 9104.0901
-17.1859 | 8750.959 | 9114.1238
-17.12 | 8740.6669 | 9103.4046
-17.0542 | 8748.4636 | 9111.5248
-16.9883 | 8756.2738 | 9119.6591
-16.9225 | 8754.3012 | 9117.6047
-16.8566 | 8773.597 | 9137.7013
-16.7908 | 8799.1742 | 9164.3399
-16.7249 | 8796.182 | 9161.2235
-16.6591 | 8791.4317 | 9156.2761
-16.5932 | 8782.0915 | 9146.5483
-16.5274 | 8772.7795 | 9136.8498
-16.4615 | 8786.5335 | 9151.1747
-16.3957 | 8824.7378 | 9190.9644
-16.3299 | 8832.3866 | 9198.9306
-16.264 | 8845.0273 | 9212.0959
-16.1982 | 8884.9761 | 9253.7026
-16.1323 | 8905.1989 | 9274.7647
-16.0665 | 8916.4836 | 9286.5176
-16.0006 | 8977.1113 | 9349.6615
-15.9348 | 9025.7025 | 9400.2692
-15.8689 | 9034.0627 | 9408.9763
-15.8031 | 9062.1352 | 9438.2139
-15.7372 | 9079.8751 | 9456.6899
-15.6714 | 9062.9278 | 9439.0393
-15.6055 | 9056.7549 | 9432.6102
-15.5397 | 9079.8751 | 9456.6899
-15.4739 | 9069.985 | 9446.3894
-15.408 | 9081.0562 | 9457.92
-15.3422 | 9111.9075 | 9490.0516
-15.2763 | 9136.9337 | 9516.1164
-15.2105 | 9137.068 | 9516.2564
-15.1446 | 9154.8746 | 9534.8019
-15.0788 | 9155.8682 | 9535.8367
-15.0129 | 9159.6124 | 9539.7363
-14.9471 | 9166.7102 | 9547.1286
-14.8812 | 9176.9637 | 9557.8077
-14.8154 | 9187.8995 | 9569.1973
-14.7495 | 9198.9165 | 9580.6715
-14.6837 | 9194.7432 | 9576.325
-14.6179 | 9198.0302 | 9579.7484
-14.552 | 9210.2688 | 9592.495
-14.4862 | 9226.2652 | 9609.1552
-14.4203 | 9244.5279 | 9628.1758
-14.3545 | 9263.3551 | 9647.7844
-14.2886 | 9267.1389 | 9651.7252
-14.2228 | 9267.3399 | 9651.9345
-14.1569 | 9271.6746 | 9656.4491
-14.0911 | 9281.4835 | 9666.665
-14.0252 | 9291.6704 | 9677.2747
-13.9594 | 9302.352 | 9688.3996
-13.8935 | 9305.5182 | 9691.6972
-13.8277 | 9308.4292 | 9694.729
-13.7619 | 9310.0404 | 9696.407
-13.696 | 9311.3016 | 9697.7206
-13.6302 | 9320.8824 | 9707.699
-13.5643 | 9345.3587 | 9733.1911
-13.4985 | 9360.8177 | 9749.2916
-13.4326 | 9376.1569 | 9765.2674
-13.3668 | 9397.3858 | 9787.3773
-13.3009 | 9412.4281 | 9803.0439
-13.2351 | 9412.0126 | 9802.6111
-13.1692 | 9428.6922 | 9819.9829
-13.1034 | 9439.7488 | 9831.4983
-13.0375 | 9433.4696 | 9824.9586
-12.9717 | 9416.0244 | 9806.7895
-12.9059 | 9404.7929 | 9795.0918
-12.84 | 9386.9051 | 9776.4617
-12.7742 | 9382.5444 | 9771.92
-12.7083 | 9399.7208 | 9789.8092
-12.6425 | 9430.4096 | 9821.7716
-12.5766 | 9454.0548 | 9846.3981
-12.5108 | 9466.7892 | 9859.661
-12.4449 | 9481.0401 | 9874.5032
-12.3791 | 9500.4984 | 9894.7691
-12.3132 | 9514.8972 | 9909.7654
-12.2474 | 9519.9422 | 9915.0198
-12.1815 | 9542.5532 | 9938.5691
-12.1157 | 9563.6352 | 9960.5261
-12.0499 | 9586.769 | 9984.6199
-11.984 | 9602.8185 | 10001.3355
-11.9182 | 9607.5021 | 10006.2135
-11.8523 | 9596.9674 | 9995.2415
-11.7865 | 9590.2184 | 9988.2125
-11.7206 | 9576.504 | 9973.9289
-11.6548 | 9576.1821 | 9973.5937
-11.5889 | 9605.4754 | 10004.1026
-11.5231 | 9647.7457 | 10048.1271
-11.4572 | 9673.5114 | 10074.9621
-11.3914 | 9692.8072 | 10095.0587
-11.3255 | 9710.9637 | 10113.9687
-11.2597 | 9726.4623 | 10130.1105
-11.1939 | 9733.4674 | 10137.4063
-11.128 | 9747.0069 | 10151.5077
-11.0622 | 9741.6525 | 10145.9311
-10.9963 | 9750.3345 | 10154.9734
-10.9305 | 9774.3015 | 10179.935
-10.8646 | 9783.9635 | 10189.998
-10.7988 | 9759.031 | 10164.0308
-10.7329 | 9763.4584 | 10168.642
-10.6671 | 9761.4452 | 10166.5452
-10.6012 | 9742.6461 | 10146.966
-10.5354 | 9730.6231 | 10134.4439
-10.4695 | 9756.0919 | 10160.9697
-10.4037 | 9777.8978 | 10183.6805
-10.3379 | 9799.0069 | 10205.6657
-10.272 | 9820.7055 | 10228.2648
-10.2062 | 9838.4318 | 10246.7268
-10.1403 | 9841.6657 | 10250.0948
-10.0745 | 9841.4918 | 10249.9137
-10.0086 | 9829.5749 | 10237.5023
-9.9428 | 9818.4371 | 10225.9023
-9.8769 | 9828.8646 | 10236.7625
-9.8111 | 9854.6293 | 10263.5964
-9.7452 | 9866.9877 | 10276.4677
-9.6794 | 9877.4808 | 10287.3963
-9.6135 | 9884.9015 | 10295.1249
-9.5477 | 9881.3333 | 10291.4086
-9.4819 | 9878.1526 | 10288.0959
-9.416 | 9880.2731 | 10290.3044
-9.3502 | 9884.2037 | 10294.3981
-9.2843 | 9888.4988 | 10298.8715
-9.2185 | 9892.3628 | 10302.8959
-9.1526 | 9888.6321 | 10299.0104
-9.0868 | 9894.8332 | 10305.4688
-9.0209 | 9918.0202 | 10329.618
-8.9551 | 9952.2001 | 10365.2164
-8.8892 | 9981.3059 | 10395.5301
-8.8234 | 10005.553 | 10420.7835
-8.7575 | 10025.078 | 10441.1188
-8.6917 | 10015.7524 | 10431.4062
-8.6259 | 9981.4402 | 10395.67
-8.56 | 9964.746 | 10378.283
-8.4942 | 9976.0452 | 10390.0511
-8.4283 | 9996.4149 | 10411.2661
-8.3625 | 10033.5194 | 10449.9104
-8.2966 | 10080.3109 | 10498.6438
-8.2308 | 10102.4667 | 10521.719
-8.1649 | 10084.7133 | 10503.2289
-8.0991 | 10067.7649 | 10485.5772
-8.0332 | 10052.4268 | 10469.6025
-7.9674 | 10033.0622 | 10449.4342
-7.9015 | 10043.3553 | 10460.1546
-7.8357 | 10071.2133 | 10489.1687
-7.7699 | 10080.2984 | 10498.6307
-7.704 | 10080.0296 | 10498.3509
-7.6382 | 10088.1086 | 10506.7651
-7.5723 | 10063.4708 | 10481.1049
-7.5065 | 10030.648 | 10446.9199
-7.4406 | 10014.3693 | 10429.9656
-7.3748 | 10012.4373 | 10427.9535
-7.3089 | 9998.777 | 10413.7263
-7.2431 | 10001.1787 | 10416.2276
-7.1772 | 10019.254 | 10435.053
-7.1114 | 10025.8966 | 10441.9714
-7.0455 | 10015.3764 | 10431.0146
-6.9797 | 10020.4225 | 10436.2701
-6.9139 | 10022.9586 | 10438.9114
-6.848 | 10026.4601 | 10442.5582
-6.7822 | 10045.2602 | 10462.1385
-6.7163 | 10083.7343 | 10502.2092
-6.6505 | 10113.8867 | 10533.613
-6.5846 | 10131.2506 | 10551.6975
-6.5188 | 10122.2604 | 10542.3342
-6.4529 | 10093.6639 | 10512.551
-6.3871 | 10072.1799 | 10490.1753
-6.3212 | 10049.4887 | 10466.5425
-6.2554 | 10040.3225 | 10456.9958
-6.1895 | 10054.1577 | 10471.4053
-6.1237 | 10082.1897 | 10500.6006
-6.0579 | 10101.7428 | 10520.9652
-5.992 | 10131.3714 | 10551.8233
-5.9262 | 10152.292 | 10573.6122
-5.8603 | 10164.5026 | 10586.3294
-5.7945 | 10175.6008 | 10597.8882
-5.7286 | 10168.0176 | 10589.9904
-5.6628 | 10166.6637 | 10588.5802
-5.5969 | 10179.143 | 10601.5774
-5.5311 | 10192.6835 | 10615.6799
-5.4652 | 10189.4226 | 10612.2836
-5.3994 | 10196.3735 | 10619.523
-5.3335 | 10199.5272 | 10622.8076
-5.2677 | 10196.6141 | 10619.7736
-5.2019 | 10192.1461 | 10615.1201
-5.136 | 10217.3077 | 10641.3259
-5.0702 | 10236.8858 | 10661.7166
-5.0043 | 10246.5738 | 10671.8066
-4.9385 | 10260.0602 | 10685.8527
-4.8726 | 10289.5024 | 10716.5167
-4.8068 | 10296.9897 | 10724.3148
-4.7409 | 10296.6544 | 10723.9655
-4.6751 | 10290.2543 | 10717.2999
-4.6092 | 10278.5927 | 10705.1543
-4.5434 | 10261.6443 | 10687.5026
-4.4775 | 10236.1068 | 10660.9052
-4.4117 | 10226.7687 | 10651.1796
-4.3459 | 10233.3166 | 10657.9992
-4.28 | 10238.1606 | 10663.0443
-4.2142 | 10235.4371 | 10660.2077
-4.1483 | 10242.563 | 10667.6294
-4.0825 | 10242.1589 | 10667.2085
-4.0166 | 10233.0885 | 10657.7617
-3.9508 | 10233.5311 | 10658.2227
-3.8849 | 10261.913 | 10687.7824
-3.8191 | 10287.1403 | 10714.0566
-3.7532 | 10301.3515 | 10728.8576
-3.6874 | 10313.0257 | 10741.0163
-3.6215 | 10314.1797 | 10742.2181
-3.5557 | 10281.8671 | 10708.5646
-3.4898 | 10250.9617 | 10676.3766
-3.424 | 10239.1136 | 10664.0368
-3.3582 | 10251.07 | 10676.4894
-3.2923 | 10273.0644 | 10699.3966
-3.2265 | 10287.436 | 10714.3646
-3.1606 | 10292.8164 | 10719.9683
-3.0948 | 10298.2385 | 10725.6154
-3.0289 | 10283.1013 | 10709.85
-2.9631 | 10260.0998 | 10685.8939
-2.8972 | 10256.2764 | 10681.9119
-2.8314 | 10275.1703 | 10701.5899
-2.7655 | 10298.8946 | 10726.2987
-2.6997 | 10307.1756 | 10734.9234
-2.6338 | 10303.1627 | 10730.7439
-2.568 | 10293.9839 | 10721.1843
-2.5022 | 10293.0987 | 10720.2623
-2.4363 | 10299.5258 | 10726.9561
-2.3705 | 10321.8555 | 10750.2125
-2.3046 | 10348.0097 | 10777.4521
-2.2388 | 10366.8504 | 10797.0747
-2.1729 | 10384.9121 | 10815.886
-2.1071 | 10397.2299 | 10828.715
-2.0412 | 10409.0135 | 10840.9875
-1.9754 | 10428.9769 | 10861.7795
-1.9095 | 10463.763 | 10898.0092
-1.8437 | 10492.5918 | 10928.0343
-1.7778 | 10511.9532 | 10948.1993
-1.712 | 10528.2527 | 10965.1752
-1.6462 | 10539.6363 | 10977.0312
-1.5803 | 10537.8137 | 10975.1329
-1.5145 | 10527.9715 | 10964.8823
-1.4486 | 10511.0159 | 10947.223
-1.3828 | 10490.665 | 10926.0276
-1.3169 | 10477.0838 | 10911.8828
-1.2511 | 10481.2498 | 10916.2217
-1.1852 | 10467.377 | 10901.7732
-1.1194 | 10447.2448 | 10880.8055
-1.0535 | 10439.142 | 10872.3664
-0.98769 | 10454.1396 | 10887.9864
-0.92185 | 10465.5232 | 10899.8424
-0.856 | 10494.7893 | 10930.3231
-0.79015 | 10537.168 | 10974.4604
-0.72431 | 10575.0161 | 11013.8792
-0.65846 | 10562.6743 | 11001.0253
-0.59262 | 10547.9266 | 10985.6656
-0.52677 | 10539.126 | 10976.4997
-0.46092 | 10528.3048 | 10965.2294
-0.39508 | 10512.1615 | 10948.4162
-0.32923 | 10523.1806 | 10959.8926
-0.26338 | 10534.1164 | 10971.2822
-0.19754 | 10543.042 | 10980.5783
-0.13169 | 10556.8523 | 10994.9617
-0.065846 | 10566.4445 | 11004.952
6.537e-13 | 10573.4122 | 11012.2088
0.065846 | 10572.6414 | 11011.4061
0.13169 | 10558.4041 | 10996.5779
0.19754 | 10530.6482 | 10967.6701
0.26338 | 10506.225 | 10942.2333
0.32923 | 10478.0003 | 10912.8373
0.39508 | 10448.7029 | 10882.3241
0.46092 | 10433.9449 | 10866.9536
0.52677 | 10427.4876 | 10860.2283
0.59262 | 10420.3221 | 10852.7654
0.65846 | 10410.8517 | 10842.9021
0.72431 | 10397.8882 | 10829.4005
0.79015 | 10382.0938 | 10812.9507
0.856 | 10361.0388 | 10791.022
0.92185 | 10347.4733 | 10776.8934
0.98769 | 10352.4111 | 10782.0361
1.0535 | 10374.4586 | 10804.9986
1.1194 | 10397.4184 | 10828.9113
1.1852 | 10428.779 | 10861.5734
1.2511 | 10451.4317 | 10885.1661
1.3169 | 10443.0997 | 10876.4883
1.3828 | 10415.5728 | 10847.8191
1.4486 | 10376.1364 | 10806.7461
1.5145 | 10332.8194 | 10761.6314
1.5803 | 10300.0757 | 10727.5288
1.6462 | 10295.4608 | 10722.7224
1.712 | 10306.8392 | 10734.573
1.7778 | 10333.812 | 10762.6651
1.8437 | 10371.2112 | 10801.6164
1.9095 | 10408.3011 | 10840.2456
1.9754 | 10434.549 | 10867.5827
2.0412 | 10446.6095 | 10880.1438
2.1071 | 10439.5273 | 10872.7677
2.1729 | 10414.5011 | 10846.7029
2.2388 | 10380.4305 | 10811.2184
2.3046 | 10352.2642 | 10781.8832
2.3705 | 10332.6049 | 10761.408
2.4363 | 10322.1784 | 10750.5488
2.5022 | 10321.7087 | 10750.0596
2.568 | 10338.1602 | 10767.1939
2.6338 | 10348.4523 | 10777.9131
2.6997 | 10350.5593 | 10780.1075
2.7655 | 10347.7556 | 10777.1874
2.8314 | 10338.8841 | 10767.9477
2.8972 | 10318.0988 | 10746.2999
2.9631 | 10307.4172 | 10735.175
3.0289 | 10313.3611 | 10741.3655
3.0948 | 10331.8664 | 10760.6389
3.1606 | 10344.8956 | 10774.2088
3.2265 | 10350.7072 | 10780.2615
3.2923 | 10345.7017 | 10775.0483
3.3582 | 10330.3104 | 10759.0183
3.424 | 10309.4159 | 10737.2566
3.4898 | 10305.1082 | 10732.7702
3.5557 | 10308.718 | 10736.5298
3.6215 | 10312.7174 | 10740.6952
3.6874 | 10314.6629 | 10742.7214
3.7532 | 10310.2345 | 10738.1092
3.8191 | 10280.5788 | 10707.2228
3.8849 | 10233.3572 | 10658.0415
3.9508 | 10184.6046 | 10607.2657
4.0166 | 10159.2836 | 10580.8939
4.0825 | 10152.1712 | 10573.4863
4.1483 | 10167.7094 | 10589.6693
4.2142 | 10205.7804 | 10629.3202
4.28 | 10265.576 | 10691.5974
4.3459 | 10301.4588 | 10728.9693
4.4117 | 10319.1591 | 10747.4042
4.4775 | 10324.351 | 10752.8115
4.5434 | 10309.3763 | 10737.2154
4.6092 | 10254.6663 | 10680.2349
4.6751 | 10210.2224 | 10633.9466
4.7409 | 10187.5166 | 10610.2986
4.8068 | 10188.0665 | 10610.8713
4.8726 | 10203.5661 | 10627.0141
4.9385 | 10228.7673 | 10653.2611
5.0043 | 10238.5637 | 10663.464
5.0702 | 10228.6996 | 10653.1906
5.136 | 10206.4115 | 10629.9776
5.2019 | 10183.9068 | 10606.5389
5.2677 | 10176.0028 | 10598.3069
5.3335 | 10177.1568 | 10599.5088
5.3994 | 10176.8225 | 10599.1606
5.4652 | 10166.4616 | 10588.3698
5.5311 | 10153.7001 | 10575.0787
5.5969 | 10149.957 | 10571.1802
5.6628 | 10156.6528 | 10578.1539
5.7286 | 10172.5138 | 10594.6731
5.7945 | 10191.315 | 10614.2545
5.8603 | 10217.5628 | 10641.5917
5.9262 | 10234.256 | 10658.9776
5.992 | 10238.899 | 10663.8133
6.0579 | 10237.8794 | 10662.7514
6.1237 | 10243.4483 | 10668.5514
6.1895 | 10234.7788 | 10659.5222
6.2554 | 10231.2367 | 10655.833
6.3212 | 10237.0066 | 10661.8424
6.3871 | 10242.4547 | 10667.5166
6.4529 | 10240.7904 | 10665.7832
6.5188 | 10251.8615 | 10677.3138
6.5846 | 10267.2799 | 10693.372
6.6505 | 10280.3372 | 10706.9712
6.7163 | 10282.4035 | 10709.1233
6.7822 | 10281.6786 | 10708.3683
6.848 | 10281.8265 | 10708.5223
6.9139 | 10274.7006 | 10701.1007
6.9797 | 10257.2023 | 10682.8762
7.0455 | 10245.2459 | 10670.4236
7.1114 | 10232.9677 | 10657.6358
7.1772 | 10210.3963 | 10634.1277
7.2431 | 10188.9528 | 10611.7944
7.3089 | 10186.497 | 10609.2366
7.3748 | 10189.2215 | 10612.0742
7.4406 | 10197.34 | 10620.5297
7.5065 | 10209.2694 | 10632.9541
7.5723 | 10216.8505 | 10640.8498
7.6382 | 10211.4159 | 10635.1897
7.704 | 10204.9211 | 10628.4253
7.7699 | 10201.4456 | 10624.8056
7.8357 | 10202.6933 | 10626.1051
7.9015 | 10208.7726 | 10632.4366
7.9674 | 10218.7835 | 10642.863
8.0332 | 10224.8752 | 10649.2075
8.0991 | 10228.6871 | 10653.1776
8.1649 | 10225.3449 | 10649.6967
8.2308 | 10205.0701 | 10628.5805
8.2966 | 10153.9689 | 10575.3586
8.3625 | 10108.5053 | 10528.0083
8.4283 | 10066.6245 | 10484.3894
8.4942 | 10031.2916 | 10447.5902
8.56 | 10010.6397 | 10426.0813
8.6259 | 10017.8188 | 10433.5582
8.6917 | 10039.4361 | 10456.0727
8.7575 | 10063.2823 | 10480.9085
8.8234 | 10082.0429 | 10500.4476
8.8892 | 10095.5022 | 10514.4655
8.9551 | 10106.9358 | 10526.3736
9.0209 | 10098.3069 | 10517.3867
9.0868 | 10076.7822 | 10494.9687
9.1526 | 10051.9175 | 10469.0721
9.2185 | 10032.5122 | 10448.8615
9.2843 | 10024.9176 | 10440.9517
9.3502 | 10012.4509 | 10427.9676
9.416 | 10005.4989 | 10420.7271
9.4819 | 10009.0972 | 10424.4748
9.5477 | 10013.2164 | 10428.7649
9.6135 | 10000.3747 | 10415.3902
9.6794 | 9988.712 | 10403.2435
9.7452 | 9976.3931 | 10390.4134
9.8111 | 9961.5517 | 10374.9561
9.8769 | 9948.3205 | 10361.1758
9.9428 | 9945.2345 | 10357.9618
10.0086 | 9958.1575 | 10371.421
10.0745 | 9967.2019 | 10380.8407
10.1403 | 9956.3859 | 10369.5759
10.2062 | 9927.3332 | 10339.3176
10.272 | 9896.5361 | 10307.2423
10.3379 | 9863.5258 | 10272.8621
10.4037 | 9848.4157 | 10257.1249
10.4695 | 9862.278 | 10271.5626
10.5354 | 9892.8856 | 10303.4404
10.6012 | 9903.1923 | 10314.1748
10.6671 | 9899.7835 | 10310.6245
10.7329 | 9881.9499 | 10292.0508
10.7988 | 9853.6502 | 10262.5767
10.8646 | 9828.7834 | 10236.6779
10.9305 | 9837.7736 | 10246.0412
10.9963 | 9851.5423 | 10260.3813
11.0622 | 9867.1752 | 10276.6629
11.128 | 9884.1912 | 10294.3851
11.1939 | 9896.5903 | 10307.2987
11.2597 | 9883.8954 | 10294.0771
11.3255 | 9862.3041 | 10271.5897
11.3914 | 9842.5385 | 10251.0038
11.4572 | 9832.2724 | 10240.3117
11.5231 | 9832.4745 | 10240.5222
11.5889 | 9826.3275 | 10234.1201
11.6548 | 9813.4452 | 10220.7032
11.7206 | 9785.4393 | 10191.535
11.7865 | 9736.5138 | 10140.5791
11.8523 | 9672.2501 | 10073.6485
11.9182 | 9625.2555 | 10024.7037
11.984 | 9606.1201 | 10004.774
12.0499 | 9613.6074 | 10012.5721
12.1157 | 9642.1372 | 10042.2859
12.1815 | 9682.7693 | 10084.6042
12.2474 | 9724.8521 | 10128.4335
12.3132 | 9764.7207 | 10169.9566
12.3791 | 9796.4157 | 10202.9669
12.4449 | 9802.0387 | 10208.8233
12.5108 | 9785.5205 | 10191.6196
12.5766 | 9769.873 | 10175.3228
12.6425 | 9751.2479 | 10155.9247
12.7083 | 9722.2359 | 10125.7086
12.7742 | 9708.9911 | 10111.9142
12.84 | 9709.6754 | 10112.6269
12.9059 | 9699.6509 | 10102.1864
12.9717 | 9678.8386 | 10080.5104
13.0375 | 9659.7834 | 10060.6644
13.1034 | 9647.5707 | 10047.9449
13.1692 | 9636.7162 | 10036.6399
13.2351 | 9621.5926 | 10020.8887
13.3009 | 9599.544 | 9997.9251
13.3668 | 9584.9453 | 9982.7206
13.4326 | 9555.1803 | 9951.7203
13.4985 | 9520.64 | 9915.7466
13.5643 | 9504.7113 | 9899.1568
13.6302 | 9516.373 | 9911.3024
13.696 | 9520.5994 | 9915.7043
13.7619 | 9530.9998 | 9926.5363
13.8277 | 9546.3911 | 9942.5663
13.8935 | 9554.6845 | 9951.204
13.9594 | 9547.9075 | 9944.1457
14.0252 | 9538.7694 | 9934.6283
14.0911 | 9518.8424 | 9913.8743
14.1569 | 9480.7849 | 9874.2375
14.2228 | 9430.3024 | 9821.6599
14.2886 | 9380.4374 | 9769.7256
14.3545 | 9345.6274 | 9733.4709
14.4203 | 9330.4777 | 9717.6925
14.4862 | 9320.5481 | 9707.3508
14.552 | 9320.7616 | 9707.5732
14.6179 | 9328.0885 | 9715.2042
14.6837 | 9340.0189 | 9727.6297
14.7495 | 9352.4044 | 9740.5292
14.8154 | 9368.078 | 9756.8532
14.8812 | 9370.5734 | 9759.4522
14.9471 | 9354.578 | 9742.793
15.0129 | 9335.5227 | 9722.9469
15.0788 | 9318.8296 | 9705.561
15.1446 | 9311.7578 | 9698.1957
15.2105 | 9317.9974 | 9704.6943
15.2763 | 9343.2788 | 9731.0249
15.3422 | 9360.8177 | 9749.2916
15.408 | 9364.2129 | 9752.8278
15.4739 | 9357.1016 | 9745.4213
15.5397 | 9341.5884 | 9729.2644
15.6055 | 9319.192 | 9705.9385
15.6714 | 9298.4464 | 9684.3319
15.7372 | 9283.1218 | 9668.3713
15.8031 | 9269.6885 | 9654.3806
15.8689 | 9259.638 | 9643.913
15.9348 | 9251.2914 | 9635.22
16.0006 | 9245.8558 | 9629.5589
16.0665 | 9246.3933 | 9630.1186
16.1323 | 9249.0105 | 9632.8445
16.1982 | 9246.9171 | 9630.6642
16.264 | 9231.1363 | 9614.2285
16.3299 | 9206.7131 | 9588.7917
16.3957 | 9182.7191 | 9563.8019
16.4615 | 9157.3846 | 9537.416
16.5274 | 9128.1309 | 9506.9484
16.5932 | 9107.7738 | 9485.7464
16.6591 | 9091.4431 | 9468.7379
16.7249 | 9067.8385 | 9444.1538
16.7908 | 9047.4688 | 9422.9388
16.8566 | 9031.5401 | 9406.3491
16.9225 | 9000.4889 | 9374.0091
16.9883 | 8968.5096 | 9340.7027
17.0542 | 8957.5197 | 9329.2568
17.12 | 8962.6991 | 9334.6511
17.1859 | 8969.9594 | 9342.2127
17.2517 | 8971.9049 | 9344.2389
17.3176 | 8942.4648 | 9313.5771
17.3834 | 8902.34 | 9271.7871
17.4492 | 8842.6933 | 9209.665
17.5151 | 8776.0529 | 9140.2591
17.5809 | 8724.282 | 9086.3397
17.6468 | 8705.9922 | 9067.2909
17.7126 | 8684.8831 | 9045.3058
17.7785 | 8674.2952 | 9034.2785
17.8443 | 8663.9104 | 9023.4627
17.9102 | 8669.2637 | 9029.0382
17.976 | 8681.919 | 9042.2186
18.0419 | 8688.6815 | 9049.2617
18.1077 | 8689.7813 | 9050.4072
18.1736 | 8706.8775 | 9068.2129
18.2394 | 8715.1699 | 9076.8495
18.3053 | 8706.3943 | 9067.7096
18.3711 | 8681.0191 | 9041.2814
18.4369 | 8645.6456 | 9004.4399
18.5028 | 8602.1276 | 8959.1159
18.5686 | 8566.5135 | 8922.0238
18.6345 | 8554.3019 | 8909.3055
18.7003 | 8557.7774 | 8912.9252
18.7662 | 8561.5622 | 8916.8671
18.832 | 8551.1889 | 8906.0632
18.8979 | 8518.6608 | 8872.1852
18.9637 | 8463.1457 | 8814.3662
19.0296 | 8418.6757 | 8768.0508
19.0954 | 8407.5369 | 8756.4497
19.1612 | 8420.5004 | 8769.9512
19.2271 | 8441.6752 | 8792.0047
19.2929 | 8447.6732 | 8798.2516
19.3588 | 8437.2602 | 8787.4065
19.4246 | 8408.1274 | 8757.0647
19.4905 | 8381.1151 | 8728.9313
19.5563 | 8361.4286 | 8708.4279
19.6222 | 8354.6526 | 8701.3707
19.688 | 8344.4136 | 8690.7068
19.7539 | 8332.0417 | 8677.8214
19.8197 | 8321.6277 | 8666.9753
19.8856 | 8315.5495 | 8660.6448
19.9514 | 8313.9654 | 8658.9949
20.0173 | 8313.027 | 8658.0176
20.0831 | 8305.0689 | 8649.7293
20.1489 | 8284.7524 | 8628.5696
20.2148 | 8258.0889 | 8600.7996
20.2806 | 8233.9209 | 8575.6286
20.3465 | 8219.267 | 8560.3666
20.4123 | 8220.4074 | 8561.5543
20.4782 | 8223.4674 | 8564.7413
20.544 | 8220.9574 | 8562.1271
20.6099 | 8210.7059 | 8551.4502
20.6757 | 8188.2949 | 8528.1091
20.7416 | 8150.3728 | 8488.6133
20.8074 | 8113.8724 | 8450.5981
20.8732 | 8090.2554 | 8426.0009
20.9391 | 8070.9449 | 8405.8891
21.0049 | 8055.3526 | 8389.6497
21.0708 | 8040.806 | 8374.4994
21.1366 | 8031.2919 | 8364.5905
21.2025 | 8018.5845 | 8351.3558
21.2683 | 7997.69 | 8329.5941
21.3342 | 7959.6606 | 8289.9865
21.4 | 7918.0475 | 8246.6465
21.4659 | 7874.3284 | 8201.1131
21.5317 | 7845.8132 | 8171.4145
21.5976 | 7817.6188 | 8142.05
21.6634 | 7801.7307 | 8125.5025
21.7293 | 7799.5165 | 8123.1964
21.7951 | 7798.376 | 8122.0086
21.8609 | 7775.8588 | 8098.5569
21.9268 | 7758.95 | 8080.9465
21.9926 | 7747.3436 | 8068.8583
22.0585 | 7738.5668 | 8059.7174
22.1243 | 7734.0988 | 8055.0639
22.1902 | 7727.9394 | 8048.6489
22.256 | 7731.4951 | 8052.3521
22.3219 | 7743.5723 | 8064.9305
22.3877 | 7748.0674 | 8069.6122
22.4536 | 7747.0217 | 8068.5231
22.5194 | 7754.3612 | 8076.1672
22.5852 | 7756.3078 | 8078.1945
22.6511 | 7746.3906 | 8067.8658
22.7169 | 7731.4815 | 8052.338
22.7828 | 7715.1237 | 8035.3014
22.8486 | 7702.3487 | 8021.9961
22.9145 | 7684.9171 | 8003.8412
22.9803 | 7655.8655 | 7973.5839
23.0462 | 7642.2448 | 7959.3979
23.112 | 7633.8846 | 7950.6908
23.1779 | 7614.5742 | 7930.579
23.2437 | 7586.9036 | 7901.7601
23.3096 | 7564.427 | 7878.3507
23.3754 | 7530.4772 | 7842.992
23.4413 | 7497.1836 | 7808.3167
23.5071 | 7466.8968 | 7776.773
23.5729 | 7450.4984 | 7759.694
23.6388 | 7444.7149 | 7753.6706
23.7046 | 7425.2441 | 7733.3917
23.7705 | 7388.6093 | 7695.2366
23.8363 | 7365.3943 | 7671.0581
23.9022 | 7354.7262 | 7659.9473
23.968 | 7355.9343 | 7661.2056
24.0339 | 7375.7541 | 7681.8479
24.0997 | 7403.7735 | 7711.0301
24.1656 | 7410.2017 | 7717.725
24.2314 | 7392.0858 | 7698.8574
24.2972 | 7355.4511 | 7660.7023
24.3631 | 7315.8647 | 7619.4731
24.429 | 7286.8797 | 7589.2853
24.4948 | 7267.1662 | 7568.7536
24.5606 | 7259.9205 | 7561.2072
24.6265 | 7259.6518 | 7560.9274
24.6923 | 7252.8758 | 7553.8702
24.7582 | 7235.3901 | 7535.6588
24.824 | 7226.2519 | 7526.1414
24.8899 | 7221.8766 | 7521.5845
24.9557 | 7220.3206 | 7519.9639
25.0216 | 7226.5873 | 7526.4907
25.0874 | 7236.7451 | 7537.07
25.1532 | 7236.9731 | 7537.3075
25.2191 | 7225.3656 | 7525.2183
25.2849 | 7200.6081 | 7499.4334
25.3508 | 7155.2237 | 7452.1655
25.4166 | 7106.7544 | 7401.6847
25.4825 | 7079.0443 | 7372.8246
25.5483 | 7069.2479 | 7362.6217
25.6142 | 7065.5308 | 7358.7503
25.68 | 7079.9691 | 7373.7878
25.7459 | 7093.845 | 7388.2396
25.8117 | 7066.014 | 7359.2536
25.8776 | 7026.3735 | 7317.968
25.9434 | 7009.9491 | 7300.8619
26.0093 | 6983.0836 | 7272.8815
26.0751 | 6949.8181 | 7238.2355
26.141 | 6947.4966 | 7235.8177
26.2068 | 6945.9124 | 7234.1678
26.2726 | 6921.2351 | 7208.4664
26.3385 | 6898.0732 | 7184.3433
26.4043 | 6877.3276 | 7162.7367
26.4702 | 6845.2962 | 7129.376
26.536 | 6811.9224 | 7094.6172
26.6019 | 6785.9578 | 7067.5751
26.6677 | 6777.2082 | 7058.4623
26.7336 | 6773.5171 | 7054.6181
26.7994 | 6763.8822 | 7044.5833
26.8653 | 6766.0693 | 7046.8612
26.9311 | 6774.1889 | 7055.3177
26.9969 | 6760.7025 | 7041.2716
27.0628 | 6737.2594 | 7016.8556
27.1286 | 6720.3902 | 6999.2864
27.1945 | 6700.1549 | 6978.2113
27.2603 | 6678.6844 | 6955.8498
27.3262 | 6667.6809 | 6944.3897
27.392 | 6660.7164 | 6937.1361
27.4579 | 6650.0619 | 6926.0394
27.5237 | 6634.5758 | 6909.9107
27.5896 | 6617.2244 | 6891.8392
27.6554 | 6601.3228 | 6875.2777
27.7213 | 6585.8513 | 6859.1641
27.7871 | 6571.1839 | 6843.888
27.8529 | 6561.8978 | 6834.2166
27.9188 | 6546.6003 | 6818.2842
27.9846 | 6511.509 | 6781.7367
28.0505 | 6467.6015 | 6736.0069
28.1163 | 6425.6665 | 6692.3317
28.1822 | 6385.7187 | 6650.7261
28.248 | 6352.1429 | 6615.7568
28.3139 | 6333.4511 | 6596.2893
28.3797 | 6330.8879 | 6593.6198
28.4456 | 6338.644 | 6601.6977
28.5114 | 6346.5344 | 6609.9156
28.5773 | 6348.1716 | 6611.6208
28.6431 | 6338.6846 | 6601.74
28.709 | 6309.1477 | 6570.9773
28.7748 | 6271.0788 | 6531.3285
28.8406 | 6243.2738 | 6502.3697
28.9065 | 6229.1303 | 6487.6392
28.9723 | 6229.5198 | 6488.0449
29.0382 | 6240.7107 | 6499.7002
29.104 | 6256.8404 | 6516.4993
29.1699 | 6262.5707 | 6522.4674
29.2357 | 6243.4217 | 6502.5237
29.3016 | 6209.2439 | 6466.9275
29.3674 | 6178.152 | 6434.5453
29.4333 | 6143.2346 | 6398.1789
29.4991 | 6101.6621 | 6354.8811
29.5649 | 6075.8173 | 6327.9637
29.6308 | 6067.6311 | 6319.4378
29.6966 | 6065.3096 | 6317.02
29.7625 | 6053.6625 | 6304.8895
29.8283 | 6028.4613 | 6278.6425
29.8942 | 5988.499 | 6237.0217
29.96 | 5956.803 | 6204.0103
30.0259 | 5943.6655 | 6190.3276
30.0917 | 5931.7893 | 6177.9586
30.1576 | 5932.5673 | 6178.7688
30.2234 | 5958.9766 | 6206.2741
30.2893 | 5970.8528 | 6218.6432
30.3551 | 5953.5285 | 6200.6
30.421 | 5940.5389 | 6187.0713
30.4868 | 5926.7037 | 6172.6619
30.5526 | 5905.2602 | 6150.3285
30.6185 | 5900.4829 | 6145.3529
30.6843 | 5903.2876 | 6148.2741
30.7502 | 5889.1836 | 6133.5847
30.816 | 5873.7246 | 6117.4842
30.8819 | 5857.7157 | 6100.8109
30.9477 | 5825.3897 | 6067.1433
31.0136 | 5778.3149 | 6018.115
31.0794 | 5732.7836 | 5970.6942
31.1453 | 5678.4361 | 5914.0912
31.2111 | 5619.5132 | 5852.723
31.2769 | 5570.9616 | 5802.1565
31.3428 | 5531.3086 | 5760.8579
31.4086 | 5506.2418 | 5734.7508
31.4745 | 5500.7135 | 5728.9931
31.5403 | 5511.9992 | 5740.7472
31.6062 | 5525.5793 | 5754.8908
31.672 | 5514.1332 | 5742.9698
31.7379 | 5480.8802 | 5708.3367
31.8037 | 5427.7939 | 5653.0474
31.8696 | 5350.7542 | 5572.8105
31.9354 | 5268.2538 | 5486.8864
32.0013 | 5229.8214 | 5446.859
32.0671 | 5220.2938 | 5436.936
32.133 | 5215.4768 | 5431.9191
32.1988 | 5199.9908 | 5415.7904
32.2646 | 5181.6875 | 5396.7275
32.3305 | 5158.7536 | 5372.8419
32.3963 | 5114.1222 | 5326.3583
32.4622 | 5072.4289 | 5282.9347
32.528 | 5061.7337 | 5271.7957
32.5939 | 5049.3743 | 5258.9233
32.6597 | 5025.5562 | 5234.1168
32.7256 | 5020.2685 | 5228.6096
32.7914 | 5012.8478 | 5220.881
32.8573 | 4987.5123 | 5194.494
32.9231 | 4964.1098 | 5170.1203
32.989 | 4939.7939 | 5144.7953
33.0548 | 4907.4407 | 5111.0995
33.1206 | 4869.4781 | 5071.5614
33.1865 | 4819.8266 | 5019.8494
33.2523 | 4756.9179 | 4954.33
33.3182 | 4711.1461 | 4906.6587
33.384 | 4676.2423 | 4870.3064
33.4499 | 4638.012 | 4830.4895
33.5157 | 4625.5723 | 4817.5335
33.5816 | 4620.07 | 4811.803
33.6474 | 4568.5543 | 4758.1493
33.7133 | 4505.5644 | 4692.5453
33.7791 | 4460.8382 | 4645.963
33.8449 | 4408.7455 | 4591.7085
33.9108 | 4357.7797 | 4538.6276
33.9766 | 4329.5592 | 4509.236
34.0425 | 4288.7116 | 4466.6931
34.1083 | 4239.0206 | 4414.94
34.1742 | 4191.0877 | 4365.0178
34.24 | 4140.752 | 4312.5932
34.3059 | 4094.2021 | 4264.1115
34.3717 | 4062.3447 | 4230.932
34.4376 | 4025.2809 | 4192.33
34.5034 | 3977.7499 | 4142.8265
34.5693 | 3935.1578 | 4098.4668
34.6351 | 3898.9396 | 4060.7456
34.7009 | 3869.1225 | 4029.6911
34.7668 | 3847.4635 | 4007.1332
34.8327 | 3822.8539 | 3981.5023
34.8985 | 3786.9305 | 3944.0881
34.9643 | 3739.588 | 3894.7809
35.0302 | 3685.079 | 3838.0098
35.096 | 3627.8736 | 3778.4304
35.1619 | 3578.0347 | 3726.5232
35.2277 | 3531.0808 | 3677.6206
35.2936 | 3483.7654 | 3628.3417
35.3594 | 3435.7117 | 3578.2937
35.4253 | 3392.5425 | 3533.333
35.4911 | 3350.1514 | 3489.1827
35.557 | 3304.0296 | 3441.1468
35.6228 | 3267.9187 | 3403.5373
35.6887 | 3244.3683 | 3379.0096
35.7545 | 3221.1262 | 3354.8029
35.8203 | 3189.0011 | 3321.3447
35.8862 | 3157.1844 | 3288.2075
35.952 | 3123.1804 | 3252.7924
36.0179 | 3076.7097 | 3204.3932
36.0837 | 3018.9533 | 3144.2399
36.1496 | 2964.7537 | 3087.791
36.2154 | 2923.7592 | 3045.0952
36.2813 | 2890.8145 | 3010.7833
36.3471 | 2864.2042 | 2983.0686
36.413 | 2837.823 | 2955.5926
36.4788 | 2804.4231 | 2920.8067
36.5446 | 2764.4607 | 2879.1859
36.6105 | 2721.4791 | 2834.4205
36.6763 | 2683.7976 | 2795.1752
36.7422 | 2652.1693 | 2762.2344
36.808 | 2622.9157 | 2731.7667
36.8739 | 2590.6156 | 2698.1262
36.9397 | 2560.5829 | 2666.8471
37.0056 | 2524.7147 | 2629.4904
37.0714 | 2486.0667 | 2589.2385
37.1373 | 2448.3863 | 2549.9944
37.2031 | 2420.0315 | 2520.4628
37.269 | 2389.8249 | 2489.0026
37.3348 | 2349.1522 | 2446.642
37.4006 | 2310.1824 | 2406.055
37.4665 | 2281.2506 | 2375.9225
37.5323 | 2253.7685 | 2347.2999
37.5982 | 2204.3191 | 2295.7984
37.664 | 2151.9983 | 2241.3063
37.7299 | 2121.4293 | 2209.4686
37.7957 | 2093.7191 | 2180.6085
37.8616 | 2064.3978 | 2150.0703
37.9274 | 2060.815 | 2146.3388
37.9933 | 2060.1307 | 2145.6262
38.0591 | 2035.7617 | 2120.2458
38.125 | 2015.1359 | 2098.764
38.1908 | 1980.9174 | 2063.1254
38.2567 | 1940.2572 | 2020.7779
38.3225 | 1924.4504 | 2004.3151
38.3883 | 1903.2475 | 1982.2323
38.4542 | 1871.4037 | 1949.0669
38.52 | 1857.0185 | 1934.0847
38.5859 | 1835.9104 | 1912.1007
38.6517 | 1798.458 | 1873.094
38.7176 | 1773.4308 | 1847.0282
38.7834 | 1750.699 | 1823.353
38.8493 | 1720.157 | 1791.5435
38.9151 | 1692.6479 | 1762.8928
38.981 | 1664.3878 | 1733.4599
39.0468 | 1636.3007 | 1704.2071
39.1127 | 1608.6582 | 1675.4175
39.1785 | 1578.1027 | 1643.5939
39.2443 | 1549.0636 | 1613.3497
39.3102 | 1523.6208 | 1586.851
39.376 | 1498.9299 | 1561.1355
39.4419 | 1481.539 | 1543.0228
39.5077 | 1469.394 | 1530.3739
39.5736 | 1455.0619 | 1515.447
39.6394 | 1443.8575 | 1503.7776
39.7053 | 1438.7041 | 1498.4104
39.7711 | 1429.566 | 1488.893
39.837 | 1408.659 | 1467.1183
39.9028 | 1393.4958 | 1451.3258
39.9686 | 1374.9498 | 1432.0102
40.0345 | 1341.8988 | 1397.5876
40.1003 | 1310.4986 | 1364.8843
40.1662 | 1294.6772 | 1348.4063
40.232 | 1278.6006 | 1331.6625
40.2979 | 1266.0005 | 1318.5396
40.3637 | 1262.7927 | 1315.1986
40.4296 | 1260.0421 | 1312.3339
40.4954 | 1263.1291 | 1315.549
40.5613 | 1262.5386 | 1314.9339
40.6271 | 1249.3876 | 1301.2371
40.693 | 1223.9177 | 1274.7103
40.7588 | 1200.8505 | 1250.6858
40.8246 | 1169.7982 | 1218.3448
40.8905 | 1139.1625 | 1186.4377
40.9563 | 1120.8863 | 1167.403
41.0222 | 1117.2223 | 1163.587
41.088 | 1113.0354 | 1159.2264
41.1539 | 1112.7407 | 1158.9194
41.2197 | 1106.3802 | 1152.295
41.2856 | 1090.1828 | 1135.4254
41.3514 | 1066.9011 | 1111.1775
41.4173 | 1040.908 | 1084.1057
41.4831 | 1013.9087 | 1055.9859
41.549 | 1002.8514 | 1044.4697
41.6148 | 1008.89 | 1050.7589
41.6806 | 1010.3929 | 1052.3242
41.7465 | 1008.7692 | 1050.6331
41.8123 | 1004.4215 | 1046.1049
41.8782 | 984.4268 | 1025.2806
41.944 | 955.0525 | 994.6872
42.0099 | 938.5336 | 977.4827
42.0757 | 929.1535 | 967.7134
42.1416 | 923.5041 | 961.8295
42.2074 | 925.933 | 964.3592
42.2733 | 926.51 | 964.9601
42.3391 | 922.9002 | 961.2006
42.405 | 914.6206 | 952.5774
42.4708 | 895.8607 | 933.0389
42.5367 | 873.9339 | 910.2022
42.6025 | 863.2791 | 899.1052
42.6683 | 859.8169 | 895.4993
42.7342 | 851.3092 | 886.6385
42.8 | 842.8149 | 877.7917
42.8659 | 842.2245 | 877.1768
42.9317 | 825.4774 | 859.7347
42.9976 | 793.4325 | 826.36
43.0634 | 764.729 | 796.4652
43.1293 | 760.824 | 792.3982
43.1951 | 756.114 | 787.4927
43.261 | 756.7446 | 788.1495
43.3268 | 763.991 | 795.6966
43.3927 | 762.3807 | 794.0195
43.4585 | 746.5327 | 777.5138
43.5243 | 731.7046 | 762.0703
43.5902 | 714.0852 | 743.7197
43.656 | 701.0016 | 730.0931
43.7219 | 700.6125 | 729.6879
43.7877 | 698.9619 | 727.9688
43.8536 | 692.8428 | 721.5957
43.9194 | 688.0791 | 716.6343
43.9853 | 685.9186 | 714.3842
44.0511 | 687.824 | 716.3687
44.117 | 689.3539 | 717.962
44.1828 | 691.6754 | 720.3799
44.2486 | 695.5132 | 724.377
44.3145 | 693.0977 | 721.8613
44.3803 | 685.6232 | 714.0766
44.4462 | 670.6743 | 698.5073
44.512 | 660.033 | 687.4244
44.5779 | 653.1759 | 680.2827
44.6437 | 639.2066 | 665.7336
44.7096 | 625.9082 | 651.8834
44.7754 | 625.7472 | 651.7157
44.8413 | 623.9356 | 649.8289
44.9071 | 613.9114 | 639.3888
44.973 | 602.8138 | 627.8306
45.0388 | 596.8424 | 621.6114
45.1047 | 588.5494 | 612.9742
45.1705 | 574.7276 | 598.5788
45.2364 | 571.1179 | 594.8193
45.3022 | 578.4447 | 602.4502
45.368 | 576.8076 | 600.7451
45.4339 | 569.0915 | 592.7088
45.4997 | 566.9982 | 590.5287
45.5656 | 561.2682 | 584.5608
45.6314 | 549.54 | 572.3459
45.6973 | 537.0065 | 559.2922
45.7631 | 532.6553 | 554.7605
45.829 | 524.889 | 546.6719
| 0 | 0
Degrees | #VALUE! | #VALUE!
-45.8948 | 0 | 0
-45.829 | 0 | 0
-45.7631 | 0 | 0
-45.6973 | 0 | 0
-45.6314 | 0 | 0
-45.5656 | 0 | 0
-45.4997 | 0 | 0
-45.4339 | 0 | 0
-45.368 | 0 | 0
-45.3022 | 0 | 0
-45.2364 | 0 | 0
-45.1705 | 0 | 0
-45.1047 | 0 | 0
-45.0388 | 0 | 0
-44.973 | 0 | 0
-44.9071 | 0 | 0
-44.8413 | 0 | 0
-44.7754 | 0 | 0
-44.7096 | 0 | 0
-44.6437 | 0 | 0
-44.5779 | 0 | 0
-44.512 | 0 | 0
-44.4462 | 0 | 0
-44.3803 | 0 | 0
-44.3145 | 0 | 0
-44.2486 | 0 | 0
-44.1828 | 0 | 0
-44.117 | 0 | 0
-44.0511 | 0 | 0
-43.9853 | 0 | 0
-43.9194 | 0 | 0
-43.8536 | 0 | 0
-43.7877 | 0 | 0
-43.7219 | 0 | 0
-43.656 | 0 | 0
-43.5902 | 0 | 0
-43.5243 | 0 | 0
-43.4585 | 0 | 0
-43.3927 | 0 | 0
-43.3268 | 0 | 0
-43.261 | 0 | 0
-43.1951 | 0 | 0
-43.1293 | 0 | 0
-43.0634 | 0 | 0
-42.9976 | 0 | 0
-42.9317 | 0 | 0
-42.8659 | 0 | 0
-42.8 | 0 | 0
-42.7342 | 0 | 0
-42.6683 | 0 | 0
-42.6025 | 0 | 0
-42.5367 | 0 | 0
-42.4708 | 0 | 0
-42.405 | 0 | 0
-42.3391 | 0 | 0
-42.2733 | 0 | 0
-42.2074 | 0 | 0
-42.1416 | 0 | 0
-42.0757 | 0 | 0
-42.0099 | 0 | 0
-41.944 | 0 | 0
-41.8782 | 0 | 0
-41.8123 | 0 | 0
-41.7465 | 0 | 0
-41.6806 | 0 | 0
-41.6148 | 0 | 0
-41.549 | 0 | 0
-41.4831 | 0 | 0
-41.4173 | 0 | 0
-41.3514 | 0 | 0
-41.2856 | 0 | 0
-41.2197 | 0 | 0
-41.1539 | 0 | 0
-41.088 | 0 | 0
-41.0222 | 0 | 0
-40.9563 | 0 | 0
-40.8905 | 0 | 0
-40.8246 | 0 | 0
-40.7588 | 0 | 0
-40.693 | 0 | 0
-40.6271 | 0 | 0
-40.5613 | 0 | 0
-40.4954 | 0 | 0
-40.4296 | 0 | 0
-40.3637 | 0 | 0
-40.2979 | 0 | 0
-40.232 | 0 | 0
-40.1662 | 0 | 0
-40.1003 | 0 | 0
-40.0345 | 0 | 0
-39.9686 | 0 | 0
-39.9028 | 0 | 0
-39.837 | 0 | 0
-39.7711 | 0 | 0
-39.7053 | 0 | 0
-39.6394 | 0 | 0
-39.5736 | 0 | 0
-39.5077 | 0 | 0
-39.4419 | 0 | 0
-39.376 | 0 | 0
-39.3102 | 0 | 0
-39.2443 | 0 | 0
-39.1785 | 0 | 0
-39.1127 | 0 | 0
-39.0468 | 0 | 0
-38.981 | 0 | 0
-38.9151 | 0 | 0
-38.8493 | 0 | 0
-38.7834 | 0 | 0
-38.7176 | 0 | 0
-38.6517 | 0 | 0
-38.5859 | 0 | 0
-38.52 | 0 | 0
-38.4542 | 0 | 0
-38.3883 | 0 | 0
-38.3225 | 0 | 0
-38.2567 | 0 | 0
-38.1908 | 0 | 0
-38.125 | 0 | 0
-38.0591 | 0 | 0
-37.9933 | 0 | 0
-37.9274 | 0 | 0
-37.8616 | 0 | 0
-37.7957 | 0 | 0
-37.7299 | 25.2011 | 26.247
-37.664 | 58.0646 | 60.4742
-37.5982 | 91.4379 | 95.2326
-37.5323 | 126.8913 | 132.1572
-37.4665 | 159.6741 | 166.3006
-37.4006 | 167.4573 | 174.4067
-37.3348 | 164.2904 | 171.1084
-37.269 | 158.7617 | 165.3503
-37.2031 | 154.7091 | 161.1295
-37.1373 | 152.8572 | 159.2008
-37.0714 | 153.1927 | 159.5502
-37.0056 | 156.2792 | 162.7647
-36.9397 | 157.4466 | 163.9806
-36.8739 | 159.9828 | 166.6221
-36.808 | 159.9023 | 166.5383
-36.7422 | 157.1647 | 163.6871
-36.6763 | 152.5888 | 158.9212
-36.6105 | 154.7762 | 161.1994
-36.5446 | 155.9839 | 162.4572
-36.4788 | 157.7418 | 164.2881
-36.413 | 155.5679 | 162.024
-36.3471 | 158.1578 | 164.7214
-36.2813 | 155.4069 | 161.8563
-36.2154 | 150.0123 | 156.2379
-36.1496 | 146.5771 | 152.66
-36.0837 | 152.0387 | 158.3483
-36.0179 | 150.6162 | 156.8668
-35.952 | 153.5819 | 159.9555
-35.8862 | 154.5346 | 160.9478
-35.8203 | 161.2844 | 167.9777
-35.7545 | 164.5185 | 171.346
-35.6887 | 171.4695 | 178.5855
-35.6228 | 171.8453 | 178.9769
-35.557 | 172.1271 | 179.2704
-35.4911 | 168.2758 | 175.2592
-35.4253 | 164.9881 | 171.8351
-35.3594 | 162.6398 | 169.3894
-35.2936 | 166.746 | 173.666
-35.2277 | 175.4282 | 182.7084
-35.1619 | 174.3144 | 181.5484
-35.096 | 177.2935 | 184.6512
-35.0302 | 179.3868 | 186.8314
-34.9643 | 179.9505 | 187.4184
-34.8985 | 181.9365 | 189.4869
-34.8327 | 190.2295 | 198.124
-34.7668 | 188.2703 | 196.0835
-34.7009 | 182.272 | 189.8363
-34.6351 | 179.1184 | 186.5518
-34.5693 | 174.0327 | 181.255
-34.5034 | 171.5635 | 178.6834
-34.4376 | 178.5414 | 185.9509
-34.3717 | 189.2365 | 197.0898
-34.3059 | 189.2901 | 197.1457
-34.24 | 190.3906 | 198.2918
-34.1742 | 190.5649 | 198.4734
-34.1083 | 184.2043 | 191.8487
-34.0425 | 178.3804 | 185.7832
-33.9766 | 181.1984 | 188.7181
-33.9108 | 180.7019 | 188.201
-33.8449 | 179.5076 | 186.9572
-33.7791 | 180.7556 | 188.2569
-33.7133 | 185.0363 | 192.7153
-33.6474 | 188.6058 | 196.4329
-33.5816 | 190.9407 | 198.8647
-33.5157 | 193.0743 | 201.0869
-33.4499 | 194.8457 | 202.9318
-33.384 | 194.5907 | 202.6663
-33.3182 | 189.733 | 197.6069
-33.2523 | 188.8071 | 196.6426
-33.1865 | 188.7534 | 196.5867
-33.1206 | 190.5382 | 198.4455
-33.0548 | 189.9074 | 197.7886
-32.989 | 192.2424 | 200.2204
-32.9231 | 192.9267 | 200.9332
-32.8573 | 192.7926 | 200.7935
-32.7914 | 192.7657 | 200.7655
-32.7256 | 194.6847 | 202.7641
-32.6597 | 197.3148 | 205.5033
-32.5939 | 197.2745 | 205.4614
-32.528 | 196.4425 | 204.5949
-32.4622 | 196.8183 | 204.9863
-32.3963 | 203.1789 | 211.6109
-32.3305 | 209.2176 | 217.9001
-32.2646 | 212.9749 | 221.8133
-32.1988 | 215.8466 | 224.8042
-32.133 | 216.2895 | 225.2655
-32.0671 | 211.8209 | 220.6115
-32.0013 | 205.5273 | 214.0567
-31.9354 | 205.004 | 213.5116
-31.8696 | 209.2981 | 217.9839
-31.8037 | 211.3915 | 220.1642
-31.7379 | 212.1966 | 221.0027
-31.672 | 217.6179 | 226.649
-31.6062 | 216.1821 | 225.1536
-31.5403 | 211.5927 | 220.3738
-31.4745 | 208.654 | 217.3131
-31.4086 | 205.6749 | 214.2104
-31.3428 | 200.0121 | 208.3126
-31.2769 | 200.5085 | 208.8296
-31.2111 | 201.2063 | 209.5564
-31.1453 | 201.2734 | 209.6263
-31.0794 | 204.5208 | 213.0084
-31.0136 | 207.728 | 216.3487
-30.9477 | 210.2643 | 218.9902
-30.8819 | 215.0549 | 223.9796
-30.816 | 217.0812 | 226.0901
-30.7502 | 216.7725 | 225.7686
-30.6843 | 220.9325 | 230.1012
-30.6185 | 222.2207 | 231.4428
-30.5526 | 220.8116 | 229.9753
-30.4868 | 228.7156 | 238.2073
-30.421 | 235.5056 | 245.2791
-30.3551 | 237.1964 | 247.0401
-30.2893 | 243.4229 | 253.525
-30.2234 | 255.5269 | 266.1313
-30.1576 | 257.7679 | 268.4653
-30.0917 | 258.667 | 269.4017
-30.0259 | 261.9144 | 272.7839
-29.96 | 260.3444 | 271.1487
-29.8942 | 253.9032 | 264.4402
-29.8283 | 249.7165 | 260.0797
-29.7625 | 248.1464 | 258.4445
-29.6966 | 243.6242 | 253.7346
-29.6308 | 242.3762 | 252.4348
-29.5649 | 247.0997 | 257.3544
-29.4991 | 254.7755 | 265.3487
-29.4333 | 259.6198 | 270.394
-29.3674 | 266.061 | 277.1025
-29.3016 | 272.1399 | 283.4337
-29.2357 | 274.5285 | 285.9214
-29.1699 | 273.3341 | 284.6774
-29.104 | 269.9122 | 281.1136
-29.0382 | 264.5983 | 275.5791
-28.9723 | 260.3309 | 271.1347
-28.9065 | 255.5807 | 266.1873
-28.8406 | 254.5607 | 265.125
-28.7748 | 259.9821 | 270.7714
-28.709 | 265.7524 | 276.7811
-28.6431 | 266.2756 | 277.3261
-28.5773 | 267.2553 | 278.3463
-28.5114 | 269.3621 | 280.5406
-28.4456 | 268.4495 | 279.5902
-28.3797 | 272.3411 | 283.6433
-28.3139 | 278.6078 | 290.17
-28.248 | 280.3792 | 292.0149
-28.1822 | 279.896 | 291.5117
-28.1163 | 278.8896 | 290.4636
-28.0505 | 275.8569 | 287.305
-27.9846 | 274.354 | 285.7397
-27.9188 | 278.836 | 290.4077
-27.8529 | 280.7281 | 292.3783
-27.7871 | 284.378 | 296.1797
-27.7213 | 292.3356 | 304.4675
-27.6554 | 297.5288 | 309.8763
-27.5896 | 297.3007 | 309.6386
-27.5237 | 299.7295 | 312.1683
-27.4579 | 303.5272 | 316.1235
-27.392 | 302.8159 | 315.3828
-27.3262 | 305.2179 | 317.8845
-27.2603 | 308.9082 | 321.7279
-27.1945 | 311.5115 | 324.4392
-27.1286 | 312.0752 | 325.0263
-27.0628 | 313.1621 | 326.1583
-26.9969 | 312.8668 | 325.8508
-26.9311 | 315.3629 | 328.4504
-26.8653 | 319.1873 | 332.4335
-26.7994 | 318.2614 | 331.4692
-26.7336 | 311.6725 | 324.6069
-26.6677 | 313.5513 | 326.5637
-26.6019 | 314.5039 | 327.5559
-26.536 | 305.4193 | 318.0941
-26.4702 | 307.8347 | 320.6098
-26.4043 | 323.1728 | 336.5844
-26.3385 | 324.3268 | 337.7864
-26.2726 | 329.0504 | 342.706
-26.2068 | 338.7122 | 352.7687
-26.141 | 341.9327 | 356.1229
-26.0751 | 342.5231 | 356.7378
-26.0093 | 346.4952 | 360.8747
-25.9434 | 345.2607 | 359.589
-25.8776 | 345.5827 | 359.9244
-25.8117 | 348.0787 | 362.5239
-25.7459 | 344.3481 | 358.6386
-25.68 | 344.8983 | 359.2116
-25.6142 | 350.4941 | 365.0396
-25.5483 | 358.9615 | 373.8584
-25.4825 | 364.8257 | 379.9659
-25.4166 | 372.4075 | 387.8624
-25.3508 | 379.7075 | 395.4653
-25.2849 | 380.1235 | 395.8987
-25.2191 | 375.816 | 391.4124
-25.1532 | 374.7424 | 390.2942
-25.0874 | 371.1596 | 386.5627
-25.0216 | 367.7377 | 382.9988
-24.9557 | 368.3415 | 383.6276
-24.8899 | 367.8987 | 383.1665
-24.824 | 373.2261 | 388.715
-24.7582 | 378.4327 | 394.1376
-24.6923 | 377.8422 | 393.5227
-24.6265 | 377.5604 | 393.2292
-24.5606 | 384.0151 | 399.9517
-24.4948 | 381.0494 | 396.863
-24.429 | 381.8412 | 397.6876
-24.3631 | 390.993 | 407.2192
-24.2972 | 397.7294 | 414.2351
-24.2314 | 401.3391 | 417.9947
-24.1656 | 409.1088 | 426.0868
-24.0997 | 416.1404 | 433.4102
-24.0339 | 424.0578 | 441.6562
-23.968 | 428.6605 | 446.4499
-23.9022 | 434.7394 | 452.7811
-23.8363 | 435.2626 | 453.326
-23.7705 | 435.1151 | 453.1723
-23.7046 | 430.1231 | 447.9733
-23.6388 | 430.821 | 448.7
-23.5729 | 433.223 | 451.2017
-23.5071 | 438.6443 | 456.848
-23.4413 | 444.1864 | 462.6202
-23.3754 | 452.5062 | 471.2852
-23.3096 | 463.7112 | 482.9552
-23.2437 | 473.0241 | 492.6546
-23.1779 | 481.3306 | 501.3058
-23.112 | 486.1077 | 506.2812
-23.0462 | 495.0583 | 515.6032
-22.9803 | 495.7426 | 516.316
-22.9145 | 495.4743 | 516.0364
-22.8486 | 495.7024 | 516.2741
-22.7828 | 498.9767 | 519.6842
-22.7169 | 497.2725 | 517.9093
-22.6511 | 500.8822 | 521.6689
-22.5852 | 504.3309 | 525.2606
-22.5194 | 509.8864 | 531.0467
-22.4536 | 517.2803 | 538.7475
-22.3877 | 525.1574 | 546.9515
-22.3219 | 532.2829 | 554.3727
-22.256 | 535.8792 | 558.1182
-22.1902 | 535.7451 | 557.9785
-22.1243 | 535.6243 | 557.8527
-22.0585 | 532.35 | 554.4425
-21.9926 | 527.6668 | 549.565
-21.9268 | 533.6786 | 555.8262
-21.8609 | 546.6414 | 569.327
-21.7951 | 555.3371 | 578.3836
-21.7293 | 572.1915 | 595.9374
-21.6634 | 586.8316 | 611.1851
-21.5976 | 595.5676 | 620.2837
-21.5317 | 598.3989 | 623.2325
-21.4659 | 602.4918 | 627.4952
-21.4 | 598.3856 | 623.2186
-21.3342 | 597.8085 | 622.6176
-21.2683 | 600.6802 | 625.6085
-21.2025 | 608.5304 | 633.7844
-21.1366 | 615.24 | 640.7724
-21.0708 | 629.5179 | 655.6429
-21.0049 | 640.4276 | 667.0054
-20.9391 | 645.0439 | 671.8132
-20.8732 | 644.3326 | 671.0724
-20.8074 | 648.1705 | 675.0696
-20.7416 | 648.0899 | 674.9857
-20.6757 | 650.6128 | 677.6132
-20.6099 | 660.4893 | 687.8996
-20.544 | 668.9031 | 696.6625
-20.4782 | 677.3973 | 705.5093
-20.4123 | 682.1477 | 710.4568
-20.3465 | 689.1391 | 717.7384
-20.2806 | 692.0107 | 720.7292
-20.2148 | 696.7611 | 725.6767
-20.1489 | 700.2769 | 729.3384
-20.0831 | 704.343 | 733.5733
-20.0173 | 713.7229 | 743.3424
-19.9514 | 720.6204 | 750.5262
-19.8856 | 735.8913 | 766.4308
-19.8197 | 751.3635 | 782.5451
-19.7539 | 765.3597 | 797.1221
-19.688 | 769.7209 | 801.6643
-19.6222 | 773.438 | 805.5357
-19.5563 | 768.8219 | 800.728
-19.4905 | 772.0156 | 804.0543
-19.4246 | 779.8658 | 812.2303
-19.3588 | 783.7304 | 816.2552
-19.2929 | 788.293 | 821.0072
-19.2271 | 801.2558 | 834.508
-19.1612 | 813.105 | 846.8488
-19.0954 | 820.3513 | 854.3959
-19.0296 | 831.7977 | 866.3173
-18.9637 | 844.8546 | 879.9161
-18.8979 | 857.254 | 892.83
-18.832 | 864.5941 | 900.4748
-18.7662 | 870.4717 | 906.5963
-18.7003 | 875.8796 | 912.2286
-18.6345 | 882.6294 | 919.2585
-18.5686 | 880.885 | 917.4417
-18.5028 | 880.4421 | 916.9805
-18.4369 | 883.9177 | 920.6003
-18.3711 | 889.7282 | 926.652
-18.3053 | 894.5725 | 931.6972
-18.2394 | 905.1333 | 942.6963
-18.1736 | 916.875 | 954.9254
-18.1077 | 926.2281 | 964.6666
-18.0419 | 938.9495 | 977.9159
-17.976 | 961.5741 | 1001.4795
-17.9102 | 979.9315 | 1020.5987
-17.8443 | 987.1376 | 1028.1038
-17.7785 | 991.3512 | 1032.4922
-17.7126 | 993.619 | 1034.8542
-17.6468 | 992.0088 | 1033.1771
-17.5809 | 985.8226 | 1026.7342
-17.5151 | 994.7864 | 1036.0701
-17.4492 | 1008.7692 | 1050.6331
-17.3834 | 1025.06 | 1067.6
-17.3176 | 1036.6541 | 1079.6753
-17.2517 | 1046.4909 | 1089.9202
-17.1859 | 1045.2963 | 1088.6761
-17.12 | 1061.6541 | 1105.7127
-17.0542 | 1071.3692 | 1115.831
-16.9883 | 1077.7567 | 1122.4836
-16.9225 | 1089.8069 | 1135.0338
-16.8566 | 1106.5011 | 1152.4209
-16.7908 | 1113.626 | 1159.8414
-16.7249 | 1123.8108 | 1170.4489
-16.6591 | 1136.3577 | 1183.5166
-16.5932 | 1155.964 | 1203.9365
-16.5274 | 1173.207 | 1221.8951
-16.4615 | 1180.7079 | 1229.7073
-16.3957 | 1190.4637 | 1239.8679
-16.3299 | 1203.0783 | 1253.0061
-16.264 | 1213.1829 | 1263.53
-16.1982 | 1225.3404 | 1276.192
-16.1323 | 1237.8332 | 1289.2032
-16.0665 | 1248.7304 | 1300.5527
-16.0006 | 1260.6597 | 1312.9771
-15.9348 | 1271.6632 | 1324.4372
-15.8689 | 1280.493 | 1333.6335
-15.8031 | 1292.9858 | 1346.6447
-15.7372 | 1303.3591 | 1357.4485
-15.6714 | 1313.3971 | 1367.9031
-15.6055 | 1328.7478 | 1383.8908
-15.5397 | 1344.3682 | 1400.1595
-15.4739 | 1346.2471 | 1402.1163
-15.408 | 1364.9534 | 1421.599
-15.3422 | 1388.4497 | 1446.0703
-15.2763 | 1408.6996 | 1467.1606
-15.2105 | 1427.6476 | 1486.895
-15.1446 | 1445.3875 | 1505.371
-15.0788 | 1458.4041 | 1518.9279
-15.0129 | 1463.973 | 1524.7279
-14.9471 | 1463.3825 | 1524.1129
-14.8812 | 1466.2674 | 1527.1175
-14.8154 | 1488.6774 | 1550.4575
-14.7495 | 1505.0894 | 1567.5506
-14.6837 | 1527.9149 | 1591.3233
-14.6179 | 1549.023 | 1613.3074
-14.552 | 1566.2129 | 1631.2107
-14.4862 | 1582.5041 | 1648.178
-14.4203 | 1601.4916 | 1667.9535
-14.3545 | 1602.6321 | 1669.1413
-14.2886 | 1615.9039 | 1682.9639
-14.2228 | 1631.1754 | 1698.8692
-14.1569 | 1639.9782 | 1708.0373
-14.0911 | 1643.386 | 1711.5865
-14.0252 | 1662.4277 | 1731.4185
-13.9594 | 1681.3091 | 1751.0834
-13.8935 | 1710.8845 | 1781.8863
-13.8277 | 1734.8776 | 1806.875
-13.7619 | 1758.9519 | 1831.9484
-13.696 | 1786.6495 | 1860.7955
-13.6302 | 1799.2767 | 1873.9466
-13.5643 | 1795.5731 | 1870.0894
-13.4985 | 1809.0855 | 1884.1625
-13.4326 | 1833.6159 | 1909.711
-13.3668 | 1852.5098 | 1929.389
-13.3009 | 1870.7194 | 1948.3542
-13.2351 | 1899.4096 | 1978.2351
-13.1692 | 1916.5329 | 1996.069
-13.1034 | 1928.9184 | 2008.9685
-13.0375 | 1946.5781 | 2027.3611
-12.9717 | 1974.9465 | 2056.9067
-12.9059 | 1996.9398 | 2079.8128
-12.84 | 2019.3102 | 2103.1116
-12.7742 | 2037.1844 | 2121.7276
-12.7083 | 2053.5287 | 2138.7501
-12.6425 | 2073.6702 | 2159.7276
-12.5766 | 2100.2941 | 2187.4563
-12.5108 | 2128.4604 | 2216.7915
-12.4449 | 2157.2579 | 2246.7841
-12.3791 | 2187.0354 | 2277.7974
-12.3132 | 2215.7788 | 2307.7336
-12.2474 | 2241.4632 | 2334.4839
-12.1815 | 2265.2958 | 2359.3056
-12.1157 | 2284.2168 | 2379.0118
-12.0499 | 2307.5255 | 2403.2878
-11.984 | 2327.0099 | 2423.5808
-11.9182 | 2342.6303 | 2439.8495
-11.8523 | 2375.7219 | 2474.3144
-11.7865 | 2405.6463 | 2505.4806
-11.7206 | 2428.4583 | 2529.2393
-11.6548 | 2450.6537 | 2552.3558
-11.5889 | 2477.7337 | 2580.5597
-11.5231 | 2499.1511 | 2602.8659
-11.4572 | 2516.8368 | 2621.2856
-11.3914 | 2530.7263 | 2635.7514
-11.3255 | 2552.4249 | 2658.3505
-11.2597 | 2580.4569 | 2687.5458
-11.1939 | 2602.5721 | 2710.5788
-11.128 | 2651.7798 | 2761.8287
-11.0622 | 2703.2018 | 2815.3847
-10.9963 | 2747.2437 | 2861.2543
-10.9305 | 2783.3681 | 2898.8779
-10.8646 | 2816.2983 | 2933.1747
-10.7988 | 2838.7884 | 2956.5981
-10.7329 | 2862.4732 | 2981.2658
-10.6671 | 2895.4033 | 3015.5626
-10.6012 | 2933.3535 | 3055.0877
-10.5354 | 2968.1761 | 3091.3554
-10.4695 | 3006.2054 | 3130.9629
-10.4037 | 3042.4912 | 3168.7546
-10.3379 | 3074.9923 | 3202.6045
-10.272 | 3104.675 | 3233.5191
-10.2062 | 3132.7216 | 3262.7295
-10.1403 | 3152.0039 | 3282.8121
-10.0745 | 3179.9161 | 3311.8827
-10.0086 | 3214.3762 | 3347.7729
-9.9428 | 3250.0174 | 3384.8931
-9.8769 | 3283.4714 | 3419.7355
-9.8111 | 3323.7556 | 3461.6915
-9.7452 | 3373.0842 | 3513.0672
-9.6794 | 3419.031 | 3560.9208
-9.6135 | 3463.1135 | 3606.8327
-9.5477 | 3514.4011 | 3660.2488
-9.4819 | 3569.6486 | 3717.789
-9.416 | 3610.3754 | 3760.206
-9.3502 | 3642.5806 | 3793.7477
-9.2843 | 3673.6996 | 3826.1581
-9.2185 | 3708.442 | 3862.3423
-9.1526 | 3744.2706 | 3899.6578
-9.0868 | 3775.5104 | 3932.1941
-9.0209 | 3813.2054 | 3971.4534
-8.9551 | 3863.2318 | 4023.5559
-8.8892 | 3921.5381 | 4084.2819
-8.8234 | 3975.469 | 4140.451
-8.7575 | 4038.5527 | 4206.1526
-8.6917 | 4094.4969 | 4264.4185
-8.6259 | 4135.0893 | 4306.6955
-8.56 | 4168.7444 | 4341.7472
-8.4942 | 4192.1344 | 4366.1079
-8.4283 | 4220.5152 | 4395.6666
-8.3625 | 4262.8262 | 4439.7335
-8.2966 | 4314.8918 | 4493.9598
-8.2308 | 4359.0545 | 4539.9553
-8.1649 | 4431.2763 | 4615.1743
-8.0991 | 4488.8712 | 4675.1594
-8.0332 | 4539.3278 | 4727.7099
-7.9674 | 4603.5112 | 4794.557
-7.9015 | 4670.1641 | 4863.9759
-7.8357 | 4709.1329 | 4904.5619
-7.7699 | 4756.5295 | 4953.9254
-7.704 | 4812.5132 | 5012.2325
-7.6382 | 4865.4787 | 5067.3961
-7.5723 | 4915.7331 | 5119.7361
-7.5065 | 4955.4549 | 5161.1063
-7.4406 | 4999.5895 | 5207.0725
-7.3748 | 5050.2606 | 5259.8464
-7.3089 | 5093.2558 | 5304.6259
-7.2431 | 5148.7167 | 5362.3884
-7.1772 | 5223.4204 | 5440.1923
-7.1114 | 5292.6499 | 5512.2949
-7.0455 | 5344.702 | 5566.5071
-6.9797 | 5389.348 | 5613.0059
-6.9139 | 5423.7956 | 5648.8831
-6.848 | 5466.0524 | 5692.8935
-6.7822 | 5520.7884 | 5749.9011
-6.7163 | 5583.2003 | 5814.9031
-6.6505 | 5643.6937 | 5877.907
-6.5846 | 5702.3489 | 5938.9964
-6.5188 | 5747.6115 | 5986.1374
-6.4529 | 5783.0923 | 6023.0906
-6.3871 | 5823.2681 | 6064.9338
-6.3212 | 5884.098 | 6128.288
-6.2554 | 5951.0331 | 6198.001
-6.1895 | 6024.6088 | 6274.6301
-6.1237 | 6103.165 | 6356.4464
-6.0579 | 6168.5566 | 6424.5517
-5.992 | 6246.5348 | 6505.766
-5.9262 | 6330.0287 | 6592.7249
-5.8603 | 6408.9869 | 6674.9599
-5.7945 | 6485.6236 | 6754.777
-5.7286 | 6564.8901 | 6837.333
-5.6628 | 6607.4562 | 6881.6656
-5.5969 | 6654.1268 | 6930.2731
-5.5311 | 6726.2424 | 7005.3814
-5.4652 | 6822.6051 | 7105.7432
-5.3994 | 6888.7872 | 7174.6719
-5.3335 | 6960.7549 | 7249.6262
-5.2677 | 7028.5346 | 7320.2188
-5.2019 | 7073.4754 | 7367.0246
-5.136 | 7093.2951 | 7387.6668
-5.0702 | 7138.7993 | 7435.0594
-5.0043 | 7190.4223 | 7488.8248
-4.9385 | 7245.5353 | 7546.225
-4.8726 | 7302.5793 | 7605.6364
-4.8068 | 7344.6882 | 7649.4928
-4.7409 | 7418.2931 | 7726.1523
-4.6751 | 7511.7563 | 7823.4941
-4.6092 | 7610.0655 | 7925.8832
-4.5434 | 7724.9461 | 8045.5314
-4.4775 | 7819.3633 | 8143.8669
-4.4117 | 7882.5011 | 8209.6249
-4.3459 | 7932.8222 | 8262.0343
-4.28 | 7978.9836 | 8310.1114
-4.2142 | 8003.2734 | 8335.4093
-4.1483 | 8070.1534 | 8405.0647
-4.0825 | 8143.2875 | 8481.2339
-4.0166 | 8202.8144 | 8543.2312
-3.9508 | 8270.0047 | 8613.2099
-3.8849 | 8306.7197 | 8651.4485
-3.8191 | 8342.9378 | 8689.1698
-3.7532 | 8387.8244 | 8735.9191
-3.6874 | 8416.5136 | 8765.7989
-3.6215 | 8450.7872 | 8801.4949
-3.5557 | 8545.3242 | 8899.9552
-3.4898 | 8650.6511 | 9009.6531
-3.424 | 8754.4084 | 9117.7164
-3.3582 | 8866.5655 | 9234.528
-3.2923 | 8969.4355 | 9341.6671
-3.2265 | 9036.5987 | 9411.6176
-3.1606 | 9083.9682 | 9460.9529
-3.0948 | 9153.5592 | 9533.4319
-3.0289 | 9242.3679 | 9625.9261
-2.9631 | 9318.991 | 9705.7291
-2.8972 | 9395.1445 | 9785.0429
-2.8314 | 9458.2 | 9850.7153
-2.7655 | 9491.0906 | 9884.9708
-2.6997 | 9520.9889 | 9916.1099
-2.6338 | 9559.6369 | 9956.3618
-2.568 | 9610.8297 | 10009.6792
-2.5022 | 9668.2643 | 10069.4973
-2.4363 | 9734.4599 | 10138.44
-2.3705 | 9788.0295 | 10194.2327
-2.3046 | 9836.6342 | 10244.8545
-2.2388 | 9891.0484 | 10301.5269
-2.1729 | 9935.4257 | 10347.7459
-2.1071 | 9978.5417 | 10392.6512
-2.0412 | 10011.2167 | 10426.6822
-1.9754 | 10033.9079 | 10450.315
-1.9095 | 10080.8212 | 10499.1753
-1.8437 | 10133.9752 | 10554.5351
-1.7778 | 10140.9928 | 10561.844
-1.712 | 10151.7546 | 10573.0524
-1.6462 | 10178.3785 | 10600.7812
-1.5803 | 10151.5661 | 10572.8561
-1.5145 | 10151.4463 | 10572.7314
-1.4486 | 10191.8243 | 10614.785
-1.3828 | 10236.188 | 10660.9898
-1.3169 | 10258.0074 | 10683.7147
-1.2511 | 10320.9963 | 10749.3176
-1.1852 | 10368.9699 | 10799.2821
-1.1194 | 10393.2327 | 10824.5518
-1.0535 | 10397.5924 | 10829.0925
-0.98769 | 10428.8207 | 10861.6168
-0.92185 | 10456.0455 | 10889.9714
-0.856 | 10489.5089 | 10924.8235
-0.79015 | 10533.6477 | 10970.7941
-0.72431 | 10570.8605 | 11009.5512
-0.65846 | 10627.8201 | 11068.8746
-0.59262 | 10658.961 | 11101.3078
-0.52677 | 10672.2713 | 11115.1706
-0.46092 | 10698.8608 | 11142.8635
-0.39508 | 10732.8554 | 11178.2689
-0.32923 | 10705.214 | 11149.4804
-0.26338 | 10698.0901 | 11142.0609
-0.19754 | 10713.2752 | 11157.8761
-0.13169 | 10672.4484 | 11115.355
-0.065846 | 10614.1348 | 11054.6214
6.537e-13 | 10573.4122 | 11012.2088
0.065846 | 10518.9313 | 10955.4669
0.13169 | 10436.6528 | 10869.7739
0.19754 | 10365.6558 | 10795.8305
0.26338 | 10302.3982 | 10729.9478
0.32923 | 10234.256 | 10658.9776
0.39508 | 10166.2877 | 10588.1887
0.46092 | 10097.7029 | 10516.7575
0.52677 | 10054.6806 | 10471.9498
0.59262 | 10008.0495 | 10423.3836
0.65846 | 9939.1293 | 10351.6031
0.72431 | 9861.5521 | 10270.8065
0.79015 | 9798.2279 | 10204.8543
0.856 | 9763.6334 | 10168.8242
0.92185 | 9805.8235 | 10212.7652
0.98769 | 9916.5173 | 10328.0527
1.0535 | 10001.9567 | 10417.0379
1.1194 | 10055.2045 | 10472.4954
1.1852 | 10076.2459 | 10494.4101
1.2511 | 10056.6001 | 10473.949
1.3169 | 10005.903 | 10421.1479
1.3828 | 9946.3479 | 10359.1214
1.4486 | 9912.7731 | 10324.1532
1.5145 | 9882.1238 | 10292.232
1.5803 | 9826.1807 | 10233.9672
1.6462 | 9754.2797 | 10159.0823
1.712 | 9690.3389 | 10092.4879
1.7778 | 9626.3293 | 10025.822
1.8437 | 9584.4079 | 9982.1608
1.9095 | 9568.2105 | 9965.2912
1.9754 | 9541.3596 | 9937.326
2.0412 | 9525.5652 | 9920.8762
2.1071 | 9507.3963 | 9901.9532
2.1729 | 9484.7166 | 9878.3323
2.2388 | 9440.3268 | 9832.1004
2.3046 | 9392.3803 | 9782.1641
2.3705 | 9347.6812 | 9735.61
2.4363 | 9292.3682 | 9678.0015
2.5022 | 9210.2428 | 9592.4679
2.568 | 9126.8426 | 9505.6066
2.6338 | 9055.2915 | 9431.0861
2.6997 | 8979.4464 | 9352.0934
2.7655 | 8894.1278 | 9263.2341
2.8314 | 8850.6493 | 9217.9512
2.8972 | 8800.0595 | 9165.2619
2.9631 | 8752.717 | 9115.9548
3.0289 | 8722.0813 | 9084.0477
3.0948 | 8686.9234 | 9047.4307
3.1606 | 8605.2948 | 8962.4145
3.2265 | 8511.589 | 8864.8199
3.2923 | 8407.9129 | 8756.8412
3.3582 | 8310.9732 | 8655.8785
3.424 | 8198.1318 | 8538.3543
3.4898 | 8103.7417 | 8440.047
3.5557 | 8046.0124 | 8379.9219
3.6215 | 8000.8978 | 8332.935
3.6874 | 7947.7448 | 8277.5762
3.7532 | 7914.8949 | 8243.363
3.8191 | 7875.5897 | 8202.4267
3.8849 | 7830.274 | 8155.2304
3.9508 | 7779.4009 | 8102.2461
4.0166 | 7732.045 | 8052.9248
4.0825 | 7664.6807 | 7982.765
4.1483 | 7579.5777 | 7894.1302
4.2142 | 7490.192 | 7801.035
4.28 | 7403.3705 | 7710.6104
4.3459 | 7307.0484 | 7610.2909
4.4117 | 7232.679 | 7532.8352
4.4775 | 7177.4993 | 7475.3656
4.5434 | 7139.3627 | 7435.6463
4.6092 | 7103.7216 | 7398.526
4.6751 | 7057.9487 | 7350.8535
4.7409 | 7015.0889 | 7306.2151
4.8068 | 6965.8936 | 7254.9782
4.8726 | 6898.0472 | 7184.3161
4.9385 | 6821.6781 | 7104.7778
5.0043 | 6756.5959 | 7036.9946
5.0702 | 6684.5626 | 6961.9719
5.136 | 6604.5441 | 6878.6327
5.2019 | 6562.7029 | 6835.0551
5.2677 | 6508.973 | 6779.0954
5.3335 | 6439.7434 | 6706.9928
5.3994 | 6368.6225 | 6632.9204
5.4652 | 6295.5821 | 6556.8488
5.5311 | 6207.2171 | 6464.8166
5.5969 | 6127.9235 | 6382.2324
5.6628 | 6060.452 | 6311.9608
5.7286 | 6006.1847 | 6255.4414
5.7945 | 5949.7979 | 6196.7145
5.8603 | 5868.9608 | 6112.5227
5.9262 | 5814.8018 | 6056.116
5.992 | 5766.9355 | 6006.2633
6.0579 | 5703.1405 | 5939.8208
6.1237 | 5652.6985 | 5887.2855
6.1895 | 5607.1142 | 5839.8094
6.2554 | 5532.222 | 5761.8092
6.3212 | 5446.9159 | 5672.9629
6.3871 | 5384.8799 | 5608.3525
6.4529 | 5321.9838 | 5542.8461
6.5188 | 5251.9096 | 5469.8638
6.5846 | 5189.8455 | 5405.2241
6.6505 | 5140.893 | 5354.24
6.7163 | 5098.0727 | 5309.6427
6.7822 | 5044.3563 | 5253.6971
6.848 | 4999.0125 | 5206.4715
6.9139 | 4953.3073 | 5158.8696
6.9797 | 4895.3229 | 5098.4788
7.0455 | 4833.7963 | 5034.3988
7.1114 | 4785.5144 | 4984.1133
7.1772 | 4741.4725 | 4938.2436
7.2431 | 4701.3362 | 4896.4417
7.3089 | 4662.0987 | 4855.5758
7.3748 | 4613.7627 | 4805.2339
7.4406 | 4582.1209 | 4772.2789
7.5065 | 4548.6127 | 4737.3802
7.5723 | 4503.2564 | 4690.1416
7.6382 | 4453.002 | 4637.8016
7.704 | 4417.0255 | 4600.332
7.7699 | 4361.6854 | 4542.6953
7.8357 | 4300.0369 | 4478.4884
7.9015 | 4249.9303 | 4426.3024
7.9674 | 4218.0333 | 4393.0817
8.0332 | 4167.9122 | 4340.8806
8.0991 | 4118.8388 | 4289.7706
8.1649 | 4072.2077 | 4241.2043
8.2308 | 4021.9668 | 4188.8784
8.2966 | 3960.4266 | 4124.7844
8.3625 | 3905.0855 | 4067.1466
8.4283 | 3865.821 | 4026.2525
8.4942 | 3837.2255 | 3996.4704
8.56 | 3804.5901 | 3962.4806
8.6259 | 3762.601 | 3918.749
8.6917 | 3719.5267 | 3873.887
8.7575 | 3668.2244 | 3820.4558
8.8234 | 3609.2214 | 3759.0041
8.8892 | 3550.8609 | 3698.2217
8.9551 | 3521.4198 | 3667.5587
9.0209 | 3489.9384 | 3634.7708
9.0868 | 3454.2837 | 3597.6365
9.1526 | 3421.6087 | 3563.6055
9.2185 | 3396.9835 | 3537.9583
9.2843 | 3349.3057 | 3488.3019
9.3502 | 3305.0763 | 3442.237
9.416 | 3271.6494 | 3407.4228
9.4819 | 3245.8045 | 3380.5054
9.5477 | 3216.8592 | 3350.3588
9.6135 | 3194.9189 | 3327.5081
9.6794 | 3168.8721 | 3300.3803
9.7452 | 3129.2992 | 3259.1652
9.8111 | 3081.058 | 3208.9219
9.8769 | 3043.4703 | 3169.7743
9.9428 | 2998.114 | 3122.5357
10.0086 | 2955.4812 | 3078.1337
10.0745 | 2920.1494 | 3041.3356
10.1403 | 2884.6019 | 3004.3129
10.2062 | 2831.8239 | 2949.3446
10.272 | 2803.8451 | 2920.2046
10.3379 | 2776.3224 | 2891.5398
10.4037 | 2749.6996 | 2863.8121
10.4695 | 2730.738 | 2844.0636
10.5354 | 2723.5319 | 2836.5584
10.6012 | 2705.3223 | 2817.5932
10.6671 | 2690.4538 | 2802.1077
10.7329 | 2666.9972 | 2777.6776
10.7988 | 2630.9394 | 2740.1234
10.8646 | 2594.7348 | 2702.4163
10.9305 | 2548.01 | 2653.7524
10.9963 | 2506.2625 | 2610.2724
11.0622 | 2474.956 | 2577.6667
11.128 | 2450.1579 | 2551.8395
11.1939 | 2423.4403 | 2524.0131
11.2597 | 2413.2544 | 2513.4045
11.3255 | 2385.2631 | 2484.2515
11.3914 | 2351.7018 | 2449.2974
11.4572 | 2321.441 | 2417.7808
11.5231 | 2293.3684 | 2388.5432
11.5889 | 2258.8948 | 2352.6389
11.6548 | 2238.1752 | 2331.0594
11.7206 | 2217.7118 | 2309.7468
11.7865 | 2191.5982 | 2282.5496
11.8523 | 2163.8339 | 2253.633
11.9182 | 2137.2236 | 2225.9184
11.984 | 2115.6187 | 2203.4169
12.0499 | 2095.1012 | 2182.0479
12.1157 | 2073.2953 | 2159.3371
12.1815 | 2046.2288 | 2131.1473
12.2474 | 2008.011 | 2091.3434
12.3132 | 1977.872 | 2059.9537
12.3791 | 1943.7462 | 2024.4117
12.4449 | 1912.5335 | 1991.9037
12.5108 | 1891.2776 | 1969.7656
12.5766 | 1882.5154 | 1960.6398
12.6425 | 1870.7069 | 1948.3412
12.7083 | 1862.3863 | 1939.6754
12.7742 | 1857.5423 | 1934.6303
12.84 | 1846.5118 | 1923.142
12.9059 | 1823.5249 | 1899.2011
12.9717 | 1792.258 | 1866.6367
13.0375 | 1767.7411 | 1841.1023
13.1034 | 1740.46 | 1812.6891
13.1692 | 1714.0517 | 1785.1849
13.2351 | 1693.1978 | 1763.4655
13.3009 | 1670.0369 | 1739.3435
13.3668 | 1644.9566 | 1713.2223
13.4326 | 1622.1842 | 1689.5048
13.4985 | 1600.2845 | 1666.6963
13.5643 | 1581.7125 | 1647.3536
13.6302 | 1566.7232 | 1631.7423
13.696 | 1544.3393 | 1608.4294
13.7619 | 1518.8299 | 1581.8613
13.8277 | 1501.4931 | 1563.805
13.8935 | 1489.3346 | 1551.142
13.9594 | 1476.1711 | 1537.4322
14.0252 | 1465.7311 | 1526.5589
14.0911 | 1462.1212 | 1522.7993
14.1569 | 1453.157 | 1513.4631
14.2228 | 1434.5444 | 1494.078
14.2886 | 1412.2146 | 1470.8215
14.3545 | 1391.4825 | 1449.2291
14.4203 | 1366.147 | 1422.8421
14.4862 | 1350.1787 | 1406.2111
14.552 | 1341.8853 | 1397.5735
14.6179 | 1335.0822 | 1390.4881
14.6837 | 1327.6615 | 1382.7595
14.7495 | 1321.7437 | 1376.5961
14.8154 | 1309.6529 | 1364.0035
14.8812 | 1289.0146 | 1342.5087
14.9471 | 1269.6239 | 1322.3133
15.0129 | 1252.4871 | 1304.4653
15.0788 | 1233.4057 | 1284.5921
15.1446 | 1212.1092 | 1262.4117
15.2105 | 1205.9226 | 1255.9684
15.2763 | 1206.4601 | 1256.5282
15.3422 | 1149.896
15.408 | 1142.719
15.4739 | 1135.414
15.5397 | 1117.504
15.6055 | 1095.421
15.6714 | 1079.946
15.7372 | 1069.394
15.8031 | 1060.697
15.8689 | 1053.018
15.9348 | 1043.612
16.0006 | 1040.005
16.0665 | 1032.519
16.1323 | 1026.54
16.1982 | 1019.454
16.264 | 1009.585
16.3299 | 996.1203
16.3957 | 984.8206
16.4615 | 971.4466
16.5274 | 954.916
16.5932 | 946.7988
16.6591 | 942.8174
16.7249 | 935.5893
16.7908 | 924.3928
16.8566 | 917.6671
16.9225 | 908.0424
16.9883 | 893.5603
17.0542 | 881.1912
17.12 | 868.3068
17.1859 | 854.8813
17.2517 | 846.0555
17.3176 | 842.1901
17.3834 | 835.5546
17.4492 | 836.6498
17.5151 | 840.9146
17.5809 | 837.5388
17.6468 | 831.1868
17.7126 | 829.4733
17.7785 | 819.5651
17.8443 | 806.8224
17.9102 | 794.8656
17.976 | 783.3212
18.0419 | 769.3674
18.1077 | 761.2888
18.1736 | 757.6168
18.2394 | 748.6235
18.3053 | 739.4369
18.3711 | 734.9274
18.4369 | 728.2017
18.5028 | 716.129
18.5686 | 712.5599
18.6345 | 716.6315
18.7003 | 717.4432
18.7662 | 712.4053
18.832 | 708.1535
18.8979 | 702.9482
18.9637 | 691.3264
19.0296 | 678.0813
19.0954 | 669.3456
19.1612 | 659.5663
19.2271 | 654.0132
19.2929 | 647.571
19.3588 | 641.8245
19.4246 | 642.7393
19.4905 | 646.4243
19.5563 | 642.0435
19.6222 | 634.8669
19.688 | 619.4958
19.7539 | 604.9493
19.8197 | 593.6754
19.8856 | 592.1035
19.9514 | 592.9539
20.0173 | 597.7598
20.0831 | 597.5923
20.1489 | 596.4456
20.2148 | 583.8575
20.2806 | 575.9207
20.3465 | 569.8651
20.4123 | 561.5674
20.4782 | 554.4037
20.544 | 553.0251
20.6099 | 548.0775
20.6757 | 544.676
20.7416 | 541.1456
20.8074 | 536.6361
20.8732 | 531.0443
20.9391 | 520.8784
21.0049 | 512.5938
21.0708 | 510.0169
21.1366 | 505.0822
21.2025 | 499.0522
21.2683 | 496.2563
21.3342 | 491.4891
21.4 | 486.2323
21.4659 | 481.8258
21.5317 | 482.2123
21.5976 | 482.0448
21.6634 | 482.4056
21.7293 | 478.6433
21.7951 | 475.4222
21.8609 | 471.1188
21.9268 | 468.6579
21.9926 | 464.8441
22.0585 | 463.5686
22.1243 | 458.9431
22.1902 | 450.8645
22.256 | 441.6393
22.3219 | 440.4797
22.3877 | 439.6035
22.4536 | 438.1605
22.5194 | 437.6838
22.5852 | 441.0079
22.6511 | 438.096
22.7169 | 431.2029
22.7828 | 427.2989
22.8486 | 419.9677
22.9145 | 411.4897
22.9803 | 405.9881
23.0462 | 407.8048
23.112 | 409.5957
23.1779 | 411.9793
23.2437 | 411.8247
23.3096 | 409.9565
23.3754 | 404.1456
23.4413 | 397.4715
23.5071 | 393.4644
23.5729 | 393.9283
23.6388 | 390.4366
23.7046 | 386.043
23.7705 | 384.1361
23.8363 | 386.7516
23.9022 | 384.7159
23.968 | 384.5226
24.0339 | 381.688
24.0997 | 377.0754
24.1656 | 367.1802
24.2314 | 359.2949
24.2972 | 351.6158
24.3631 | 345.6632
24.429 | 346.8615
24.4948 | 351.1649
24.5606 | 353.4325
24.6265 | 356.1898
24.6923 | 357.3236
24.7582 | 347.0161
24.824 | 343.2152
24.8899 | 341.669
24.9557 | 340.9862
25.0216 | 338.9504
25.0874 | 349.2451
25.1532 | 346.0884
25.2191 | 342.4292
25.2849 | 340.5352
25.3508 | 344.0269
25.4166 | 340.7929
25.4825 | 340.4966
25.5483 | 337.778
25.6142 | 331.6192
25.68 | 325.2672
25.7459 | 318.4256
25.8117 | 310.2955
25.8776 | 306.9713
25.9434 | 300.6322
26.0093 | 296.3803
26.0751 | 296.7282
26.141 | 296.8313
26.2068 | 299.5241
26.2726 | 301.096
26.3385 | 301.0187
26.4043 | 294.9501
26.4702 | 294.5894
26.536 | 291.7419
26.6019 | 292.9015
26.6677 | 291.7677
26.7336 | 292.85
26.7994 | 292.3861
26.8653 | 287.3226
26.9311 | 283.3799
26.9969 | 283.6634
27.0628 | 284.4493
27.1286 | 282.1946
27.1945 | 281.6663
27.2603 | 281.138
27.3262 | 274.8118
27.392 | 266.2179
27.4579 | 264.7104
27.5237 | 266.2694
27.5896 | 268.5629
27.6554 | 273.9357
27.7213 | 278.8575
27.7871 | 278.7415
27.8529 | 274.7345
27.9188 | 269.5936
27.9846 | 263.9116
28.0505 | 259.5438
28.1163 | 255.6784
28.1822 | 251.156
28.248 | 245.3322
28.3139 | 242.4461
28.3797 | 241.119
28.4456 | 237.5629
28.5114 | 235.8751
28.5773 | 236.9574
28.6431 | 235.3597
28.709 | 232.0871
28.7748 | 232.5638
28.8406 | 234.5609
28.9065 | 237.6531
28.9723 | 239.2508
29.0382 | 238.3875
29.104 | 237.6789
29.1699 | 238.4262
29.2357 | 235.218
29.3016 | 231.3784
29.3674 | 232.8601
29.4333 | 231.2496
29.4991 | 227.5002
29.5649 | 228.196
29.6308 | 234.4063
29.6966 | 235.6947
29.7625 | 235.5916
29.8283 | 234.2516
29.8942 | 234.3161
29.96 | 230.0384
30.0259 | 231.3784
30.0917 | 232.2545
30.1576 | 233.9682
30.2234 | 227.1008
30.2893 | 226.6885
30.3551 | 221.2513
30.421 | 220.1947
30.4868 | 214.8735
30.5526 | 217.2957
30.6185 | 211.7554
30.6843 | 212.6058
30.7502 | 212.4254
30.816 | 214.0231
30.8819 | 212.0647
30.9477 | 213.6495
31.0136 | 210.7634
31.0794 | 206.0605
31.1453 | 203.5867
31.2111 | 201.1258
31.2769 | 200.2239
31.3428 | 201.0098
31.4086 | 203.8831
31.4745 | 208.8307
31.5403 | 211.6781
31.6062 | 211.3303
31.672 | 204.4113
31.7379 | 202.5688
31.8037 | 200.9841
31.8696 | 203.2517
31.9354 | 206.3053
32.0013 | 214.8091
32.0671 | 211.021
32.133 | 197.3249
32.1988 | 190.5606
32.2646 | 190.1998
32.3305 | 183.3324
32.3963 | 187.056
32.4622 | 196.3843
32.528 | 197.2734
32.5939 | 192.7638
32.6597 | 195.302
32.7256 | 194.0909
32.7914 | 188.2414
32.8573 | 190.2384
32.9231 | 186.2829
32.989 | 177.2767
33.0548 | 173.9397
33.1206 | 179.3511
33.1865 | 179.3382
33.2523 | 181.9796
33.3182 | 184.4147
33.384 | 183.1134
33.4499 | 181.8765
33.5157 | 180.6138
33.5816 | 178.7456
33.6474 | 178.4106
33.7133 | 180.1242
33.7791 | 175.7693
33.8449 | 173.347
33.9108 | 173.7979
33.9766 | 176.1816
34.0425 | 176.916
34.1083 | 180.4334
34.1742 | 175.5631
34.24 | 174.5452
34.3059 | 174.0943
34.3717 | 174.0556
34.4376 | 173.0249
34.5034 | 175.5374
34.5693 | 176.7742
34.6351 | 177.6246
34.7009 | 172.5095
34.7668 | 168.9534
34.8327 | 167.0981
34.8985 | 165.4488
34.9643 | 163.3487
35.0302 | 163.7094
35.096 | 160.4883
35.1619 | 159.3288
35.2277 | 158.3624
35.2936 | 159.5478
35.3594 | 164.3021
35.4253 | 166.9305
35.4911 | 167.0336
35.557 | 165.0108
35.6228 | 158.1563
35.6887 | 155.0382
35.7545 | 158.5428
35.8203 | 164.6629
35.8862 | 169.2626
35.952 | 170.783
36.0179 | 169.5332
36.0837 | 164.6758
36.1496 | 162.6272
36.2154 | 158.4397
36.2813 | 160.3853
36.3471 | 163.8898
36.413 | 163.4002
36.4788 | 158.4397
36.5446 | 154.0461
36.6105 | 150.0777
36.6763 | 144.7693
36.7422 | 142.244
36.808 | 142.5146
36.8739 | 145.1172
36.9397 | 147.0112
37.0056 | 143.9834
37.0714 | 144.138
37.1373 | 145.6584
37.2031 | 143.7257
37.269 | 145.5166
37.3348 | 145.2461
37.4006 | 145.5682
37.4665 | 114.0014
37.5323 | 85.7845
37.5982 | 54.6686
37.664 | 27.0315
37.7299 | 0
37.7957 | 0
37.8616 | 0
37.9274 | 0
37.9933 | 0
38.0591 | 0
38.125 | 0
38.1908 | 0
38.2567 | 0
38.3225 | 0
38.3883 | 0
38.4542 | 0
38.52 | 0
38.5859 | 0
38.6517 | 0
38.7176 | 0
38.7834 | 0
38.8493 | 0
38.9151 | 0
38.981 | 0
39.0468 | 0
39.1127 | 0
39.1785 | 0
39.2443 | 0
39.3102 | 0
39.376 | 0
39.4419 | 0
39.5077 | 0
39.5736 | 0
39.6394 | 0
39.7053 | 0
39.7711 | 0
39.837 | 0
39.9028 | 0
39.9686 | 0
40.0345 | 0
40.1003 | 0
40.1662 | 0
40.232 | 0
40.2979 | 0
40.3637 | 0
40.4296 | 0
40.4954 | 0
40.5613 | 0
40.6271 | 0
40.693 | 0
40.7588 | 0
40.8246 | 0
40.8905 | 0
40.9563 | 0
41.0222 | 0
41.088 | 0
41.1539 | 0
41.2197 | 0
41.2856 | 0
41.3514 | 0
41.4173 | 0
41.4831 | 0
41.549 | 0
41.6148 | 0
41.6806 | 0
41.7465 | 0
41.8123 | 0
41.8782 | 0
41.944 | 0
42.0099 | 0
42.0757 | 0
42.1416 | 0
42.2074 | 0
42.2733 | 0
42.3391 | 0
42.405 | 0
42.4708 | 0
42.5367 | 0
42.6025 | 0
42.6683 | 0
42.7342 | 0
42.8 | 0
42.8659 | 0
42.9317 | 0
42.9976 | 0
43.0634 | 0
43.1293 | 0
43.1951 | 0
43.261 | 0
43.3268 | 0
43.3927 | 0
43.4585 | 0
43.5243 | 0
43.5902 | 0
43.656 | 0
43.7219 | 0
43.7877 | 0
43.8536 | 0
43.9194 | 0
43.9853 | 0
44.0511 | 0
44.117 | 0
44.1828 | 0
44.2486 | 0
44.3145 | 0
44.3803 | 0
44.4462 | 0
44.512 | 0
44.5779 | 0
44.6437 | 0
44.7096 | 0
44.7754 | 0
44.8413 | 0
44.9071 | 0
44.973 | 0
45.0388 | 0
45.1047 | 0
45.1705 | 0
45.2364 | 0
45.3022 | 0
45.368 | 0
45.4339 | 0
45.4997 | 0
45.5656 | 0
45.6314 | 0
45.6973 | 0
45.7631 | 0
45.829 | 0

## Multipliers
D40 Lustr Settings
|  | Beam Lumens | Field Lumens | Max Candela |  |  |  | Average
Boost Full | 2012-07-26 | 1488 | 3102 | 144207 | 1.1163 | 1.1126 | 1.1107 | 1.1132
Reg Full | 2012-07-26 | 1333 | 2788 | 129832 | 1 | 1 | 1 | 1
Reg 3200K | 2012-07-26 | 966 | 2014 | 93582 | 0.72468 | 0.72238 | 0.72079 | 0.72262
Reg 5600K | 2012-07-26 | 832 | 1742 | 82061 | 0.62416 | 0.62482 | 0.63206 | 0.62701

## Vivid Plots (hidden)
| X |  | Y |  |  | factor
-11.873 | 0 | -11.918 | 1800.117 | 0 | 1800.117 | 1
-11.827 | 0 | -11.873 | 1797.319 | 0 | 1797.319
-11.782 | 0 | -11.827 | 1791.486 | 0 | 1791.486
-11.737 | 196.884 | -11.782 | 1798.428 | 196.884 | 1798.428
-11.692 | 525.047 | -11.737 | 1812.132 | 525.047 | 1812.132
-11.646 | 848.874 | -11.692 | 1832.167 | 848.874 | 1832.167
-11.601 | 1176.61 | -11.646 | 1856.622 | 1176.61 | 1856.622
-11.556 | 1377.602 | -11.601 | 1884.857 | 1377.602 | 1884.857
-11.51 | 1389.593 | -11.556 | 1904.413 | 1389.593 | 1904.413
-11.465 | 1408.743 | -11.51 | 1922.055 | 1408.743 | 1922.055
-11.42 | 1428.719 | -11.465 | 1946.009 | 1428.719 | 1946.009
-11.374 | 1456.895 | -11.42 | 1969.521 | 1456.895 | 1969.521
-11.329 | 1474.518 | -11.374 | 1991.329 | 1474.518 | 1991.329
-11.283 | 1498.23 | -11.329 | 2024.699 | 1498.23 | 2024.699
-11.238 | 1510.983 | -11.283 | 2047.307 | 1510.983 | 2047.307
-11.192 | 1534.45 | -11.238 | 2062.114 | 1534.45 | 2062.114
-11.147 | 1573.028 | -11.192 | 2079.644 | 1573.028 | 2079.644
-11.102 | 1593.928 | -11.147 | 2098.211 | 1593.928 | 2098.211
-11.056 | 1606.622 | -11.102 | 2118.655 | 1606.622 | 2118.655
-11.011 | 1629.59 | -11.056 | 2150.001 | 1629.59 | 2150.001
-10.965 | 1657.365 | -11.011 | 2173.347 | 1657.365 | 2173.347
-10.919 | 1666.665 | -10.965 | 2202.338 | 1666.665 | 2202.338
-10.874 | 1684.762 | -10.919 | 2237.386 | 1684.762 | 2237.386
-10.828 | 1710.176 | -10.874 | 2276.807 | 1710.176 | 2276.807
-10.783 | 1726.985 | -10.828 | 2286.868 | 1726.985 | 2286.868
-10.737 | 1748.177 | -10.783 | 2317.862 | 1748.177 | 2317.862
-10.692 | 1771.654 | -10.737 | 2351.971 | 1771.654 | 2351.971
-10.646 | 1801.594 | -10.692 | 2380.405 | 1801.594 | 2380.405
-10.6 | 1817.299 | -10.646 | 2398.78 | 1817.299 | 2398.78
-10.555 | 1845.109 | -10.6 | 2434.282 | 1845.109 | 2434.282
-10.509 | 1877.7 | -10.555 | 2459.1 | 1877.7 | 2459.1
-10.463 | 1913.605 | -10.509 | 2506.454 | 1913.605 | 2506.454
-10.418 | 1931.539 | -10.463 | 2542.707 | 1931.539 | 2542.707
-10.372 | 1957.802 | -10.418 | 2570.795 | 1957.802 | 2570.795
-10.326 | 1984.67 | -10.372 | 2602.616 | 1984.67 | 2602.616
-10.281 | 2017.353 | -10.326 | 2624.617 | 2017.353 | 2624.617
-10.235 | 2051.676 | -10.281 | 2649.52 | 2051.676 | 2649.52
-10.189 | 2077.854 | -10.235 | 2674.406 | 2077.854 | 2674.406
-10.143 | 2114.002 | -10.189 | 2713.015 | 2114.002 | 2713.015
-10.097 | 2135.146 | -10.143 | 2747.017 | 2135.146 | 2747.017
-10.052 | 2170.622 | -10.097 | 2790.77 | 2170.622 | 2790.77
-10.006 | 2205.863 | -10.052 | 2829.917 | 2205.863 | 2829.917
-9.96 | 2245.233 | -10.006 | 2870.698 | 2245.233 | 2870.698
-9.914 | 2285.196 | -9.96 | 2923.913 | 2285.196 | 2923.913
-9.868 | 2311.431 | -9.914 | 2971.482 | 2311.431 | 2971.482
-9.823 | 2336.61 | -9.868 | 3004.071 | 2336.61 | 3004.071
-9.777 | 2364.054 | -9.823 | 3041.618 | 2364.054 | 3041.618
-9.731 | 2397.283 | -9.777 | 3077.065 | 2397.283 | 3077.065
-9.685 | 2419.714 | -9.731 | 3108.341 | 2419.714 | 3108.341
-9.639 | 2463.051 | -9.685 | 3161.977 | 2463.051 | 3161.977
-9.593 | 2509.048 | -9.639 | 3215.782 | 2509.048 | 3215.782
-9.547 | 2549.01 | -9.593 | 3260.852 | 2549.01 | 3260.852
-9.501 | 2581.083 | -9.547 | 3310.651 | 2581.083 | 3310.651
-9.455 | 2619.339 | -9.501 | 3362.898 | 2619.339 | 3362.898
-9.409 | 2659.842 | -9.455 | 3395.049 | 2659.842 | 3395.049
-9.363 | 2697.631 | -9.409 | 3435.655 | 2697.631 | 3435.655
-9.317 | 2728.166 | -9.363 | 3484.501 | 2728.166 | 3484.501
-9.271 | 2788.826 | -9.317 | 3536.825 | 2788.826 | 3536.825
-9.225 | 2830.042 | -9.271 | 3583.126 | 2830.042 | 3583.126
-9.179 | 2868.343 | -9.225 | 3634.763 | 2868.343 | 3634.763
-9.133 | 2916.311 | -9.179 | 3680.589 | 2916.311 | 3680.589
-9.087 | 2956.002 | -9.133 | 3736.492 | 2956.002 | 3736.492
-9.041 | 2984.539 | -9.087 | 3798.335 | 2984.539 | 3798.335
-8.995 | 3043.752 | -9.041 | 3843.034 | 3043.752 | 3843.034
-8.949 | 3102.926 | -8.995 | 3898.417 | 3102.926 | 3898.417
-8.903 | 3181.408 | -8.949 | 3970.032 | 3181.408 | 3970.032
-8.857 | 3255.928 | -8.903 | 4050.862 | 3255.928 | 4050.862
-8.811 | 3325.049 | -8.857 | 4103.448 | 3325.049 | 4103.448
-8.764 | 3361.228 | -8.811 | 4154.563 | 3361.228 | 4154.563
-8.718 | 3405.401 | -8.764 | 4212.843 | 3405.401 | 4212.843
-8.672 | 3455.506 | -8.718 | 4285.268 | 3455.506 | 4285.268
-8.626 | 3511.741 | -8.672 | 4357.648 | 3511.741 | 4357.648
-8.58 | 3561.166 | -8.626 | 4427.722 | 3561.166 | 4427.722
-8.534 | 3624.927 | -8.58 | 4483.793 | 3624.927 | 4483.793
-8.487 | 3700.753 | -8.534 | 4552.965 | 3700.753 | 4552.965
-8.441 | 3752.946 | -8.487 | 4621.479 | 3752.946 | 4621.479
-8.395 | 3827.044 | -8.441 | 4696.104 | 3827.044 | 4696.104
-8.349 | 3880.193 | -8.395 | 4777.45 | 3880.193 | 4777.45
-8.302 | 3951.543 | -8.349 | 4872.886 | 3951.543 | 4872.886
-8.256 | 4023.875 | -8.302 | 4934.666 | 4023.875 | 4934.666
-8.21 | 4112.744 | -8.256 | 5027.13 | 4112.744 | 5027.13
-8.164 | 4179.457 | -8.21 | 5097.837 | 4179.457 | 5097.837
-8.117 | 4253.701 | -8.164 | 5194.495 | 4253.701 | 5194.495
-8.071 | 4318.289 | -8.117 | 5284.548 | 4318.289 | 5284.548
-8.025 | 4392.04 | -8.071 | 5382.319 | 4392.04 | 5382.319
-7.978 | 4473.31 | -8.025 | 5478.602 | 4473.31 | 5478.602
-7.932 | 4555.759 | -7.978 | 5566.245 | 4555.759 | 5566.245
-7.886 | 4616.103 | -7.932 | 5639.539 | 4616.103 | 5639.539
-7.839 | 4699.69 | -7.886 | 5719.941 | 4699.69 | 5719.941
-7.793 | 4796.699 | -7.839 | 5812.14 | 4796.699 | 5812.14
-7.747 | 4903.241 | -7.793 | 5907.35 | 4903.241 | 5907.35
-7.7 | 4996.057 | -7.747 | 6018.013 | 4996.057 | 6018.013
-7.654 | 5093.307 | -7.7 | 6138.607 | 5093.307 | 6138.607
-7.607 | 5181.942 | -7.654 | 6251.182 | 5181.942 | 6251.182
-7.561 | 5262.989 | -7.607 | 6367.16 | 5262.989 | 6367.16
-7.515 | 5376.585 | -7.561 | 6498.763 | 5376.585 | 6498.763
-7.468 | 5487.674 | -7.515 | 6617.257 | 5487.674 | 6617.257
-7.422 | 5597.685 | -7.468 | 6728.764 | 5597.685 | 6728.764
-7.375 | 5702.345 | -7.422 | 6838.991 | 5702.345 | 6838.991
-7.329 | 5803.085 | -7.375 | 6945.091 | 5803.085 | 6945.091
-7.282 | 5879.572 | -7.329 | 7046.051 | 5879.572 | 7046.051
-7.236 | 5981.638 | -7.282 | 7160.18 | 5981.638 | 7160.18
-7.189 | 6090.359 | -7.236 | 7290.515 | 6090.359 | 7290.515
-7.143 | 6199.838 | -7.189 | 7408.995 | 6199.838 | 7408.995
-7.096 | 6298.699 | -7.143 | 7545.703 | 6298.699 | 7545.703
-7.05 | 6403.603 | -7.096 | 7683.762 | 6403.603 | 7683.762
-7.003 | 6519.621 | -7.05 | 7825.814 | 6519.621 | 7825.814
-6.957 | 6625.638 | -7.003 | 7975.305 | 6625.638 | 7975.305
-6.91 | 6741.342 | -6.957 | 8140.145 | 6741.342 | 8140.145
-6.864 | 6839.548 | -6.91 | 8303.887 | 6839.548 | 8303.887
-6.817 | 6984.546 | -6.864 | 8434.084 | 6984.546 | 8434.084
-6.771 | 7118.527 | -6.817 | 8568.275 | 7118.527 | 8568.275
-6.724 | 7257.51 | -6.771 | 8698.553 | 7257.51 | 8698.553
-6.677 | 7400.275 | -6.724 | 8834.243 | 7400.275 | 8834.243
-6.631 | 7556.34 | -6.677 | 8972.91 | 7556.34 | 8972.91
-6.584 | 7736.625 | -6.631 | 9118.4 | 7736.625 | 9118.4
-6.538 | 7907.918 | -6.584 | 9272.531 | 7907.918 | 9272.531
-6.491 | 8035.017 | -6.538 | 9441.369 | 8035.017 | 9441.369
-6.444 | 8153.564 | -6.491 | 9594.346 | 8153.564 | 9594.346
-6.398 | 8289.656 | -6.444 | 9748.066 | 8289.656 | 9748.066
-6.351 | 8440.045 | -6.398 | 9909.202 | 8440.045 | 9909.202
-6.304 | 8609.57 | -6.351 | 10060.968 | 8609.57 | 10060.968
-6.258 | 8767.501 | -6.304 | 10236.118 | 8767.501 | 10236.118
-6.211 | 8938.092 | -6.258 | 10417.457 | 8938.092 | 10417.457
-6.164 | 9132.845 | -6.211 | 10616.699 | 9132.845 | 10616.699
-6.118 | 9321.859 | -6.164 | 10811.613 | 9321.859 | 10811.613
-6.071 | 9490.606 | -6.118 | 11000.388 | 9490.606 | 11000.388
-6.024 | 9690.967 | -6.071 | 11176.165 | 9690.967 | 11176.165
-5.977 | 9878.936 | -6.024 | 11352.276 | 9878.936 | 11352.276
-5.931 | 10075.098 | -5.977 | 11523.677 | 10075.098 | 11523.677
-5.884 | 10256.861 | -5.931 | 11721.234 | 10256.861 | 11721.234
-5.837 | 10431.698 | -5.884 | 11940.291 | 10431.698 | 11940.291
-5.79 | 10612.312 | -5.837 | 12165.711 | 10612.312 | 12165.711
-5.744 | 10823.688 | -5.79 | 12404.344 | 10823.688 | 12404.344
-5.697 | 11035.987 | -5.744 | 12636.636 | 11035.987 | 12636.636
-5.65 | 11236.321 | -5.697 | 12872.867 | 11236.321 | 12872.867
-5.603 | 11439.801 | -5.65 | 13110.619 | 11439.801 | 13110.619
-5.557 | 11652.465 | -5.603 | 13343.246 | 11652.465 | 13343.246
-5.51 | 11875.315 | -5.557 | 13565.521 | 11875.315 | 13565.521
-5.463 | 12088.626 | -5.51 | 13814.886 | 12088.626 | 13814.886
-5.416 | 12292.204 | -5.463 | 14043.233 | 12292.204 | 14043.233
-5.369 | 12494.504 | -5.416 | 14275.927 | 12494.504 | 14275.927
-5.322 | 12663.356 | -5.369 | 14536.495 | 12663.356 | 14536.495
-5.276 | 12836.378 | -5.322 | 14787.119 | 12836.378 | 14787.119
-5.229 | 13028.439 | -5.276 | 15037.054 | 13028.439 | 15037.054
-5.182 | 13236.314 | -5.229 | 15304.793 | 13236.314 | 15304.793
-5.135 | 13459.591 | -5.182 | 15541.898 | 13459.591 | 15541.898
-5.088 | 13707.902 | -5.135 | 15788.772 | 13707.902 | 15788.772
-5.041 | 13924.604 | -5.088 | 16018.897 | 13924.604 | 16018.897
-4.994 | 14143.649 | -5.041 | 16241.523 | 14143.649 | 16241.523
-4.948 | 14377.481 | -4.994 | 16491.99 | 14377.481 | 16491.99
-4.901 | 14628.7 | -4.948 | 16782.325 | 14628.7 | 16782.325
-4.854 | 14868.005 | -4.901 | 17105.08 | 14868.005 | 17105.08
-4.807 | 15112.655 | -4.854 | 17374.764 | 15112.655 | 17374.764
-4.76 | 15354.626 | -4.807 | 17629.525 | 15354.626 | 17629.525
-4.713 | 15574.673 | -4.76 | 17884.617 | 15574.673 | 17884.617
-4.666 | 15809.896 | -4.713 | 18185.958 | 15809.896 | 18185.958
-4.619 | 16072.516 | -4.666 | 18459.146 | 16072.516 | 18459.146
-4.572 | 16327.448 | -4.619 | 18718.03 | 16327.448 | 18718.03
-4.525 | 16558.67 | -4.572 | 18945.587 | 16558.67 | 18945.587
-4.478 | 16799.249 | -4.525 | 19188.318 | 16799.249 | 19188.318
-4.431 | 17067.608 | -4.478 | 19465.447 | 17067.608 | 19465.447
-4.385 | 17349.714 | -4.431 | 19751.921 | 17349.714 | 19751.921
-4.338 | 17580.696 | -4.385 | 20003.082 | 17580.696 | 20003.082
-4.291 | 17848.457 | -4.338 | 20319.453 | 17848.457 | 20319.453
-4.244 | 18105.548 | -4.291 | 20615.93 | 18105.548 | 20615.93
-4.197 | 18375.187 | -4.244 | 20884.32 | 18375.187 | 20884.32
-4.15 | 18622.758 | -4.197 | 21123.441 | 18622.758 | 21123.441
-4.103 | 18919.682 | -4.15 | 21407.129 | 18919.682 | 21407.129
-4.056 | 19198.541 | -4.103 | 21679.357 | 19198.541 | 21679.357
-4.009 | 19449.147 | -4.056 | 21982.929 | 19449.147 | 21982.929
-3.962 | 19690.109 | -4.009 | 22247.049 | 19690.109 | 22247.049
-3.915 | 19924.433 | -3.962 | 22556.103 | 19924.433 | 22556.103
-3.868 | 20201.684 | -3.915 | 22851.304 | 20201.684 | 22851.304
-3.821 | 20524.241 | -3.868 | 23132.661 | 20524.241 | 23132.661
-3.774 | 20796.387 | -3.821 | 23381.601 | 20796.387 | 23381.601
-3.727 | 21057.3 | -3.774 | 23609.328 | 21057.3 | 23609.328
-3.679 | 21291.609 | -3.727 | 23882.971 | 21291.609 | 23882.971
-3.632 | 21518.697 | -3.679 | 24118.228 | 21518.697 | 24118.228
-3.585 | 21731.382 | -3.632 | 24408.571 | 21731.382 | 24408.571
-3.538 | 21957.419 | -3.585 | 24687.891 | 21957.419 | 24687.891
-3.491 | 22215.766 | -3.538 | 24992.327 | 22215.766 | 24992.327
-3.444 | 22450.93 | -3.491 | 25240.235 | 22450.93 | 25240.235
-3.397 | 22699.437 | -3.444 | 25554.374 | 22699.437 | 25554.374
-3.35 | 22957.095 | -3.397 | 25828.564 | 22957.095 | 25828.564
-3.303 | 23216.719 | -3.35 | 26083.173 | 23216.719 | 26083.173
-3.256 | 23467.938 | -3.303 | 26333.772 | 23467.938 | 26333.772
-3.209 | 23749.047 | -3.256 | 26643.987 | 23749.047 | 26643.987
-3.162 | 24085.957 | -3.209 | 26920.666 | 24085.957 | 26920.666
-3.115 | 24355.836 | -3.162 | 27206.893 | 24355.836 | 27206.893
-3.068 | 24557.715 | -3.115 | 27480.536 | 24557.715 | 27480.536
-3.02 | 24784.106 | -3.068 | 27758.148 | 24784.106 | 27758.148
-2.973 | 25028.225 | -3.02 | 28010.03 | 25028.225 | 28010.03
-2.926 | 25299.829 | -2.973 | 28257.718 | 25299.829 | 28257.718
-2.879 | 25546.511 | -2.926 | 28533.296 | 25546.511 | 28533.296
-2.832 | 25811.91 | -2.879 | 28812.05 | 25811.91 | 28812.05
-2.785 | 26044.827 | -2.832 | 29072.664 | 26044.827 | 29072.664
-2.738 | 26312.197 | -2.785 | 29301.402 | 26312.197 | 29301.402
-2.691 | 26555.659 | -2.738 | 29587.703 | 26555.659 | 29587.703
-2.643 | 26807.083 | -2.691 | 29832.176 | 26807.083 | 29832.176
-2.596 | 27068.26 | -2.643 | 30086.609 | 27068.26 | 30086.609
-2.549 | 27292.404 | -2.596 | 30323.921 | 27292.404 | 30323.921
-2.502 | 27478.336 | -2.549 | 30512.269 | 27478.336 | 30512.269
-2.455 | 27703.293 | -2.502 | 30696.855 | 27703.293 | 30696.855
-2.408 | 27920.696 | -2.455 | 30870.516 | 27920.696 | 30870.516
-2.361 | 28153.433 | -2.408 | 31065.695 | 28153.433 | 31065.695
-2.313 | 28423.984 | -2.361 | 31202.195 | 28423.984 | 31202.195
-2.266 | 28715.429 | -2.313 | 31384.095 | 28715.429 | 31384.095
-2.219 | 28939.038 | -2.266 | 31541.949 | 28939.038 | 31541.949
-2.172 | 29161.867 | -2.219 | 31694.265 | 29161.867 | 31694.265
-2.125 | 29408.78 | -2.172 | 31872.675 | 29408.78 | 31872.675
-2.078 | 29678.777 | -2.125 | 32068.419 | 29678.777 | 32068.419
-2.03 | 29938.047 | -2.078 | 32248.68 | 29938.047 | 32248.68
-1.983 | 30160.149 | -2.03 | 32443.49 | 30160.149 | 32443.49
-1.936 | 30358.215 | -1.983 | 32607.909 | 30358.215 | 32607.909
-1.889 | 30562.474 | -1.936 | 32770.776 | 30562.474 | 32770.776
-1.842 | 30828.188 | -1.889 | 32903.462 | 30828.188 | 32903.462
-1.794 | 31092.133 | -1.842 | 33069.193 | 31092.133 | 33069.193
-1.747 | 31403.804 | -1.794 | 33235.76 | 31403.804 | 33235.76
-1.7 | 31677.729 | -1.747 | 33410.121 | 31677.729 | 33410.121
-1.653 | 31955.057 | -1.7 | 33524.5 | 31955.057 | 33524.5
-1.606 | 32154.909 | -1.653 | 33667.549 | 32154.909 | 33667.549
-1.558 | 32364.536 | -1.606 | 33805.876 | 32364.536 | 33805.876
-1.511 | 32556.317 | -1.558 | 33924.979 | 32556.317 | 33924.979
-1.464 | 32755.491 | -1.511 | 33994.659 | 32755.491 | 33994.659
-1.417 | 32966.428 | -1.464 | 34088.638 | 32966.428 | 34088.638
-1.37 | 33172.042 | -1.417 | 34133.604 | 33172.042 | 34133.604
-1.322 | 33380.678 | -1.37 | 34167.707 | 33380.678 | 34167.707
-1.275 | 33601.873 | -1.322 | 34245.379 | 33601.873 | 34245.379
-1.228 | 33769.484 | -1.275 | 34395.812 | 33769.484 | 34395.812
-1.181 | 33925.03 | -1.228 | 34574.9 | 33925.03 | 34574.9
-1.134 | 34081.424 | -1.181 | 34715.508 | 34081.424 | 34715.508
-1.086 | 34212.054 | -1.134 | 34844.654 | 34212.054 | 34844.654
-1.039 | 34302.827 | -1.086 | 34897.201 | 34302.827 | 34897.201
-0.992 | 34406.568 | -1.039 | 35004.424 | 34406.568 | 35004.424
-0.945 | 34528.838 | -0.992 | 35041.811 | 34528.838 | 35041.811
-0.897 | 34637.467 | -0.945 | 35170.607 | 34637.467 | 35170.607
-0.85 | 34804.929 | -0.897 | 35243.867 | 34804.929 | 35243.867
-0.803 | 35009.579 | -0.85 | 35395.621 | 35009.579 | 35395.621
-0.756 | 35181.526 | -0.803 | 35454.517 | 35181.526 | 35454.517
-0.709 | 35297.746 | -0.756 | 35539.291 | 35297.746 | 35539.291
-0.661 | 35407.282 | -0.709 | 35590.184 | 35407.282 | 35590.184
-0.614 | 35490.281 | -0.661 | 35696.137 | 35490.281 | 35696.137
-0.567 | 35582.48 | -0.614 | 35716.992 | 35582.48 | 35716.992
-0.52 | 35601.299 | -0.567 | 35699.207 | 35601.299 | 35699.207
-0.472 | 35617.211 | -0.52 | 35696.782 | 35617.211 | 35696.782
-0.425 | 35677.858 | -0.472 | 35751.203 | 35677.858 | 35751.203
-0.378 | 35815.594 | -0.425 | 35751.106 | 35815.594 | 35751.106
-0.331 | 35922.433 | -0.378 | 35775.299 | 35922.433 | 35775.299
-0.283 | 35987.658 | -0.331 | 35844.225 | 35987.658 | 35844.225
-0.236 | 35988.247 | -0.283 | 35921.956 | 35988.247 | 35921.956
-0.189 | 36001.811 | -0.236 | 36047.397 | 36001.811 | 36047.397
-0.142 | 36061.497 | -0.189 | 36181.841 | 36061.497 | 36181.841
-0.094 | 36090.888 | -0.142 | 36259.191 | 36090.888 | 36259.191
-0.047 | 36163.622 | -0.094 | 36250.074 | 36163.622 | 36250.074
0 | 36166.364 | -0.047 | 36198.754 | 36166.364 | 36198.754
0.047 | 36175.134 | 0 | 36166.364 | 36175.134 | 36166.364
0.094 | 36223.08 | 0.047 | 36139.605 | 36223.08 | 36139.605
0.142 | 36306.034 | 0.094 | 36110.141 | 36306.034 | 36110.141
0.189 | 36302.125 | 0.142 | 36130.372 | 36302.125 | 36130.372
0.236 | 36338.385 | 0.189 | 36147.105 | 36338.385 | 36147.105
0.283 | 36336.014 | 0.236 | 36221.871 | 36336.014 | 36221.871
0.331 | 36350.787 | 0.283 | 36270.511 | 36350.787 | 36270.511
0.378 | 36387.47 | 0.331 | 36298.781 | 36387.47 | 36298.781
0.425 | 36482.985 | 0.378 | 36289.213 | 36482.985 | 36289.213
0.472 | 36564.087 | 0.425 | 36211.036 | 36564.087 | 36211.036
0.52 | 36651.619 | 0.472 | 36166.081 | 36651.619 | 36166.081
0.567 | 36699.526 | 0.52 | 36149.387 | 36699.526 | 36149.387
0.614 | 36709.395 | 0.567 | 36234.802 | 36709.395 | 36234.802
0.661 | 36713.78 | 0.614 | 36230.564 | 36713.78 | 36230.564
0.709 | 36707.719 | 0.661 | 36222.429 | 36707.719 | 36222.429
0.756 | 36703.518 | 0.709 | 36206.625 | 36703.518 | 36206.625
0.803 | 36678.942 | 0.756 | 36218.291 | 36678.942 | 36218.291
0.85 | 36686.406 | 0.803 | 36125.002 | 36686.406 | 36125.002
0.897 | 36701.291 | 0.85 | 36034.362 | 36701.291 | 36034.362
0.945 | 36723.004 | 0.897 | 35957.687 | 36723.004 | 35957.687
0.992 | 36767.63 | 0.945 | 35904.114 | 36767.63 | 35904.114
1.039 | 36825.242 | 0.992 | 35823.801 | 36825.242 | 35823.801
1.086 | 36843.216 | 1.039 | 35812.066 | 36843.216 | 35812.066
1.134 | 36859.479 | 1.086 | 35713.22 | 36859.479 | 35713.22
1.181 | 36921.301 | 1.134 | 35626.354 | 36921.301 | 35626.354
1.228 | 36947.65 | 1.181 | 35466.86 | 36947.65 | 35466.86
1.275 | 36876.549 | 1.228 | 35356.68 | 36876.549 | 35356.68
1.322 | 36785.253 | 1.275 | 35239.012 | 36785.253 | 35239.012
1.37 | 36713.886 | 1.322 | 35176.229 | 36713.886 | 35176.229
1.417 | 36696.426 | 1.37 | 35082.321 | 36696.426 | 35082.321
1.464 | 36688.971 | 1.417 | 35001.983 | 36688.971 | 35001.983
1.511 | 36647.216 | 1.464 | 34968.794 | 36647.216 | 34968.794
1.558 | 36549.297 | 1.511 | 34903.085 | 36549.297 | 34903.085
1.606 | 36395.2 | 1.558 | 34760.142 | 36395.2 | 34760.142
1.653 | 36257.85 | 1.606 | 34634.539 | 36257.85 | 34634.539
1.7 | 36161.495 | 1.653 | 34533.434 | 36161.495 | 34533.434
1.747 | 36137.948 | 1.7 | 34475.711 | 36137.948 | 34475.711
1.794 | 36099.959 | 1.747 | 34404.334 | 36099.959 | 34404.334
1.842 | 36027.845 | 1.794 | 34298.032 | 36027.845 | 34298.032
1.889 | 35939.49 | 1.842 | 34153.018 | 35939.49 | 34153.018
1.936 | 35820.177 | 1.889 | 34004.273 | 35820.177 | 34004.273
1.983 | 35717.818 | 1.936 | 33806.065 | 35717.818 | 33806.065
2.03 | 35625.457 | 1.983 | 33664.364 | 35625.457 | 33664.364
2.078 | 35492.58 | 2.03 | 33503.218 | 35492.58 | 33503.218
2.125 | 35351.995 | 2.078 | 33322.621 | 35351.995 | 33322.621
2.172 | 35229.159 | 2.125 | 33155.784 | 35229.159 | 33155.784
2.219 | 35070.563 | 2.172 | 33020.411 | 35070.563 | 33020.411
2.266 | 34931.106 | 2.219 | 32852.654 | 34931.106 | 32852.654
2.313 | 34777.766 | 2.266 | 32695.874 | 34777.766 | 32695.874
2.361 | 34665.457 | 2.313 | 32450.785 | 34665.457 | 32450.785
2.408 | 34601.953 | 2.361 | 32261.033 | 34601.953 | 32261.033
2.455 | 34502.68 | 2.408 | 32055.784 | 34502.68 | 32055.784
2.502 | 34456.604 | 2.455 | 31894.345 | 34456.604 | 31894.345
2.549 | 34360.419 | 2.502 | 31707.854 | 34360.419 | 31707.854
2.596 | 34221.875 | 2.549 | 31508.647 | 34221.875 | 31508.647
2.643 | 33999.339 | 2.596 | 31342.908 | 33999.339 | 31342.908
2.691 | 33865.839 | 2.643 | 31174.009 | 33865.839 | 31174.009
2.738 | 33771.412 | 2.691 | 30973.072 | 33771.412 | 30973.072
2.785 | 33665.877 | 2.738 | 30762.591 | 33665.877 | 30762.591
2.832 | 33530.9 | 2.785 | 30541.366 | 33530.9 | 30541.366
2.879 | 33382.608 | 2.832 | 30323.735 | 33382.608 | 30323.735
2.926 | 33220.398 | 2.879 | 30113.284 | 33220.398 | 30113.284
2.973 | 33002.014 | 2.926 | 29900.45 | 33002.014 | 29900.45
3.02 | 32795.201 | 2.973 | 29713.531 | 32795.201 | 29713.531
3.068 | 32622.088 | 3.02 | 29490.746 | 32622.088 | 29490.746
3.115 | 32420.485 | 3.068 | 29283.312 | 32420.485 | 29283.312
3.162 | 32214.706 | 3.115 | 29020.856 | 32214.706 | 29020.856
3.209 | 32042.239 | 3.162 | 28794.478 | 32042.239 | 28794.478
3.256 | 31834.685 | 3.209 | 28552.741 | 31834.685 | 28552.741
3.303 | 31616.763 | 3.256 | 28336.523 | 31616.763 | 28336.523
3.35 | 31380.888 | 3.303 | 28083.199 | 31380.888 | 28083.199
3.397 | 31169.35 | 3.35 | 27830.258 | 31169.35 | 27830.258
3.444 | 30943.244 | 3.397 | 27578.496 | 30943.244 | 27578.496
3.491 | 30711.943 | 3.444 | 27331.905 | 30711.943 | 27331.905
3.538 | 30481.033 | 3.491 | 27074.916 | 30481.033 | 27074.916
3.585 | 30297.233 | 3.538 | 26844.055 | 30297.233 | 26844.055
3.632 | 30140.793 | 3.585 | 26579.035 | 30140.793 | 26579.035
3.679 | 29965.591 | 3.632 | 26283.035 | 29965.591 | 26283.035
3.727 | 29765.424 | 3.679 | 26021.547 | 29765.424 | 26021.547
3.774 | 29545.074 | 3.727 | 25737.455 | 29545.074 | 25737.455
3.821 | 29304.73 | 3.774 | 25430.148 | 29304.73 | 25430.148
3.868 | 29016.6 | 3.821 | 25159.359 | 29016.6 | 25159.359
3.915 | 28703.847 | 3.868 | 24876.339 | 28703.847 | 24876.339
3.962 | 28433.428 | 3.915 | 24587.479 | 28433.428 | 24587.479
4.009 | 28175.57 | 3.962 | 24319.36 | 28175.57 | 24319.36
4.056 | 27868.282 | 4.009 | 24071.194 | 27868.282 | 24071.194
4.103 | 27573.743 | 4.056 | 23789.792 | 27573.743 | 23789.792
4.15 | 27347.974 | 4.103 | 23502.738 | 27347.974 | 23502.738
4.197 | 27080.76 | 4.15 | 23230.234 | 27080.76 | 23230.234
4.244 | 26831.113 | 4.197 | 22989.492 | 26831.113 | 22989.492
4.291 | 26589.636 | 4.244 | 22736.702 | 26589.636 | 22736.702
4.338 | 26343.116 | 4.291 | 22420.812 | 26343.116 | 22420.812
4.385 | 26026.473 | 4.338 | 22162.308 | 26026.473 | 22162.308
4.431 | 25770.045 | 4.385 | 21904.552 | 25770.045 | 21904.552
4.478 | 25515.573 | 4.431 | 21690.001 | 25515.573 | 21690.001
4.525 | 25254.04 | 4.478 | 21439.756 | 25254.04 | 21439.756
4.572 | 24963.399 | 4.525 | 21182.043 | 24963.399 | 21182.043
4.619 | 24669.886 | 4.572 | 20914.652 | 24669.886 | 20914.652
4.666 | 24372.095 | 4.619 | 20632.766 | 24372.095 | 20632.766
4.713 | 24064.808 | 4.666 | 20273.426 | 24064.808 | 20273.426
4.76 | 23764.865 | 4.713 | 19934.835 | 23764.865 | 19934.835
4.807 | 23481.294 | 4.76 | 19610.586 | 23481.294 | 19610.586
4.854 | 23236.575 | 4.807 | 19320.143 | 23236.575 | 19320.143
4.901 | 22985.779 | 4.854 | 19024.602 | 22985.779 | 19024.602
4.948 | 22737.732 | 4.901 | 18739.811 | 22737.732 | 18739.811
4.994 | 22516.728 | 4.948 | 18464.371 | 22516.728 | 18464.371
5.041 | 22266.354 | 4.994 | 18200.495 | 22266.354 | 18200.495
5.088 | 21973.335 | 5.041 | 17948.588 | 21973.335 | 17948.588
5.135 | 21676.615 | 5.088 | 17692.189 | 21676.615 | 17692.189
5.182 | 21347.454 | 5.135 | 17431.293 | 21347.454 | 17431.293
5.229 | 21020.801 | 5.182 | 17163.885 | 21020.801 | 17163.885
5.276 | 20733.444 | 5.229 | 16931.564 | 20733.444 | 16931.564
5.322 | 20481.789 | 5.276 | 16684.697 | 20481.789 | 16684.697
5.369 | 20204.114 | 5.322 | 16436.947 | 20204.114 | 16436.947
5.416 | 19901.807 | 5.369 | 16120.331 | 19901.807 | 16120.331
5.463 | 19628.574 | 5.416 | 15855.502 | 19628.574 | 15855.502
5.51 | 19327.275 | 5.463 | 15636.458 | 19327.275 | 15636.458
5.557 | 18986.213 | 5.51 | 15415.53 | 18986.213 | 15415.53
5.603 | 18672.611 | 5.557 | 15151.245 | 18672.611 | 15151.245
5.65 | 18422.74 | 5.603 | 14914.449 | 18422.74 | 14914.449
5.697 | 18145.386 | 5.65 | 14673.742 | 18145.386 | 14673.742
5.744 | 17839.317 | 5.697 | 14399.101 | 17839.317 | 14399.101
5.79 | 17560.744 | 5.744 | 14145.714 | 17560.744 | 14145.714
5.837 | 17299.002 | 5.79 | 13874.29 | 17299.002 | 13874.29
5.884 | 17050.27 | 5.837 | 13592.879 | 17050.27 | 13592.879
5.931 | 16826.859 | 5.884 | 13321.638 | 16826.859 | 13321.638
5.977 | 16608.815 | 5.931 | 13069.65 | 16608.815 | 13069.65
6.024 | 16373.941 | 5.977 | 12839.954 | 16373.941 | 12839.954
6.071 | 16135.14 | 6.024 | 12645.279 | 16135.14 | 12645.279
6.118 | 15854.854 | 6.071 | 12437.811 | 15854.854 | 12437.811
6.164 | 15577.278 | 6.118 | 12217.74 | 15577.278 | 12217.74
6.211 | 15313.727 | 6.164 | 12015.956 | 15313.727 | 12015.956
6.258 | 15072.294 | 6.211 | 11821.36 | 15072.294 | 11821.36
6.304 | 14789.524 | 6.258 | 11602.233 | 14789.524 | 11602.233
6.351 | 14521.794 | 6.304 | 11409.489 | 14521.794 | 11409.489
6.398 | 14278.619 | 6.351 | 11234.253 | 14278.619 | 11234.253
6.444 | 14042.418 | 6.398 | 11057.729 | 14042.418 | 11057.729
6.491 | 13795.389 | 6.444 | 10885.175 | 13795.389 | 10885.175
6.538 | 13575.169 | 6.491 | 10703.036 | 13575.169 | 10703.036
6.584 | 13355.256 | 6.538 | 10508.469 | 13355.256 | 10508.469
6.631 | 13121.675 | 6.584 | 10323.329 | 13121.675 | 10323.329
6.677 | 12899.33 | 6.631 | 10118.257 | 12899.33 | 10118.257
6.724 | 12680.936 | 6.677 | 9922.811 | 12680.936 | 9922.811
6.771 | 12452.102 | 6.724 | 9740.241 | 12452.102 | 9740.241
6.817 | 12225.592 | 6.771 | 9571.368 | 12225.592 | 9571.368
6.864 | 12036.088 | 6.817 | 9412.35 | 12036.088 | 9412.35
6.91 | 11846.292 | 6.864 | 9266.845 | 11846.292 | 9266.845
6.957 | 11655.595 | 6.91 | 9117.012 | 11655.595 | 9117.012
7.003 | 11482.263 | 6.957 | 8973.398 | 11482.263 | 8973.398
7.05 | 11302.555 | 7.003 | 8816.926 | 11302.555 | 8816.926
7.096 | 11122.962 | 7.05 | 8645.961 | 11122.962 | 8645.961
7.143 | 10961.973 | 7.096 | 8474.096 | 10961.973 | 8474.096
7.189 | 10795.419 | 7.143 | 8337.902 | 10795.419 | 8337.902
7.236 | 10597.27 | 7.189 | 8197.169 | 10597.27 | 8197.169
7.282 | 10399.221 | 7.236 | 8044.166 | 10399.221 | 8044.166
7.329 | 10203.714 | 7.282 | 7896.778 | 10203.714 | 7896.778
7.375 | 10032.725 | 7.329 | 7752.568 | 10032.725 | 7752.568
7.422 | 9853.912 | 7.375 | 7602.584 | 9853.912 | 7602.584
7.468 | 9690.683 | 7.422 | 7442.952 | 9690.683 | 7442.952
7.515 | 9536.737 | 7.468 | 7293.211 | 9536.737 | 7293.211
7.561 | 9353.369 | 7.515 | 7151.942 | 9353.369 | 7151.942
7.607 | 9144.219 | 7.561 | 7011.818 | 9144.219 | 7011.818
7.654 | 8977.766 | 7.607 | 6873.043 | 8977.766 | 6873.043
7.7 | 8831.412 | 7.654 | 6757.842 | 8831.412 | 6757.842
7.747 | 8693.751 | 7.7 | 6665.216 | 8693.751 | 6665.216
7.793 | 8567.851 | 7.747 | 6568.258 | 8567.851 | 6568.258
7.839 | 8421.877 | 7.793 | 6460.431 | 8421.877 | 6460.431
7.886 | 8255.193 | 7.839 | 6328.249 | 8255.193 | 6328.249
7.932 | 8088.616 | 7.886 | 6210.286 | 8088.616 | 6210.286
7.978 | 7950.553 | 7.932 | 6108.394 | 7950.553 | 6108.394
8.025 | 7818.542 | 7.978 | 5997.656 | 7818.542 | 5997.656
8.071 | 7702.612 | 8.025 | 5887.468 | 7702.612 | 5887.468
8.117 | 7590.707 | 8.071 | 5790.098 | 7590.707 | 5790.098
8.164 | 7489.789 | 8.117 | 5666.487 | 7489.789 | 5666.487
8.21 | 7377.145 | 8.164 | 5547.507 | 7377.145 | 5547.507
8.256 | 7242.524 | 8.21 | 5460.799 | 7242.524 | 5460.799
8.302 | 7087.744 | 8.256 | 5369.535 | 7087.744 | 5369.535
8.349 | 6953.157 | 8.302 | 5273.3 | 6953.157 | 5273.3
8.395 | 6828.326 | 8.349 | 5205.082 | 6828.326 | 5205.082
8.441 | 6700.547 | 8.395 | 5120.219 | 6700.547 | 5120.219
8.487 | 6581.51 | 8.441 | 5013.567 | 6581.51 | 5013.567
8.534 | 6475.738 | 8.487 | 4906.436 | 6475.738 | 4906.436
8.58 | 6365.795 | 8.534 | 4792.259 | 6365.795 | 4792.259
8.626 | 6243.255 | 8.58 | 4683.551 | 6243.255 | 4683.551
8.672 | 6138.715 | 8.626 | 4602.293 | 6138.715 | 4602.293
8.718 | 6040.276 | 8.672 | 4531.461 | 6040.276 | 4531.461
8.764 | 5935.195 | 8.718 | 4464.695 | 5935.195 | 4464.695
8.811 | 5844.649 | 8.764 | 4374.448 | 5844.649 | 4374.448
8.857 | 5756.309 | 8.811 | 4283.526 | 5756.309 | 4283.526
8.903 | 5650.211 | 8.857 | 4192.336 | 5650.211 | 4192.336
8.949 | 5540.748 | 8.903 | 4115.083 | 5540.748 | 4115.083
8.995 | 5450.574 | 8.949 | 4049.309 | 5450.574 | 4049.309
9.041 | 5356.838 | 8.995 | 3985.14 | 5356.838 | 3985.14
9.087 | 5274.172 | 9.041 | 3907.329 | 5274.172 | 3907.329
9.133 | 5205.887 | 9.087 | 3840.596 | 5205.887 | 3840.596
9.179 | 5129.718 | 9.133 | 3780.419 | 5129.718 | 3780.419
9.225 | 5057.42 | 9.179 | 3709.679 | 5057.42 | 3709.679
9.271 | 4989.617 | 9.225 | 3674.39 | 4989.617 | 3674.39
9.317 | 4909.583 | 9.271 | 3636.602 | 4909.583 | 3636.602
9.363 | 4827.427 | 9.317 | 3572.765 | 4827.427 | 3572.765
9.409 | 4741.7 | 9.363 | 3512.603 | 4741.7 | 3512.603
9.455 | 4652.811 | 9.409 | 3431.727 | 4652.811 | 3431.727
9.501 | 4554.135 | 9.455 | 3342.935 | 4554.135 | 3342.935
9.547 | 4456.008 | 9.501 | 3285.316 | 4456.008 | 3285.316
9.593 | 4384.933 | 9.547 | 3223.31 | 4384.933 | 3223.31
9.639 | 4322.922 | 9.593 | 3178.238 | 4322.922 | 3178.238
9.685 | 4262.525 | 9.639 | 3151.984 | 4262.525 | 3151.984
9.731 | 4190.684 | 9.685 | 3123.642 | 4190.684 | 3123.642
9.777 | 4128.954 | 9.731 | 3090.72 | 4128.954 | 3090.72
9.823 | 4062.614 | 9.777 | 3067.11 | 4062.614 | 3067.11
9.868 | 4001 | 9.823 | 3010.289 | 4001 | 3010.289
9.914 | 3932.905 | 9.868 | 2949.69 | 3932.905 | 2949.69
9.96 | 3871.822 | 9.914 | 2909.187 | 3871.822 | 2909.187
10.006 | 3807.576 | 9.96 | 2862.423 | 3807.576 | 2862.423
10.052 | 3747.025 | 10.006 | 2810.22 | 3747.025 | 2810.22
10.097 | 3695.581 | 10.052 | 2767.751 | 3695.581 | 2767.751
10.143 | 3652.007 | 10.097 | 2710.689 | 3652.007 | 2710.689
10.189 | 3618.602 | 10.143 | 2655.04 | 3618.602 | 2655.04
10.235 | 3574.761 | 10.189 | 2607.883 | 3574.761 | 2607.883
10.281 | 3509.427 | 10.235 | 2566.313 | 3509.427 | 2566.313
10.326 | 3430.492 | 10.281 | 2540.964 | 3430.492 | 2540.964
10.372 | 3340.233 | 10.326 | 2518.932 | 3340.233 | 2518.932
10.418 | 3260.958 | 10.372 | 2476.448 | 3260.958 | 2476.448
10.463 | 3209.588 | 10.418 | 2447.492 | 3209.588 | 2447.492
10.509 | 3164.233 | 10.463 | 2428.116 | 3164.233 | 2428.116
10.555 | 3117.799 | 10.509 | 2384.921 | 3117.799 | 2384.921
10.6 | 3078.226 | 10.555 | 2345.661 | 3078.226 | 2345.661
10.646 | 3036.741 | 10.6 | 2301.981 | 3036.741 | 2301.981
10.692 | 2992.085 | 10.646 | 2275.621 | 2992.085 | 2275.621
10.737 | 2952.417 | 10.692 | 2234.389 | 2952.417 | 2234.389
10.783 | 2900.992 | 10.737 | 2191.448 | 2900.992 | 2191.448
10.828 | 2838.423 | 10.783 | 2145.122 | 2838.423 | 2145.122
10.874 | 2783.346 | 10.828 | 2102.947 | 2783.346 | 2102.947
10.919 | 2730.739 | 10.874 | 2082.742 | 2730.739 | 2082.742
10.965 | 2691.094 | 10.919 | 2056.86 | 2691.094 | 2056.86
11.011 | 2658.551 | 10.965 | 2031.798 | 2658.551 | 2031.798
11.056 | 2622.414 | 11.011 | 2008.184 | 2622.414 | 2008.184
11.102 | 2593.809 | 11.056 | 1975.734 | 2593.809 | 1975.734
11.147 | 2576.109 | 11.102 | 1954.179 | 2576.109 | 1954.179
11.192 | 2542.839 | 11.147 | 1927.564 | 2542.839 | 1927.564
11.238 | 2497.971 | 11.192 | 1884.947 | 2497.971 | 1884.947
11.283 | 2456.853 | 11.238 | 1839.769 | 2456.853 | 1839.769
11.329 | 2413.384 | 11.283 | 1804.232 | 2413.384 | 1804.232
11.374 | 2374.301 | 11.329 | 1772.243 | 2374.301 | 1772.243
11.374 | 2374.301 | 11.329 | 1772.243 | 2374.301 | 1772.243
11.42 | 2342.982 | 11.374 | 1749.496 | 2342.982 | 1749.496
11.465 | 2317.541 | 11.42 | 1740.429 | 2317.541 | 1740.429
11.51 | 2285.539 | 11.465 | 1728.614 | 2285.539 | 1728.614
11.556 | 2255.199 | 11.51 | 1704.345 | 2255.199 | 1704.345
11.601 | 2231.378 | 11.556 | 1669.079 | 2231.378 | 1669.079
11.646 | 2208.172 | 11.601 | 1641.173 | 2208.172 | 1641.173
11.692 | 2171.63 | 11.646 | 1609.861 | 2171.63 | 1609.861
11.737 | 2136.113 | 11.692 | 1591.415 | 2136.113 | 1591.415
11.782 | 2094.639 | 11.737 | 1353.865 | 2094.639 | 1353.865
11.827 | 2056.304 | 11.782 | 971.786 | 2056.304 | 971.786
11.873 | 2026.37 | 11.827 | 691.503 | 2026.37 | 691.503

## Paletta Plots (hidden)
| X |  | Y |  |  | factor
-29.091 | 89.428 | -28.113 | 99.075 | 89.428 | 99.075 | 1
-28.983 | 89.024 | -28.003 | 98.523 | 89.024 | 98.523
-28.875 | 89.641 | -27.893 | 98.565 | 89.641 | 98.565
-28.767 | 91.827 | -27.782 | 100.487 | 91.827 | 100.487
-28.658 | 91.002 | -27.672 | 103.273 | 91.002 | 103.273
-28.55 | 90.66 | -27.561 | 104.646 | 90.66 | 104.646
-28.441 | 94.133 | -27.45 | 106.474 | 94.133 | 106.474
-28.332 | 96.516 | -27.339 | 108.869 | 96.516 | 108.869
-28.222 | 98.469 | -27.228 | 110.904 | 98.469 | 110.904
-28.113 | 99.76 | -27.116 | 108.849 | 99.76 | 108.849
-28.003 | 101.809 | -27.004 | 109.096 | 101.809 | 109.096
-27.893 | 100.501 | -26.892 | 109.913 | 100.501 | 109.913
-27.782 | 100.136 | -26.78 | 111.807 | 100.136 | 111.807
-27.672 | 103.623 | -26.667 | 112.498 | 103.623 | 112.498
-27.561 | 106.448 | -26.554 | 114.712 | 106.448 | 114.712
-27.45 | 106.59 | -26.441 | 114.938 | 106.59 | 114.938
-27.339 | 105.865 | -26.328 | 115.22 | 105.865 | 115.22
-27.228 | 106.065 | -26.328 | 115.22 | 106.065 | 115.22
-27.116 | 106.149 | -26.215 | 115.668 | 106.149 | 115.668
-27.004 | 105.03 | -26.101 | 118.071 | 105.03 | 118.071
-26.892 | 105.117 | -25.987 | 118.899 | 105.117 | 118.899
-26.78 | 108.05 | -25.873 | 120.889 | 108.05 | 120.889
-26.667 | 109.83 | -25.759 | 121.593 | 109.83 | 121.593
-26.554 | 112.392 | -25.644 | 122.238 | 112.392 | 122.238
-26.441 | 115.672 | -25.53 | 123.651 | 115.672 | 123.651
-26.328 | 117.751 | -25.415 | 125.605 | 117.751 | 125.605
-26.215 | 119.034 | -25.299 | 126.891 | 119.034 | 126.891
-26.101 | 119.301 | -25.184 | 130.63 | 119.301 | 130.63
-25.987 | 120.572 | -25.068 | 133.965 | 120.572 | 133.965
-25.873 | 125.004 | -24.953 | 135.435 | 125.004 | 135.435
-25.759 | 129.467 | -24.836 | 134.674 | 129.467 | 134.674
-25.644 | 131.692 | -24.72 | 135.809 | 131.692 | 135.809
-25.53 | 131.258 | -24.604 | 135.807 | 131.258 | 135.807
-25.415 | 132.752 | -24.487 | 138.975 | 132.752 | 138.975
-25.299 | 133.195 | -24.37 | 141.322 | 133.195 | 141.322
-25.184 | 133.308 | -24.253 | 145.848 | 133.308 | 145.848
-25.068 | 133.802 | -24.136 | 149.177 | 133.802 | 149.177
-24.953 | 139.076 | -24.018 | 150.202 | 139.076 | 150.202
-24.836 | 142.803 | -23.9 | 151.328 | 142.803 | 151.328
-24.72 | 144.564 | -23.782 | 151.761 | 144.564 | 151.761
-24.604 | 148.04 | -23.664 | 151.77 | 148.04 | 151.77
-24.487 | 151.712 | -23.546 | 153.095 | 151.712 | 153.095
-24.37 | 154.345 | -23.427 | 154.202 | 154.345 | 154.202
-24.253 | 155.895 | -23.308 | 154.364 | 155.895 | 154.364
-24.136 | 157.278 | -23.189 | 154.629 | 157.278 | 154.629
-24.018 | 160.938 | -23.07 | 156.661 | 160.938 | 156.661
-23.9 | 164.844 | -22.95 | 158.372 | 164.844 | 158.372
-23.782 | 169.892 | -22.83 | 162.507 | 169.892 | 162.507
-23.664 | 171.592 | -22.71 | 167.239 | 171.592 | 167.239
-23.546 | 172.179 | -22.59 | 171.124 | 172.179 | 171.124
-23.427 | 175.228 | -22.59 | 171.124 | 175.228 | 171.124
-23.308 | 181.293 | -22.47 | 175.759 | 181.293 | 175.759
-23.189 | 185.45 | -22.349 | 178.374 | 185.45 | 178.374
-23.07 | 187.296 | -22.229 | 180.72 | 187.296 | 180.72
-22.95 | 188.511 | -22.108 | 183.056 | 188.511 | 183.056
-22.83 | 190.962 | -21.987 | 183.958 | 190.962 | 183.958
-22.71 | 195.31 | -21.865 | 186.984 | 195.31 | 186.984
-22.59 | 199.121 | -21.744 | 192.119 | 199.121 | 192.119
-22.47 | 202.348 | -21.622 | 197.078 | 202.348 | 197.078
-22.349 | 205.099 | -21.5 | 202.012 | 205.099 | 202.012
-22.229 | 212.483 | -21.378 | 205.919 | 212.483 | 205.919
-22.108 | 217.997 | -21.255 | 208.007 | 217.997 | 208.007
-21.987 | 221.908 | -21.132 | 209.686 | 221.908 | 209.686
-21.865 | 226.966 | -21.01 | 213.648 | 226.966 | 213.648
-21.744 | 232.302 | -20.887 | 216.847 | 232.302 | 216.847
-21.622 | 236.1 | -20.763 | 223.153 | 236.1 | 223.153
-21.5 | 239.779 | -20.64 | 230.467 | 239.779 | 230.467
-21.378 | 244.244 | -20.516 | 233.309 | 244.244 | 233.309
-21.255 | 248.888 | -20.392 | 235.746 | 248.888 | 235.746
-21.132 | 255.107 | -20.268 | 240.43 | 255.107 | 240.43
-21.01 | 260.5 | -20.144 | 246.414 | 260.5 | 246.414
-20.887 | 266.415 | -20.02 | 252.03 | 266.415 | 252.03
-20.763 | 276.018 | -19.895 | 259.764 | 276.018 | 259.764
-20.64 | 286.119 | -19.77 | 267.464 | 286.119 | 267.464
-20.516 | 293.954 | -19.645 | 273.432 | 293.954 | 273.432
-20.392 | 300.081 | -19.52 | 277.681 | 300.081 | 277.681
-20.268 | 309.418 | -19.395 | 280.513 | 309.418 | 280.513
-20.144 | 315.483 | -19.269 | 284.73 | 315.483 | 284.73
-20.02 | 319.274 | -19.143 | 292.244 | 319.274 | 292.244
-19.895 | 325.826 | -19.017 | 301.453 | 325.826 | 301.453
-19.77 | 337.355 | -18.891 | 311.386 | 337.355 | 311.386
-19.645 | 347.572 | -18.765 | 319.894 | 347.572 | 319.894
-19.52 | 358.083 | -18.638 | 327.557 | 358.083 | 327.557
-19.395 | 369.802 | -18.638 | 327.557 | 369.802 | 327.557
-19.269 | 378.002 | -18.512 | 335.52 | 378.002 | 335.52
-19.143 | 389.387 | -18.385 | 344.209 | 389.387 | 344.209
-19.017 | 401.25 | -18.257 | 352.627 | 401.25 | 352.627
-18.891 | 419.757 | -18.13 | 359.547 | 419.757 | 359.547
-18.765 | 430.216 | -18.003 | 368.889 | 430.216 | 368.889
-18.638 | 443.487 | -17.875 | 380.966 | 443.487 | 380.966
-18.512 | 456.18 | -17.747 | 391.165 | 456.18 | 391.165
-18.385 | 472.707 | -17.619 | 400.997 | 472.707 | 400.997
-18.257 | 487.794 | -17.491 | 412.098 | 487.794 | 412.098
-18.13 | 502.441 | -17.362 | 424.74 | 502.441 | 424.74
-18.003 | 519.336 | -17.234 | 437.007 | 519.336 | 437.007
-17.875 | 538.981 | -17.105 | 453.077 | 538.981 | 453.077
-17.747 | 555.546 | -16.976 | 466.771 | 555.546 | 466.771
-17.619 | 573.822 | -16.847 | 478.657 | 573.822 | 478.657
-17.491 | 593.007 | -16.718 | 492.942 | 593.007 | 492.942
-17.362 | 612.907 | -16.588 | 509.107 | 612.907 | 509.107
-17.234 | 631.847 | -16.459 | 525.028 | 631.847 | 525.028
-17.105 | 654.193 | -16.329 | 544.878 | 654.193 | 544.878
-16.976 | 679.184 | -16.199 | 566.575 | 679.184 | 566.575
-16.847 | 706.896 | -16.069 | 586.504 | 706.896 | 586.504
-16.718 | 732.981 | -15.938 | 604.219 | 732.981 | 604.219
-16.588 | 759.657 | -15.808 | 623.054 | 759.657 | 623.054
-16.459 | 789.081 | -15.677 | 641.777 | 789.081 | 641.777
-16.329 | 818.44 | -15.546 | 663.424 | 818.44 | 663.424
-16.199 | 848.422 | -15.415 | 689.518 | 848.422 | 689.518
-16.069 | 879.254 | -15.284 | 716.513 | 879.254 | 716.513
-15.938 | 911.887 | -15.153 | 744.046 | 911.887 | 744.046
-15.808 | 942.947 | -15.021 | 768.697 | 942.947 | 768.697
-15.677 | 976.348 | -14.89 | 794.971 | 976.348 | 794.971
-15.546 | 1012.033 | -14.758 | 821.74 | 1012.033 | 821.74
-15.415 | 1048.993 | -14.626 | 850.97 | 1048.993 | 850.97
-15.284 | 1089.933 | -14.494 | 883.72 | 1089.933 | 883.72
-15.153 | 1134.334 | -14.361 | 922.868 | 1134.334 | 922.868
-15.021 | 1179.481 | -14.361 | 922.868 | 1179.481 | 922.868
-14.89 | 1226.046 | -14.229 | 957.974 | 1226.046 | 957.974
-14.758 | 1277.964 | -14.096 | 998.296 | 1277.964 | 998.296
-14.626 | 1328.769 | -13.964 | 1036.672 | 1328.769 | 1036.672
-14.494 | 1382.04 | -13.831 | 1077.672 | 1382.04 | 1077.672
-14.361 | 1436.295 | -13.698 | 1115.894 | 1436.295 | 1115.894
-14.229 | 1488.018 | -13.564 | 1161.981 | 1488.018 | 1161.981
-14.096 | 1539.887 | -13.431 | 1206.519 | 1539.887 | 1206.519
-13.964 | 1601.965 | -13.297 | 1252.33 | 1601.965 | 1252.33
-13.831 | 1669.865 | -13.164 | 1300.594 | 1669.865 | 1300.594
-13.698 | 1732.959 | -13.03 | 1353.01 | 1732.959 | 1353.01
-13.564 | 1803.313 | -12.896 | 1404.486 | 1803.313 | 1404.486
-13.431 | 1875.917 | -12.762 | 1456.95 | 1875.917 | 1456.95
-13.297 | 1950.237 | -12.628 | 1515.108 | 1950.237 | 1515.108
-13.164 | 2020.256 | -12.493 | 1573.364 | 2020.256 | 1573.364
-13.03 | 2095.284 | -12.359 | 1638.456 | 2095.284 | 1638.456
-12.896 | 2179.673 | -12.224 | 1704.498 | 2179.673 | 1704.498
-12.762 | 2270.064 | -12.089 | 1772.527 | 2270.064 | 1772.527
-12.628 | 2361.025 | -11.954 | 1846.344 | 2361.025 | 1846.344
-12.493 | 2457.998 | -11.819 | 1924.113 | 2457.998 | 1924.113
-12.359 | 2555.18 | -11.684 | 1994.518 | 2555.18 | 1994.518
-12.224 | 2651.619 | -11.549 | 2071.808 | 2651.619 | 2071.808
-12.089 | 2752.262 | -11.413 | 2154.623 | 2752.262 | 2154.623
-11.954 | 2853.677 | -11.278 | 2245.563 | 2853.677 | 2245.563
-11.819 | 2962.17 | -11.142 | 2332.075 | 2962.17 | 2332.075
-11.684 | 3078.621 | -11.006 | 2423.174 | 3078.621 | 2423.174
-11.549 | 3198.952 | -10.87 | 2517.007 | 3198.952 | 2517.007
-11.413 | 3326.592 | -10.734 | 2619.589 | 3326.592 | 2619.589
-11.278 | 3460.655 | -10.598 | 2727.007 | 3460.655 | 2727.007
-11.142 | 3589.114 | -10.461 | 2839.46 | 3589.114 | 2839.46
-11.006 | 3718.206 | -10.325 | 2953.147 | 3718.206 | 2953.147
-10.87 | 3843.145 | -10.188 | 3068.579 | 3843.145 | 3068.579
-10.734 | 3975.657 | -10.052 | 3182.869 | 3975.657 | 3182.869
-10.598 | 4116.1 | -10.052 | 3182.869 | 4116.1 | 3182.869
-10.461 | 4257.89 | -9.915 | 3302.892 | 4257.89 | 3302.892
-10.325 | 4408.047 | -9.778 | 3429.435 | 4408.047 | 3429.435
-10.188 | 4561.872 | -9.641 | 3565.567 | 4561.872 | 3565.567
-10.052 | 4723.431 | -9.504 | 3708.346 | 4723.431 | 3708.346
-9.915 | 4893.126 | -9.366 | 3864.628 | 4893.126 | 3864.628
-9.778 | 5068.86 | -9.229 | 4013.059 | 5068.86 | 4013.059
-9.641 | 5246.055 | -9.092 | 4168.904 | 5246.055 | 4168.904
-9.504 | 5425.811 | -8.954 | 4328.574 | 5425.811 | 4328.574
-9.366 | 5615.296 | -8.816 | 4493.741 | 5615.296 | 4493.741
-9.229 | 5792.625 | -8.679 | 4655.591 | 5792.625 | 4655.591
-9.092 | 5972.995 | -8.541 | 4824.068 | 5972.995 | 4824.068
-8.954 | 6160.9 | -8.403 | 4993.847 | 6160.9 | 4993.847
-8.816 | 6364.594 | -8.265 | 5173.205 | 6364.594 | 5173.205
-8.679 | 6565.752 | -8.126 | 5371.309 | 6565.752 | 5371.309
-8.541 | 6780.057 | -7.988 | 5568.547 | 6780.057 | 5568.547
-8.403 | 7001.451 | -7.85 | 5769.182 | 7001.451 | 5769.182
-8.265 | 7221.9 | -7.711 | 5974.005 | 7221.9 | 5974.005
-8.126 | 7446.552 | -7.573 | 6187.422 | 7446.552 | 6187.422
-7.988 | 7671.193 | -7.434 | 6400.862 | 7671.193 | 6400.862
-7.85 | 7897.918 | -7.295 | 6619.937 | 7897.918 | 6619.937
-7.711 | 8142.382 | -7.156 | 6844.27 | 8142.382 | 6844.27
-7.573 | 8393.07 | -7.018 | 7067.229 | 8393.07 | 7067.229
-7.434 | 8636.307 | -6.879 | 7294.916 | 8636.307 | 7294.916
-7.295 | 8883.583 | -6.739 | 7536.343 | 8883.583 | 7536.343
-7.156 | 9138.506 | -6.6 | 7775.994 | 9138.506 | 7775.994
-7.018 | 9393.447 | -6.461 | 8030.111 | 9393.447 | 8030.111
-6.879 | 9653.593 | -6.322 | 8290.585 | 9653.593 | 8290.585
-6.739 | 9917.04 | -6.182 | 8561.041 | 9917.04 | 8561.041
-6.6 | 10180.531 | -6.043 | 8821.495 | 10180.531 | 8821.495
-6.461 | 10450.808 | -5.903 | 9087.252 | 10450.808 | 9087.252
-6.322 | 10726.589 | -5.764 | 9348.774 | 10726.589 | 9348.774
-6.182 | 10992.708 | -5.624 | 9611.466 | 10992.708 | 9611.466
-6.043 | 11258.016 | -5.624 | 9611.466 | 11258.016 | 9611.466
-5.903 | 11533.189 | -5.484 | 9889.222 | 11533.189 | 9889.222
-5.764 | 11797.86 | -5.345 | 10173.324 | 11797.86 | 10173.324
-5.624 | 12061.151 | -5.205 | 10452.045 | 12061.151 | 10452.045
-5.484 | 12364.187 | -5.065 | 10729.345 | 12364.187 | 10729.345
-5.345 | 12637.913 | -4.925 | 11029.203 | 12637.913 | 11029.203
-5.205 | 12897.416 | -4.785 | 11306.729 | 12897.416 | 11306.729
-5.065 | 13163.476 | -4.645 | 11572.126 | 13163.476 | 11572.126
-4.925 | 13453.788 | -4.505 | 11838.554 | 13453.788 | 11838.554
-4.785 | 13742.534 | -4.364 | 12116.73 | 13742.534 | 12116.73
-4.645 | 14032.557 | -4.224 | 12390.806 | 14032.557 | 12390.806
-4.505 | 14311.931 | -4.084 | 12667.005 | 14311.931 | 12667.005
-4.364 | 14575.257 | -3.943 | 12942.078 | 14575.257 | 12942.078
-4.224 | 14823.147 | -3.803 | 13244.216 | 14823.147 | 13244.216
-4.084 | 15070.05 | -3.662 | 13548.289 | 15070.05 | 13548.289
-3.943 | 15308.189 | -3.522 | 13849.139 | 15308.189 | 13849.139
-3.803 | 15552.433 | -3.381 | 14137.789 | 15552.433 | 14137.789
-3.662 | 15824.548 | -3.241 | 14413.293 | 15824.548 | 14413.293
-3.522 | 16060.555 | -3.1 | 14687.847 | 16060.555 | 14687.847
-3.381 | 16268.742 | -2.96 | 14946.992 | 16268.742 | 14946.992
-3.241 | 16481.19 | -2.819 | 15206.857 | 16481.19 | 15206.857
-3.1 | 16678.335 | -2.678 | 15483.711 | 16678.335 | 15483.711
-2.96 | 16870.13 | -2.537 | 15731.484 | 16870.13 | 15731.484
-2.819 | 17092.449 | -2.397 | 16007.684 | 17092.449 | 16007.684
-2.678 | 17268.503 | -2.256 | 16253.511 | 17268.503 | 16253.511
-2.537 | 17445.234 | -2.115 | 16499.975 | 17445.234 | 16499.975
-2.397 | 17609.614 | -1.974 | 16732.725 | 17609.614 | 16732.725
-2.256 | 17769.174 | -1.833 | 16950.73 | 17769.174 | 16950.73
-2.115 | 17891.946 | -1.692 | 17167.356 | 17891.946 | 17167.356
-1.974 | 18015.541 | -1.551 | 17352.164 | 18015.541 | 17352.164
-1.833 | 18132.705 | -1.41 | 17546.497 | 18132.705 | 17546.497
-1.692 | 18252.372 | -1.269 | 17709.094 | 18252.372 | 17709.094
-1.551 | 18338.823 | -1.128 | 17862.8 | 18338.823 | 17862.8
-1.41 | 18443.166 | -1.128 | 17862.8 | 18443.166 | 17862.8
-1.269 | 18537.51 | -0.987 | 18003.493 | 18537.51 | 18003.493
-1.128 | 18653.882 | -0.846 | 18149.096 | 18653.882 | 18149.096
-0.987 | 18711.597 | -0.705 | 18319.914 | 18711.597 | 18319.914
-0.846 | 18748.122 | -0.564 | 18493.464 | 18748.122 | 18493.464
-0.705 | 18728.867 | -0.423 | 18623.17 | 18728.867 | 18623.17
-0.564 | 18744.187 | -0.282 | 18695.965 | 18744.187 | 18695.965
-0.423 | 18784.192 | -0.141 | 18774.32 | 18784.192 | 18774.32
-0.282 | 18816.797 | 0 | 18835.15 | 18816.797 | 18835.15
-0.141 | 18828.03 | 0.141 | 18870.115 | 18828.03 | 18870.115
0 | 18835.15 | 0.282 | 18913.972 | 18835.15 | 18913.972
0.141 | 18820.699 | 0.423 | 18942.986 | 18820.699 | 18942.986
0.282 | 18789.171 | 0.564 | 18948.445 | 18789.171 | 18948.445
0.423 | 18752.96 | 0.705 | 18983.663 | 18752.96 | 18983.663
0.564 | 18731.548 | 0.846 | 18993.908 | 18731.548 | 18993.908
0.705 | 18710.879 | 0.987 | 18992.829 | 18710.879 | 18992.829
0.846 | 18645.529 | 1.128 | 18989.339 | 18645.529 | 18989.339
0.987 | 18569.239 | 1.269 | 18950.562 | 18569.239 | 18950.562
1.128 | 18482.202 | 1.41 | 18870.034 | 18482.202 | 18870.034
1.269 | 18390.975 | 1.551 | 18806.808 | 18390.975 | 18806.808
1.41 | 18287.606 | 1.692 | 18727.107 | 18287.606 | 18727.107
1.551 | 18193.33 | 1.833 | 18621.584 | 18193.33 | 18621.584
1.692 | 18085.231 | 1.974 | 18481.533 | 18085.231 | 18481.533
1.833 | 17974.329 | 2.115 | 18316.701 | 17974.329 | 18316.701
1.974 | 17849.457 | 2.256 | 18170.907 | 17849.457 | 18170.907
2.115 | 17709.461 | 2.397 | 18035.143 | 17709.461 | 18035.143
2.256 | 17556.717 | 2.537 | 17847.987 | 17556.717 | 17847.987
2.397 | 17402.453 | 2.678 | 17650.747 | 17402.453 | 17650.747
2.537 | 17230.736 | 2.819 | 17472.023 | 17230.736 | 17472.023
2.678 | 17049.951 | 2.96 | 17264.16 | 17049.951 | 17264.16
2.819 | 16854.062 | 3.1 | 17064.707 | 16854.062 | 17064.707
2.96 | 16655.201 | 3.241 | 16854.492 | 16655.201 | 16854.492
3.1 | 16460.718 | 3.381 | 16639.028 | 16460.718 | 16639.028
3.241 | 16250.867 | 3.381 | 16639.028 | 16250.867 | 16639.028
3.381 | 16037.874 | 3.522 | 16401.024 | 16037.874 | 16401.024
3.522 | 15839.523 | 3.662 | 16162.973 | 15839.523 | 16162.973
3.662 | 15634.877 | 3.803 | 15921.356 | 15634.877 | 15921.356
3.803 | 15402.547 | 3.943 | 15690.84 | 15402.547 | 15690.84
3.943 | 15156.924 | 4.084 | 15439.797 | 15156.924 | 15439.797
4.084 | 14904.83 | 4.224 | 15192.723 | 14904.83 | 15192.723
4.224 | 14657.308 | 4.364 | 14958.275 | 14657.308 | 14958.275
4.364 | 14416.803 | 4.505 | 14702.159 | 14416.803 | 14702.159
4.505 | 14165.897 | 4.645 | 14419.005 | 14165.897 | 14419.005
4.645 | 13907.218 | 4.785 | 14150.091 | 13907.218 | 14150.091
4.785 | 13652.034 | 4.925 | 13862.663 | 13652.034 | 13862.663
4.925 | 13389.649 | 5.065 | 13582.122 | 13389.649 | 13582.122
5.065 | 13128.107 | 5.205 | 13303.132 | 13128.107 | 13303.132
5.205 | 12862.967 | 5.345 | 13024.903 | 12862.967 | 13024.903
5.345 | 12586.533 | 5.484 | 12726.888 | 12586.533 | 12726.888
5.484 | 12315.892 | 5.624 | 12441.247 | 12315.892 | 12441.247
5.624 | 12048.946 | 5.764 | 12149.774 | 12048.946 | 12149.774
5.764 | 11768.167 | 5.903 | 11847.337 | 11768.167 | 11847.337
5.903 | 11477.833 | 6.043 | 11538.219 | 11477.833 | 11538.219
6.043 | 11194.01 | 6.182 | 11236.279 | 11194.01 | 11236.279
6.182 | 10908.537 | 6.322 | 10951.048 | 10908.537 | 10951.048
6.322 | 10631.913 | 6.461 | 10660.587 | 10631.913 | 10660.587
6.461 | 10362.247 | 6.6 | 10373.337 | 10362.247 | 10373.337
6.6 | 10088.632 | 6.739 | 10077.297 | 10088.632 | 10077.297
6.739 | 9824.319 | 6.879 | 9789.443 | 9824.319 | 9789.443
6.879 | 9567.951 | 7.018 | 9508.497 | 9567.951 | 9508.497
7.018 | 9317.673 | 7.156 | 9230.77 | 9317.673 | 9230.77
7.156 | 9072.906 | 7.295 | 8963.438 | 9072.906 | 8963.438
7.295 | 8827.136 | 7.434 | 8703.691 | 8827.136 | 8703.691
7.434 | 8597.421 | 7.573 | 8429.081 | 8597.421 | 8429.081
7.573 | 8364.834 | 7.711 | 8170.312 | 8364.834 | 8170.312
7.711 | 8123.318 | 7.85 | 7924.084 | 8123.318 | 7924.084
7.85 | 7875.793 | 7.988 | 7688.585 | 7875.793 | 7688.585
7.988 | 7642.832 | 7.988 | 7688.585 | 7642.832 | 7688.585
8.126 | 7407.181 | 8.126 | 7450.643 | 7407.181 | 7450.643
8.265 | 7174.715 | 8.265 | 7217.136 | 7174.715 | 7217.136
8.403 | 6956.434 | 8.403 | 6982.499 | 6956.434 | 6982.499
8.541 | 6741.985 | 8.541 | 6758.068 | 6741.985 | 6758.068
8.679 | 6532.251 | 8.679 | 6537.408 | 6532.251 | 6537.408
8.816 | 6331.307 | 8.816 | 6325.053 | 6331.307 | 6325.053
8.954 | 6134.09 | 8.954 | 6110.515 | 6134.09 | 6110.515
9.092 | 5933.785 | 9.092 | 5909.594 | 5933.785 | 5909.594
9.229 | 5732.309 | 9.229 | 5707.669 | 5732.309 | 5707.669
9.366 | 5538.969 | 9.366 | 5516.113 | 5538.969 | 5516.113
9.504 | 5357.752 | 9.504 | 5325.116 | 5357.752 | 5325.116
9.641 | 5181.338 | 9.641 | 5144.139 | 5181.338 | 5144.139
9.778 | 5005.037 | 9.778 | 4959.667 | 5005.037 | 4959.667
9.915 | 4835.622 | 9.915 | 4781.254 | 4835.622 | 4781.254
10.052 | 4672.813 | 10.052 | 4616.891 | 4672.813 | 4616.891
10.188 | 4505.581 | 10.188 | 4451.16 | 4505.581 | 4451.16
10.325 | 4340.496 | 10.325 | 4282.176 | 4340.496 | 4282.176
10.461 | 4187.439 | 10.461 | 4137.519 | 4187.439 | 4137.519
10.598 | 4035.234 | 10.598 | 3985.674 | 4035.234 | 3985.674
10.734 | 3891.693 | 10.734 | 3841.724 | 3891.693 | 3841.724
10.87 | 3754.405 | 10.87 | 3706.721 | 3754.405 | 3706.721
11.006 | 3618.937 | 11.006 | 3572.343 | 3618.937 | 3572.343
11.142 | 3486.748 | 11.142 | 3437.902 | 3486.748 | 3437.902
11.278 | 3363.599 | 11.278 | 3313.138 | 3363.599 | 3313.138
11.413 | 3240.966 | 11.413 | 3194.433 | 3240.966 | 3194.433
11.549 | 3118.63 | 11.549 | 3076.293 | 3118.63 | 3076.293
11.684 | 3001.848 | 11.684 | 2959.665 | 3001.848 | 2959.665
11.819 | 2883.815 | 11.819 | 2851.505 | 2883.815 | 2851.505
11.954 | 2769.451 | 11.954 | 2741.765 | 2769.451 | 2741.765
12.089 | 2662.711 | 12.089 | 2636.586 | 2662.711 | 2636.586
12.224 | 2566.791 | 12.224 | 2536.982 | 2566.791 | 2536.982
12.359 | 2478.088 | 12.359 | 2446.19 | 2478.088 | 2446.19
12.493 | 2384.572 | 12.359 | 2446.19 | 2384.572 | 2446.19
12.628 | 2286.22 | 12.493 | 2355.759 | 2286.22 | 2355.759
12.762 | 2193.612 | 12.628 | 2273.273 | 2193.612 | 2273.273
12.896 | 2114.513 | 12.762 | 2194.965 | 2114.513 | 2194.965
13.03 | 2030.851 | 12.896 | 2113.682 | 2030.851 | 2113.682
13.164 | 1955.454 | 13.03 | 2036.852 | 1955.454 | 2036.852
13.297 | 1883.132 | 13.164 | 1959.579 | 1883.132 | 1959.579
13.431 | 1814.247 | 13.297 | 1881.506 | 1814.247 | 1881.506
13.564 | 1740.965 | 13.431 | 1813.102 | 1740.965 | 1813.102
13.698 | 1676.116 | 13.564 | 1745.242 | 1676.116 | 1745.242
13.831 | 1612.747 | 13.698 | 1679.163 | 1612.747 | 1679.163
13.964 | 1549.402 | 13.831 | 1612.924 | 1549.402 | 1612.924
14.096 | 1490.785 | 13.964 | 1545.768 | 1490.785 | 1545.768
14.229 | 1438.607 | 14.096 | 1483.637 | 1438.607 | 1483.637
14.361 | 1390.539 | 14.229 | 1426.866 | 1390.539 | 1426.866
14.494 | 1345.04 | 14.361 | 1370.981 | 1345.04 | 1370.981
14.626 | 1298.007 | 14.494 | 1317.011 | 1298.007 | 1317.011
14.758 | 1248.311 | 14.626 | 1261.7 | 1248.311 | 1261.7
14.89 | 1199.884 | 14.758 | 1216.91 | 1199.884 | 1216.91
15.021 | 1153.405 | 14.89 | 1175.157 | 1153.405 | 1175.157
15.153 | 1108.975 | 15.021 | 1134.973 | 1108.975 | 1134.973
15.284 | 1067.279 | 15.153 | 1091.364 | 1067.279 | 1091.364
15.415 | 1026.976 | 15.284 | 1054.87 | 1026.976 | 1054.87
15.546 | 988.342 | 15.415 | 1016.441 | 988.342 | 1016.441
15.677 | 955.744 | 15.546 | 974.708 | 955.744 | 974.708
15.808 | 926.623 | 15.677 | 934.867 | 926.623 | 934.867
15.938 | 897.763 | 15.808 | 901.068 | 897.763 | 901.068
16.069 | 867.978 | 15.938 | 869.47 | 867.978 | 869.47
16.199 | 839.229 | 16.069 | 840.086 | 839.229 | 840.086
16.329 | 809.549 | 16.199 | 810.779 | 809.549 | 810.779
16.459 | 779.116 | 16.329 | 782.463 | 779.116 | 782.463
16.588 | 747.279 | 16.459 | 756.292 | 747.279 | 756.292
16.718 | 720.025 | 16.588 | 732.279 | 720.025 | 732.279
16.847 | 696.27 | 16.588 | 732.279 | 696.27 | 732.279
16.976 | 674.878 | 16.718 | 706.285 | 674.878 | 706.285
17.105 | 652.105 | 16.847 | 682.871 | 652.105 | 682.871
17.234 | 633.939 | 16.976 | 657.424 | 633.939 | 657.424
17.362 | 616.122 | 17.105 | 629.372 | 616.122 | 629.372
17.491 | 596.181 | 17.234 | 606.603 | 596.181 | 606.603
17.619 | 576.817 | 17.362 | 584.023 | 576.817 | 584.023
17.747 | 557.796 | 17.491 | 563.595 | 557.796 | 563.595
17.875 | 539.592 | 17.619 | 546.079 | 539.592 | 546.079
18.003 | 522.679 | 17.747 | 531.587 | 522.679 | 531.587
18.13 | 506.028 | 17.875 | 514.078 | 506.028 | 514.078
18.257 | 488.882 | 18.003 | 499.276 | 488.882 | 499.276
18.385 | 472.091 | 18.13 | 482.432 | 472.091 | 482.432
18.512 | 458.128 | 18.257 | 466.606 | 458.128 | 466.606
18.638 | 446.248 | 18.385 | 451.046 | 446.248 | 451.046
18.765 | 435.417 | 18.512 | 438.604 | 435.417 | 438.604
18.891 | 423.057 | 18.638 | 427.109 | 423.057 | 427.109
19.017 | 411.747 | 18.765 | 412.894 | 411.747 | 412.894
19.143 | 401.686 | 18.891 | 401.775 | 401.686 | 401.775
19.269 | 391.63 | 19.017 | 391.232 | 391.63 | 391.232
19.395 | 382.206 | 19.143 | 378.865 | 382.206 | 378.865
19.52 | 372.354 | 19.269 | 365.242 | 372.354 | 365.242
19.645 | 363.04 | 19.395 | 356.384 | 363.04 | 356.384
19.77 | 354.269 | 19.52 | 347.44 | 354.269 | 347.44
19.895 | 344.923 | 19.645 | 336.711 | 344.923 | 336.711
20.02 | 334.51 | 19.77 | 325.885 | 334.51 | 325.885
20.144 | 322.727 | 19.895 | 316.667 | 322.727 | 316.667
20.268 | 312.461 | 20.02 | 308.677 | 312.461 | 308.677
20.392 | 304.508 | 20.144 | 301.679 | 304.508 | 301.679
20.516 | 298.342 | 20.268 | 294.502 | 298.342 | 294.502
20.64 | 293.483 | 20.392 | 286.752 | 293.483 | 286.752
20.763 | 290.089 | 20.516 | 281.924 | 290.089 | 281.924
20.887 | 283.649 | 20.64 | 276.481 | 283.649 | 276.481
21.01 | 275.138 | 20.64 | 276.481 | 275.138 | 276.481
21.132 | 265.19 | 20.763 | 269.527 | 265.19 | 269.527
21.255 | 255.593 | 20.887 | 264.378 | 255.593 | 264.378
21.378 | 248.056 | 21.01 | 260.301 | 248.056 | 260.301
21.5 | 243.098 | 21.132 | 253.859 | 243.098 | 253.859
21.622 | 242.452 | 21.255 | 248.588 | 242.452 | 248.588
21.744 | 240.591 | 21.378 | 242.94 | 240.591 | 242.94
21.865 | 236.543 | 21.5 | 236.158 | 236.543 | 236.158
21.987 | 231.611 | 21.622 | 229.243 | 231.611 | 229.243
22.108 | 225.28 | 21.744 | 220.98 | 225.28 | 220.98
22.229 | 221.726 | 21.865 | 213.588 | 221.726 | 213.588
22.349 | 219.383 | 21.987 | 207.785 | 219.383 | 207.785
22.47 | 216.618 | 22.108 | 204.754 | 216.618 | 204.754
22.59 | 212.656 | 22.229 | 201.198 | 212.656 | 201.198
22.71 | 210.223 | 22.349 | 196.037 | 210.223 | 196.037
22.83 | 207.725 | 22.47 | 190.85 | 207.725 | 190.85
22.95 | 205.267 | 22.59 | 187.181 | 205.267 | 187.181
23.07 | 203.576 | 22.71 | 184.577 | 203.576 | 184.577
23.189 | 199.322 | 22.83 | 182.839 | 199.322 | 182.839
23.308 | 194.523 | 22.95 | 178.499 | 194.523 | 178.499
23.427 | 190.328 | 23.07 | 172.525 | 190.328 | 172.525
23.546 | 184.481 | 23.189 | 166.988 | 184.481 | 166.988
23.664 | 177.865 | 23.308 | 162.887 | 177.865 | 162.887
23.782 | 174.121 | 23.427 | 160.494 | 174.121 | 160.494
23.9 | 173.59 | 23.546 | 161.717 | 173.59 | 161.717
24.018 | 173.003 | 23.664 | 162.735 | 173.003 | 162.735
24.136 | 171.295 | 23.782 | 160.853 | 171.295 | 160.853
24.253 | 166.798 | 23.9 | 158.324 | 166.798 | 158.324
24.37 | 163.992 | 24.018 | 154.135 | 163.992 | 154.135
24.487 | 162.944 | 24.136 | 147.684 | 162.944 | 147.684
24.604 | 161.351 | 24.253 | 142.428 | 161.351 | 142.428
24.72 | 162.236 | 24.37 | 140.465 | 162.236 | 140.465
24.836 | 162.367 | 24.487 | 137.793 | 162.367 | 137.793
24.953 | 157.446 | 24.604 | 136.184 | 157.446 | 136.184
25.068 | 151.351 | 24.604 | 136.184 | 151.351 | 136.184
25.184 | 146.972 | 24.72 | 134.782 | 146.972 | 134.782
25.299 | 143.061 | 24.836 | 133.59 | 143.061 | 133.59
25.415 | 140.942 | 24.953 | 131.576 | 140.942 | 131.576
25.53 | 141.181 | 25.068 | 126.989 | 141.181 | 126.989
25.644 | 142.307 | 25.184 | 123.087 | 142.307 | 123.087
25.759 | 142.94 | 25.299 | 119.601 | 142.94 | 119.601
25.873 | 142.632 | 25.415 | 118.35 | 142.632 | 118.35
25.987 | 140.927 | 25.53 | 117.421 | 140.927 | 117.421
26.101 | 137.367 | 25.644 | 115.438 | 137.367 | 115.438
26.215 | 135.077 | 25.759 | 111.336 | 135.077 | 111.336
26.328 | 134.348 | 25.873 | 109.879 | 134.348 | 109.879
26.441 | 133.333 | 25.987 | 108.916 | 133.333 | 108.916
26.554 | 130.671 | 26.101 | 106.214 | 130.671 | 106.214
26.667 | 125.779 | 26.215 | 105.01 | 125.779 | 105.01
26.78 | 121.94 | 26.328 | 104.249 | 121.94 | 104.249
26.892 | 118.706 | 26.441 | 101.678 | 118.706 | 101.678
27.004 | 117.229 | 26.554 | 100.79 | 117.229 | 100.79
27.116 | 118.556 | 26.667 | 98.648 | 118.556 | 98.648
27.228 | 119.085 | 26.78 | 97.461 | 119.085 | 97.461
27.339 | 116.324 | 26.892 | 94.954 | 116.324 | 94.954
27.45 | 115.284 | 27.004 | 93.405 | 115.284 | 93.405
27.561 | 116.564 | 27.116 | 91.962 | 116.564 | 91.962
27.672 | 116.043 | 27.228 | 90.625 | 116.043 | 90.625
27.782 | 114.584 | 27.339 | 93.672 | 114.584 | 93.672
27.893 | 112.704 | 27.45 | 92.332 | 112.704 | 92.332
28.003 | 111.401 | 27.561 | 89.414 | 111.401 | 89.414
28.113 | 110.917 | 27.672 | 87.237 | 110.917 | 87.237
28.222 | 108.476 | 27.782 | 87.327 | 108.476 | 87.327
28.332 | 106.642 | 27.893 | 84.191 | 106.642 | 84.191
28.441 | 105.866

## Lustr Plots (hidden)
| X |  | Y |  |  | factor
-32.12 | 0 | -32.221 | 122.869 | 0 | 122.869 | 1
-32.019 | 0 | -32.12 | 120.57 | 0 | 120.57
-31.917 | 0 | -32.019 | 118.22 | 0 | 118.22
-31.815 | 17.56 | -31.917 | 115.113 | 17.56 | 115.113
-31.714 | 47.637 | -31.815 | 113.676 | 47.637 | 113.676
-31.611 | 78.368 | -31.714 | 114.551 | 78.368 | 114.551
-31.509 | 106.086 | -31.611 | 117.715 | 106.086 | 117.715
-31.406 | 125.282 | -31.509 | 118.505 | 125.282 | 118.505
-31.303 | 125.846 | -31.406 | 120.722 | 125.846 | 120.722
-31.2 | 127.635 | -31.303 | 122.859 | 127.635 | 122.859
-31.097 | 131.411 | -31.2 | 126.664 | 131.411 | 126.664
-30.993 | 133.684 | -31.097 | 128.831 | 133.684 | 128.831
-30.89 | 131.07 | -30.993 | 131.048 | 131.07 | 131.048
-30.786 | 130.006 | -30.89 | 132.288 | 130.006 | 132.288
-30.681 | 130.031 | -30.786 | 132.434 | 130.031 | 132.434
-30.577 | 129.928 | -30.681 | 129.649 | 129.928 | 129.649
-30.472 | 134.317 | -30.577 | 127.579 | 134.317 | 127.579
-30.367 | 137.164 | -30.472 | 124.953 | 137.164 | 124.953
-30.262 | 137.289 | -30.367 | 125.371 | 137.289 | 125.371
-30.157 | 138.352 | -30.262 | 125.156 | 138.352 | 125.156
-30.051 | 141.345 | -30.157 | 128.201 | 141.345 | 128.201
-29.946 | 143.259 | -30.051 | 130.977 | 143.259 | 130.977
-29.84 | 146.713 | -29.946 | 134.543 | 146.713 | 134.543
-29.733 | 146.618 | -29.84 | 138.273 | 146.618 | 138.273
-29.627 | 147.263 | -29.733 | 138.452 | 147.263 | 138.452
-29.52 | 149.194 | -29.627 | 137.211 | 149.194 | 137.211
-29.413 | 148.171 | -29.52 | 135.608 | 148.171 | 135.608
-29.306 | 149.292 | -29.413 | 135.241 | 149.292 | 135.241
-29.199 | 150.833 | -29.306 | 135.854 | 150.833 | 135.854
-29.091 | 153.516 | -29.199 | 138.045 | 153.516 | 138.045
-28.983 | 153.762 | -29.091 | 140.283 | 153.762 | 140.283
-28.875 | 157.022 | -28.983 | 143.172 | 157.022 | 143.172
-28.767 | 158.216 | -28.875 | 146.405 | 158.216 | 146.405
-28.658 | 159.104 | -28.767 | 147.572 | 159.104 | 147.572
-28.55 | 159.268 | -28.658 | 150.651 | 159.268 | 150.651
-28.441 | 161.754 | -28.55 | 154.128 | 161.754 | 154.128
-28.332 | 167.908 | -28.441 | 156.333 | 167.908 | 156.333
-28.222 | 168.516 | -28.332 | 155.078 | 168.516 | 155.078
-28.113 | 170.832 | -28.222 | 157.444 | 170.832 | 157.444
-28.003 | 172.781 | -28.113 | 158.082 | 172.781 | 158.082
-27.893 | 176.888 | -28.003 | 157.598 | 176.888 | 157.598
-27.782 | 173.952 | -27.893 | 157.645 | 173.952 | 157.645
-27.672 | 174.706 | -27.782 | 161.786 | 174.706 | 161.786
-27.561 | 178.305 | -27.672 | 165.668 | 178.305 | 165.668
-27.45 | 181.65 | -27.561 | 165.922 | 181.65 | 165.922
-27.339 | 181.507 | -27.45 | 170.115 | 181.507 | 170.115
-27.228 | 181.365 | -27.339 | 174.168 | 181.365 | 174.168
-27.116 | 183.579 | -27.228 | 176.641 | 183.579 | 176.641
-27.004 | 187.325 | -27.116 | 175.479 | 187.325 | 175.479
-26.892 | 192.762 | -27.004 | 179.079 | 192.762 | 179.079
-26.78 | 196.346 | -26.892 | 181.857 | 196.346 | 181.857
-26.667 | 196.161 | -26.78 | 183.252 | 196.161 | 183.252
-26.554 | 199.26 | -26.667 | 183.788 | 199.26 | 183.788
-26.441 | 202.962 | -26.554 | 185.735 | 202.962 | 185.735
-26.328 | 205.685 | -26.441 | 187.614 | 205.685 | 187.614
-26.215 | 206.093 | -26.328 | 189.82 | 206.093 | 189.82
-26.101 | 208.4 | -26.215 | 191.452 | 208.4 | 191.452
-25.987 | 211.474 | -26.101 | 194.753 | 211.474 | 194.753
-25.873 | 213.475 | -25.987 | 198.425 | 213.475 | 198.425
-25.759 | 217.071 | -25.873 | 201.352 | 217.071 | 201.352
-25.644 | 218.989 | -25.759 | 205.095 | 218.989 | 205.095
-25.53 | 223.597 | -25.644 | 210.254 | 223.597 | 210.254
-25.415 | 224.551 | -25.53 | 213.343 | 224.551 | 213.343
-25.299 | 228.076 | -25.415 | 218.504 | 228.076 | 218.504
-25.184 | 227.481 | -25.299 | 221.937 | 227.481 | 221.937
-25.068 | 234.521 | -25.184 | 226.607 | 234.521 | 226.607
-24.953 | 239.782 | -25.068 | 227.708 | 239.782 | 227.708
-24.836 | 243.605 | -24.953 | 230.217 | 243.605 | 230.217
-24.72 | 245.408 | -24.836 | 231.682 | 245.408 | 231.682
-24.604 | 253.344 | -24.72 | 236.058 | 253.344 | 236.058
-24.487 | 257.69 | -24.604 | 240.194 | 257.69 | 240.194
-24.37 | 261.1 | -24.487 | 244.2 | 261.1 | 244.2
-24.253 | 265.829 | -24.37 | 243.897 | 265.829 | 243.897
-24.136 | 270.266 | -24.253 | 247.231 | 270.266 | 247.231
-24.018 | 271.384 | -24.136 | 249.427 | 271.384 | 249.427
-23.9 | 277.267 | -24.018 | 253.26 | 277.267 | 253.26
-23.782 | 279.999 | -23.9 | 257.284 | 279.999 | 257.284
-23.664 | 286.619 | -23.782 | 261.657 | 286.619 | 261.657
-23.546 | 293.151 | -23.664 | 265.374 | 293.151 | 265.374
-23.427 | 302.113 | -23.546 | 272.227 | 302.113 | 272.227
-23.308 | 306.112 | -23.427 | 279.725 | 306.112 | 279.725
-23.189 | 312.073 | -23.308 | 284.307 | 312.073 | 284.307
-23.07 | 315.507 | -23.189 | 287.145 | 315.507 | 287.145
-22.95 | 320.428 | -23.07 | 291.113 | 320.428 | 291.113
-22.83 | 325.789 | -22.95 | 295.113 | 325.789 | 295.113
-22.71 | 332.31 | -22.83 | 299.248 | 332.31 | 299.248
-22.59 | 340.446 | -22.71 | 304.188 | 340.446 | 304.188
-22.47 | 346.128 | -22.59 | 312.088 | 346.128 | 312.088
-22.349 | 351.064 | -22.47 | 318.409 | 351.064 | 318.409
-22.229 | 358.53 | -22.349 | 323.315 | 358.53 | 323.315
-22.108 | 366.876 | -22.229 | 330.138 | 366.876 | 330.138
-21.987 | 371.929 | -22.108 | 337.385 | 371.929 | 337.385
-21.865 | 379.897 | -21.987 | 344.851 | 379.897 | 344.851
-21.744 | 391.112 | -21.865 | 352.585 | 391.112 | 352.585
-21.622 | 400.508 | -21.744 | 358.916 | 400.508 | 358.916
-21.5 | 409.757 | -21.622 | 363.502 | 409.757 | 363.502
-21.378 | 419.664 | -21.5 | 371.487 | 419.664 | 371.487
-21.255 | 429.624 | -21.378 | 380.838 | 429.624 | 380.838
-21.132 | 438.489 | -21.255 | 390.895 | 438.489 | 390.895
-21.01 | 449.552 | -21.132 | 400.654 | 449.552 | 400.654
-20.887 | 459.67 | -21.01 | 409.969 | 459.67 | 409.969
-20.763 | 470.137 | -20.887 | 418.198 | 470.137 | 418.198
-20.64 | 480.901 | -20.763 | 427.478 | 480.901 | 427.478
-20.516 | 494.476 | -20.64 | 438.297 | 494.476 | 438.297
-20.392 | 508.431 | -20.516 | 448.277 | 508.431 | 448.277
-20.268 | 524.235 | -20.392 | 458.95 | 524.235 | 458.95
-20.144 | 539.429 | -20.268 | 470.163 | 539.429 | 470.163
-20.02 | 553.43 | -20.144 | 483.528 | 553.43 | 483.528
-19.895 | 569.513 | -20.02 | 495.172 | 569.513 | 495.172
-19.77 | 585.086 | -19.895 | 505.059 | 585.086 | 505.059
-19.645 | 603.451 | -19.77 | 517.916 | 603.451 | 517.916
-19.52 | 621.589 | -19.645 | 530.329 | 621.589 | 530.329
-19.395 | 641.096 | -19.52 | 541.284 | 641.096 | 541.284
-19.269 | 659.794 | -19.395 | 555.764 | 659.794 | 555.764
-19.143 | 681.631 | -19.269 | 572.734 | 681.631 | 572.734
-19.017 | 707.879 | -19.143 | 588.668 | 707.879 | 588.668
-18.891 | 733.822 | -19.017 | 602.905 | 733.822 | 602.905
-18.765 | 756.265 | -18.891 | 617.99 | 756.265 | 617.99
-18.638 | 775.281 | -18.765 | 634.539 | 775.281 | 634.539
-18.512 | 799.111 | -18.638 | 652.019 | 799.111 | 652.019
-18.385 | 824.975 | -18.512 | 672.656 | 824.975 | 672.656
-18.257 | 850.353 | -18.385 | 695.15 | 850.353 | 695.15
-18.13 | 879.638 | -18.257 | 717.266 | 879.638 | 717.266
-18.003 | 912.052 | -18.13 | 739.953 | 912.052 | 739.953
-17.875 | 947.105 | -18.003 | 764.43 | 947.105 | 764.43
-17.747 | 978.359 | -17.875 | 788.902 | 978.359 | 788.902
-17.619 | 1007.102 | -17.747 | 810.368 | 1007.102 | 810.368
-17.491 | 1039.186 | -17.619 | 833.856 | 1039.186 | 833.856
-17.362 | 1072.542 | -17.491 | 862.012 | 1072.542 | 862.012
-17.234 | 1106.65 | -17.362 | 893.552 | 1106.65 | 893.552
-17.105 | 1143.364 | -17.234 | 924.037 | 1143.364 | 924.037
-16.976 | 1186.789 | -17.105 | 956.863 | 1186.789 | 956.863
-16.847 | 1230.785 | -16.976 | 988.034 | 1230.785 | 988.034
-16.718 | 1271.893 | -16.847 | 1018.947 | 1271.893 | 1018.947
-16.588 | 1315.423 | -16.718 | 1053.064 | 1315.423 | 1053.064
-16.459 | 1362.694 | -16.588 | 1091.24 | 1362.694 | 1091.24
-16.329 | 1412.402 | -16.459 | 1129.548 | 1412.402 | 1129.548
-16.199 | 1461.743 | -16.329 | 1169.501 | 1461.743 | 1169.501
-16.069 | 1515.287 | -16.199 | 1206.563 | 1515.287 | 1206.563
-15.938 | 1572.372 | -16.069 | 1246.092 | 1572.372 | 1246.092
-15.808 | 1632.617 | -15.938 | 1291.266 | 1632.617 | 1291.266
-15.677 | 1697.411 | -15.808 | 1338.324 | 1697.411 | 1338.324
-15.546 | 1759.212 | -15.677 | 1388.981 | 1759.212 | 1388.981
-15.415 | 1824.232 | -15.546 | 1436.785 | 1824.232 | 1436.785
-15.284 | 1894.668 | -15.415 | 1489.216 | 1894.668 | 1489.216
-15.153 | 1963.013 | -15.284 | 1544.037 | 1963.013 | 1544.037
-15.021 | 2030.003 | -15.153 | 1602.183 | 2030.003 | 1602.183
-14.89 | 2108.256 | -15.021 | 1664.581 | 2108.256 | 1664.581
-14.758 | 2187.993 | -14.89 | 1725.063 | 2187.993 | 1725.063
-14.626 | 2267.332 | -14.758 | 1788.299 | 2267.332 | 1788.299
-14.494 | 2351.499 | -14.626 | 1849.761 | 2351.499 | 1849.761
-14.361 | 2434.636 | -14.494 | 1918.878 | 2434.636 | 1918.878
-14.229 | 2522.799 | -14.361 | 1992.315 | 2522.799 | 1992.315
-14.096 | 2620.316 | -14.229 | 2070.452 | 2620.316 | 2070.452
-13.964 | 2724.262 | -14.096 | 2145.897 | 2724.262 | 2145.897
-13.831 | 2825.67 | -13.964 | 2227.221 | 2825.67 | 2227.221
-13.698 | 2927.692 | -13.831 | 2313.689 | 2927.692 | 2313.689
-13.564 | 3041.928 | -13.698 | 2407.972 | 3041.928 | 2407.972
-13.431 | 3162.111 | -13.564 | 2495.837 | 3162.111 | 2495.837
-13.297 | 3282.637 | -13.431 | 2591.536 | 3282.637 | 2591.536
-13.164 | 3406.229 | -13.297 | 2688.487 | 3406.229 | 2688.487
-13.03 | 3543.958 | -13.164 | 2788.53 | 3543.958 | 2788.53
-12.896 | 3686.316 | -13.03 | 2887.931 | 3686.316 | 2887.931
-12.762 | 3824.03 | -12.896 | 2994.613 | 3824.03 | 2994.613
-12.628 | 3966.98 | -12.762 | 3113.522 | 3966.98 | 3113.522
-12.493 | 4113.667 | -12.628 | 3237.848 | 4113.667 | 3237.848
-12.359 | 4266.166 | -12.493 | 3355.515 | 4266.166 | 3355.515
-12.224 | 4422.851 | -12.359 | 3489.026 | 4422.851 | 3489.026
-12.089 | 4598.657 | -12.224 | 3627.639 | 4598.657 | 3627.639
-11.954 | 4762.66 | -12.089 | 3765.271 | 4762.66 | 3765.271
-11.819 | 4936.216 | -11.954 | 3910.93 | 4936.216 | 3910.93
-11.684 | 5120.411 | -11.819 | 4064.199 | 5120.411 | 4064.199
-11.549 | 5316.542 | -11.684 | 4221.038 | 5316.542 | 4221.038
-11.413 | 5509.771 | -11.549 | 4385.23 | 5509.771 | 4385.23
-11.278 | 5717.942 | -11.413 | 4559.587 | 5717.942 | 4559.587
-11.142 | 5929.122 | -11.278 | 4740.294 | 5929.122 | 4740.294
-11.006 | 6141.765 | -11.142 | 4919.743 | 6141.765 | 4919.743
-10.87 | 6353.31 | -11.006 | 5106.81 | 6353.31 | 5106.81
-10.734 | 6575.429 | -10.87 | 5297.753 | 6575.429 | 5297.753
-10.598 | 6812.356 | -10.734 | 5496.28 | 6812.356 | 5496.28
-10.461 | 7057.908 | -10.598 | 5694.095 | 7057.908 | 5694.095
-10.325 | 7305.256 | -10.461 | 5902.582 | 7305.256 | 5902.582
-10.188 | 7549.902 | -10.325 | 6120.262 | 7549.902 | 6120.262
-10.052 | 7807.44 | -10.188 | 6354.758 | 7807.44 | 6354.758
-9.915 | 8066.347 | -10.052 | 6593.964 | 8066.347 | 6593.964
-9.778 | 8344.282 | -9.915 | 6840.926 | 8344.282 | 6840.926
-9.641 | 8630.11 | -9.778 | 7085.764 | 8630.11 | 7085.764
-9.504 | 8929.728 | -9.641 | 7352.677 | 8929.728 | 7352.677
-9.366 | 9227.623 | -9.504 | 7609.088 | 9227.623 | 7609.088
-9.229 | 9518.005 | -9.366 | 7887.855 | 9518.005 | 7887.855
-9.092 | 9808.486 | -9.229 | 8170.126 | 9808.486 | 8170.126
-8.954 | 10121.857 | -9.092 | 8448.75 | 10121.857 | 8448.75
-8.816 | 10452.935 | -8.954 | 8738.672 | 10452.935 | 8738.672
-8.679 | 10784.987 | -8.816 | 9047.297 | 10784.987 | 9047.297
-8.541 | 11136.708 | -8.679 | 9350.972 | 11136.708 | 9350.972
-8.403 | 11495.541 | -8.541 | 9657.895 | 11495.541 | 9657.895
-8.265 | 11848.274 | -8.403 | 9992.253 | 11848.274 | 9992.253
-8.126 | 12212.063 | -8.265 | 10324.678 | 12212.063 | 10324.678
-7.988 | 12592.021 | -8.126 | 10662.916 | 12592.021 | 10662.916
-7.85 | 12965.034 | -7.988 | 11010.803 | 12965.034 | 11010.803
-7.711 | 13349.917 | -7.85 | 11369.118 | 13349.917 | 11369.118
-7.573 | 13753.515 | -7.711 | 11725.57 | 13753.515 | 11725.57
-7.434 | 14146.339 | -7.573 | 12090.121 | 14146.339 | 12090.121
-7.295 | 14547.367 | -7.434 | 12465.549 | 14547.367 | 12465.549
-7.156 | 14938.309 | -7.295 | 12858.981 | 14938.309 | 12858.981
-7.018 | 15339.681 | -7.156 | 13246.171 | 15339.681 | 13246.171
-6.879 | 15749.488 | -7.018 | 13631.465 | 15749.488 | 13631.465
-6.739 | 16173.147 | -6.879 | 14023.332 | 16173.147 | 14023.332
-6.6 | 16575.686 | -6.739 | 14431.162 | 16575.686 | 14431.162
-6.461 | 17015.354 | -6.6 | 14841.921 | 17015.354 | 14841.921
-6.322 | 17471.579 | -6.461 | 15264.745 | 17471.579 | 15264.745
-6.182 | 17915.738 | -6.322 | 15700.082 | 17915.738 | 15700.082
-6.043 | 18347.842 | -6.182 | 16138.154 | 18347.842 | 16138.154
-5.903 | 18776.461 | -6.043 | 16562.916 | 18776.461 | 16562.916
-5.764 | 19196.61 | -5.903 | 16989.894 | 19196.61 | 16989.894
-5.624 | 19617.618 | -5.764 | 17418.738 | 19617.618 | 17418.738
-5.484 | 20098.888 | -5.624 | 17860.111 | 20098.888 | 17860.111
-5.345 | 20554.794 | -5.484 | 18298.895 | 20554.794 | 18298.895
-5.205 | 21025.481 | -5.345 | 18739.183 | 21025.481 | 18739.183
-5.065 | 21473.158 | -5.205 | 19162.007 | 21473.158 | 19162.007
-4.925 | 21937.295 | -5.065 | 19584.968 | 21937.295 | 19584.968
-4.785 | 22372.575 | -4.925 | 20035.693 | 22372.575 | 20035.693
-4.645 | 22826.938 | -4.785 | 20487.998 | 22826.938 | 20487.998
-4.505 | 23273.103 | -4.645 | 20917.115 | 23273.103 | 20917.115
-4.364 | 23697.178 | -4.505 | 21327.811 | 23697.178 | 21327.811
-4.224 | 24098.896 | -4.364 | 21750.991 | 24098.896 | 21750.991
-4.084 | 24502.153 | -4.224 | 22147.452 | 24502.153 | 22147.452
-3.943 | 24882.126 | -4.084 | 22554.036 | 24882.126 | 22554.036
-3.803 | 25260.93 | -3.943 | 22953.697 | 25260.93 | 22953.697
-3.662 | 25628.644 | -3.803 | 23398.74 | 25628.644 | 23398.74
-3.522 | 26002.047 | -3.662 | 23860.063 | 26002.047 | 23860.063
-3.381 | 26357.984 | -3.522 | 24297.831 | 26357.984 | 24297.831
-3.241 | 26711.842 | -3.381 | 24725.047 | 26711.842 | 24725.047
-3.1 | 27038.705 | -3.241 | 25125.47 | 27038.705 | 25125.47
-2.96 | 27366.36 | -3.1 | 25517.26 | 27366.36 | 25517.26
-2.819 | 27723.89 | -2.96 | 25887.232 | 27723.89 | 25887.232
-2.678 | 28007.371 | -2.819 | 26258.24 | 28007.371 | 26258.24
-2.537 | 28286.487 | -2.678 | 26615.55 | 28286.487 | 26615.55
-2.397 | 28545.176 | -2.537 | 26976.464 | 28545.176 | 26976.464
-2.256 | 28766.259 | -2.397 | 27341.282 | 28766.259 | 27341.282
-2.115 | 28955.179 | -2.256 | 27660.489 | 28955.179 | 27660.489
-1.974 | 29159.776 | -2.115 | 27936.741 | 29159.776 | 27936.741
-1.833 | 29337.047 | -1.974 | 28222.315 | 29337.047 | 28222.315
-1.692 | 29516.548 | -1.833 | 28483.871 | 29516.548 | 28483.871
-1.551 | 29650.482 | -1.692 | 28724.729 | 29650.482 | 28724.729
-1.41 | 29802.98 | -1.551 | 28971.921 | 29802.98 | 28971.921
-1.269 | 29921.791 | -1.41 | 29218.484 | 29921.791 | 29218.484
-1.128 | 30076.164 | -1.269 | 29382.796 | 30076.164 | 29382.796
-0.987 | 30180.302 | -1.128 | 29520.716 | 30180.302 | 29520.716
-0.846 | 30239.499 | -0.987 | 29669.262 | 30239.499 | 29669.262
-0.705 | 30200.985 | -0.846 | 29813.123 | 30200.985 | 29813.123
-0.564 | 30193.248 | -0.705 | 29980.181 | 30193.248 | 29980.181
-0.423 | 30231.47 | -0.564 | 30141.11 | 30231.47 | 30141.11
-0.282 | 30253.793 | -0.423 | 30227.217 | 30253.793 | 30227.217
-0.141 | 30275.246 | -0.282 | 30276.638 | 30275.246 | 30276.638
0 | 30275.902 | -0.141 | 30256.451 | 30275.902 | 30256.451
0.141 | 30233.079 | 0 | 30275.902 | 30233.079 | 30275.902
0.282 | 30150.176 | 0.141 | 30239.844 | 30150.176 | 30239.844
0.423 | 30078.875 | 0.282 | 30243.423 | 30078.875 | 30243.423
0.564 | 30007.463 | 0.423 | 30157.745 | 30007.463 | 30157.745
0.705 | 29927.755 | 0.564 | 30101.166 | 29927.755 | 30101.166
0.846 | 29821.794 | 0.705 | 30047.07 | 29821.794 | 30047.07
0.987 | 29694.346 | 0.846 | 29989.257 | 29694.346 | 29989.257
1.128 | 29564.649 | 0.987 | 29902.19 | 29564.649 | 29902.19
1.269 | 29430.506 | 1.128 | 29798.744 | 29430.506 | 29798.744
1.41 | 29268.635 | 1.269 | 29644.166 | 29268.635 | 29644.166
1.551 | 29082.338 | 1.41 | 29457.318 | 29082.338 | 29457.318
1.692 | 28893.411 | 1.551 | 29243.645 | 28893.411 | 29243.645
1.833 | 28689.386 | 1.692 | 29050.858 | 28689.386 | 29050.858
1.974 | 28446.181 | 1.833 | 28820.744 | 28446.181 | 28820.744
2.115 | 28192.852 | 1.974 | 28530.622 | 28192.852 | 28530.622
2.256 | 27929.542 | 2.115 | 28211.482 | 27929.542 | 28211.482
2.397 | 27654.073 | 2.256 | 27902.665 | 27654.073 | 27902.665
2.537 | 27361.789 | 2.397 | 27555.387 | 27361.789 | 27555.387
2.678 | 27074.763 | 2.537 | 27220.009 | 27074.763 | 27220.009
2.819 | 26764.284 | 2.678 | 26893.76 | 26764.284 | 26893.76
2.96 | 26459.102 | 2.819 | 26533.905 | 26459.102 | 26533.905
3.1 | 26126.456 | 2.96 | 26178.454 | 26126.456 | 26178.454
3.241 | 25761.37 | 3.1 | 25829.751 | 25761.37 | 25829.751
3.381 | 25393.792 | 3.241 | 25431.413 | 25393.792 | 25431.413
3.522 | 25072.989 | 3.381 | 25057.547 | 25072.989 | 25057.547
3.662 | 24721.898 | 3.522 | 24629.867 | 24721.898 | 24629.867
3.803 | 24335.441 | 3.662 | 24211.53 | 24335.441 | 24211.53
3.943 | 23947.242 | 3.803 | 23794.737 | 23947.242 | 23794.737
4.084 | 23547.196 | 3.943 | 23382.404 | 23547.196 | 23382.404
4.224 | 23127.829 | 4.084 | 22949.659 | 23127.829 | 22949.659
4.364 | 22719.896 | 4.224 | 22540.06 | 22719.896 | 22540.06
4.505 | 22313.09 | 4.364 | 22101.648 | 22313.09 | 22101.648
4.645 | 21914.344 | 4.505 | 21659.004 | 21914.344 | 21659.004
4.785 | 21497.046 | 4.645 | 21232.548 | 21497.046 | 21232.548
4.925 | 21074.859 | 4.785 | 20770.304 | 21074.859 | 20770.304
5.065 | 20656.48 | 4.925 | 20309.082 | 20656.48 | 20309.082
5.205 | 20251.081 | 5.065 | 19885.418 | 20251.081 | 19885.418
5.345 | 19831.906 | 5.205 | 19444.774 | 19831.906 | 19444.774
5.484 | 19415.292 | 5.345 | 19003.509 | 19415.292 | 19003.509
5.624 | 18982.357 | 5.484 | 18547.512 | 18982.357 | 18547.512
5.764 | 18536.91 | 5.624 | 18102.823 | 18536.91 | 18102.823
5.903 | 18107.584 | 5.764 | 17631.071 | 18107.584 | 17631.071
6.043 | 17675.488 | 5.903 | 17177.692 | 17675.488 | 17177.692
6.182 | 17232.883 | 6.043 | 16726.762 | 17232.883 | 16726.762
6.322 | 16798.863 | 6.182 | 16282.178 | 16798.863 | 16282.178
6.461 | 16392.045 | 6.322 | 15832.959 | 16392.045 | 15832.959
6.6 | 15975.409 | 6.461 | 15369.697 | 15975.409 | 15369.697
6.739 | 15566.238 | 6.6 | 14928.241 | 15566.238 | 14928.241
6.879 | 15168.707 | 6.739 | 14491.833 | 15168.707 | 14491.833
7.018 | 14779.763 | 6.879 | 14057.356 | 14779.763 | 14057.356
7.156 | 14395.135 | 7.018 | 13640.041 | 14395.135 | 13640.041
7.295 | 14010.083 | 7.156 | 13243.269 | 14010.083 | 13243.269
7.434 | 13649.929 | 7.295 | 12844.081 | 13649.929 | 12844.081
7.573 | 13284.2 | 7.434 | 12437.548 | 13284.2 | 12437.548
7.711 | 12909.532 | 7.573 | 12054.4 | 12909.532 | 12054.4
7.85 | 12534.796 | 7.711 | 11671.708 | 12534.796 | 11671.708
7.988 | 12196.758 | 7.85 | 11294.912 | 12196.758 | 11294.912
8.126 | 11852.592 | 7.988 | 10933.435 | 11852.592 | 10933.435
8.265 | 11500.048 | 8.126 | 10580.793 | 11500.048 | 10580.793
8.403 | 11152.803 | 8.265 | 10223.662 | 11152.803 | 10223.662
8.541 | 10813.411 | 8.403 | 9886.821 | 10813.411 | 9886.821
8.679 | 10482.846 | 8.541 | 9562.234 | 10482.846 | 9562.234
8.816 | 10146.68 | 8.679 | 9246.946 | 10146.68 | 9246.946
8.954 | 9818.662 | 8.816 | 8942.61 | 9818.662 | 8942.61
9.092 | 9498.843 | 8.954 | 8639.834 | 9498.843 | 8639.834
9.229 | 9189.722 | 9.092 | 8353.417 | 9189.722 | 8353.417
9.366 | 8895.327 | 9.229 | 8061.962 | 8895.327 | 8061.962
9.504 | 8628.657 | 9.366 | 7768.894 | 8628.657 | 7768.894
9.641 | 8359.829 | 9.504 | 7478.037 | 8359.829 | 7478.037
9.778 | 8092.883 | 9.641 | 7221.299 | 8092.883 | 7221.299
9.915 | 7823.577 | 9.778 | 6970.476 | 7823.577 | 6970.476
10.052 | 7558.507 | 9.915 | 6724.605 | 7558.507 | 6724.605
10.188 | 7288.417 | 10.052 | 6481.739 | 7288.417 | 6481.739
10.325 | 7050.025 | 10.188 | 6244.853 | 7050.025 | 6244.853
10.461 | 6814.226 | 10.325 | 6010.641 | 6814.226 | 6010.641
10.598 | 6581.274 | 10.461 | 5782.636 | 6581.274 | 5782.636
10.734 | 6355.909 | 10.598 | 5559.702 | 6355.909 | 5559.702
10.87 | 6140.248 | 10.734 | 5355.3 | 6140.248 | 5355.3
11.006 | 5920.488 | 10.87 | 5152.305 | 5920.488 | 5152.305
11.142 | 5716.885 | 11.006 | 4954.524 | 5716.885 | 4954.524
11.278 | 5524.388 | 11.142 | 4770.589 | 5524.388 | 4770.589
11.413 | 5333.531 | 11.278 | 4595.44 | 5333.531 | 4595.44
11.549 | 5148.23 | 11.413 | 4425.837 | 5148.23 | 4425.837
11.684 | 4967.123 | 11.549 | 4274.242 | 4967.123 | 4274.242
11.819 | 4788.878 | 11.684 | 4123.001 | 4788.878 | 4123.001
11.954 | 4609.869 | 11.819 | 3973.879 | 4609.869 | 3973.879
12.089 | 4433.548 | 11.954 | 3830.339 | 4433.548 | 3830.339
12.224 | 4269.206 | 12.089 | 3690.666 | 4269.206 | 3690.666
12.359 | 4109.808 | 12.224 | 3553.572 | 4109.808 | 3553.572
12.493 | 3957.414 | 12.359 | 3412.976 | 3957.414 | 3412.976
12.628 | 3815.888 | 12.493 | 3284.701 | 3815.888 | 3284.701
12.762 | 3686.234 | 12.628 | 3166.618 | 3686.234 | 3166.618
12.896 | 3554.597 | 12.762 | 3055.103 | 3554.597 | 3055.103
13.03 | 3425.21 | 12.896 | 2935.969 | 3425.21 | 2935.969
13.164 | 3302.818 | 13.03 | 2825.907 | 3302.818 | 2825.907
13.297 | 3179.276 | 13.164 | 2714.602 | 3179.276 | 2714.602
13.431 | 3061.351 | 13.297 | 2612.108 | 3061.351 | 2612.108
13.564 | 2950.611 | 13.431 | 2506.711 | 2950.611 | 2506.711
13.698 | 2844.657 | 13.564 | 2413.515 | 2844.657 | 2413.515
13.831 | 2741.254 | 13.698 | 2318.445 | 2741.254 | 2318.445
13.964 | 2643.601 | 13.831 | 2230.159 | 2643.601 | 2230.159
14.096 | 2552.612 | 13.964 | 2142.97 | 2552.612 | 2142.97
14.229 | 2461.424 | 14.096 | 2071.4 | 2461.424 | 2071.4
14.361 | 2376.182 | 14.229 | 2000.138 | 2376.182 | 2000.138
14.494 | 2296.11 | 14.361 | 1932.703 | 2296.11 | 1932.703
14.626 | 2217.075 | 14.494 | 1863.132 | 2217.075 | 1863.132
14.758 | 2134.912 | 14.626 | 1797.402 | 2134.912 | 1797.402
14.89 | 2053.866 | 14.758 | 1725.453 | 2053.866 | 1725.453
15.021 | 1974.479 | 14.89 | 1655.595 | 1974.479 | 1655.595
15.153 | 1897.162 | 15.021 | 1592.873 | 1897.162 | 1592.873
15.284 | 1828.558 | 15.153 | 1535.566 | 1828.558 | 1535.566
15.415 | 1760.213 | 15.284 | 1479.146 | 1760.213 | 1479.146
15.546 | 1693.848 | 15.415 | 1421.942 | 1693.848 | 1421.942
15.677 | 1633.737 | 15.546 | 1373.505 | 1633.737 | 1373.505
15.808 | 1575.823 | 15.677 | 1320.904 | 1575.823 | 1320.904
15.938 | 1520.935 | 15.808 | 1269.48 | 1520.935 | 1269.48
16.069 | 1468.086 | 15.938 | 1221.195 | 1468.086 | 1221.195
16.199 | 1415.501 | 16.069 | 1178.486 | 1415.501 | 1178.486
16.329 | 1362.401 | 16.199 | 1135.529 | 1362.401 | 1135.529
16.459 | 1313.19 | 16.329 | 1093.972 | 1313.19 | 1093.972
16.588 | 1264.025 | 16.459 | 1057.174 | 1264.025 | 1057.174
16.718 | 1220.436 | 16.588 | 1019.733 | 1220.436 | 1019.733
16.847 | 1181.626 | 16.718 | 984.593 | 1181.626 | 984.593
16.976 | 1145.028 | 16.847 | 947.657 | 1145.028 | 947.657
17.105 | 1109.497 | 16.976 | 917.245 | 1109.497 | 917.245
17.234 | 1078.989 | 17.105 | 890.428 | 1078.989 | 890.428
17.362 | 1046.219 | 17.234 | 862.996 | 1046.219 | 862.996
17.491 | 1011.828 | 17.362 | 832.988 | 1011.828 | 832.988
17.619 | 980.434 | 17.491 | 805.802 | 980.434 | 805.802
17.747 | 952.103 | 17.619 | 784.263 | 952.103 | 784.263
17.875 | 919.994 | 17.747 | 762.92 | 919.994 | 762.92
18.003 | 888.319 | 17.875 | 738.063 | 888.319 | 738.063
18.13 | 860.195 | 18.003 | 715.741 | 860.195 | 715.741
18.257 | 835.597 | 18.13 | 694.319 | 835.597 | 694.319
18.385 | 808.717 | 18.257 | 672.242 | 808.717 | 672.242
18.512 | 784.432 | 18.385 | 649.931 | 784.432 | 649.931
18.638 | 762.998 | 18.512 | 632.277 | 762.998 | 632.277
18.765 | 740.805 | 18.638 | 613.502 | 740.805 | 613.502
18.891 | 717.131 | 18.765 | 593.694 | 717.131 | 593.694
19.017 | 696.423 | 18.891 | 577.77 | 696.423 | 577.77
19.143 | 679.421 | 19.017 | 562.593 | 679.421 | 562.593
19.269 | 662.106 | 19.143 | 545.622 | 662.106 | 545.622
19.395 | 648.384 | 19.269 | 528.77 | 648.384 | 528.77
19.52 | 632.232 | 19.395 | 514.353 | 632.232 | 514.353
19.645 | 612.712 | 19.52 | 502.196 | 612.712 | 502.196
19.77 | 592.279 | 19.645 | 491.828 | 592.279 | 491.828
19.895 | 575.164 | 19.77 | 480.832 | 575.164 | 480.832
20.02 | 558.753 | 19.895 | 471.103 | 558.753 | 471.103
20.144 | 544.177 | 20.02 | 459.377 | 544.177 | 459.377
20.268 | 530.074 | 20.144 | 449.361 | 530.074 | 449.361
20.392 | 517.481 | 20.268 | 439.741 | 517.481 | 439.741
20.516 | 505.372 | 20.392 | 432.439 | 505.372 | 432.439
20.64 | 490.885 | 20.516 | 424.513 | 490.885 | 424.513
20.763 | 477.469 | 20.64 | 415.117 | 477.469 | 415.117
20.887 | 465.779 | 20.763 | 404.291 | 465.779 | 404.291
21.01 | 454.979 | 20.887 | 393.314 | 454.979 | 393.314
21.132 | 446.575 | 21.01 | 380.593 | 446.575 | 380.593
21.255 | 437.78 | 21.132 | 370.557 | 437.78 | 370.557
21.378 | 426.888 | 21.255 | 363.574 | 426.888 | 363.574
21.5 | 417.652 | 21.378 | 357.362 | 417.652 | 357.362
21.622 | 409.885 | 21.5 | 351.371 | 409.885 | 351.371
21.744 | 399.25 | 21.622 | 345.201 | 399.25 | 345.201
21.865 | 390.995 | 21.744 | 338.546 | 390.995 | 338.546
21.987 | 383.97 | 21.865 | 329.427 | 383.97 | 329.427
22.108 | 374.72 | 21.987 | 323.616 | 374.72 | 323.616
22.229 | 368.079 | 22.108 | 317.623 | 368.079 | 317.623
22.349 | 363.454 | 22.229 | 311.652 | 363.454 | 311.652
22.47 | 355.932 | 22.349 | 305.754 | 355.932 | 305.754
22.59 | 346.879 | 22.47 | 301.264 | 346.879 | 301.264
22.71 | 340.102 | 22.59 | 295.105 | 340.102 | 295.105
22.83 | 331.273 | 22.71 | 287.314 | 331.273 | 287.314
22.95 | 322.814 | 22.83 | 281.192 | 322.814 | 281.192
23.07 | 318.836 | 22.95 | 276.646 | 318.836 | 276.646
23.189 | 313.116 | 23.07 | 273.273 | 313.116 | 273.273
23.308 | 304.282 | 23.189 | 266.284 | 304.282 | 266.284
23.427 | 295.874 | 23.308 | 263.547 | 295.874 | 263.547
23.546 | 290.417 | 23.427 | 257.598 | 290.417 | 257.598
23.664 | 287.093 | 23.546 | 251.25 | 287.093 | 251.25
23.782 | 285.708 | 23.664 | 246.291 | 285.708 | 246.291
23.9 | 284.687 | 23.782 | 243.843 | 284.687 | 243.843
24.018 | 281.801 | 23.9 | 240.322 | 281.801 | 240.322
24.136 | 278.9 | 24.018 | 236.624 | 278.9 | 236.624
24.253 | 275.823 | 24.136 | 234.771 | 275.823 | 234.771
24.37 | 269.139 | 24.253 | 229.434 | 269.139 | 229.434
24.487 | 262.472 | 24.37 | 226.266 | 262.472 | 226.266
24.604 | 256.308 | 24.487 | 223.671 | 256.308 | 223.671
24.72 | 249.731 | 24.604 | 220.686 | 249.731 | 220.686
24.836 | 245.285 | 24.72 | 217.9 | 245.285 | 217.9
24.953 | 243.532 | 24.836 | 214.232 | 243.532 | 214.232
25.068 | 242.097 | 24.953 | 208.75 | 242.097 | 208.75
25.184 | 239.014 | 25.068 | 205.09 | 239.014 | 205.09
25.299 | 236.407 | 25.184 | 200.59 | 236.407 | 200.59
25.415 | 232.192 | 25.299 | 197.106 | 232.192 | 197.106
25.53 | 228.228 | 25.415 | 194.867 | 228.228 | 194.867
25.644 | 225.789 | 25.53 | 194.931 | 225.789 | 194.931
25.759 | 223.669 | 25.644 | 193.668 | 223.669 | 193.668
25.873 | 221.204 | 25.759 | 191.677 | 221.204 | 191.677
25.987 | 216.828 | 25.873 | 191.899 | 216.828 | 191.899
26.101 | 212.203 | 25.987 | 192.848 | 212.203 | 192.848
26.215 | 208.056 | 26.101 | 184.965 | 208.056 | 184.965
26.328 | 204.616 | 26.215 | 180.009 | 204.616 | 180.009
26.441 | 200.423 | 26.328 | 175.924 | 200.423 | 175.924
26.554 | 196.544 | 26.441 | 172.21 | 196.544 | 172.21
26.667 | 192.131 | 26.554 | 170.398 | 192.131 | 170.398
26.78 | 189.742 | 26.667 | 168.122 | 189.742 | 168.122
26.892 | 187.338 | 26.78 | 163.896 | 187.338 | 163.896
27.004 | 185.435 | 26.892 | 161.244 | 185.435 | 161.244
27.116 | 183.923 | 27.004 | 160.638 | 183.923 | 160.638
27.228 | 184.706 | 27.116 | 159.511 | 184.706 | 159.511
27.339 | 182.72 | 27.228 | 161.546 | 182.72 | 161.546
27.45 | 177.245 | 27.339 | 157.872 | 177.245 | 157.872
27.561 | 171.503 | 27.45 | 156.61 | 171.503 | 156.61
27.672 | 169.516 | 27.561 | 156.155 | 169.516 | 156.155
27.782 | 168.863 | 27.672 | 154.647 | 168.863 | 154.647
27.893 | 167.032 | 27.782 | 150.906 | 167.032 | 150.906
28.003 | 165.425 | 27.893 | 150.311 | 165.425 | 150.311
28.113 | 163.277 | 28.003 | 148.241 | 163.277 | 148.241
28.222 | 161.707 | 28.113 | 143.265 | 161.707 | 143.265
28.332 | 160.662 | 28.222 | 141.516 | 160.662 | 141.516
28.441 | 159.729 | 28.332 | 141.061 | 159.729 | 141.061
28.55 | 156.818 | 28.441 | 140.008 | 156.818 | 140.008
28.658 | 153.588 | 28.55 | 139.546 | 153.588 | 139.546
28.767 | 152.203 | 28.658 | 136.803 | 152.203 | 136.803
28.875 | 152.618 | 28.767 | 136.568 | 152.618 | 136.568
28.983 | 151.22 | 28.875 | 134.762 | 151.22 | 134.762
29.091 | 150.056 | 28.983 | 135.669 | 150.056 | 135.669
29.199 | 148.884 | 29.091 | 135.002 | 148.884 | 135.002
29.306 | 149.354 | 29.199 | 137.436 | 149.354 | 137.436
29.413 | 148.845 | 29.306 | 135.182 | 148.845 | 135.182
29.52 | 147.78 | 29.413 | 132.606 | 147.78 | 132.606
29.627 | 144.611 | 29.52 | 126.879 | 144.611 | 126.879
29.733 | 143.834 | 29.627 | 123.274 | 143.834 | 123.274
29.84 | 143.61 | 29.733 | 121.563 | 143.61 | 121.563
29.946 | 143.073 | 29.84 | 120.337 | 143.073 | 120.337
30.051 | 141.47 | 29.946 | 119.538 | 141.47 | 119.538
30.157 | 140.733 | 30.051 | 119.734 | 140.733 | 119.734
30.262 | 138.609 | 30.157 | 121.184 | 138.609 | 121.184
30.367 | 136.722 | 30.262 | 122.265 | 136.722 | 122.265
30.472 | 136.658 | 30.367 | 121.335 | 136.658 | 121.335
30.577 | 136.783 | 30.472 | 120.651 | 136.783 | 120.651
30.681 | 136.08 | 30.577 | 118.947 | 136.08 | 118.947
30.786 | 135.564 | 30.681 | 112.455 | 135.564 | 112.455
30.89 | 134.659 | 30.786 | 109.946 | 134.659 | 109.946
30.993 | 133.427 | 30.89 | 110.368 | 133.427 | 110.368
30.993 | 133.427 | 30.89 | 110.368 | 133.427 | 110.368
31.097 | 131.992 | 30.993 | 111.693 | 131.992 | 111.693
31.2 | 131.971 | 31.097 | 111.413 | 131.971 | 111.413
31.303 | 131.625 | 31.2 | 112.36 | 131.625 | 112.36
31.406 | 131.341 | 31.303 | 109.807 | 131.341 | 109.807
31.509 | 130.27 | 31.406 | 109.255 | 130.27 | 109.255
31.611 | 128.077 | 31.509 | 107.589 | 128.077 | 107.589
31.714 | 124.158 | 31.611 | 106.567 | 124.158 | 106.567
31.815 | 121.334 | 31.714 | 104.748 | 121.334 | 104.748
31.917 | 119.683 | 31.815 | 89.713 | 119.683 | 89.713
32.019 | 120.147 | 31.917 | 64.379 | 120.147 | 64.379
32.12 | 120.57 | 32.019 | 45.122 | 120.57 | 45.122

## Lenses & Diffusers (hidden)
Note : All measurments are with a Vivid
Luminit Diffuser | Side Facing LEDs | Field Lumens | Field Angle Horiz | Field Angle Vert | Lens Efficiency
none |  | 1127 | 21.09 | 19.14 | 100%
20 | smooth | 1034 | 46.4 | 44.9 | 91.75%
20 | rough | 1112 | 47.29 | 45.71 | 98.67%
30x5 | rough | 1078 | 64.74 | 25.45 | 95.65%
40 | rough | 1114 | 74.31 | 76.21 | 98.85%
60x10 | rough | 1062 | 74.87 | 30.62 | 94.23%
60 | rough | 1003 | 74.87 | 76.64 | 89%
75x35 | rough | 1031 | 75* | 61.68 | 91.48% | *note - we could not capture the full field width
MicrolensLens | Lens Efficiency |  |  | Vivid Field Angle Horiz | Vivid Field Angle Vert | Paletta Field Angle Horiz | Paletta Field Angle Vert | Lustr Field Angle Horiz | Lustr Field Angle Vert
| Vivid | Paletta | Lustr
none | na | na | na | 18.6 | 18.6 | 25.7 | 25.7 | 26.4 | 26.4 | 0.7 | 0.7
H40 | 97.8% | 93.6% | 93.5% | 41.3 | 21.3 | 44.6 | 26.8 | 45.2 | 27.1 | 0.6 | 0.3
V40 | 100.4% | 94.5% | 94.6% | 23.5 | 40.7 | 28.8 | 44 | 28.9 | 44.7 | 0.1 | 0.7
H50 | 96% | 93.6% | 95.1% | 72.3 | 21.9 | 74.4 | 27.1 | 75 | 28 | 0.6 | 0.9
V50 | 97.8% | 94.5% | 94.6% | 24.8 | 72.3 | 29.5 | 76 | 31.3 | 76.6 | 1.8 | 0.6
H60 | 97.8% | 94.5% | 95.7% | 68.2 | 21.6 | 71.3 | 27.3 | 71.4 | 27.8 | 0.1 | 0.5
V60 | 99.6% | 95.4% | 96.8% | 24.9 | 67.6 | 30.6 | 70.8 | 31.3 | 71.2 | 0.7 | 0.4
H70 | 96% | 91.8% | 93.5% | 72.8 | 21.7 | 78 | 28 | 79.2 | 28 | 1.2 | 0
V70 | 97.8% | 91.8% | 94.6% | 25.1 | 72.9 | 31.3 | 78.5 | 31 | 79.4 | -0.3 | 0.9
H80 | 92.4% | 90% | 90.8% | ~78 | 22.2 | 80 | 27.5 | 82.5 | 28.2 | 2.5 | 0.7
V80 | 95.1% | 90.9% | 92.4% | 26.5 | 80.3 | 31 | 82 | 31.3 | 82.5 | 0.3 | 0.5
H40 + V40 | 90.7% | 86.4% | 86.9% | 44.7 | 42.6 | 47.6 | 45.7 | 48.1 | 46.6 | 0.5 | 0.9
H60 + V60 | 95.1% | 91.8% | 92.4% | 70.4 | 70.2 | 73.8 | 72.3 | 73.6 | 72.4 | -0.2 | 0.1
H40 + V60 | 92.4% | 89.1% | 89.7% | 45.3 | 69.8 | 48.5 | 72.1 | 48.8 | 72.4 | 0.3 | 0.3
H40 + V80 | 88.9% | 85.5% | 85.8% | 45.8 | 81.4 | 48.6 | 82 | 49.1 | 82.6 | 0.5 | 0.6
[10 empty] | 0.62143 | 0.52857

## Vivid H40 (hidden)
Selador | Lamp |  | Wattage
Vivid | Lumileds K2 |  | 122 |  | Note: Owing to the variability of LEDs, output data and color matches should be viewed as approximate
Note: All data taken with room temperature fixture
| Beam Angle | Field Angle
Horizontal | 28.9 | 41.3
| Accessory Lens | Candela | Field Lumens | Beam Lumens | Lens Efficiency | Efficacy
| H40 | 12130 | 1100 | 650 | 97.78% | 9.0164
| For Field diameter at any distance, multiply distance by |  |  |  | 0.75374
| For Beam diameter at any distance, multiply distance by |  |  |  | 0.51537
| Throw Distance (ft) | 10 | 15 | 20 | 25
| Throw Distance (m) | 3.048 | 4.572 | 6.096 | 7.62
| Field Diameter (ft) | 7.5374 | 11.3061 | 15.0749 | 18.8436
| Field Diameter (m) | 2.2974 | 3.4461 | 4.5948 | 5.7435
| Illuminance (fc) | 121.3 | 53.9111 | 30.325 | 19.408
| Illuminance (lux) | 1305.6611 | 580.2938 | 326.4153 | 208.9058
Test Distance | Iso-Illuminance Diagram grid lines
72 | 10 | 20 | 30 | 40
| 0.13889 | 0.27778 | 0.41667 | 0.55556
| Beam Angle | Field Angle
Vertical | 10 | 21.3
| For Field diameter at any distance, multiply distance by |  |  |  | 0.3761
| For Beam diameter at any distance, multiply distance by |  |  |  | 0.17498
| Throw Distance (ft) | 10 | 15 | 20 | 25
| Throw Distance (m) | 3.048 | 4.572 | 6.096 | 7.62
| Field Diameter (ft) | 3.761 | 5.6414 | 7.5219 | 9.4024
| Field Diameter (m) | 1.1463 | 1.7195 | 2.2927 | 2.8659
| Illuminance (fc) | 121.3 | 53.9111 | 30.325 | 19.408
| Illuminance (lux) | 1305.6611 | 580.2938 | 326.4153 | 208.9058
| X |  | Y
-17.18 | 0 | -17.243 | 893.935
-17.117 | 0 | -17.18 | 903.395
-17.053 | 0 | -17.117 | 909.77
-16.99 | 128.031 | -17.053 | 920.21
-16.926 | 344.851 | -16.99 | 930.746
-16.862 | 562.378 | -16.926 | 941.893
-16.799 | 780.611 | -16.862 | 953.134
-16.735 | 914.197 | -16.799 | 968.358
-16.671 | 926.352 | -16.735 | 984.753
-16.608 | 939.397 | -16.671 | 1004.599
-16.544 | 950.026 | -16.608 | 1020.816
-16.48 | 966.611 | -16.544 | 1038.883
-16.416 | 981.972 | -16.48 | 1052.193
-16.352 | 996.68 | -16.416 | 1057.919
-16.288 | 1007.05 | -16.352 | 1070.735
-16.224 | 1022.673 | -16.288 | 1083.018
-16.16 | 1036.343 | -16.224 | 1099.304
-16.096 | 1048.406 | -16.16 | 1116.297
-16.032 | 1063.668 | -16.096 | 1136.937
-15.968 | 1080.993 | -16.032 | 1153.245
-15.903 | 1096.257 | -15.968 | 1170.54
-15.839 | 1110.424 | -15.903 | 1190.005
-15.775 | 1133.011 | -15.839 | 1206.111
-15.71 | 1151.79 | -15.775 | 1221.4
-15.646 | 1169.525 | -15.71 | 1239.814
-15.582 | 1186.275 | -15.646 | 1258.758
-15.517 | 1210.008 | -15.582 | 1277.333
-15.453 | 1228.936 | -15.517 | 1297.839
-15.388 | 1245.313 | -15.453 | 1317.021
-15.323 | 1261.551 | -15.388 | 1330.125
-15.259 | 1282.289 | -15.323 | 1348.13
-15.194 | 1308.239 | -15.259 | 1363.479
-15.129 | 1326.838 | -15.194 | 1385.279
-15.065 | 1348.417 | -15.129 | 1408.995
-15 | 1372.297 | -15.065 | 1436.795
-14.935 | 1392.523 | -15 | 1461.598
-14.87 | 1406.492 | -14.935 | 1485.803
-14.805 | 1426.547 | -14.87 | 1507.69
-14.74 | 1443.519 | -14.805 | 1532.096
-14.675 | 1461.683 | -14.74 | 1555.408
-14.61 | 1485.191 | -14.675 | 1580.068
-14.545 | 1514.969 | -14.61 | 1600.923
-14.48 | 1541.989 | -14.545 | 1623.683
-14.415 | 1568.801 | -14.48 | 1644.914
-14.35 | 1588.783 | -14.415 | 1671.967
-14.285 | 1607.467 | -14.35 | 1701.184
-14.219 | 1628.436 | -14.285 | 1736.474
-14.154 | 1656.199 | -14.219 | 1765.76
-14.089 | 1680.784 | -14.154 | 1795.11
-14.023 | 1708.573 | -14.089 | 1828.648
-13.958 | 1731.708 | -14.023 | 1856.036
-13.892 | 1756.674 | -13.958 | 1882.724
-13.827 | 1779.411 | -13.892 | 1913.101
-13.761 | 1805.182 | -13.827 | 1946.228
-13.696 | 1836.768 | -13.761 | 1977.443
-13.63 | 1867.979 | -13.696 | 2009.65
-13.565 | 1898.27 | -13.63 | 2034.54
-13.499 | 1926.879 | -13.565 | 2054.37
-13.433 | 1951.52 | -13.499 | 2086.779
-13.368 | 1982.066 | -13.433 | 2122.685
-13.302 | 2011.86 | -13.368 | 2153.254
-13.236 | 2046.127 | -13.302 | 2189.986
-13.17 | 2078.768 | -13.236 | 2222.802
-13.104 | 2112.124 | -13.17 | 2253.181
-13.038 | 2142.285 | -13.104 | 2293.239
-12.972 | 2175.929 | -13.038 | 2332.426
-12.906 | 2212.452 | -12.972 | 2367.273
-12.84 | 2251.306 | -12.906 | 2409.821
-12.774 | 2293.243 | -12.84 | 2453.553
-12.708 | 2327.122 | -12.774 | 2488.408
-12.642 | 2364.197 | -12.708 | 2529.593
-12.576 | 2397.335 | -12.642 | 2572.235
-12.51 | 2427.95 | -12.576 | 2609.638
-12.444 | 2461.435 | -12.51 | 2641.329
-12.377 | 2499.669 | -12.444 | 2679.393
-12.311 | 2536.024 | -12.377 | 2721.391
-12.245 | 2581.578 | -12.311 | 2760.859
-12.178 | 2624.279 | -12.245 | 2802.856
-12.112 | 2667.891 | -12.178 | 2848.614
-12.046 | 2705.975 | -12.112 | 2892.058
-11.979 | 2750.872 | -12.046 | 2935.232
-11.913 | 2793.302 | -11.979 | 2981.246
-11.846 | 2837.767 | -11.913 | 3023.774
-11.78 | 2882.389 | -11.846 | 3071.495
-11.713 | 2924.873 | -11.78 | 3115.68
-11.646 | 2973.766 | -11.713 | 3165.477
-11.58 | 3019.718 | -11.646 | 3212.969
-11.513 | 3071.587 | -11.58 | 3265.26
-11.446 | 3116.412 | -11.513 | 3314.18
-11.38 | 3163.686 | -11.446 | 3362.137
-11.313 | 3213.939 | -11.38 | 3411.422
-11.246 | 3266.418 | -11.313 | 3467.088
-11.179 | 3308.846 | -11.246 | 3520.721
-11.112 | 3352.978 | -11.179 | 3571.74
-11.045 | 3402.156 | -11.112 | 3617.709
-10.978 | 3455.468 | -11.045 | 3664.742
-10.911 | 3512.006 | -10.978 | 3708.595
-10.844 | 3575.523 | -10.911 | 3761.516
-10.777 | 3634.522 | -10.844 | 3822.111
-10.71 | 3691.815 | -10.777 | 3879.409
-10.643 | 3747.988 | -10.71 | 3930.14
-10.576 | 3807.903 | -10.643 | 3989.273
-10.509 | 3870.709 | -10.576 | 4061.812
-10.442 | 3931.284 | -10.509 | 4133.742
-10.375 | 3984.203 | -10.442 | 4198.419
-10.307 | 4033.907 | -10.375 | 4262.764
-10.24 | 4093.303 | -10.307 | 4328.779
-10.173 | 4169.58 | -10.24 | 4390.145
-10.106 | 4237.888 | -10.173 | 4446.082
-10.038 | 4309.016 | -10.106 | 4508.537
-9.971 | 4380.806 | -10.038 | 4570.352
-9.903 | 4461.446 | -9.971 | 4631.686
-9.836 | 4524.011 | -9.903 | 4695.375
-9.769 | 4588.928 | -9.836 | 4762.57
-9.701 | 4654.987 | -9.769 | 4830.748
-9.634 | 4733.654 | -9.701 | 4894.618
-9.566 | 4811.931 | -9.634 | 4954.292
-9.498 | 4886.471 | -9.566 | 5013.442
-9.431 | 4937.37 | -9.498 | 5080.175
-9.363 | 4999.196 | -9.431 | 5146.064
-9.296 | 5073.916 | -9.363 | 5222.707
-9.228 | 5144.759 | -9.296 | 5294.008
-9.16 | 5209.543 | -9.228 | 5369.524
-9.093 | 5284.174 | -9.16 | 5451.23
-9.025 | 5371.398 | -9.093 | 5535.678
-8.957 | 5460.209 | -9.025 | 5620.78
-8.889 | 5539.524 | -8.957 | 5705.703
-8.821 | 5621.945 | -8.889 | 5791.333
-8.754 | 5708.401 | -8.821 | 5863.266
-8.686 | 5795.252 | -8.754 | 5941.483
-8.618 | 5871.96 | -8.686 | 6018.65
-8.55 | 5959.089 | -8.618 | 6098.975
-8.482 | 6041.117 | -8.55 | 6179.237
-8.414 | 6126.087 | -8.482 | 6264.829
-8.346 | 6221.767 | -8.414 | 6349.422
-8.278 | 6334.353 | -8.346 | 6436.437
-8.21 | 6438.101 | -8.278 | 6530.428
-8.142 | 6537.268 | -8.21 | 6612.548
-8.074 | 6624.676 | -8.142 | 6702.884
-8.006 | 6704.426 | -8.074 | 6801.891
-7.938 | 6789.751 | -8.006 | 6910.229
-7.869 | 6885.032 | -7.938 | 6992.301
-7.801 | 6977.305 | -7.869 | 7076.641
-7.733 | 7067.762 | -7.801 | 7154.89
-7.665 | 7167.643 | -7.733 | 7244.694
-7.597 | 7264.623 | -7.665 | 7331.036
-7.528 | 7347.121 | -7.597 | 7423.868
-7.46 | 7434.614 | -7.528 | 7519.782
-7.392 | 7531.418 | -7.46 | 7610.282
-7.323 | 7627.133 | -7.392 | 7700.059
-7.255 | 7720.633 | -7.323 | 7774.407
-7.187 | 7828.874 | -7.255 | 7867.017
-7.118 | 7930.629 | -7.187 | 7969.129
-7.05 | 8018.569 | -7.118 | 8092.133
-6.981 | 8106.771 | -7.05 | 8191.807
-6.913 | 8200.262 | -6.981 | 8299.327
-6.844 | 8288.323 | -6.913 | 8407.965
-6.776 | 8399.399 | -6.844 | 8515.262
-6.707 | 8507.546 | -6.776 | 8607.025
-6.639 | 8616.66 | -6.707 | 8698.951
-6.57 | 8720.55 | -6.639 | 8807.319
-6.502 | 8834.518 | -6.57 | 8910.925
-6.433 | 8931.656 | -6.502 | 9012.332
-6.365 | 9052.316 | -6.433 | 9115.79
-6.296 | 9160.143 | -6.365 | 9219.866
-6.227 | 9281.66 | -6.296 | 9330.998
-6.159 | 9390.459 | -6.227 | 9441.519
-6.09 | 9501.1 | -6.159 | 9542.597
-6.021 | 9593.892 | -6.09 | 9654.354
-5.953 | 9700.217 | -6.021 | 9763.666
-5.884 | 9801.915 | -5.953 | 9861.514
-5.815 | 9910.254 | -5.884 | 9952.396
-5.746 | 10042.291 | -5.815 | 10053.595
-5.678 | 10168.571 | -5.746 | 10155.425
-5.609 | 10287.88 | -5.678 | 10262.315
-5.54 | 10403.739 | -5.609 | 10382.1
-5.471 | 10525.002 | -5.54 | 10499.045
-5.402 | 10622.073 | -5.471 | 10595.91
-5.334 | 10712.412 | -5.402 | 10693.516
-5.265 | 10802.938 | -5.334 | 10803.705
-5.196 | 10886.795 | -5.265 | 10907.87
-5.127 | 10971.709 | -5.196 | 11016.228
-5.058 | 11065.091 | -5.127 | 11124.713
-4.989 | 11170.691 | -5.058 | 11234.646
-4.92 | 11289.665 | -4.989 | 11350.698
-4.851 | 11399.484 | -4.92 | 11470.884
-4.782 | 11516.889 | -4.851 | 11581.965
-4.713 | 11631.737 | -4.782 | 11694.092
-4.644 | 11741.093 | -4.713 | 11787.598
-4.575 | 11841.013 | -4.644 | 11901.064
-4.506 | 11930.037 | -4.575 | 12018.16
-4.437 | 12042.653 | -4.506 | 12128.049
-4.368 | 12165.128 | -4.437 | 12204.866
-4.299 | 12314.657 | -4.368 | 12284.071
-4.23 | 12471.544 | -4.299 | 12341.577
-4.161 | 12608.373 | -4.23 | 12406.743
-4.092 | 12709.69 | -4.161 | 12490.588
-4.022 | 12810.252 | -4.092 | 12595.122
-3.953 | 12910.513 | -4.022 | 12726.243
-3.884 | 13017.045 | -3.953 | 12868.065
-3.815 | 13140.804 | -3.884 | 12998.301
-3.746 | 13263.953 | -3.815 | 13142.369
-3.677 | 13355.598 | -3.746 | 13295.312
-3.608 | 13459.573 | -3.677 | 13438.091
-3.538 | 13564.165 | -3.608 | 13545.177
-3.469 | 13656.66 | -3.538 | 13645.762
-3.4 | 13756.537 | -3.469 | 13693.489
-3.331 | 13857.742 | -3.4 | 13719.01
-3.261 | 13947.216 | -3.331 | 13764.599
-3.192 | 14039.789 | -3.261 | 13852.883
-3.123 | 14147.605 | -3.192 | 13927.025
-3.054 | 14237.703 | -3.123 | 14005.431
-2.984 | 14319.869 | -3.054 | 14102.46
-2.915 | 14417.276 | -2.984 | 14185.861
-2.846 | 14507.761 | -2.915 | 14265.714
-2.777 | 14583.573 | -2.846 | 14335.327
-2.707 | 14673.065 | -2.777 | 14419.931
-2.638 | 14744.974 | -2.707 | 14493.695
-2.569 | 14834.536 | -2.638 | 14559.241
-2.499 | 14913.819 | -2.569 | 14608.674
-2.43 | 15006.775 | -2.499 | 14669.828
-2.361 | 15099.165 | -2.43 | 14743.554
-2.291 | 15199.188 | -2.361 | 14800.672
-2.222 | 15281.043 | -2.291 | 14844.257
-2.152 | 15329.506 | -2.222 | 14921.185
-2.083 | 15372.291 | -2.152 | 15029.783
-2.014 | 15447.706 | -2.083 | 15112.275
-1.944 | 15520.957 | -2.014 | 15204.563
-1.875 | 15604.913 | -1.944 | 15279.554
-1.806 | 15685.5 | -1.875 | 15315.042
-1.736 | 15742.773 | -1.806 | 15336.319
-1.667 | 15782.219 | -1.736 | 15383.181
-1.597 | 15829.612 | -1.667 | 15445.524
-1.528 | 15875.207 | -1.597 | 15491.696
-1.458 | 15933.97 | -1.528 | 15533.758
-1.389 | 16006.754 | -1.458 | 15584.518
-1.32 | 16034.352 | -1.389 | 15627.051
-1.25 | 16061.815 | -1.32 | 15684.459
-1.181 | 16095.67 | -1.25 | 15726.562
-1.111 | 16123.115 | -1.181 | 15796.441
-1.042 | 16123.82 | -1.111 | 15850.866
-0.972 | 16153.058 | -1.042 | 15919.459
-0.903 | 16189.189 | -0.972 | 15966.379
-0.834 | 16220.569 | -0.903 | 16023.401
-0.764 | 16221.854 | -0.834 | 16024.124
-0.695 | 16254.527 | -0.764 | 16034.654
-0.625 | 16266.693 | -0.695 | 16046.007
-0.556 | 16294.887 | -0.625 | 16058.633
-0.486 | 16286.821 | -0.556 | 16069.272
-0.417 | 16263.724 | -0.486 | 16116.16
-0.347 | 16182.595 | -0.417 | 16148.966
-0.278 | 16136.062 | -0.347 | 16171.004
-0.208 | 16113.234 | -0.278 | 16192.058
-0.139 | 16112.002 | -0.208 | 16187.443
-0.069 | 16129.306 | -0.139 | 16155.002
0 | 16145.025 | -0.069 | 16128.955
0.069 | 16145.061 | 0 | 16145.025
0.139 | 16122.389 | 0.069 | 16170.399
0.208 | 16086.239 | 0.139 | 16201.113
0.278 | 16044.139 | 0.208 | 16215.24
0.347 | 16035.325 | 0.278 | 16239.023
0.417 | 16060.402 | 0.347 | 16267.193
0.486 | 16077.321 | 0.417 | 16287.609
0.556 | 16109.517 | 0.486 | 16331.632
0.625 | 16140.984 | 0.556 | 16346.122
0.695 | 16160.58 | 0.625 | 16328.167
0.764 | 16169.308 | 0.695 | 16308.376
0.834 | 16179.513 | 0.764 | 16303.66
0.903 | 16154.807 | 0.834 | 16316.081
0.972 | 16103.113 | 0.903 | 16297.104
1.042 | 16070.107 | 0.972 | 16254.403
1.111 | 16040.632 | 1.042 | 16195.755
1.181 | 16005.901 | 1.111 | 16144.049
1.25 | 15978.315 | 1.181 | 16074.533
1.32 | 15961.189 | 1.25 | 16026.667
1.389 | 15910.535 | 1.32 | 16011.655
1.458 | 15853.563 | 1.389 | 16013.483
1.528 | 15790.322 | 1.458 | 15974.4
1.597 | 15717.493 | 1.528 | 15961.85
1.667 | 15657.579 | 1.597 | 15925.306
1.736 | 15642.689 | 1.667 | 15894.149
1.806 | 15618.367 | 1.736 | 15853.61
1.875 | 15550.487 | 1.806 | 15819.062
1.944 | 15470.747 | 1.875 | 15766.834
2.014 | 15383.263 | 1.944 | 15718.835
2.083 | 15306.785 | 2.014 | 15645.759
2.152 | 15258.158 | 2.083 | 15578.113
2.222 | 15219.642 | 2.152 | 15541.389
2.291 | 15164.384 | 2.222 | 15495.771
2.361 | 15065.463 | 2.291 | 15436.68
2.43 | 14959.082 | 2.361 | 15393.383
2.499 | 14858.369 | 2.43 | 15318.898
2.569 | 14795.232 | 2.499 | 15265.59
2.638 | 14727.659 | 2.569 | 15218.924
2.707 | 14658.516 | 2.638 | 15171.253
2.777 | 14592.687 | 2.707 | 15105.66
2.846 | 14531.179 | 2.777 | 15046.655
2.915 | 14440.749 | 2.846 | 14979.235
2.984 | 14323.949 | 2.915 | 14912.258
3.054 | 14214.625 | 2.984 | 14835.346
3.123 | 14112.326 | 3.054 | 14761.039
3.192 | 14017.458 | 3.123 | 14711.715
3.261 | 13930.276 | 3.192 | 14633.602
3.331 | 13834.292 | 3.261 | 14554.814
3.4 | 13716.336 | 3.331 | 14451.346
3.469 | 13603.888 | 3.4 | 14330.697
3.538 | 13512.946 | 3.469 | 14220.602
3.608 | 13405.819 | 3.538 | 14120.259
3.677 | 13298.146 | 3.608 | 14019.983
3.746 | 13161.898 | 3.677 | 13923.71
3.815 | 13027.865 | 3.746 | 13817.099
3.884 | 12883.92 | 3.815 | 13701.406
3.953 | 12788.726 | 3.884 | 13599.913
4.022 | 12715.729 | 3.953 | 13511.162
4.092 | 12608.52 | 4.022 | 13425.256
4.161 | 12483.963 | 4.092 | 13341.537
4.23 | 12348.518 | 4.161 | 13260.917
4.299 | 12207.436 | 4.23 | 13176.973
4.368 | 12055.802 | 4.299 | 13083.223
4.437 | 11926.918 | 4.368 | 12977.179
4.506 | 11809.356 | 4.437 | 12861.968
4.575 | 11710.622 | 4.506 | 12758.749
4.644 | 11626.372 | 4.575 | 12646.053
4.713 | 11538.017 | 4.644 | 12531.521
4.782 | 11440.582 | 4.713 | 12419.966
4.851 | 11342.021 | 4.782 | 12322.846
4.92 | 11237.106 | 4.851 | 12210.961
4.989 | 11114.563 | 4.92 | 12110.677
5.058 | 10979.197 | 4.989 | 12002.262
5.127 | 10858.365 | 5.058 | 11902.612
5.196 | 10746.288 | 5.127 | 11776.948
5.265 | 10636.723 | 5.196 | 11682.442
5.334 | 10520.014 | 5.265 | 11567.19
5.402 | 10411.864 | 5.334 | 11457.654
5.471 | 10291.475 | 5.402 | 11338.076
5.54 | 10167.637 | 5.471 | 11216.988
5.609 | 10037.749 | 5.54 | 11099.577
5.678 | 9911.17 | 5.609 | 10971.391
5.746 | 9794.17 | 5.678 | 10853.496
5.815 | 9681.508 | 5.746 | 10729.5
5.884 | 9565.847 | 5.815 | 10620.644
5.953 | 9445.907 | 5.884 | 10513.689
6.021 | 9324.895 | 5.953 | 10406.239
6.09 | 9212.2 | 6.021 | 10287.937
6.159 | 9111.913 | 6.09 | 10177.344
6.227 | 9004.895 | 6.159 | 10069.823
6.296 | 8900.436 | 6.227 | 9962.821
6.365 | 8803.495 | 6.296 | 9880.403
6.433 | 8692.911 | 6.365 | 9800.414
6.502 | 8574.855 | 6.433 | 9727.764
6.57 | 8471.732 | 6.502 | 9655.095
6.639 | 8374.344 | 6.57 | 9547.043
6.707 | 8276.344 | 6.639 | 9439.759
6.776 | 8177.886 | 6.707 | 9320.286
6.844 | 8083.016 | 6.776 | 9198.751
6.913 | 7975.071 | 6.844 | 9064.898
6.981 | 7862.652 | 6.913 | 8941.685
7.05 | 7750.166 | 6.981 | 8811.166
7.118 | 7639.666 | 7.05 | 8700.997
7.187 | 7529.2 | 7.118 | 8601.396
7.255 | 7422.159 | 7.187 | 8494.804
7.323 | 7310.474 | 7.255 | 8375.147
7.392 | 7192.799 | 7.323 | 8271.817
7.46 | 7089.815 | 7.392 | 8173.467
7.528 | 6986.969 | 7.46 | 8078.97
7.597 | 6883.744 | 7.528 | 7963.252
7.665 | 6780.088 | 7.597 | 7849.826
7.733 | 6692.189 | 7.665 | 7733.179
7.801 | 6596.7 | 7.733 | 7629.446
7.869 | 6499.645 | 7.801 | 7526.106
7.938 | 6403.192 | 7.869 | 7436.477
8.006 | 6309.872 | 7.938 | 7362.333
8.074 | 6202.369 | 8.006 | 7287.887
8.142 | 6102.281 | 8.074 | 7211.223
8.21 | 6014.587 | 8.142 | 7122.613
8.278 | 5939.822 | 8.21 | 7029.697
8.346 | 5867.333 | 8.278 | 6936.195
8.414 | 5791.681 | 8.346 | 6843.244
8.482 | 5715.868 | 8.414 | 6759.863
8.55 | 5645.237 | 8.482 | 6669.42
8.618 | 5557.628 | 8.55 | 6580.982
8.686 | 5477.166 | 8.618 | 6490.398
8.754 | 5403.862 | 8.686 | 6404.519
8.821 | 5320.618 | 8.754 | 6309.529
8.889 | 5227.729 | 8.821 | 6214.875
8.957 | 5140.692 | 8.889 | 6130.806
9.025 | 5053.42 | 8.957 | 6045.053
9.093 | 4971.124 | 9.025 | 5955.32
9.16 | 4908.62 | 9.093 | 5866.968
9.228 | 4836.881 | 9.16 | 5785.89
9.296 | 4770.349 | 9.228 | 5702.341
9.363 | 4705.534 | 9.296 | 5614.853
9.431 | 4634.024 | 9.363 | 5524.204
9.498 | 4543.724 | 9.431 | 5444.811
9.566 | 4454.276 | 9.498 | 5370.208
9.634 | 4369.817 | 9.566 | 5308.932
9.701 | 4289.883 | 9.634 | 5245.927
9.769 | 4222.711 | 9.701 | 5174.117
9.836 | 4158.358 | 9.769 | 5097.469
9.903 | 4101.761 | 9.836 | 5022.949
9.971 | 4051.045 | 9.903 | 4944.577
10.038 | 3991.819 | 9.971 | 4867.598
10.106 | 3924.909 | 10.038 | 4789.069
10.173 | 3865.927 | 10.106 | 4708.987
10.24 | 3809.57 | 10.173 | 4636.661
10.307 | 3745.304 | 10.24 | 4568.999
10.375 | 3685.451 | 10.307 | 4497.737
10.442 | 3622.738 | 10.375 | 4431.461
10.509 | 3559.006 | 10.442 | 4372.237
10.576 | 3498.531 | 10.509 | 4311.579
10.643 | 3432.387 | 10.576 | 4249.062
10.71 | 3366.168 | 10.643 | 4190.072
10.777 | 3306.646 | 10.71 | 4127.21
10.844 | 3248.964 | 10.777 | 4059.887
10.911 | 3192.328 | 10.844 | 3993.705
10.978 | 3142.309 | 10.911 | 3928.032
11.045 | 3102.581 | 10.978 | 3862.708
11.112 | 3051.923 | 11.045 | 3806.914
11.179 | 3000.727 | 11.112 | 3756.527
11.246 | 2949.577 | 11.179 | 3697.9
11.313 | 2898.792 | 11.246 | 3642.82
11.38 | 2845.177 | 11.313 | 3594.488
11.446 | 2793.467 | 11.38 | 3543.544
11.513 | 2741.214 | 11.446 | 3494.832
11.58 | 2692.258 | 11.513 | 3448.676
11.646 | 2648.849 | 11.58 | 3405.135
11.713 | 2605.867 | 11.646 | 3356.843
11.78 | 2561.815 | 11.713 | 3306.141
11.846 | 2528.144 | 11.78 | 3251.152
11.913 | 2492.612 | 11.846 | 3199.251
11.979 | 2447.227 | 11.913 | 3147.768
12.046 | 2399.423 | 11.979 | 3106.135
12.112 | 2358.856 | 12.046 | 3058.175
12.178 | 2318.29 | 12.112 | 3014.502
12.245 | 2280.466 | 12.178 | 2971.15
12.311 | 2242.539 | 12.245 | 2926.774
12.377 | 2207.253 | 12.311 | 2889.874
12.444 | 2170.143 | 12.377 | 2853.196
12.51 | 2129.478 | 12.444 | 2811.999
12.576 | 2087.192 | 12.51 | 2765.895
12.642 | 2052.085 | 12.576 | 2727.068
12.708 | 2016.443 | 12.642 | 2687.164
12.774 | 1983.078 | 12.708 | 2648.557
12.84 | 1952.211 | 12.774 | 2611.63
12.906 | 1923.306 | 12.84 | 2570.052
12.972 | 1892.029 | 12.906 | 2524.84
13.038 | 1858.919 | 12.972 | 2481.245
13.104 | 1819.841 | 13.038 | 2438.349
13.17 | 1781.522 | 13.104 | 2399.627
13.236 | 1749.075 | 13.17 | 2354.274
13.302 | 1723.931 | 13.236 | 2312.663
13.368 | 1699.35 | 13.302 | 2279.103
13.433 | 1673.425 | 13.368 | 2237.922
13.499 | 1647.572 | 13.433 | 2202.897
13.565 | 1620.589 | 13.499 | 2176.115
13.63 | 1593.729 | 13.565 | 2140.776
13.696 | 1570.004 | 13.63 | 2100.902
13.761 | 1544.271 | 13.696 | 2071.254
13.827 | 1514.938 | 13.761 | 2041.671
13.892 | 1486.712 | 13.827 | 2006.236
13.958 | 1459.815 | 13.892 | 1980.674
14.023 | 1432.052 | 13.958 | 1959.082
14.089 | 1408.865 | 14.023 | 1930.647
14.154 | 1388.559 | 14.089 | 1900.298
14.219 | 1368.056 | 14.154 | 1873.866
14.285 | 1347.798 | 14.219 | 1848.495
14.35 | 1326.625 | 14.285 | 1820.66
14.415 | 1306.303 | 14.35 | 1797.306
14.48 | 1285.396 | 14.415 | 1771.156
14.545 | 1263.018 | 14.48 | 1740.376
14.61 | 1238.112 | 14.545 | 1708.275
14.675 | 1212.555 | 14.61 | 1679.333
14.74 | 1187.622 | 14.675 | 1654.723
14.805 | 1160.981 | 14.74 | 1633.625
14.87 | 1140.576 | 14.805 | 1613.714
14.935 | 1127.034 | 14.87 | 1588.437
15 | 1115.308 | 14.935 | 1564.565
15.065 | 1097.936 | 15 | 1539.151
15.129 | 1081.037 | 15.065 | 1524.004
15.194 | 1064.612 | 15.129 | 1507.383
15.259 | 1046.93 | 15.194 | 1490.457
15.323 | 1028.772 | 15.259 | 1465.568
15.388 | 1012.933 | 15.323 | 1446.119
15.453 | 997.516 | 15.388 | 1423.167
15.517 | 978.651 | 15.453 | 1401.521
15.582 | 960.54 | 15.517 | 1378.94
15.646 | 942.79 | 15.582 | 1361.373
15.71 | 927.653 | 15.646 | 1342.934
15.775 | 912.94 | 15.71 | 1323.957
15.839 | 899.046 | 15.775 | 1301.682
15.903 | 885.974 | 15.839 | 1284.046
15.968 | 872.767 | 15.903 | 1265.646
16.032 | 859.48 | 15.968 | 1246.028
16.096 | 843.227 | 16.032 | 1227.223
16.16 | 827.852 | 16.096 | 1212.91
16.224 | 815.849 | 16.16 | 1196.195
16.288 | 806.321 | 16.224 | 1182.907
16.352 | 795.186 | 16.288 | 1164.433
16.416 | 783.292 | 16.352 | 1144.677
16.48 | 772.174 | 16.416 | 1124.259
16.48 | 772.174 | 16.416 | 1124.259
16.544 | 760.978 | 16.48 | 1105.056
16.608 | 748.279 | 16.544 | 1094.589
16.671 | 735.557 | 16.608 | 1086.727
16.735 | 726.353 | 16.671 | 1074.571
16.799 | 718.62 | 16.735 | 1060.965
16.862 | 712.017 | 16.799 | 1050.365
16.926 | 700.303 | 16.862 | 1038.315
16.99 | 685.239 | 16.926 | 1019.253
17.053 | 670.549 | 16.99 | 863.404
17.117 | 656.232 | 17.053 | 618.469
17.18 | 648.179 | 17.117 | 439.299

## Vivid V40 (hidden)
Selador | Lamp |  | Wattage
Vivid | Lumileds K2 |  | 122 |  | Note: Owing to the variability of LEDs, output data and color matches should be viewed as approximate
Note: All data taken with room temperature fixture
| Beam Angle | Field Angle
Horizontal | 11.8 | 23.5
| Accessory Lens | Candela | Field Lumens | Beam Lumens | Lens Efficiency | Efficacy
| V40 | 10660 | 1130 | 710 | 100.4% | 9.2623
| For Field diameter at any distance, multiply distance by |  |  |  | 0.416
| For Beam diameter at any distance, multiply distance by |  |  |  | 0.20668
| Throw Distance (ft) | 10 | 15 | 20 | 25
| Throw Distance (m) | 3.048 | 4.572 | 6.096 | 7.62
| Field Diameter (ft) | 4.16 | 6.24 | 8.32 | 10.4
| Field Diameter (m) | 1.268 | 1.902 | 2.5359 | 3.1699
| Illuminance (fc) | 106.6 | 47.3778 | 26.65 | 17.056
| Illuminance (lux) | 1147.4317 | 509.9697 | 286.8579 | 183.5891
Test Distance | Iso-Illuminance Diagram grid lines
72 | 10 | 20 | 30 | 40
| 0.13889 | 0.27778 | 0.41667 | 0.55556
| Beam Angle | Field Angle
Vertical | 28.9 | 40.7
| For Field diameter at any distance, multiply distance by |  |  |  | 0.74181
| For Beam diameter at any distance, multiply distance by |  |  |  | 0.51537
| Throw Distance (ft) | 10 | 15 | 20 | 25
| Throw Distance (m) | 3.048 | 4.572 | 6.096 | 7.62
| Field Diameter (ft) | 7.4181 | 11.1271 | 14.8361 | 18.5452
| Field Diameter (m) | 2.261 | 3.3915 | 4.5221 | 5.6526
| Illuminance (fc) | 106.6 | 47.3778 | 26.65 | 17.056
| Illuminance (lux) | 1147.4317 | 509.9697 | 286.8579 | 183.5891
| X |  | Y
-32.12 | 0 | -32.221 | 137.863
-32.019 | 0 | -32.12 | 137.401
-31.917 | 0 | -32.019 | 136.734
-31.815 | 8.4 | -31.917 | 136.325
-31.714 | 22.096 | -31.815 | 137.52
-31.611 | 36.648 | -31.714 | 140
-31.509 | 51.834 | -31.611 | 141.561
-31.406 | 60.637 | -31.509 | 142.467
-31.303 | 60.779 | -31.406 | 141.743
-31.2 | 61.005 | -31.303 | 141.705
-31.097 | 60.806 | -31.2 | 145.02
-30.993 | 60.861 | -31.097 | 149.539
-30.89 | 60.831 | -30.993 | 151.288
-30.786 | 63.441 | -30.89 | 151.552
-30.681 | 64.322 | -30.786 | 152.318
-30.577 | 65.571 | -30.681 | 154.205
-30.472 | 65.982 | -30.577 | 155.538
-30.367 | 67.672 | -30.472 | 157.983
-30.262 | 67.908 | -30.367 | 159.956
-30.157 | 68.636 | -30.262 | 161.545
-30.051 | 68.703 | -30.157 | 164.89
-29.946 | 68.729 | -30.051 | 168.173
-29.84 | 69.649 | -29.946 | 171.801
-29.733 | 72.147 | -29.84 | 173.9
-29.627 | 72.039 | -29.733 | 174.726
-29.52 | 72.376 | -29.627 | 177.004
-29.413 | 73.473 | -29.52 | 179.992
-29.306 | 73.763 | -29.413 | 182.478
-29.199 | 74.01 | -29.306 | 183.505
-29.091 | 75.53 | -29.199 | 186.164
-28.983 | 76.881 | -29.091 | 187.571
-28.875 | 76.641 | -28.983 | 190.635
-28.767 | 76.324 | -28.875 | 194.828
-28.658 | 75.182 | -28.767 | 197.219
-28.55 | 76.439 | -28.658 | 201.128
-28.441 | 77.14 | -28.55 | 203.601
-28.332 | 79.24 | -28.441 | 207.309
-28.222 | 81.093 | -28.332 | 210.604
-28.113 | 83.632 | -28.222 | 214.423
-28.003 | 82.141 | -28.113 | 218.101
-27.893 | 81.967 | -28.003 | 221.487
-27.782 | 82.178 | -27.893 | 224.004
-27.672 | 82.502 | -27.782 | 229
-27.561 | 82.9 | -27.672 | 235.993
-27.45 | 84.893 | -27.561 | 239.778
-27.339 | 88.238 | -27.45 | 243.729
-27.228 | 88.162 | -27.339 | 249.893
-27.116 | 88.689 | -27.228 | 253.488
-27.004 | 89.175 | -27.116 | 257.438
-26.892 | 90.557 | -27.004 | 262.755
-26.78 | 91.259 | -26.892 | 266.503
-26.667 | 92.962 | -26.78 | 269.744
-26.554 | 93.393 | -26.667 | 274.53
-26.441 | 93.932 | -26.554 | 280.772
-26.328 | 93.951 | -26.441 | 286.533
-26.215 | 94.191 | -26.328 | 294.585
-26.101 | 94.43 | -26.215 | 301.044
-25.987 | 95.106 | -26.101 | 306.366
-25.873 | 96.217 | -25.987 | 311.071
-25.759 | 97.429 | -25.873 | 316.844
-25.644 | 99.76 | -25.759 | 324.692
-25.53 | 102.438 | -25.644 | 330.501
-25.415 | 104.092 | -25.53 | 337.507
-25.299 | 104.729 | -25.415 | 344.076
-25.184 | 106.26 | -25.299 | 350.608
-25.068 | 107.996 | -25.184 | 358.143
-24.953 | 108.618 | -25.068 | 367.351
-24.836 | 110.516 | -24.953 | 379.075
-24.72 | 110.631 | -24.836 | 388.387
-24.604 | 110.357 | -24.72 | 396.655
-24.487 | 110.931 | -24.604 | 403.818
-24.37 | 112.907 | -24.487 | 413.161
-24.253 | 115.014 | -24.37 | 422.102
-24.136 | 116.724 | -24.253 | 434.781
-24.018 | 117.833 | -24.136 | 446.901
-23.9 | 117.823 | -24.018 | 457.701
-23.782 | 118.508 | -23.9 | 467.608
-23.664 | 118.981 | -23.782 | 479.161
-23.546 | 120.797 | -23.664 | 490.066
-23.427 | 123.05 | -23.546 | 502.602
-23.308 | 124.504 | -23.427 | 517.617
-23.189 | 125.505 | -23.308 | 529.809
-23.07 | 125.307 | -23.189 | 542.143
-22.95 | 127.186 | -23.07 | 554.242
-22.83 | 128.75 | -22.95 | 568.321
-22.71 | 130.273 | -22.83 | 583.006
-22.59 | 130.336 | -22.71 | 599.782
-22.47 | 133.194 | -22.59 | 619.375
-22.349 | 136.005 | -22.47 | 640.013
-22.229 | 137.763 | -22.349 | 661.454
-22.108 | 139.88 | -22.229 | 682.92
-21.987 | 142.82 | -22.108 | 706.817
-21.865 | 143.153 | -21.987 | 730.361
-21.744 | 145.375 | -21.865 | 753.955
-21.622 | 146.726 | -21.744 | 776.272
-21.5 | 148.533 | -21.622 | 797.586
-21.378 | 149.279 | -21.5 | 820.051
-21.255 | 150.646 | -21.378 | 847.835
-21.132 | 152.105 | -21.255 | 878.833
-21.01 | 153.949 | -21.132 | 909.878
-20.887 | 156.632 | -21.01 | 943.844
-20.763 | 159.953 | -20.887 | 979.863
-20.64 | 163.161 | -20.763 | 1015.548
-20.516 | 165.74 | -20.64 | 1051.811
-20.392 | 168.405 | -20.516 | 1085.769
-20.268 | 171.122 | -20.392 | 1121.215
-20.144 | 172.8 | -20.268 | 1161.293
-20.02 | 176.328 | -20.144 | 1202.438
-19.895 | 178.947 | -20.02 | 1245.798
-19.77 | 182.479 | -19.895 | 1294.488
-19.645 | 185.55 | -19.77 | 1346.146
-19.52 | 187.656 | -19.645 | 1398.556
-19.395 | 190.039 | -19.52 | 1452.636
-19.269 | 192.412 | -19.395 | 1510.179
-19.143 | 195.815 | -19.269 | 1568.193
-19.017 | 200.431 | -19.143 | 1626.867
-18.891 | 205.058 | -19.017 | 1689.089
-18.765 | 209.604 | -18.891 | 1753.018
-18.638 | 214.662 | -18.765 | 1818.174
-18.512 | 219.605 | -18.638 | 1890.983
-18.385 | 225.212 | -18.512 | 1970.712
-18.257 | 231.014 | -18.385 | 2047.553
-18.13 | 234.842 | -18.257 | 2122.273
-18.003 | 241.187 | -18.13 | 2204.452
-17.875 | 247.261 | -18.003 | 2286.447
-17.747 | 254.664 | -17.875 | 2368.876
-17.619 | 262.559 | -17.747 | 2452.047
-17.491 | 269.474 | -17.619 | 2551.178
-17.362 | 273.673 | -17.491 | 2650.309
-17.234 | 279.717 | -17.362 | 2751.215
-17.105 | 285.799 | -17.234 | 2852.759
-16.976 | 292.648 | -17.105 | 2955.214
-16.847 | 301.048 | -16.976 | 3047.707
-16.718 | 309.96 | -16.847 | 3148.455
-16.588 | 317.421 | -16.718 | 3257.017
-16.459 | 327.927 | -16.588 | 3373.44
-16.329 | 339.627 | -16.459 | 3492.168
-16.199 | 351.074 | -16.329 | 3617.308
-16.069 | 361.91 | -16.199 | 3743.788
-15.938 | 372.14 | -16.069 | 3871.034
-15.808 | 382.155 | -15.938 | 3994.653
-15.677 | 391.897 | -15.808 | 4110.854
-15.546 | 402.764 | -15.677 | 4230.876
-15.415 | 413.506 | -15.546 | 4348.196
-15.284 | 426.194 | -15.415 | 4474.753
-15.153 | 439.874 | -15.284 | 4602.332
-15.021 | 454.216 | -15.153 | 4735.362
-14.89 | 468.686 | -15.021 | 4866.682
-14.758 | 485.841 | -14.89 | 4996.424
-14.626 | 501.678 | -14.758 | 5125.336
-14.494 | 516.059 | -14.626 | 5258.561
-14.361 | 530.628 | -14.494 | 5398.041
-14.229 | 547.515 | -14.361 | 5539.57
-14.096 | 564.291 | -14.229 | 5682.5
-13.964 | 581.625 | -14.096 | 5819.726
-13.831 | 599.052 | -13.964 | 5960.787
-13.698 | 617.354 | -13.831 | 6100.331
-13.564 | 639.505 | -13.698 | 6241.123
-13.431 | 658.529 | -13.564 | 6367.488
-13.297 | 680.208 | -13.431 | 6491.284
-13.164 | 704.097 | -13.297 | 6624.289
-13.03 | 729.756 | -13.164 | 6748.968
-12.896 | 755.226 | -13.03 | 6879.244
-12.762 | 785.322 | -12.896 | 7006.662
-12.628 | 815.131 | -12.762 | 7138.03
-12.493 | 842.574 | -12.628 | 7270.302
-12.359 | 868.802 | -12.493 | 7405.48
-12.224 | 900.596 | -12.359 | 7539.964
-12.089 | 932.959 | -12.224 | 7673.452
-11.954 | 967.79 | -12.089 | 7805.584
-11.819 | 1002.644 | -11.954 | 7933.563
-11.684 | 1039.926 | -11.819 | 8046.338
-11.549 | 1076.746 | -11.684 | 8159.257
-11.413 | 1116.86 | -11.549 | 8257.75
-11.278 | 1163.213 | -11.413 | 8368.766
-11.142 | 1212.123 | -11.278 | 8485.723
-11.006 | 1262.346 | -11.142 | 8599.291
-10.87 | 1310.345 | -11.006 | 8706.202
-10.734 | 1362.181 | -10.87 | 8806.435
-10.598 | 1417.702 | -10.734 | 8888.956
-10.461 | 1474.101 | -10.598 | 8964.698
-10.325 | 1534.754 | -10.461 | 9043.888
-10.188 | 1594.853 | -10.325 | 9127.746
-10.052 | 1656.659 | -10.188 | 9221.803
-9.915 | 1721.251 | -10.052 | 9311.246
-9.778 | 1787.65 | -9.915 | 9385.37
-9.641 | 1861.343 | -9.778 | 9460.588
-9.504 | 1939.15 | -9.641 | 9527.389
-9.366 | 2016.882 | -9.504 | 9604.004
-9.229 | 2102.749 | -9.366 | 9678.81
-9.092 | 2186.792 | -9.229 | 9745.852
-8.954 | 2273.543 | -9.092 | 9799.339
-8.816 | 2368.859 | -8.954 | 9849.767
-8.679 | 2474.561 | -8.816 | 9899.932
-8.541 | 2578.036 | -8.679 | 9947.994
-8.403 | 2683.33 | -8.541 | 9991.986
-8.265 | 2786.03 | -8.403 | 10033.708
-8.126 | 2892.996 | -8.265 | 10078.762
-7.988 | 3006.872 | -8.126 | 10124.157
-7.85 | 3128.136 | -7.988 | 10161.003
-7.711 | 3255.651 | -7.85 | 10200.124
-7.573 | 3387.087 | -7.711 | 10226.199
-7.434 | 3523.939 | -7.573 | 10263.899
-7.295 | 3655.09 | -7.434 | 10310.659
-7.156 | 3790.926 | -7.295 | 10340.103
-7.018 | 3927.256 | -7.156 | 10358.43
-6.879 | 4070.222 | -7.018 | 10377.111
-6.739 | 4213.764 | -6.879 | 10375.27
-6.6 | 4366.48 | -6.739 | 10379.354
-6.461 | 4528.138 | -6.6 | 10409.435
-6.322 | 4698.156 | -6.461 | 10433.6
-6.182 | 4862.841 | -6.322 | 10449.729
-6.043 | 5020.675 | -6.182 | 10463.088
-5.903 | 5182.994 | -6.043 | 10470.362
-5.764 | 5344.644 | -5.903 | 10474.78
-5.624 | 5516.255 | -5.764 | 10486.625
-5.484 | 5696.171 | -5.624 | 10495.828
-5.345 | 5872.971 | -5.484 | 10516.404
-5.205 | 6052.563 | -5.345 | 10522.892
-5.065 | 6231.213 | -5.205 | 10512.256
-4.925 | 6411.835 | -5.065 | 10509.692
-4.785 | 6593.817 | -4.925 | 10518.301
-4.645 | 6785.081 | -4.785 | 10528.371
-4.505 | 6978.033 | -4.645 | 10517.683
-4.364 | 7167.56 | -4.505 | 10513.789
-4.224 | 7346.581 | -4.364 | 10494.404
-4.084 | 7532.98 | -4.224 | 10483.77
-3.943 | 7712.011 | -4.084 | 10482.354
-3.803 | 7894.607 | -3.943 | 10484.924
-3.662 | 8081.068 | -3.803 | 10495.378
-3.522 | 8263.595 | -3.662 | 10520.497
-3.381 | 8427.062 | -3.522 | 10529.426
-3.241 | 8589.629 | -3.381 | 10536.264
-3.1 | 8744.048 | -3.241 | 10542.937
-2.96 | 8894.578 | -3.1 | 10537.09
-2.819 | 9052.486 | -2.96 | 10529.942
-2.678 | 9201.726 | -2.819 | 10538.64
-2.537 | 9350.601 | -2.678 | 10548.667
-2.397 | 9489.958 | -2.537 | 10554.559
-2.256 | 9606.284 | -2.397 | 10558.853
-2.115 | 9714.33 | -2.256 | 10570.577
-1.974 | 9819.724 | -2.115 | 10577.213
-1.833 | 9929.206 | -1.974 | 10581.614
-1.692 | 10034.028 | -1.833 | 10570.026
-1.551 | 10110.314 | -1.692 | 10563.982
-1.41 | 10198.878 | -1.551 | 10552.253
-1.269 | 10262.39 | -1.41 | 10565.796
-1.128 | 10343.373 | -1.269 | 10556.288
-0.987 | 10402.06 | -1.128 | 10556.306
-0.846 | 10454.037 | -0.987 | 10554.92
-0.705 | 10453.789 | -0.846 | 10562.789
-0.564 | 10481.392 | -0.705 | 10565.666
-0.423 | 10525.23 | -0.564 | 10597.006
-0.282 | 10553.101 | -0.423 | 10605.924
-0.141 | 10589.105 | -0.282 | 10611.074
0 | 10612.23 | -0.141 | 10603.293
0.141 | 10606.189 | 0 | 10612.23
0.282 | 10566.943 | 0.141 | 10593.383
0.423 | 10540.243 | 0.282 | 10596.169
0.564 | 10520.267 | 0.423 | 10585.226
0.705 | 10512.093 | 0.564 | 10585.076
0.846 | 10482.899 | 0.705 | 10602.364
0.987 | 10434.567 | 0.846 | 10625.297
1.128 | 10386.597 | 0.987 | 10640.613
1.269 | 10326.519 | 1.128 | 10650.996
1.41 | 10253.738 | 1.269 | 10647.936
1.551 | 10178.509 | 1.41 | 10636.106
1.692 | 10105.643 | 1.551 | 10620.262
1.833 | 10027.207 | 1.692 | 10627.616
1.974 | 9929.885 | 1.833 | 10646.34
2.115 | 9814.004 | 1.974 | 10633.062
2.256 | 9691.819 | 2.115 | 10615.496
2.397 | 9565.982 | 2.256 | 10620.374
2.537 | 9441.598 | 2.397 | 10616.71
2.678 | 9312.665 | 2.537 | 10604.015
2.819 | 9172.291 | 2.678 | 10590.409
2.96 | 9032.486 | 2.819 | 10583.864
3.1 | 8890.228 | 2.96 | 10590.334
3.241 | 8739.553 | 3.1 | 10605.831
3.381 | 8593.929 | 3.241 | 10592.885
3.522 | 8451.698 | 3.381 | 10592.857
3.662 | 8297.405 | 3.522 | 10578.322
3.803 | 8135.894 | 3.662 | 10568.854
3.943 | 7966.502 | 3.803 | 10570.904
4.084 | 7799.515 | 3.943 | 10592.168
4.224 | 7632.438 | 4.084 | 10584.835
4.364 | 7468.368 | 4.224 | 10575.216
4.505 | 7302.583 | 4.364 | 10579.978
4.645 | 7141.993 | 4.505 | 10579.46
4.785 | 6971.241 | 4.645 | 10571.802
4.925 | 6795.969 | 4.785 | 10581.905
5.065 | 6616.696 | 4.925 | 10590.486
5.205 | 6438.972 | 5.065 | 10597.568
5.345 | 6268.874 | 5.205 | 10592.523
5.484 | 6106.948 | 5.345 | 10592.285
5.624 | 5939.535 | 5.484 | 10569.333
5.764 | 5767.424 | 5.624 | 10548.769
5.903 | 5594.212 | 5.764 | 10532.941
6.043 | 5421.131 | 5.903 | 10512.816
6.182 | 5245.576 | 6.043 | 10483.114
6.322 | 5071.212 | 6.182 | 10457.167
6.461 | 4905.372 | 6.322 | 10446.374
6.6 | 4741.752 | 6.461 | 10429.971
6.739 | 4581.652 | 6.6 | 10403.852
6.879 | 4422.357 | 6.739 | 10370.05
7.018 | 4274.65 | 6.879 | 10340.355
7.156 | 4136.812 | 7.018 | 10311.241
7.295 | 3999.933 | 7.156 | 10283.742
7.434 | 3866.136 | 7.295 | 10264.694
7.573 | 3727.239 | 7.434 | 10244.498
7.711 | 3593.649 | 7.573 | 10203.43
7.85 | 3459.609 | 7.711 | 10166.681
7.988 | 3335.589 | 7.85 | 10145.602
8.126 | 3215.587 | 7.988 | 10115.509
8.265 | 3095.087 | 8.126 | 10084.531
8.403 | 2977.923 | 8.265 | 10055.79
8.541 | 2861.325 | 8.403 | 10017.133
8.679 | 2750.184 | 8.541 | 9969.486
8.816 | 2641.457 | 8.679 | 9923.077
8.954 | 2535.561 | 8.816 | 9873.969
9.092 | 2435.037 | 8.954 | 9817.821
9.229 | 2342.966 | 9.092 | 9772.351
9.366 | 2256.635 | 9.229 | 9710.932
9.504 | 2173.956 | 9.366 | 9635.91
9.641 | 2090.722 | 9.504 | 9565.705
9.778 | 2013.674 | 9.641 | 9508.591
9.915 | 1940.691 | 9.778 | 9444.765
10.052 | 1867.581 | 9.915 | 9361.967
10.188 | 1794.398 | 10.052 | 9280.8
10.325 | 1726.409 | 10.188 | 9200.82
10.461 | 1655.978 | 10.325 | 9105.006
10.598 | 1589.778 | 10.461 | 9014.861
10.734 | 1528.522 | 10.598 | 8920.133
10.87 | 1469.114 | 10.734 | 8829.849
11.006 | 1413.328 | 10.87 | 8737.373
11.142 | 1361.824 | 11.006 | 8630.781
11.278 | 1312.759 | 11.142 | 8498.083
11.413 | 1267.325 | 11.278 | 8381.866
11.549 | 1224.885 | 11.413 | 8265.805
11.684 | 1177.219 | 11.549 | 8160.94
11.819 | 1132.971 | 11.684 | 8054.583
11.954 | 1089.204 | 11.819 | 7957.488
12.089 | 1046.826 | 11.954 | 7838.254
12.224 | 1008.745 | 12.089 | 7716.724
12.359 | 977.459 | 12.224 | 7575.435
12.493 | 946.004 | 12.359 | 7450.861
12.628 | 915.093 | 12.493 | 7323.032
12.762 | 886.129 | 12.628 | 7199.134
12.896 | 857.887 | 12.762 | 7072.19
13.03 | 827.612 | 12.896 | 6950.958
13.164 | 797.681 | 13.03 | 6829.828
13.297 | 769.882 | 13.164 | 6689.37
13.431 | 745.609 | 13.297 | 6550.671
13.564 | 722.48 | 13.431 | 6406.629
13.698 | 701.686 | 13.564 | 6271.18
13.831 | 681.758 | 13.698 | 6117.45
13.964 | 661.16 | 13.831 | 5960.282
14.096 | 640.877 | 13.964 | 5806.021
14.229 | 623.069 | 14.096 | 5668.272
14.361 | 606.462 | 14.229 | 5530.606
14.494 | 590.037 | 14.361 | 5393.105
14.626 | 572.886 | 14.494 | 5263.054
14.758 | 556.766 | 14.626 | 5128.082
14.89 | 539.211 | 14.758 | 4990.772
15.021 | 520.212 | 14.89 | 4858.17
15.153 | 501.975 | 15.021 | 4720.329
15.284 | 487.642 | 15.153 | 4584.099
15.415 | 475.988 | 15.284 | 4451.732
15.546 | 463.939 | 15.415 | 4322.476
15.677 | 451.701 | 15.546 | 4194.678
15.808 | 439.33 | 15.677 | 4064.83
15.938 | 428.201 | 15.808 | 3939.387
16.069 | 415.596 | 15.938 | 3811.676
16.199 | 401.926 | 16.069 | 3689.735
16.329 | 390.4 | 16.199 | 3565.161
16.459 | 382.537 | 16.329 | 3443.857
16.588 | 373.982 | 16.459 | 3323.701
16.718 | 365.093 | 16.588 | 3207.531
16.847 | 356.869 | 16.718 | 3098.726
16.976 | 347.856 | 16.847 | 2996.598
17.105 | 337.926 | 16.976 | 2892.562
17.234 | 329.116 | 17.105 | 2790.131
17.362 | 320.823 | 17.234 | 2691.753
17.491 | 312.743 | 17.362 | 2590.818
17.619 | 304.57 | 17.491 | 2490.339
17.747 | 295.596 | 17.619 | 2394.919
17.875 | 288.251 | 17.747 | 2302.342
18.003 | 281.432 | 17.875 | 2212.161
18.13 | 275.112 | 18.003 | 2124.42
18.257 | 270.721 | 18.13 | 2039.627
18.385 | 266.592 | 18.257 | 1957.955
18.512 | 263.165 | 18.385 | 1883.09
18.638 | 258.849 | 18.512 | 1810.09
18.765 | 253.453 | 18.638 | 1739.277
18.891 | 246.308 | 18.765 | 1668.193
19.017 | 238.976 | 18.891 | 1604.58
19.143 | 233.22 | 19.017 | 1542.767
19.269 | 227.407 | 19.143 | 1482.92
19.395 | 223.405 | 19.269 | 1426.506
19.52 | 221.259 | 19.395 | 1370
19.645 | 218.436 | 19.52 | 1314.258
19.77 | 216.111 | 19.645 | 1264.149
19.895 | 213.714 | 19.77 | 1216.077
20.02 | 208.936 | 19.895 | 1167.884
20.144 | 203.911 | 20.02 | 1122.128
20.268 | 199.573 | 20.144 | 1081.363
20.392 | 195.924 | 20.268 | 1038.672
20.516 | 193.261 | 20.392 | 1001.686
20.64 | 190.457 | 20.516 | 966.824
20.763 | 187.251 | 20.64 | 929.659
20.887 | 184.681 | 20.763 | 893.617
21.01 | 182.427 | 20.887 | 861.64
21.132 | 179.736 | 21.01 | 829.052
21.255 | 178.084 | 21.132 | 796.962
21.378 | 177.312 | 21.255 | 769.377
21.5 | 176.01 | 21.378 | 744.422
21.622 | 173.314 | 21.5 | 719.94
21.744 | 171.267 | 21.622 | 695.04
21.865 | 168.48 | 21.744 | 670.747
21.987 | 165.046 | 21.865 | 647.862
22.108 | 162.197 | 21.987 | 625.962
22.229 | 160.171 | 22.108 | 607.595
22.349 | 157.463 | 22.229 | 589.436
22.47 | 155.147 | 22.349 | 572.496
22.59 | 152.717 | 22.47 | 557.39
22.71 | 150.039 | 22.59 | 541.7
22.83 | 148.398 | 22.71 | 525.118
22.95 | 147.192 | 22.83 | 510.011
23.07 | 145.776 | 22.95 | 495.337
23.189 | 144.421 | 23.07 | 479.802
23.308 | 142.682 | 23.189 | 465.041
23.427 | 140.762 | 23.308 | 452.809
23.546 | 139.556 | 23.427 | 440.237
23.664 | 137.514 | 23.546 | 427.048
23.782 | 134.838 | 23.664 | 416.243
23.9 | 132.46 | 23.782 | 403.439
24.018 | 130.418 | 23.9 | 393.695
24.136 | 128.121 | 24.018 | 381.981
24.253 | 127.248 | 24.136 | 370.868
24.37 | 127.601 | 24.253 | 358.888
24.487 | 127.956 | 24.37 | 350.323
24.604 | 129.551 | 24.487 | 341.675
24.72 | 131.403 | 24.604 | 333.227
24.836 | 130.813 | 24.72 | 325.087
24.953 | 128.295 | 24.836 | 318.289
25.068 | 125.584 | 24.953 | 312.379
25.184 | 122.93 | 25.068 | 303.183
25.299 | 119.686 | 25.184 | 296.839
25.415 | 118.658 | 25.299 | 292.545
25.53 | 119.397 | 25.415 | 288.803
25.644 | 119.233 | 25.53 | 280.557
25.759 | 117.395 | 25.644 | 275.055
25.873 | 114.672 | 25.759 | 268.722
25.987 | 113.323 | 25.873 | 262.827
26.101 | 111.232 | 25.987 | 257.446
26.215 | 108.909 | 26.101 | 251.667
26.328 | 108.011 | 26.215 | 247.878
26.441 | 108.477 | 26.328 | 242.148
26.554 | 107.906 | 26.441 | 237.161
26.667 | 107.407 | 26.554 | 234.113
26.78 | 106.905 | 26.667 | 229.482
26.892 | 106.249 | 26.78 | 227.737
27.004 | 105.74 | 26.892 | 225.007
27.116 | 105.68 | 27.004 | 221.51
27.228 | 105.96 | 27.116 | 216.899
27.339 | 104.726 | 27.228 | 213.243
27.45 | 102.115 | 27.339 | 208.049
27.561 | 99.297 | 27.45 | 201.872
27.672 | 97.304 | 27.561 | 195.239
27.782 | 96.296 | 27.672 | 190.63
27.893 | 96.475 | 27.782 | 188.334
28.003 | 97.542 | 27.893 | 185.792
28.113 | 98.113 | 28.003 | 183.466
28.222 | 98.803 | 28.113 | 181.474
28.332 | 98.563 | 28.222 | 178.381
28.441 | 97.148 | 28.332 | 172.894
28.55 | 95.058 | 28.441 | 168.895
28.658 | 93.27 | 28.55 | 166.283
28.767 | 92.89 | 28.658 | 165.306
28.875 | 93.378 | 28.767 | 164.401
28.983 | 94.544 | 28.875 | 160.76
29.091 | 93.686 | 28.983 | 157.057
29.199 | 91.424 | 29.091 | 152.135
29.306 | 89.469 | 29.199 | 149.139
29.413 | 87.782 | 29.306 | 145.001
29.52 | 85.077 | 29.413 | 143.973
29.627 | 81.949 | 29.52 | 143.098
29.733 | 81.561 | 29.627 | 142.865
29.84 | 83.286 | 29.733 | 140.723
29.946 | 85.39 | 29.84 | 139.625
30.051 | 86.606 | 29.946 | 138.233
30.157 | 87.089 | 30.051 | 136.054
30.262 | 86.38 | 30.157 | 132.792
30.367 | 84.259 | 30.262 | 129.714
30.472 | 83.411 | 30.367 | 127.94
30.577 | 83.39 | 30.472 | 127.025
30.681 | 82.908 | 30.577 | 125.854
30.786 | 82.046 | 30.681 | 125.427
30.89 | 81.851 | 30.786 | 125.081
30.993 | 81.907 | 30.89 | 123.722
30.993 | 81.907 | 30.89 | 123.722
31.097 | 81.455 | 30.993 | 124.084
31.2 | 81.298 | 31.097 | 123.051
31.303 | 80.627 | 31.2 | 123.921
31.406 | 79.568 | 31.303 | 123.433
31.509 | 78.972 | 31.406 | 122.001
31.611 | 79.061 | 31.509 | 117.687
31.714 | 76.948 | 31.611 | 114.72
31.815 | 73.696 | 31.714 | 112.682
31.917 | 72.29 | 31.815 | 95.865
32.019 | 72.225 | 31.917 | 69.379
32.12 | 72.042 | 32.019 | 50.598

## Vivid H50 (hidden)
Selador | Lamp |  | Wattage
Vivid | Lumileds K2 |  | 122 |  | Note: Owing to the variability of LEDs, output data and color matches should be viewed as approximate
Note: All data taken with room temperature fixture
| Beam Angle | Field Angle
Horizontal | 58.7 | 72.3
| Accessory Lens | Candela | Field Lumens | Beam Lumens | Lens Efficiency | Efficacy
| H50 | 6450 | 1080 | 570 | 96% | 8.8525
| For Field diameter at any distance, multiply distance by |  |  |  | 1.4611
| For Beam diameter at any distance, multiply distance by |  |  |  | 1.1246
| Throw Distance (ft) | 10 | 15 | 20 | 25
| Throw Distance (m) | 3.048 | 4.572 | 6.096 | 7.62
| Field Diameter (ft) | 14.611 | 21.9165 | 29.222 | 36.5275
| Field Diameter (m) | 4.4534 | 6.6802 | 8.9069 | 11.1336
| Illuminance (fc) | 64.5 | 28.6667 | 16.125 | 10.32
| Illuminance (lux) | 694.2715 | 308.5651 | 173.5679 | 111.0834
Test Distance | Iso-Illuminance Diagram grid lines
61 | 10 | 20 | 30 | 40
| 0.16393 | 0.32787 | 0.4918 | 0.65574
| Beam Angle | Field Angle
Vertical | 10 | 21.9
| For Field diameter at any distance, multiply distance by |  |  |  | 0.38695
| For Beam diameter at any distance, multiply distance by |  |  |  | 0.17498
| Throw Distance (ft) | 10 | 15 | 20 | 25
| Throw Distance (m) | 3.048 | 4.572 | 6.096 | 7.62
| Field Diameter (ft) | 3.8695 | 5.8042 | 7.739 | 9.6737
| Field Diameter (m) | 1.1794 | 1.7691 | 2.3588 | 2.9486
| Illuminance (fc) | 64.5 | 28.6667 | 16.125 | 10.32
| Illuminance (lux) | 694.2715 | 308.5651 | 173.5679 | 111.0834
| X |  | Y
-36.538 | 0 | -36.646 | 38.886
-36.431 | 0 | -36.538 | 39.463
-36.323 | 0 | -36.431 | 39.47
-36.214 | 109.477 | -36.323 | 38.322
-36.106 | 299.625 | -36.214 | 37.981
-35.997 | 494.895 | -36.106 | 39.053
-35.888 | 697.62 | -35.997 | 38.639
-35.778 | 830.487 | -35.888 | 39.089
-35.669 | 861.206 | -35.778 | 39.499
-35.559 | 891.946 | -35.669 | 39.479
-35.448 | 922.881 | -35.559 | 37.722
-35.338 | 950.18 | -35.448 | 39.084
-35.227 | 982.737 | -35.338 | 39.24
-35.116 | 1015.331 | -35.227 | 39.219
-35.004 | 1046.501 | -35.116 | 38.814
-34.892 | 1078.167 | -35.004 | 40.355
-34.78 | 1116.411 | -34.892 | 40.467
-34.667 | 1156.526 | -34.78 | 40.13
-34.555 | 1195.382 | -34.667 | 40.755
-34.442 | 1235.508 | -34.555 | 41.306
-34.328 | 1278.851 | -34.442 | 41.546
-34.215 | 1319.302 | -34.328 | 41.547
-34.101 | 1360.42 | -34.215 | 42.424
-33.986 | 1404.606 | -34.101 | 42.253
-33.872 | 1449.322 | -33.986 | 42.417
-33.757 | 1494.295 | -33.872 | 41.846
-33.641 | 1542.66 | -33.757 | 41.512
-33.526 | 1587.201 | -33.641 | 41.543
-33.41 | 1630.486 | -33.526 | 41.739
-33.294 | 1677.329 | -33.41 | 42.752
-33.177 | 1729.703 | -33.294 | 43.855
-33.061 | 1778.568 | -33.177 | 45.371
-32.943 | 1829.836 | -33.061 | 46.648
-32.826 | 1878.337 | -32.943 | 47.657
-32.708 | 1925.638 | -32.826 | 47.757
-32.59 | 1972.549 | -32.708 | 46.96
-32.472 | 2026.221 | -32.59 | 46.583
-32.353 | 2075.279 | -32.472 | 46.685
-32.234 | 2128.41 | -32.353 | 45.742
-32.115 | 2173.952 | -32.234 | 46.476
-31.995 | 2226.563 | -32.115 | 49.369
-31.876 | 2282.982 | -31.995 | 50.708
-31.755 | 2338.728 | -31.876 | 51.413
-31.635 | 2393.684 | -31.755 | 53.291
-31.514 | 2450.167 | -31.635 | 53.238
-31.393 | 2499.483 | -31.514 | 52.447
-31.271 | 2545.713 | -31.393 | 53.102
-31.15 | 2593.275 | -31.271 | 53.538
-31.027 | 2638.303 | -31.15 | 53.514
-30.905 | 2687.951 | -31.027 | 53.884
-30.782 | 2742.707 | -30.905 | 55.187
-30.659 | 2799.066 | -30.782 | 55.096
-30.536 | 2856.532 | -30.659 | 55.604
-30.412 | 2911.88 | -30.536 | 55.184
-30.288 | 2958.027 | -30.412 | 54.468
-30.164 | 3006.907 | -30.288 | 54.943
-30.039 | 3053.081 | -30.164 | 56.741
-29.914 | 3103.93 | -30.039 | 58.291
-29.789 | 3149.482 | -29.914 | 60.033
-29.664 | 3199.707 | -29.789 | 60.625
-29.538 | 3246.444 | -29.664 | 61.037
-29.412 | 3288.897 | -29.538 | 60.577
-29.285 | 3334.24 | -29.412 | 60.351
-29.158 | 3377.316 | -29.285 | 61.076
-29.031 | 3427.28 | -29.158 | 60.534
-28.904 | 3477.318 | -29.031 | 59.911
-28.776 | 3523.635 | -28.904 | 59.832
-28.648 | 3567.374 | -28.776 | 60.094
-28.519 | 3613.002 | -28.648 | 61.171
-28.391 | 3653.191 | -28.519 | 63
-28.262 | 3693.218 | -28.391 | 62.77
-28.132 | 3732.891 | -28.262 | 63.212
-28.003 | 3764.178 | -28.132 | 63.233
-27.873 | 3792.5 | -28.003 | 64.251
-27.743 | 3830.266 | -27.873 | 64.241
-27.612 | 3868.442 | -27.743 | 64.698
-27.481 | 3900.385 | -27.612 | 64.795
-27.35 | 3940.396 | -27.481 | 65.219
-27.218 | 3975.726 | -27.35 | 65.45
-27.087 | 4004.561 | -27.218 | 65.055
-26.954 | 4027.778 | -27.087 | 65.798
-26.822 | 4056.383 | -26.954 | 66.32
-26.689 | 4080.376 | -26.822 | 67.215
-26.556 | 4104.2 | -26.689 | 67.06
-26.423 | 4126.982 | -26.556 | 67.306
-26.289 | 4150.534 | -26.423 | 68.054
-26.155 | 4176.535 | -26.289 | 68.718
-26.021 | 4203.727 | -26.155 | 68.877
-25.886 | 4225.734 | -26.021 | 69.901
-25.751 | 4253.988 | -25.886 | 71.364
-25.616 | 4280.053 | -25.751 | 71.669
-25.481 | 4292.441 | -25.616 | 71.737
-25.345 | 4301.316 | -25.481 | 72.272
-25.209 | 4319.769 | -25.345 | 72.545
-25.072 | 4337.362 | -25.209 | 72.713
-24.935 | 4354.541 | -25.072 | 72.675
-24.798 | 4377.758 | -24.935 | 72.868
-24.661 | 4401.799 | -24.798 | 74.206
-24.523 | 4416.399 | -24.661 | 75.231
-24.385 | 4436.116 | -24.523 | 75.515
-24.247 | 4449.05 | -24.385 | 76.252
-24.109 | 4462.793 | -24.247 | 77.764
-23.97 | 4477.687 | -24.109 | 79.116
-23.831 | 4496.289 | -23.97 | 80.285
-23.691 | 4508.306 | -23.831 | 80.873
-23.551 | 4522.964 | -23.691 | 81.557
-23.411 | 4536.684 | -23.551 | 83.401
-23.271 | 4555.773 | -23.411 | 85.282
-23.13 | 4574.47 | -23.271 | 86.094
-22.989 | 4585.591 | -23.13 | 87.049
-22.848 | 4600.078 | -22.989 | 87.461
-22.707 | 4613.745 | -22.848 | 87.285
-22.565 | 4633.287 | -22.707 | 87.475
-22.423 | 4649.185 | -22.565 | 88.561
-22.28 | 4668.431 | -22.423 | 90.244
-22.137 | 4697.595 | -22.28 | 92.254
-21.994 | 4721.706 | -22.137 | 93.317
-21.851 | 4737.355 | -21.994 | 94.781
-21.708 | 4742.432 | -21.851 | 95.544
-21.564 | 4757.895 | -21.708 | 96.019
-21.42 | 4778.193 | -21.564 | 97.178
-21.275 | 4805.688 | -21.42 | 98.119
-21.13 | 4820.11 | -21.275 | 99.314
-20.985 | 4841.818 | -21.13 | 101.749
-20.84 | 4866.662 | -20.985 | 104.216
-20.695 | 4892.101 | -20.84 | 105.876
-20.549 | 4909.142 | -20.695 | 108.692
-20.403 | 4927.193 | -20.549 | 111.934
-20.256 | 4951.004 | -20.403 | 113.282
-20.11 | 4977.973 | -20.256 | 114.647
-19.963 | 4999.989 | -20.11 | 116.189
-19.815 | 5024.883 | -19.963 | 117.816
-19.668 | 5040.666 | -19.815 | 119.045
-19.52 | 5059.623 | -19.668 | 121.616
-19.372 | 5079.025 | -19.52 | 123.195
-19.224 | 5105.554 | -19.372 | 124.902
-19.075 | 5127.542 | -19.224 | 127.44
-18.926 | 5143.427 | -19.075 | 131.185
-18.777 | 5161.103 | -18.926 | 134.619
-18.628 | 5188.311 | -18.777 | 138.44
-18.478 | 5214.159 | -18.628 | 143.004
-18.328 | 5236.9 | -18.478 | 146.227
-18.178 | 5261.116 | -18.328 | 149.458
-18.028 | 5280.657 | -18.178 | 152.317
-17.877 | 5299.098 | -18.028 | 155.385
-17.726 | 5313.693 | -17.877 | 158.329
-17.575 | 5334.178 | -17.726 | 163.113
-17.424 | 5349.182 | -17.575 | 168.162
-17.272 | 5361.989 | -17.424 | 173.889
-17.12 | 5377.009 | -17.272 | 179.919
-16.968 | 5402.029 | -17.12 | 186.162
-16.815 | 5423.651 | -16.968 | 191.897
-16.663 | 5437.651 | -16.815 | 199.086
-16.51 | 5452.502 | -16.663 | 205.874
-16.357 | 5473.964 | -16.51 | 213.108
-16.203 | 5498.804 | -16.357 | 219.555
-16.049 | 5517.699 | -16.203 | 227.397
-15.896 | 5545.91 | -16.049 | 234.689
-15.741 | 5565.454 | -15.896 | 241.115
-15.587 | 5582.516 | -15.741 | 247.922
-15.432 | 5597.925 | -15.587 | 255.448
-15.278 | 5617.428 | -15.432 | 263.626
-15.123 | 5634.324 | -15.278 | 271.728
-14.967 | 5661.555 | -15.123 | 279.417
-14.812 | 5691.459 | -14.967 | 287.564
-14.656 | 5721.05 | -14.812 | 298.296
-14.5 | 5742.832 | -14.656 | 309.093
-14.344 | 5771.809 | -14.5 | 320.206
-14.188 | 5800.257 | -14.344 | 328.823
-14.031 | 5821.834 | -14.188 | 340.277
-13.874 | 5835.001 | -14.031 | 350.582
-13.717 | 5855.451 | -13.874 | 361.56
-13.56 | 5873.408 | -13.717 | 375.307
-13.403 | 5900.263 | -13.56 | 388.445
-13.245 | 5926.247 | -13.403 | 399.839
-13.087 | 5946.829 | -13.245 | 413.78
-12.929 | 5960.022 | -13.087 | 426.952
-12.771 | 5969.757 | -12.929 | 440.761
-12.612 | 5982.478 | -12.771 | 457.012
-12.454 | 5997.822 | -12.612 | 474.689
-12.295 | 6009.029 | -12.454 | 488.642
-12.136 | 6019.471 | -12.295 | 504.966
-11.976 | 6028.298 | -12.136 | 521.832
-11.817 | 6040.727 | -11.976 | 540.582
-11.657 | 6056.902 | -11.817 | 559.806
-11.498 | 6061.223 | -11.657 | 578.485
-11.338 | 6066.678 | -11.498 | 599.666
-11.178 | 6075.647 | -11.338 | 619.491
-11.017 | 6079.969 | -11.178 | 639.584
-10.857 | 6084.88 | -11.017 | 662.972
-10.696 | 6089.918 | -10.857 | 687.665
-10.535 | 6093.899 | -10.696 | 714.985
-10.374 | 6095.687 | -10.535 | 743.398
-10.213 | 6101.876 | -10.374 | 773.76
-10.052 | 6115.563 | -10.213 | 804.765
-9.89 | 6128.838 | -10.052 | 832.696
-9.729 | 6133.14 | -9.89 | 865.008
-9.567 | 6137.936 | -9.729 | 899.594
-9.405 | 6148.211 | -9.567 | 937.817
-9.243 | 6161.107 | -9.405 | 977.004
-9.08 | 6173.031 | -9.243 | 1018.621
-8.918 | 6184.818 | -9.08 | 1063.412
-8.755 | 6189.478 | -8.918 | 1110.478
-8.593 | 6197.004 | -8.755 | 1156.712
-8.43 | 6202.025 | -8.593 | 1207.408
-8.267 | 6211.875 | -8.43 | 1262.51
-8.104 | 6223.842 | -8.267 | 1320.395
-7.94 | 6240.65 | -8.104 | 1380.759
-7.777 | 6248.441 | -7.94 | 1446.268
-7.614 | 6254.534 | -7.777 | 1513.536
-7.45 | 6265.977 | -7.614 | 1583.188
-7.286 | 6275.369 | -7.45 | 1655.317
-7.122 | 6283.595 | -7.286 | 1736.038
-6.958 | 6296.394 | -7.122 | 1818.495
-6.794 | 6305.884 | -6.958 | 1908.402
-6.63 | 6317.972 | -6.794 | 2003.424
-6.466 | 6336.655 | -6.63 | 2103.065
-6.301 | 6343.663 | -6.466 | 2200.788
-6.137 | 6351.175 | -6.301 | 2305.44
-5.972 | 6355.974 | -6.137 | 2412.45
-5.807 | 6364.207 | -5.972 | 2526.937
-5.642 | 6364.972 | -5.807 | 2646.506
-5.478 | 6372.229 | -5.642 | 2768.289
-5.313 | 6378.332 | -5.478 | 2887.901
-5.147 | 6385.583 | -5.313 | 3011.711
-4.982 | 6382.503 | -5.147 | 3139.275
-4.817 | 6385.306 | -4.982 | 3264.594
-4.652 | 6381.229 | -4.817 | 3393.792
-4.486 | 6388.265 | -4.652 | 3527.334
-4.321 | 6398.679 | -4.486 | 3674.341
-4.155 | 6412.695 | -4.321 | 3827.683
-3.989 | 6415.979 | -4.155 | 3972.305
-3.824 | 6426.192 | -3.989 | 4122.434
-3.658 | 6431.296 | -3.824 | 4264.86
-3.492 | 6436.303 | -3.658 | 4407.476
-3.326 | 6454.574 | -3.492 | 4546.763
-3.16 | 6453.638 | -3.326 | 4691.995
-2.994 | 6457.363 | -3.16 | 4827.906
-2.828 | 6462.184 | -2.994 | 4967.253
-2.662 | 6464.904 | -2.828 | 5099.496
-2.496 | 6458.24 | -2.662 | 5230.681
-2.33 | 6462.698 | -2.496 | 5361.26
-2.163 | 6463.893 | -2.33 | 5483.539
-1.997 | 6463.989 | -2.163 | 5588.593
-1.831 | 6453.495 | -1.997 | 5694.539
-1.664 | 6446.376 | -1.831 | 5792.887
-1.498 | 6438.565 | -1.664 | 5878.15
-1.332 | 6439.317 | -1.498 | 5954.355
-1.165 | 6431.893 | -1.332 | 6038.539
-0.999 | 6417.517 | -1.165 | 6113.701
-0.832 | 6391.729 | -0.999 | 6184.622
-0.666 | 6378.412 | -0.832 | 6246.54
-0.499 | 6373.059 | -0.666 | 6302.65
-0.333 | 6369.642 | -0.499 | 6332.073
-0.166 | 6363.736 | -0.333 | 6356.521
0 | 6367.527 | -0.166 | 6361.791
0.166 | 6368.046 | 0 | 6367.527
0.333 | 6369.375 | 0.166 | 6363.336
0.499 | 6365.659 | 0.333 | 6359.344
0.666 | 6366.185 | 0.499 | 6329.441
0.832 | 6368.189 | 0.666 | 6294.963
0.999 | 6354.862 | 0.832 | 6271.301
1.165 | 6346.654 | 0.999 | 6230.316
1.332 | 6346.046 | 1.165 | 6177.225
1.498 | 6349.588 | 1.332 | 6119.5
1.664 | 6343.42 | 1.498 | 6040.564
1.831 | 6344.59 | 1.664 | 5949.944
1.997 | 6346.781 | 1.831 | 5854.062
2.163 | 6348.979 | 1.997 | 5754.834
2.33 | 6340.537 | 2.163 | 5642.524
2.496 | 6331.426 | 2.33 | 5515.982
2.662 | 6321.376 | 2.496 | 5383.961
2.828 | 6311.572 | 2.662 | 5256.261
2.994 | 6300.136 | 2.828 | 5126.885
3.16 | 6295.666 | 2.994 | 4986.478
3.326 | 6284.181 | 3.16 | 4844.86
3.492 | 6277.174 | 3.326 | 4706.044
3.658 | 6268.723 | 3.492 | 4565.537
3.824 | 6258.459 | 3.658 | 4416.532
3.989 | 6250.989 | 3.824 | 4261.731
4.155 | 6259.252 | 3.989 | 4113.098
4.321 | 6255.523 | 4.155 | 3962.983
4.486 | 6243.205 | 4.321 | 3808.872
4.652 | 6233.314 | 4.486 | 3670.127
4.817 | 6223.33 | 4.652 | 3527.314
4.982 | 6211.631 | 4.817 | 3385.042
5.147 | 6202.284 | 4.982 | 3245.576
5.313 | 6191.083 | 5.147 | 3112.618
5.478 | 6182.836 | 5.313 | 2977.48
5.642 | 6170.214 | 5.478 | 2845.947
5.807 | 6156.615 | 5.642 | 2718.637
5.972 | 6144.262 | 5.807 | 2590.827
6.137 | 6137.135 | 5.972 | 2475.395
6.301 | 6130.374 | 6.137 | 2363.713
6.466 | 6124.094 | 6.301 | 2253.239
6.63 | 6115.123 | 6.466 | 2147.545
6.794 | 6098.253 | 6.63 | 2044.808
6.958 | 6076.011 | 6.794 | 1944.777
7.122 | 6055.795 | 6.958 | 1848.759
7.286 | 6035.735 | 7.122 | 1758.066
7.45 | 6016.062 | 7.286 | 1677.243
7.614 | 6010.68 | 7.45 | 1601.191
7.777 | 6002.05 | 7.614 | 1523.947
7.94 | 5986.156 | 7.777 | 1449.463
8.104 | 5960.571 | 7.94 | 1378.272
8.267 | 5940.684 | 8.104 | 1308.141
8.43 | 5924.9 | 8.267 | 1244.244
8.593 | 5905.775 | 8.43 | 1185.654
8.755 | 5896.488 | 8.593 | 1131.913
8.918 | 5890.668 | 8.755 | 1082.739
9.08 | 5881.317 | 8.918 | 1035.042
9.243 | 5864.035 | 9.08 | 985.795
9.405 | 5859.305 | 9.243 | 945.597
9.567 | 5861.249 | 9.405 | 904.792
9.729 | 5852.847 | 9.567 | 866.02
9.89 | 5843.886 | 9.729 | 831.179
10.052 | 5833.703 | 9.89 | 795.795
10.213 | 5823.191 | 10.052 | 760.143
10.374 | 5800.525 | 10.213 | 726.061
10.535 | 5780.397 | 10.374 | 696.278
10.696 | 5763.439 | 10.535 | 667.24
10.857 | 5750.51 | 10.696 | 641.36
11.017 | 5742.534 | 10.857 | 614.063
11.178 | 5742.262 | 11.017 | 590.762
11.338 | 5735.588 | 11.178 | 567.276
11.498 | 5724.932 | 11.338 | 548.7
11.657 | 5713.944 | 11.498 | 531.127
11.817 | 5708.683 | 11.657 | 512.833
11.976 | 5696.953 | 11.817 | 494.304
12.136 | 5682.638 | 11.976 | 476.269
12.295 | 5668.48 | 12.136 | 457.771
12.454 | 5656.282 | 12.295 | 441.894
12.612 | 5643.878 | 12.454 | 427.339
12.771 | 5626.124 | 12.612 | 413.662
12.929 | 5606.491 | 12.771 | 400.292
13.087 | 5592.91 | 12.929 | 388.402
13.245 | 5577.764 | 13.087 | 375.464
13.403 | 5565.517 | 13.245 | 365.5
13.56 | 5556.537 | 13.403 | 355.671
13.717 | 5551.216 | 13.56 | 345.746
13.874 | 5534.486 | 13.717 | 334.644
14.031 | 5505.794 | 13.874 | 323.316
14.188 | 5478.815 | 14.031 | 311.884
14.344 | 5463.978 | 14.188 | 301.959
14.5 | 5445.47 | 14.344 | 291.39
14.656 | 5431.332 | 14.5 | 282.778
14.812 | 5421.105 | 14.656 | 273.06
14.967 | 5411.745 | 14.812 | 264.592
15.123 | 5385.133 | 14.967 | 256.684
15.278 | 5357.915 | 15.123 | 249.233
15.432 | 5339.984 | 15.278 | 241.817
15.587 | 5324.593 | 15.432 | 234.436
15.741 | 5306.838 | 15.587 | 226.854
15.896 | 5288.074 | 15.741 | 218.579
16.049 | 5275.489 | 15.896 | 211.598
16.203 | 5251.681 | 16.049 | 205.146
16.357 | 5226.066 | 16.203 | 198.689
16.51 | 5205.207 | 16.357 | 193.004
16.663 | 5193.127 | 16.51 | 188.203
16.815 | 5181.126 | 16.663 | 183.122
16.968 | 5167.437 | 16.815 | 178.388
17.12 | 5149.62 | 16.968 | 174.876
17.272 | 5129.266 | 17.12 | 170.301
17.424 | 5107.339 | 17.272 | 165.158
17.575 | 5077.929 | 17.424 | 160.54
17.726 | 5044.066 | 17.575 | 156.166
17.877 | 5012.571 | 17.726 | 152.632
18.028 | 4990.091 | 17.877 | 147.755
18.178 | 4972.604 | 18.028 | 142.921
18.328 | 4957.871 | 18.178 | 138.197
18.478 | 4946.426 | 18.328 | 133.874
18.628 | 4932.893 | 18.478 | 130.089
18.777 | 4912.356 | 18.628 | 126.106
18.926 | 4886.852 | 18.777 | 123.407
19.075 | 4859.343 | 18.926 | 121.146
19.224 | 4834.84 | 19.075 | 119.415
19.372 | 4823.133 | 19.224 | 117.722
19.52 | 4805.147 | 19.372 | 116.317
19.668 | 4790.011 | 19.52 | 114.381
19.815 | 4778.136 | 19.668 | 112.435
19.963 | 4769.547 | 19.815 | 109.816
20.11 | 4756.671 | 19.963 | 107.297
20.256 | 4745.591 | 20.11 | 107.23
20.403 | 4731.803 | 20.256 | 106.217
20.549 | 4718.118 | 20.403 | 103.948
20.695 | 4697.569 | 20.549 | 99.972
20.84 | 4676.309 | 20.695 | 97.814
20.985 | 4659.486 | 20.84 | 95.644
21.13 | 4648.524 | 20.985 | 95.336
21.275 | 4628.082 | 21.13 | 95.075
21.42 | 4607.247 | 21.275 | 93.352
21.564 | 4587.152 | 21.42 | 92.682
21.708 | 4571.083 | 21.564 | 91.038
21.851 | 4555.95 | 21.708 | 88.695
21.994 | 4547.838 | 21.851 | 86.672
22.137 | 4542.154 | 21.994 | 86.599
22.28 | 4530.471 | 22.137 | 85.591
22.423 | 4519.831 | 22.28 | 83.614
22.565 | 4509.708 | 22.423 | 82.977
22.707 | 4496.415 | 22.565 | 81.708
22.848 | 4477.386 | 22.707 | 80.285
22.989 | 4462.1 | 22.848 | 79.707
23.13 | 4438.673 | 22.989 | 79.516
23.271 | 4413.398 | 23.13 | 79.129
23.411 | 4391.857 | 23.271 | 78.1
23.551 | 4382.626 | 23.411 | 76.991
23.691 | 4374.845 | 23.551 | 75.479
23.831 | 4362.149 | 23.691 | 73.535
23.97 | 4346.487 | 23.831 | 71.629
24.109 | 4330.616 | 23.97 | 70.786
24.247 | 4310.756 | 24.109 | 71.167
24.385 | 4290.124 | 24.247 | 71.55
24.523 | 4267.977 | 24.385 | 70.8
24.661 | 4245.289 | 24.523 | 68.602
24.798 | 4224.451 | 24.661 | 67.101
24.935 | 4204.969 | 24.798 | 65.565
25.072 | 4186.058 | 24.935 | 65.502
25.209 | 4167.288 | 25.072 | 65.849
25.345 | 4152.403 | 25.209 | 65.452
25.481 | 4135.687 | 25.345 | 65.13
25.616 | 4120.139 | 25.481 | 64.729
25.751 | 4099.219 | 25.616 | 64.09
25.886 | 4074.52 | 25.751 | 62.012
26.021 | 4052.966 | 25.886 | 61.936
26.155 | 4031.188 | 26.021 | 62.07
26.289 | 4007.409 | 26.155 | 62.1
26.423 | 3988.298 | 26.289 | 61.071
26.556 | 3970.521 | 26.423 | 59.823
26.689 | 3950.775 | 26.556 | 59.099
26.822 | 3922.678 | 26.689 | 57.888
26.954 | 3893.898 | 26.822 | 57.314
27.087 | 3870.506 | 26.954 | 57.192
27.218 | 3841.033 | 27.087 | 56.449
27.35 | 3805.713 | 27.218 | 54.778
27.481 | 3771.257 | 27.35 | 54.891
27.612 | 3736.686 | 27.481 | 54.35
27.743 | 3696.387 | 27.612 | 54.435
27.873 | 3662.942 | 27.743 | 54.107
28.003 | 3630.273 | 27.873 | 53.198
28.132 | 3591.492 | 28.003 | 52.67
28.262 | 3553.678 | 28.132 | 51.943
28.391 | 3515.046 | 28.262 | 51.435
28.519 | 3479.834 | 28.391 | 51.09
28.648 | 3438.626 | 28.519 | 50.94
28.776 | 3398.436 | 28.648 | 50.788
28.904 | 3358.989 | 28.776 | 50.323
29.031 | 3318.869 | 28.904 | 48.633
29.158 | 3266.385 | 29.031 | 48.499
29.285 | 3210.537 | 29.158 | 46.875
29.412 | 3160.203 | 29.285 | 46.417
29.538 | 3110.059 | 29.412 | 45.408
29.664 | 3060.775 | 29.538 | 45.462
29.789 | 3017.963 | 29.664 | 43.889
29.914 | 2979.442 | 29.789 | 45.425
30.039 | 2930.003 | 29.914 | 45.362
30.164 | 2879.114 | 30.039 | 44.504
30.288 | 2834.813 | 30.164 | 44.201
30.412 | 2788.167 | 30.288 | 43.658
30.536 | 2735.689 | 30.412 | 42.992
30.659 | 2680.337 | 30.536 | 43.216
30.782 | 2628.485 | 30.659 | 42.842
30.905 | 2573.049 | 30.782 | 43.096
31.027 | 2521.14 | 30.905 | 42.9
31.15 | 2468.388 | 31.027 | 42.216
31.271 | 2416.036 | 31.15 | 41.589
31.393 | 2361.944 | 31.271 | 41.261
31.514 | 2307.754 | 31.393 | 40.869
31.635 | 2250.005 | 31.514 | 40.412
31.755 | 2196.939 | 31.635 | 39.025
31.876 | 2144.998 | 31.755 | 38.092
31.995 | 2093.29 | 31.876 | 38.178
32.115 | 2042.227 | 31.995 | 38.266
32.234 | 1995.504 | 32.115 | 38.698
32.353 | 1950.833 | 32.234 | 39.292
32.472 | 1906.111 | 32.353 | 38.719
32.59 | 1860.54 | 32.472 | 36.236
32.708 | 1810.783 | 32.59 | 34.18
32.826 | 1753.063 | 32.708 | 33.931
32.943 | 1699.901 | 32.826 | 34.42
33.061 | 1654.075 | 32.943 | 35.428
33.177 | 1609.558 | 33.061 | 36.055
33.294 | 1563.365 | 33.177 | 36.948
33.41 | 1518.622 | 33.294 | 35.463
33.526 | 1475.348 | 33.41 | 34.261
33.641 | 1431.746 | 33.526 | 33.477
33.757 | 1390.598 | 33.641 | 33.777
33.872 | 1350.937 | 33.757 | 32.917
33.986 | 1313.717 | 33.872 | 32.451
34.101 | 1277.896 | 33.986 | 31.846
34.215 | 1240.523 | 34.101 | 31.841
34.328 | 1201.75 | 34.215 | 32.307
34.442 | 1162.003 | 34.328 | 32.269
34.555 | 1122.84 | 34.442 | 31.449
34.667 | 1083.723 | 34.555 | 31.509
34.78 | 1050.262 | 34.667 | 30.746
34.892 | 1022.978 | 34.78 | 31.078
35.004 | 996.673 | 34.892 | 30.687
35.116 | 966.134 | 35.004 | 30.674
35.227 | 933.583 | 35.116 | 29.476
35.338 | 899.629 | 35.227 | 29.003
35.338 | 899.629 | 35.227 | 29.003
35.448 | 868.488 | 35.338 | 29.122
35.559 | 840.693 | 35.448 | 28.466
35.669 | 814.294 | 35.559 | 29.753
35.778 | 790.631 | 35.669 | 30.552
35.888 | 767.263 | 35.778 | 31.321
35.997 | 743.368 | 35.888 | 30.626
36.106 | 717.711 | 35.997 | 28.809
36.214 | 692.484 | 36.106 | 26.035
36.323 | 669.408 | 36.214 | 21.169
36.431 | 647.523 | 36.323 | 14.913
36.538 | 633.516 | 36.431 | 10.765

## Vivid V50 (hidden)
Selador | Lamp |  | Wattage
Vivid | Lumileds K2 |  | 122 |  | Note: Owing to the variability of LEDs, output data and color matches should be viewed as approximate
Note: All data taken with room temperature fixture
| Beam Angle | Field Angle
Horizontal | 12.6 | 24.8
| Accessory Lens | Candela | Field Lumens | Beam Lumens | Lens Efficiency | Efficacy
| V50 | 5400 | 1100 | 620 | 97.78% | 9.0164
| For Field diameter at any distance, multiply distance by |  |  |  | 0.43973
| For Beam diameter at any distance, multiply distance by |  |  |  | 0.2208
| Throw Distance (ft) | 10 | 15 | 20 | 25
| Throw Distance (m) | 3.048 | 4.572 | 6.096 | 7.62
| Field Diameter (ft) | 4.3973 | 6.5959 | 8.7946 | 10.9932
| Field Diameter (m) | 1.3403 | 2.0104 | 2.6806 | 3.3507
| Illuminance (fc) | 54 | 24 | 13.5 | 8.64
| Illuminance (lux) | 581.2506 | 258.3336 | 145.3126 | 93.0001
Test Distance | Iso-Illuminance Diagram grid lines
61 | 10 | 20 | 30 | 40
| 0.16393 | 0.32787 | 0.4918 | 0.65574
| Beam Angle | Field Angle
Vertical | 59.3 | 72.3
| For Field diameter at any distance, multiply distance by |  |  |  | 1.4611
| For Beam diameter at any distance, multiply distance by |  |  |  | 1.1385
| Throw Distance (ft) | 10 | 15 | 20 | 25
| Throw Distance (m) | 3.048 | 4.572 | 6.096 | 7.62
| Field Diameter (ft) | 14.611 | 21.9165 | 29.222 | 36.5275
| Field Diameter (m) | 4.4534 | 6.6802 | 8.9069 | 11.1336
| Illuminance (fc) | 54 | 24 | 13.5 | 8.64
| Illuminance (lux) | 581.2506 | 258.3336 | 145.3126 | 93.0001
| X |  | Y
-36.538 | 0 | -36.646 | 524.188
-36.431 | 0 | -36.538 | 533.056
-36.323 | 0 | -36.431 | 543.392
-36.214 | 4.176 | -36.323 | 561.736
-36.106 | 10.74 | -36.214 | 582.172
-35.997 | 18.221 | -36.106 | 603.191
-35.888 | 25.677 | -35.997 | 623.273
-35.778 | 30.535 | -35.888 | 643.791
-35.669 | 30.729 | -35.778 | 665.49
-35.559 | 32.126 | -35.669 | 686.682
-35.448 | 33.405 | -35.559 | 707.195
-35.338 | 32.811 | -35.448 | 728.767
-35.227 | 32.746 | -35.338 | 749.697
-35.116 | 32.856 | -35.227 | 770.796
-35.004 | 32.479 | -35.116 | 793.492
-34.892 | 33.175 | -35.004 | 815.229
-34.78 | 34.451 | -34.892 | 840.237
-34.667 | 34.688 | -34.78 | 869.987
-34.555 | 35.264 | -34.667 | 900.857
-34.442 | 35.664 | -34.555 | 933.823
-34.328 | 36.637 | -34.442 | 963.757
-34.215 | 37.467 | -34.328 | 994.32
-34.101 | 37.282 | -34.215 | 1026.243
-33.986 | 37.299 | -34.101 | 1056.925
-33.872 | 37.082 | -33.986 | 1088.119
-33.757 | 35.871 | -33.872 | 1128.079
-33.641 | 36.189 | -33.757 | 1171.889
-33.526 | 36.209 | -33.641 | 1212.031
-33.41 | 36.031 | -33.526 | 1255.363
-33.294 | 36.018 | -33.41 | 1296.664
-33.177 | 37.793 | -33.294 | 1337.396
-33.061 | 37.513 | -33.177 | 1379.384
-32.943 | 38.429 | -33.061 | 1420.768
-32.826 | 38.726 | -32.943 | 1460.229
-32.708 | 38.765 | -32.826 | 1506.05
-32.59 | 39.377 | -32.708 | 1551.432
-32.472 | 41.477 | -32.59 | 1592.521
-32.353 | 41.408 | -32.472 | 1637.148
-32.234 | 41.655 | -32.353 | 1682.076
-32.115 | 40.174 | -32.234 | 1729.819
-31.995 | 39.985 | -32.115 | 1776.611
-31.876 | 39.704 | -31.995 | 1829.526
-31.755 | 40.077 | -31.876 | 1882.638
-31.635 | 40.508 | -31.755 | 1935.136
-31.514 | 42.013 | -31.635 | 1982.609
-31.393 | 42.065 | -31.514 | 2036.317
-31.271 | 42.971 | -31.393 | 2086.438
-31.15 | 44.357 | -31.271 | 2134.815
-31.027 | 43.974 | -31.15 | 2187.338
-30.905 | 44.651 | -31.027 | 2238.717
-30.782 | 46.465 | -30.905 | 2283.015
-30.659 | 46.677 | -30.782 | 2330.3
-30.536 | 46.2 | -30.659 | 2376.161
-30.412 | 47.957 | -30.536 | 2416.765
-30.288 | 48.516 | -30.412 | 2462.577
-30.164 | 47.299 | -30.288 | 2512.471
-30.039 | 47.385 | -30.164 | 2567.346
-29.914 | 48.115 | -30.039 | 2618.208
-29.789 | 47.175 | -29.914 | 2667.005
-29.664 | 47.667 | -29.789 | 2716.707
-29.538 | 49.197 | -29.664 | 2757.915
-29.412 | 51.841 | -29.538 | 2798.109
-29.285 | 52.913 | -29.412 | 2841.857
-29.158 | 53.232 | -29.285 | 2881.246
-29.031 | 53.292 | -29.158 | 2921.334
-28.904 | 54.602 | -29.031 | 2957.121
-28.776 | 53.467 | -28.904 | 2989.877
-28.648 | 54.089 | -28.776 | 3027.764
-28.519 | 55.606 | -28.648 | 3070.47
-28.391 | 55.432 | -28.519 | 3113.867
-28.262 | 55.565 | -28.391 | 3154.895
-28.132 | 56.643 | -28.262 | 3193.775
-28.003 | 57.63 | -28.132 | 3230.641
-27.873 | 57.256 | -28.003 | 3261.665
-27.743 | 57.766 | -27.873 | 3286.469
-27.612 | 57.669 | -27.743 | 3311.171
-27.481 | 57.927 | -27.612 | 3329.907
-27.35 | 57.585 | -27.481 | 3344.517
-27.218 | 58.14 | -27.35 | 3362.285
-27.087 | 59.043 | -27.218 | 3381.55
-26.954 | 60.1 | -27.087 | 3403.513
-26.822 | 61.043 | -26.954 | 3424.081
-26.689 | 61.846 | -26.822 | 3444.234
-26.556 | 63.309 | -26.689 | 3462.212
-26.423 | 63.859 | -26.556 | 3484.754
-26.289 | 64.934 | -26.423 | 3502.865
-26.155 | 66.794 | -26.289 | 3519.104
-26.021 | 67.799 | -26.155 | 3529.432
-25.886 | 67.226 | -26.021 | 3539.427
-25.751 | 67.728 | -25.886 | 3549.043
-25.616 | 68.278 | -25.751 | 3564.887
-25.481 | 68.902 | -25.616 | 3579.924
-25.345 | 68.205 | -25.481 | 3594.735
-25.209 | 70.267 | -25.345 | 3606.842
-25.072 | 71.546 | -25.209 | 3616.943
-24.935 | 71.742 | -25.072 | 3629.344
-24.798 | 72.855 | -24.935 | 3640.698
-24.661 | 74.952 | -24.798 | 3653.158
-24.523 | 76.275 | -24.661 | 3666.459
-24.385 | 77.564 | -24.523 | 3681.252
-24.247 | 79.123 | -24.385 | 3692.88
-24.109 | 79.943 | -24.247 | 3703.387
-23.97 | 80.285 | -24.109 | 3713.912
-23.831 | 81.247 | -23.97 | 3722.158
-23.691 | 82.128 | -23.831 | 3731.087
-23.551 | 83.153 | -23.691 | 3743.847
-23.411 | 84.863 | -23.551 | 3756.714
-23.271 | 86.586 | -23.411 | 3767.047
-23.13 | 87.736 | -23.271 | 3776.889
-22.989 | 87.949 | -23.13 | 3791.273
-22.848 | 90.014 | -22.989 | 3805.682
-22.707 | 89.151 | -22.848 | 3817.876
-22.565 | 89.142 | -22.707 | 3829.067
-22.423 | 90.51 | -22.565 | 3841.009
-22.28 | 92.423 | -22.423 | 3847.612
-22.137 | 92.741 | -22.28 | 3856.267
-21.994 | 94.757 | -22.137 | 3868.396
-21.851 | 96.928 | -21.994 | 3885.068
-21.708 | 99.419 | -21.851 | 3905.41
-21.564 | 101.754 | -21.708 | 3926.821
-21.42 | 103.107 | -21.564 | 3946.33
-21.275 | 103.957 | -21.42 | 3959.392
-21.13 | 104.686 | -21.275 | 3974.267
-20.985 | 106.512 | -21.13 | 3990.283
-20.84 | 107.441 | -20.985 | 4005.089
-20.695 | 110.369 | -20.84 | 4021.194
-20.549 | 114.117 | -20.695 | 4031.696
-20.403 | 117.266 | -20.549 | 4044.214
-20.256 | 118.435 | -20.403 | 4054.147
-20.11 | 119.46 | -20.256 | 4066.439
-19.963 | 120.802 | -20.11 | 4078.858
-19.815 | 123.488 | -19.963 | 4096.573
-19.668 | 127.554 | -19.815 | 4108.158
-19.52 | 130.734 | -19.668 | 4123.395
-19.372 | 133.193 | -19.52 | 4138.474
-19.224 | 135.98 | -19.372 | 4158.826
-19.075 | 139.431 | -19.224 | 4181.625
-18.926 | 143.27 | -19.075 | 4204.162
-18.777 | 146.664 | -18.926 | 4224.708
-18.628 | 150.176 | -18.777 | 4250.087
-18.478 | 153.671 | -18.628 | 4268.252
-18.328 | 157.394 | -18.478 | 4276.825
-18.178 | 161.189 | -18.328 | 4290.662
-18.028 | 166.452 | -18.178 | 4305.789
-17.877 | 171.824 | -18.028 | 4321.066
-17.726 | 177.368 | -17.877 | 4335.386
-17.575 | 183.393 | -17.726 | 4352.865
-17.424 | 189.478 | -17.575 | 4372.707
-17.272 | 194.944 | -17.424 | 4390.134
-17.12 | 200.866 | -17.272 | 4404.682
-16.968 | 206.826 | -17.12 | 4419.107
-16.815 | 212.805 | -16.968 | 4435.894
-16.663 | 218.605 | -16.815 | 4456.681
-16.51 | 225.441 | -16.663 | 4479.315
-16.357 | 232.421 | -16.51 | 4494.999
-16.203 | 238.617 | -16.357 | 4516.003
-16.049 | 245.475 | -16.203 | 4541.602
-15.896 | 254.835 | -16.049 | 4565.213
-15.741 | 263.663 | -15.896 | 4583.957
-15.587 | 273.01 | -15.741 | 4593.4
-15.432 | 282.809 | -15.587 | 4613.025
-15.278 | 292.271 | -15.432 | 4631.524
-15.123 | 302.67 | -15.278 | 4645.508
-14.967 | 313.473 | -15.123 | 4661.853
-14.812 | 324.255 | -14.967 | 4686.046
-14.656 | 335.207 | -14.812 | 4699.255
-14.5 | 346.663 | -14.656 | 4714.04
-14.344 | 359.147 | -14.5 | 4731.78
-14.188 | 372.756 | -14.344 | 4744.09
-14.031 | 387.255 | -14.188 | 4761.617
-13.874 | 401.618 | -14.031 | 4788.966
-13.717 | 414.702 | -13.874 | 4812.491
-13.56 | 431.83 | -13.717 | 4834.463
-13.403 | 451.798 | -13.56 | 4845.885
-13.245 | 472.977 | -13.403 | 4857.594
-13.087 | 491.297 | -13.245 | 4869.941
-12.929 | 511.615 | -13.087 | 4878.117
-12.771 | 532.749 | -12.929 | 4894.032
-12.612 | 555.024 | -12.771 | 4912.852
-12.454 | 578.702 | -12.612 | 4926.499
-12.295 | 605.615 | -12.454 | 4934.943
-12.136 | 634.075 | -12.295 | 4951.665
-11.976 | 660.306 | -12.136 | 4964.196
-11.817 | 688.816 | -11.976 | 4978.506
-11.657 | 720.65 | -11.817 | 4990.258
-11.498 | 752.065 | -11.657 | 5007.362
-11.338 | 786.138 | -11.498 | 5019.641
-11.178 | 823.95 | -11.338 | 5036.244
-11.017 | 863.69 | -11.178 | 5052.284
-10.857 | 902.593 | -11.017 | 5065.004
-10.696 | 939.921 | -10.857 | 5075.286
-10.535 | 987.203 | -10.696 | 5083.125
-10.374 | 1034.859 | -10.535 | 5093.069
-10.213 | 1084.83 | -10.374 | 5107.854
-10.052 | 1135.41 | -10.213 | 5117.897
-9.89 | 1186.96 | -10.052 | 5120.783
-9.729 | 1238.323 | -9.89 | 5138.049
-9.567 | 1296.047 | -9.729 | 5147.584
-9.405 | 1358.797 | -9.567 | 5161.575
-9.243 | 1422.61 | -9.405 | 5171.088
-9.08 | 1488.852 | -9.243 | 5177.928
-8.918 | 1558.151 | -9.08 | 5182.265
-8.755 | 1627.456 | -8.918 | 5196.374
-8.593 | 1698.727 | -8.755 | 5195.981
-8.43 | 1770.344 | -8.593 | 5203.12
-8.267 | 1843.964 | -8.43 | 5218.157
-8.104 | 1920.155 | -8.267 | 5228.274
-7.94 | 2000.443 | -8.104 | 5234.138
-7.777 | 2083.997 | -7.94 | 5238.141
-7.614 | 2171.377 | -7.777 | 5242.979
-7.45 | 2261.014 | -7.614 | 5243.262
-7.286 | 2351.419 | -7.45 | 5249.669
-7.122 | 2443.867 | -7.286 | 5261.398
-6.958 | 2537.322 | -7.122 | 5269.748
-6.794 | 2632.18 | -6.958 | 5277.207
-6.63 | 2732.858 | -6.794 | 5280.818
-6.466 | 2834.799 | -6.63 | 5285.751
-6.301 | 2933.461 | -6.466 | 5283.779
-6.137 | 3032.277 | -6.301 | 5292.189
-5.972 | 3133.481 | -6.137 | 5295.488
-5.807 | 3234.926 | -5.972 | 5297.666
-5.642 | 3338.998 | -5.807 | 5301.262
-5.478 | 3444.404 | -5.642 | 5302.289
-5.313 | 3546.954 | -5.478 | 5291.569
-5.147 | 3645.855 | -5.313 | 5282.172
-4.982 | 3737.417 | -5.147 | 5272.763
-4.817 | 3837.374 | -4.982 | 5263.013
-4.652 | 3931.308 | -4.817 | 5264.411
-4.486 | 4029.843 | -4.652 | 5273.561
-4.321 | 4131.901 | -4.486 | 5284.712
-4.155 | 4236.636 | -4.321 | 5301.305
-3.989 | 4325.554 | -4.155 | 5309.164
-3.824 | 4418.195 | -3.989 | 5315.357
-3.658 | 4505.407 | -3.824 | 5315.952
-3.492 | 4588.664 | -3.658 | 5320.323
-3.326 | 4679.077 | -3.492 | 5322.404
-3.16 | 4762.004 | -3.326 | 5329.099
-2.994 | 4845.277 | -3.16 | 5333.756
-2.828 | 4927.275 | -2.994 | 5336.472
-2.662 | 4999.663 | -2.828 | 5343.454
-2.496 | 5055.46 | -2.662 | 5348.113
-2.33 | 5109.621 | -2.496 | 5355.657
-2.163 | 5160.355 | -2.33 | 5357.708
-1.997 | 5207.498 | -2.163 | 5358.096
-1.831 | 5246.569 | -1.997 | 5354.568
-1.664 | 5274.523 | -1.831 | 5355.378
-1.498 | 5300.763 | -1.664 | 5354.242
-1.332 | 5331.514 | -1.498 | 5350.072
-1.165 | 5356.015 | -1.332 | 5340.275
-0.999 | 5370.32 | -1.165 | 5342.81
-0.832 | 5370.716 | -0.999 | 5345.785
-0.666 | 5373.557 | -0.832 | 5357.249
-0.499 | 5376.952 | -0.666 | 5372.851
-0.333 | 5376.402 | -0.499 | 5378.936
-0.166 | 5375.225 | -0.333 | 5372.187
0 | 5367.262 | -0.166 | 5366.052
0.166 | 5350.662 | 0 | 5367.262
0.333 | 5322.679 | 0.166 | 5361.132
0.499 | 5289.201 | 0.333 | 5358.322
0.666 | 5254.936 | 0.499 | 5348.477
0.832 | 5227.073 | 0.666 | 5342.237
0.999 | 5194.852 | 0.832 | 5347.806
1.165 | 5155.292 | 0.999 | 5359.731
1.332 | 5113.805 | 1.165 | 5359.984
1.498 | 5063.23 | 1.332 | 5363.521
1.664 | 5008.788 | 1.498 | 5364.026
1.831 | 4955.075 | 1.664 | 5363.101
1.997 | 4900.444 | 1.831 | 5356.085
2.163 | 4832.048 | 1.997 | 5354.663
2.33 | 4761.568 | 2.163 | 5349.248
2.496 | 4690.986 | 2.33 | 5340.713
2.662 | 4612.986 | 2.496 | 5327.869
2.828 | 4528.015 | 2.662 | 5323.242
2.994 | 4449.307 | 2.828 | 5322.381
3.16 | 4363.608 | 2.994 | 5324.486
3.326 | 4267.086 | 3.16 | 5318.085
3.492 | 4174.466 | 3.326 | 5322.928
3.658 | 4081.294 | 3.492 | 5321.138
3.824 | 3982.975 | 3.658 | 5317.656
3.989 | 3890.365 | 3.824 | 5302.935
4.155 | 3804.811 | 3.989 | 5304.273
4.321 | 3714.858 | 4.155 | 5293.153
4.486 | 3614.158 | 4.321 | 5284.975
4.652 | 3514.68 | 4.486 | 5284.962
4.817 | 3412.661 | 4.652 | 5294.38
4.982 | 3314.395 | 4.817 | 5296.655
5.147 | 3216.833 | 4.982 | 5297.712
5.313 | 3122.21 | 5.147 | 5300.173
5.478 | 3022.657 | 5.313 | 5300.138
5.642 | 2924.908 | 5.478 | 5297.06
5.807 | 2824.971 | 5.642 | 5296.503
5.972 | 2722.25 | 5.807 | 5295.007
6.137 | 2625.733 | 5.972 | 5301.097
6.301 | 2537.45 | 6.137 | 5298.03
6.466 | 2451.546 | 6.301 | 5297.472
6.63 | 2365.221 | 6.466 | 5292.546
6.794 | 2277.474 | 6.63 | 5291.218
6.958 | 2192.095 | 6.794 | 5279.182
7.122 | 2107.954 | 6.958 | 5272.801
7.286 | 2023.974 | 7.122 | 5263.873
7.45 | 1942.008 | 7.286 | 5250.906
7.614 | 1864.348 | 7.45 | 5249.708
7.777 | 1784.199 | 7.614 | 5246.65
7.94 | 1707.456 | 7.777 | 5243.763
8.104 | 1636.916 | 7.94 | 5233.587
8.267 | 1573.305 | 8.104 | 5222.208
8.43 | 1511.384 | 8.267 | 5211.725
8.593 | 1449.733 | 8.43 | 5202.238
8.755 | 1389.24 | 8.593 | 5194.224
8.918 | 1329.271 | 8.755 | 5191.28
9.08 | 1272.102 | 8.918 | 5179.167
9.243 | 1217.264 | 9.08 | 5166.797
9.405 | 1165.577 | 9.243 | 5163.43
9.567 | 1116.534 | 9.405 | 5156.868
9.729 | 1068.789 | 9.567 | 5150.497
9.89 | 1022.524 | 9.729 | 5145.692
10.052 | 977.9 | 9.89 | 5131.427
10.213 | 936.525 | 10.052 | 5114.71
10.374 | 896.425 | 10.213 | 5109.634
10.535 | 858.447 | 10.374 | 5106.632
10.696 | 820.569 | 10.535 | 5101.598
10.857 | 785.465 | 10.696 | 5096.632
11.017 | 750.909 | 10.857 | 5080.662
11.178 | 718.921 | 11.017 | 5060.527
11.338 | 689.229 | 11.178 | 5045.558
11.498 | 659.754 | 11.338 | 5038.692
11.657 | 631.632 | 11.498 | 5022.478
11.817 | 606.68 | 11.657 | 5010.387
11.976 | 582.507 | 11.817 | 5001.3
12.136 | 558.566 | 11.976 | 4996.678
12.295 | 535.776 | 12.136 | 4981.012
12.454 | 514.04 | 12.295 | 4975.238
12.612 | 493.547 | 12.454 | 4960.607
12.771 | 474.24 | 12.612 | 4945.029
12.929 | 455.591 | 12.771 | 4923.665
13.087 | 438.096 | 12.929 | 4902.332
13.245 | 422.134 | 13.087 | 4870.791
13.403 | 406.863 | 13.245 | 4848.252
13.56 | 392.369 | 13.403 | 4826.228
13.717 | 377.907 | 13.56 | 4812.464
13.874 | 363.311 | 13.717 | 4795.401
14.031 | 350.541 | 13.874 | 4787.523
14.188 | 339.817 | 14.031 | 4780.237
14.344 | 329.599 | 14.188 | 4771.306
14.5 | 317.663 | 14.344 | 4759.105
14.656 | 307.008 | 14.5 | 4751.408
14.812 | 296.502 | 14.656 | 4741.101
14.967 | 286.295 | 14.812 | 4716.561
15.123 | 275.835 | 14.967 | 4700.788
15.278 | 267.649 | 15.123 | 4689.324
15.432 | 259.772 | 15.278 | 4675.334
15.587 | 252.183 | 15.432 | 4654.71
15.741 | 245.505 | 15.587 | 4632.913
15.896 | 239.958 | 15.741 | 4615.707
16.049 | 233.98 | 15.896 | 4599.369
16.203 | 227.483 | 16.049 | 4577.245
16.357 | 221.347 | 16.203 | 4554.825
16.51 | 215.185 | 16.357 | 4529.43
16.663 | 210.125 | 16.51 | 4513.283
16.815 | 204.673 | 16.663 | 4498.228
16.968 | 198.392 | 16.815 | 4487.467
17.12 | 192.323 | 16.968 | 4474.622
17.272 | 187.672 | 17.12 | 4458.826
17.424 | 183.089 | 17.272 | 4441.258
17.575 | 178.551 | 17.424 | 4418.72
17.726 | 174.786 | 17.575 | 4396.457
17.877 | 172.554 | 17.726 | 4380.8
18.028 | 169.047 | 17.877 | 4370.428
18.178 | 165.525 | 18.028 | 4358.991
18.328 | 162.566 | 18.178 | 4351.64
18.478 | 158.901 | 18.328 | 4337.568
18.628 | 154.053 | 18.478 | 4325.552
18.777 | 150.282 | 18.628 | 4311.438
18.926 | 147.055 | 18.777 | 4295.612
19.075 | 144.695 | 18.926 | 4277.316
19.224 | 142.594 | 19.075 | 4262.695
19.372 | 141.234 | 19.224 | 4246.002
19.52 | 139.434 | 19.372 | 4227.058
19.668 | 136.781 | 19.52 | 4208.054
19.815 | 133.725 | 19.668 | 4190.015
19.963 | 131.366 | 19.815 | 4171.848
20.11 | 130.077 | 19.963 | 4157.593
20.256 | 127.096 | 20.11 | 4141.962
20.403 | 123.427 | 20.256 | 4121.66
20.549 | 118.74 | 20.403 | 4101.443
20.695 | 116.403 | 20.549 | 4085.002
20.84 | 114.917 | 20.695 | 4070.248
20.985 | 113.541 | 20.84 | 4059.625
21.13 | 112.699 | 20.985 | 4051.292
21.275 | 112.441 | 21.13 | 4037.28
21.42 | 112.443 | 21.275 | 4022.015
21.564 | 112.28 | 21.42 | 4007.092
21.708 | 111.189 | 21.564 | 3987.439
21.851 | 108.662 | 21.708 | 3969.314
21.994 | 106.144 | 21.851 | 3947.625
22.137 | 104.571 | 21.994 | 3933.368
22.28 | 103.687 | 22.137 | 3926.368
22.423 | 103.353 | 22.28 | 3917.112
22.565 | 102.292 | 22.423 | 3901.449
22.707 | 100.642 | 22.565 | 3885.035
22.848 | 99.371 | 22.707 | 3871.043
22.989 | 97.898 | 22.848 | 3858.399
23.13 | 97.618 | 22.989 | 3846.185
23.271 | 96.746 | 23.13 | 3833.914
23.411 | 93.993 | 23.271 | 3823.553
23.551 | 91.174 | 23.411 | 3812.255
23.691 | 89.827 | 23.551 | 3794.342
23.831 | 88.571 | 23.691 | 3782.191
23.97 | 87.533 | 23.831 | 3770.028
24.109 | 87.391 | 23.97 | 3755.176
24.247 | 86.167 | 24.109 | 3739.816
24.385 | 84.556 | 24.247 | 3724.041
24.523 | 82.682 | 24.385 | 3710.22
24.661 | 82.523 | 24.523 | 3700.473
24.798 | 82.873 | 24.661 | 3692.273
24.935 | 82.817 | 24.798 | 3686.348
25.072 | 81.477 | 24.935 | 3677.426
25.209 | 81.133 | 25.072 | 3661.961
25.345 | 79.856 | 25.209 | 3642.408
25.481 | 78.105 | 25.345 | 3629.319
25.616 | 77.174 | 25.481 | 3617.677
25.751 | 77.463 | 25.616 | 3603.1
25.886 | 77.047 | 25.751 | 3585.192
26.021 | 76.813 | 25.886 | 3569.261
26.155 | 75.944 | 26.021 | 3554.827
26.289 | 74.434 | 26.155 | 3541.693
26.423 | 72.86 | 26.289 | 3531.17
26.556 | 71.622 | 26.423 | 3521.398
26.689 | 71.632 | 26.556 | 3498.503
26.822 | 72.179 | 26.689 | 3474.806
26.954 | 71.76 | 26.822 | 3457.247
27.087 | 70.986 | 26.954 | 3442.768
27.218 | 69.855 | 27.087 | 3424.428
27.35 | 67.954 | 27.218 | 3406.851
27.481 | 66.612 | 27.35 | 3387.213
27.612 | 66.604 | 27.481 | 3359.238
27.743 | 65.853 | 27.612 | 3329.496
27.873 | 64.821 | 27.743 | 3299.04
28.003 | 65.055 | 27.873 | 3269.574
28.132 | 65.708 | 28.003 | 3236.231
28.262 | 65.361 | 28.132 | 3199.692
28.391 | 65.599 | 28.262 | 3157.271
28.519 | 65.361 | 28.391 | 3114.897
28.648 | 64.077 | 28.519 | 3077.04
28.776 | 62.133 | 28.648 | 3035.285
28.904 | 59.889 | 28.776 | 2998.396
29.031 | 58.485 | 28.904 | 2954.831
29.158 | 57.642 | 29.031 | 2912.787
29.285 | 57.454 | 29.158 | 2866.756
29.412 | 58.419 | 29.285 | 2825.373
29.538 | 59.969 | 29.412 | 2779.631
29.664 | 59.903 | 29.538 | 2735.36
29.789 | 58.466 | 29.664 | 2687.345
29.914 | 56.783 | 29.789 | 2644.266
30.039 | 55.116 | 29.914 | 2606.532
30.164 | 54.676 | 30.039 | 2559.887
30.288 | 55.476 | 30.164 | 2514.765
30.412 | 56.966 | 30.288 | 2468.813
30.536 | 57.78 | 30.412 | 2415.333
30.659 | 57.432 | 30.536 | 2358.686
30.782 | 56.359 | 30.659 | 2304.678
30.905 | 54.583 | 30.782 | 2247.235
31.027 | 52.854 | 30.905 | 2196.974
31.15 | 53.241 | 31.027 | 2146.95
31.271 | 53.08 | 31.15 | 2097.012
31.393 | 52.06 | 31.271 | 2048.384
31.514 | 51.339 | 31.393 | 2001.726
31.635 | 50.457 | 31.514 | 1949.552
31.755 | 48.824 | 31.635 | 1903.076
31.876 | 47.552 | 31.755 | 1847.6
31.995 | 48.363 | 31.876 | 1786.974
32.115 | 49.056 | 31.995 | 1732.174
32.234 | 49.438 | 32.115 | 1684.589
32.353 | 49.696 | 32.234 | 1636.237
32.472 | 50.686 | 32.353 | 1590.655
32.59 | 51.015 | 32.472 | 1548.002
32.708 | 49.617 | 32.59 | 1502.225
32.826 | 48.336 | 32.708 | 1455.272
32.943 | 47.399 | 32.826 | 1411.693
33.061 | 46.713 | 32.943 | 1368.884
33.177 | 46.705 | 33.061 | 1323.422
33.294 | 47.186 | 33.177 | 1281.161
33.41 | 45.932 | 33.294 | 1236.787
33.526 | 43.912 | 33.41 | 1194.505
33.641 | 43.064 | 33.526 | 1154.998
33.757 | 42.441 | 33.641 | 1118.038
33.872 | 41.779 | 33.757 | 1081.2
33.986 | 42.082 | 33.872 | 1045.353
34.101 | 43.059 | 33.986 | 1014.491
34.215 | 44.313 | 34.101 | 980.783
34.328 | 44.493 | 34.215 | 944.363
34.442 | 44.368 | 34.328 | 912.106
34.555 | 44.071 | 34.442 | 879.271
34.667 | 42.194 | 34.555 | 849.504
34.78 | 40.681 | 34.667 | 816.194
34.892 | 40.985 | 34.78 | 786.767
35.004 | 41.743 | 34.892 | 755.674
35.116 | 41.567 | 35.004 | 728.897
35.227 | 41.912 | 35.116 | 703.216
35.338 | 43.104 | 35.227 | 677.665
35.338 | 43.104 | 35.227 | 677.665
35.448 | 43.599 | 35.338 | 655.199
35.559 | 44.027 | 35.448 | 635.29
35.669 | 44.636 | 35.559 | 615.989
35.778 | 45.964 | 35.669 | 595.027
35.888 | 45.796 | 35.778 | 575.348
35.997 | 43.681 | 35.888 | 554.818
36.106 | 40.644 | 35.997 | 535.335
36.214 | 38.126 | 36.106 | 514.634
36.323 | 36.681 | 36.214 | 429.848
36.431 | 36.175 | 36.323 | 306.063
36.538 | 37.104 | 36.431 | 215.762

## Vivid H60 (hidden)
Selador | Lamp |  | Wattage
Vivid | Lumileds K2 |  | 122 |  | Note: Owing to the variability of LEDs, output data and color matches should be viewed as approximate
Note: All data taken with room temperature fixture
| Beam Angle | Field Angle
Horizontal | 51.4 | 68.2
| Accessory Lens | Candela | Field Lumens | Beam Lumens | Lens Efficiency | Efficacy
| H60 | 7240 | 1100 | 600 | 97.78% | 9.0164
| For Field diameter at any distance, multiply distance by |  |  |  | 1.3541
| For Beam diameter at any distance, multiply distance by |  |  |  | 0.96253
| Throw Distance (ft) | 10 | 15 | 20 | 25
| Throw Distance (m) | 3.048 | 4.572 | 6.096 | 7.62
| Field Diameter (ft) | 13.541 | 20.3115 | 27.082 | 33.8525
| Field Diameter (m) | 4.1273 | 6.191 | 8.2546 | 10.3183
| Illuminance (fc) | 72.4 | 32.1778 | 18.1 | 11.584
| Illuminance (lux) | 779.3064 | 346.3584 | 194.8266 | 124.689
Test Distance | Iso-Illuminance Diagram grid lines
61 | 10 | 20 | 30 | 40
| 0.16393 | 0.32787 | 0.4918 | 0.65574
| Beam Angle | Field Angle
Vertical | 10 | 21.6
| For Field diameter at any distance, multiply distance by |  |  |  | 0.38152
| For Beam diameter at any distance, multiply distance by |  |  |  | 0.17498
| Throw Distance (ft) | 10 | 15 | 20 | 25
| Throw Distance (m) | 3.048 | 4.572 | 6.096 | 7.62
| Field Diameter (ft) | 3.8152 | 5.7228 | 7.6304 | 9.538
| Field Diameter (m) | 1.1629 | 1.7443 | 2.3257 | 2.9072
| Illuminance (fc) | 72.4 | 32.1778 | 18.1 | 11.584
| Illuminance (lux) | 779.3064 | 346.3584 | 194.8266 | 124.689
| X |  | Y
-36.538 | 0 | -36.646 | 40.437
-36.431 | 0 | -36.538 | 41.608
-36.323 | 0 | -36.431 | 42.289
-36.214 | 53.667 | -36.323 | 42.405
-36.106 | 146.269 | -36.214 | 43.755
-35.997 | 241.38 | -36.106 | 45.164
-35.888 | 339.683 | -35.997 | 45.554
-35.778 | 404.851 | -35.888 | 43.823
-35.669 | 418.653 | -35.778 | 43.928
-35.559 | 432.868 | -35.669 | 44.138
-35.448 | 449.007 | -35.559 | 43.389
-35.338 | 463.427 | -35.448 | 43.352
-35.227 | 478.809 | -35.338 | 42.752
-35.116 | 495.662 | -35.227 | 43.242
-35.004 | 514.003 | -35.116 | 42.856
-34.892 | 531.843 | -35.004 | 43.617
-34.78 | 550.221 | -34.892 | 44.579
-34.667 | 571.356 | -34.78 | 44.226
-34.555 | 594.499 | -34.667 | 44.011
-34.442 | 616.836 | -34.555 | 44.174
-34.328 | 639.527 | -34.442 | 45.66
-34.215 | 661.118 | -34.328 | 46.525
-34.101 | 685.013 | -34.215 | 48.022
-33.986 | 708.776 | -34.101 | 47.526
-33.872 | 736.305 | -33.986 | 47.635
-33.757 | 761.615 | -33.872 | 48.176
-33.641 | 788.4 | -33.757 | 47.883
-33.526 | 816.873 | -33.641 | 46.765
-33.41 | 845.963 | -33.526 | 45.854
-33.294 | 876.119 | -33.41 | 46.359
-33.177 | 908.694 | -33.294 | 46.631
-33.061 | 939.512 | -33.177 | 47.42
-32.943 | 970.27 | -33.061 | 48.041
-32.826 | 1003.444 | -32.943 | 49.883
-32.708 | 1037.308 | -32.826 | 50.296
-32.59 | 1071.597 | -32.708 | 50.929
-32.472 | 1108.18 | -32.59 | 51.206
-32.353 | 1147.218 | -32.472 | 52.211
-32.234 | 1184.869 | -32.353 | 52.67
-32.115 | 1220.145 | -32.234 | 54.857
-31.995 | 1259.513 | -32.115 | 56.4
-31.876 | 1299.156 | -31.995 | 56.679
-31.755 | 1341.521 | -31.876 | 56.676
-31.635 | 1386.05 | -31.755 | 58.254
-31.514 | 1431.208 | -31.635 | 57.811
-31.393 | 1471.869 | -31.514 | 57.556
-31.271 | 1516.726 | -31.393 | 58.928
-31.15 | 1561.046 | -31.271 | 60.257
-31.027 | 1605.772 | -31.15 | 60.329
-30.905 | 1652.863 | -31.027 | 62.097
-30.782 | 1698.23 | -30.905 | 62.916
-30.659 | 1746.806 | -30.782 | 62.584
-30.536 | 1795.51 | -30.659 | 61.566
-30.412 | 1842.674 | -30.536 | 61.391
-30.288 | 1890.27 | -30.412 | 61.693
-30.164 | 1934.398 | -30.288 | 62.644
-30.039 | 1985.327 | -30.164 | 63.97
-29.914 | 2040.871 | -30.039 | 64.023
-29.789 | 2099.402 | -29.914 | 64.543
-29.664 | 2155.741 | -29.789 | 64.242
-29.538 | 2214.372 | -29.664 | 64.234
-29.412 | 2266.412 | -29.538 | 64.371
-29.285 | 2321.276 | -29.412 | 64.996
-29.158 | 2380.735 | -29.285 | 66.134
-29.031 | 2441.601 | -29.158 | 66.691
-28.904 | 2501.47 | -29.031 | 67.414
-28.776 | 2559.871 | -28.904 | 66.995
-28.648 | 2620.884 | -28.776 | 67.287
-28.519 | 2675.708 | -28.648 | 67.35
-28.391 | 2730.713 | -28.519 | 67.357
-28.262 | 2784.921 | -28.391 | 66.524
-28.132 | 2844.708 | -28.262 | 67.119
-28.003 | 2901.619 | -28.132 | 67.627
-27.873 | 2960.654 | -28.003 | 69.128
-27.743 | 3019.535 | -27.873 | 70.149
-27.612 | 3080.018 | -27.743 | 71.382
-27.481 | 3136.979 | -27.612 | 71.702
-27.35 | 3193.421 | -27.481 | 71.037
-27.218 | 3253.69 | -27.35 | 71.601
-27.087 | 3313.774 | -27.218 | 73.164
-26.954 | 3371.466 | -27.087 | 74.121
-26.822 | 3431.354 | -26.954 | 73.214
-26.689 | 3482.827 | -26.822 | 73.01
-26.556 | 3535.913 | -26.689 | 72.862
-26.423 | 3586.638 | -26.556 | 73.567
-26.289 | 3641.008 | -26.423 | 74.4
-26.155 | 3699.883 | -26.289 | 74.989
-26.021 | 3755.307 | -26.155 | 75.786
-25.886 | 3808.469 | -26.021 | 77.68
-25.751 | 3864.847 | -25.886 | 78.409
-25.616 | 3920.039 | -25.751 | 78.663
-25.481 | 3964.08 | -25.616 | 79.098
-25.345 | 4017.466 | -25.481 | 79.479
-25.209 | 4071.839 | -25.345 | 79.701
-25.072 | 4121.287 | -25.209 | 80.36
-24.935 | 4176.349 | -25.072 | 81.323
-24.798 | 4228.301 | -24.935 | 82.382
-24.661 | 4275.245 | -24.798 | 83.434
-24.523 | 4320.093 | -24.661 | 85.292
-24.385 | 4368.546 | -24.523 | 85.695
-24.247 | 4414.131 | -24.385 | 85.465
-24.109 | 4461.514 | -24.247 | 86.645
-23.97 | 4507.182 | -24.109 | 88.219
-23.831 | 4553.094 | -23.97 | 89.583
-23.691 | 4589.516 | -23.831 | 90.49
-23.551 | 4623.396 | -23.691 | 91.218
-23.411 | 4657.402 | -23.551 | 92.312
-23.271 | 4695.615 | -23.411 | 94.314
-23.13 | 4729.221 | -23.271 | 94.679
-22.989 | 4770.607 | -23.13 | 94.381
-22.848 | 4812.88 | -22.989 | 95.283
-22.707 | 4855.693 | -22.848 | 96.642
-22.565 | 4898.292 | -22.707 | 97.751
-22.423 | 4942.153 | -22.565 | 99.919
-22.28 | 4979.492 | -22.423 | 101.156
-22.137 | 5015.194 | -22.28 | 101.4
-21.994 | 5053.845 | -22.137 | 102.027
-21.851 | 5090.244 | -21.994 | 103.871
-21.708 | 5118.231 | -21.851 | 106.253
-21.564 | 5147.77 | -21.708 | 109.168
-21.42 | 5183.764 | -21.564 | 111.308
-21.275 | 5224.392 | -21.42 | 111.356
-21.13 | 5251.472 | -21.275 | 111.994
-20.985 | 5280.942 | -21.13 | 113.239
-20.84 | 5312.571 | -20.985 | 113.635
-20.695 | 5349.093 | -20.84 | 115.525
-20.549 | 5378.736 | -20.695 | 118.243
-20.403 | 5412.795 | -20.549 | 120.946
-20.256 | 5443.058 | -20.403 | 123.682
-20.11 | 5467.35 | -20.256 | 126.588
-19.963 | 5491.624 | -20.11 | 127.543
-19.815 | 5516.317 | -19.963 | 128.725
-19.668 | 5542.639 | -19.815 | 130.382
-19.52 | 5575.747 | -19.668 | 132.693
-19.372 | 5599.372 | -19.52 | 134.423
-19.224 | 5625.825 | -19.372 | 137.372
-19.075 | 5661.115 | -19.224 | 141.62
-18.926 | 5689.112 | -19.075 | 145.508
-18.777 | 5710.795 | -18.926 | 149.399
-18.628 | 5732.762 | -18.777 | 152.529
-18.478 | 5757.292 | -18.628 | 155.263
-18.328 | 5782.518 | -18.478 | 158.454
-18.178 | 5801.986 | -18.328 | 162.901
-18.028 | 5811.974 | -18.178 | 167.393
-17.877 | 5822.201 | -18.028 | 171.82
-17.726 | 5836.308 | -17.877 | 177.487
-17.575 | 5851.538 | -17.726 | 183.216
-17.424 | 5871.201 | -17.575 | 188.808
-17.272 | 5886.985 | -17.424 | 194.484
-17.12 | 5905.848 | -17.272 | 200.375
-16.968 | 5920.425 | -17.12 | 205.585
-16.815 | 5937.465 | -16.968 | 211.643
-16.663 | 5951.771 | -16.815 | 219.153
-16.51 | 5964.402 | -16.663 | 226.825
-16.357 | 5983.23 | -16.51 | 233.945
-16.203 | 6007.545 | -16.357 | 242.091
-16.049 | 6029.039 | -16.203 | 251.474
-15.896 | 6049.298 | -16.049 | 260.966
-15.741 | 6067.821 | -15.896 | 270.633
-15.587 | 6079.307 | -15.741 | 279.297
-15.432 | 6096.284 | -15.587 | 287.478
-15.278 | 6116.485 | -15.432 | 296.435
-15.123 | 6140.654 | -15.278 | 304.507
-14.967 | 6170.101 | -15.123 | 311.679
-14.812 | 6207.726 | -14.967 | 320.876
-14.656 | 6235.096 | -14.812 | 331.6
-14.5 | 6264.971 | -14.656 | 343.062
-14.344 | 6293.731 | -14.5 | 354.733
-14.188 | 6319.294 | -14.344 | 366.319
-14.031 | 6331.199 | -14.188 | 376.795
-13.874 | 6347.871 | -14.031 | 388.988
-13.717 | 6368.576 | -13.874 | 400.513
-13.56 | 6384.991 | -13.717 | 415.679
-13.403 | 6401.181 | -13.56 | 428.488
-13.245 | 6425.133 | -13.403 | 443.49
-13.087 | 6446.339 | -13.245 | 457.946
-12.929 | 6465.726 | -13.087 | 473.385
-12.771 | 6483.634 | -12.929 | 488.134
-12.612 | 6504.178 | -12.771 | 506.743
-12.454 | 6522.656 | -12.612 | 524.881
-12.295 | 6538.201 | -12.454 | 542.285
-12.136 | 6550.568 | -12.295 | 558.715
-11.976 | 6564.725 | -12.136 | 577.076
-11.817 | 6578.122 | -11.976 | 598.438
-11.657 | 6590.889 | -11.817 | 618.739
-11.498 | 6596.382 | -11.657 | 639.813
-11.338 | 6603.968 | -11.498 | 661.051
-11.178 | 6619.837 | -11.338 | 684.859
-11.017 | 6639.919 | -11.178 | 710.014
-10.857 | 6646.136 | -11.017 | 736.734
-10.696 | 6649.311 | -10.857 | 766.723
-10.535 | 6658.19 | -10.696 | 795.686
-10.374 | 6663.409 | -10.535 | 826.459
-10.213 | 6668.088 | -10.374 | 857.434
-10.052 | 6684.097 | -10.213 | 891.091
-9.89 | 6697.266 | -10.052 | 924.804
-9.729 | 6703.943 | -9.89 | 959.394
-9.567 | 6718.896 | -9.729 | 996.152
-9.405 | 6743.045 | -9.567 | 1038.254
-9.243 | 6765.188 | -9.405 | 1084.726
-9.08 | 6784.721 | -9.243 | 1130.437
-8.918 | 6807.354 | -9.08 | 1180.403
-8.755 | 6818.361 | -8.918 | 1232.177
-8.593 | 6833.158 | -8.755 | 1286.25
-8.43 | 6842.412 | -8.593 | 1344.648
-8.267 | 6852.66 | -8.43 | 1406.866
-8.104 | 6871.014 | -8.267 | 1472.499
-7.94 | 6889.379 | -8.104 | 1544.409
-7.777 | 6898.444 | -7.94 | 1612.352
-7.614 | 6914.262 | -7.777 | 1688.05
-7.45 | 6938.925 | -7.614 | 1767.586
-7.286 | 6952.417 | -7.45 | 1851.693
-7.122 | 6964.067 | -7.286 | 1941.771
-6.958 | 6987.941 | -7.122 | 2039.19
-6.794 | 7001.428 | -6.958 | 2134.771
-6.63 | 7017.832 | -6.794 | 2240.038
-6.466 | 7047.003 | -6.63 | 2348.312
-6.301 | 7059.385 | -6.466 | 2456.561
-6.137 | 7056.603 | -6.301 | 2577.299
-5.972 | 7065.758 | -6.137 | 2700.934
-5.807 | 7081.048 | -5.972 | 2829.947
-5.642 | 7091.023 | -5.807 | 2970.996
-5.478 | 7104.417 | -5.642 | 3107.727
-5.313 | 7121.553 | -5.478 | 3238.132
-5.147 | 7129.065 | -5.313 | 3371.509
-4.982 | 7131.24 | -5.147 | 3508.091
-4.817 | 7141.563 | -4.982 | 3646.648
-4.652 | 7146.036 | -4.817 | 3791.137
-4.486 | 7154.89 | -4.652 | 3949.72
-4.321 | 7167.062 | -4.486 | 4104.269
-4.155 | 7176.683 | -4.321 | 4270.748
-3.989 | 7179.879 | -4.155 | 4443.13
-3.824 | 7190.024 | -3.989 | 4614.905
-3.658 | 7194.943 | -3.824 | 4773.608
-3.492 | 7205.424 | -3.658 | 4948.725
-3.326 | 7224.811 | -3.492 | 5112.208
-3.16 | 7231.638 | -3.326 | 5278.787
-2.994 | 7240.266 | -3.16 | 5441.669
-2.828 | 7248.185 | -2.994 | 5595.646
-2.662 | 7256.336 | -2.828 | 5745.106
-2.496 | 7251.332 | -2.662 | 5888.859
-2.33 | 7249.095 | -2.496 | 6031.745
-2.163 | 7250.48 | -2.33 | 6156.283
-1.997 | 7252.601 | -2.163 | 6278.249
-1.831 | 7241.667 | -1.997 | 6384.245
-1.664 | 7232.754 | -1.831 | 6500.326
-1.498 | 7222.52 | -1.664 | 6610.701
-1.332 | 7226.558 | -1.498 | 6698.91
-1.165 | 7224.633 | -1.332 | 6785.911
-0.999 | 7211.1 | -1.165 | 6878.143
-0.832 | 7177.666 | -0.999 | 6954.547
-0.666 | 7162.008 | -0.832 | 7024.675
-0.499 | 7159.352 | -0.666 | 7094.83
-0.333 | 7165.478 | -0.499 | 7139.707
-0.166 | 7168.257 | -0.333 | 7153.883
0 | 7161.225 | -0.166 | 7154.374
0.166 | 7151.303 | 0 | 7161.225
0.333 | 7138.988 | 0.166 | 7150.598
0.499 | 7127.234 | 0.333 | 7141.124
0.666 | 7123.479 | 0.499 | 7112.377
0.832 | 7128.984 | 0.666 | 7086.037
0.999 | 7127.611 | 0.832 | 7043.713
1.165 | 7128.345 | 0.999 | 6996.501
1.332 | 7132.638 | 1.165 | 6939.243
1.498 | 7137.858 | 1.332 | 6882.045
1.664 | 7132.242 | 1.498 | 6783.42
1.831 | 7129.076 | 1.664 | 6684.539
1.997 | 7129.26 | 1.831 | 6563.258
2.163 | 7131.247 | 1.997 | 6456.595
2.33 | 7124.219 | 2.163 | 6332.2
2.496 | 7110.92 | 2.33 | 6205.415
2.662 | 7095.149 | 2.496 | 6055.268
2.828 | 7084.921 | 2.662 | 5923.833
2.994 | 7072.908 | 2.828 | 5775.634
3.16 | 7059.931 | 2.994 | 5621.65
3.326 | 7037.456 | 3.16 | 5457.762
3.492 | 7026.505 | 3.326 | 5294.024
3.658 | 7011.073 | 3.492 | 5123.925
3.824 | 6995.087 | 3.658 | 4959.144
3.989 | 6984.212 | 3.824 | 4786.585
4.155 | 6986.085 | 3.989 | 4616.499
4.321 | 6979.323 | 4.155 | 4448.935
4.486 | 6962.772 | 4.321 | 4281.654
4.652 | 6943.654 | 4.486 | 4113.988
4.817 | 6924.523 | 4.652 | 3953.861
4.982 | 6911.608 | 4.817 | 3791.734
5.147 | 6897.683 | 4.982 | 3631.546
5.313 | 6886.221 | 5.147 | 3482.399
5.478 | 6872.316 | 5.313 | 3332.776
5.642 | 6856.269 | 5.478 | 3186.356
5.807 | 6840.939 | 5.642 | 3044.317
5.972 | 6827.8 | 5.807 | 2911.327
6.137 | 6817.903 | 5.972 | 2782.263
6.301 | 6804.615 | 6.137 | 2654.583
6.466 | 6795.525 | 6.301 | 2533.022
6.63 | 6782.684 | 6.466 | 2409.034
6.794 | 6759.419 | 6.63 | 2293.305
6.958 | 6732.598 | 6.794 | 2183.397
7.122 | 6707.946 | 6.958 | 2078.345
7.286 | 6682.243 | 7.122 | 1975.99
7.45 | 6659.355 | 7.286 | 1876.235
7.614 | 6648.122 | 7.45 | 1784.852
7.777 | 6625.35 | 7.614 | 1698.005
7.94 | 6602.909 | 7.777 | 1614.076
8.104 | 6574.196 | 7.94 | 1533.403
8.267 | 6551.856 | 8.104 | 1459.843
8.43 | 6531.42 | 8.267 | 1388.97
8.593 | 6521.847 | 8.43 | 1320.65
8.755 | 6508.127 | 8.593 | 1262.012
8.918 | 6483.774 | 8.755 | 1206.232
9.08 | 6459.219 | 8.918 | 1151.005
9.243 | 6436.027 | 9.08 | 1099.101
9.405 | 6421.15 | 9.243 | 1050.214
9.567 | 6416.354 | 9.405 | 1001.234
9.729 | 6406.94 | 9.567 | 958.223
9.89 | 6391.789 | 9.729 | 918.017
10.052 | 6376.628 | 9.89 | 878.472
10.213 | 6368.377 | 10.052 | 841.825
10.374 | 6359.19 | 10.213 | 809.286
10.535 | 6343.263 | 10.374 | 777.106
10.696 | 6324.4 | 10.535 | 744.702
10.857 | 6304.257 | 10.696 | 715.629
11.017 | 6287.503 | 10.857 | 689.738
11.178 | 6280.595 | 11.017 | 660.27
11.338 | 6276.58 | 11.178 | 632.131
11.498 | 6271.643 | 11.338 | 609.213
11.657 | 6257.025 | 11.498 | 584.547
11.817 | 6243.923 | 11.657 | 562.204
11.976 | 6225.435 | 11.817 | 540.588
12.136 | 6209.428 | 11.976 | 521.881
12.295 | 6189.536 | 12.136 | 501.546
12.454 | 6172.145 | 12.295 | 486.565
12.612 | 6161.556 | 12.454 | 470.843
12.771 | 6148.553 | 12.612 | 456.734
12.929 | 6126.86 | 12.771 | 442.21
13.087 | 6111.055 | 12.929 | 429.885
13.245 | 6097.967 | 13.087 | 416.51
13.403 | 6084.645 | 13.245 | 403.856
13.56 | 6065.587 | 13.403 | 391.076
13.717 | 6048.18 | 13.56 | 379.229
13.874 | 6031.87 | 13.717 | 367.736
14.031 | 6009.144 | 13.874 | 357.975
14.188 | 5988.142 | 14.031 | 346.907
14.344 | 5976.589 | 14.188 | 334.25
14.5 | 5964.309 | 14.344 | 321.42
14.656 | 5943.777 | 14.5 | 310.223
14.812 | 5922.029 | 14.656 | 300.543
14.967 | 5905.274 | 14.812 | 292.281
15.123 | 5883.536 | 14.967 | 287.395
15.278 | 5859.202 | 15.123 | 279.693
15.432 | 5836.554 | 15.278 | 272.727
15.587 | 5810.48 | 15.432 | 263.54
15.741 | 5785.251 | 15.587 | 253.869
15.896 | 5767.647 | 15.741 | 244.714
16.049 | 5755.439 | 15.896 | 237.514
16.203 | 5736.754 | 16.049 | 230.306
16.357 | 5716.53 | 16.203 | 221.733
16.51 | 5700.966 | 16.357 | 213.101
16.663 | 5677.533 | 16.51 | 207.093
16.815 | 5660.458 | 16.663 | 201.688
16.968 | 5643.9 | 16.815 | 196.542
17.12 | 5623.841 | 16.968 | 193.031
17.272 | 5597.625 | 17.12 | 189.57
17.424 | 5575.018 | 17.272 | 184.869
17.575 | 5543.983 | 17.424 | 180.564
17.726 | 5506.772 | 17.575 | 176.063
17.877 | 5474.351 | 17.726 | 170.704
18.028 | 5446.111 | 17.877 | 165.297
18.178 | 5415.435 | 18.028 | 160.176
18.328 | 5385.242 | 18.178 | 154.541
18.478 | 5357.66 | 18.328 | 150.126
18.628 | 5337.456 | 18.478 | 145.378
18.777 | 5311.272 | 18.628 | 141.749
18.926 | 5283.588 | 18.777 | 138.35
19.075 | 5253.802 | 18.926 | 134.979
19.224 | 5223.956 | 19.075 | 132.157
19.372 | 5193.366 | 19.224 | 130.475
19.52 | 5157.103 | 19.372 | 128.582
19.668 | 5123.685 | 19.52 | 126.338
19.815 | 5097.208 | 19.668 | 123.991
19.963 | 5081.679 | 19.815 | 122.091
20.11 | 5063.117 | 19.963 | 119.86
20.256 | 5037.221 | 20.11 | 118.285
20.403 | 5005.085 | 20.256 | 116.91
20.549 | 4977.292 | 20.403 | 114.973
20.695 | 4939.459 | 20.549 | 112.097
20.84 | 4901.261 | 20.695 | 109.997
20.985 | 4868.927 | 20.84 | 108.026
21.13 | 4844.313 | 20.985 | 105.927
21.275 | 4808.658 | 21.13 | 104.498
21.42 | 4774.364 | 21.275 | 103.721
21.564 | 4738.407 | 21.42 | 103.059
21.708 | 4694.185 | 21.564 | 101.493
21.851 | 4657.123 | 21.708 | 99.68
21.994 | 4626.926 | 21.851 | 97.619
22.137 | 4593.648 | 21.994 | 96.216
22.28 | 4554.804 | 22.137 | 95.692
22.423 | 4523.862 | 22.28 | 94.517
22.565 | 4489.415 | 22.423 | 93.407
22.707 | 4445.548 | 22.565 | 91.273
22.848 | 4397.777 | 22.707 | 89.321
22.989 | 4348.753 | 22.848 | 86.724
23.13 | 4302.974 | 22.989 | 85.163
23.271 | 4261.576 | 23.13 | 84.278
23.411 | 4215.963 | 23.271 | 83.881
23.551 | 4171.241 | 23.411 | 83.579
23.691 | 4129.702 | 23.551 | 82.188
23.831 | 4087.59 | 23.691 | 80.961
23.97 | 4046.72 | 23.831 | 79.627
24.109 | 4007.456 | 23.97 | 78.735
24.247 | 3967.85 | 24.109 | 78.238
24.385 | 3925.119 | 24.247 | 78.317
24.523 | 3875.84 | 24.385 | 78.044
24.661 | 3821.063 | 24.523 | 76.908
24.798 | 3764.48 | 24.661 | 74.926
24.935 | 3704.077 | 24.798 | 73.467
25.072 | 3652.312 | 24.935 | 73.2
25.209 | 3606.901 | 25.072 | 73.881
25.345 | 3563.207 | 25.209 | 72.739
25.481 | 3522.463 | 25.345 | 71.822
25.616 | 3485.141 | 25.481 | 71.209
25.751 | 3442.089 | 25.616 | 71.009
25.886 | 3396.389 | 25.751 | 70.051
26.021 | 3354.688 | 25.886 | 70.212
26.155 | 3314.363 | 26.021 | 69.901
26.289 | 3272.068 | 26.155 | 69.114
26.423 | 3228.816 | 26.289 | 67.686
26.556 | 3181.426 | 26.423 | 66.541
26.689 | 3132.128 | 26.556 | 65.68
26.822 | 3086.319 | 26.689 | 64.172
26.954 | 3039.541 | 26.822 | 62.385
27.087 | 2996.888 | 26.954 | 61.42
27.218 | 2953.253 | 27.087 | 59.935
27.35 | 2909.55 | 27.218 | 59.659
27.481 | 2865.996 | 27.35 | 60.47
27.612 | 2820.371 | 27.481 | 61.232
27.743 | 2770.564 | 27.612 | 61.835
27.873 | 2719.951 | 27.743 | 60.847
28.003 | 2667.25 | 27.873 | 59.575
28.132 | 2615.496 | 28.003 | 58.627
28.262 | 2567.433 | 28.132 | 57.783
28.391 | 2521.703 | 28.262 | 56.793
28.519 | 2477.234 | 28.391 | 55.992
28.648 | 2434.097 | 28.519 | 55.494
28.776 | 2392.815 | 28.648 | 55.415
28.904 | 2350.795 | 28.776 | 56.271
29.031 | 2305.489 | 28.904 | 55.54
29.158 | 2253.74 | 29.031 | 54.091
29.285 | 2200.792 | 29.158 | 52.402
29.412 | 2150.758 | 29.285 | 51.476
29.538 | 2106.074 | 29.412 | 51.812
29.664 | 2065.493 | 29.538 | 51.717
29.789 | 2026.349 | 29.664 | 51.765
29.914 | 1989.594 | 29.789 | 50.939
30.039 | 1947.907 | 29.914 | 49.696
30.164 | 1901.115 | 30.039 | 48.59
30.288 | 1853.365 | 30.164 | 49.63
30.412 | 1811.455 | 30.288 | 48.516
30.536 | 1769.485 | 30.412 | 48.284
30.659 | 1726.643 | 30.536 | 48.946
30.782 | 1682.892 | 30.659 | 47.905
30.905 | 1644.048 | 30.782 | 46.705
31.027 | 1606.591 | 30.905 | 45.707
31.15 | 1569.443 | 31.027 | 45.58
31.271 | 1532.852 | 31.15 | 45.239
31.393 | 1494.281 | 31.271 | 46.178
31.514 | 1455.647 | 31.393 | 45.315
31.635 | 1419.791 | 31.514 | 44.568
31.755 | 1388.298 | 31.635 | 44.957
31.876 | 1355.551 | 31.755 | 44.358
31.995 | 1320.069 | 31.876 | 43.784
32.115 | 1283.795 | 31.995 | 43.455
32.234 | 1246.186 | 32.115 | 42.967
32.353 | 1210.263 | 32.234 | 41.119
32.472 | 1177.349 | 32.353 | 40.934
32.59 | 1146.302 | 32.472 | 38.618
32.708 | 1115.734 | 32.59 | 38.038
32.826 | 1083.147 | 32.708 | 38.413
32.943 | 1053.452 | 32.826 | 40.558
33.061 | 1025.487 | 32.943 | 41.3
33.177 | 999.176 | 33.061 | 40.526
33.294 | 971.274 | 33.177 | 40.493
33.41 | 941.008 | 33.294 | 39.414
33.526 | 910.457 | 33.41 | 38.818
33.641 | 881.171 | 33.526 | 36.505
33.757 | 852.536 | 33.641 | 36.95
33.872 | 825.395 | 33.757 | 36.8
33.986 | 802.742 | 33.872 | 37.115
34.101 | 782.483 | 33.986 | 36.697
34.215 | 761.075 | 34.101 | 35.972
34.328 | 736.843 | 34.215 | 35.275
34.442 | 712.338 | 34.328 | 33.421
34.555 | 689.537 | 34.442 | 31.313
34.667 | 666.543 | 34.555 | 31.167
34.78 | 645.624 | 34.667 | 29.375
34.892 | 627.672 | 34.78 | 30.149
35.004 | 607.692 | 34.892 | 30.238
35.116 | 587.053 | 35.004 | 30.813
35.227 | 569.246 | 35.116 | 31.462
35.338 | 551.426 | 35.227 | 32.676
35.338 | 551.426 | 35.227 | 32.676
35.448 | 535.887 | 35.338 | 33.478
35.559 | 524.57 | 35.448 | 32.876
35.669 | 513.864 | 35.559 | 33.436
35.778 | 499.921 | 35.669 | 33.61
35.888 | 484.098 | 35.778 | 33.285
35.997 | 466.95 | 35.888 | 31.379
36.106 | 448.858 | 35.997 | 30.429
36.214 | 432.244 | 36.106 | 30.158
36.323 | 420.226 | 36.214 | 26.071
36.431 | 409.933 | 36.323 | 19.361
36.538 | 404.972 | 36.431 | 15.164

## Vivid V60 (hidden)
Selador | Lamp |  | Wattage
Vivid | Lumileds K2 |  | 122 |  | Note: Owing to the variability of LEDs, output data and color matches should be viewed as approximate
Note: All data taken with room temperature fixture
| Beam Angle | Field Angle
Horizontal | 12.6 | 24.9
| Accessory Lens | Candela | Field Lumens | Beam Lumens | Lens Efficiency | Efficacy
| V60 | 6020 | 1120 | 650 | 99.56% | 9.1803
| For Field diameter at any distance, multiply distance by |  |  |  | 0.44156
| For Beam diameter at any distance, multiply distance by |  |  |  | 0.2208
| Throw Distance (ft) | 10 | 15 | 20 | 25
| Throw Distance (m) | 3.048 | 4.572 | 6.096 | 7.62
| Field Diameter (ft) | 4.4156 | 6.6234 | 8.8312 | 11.039
| Field Diameter (m) | 1.3459 | 2.0188 | 2.6917 | 3.3647
| Illuminance (fc) | 60.2 | 26.7556 | 15.05 | 9.632
| Illuminance (lux) | 647.9868 | 287.9941 | 161.9967 | 103.6779
Test Distance | Iso-Illuminance Diagram grid lines
61 | 10 | 20 | 30 | 40
| 0.16393 | 0.32787 | 0.4918 | 0.65574
| Beam Angle | Field Angle
Vertical | 52 | 67.6
| For Field diameter at any distance, multiply distance by |  |  |  | 1.3389
| For Beam diameter at any distance, multiply distance by |  |  |  | 0.97547
| Throw Distance (ft) | 10 | 15 | 20 | 25
| Throw Distance (m) | 3.048 | 4.572 | 6.096 | 7.62
| Field Diameter (ft) | 13.3888 | 20.0832 | 26.7777 | 33.4721
| Field Diameter (m) | 4.0809 | 6.1214 | 8.1618 | 10.2023
| Illuminance (fc) | 60.2 | 26.7556 | 15.05 | 9.632
| Illuminance (lux) | 647.9868 | 287.9941 | 161.9967 | 103.6779
| X |  | Y
-36.538 | 0 | -36.646 | 305.364
-36.431 | 0 | -36.538 | 308.587
-36.323 | 0 | -36.431 | 312.612
-36.214 | 4.611 | -36.323 | 318.643
-36.106 | 12.765 | -36.214 | 325.89
-35.997 | 22.327 | -36.106 | 334.592
-35.888 | 31.02 | -35.997 | 343.218
-35.778 | 35.714 | -35.888 | 353.526
-35.669 | 34.82 | -35.778 | 362.53
-35.559 | 35.03 | -35.669 | 370.354
-35.448 | 34.78 | -35.559 | 379.596
-35.338 | 35.902 | -35.448 | 389.675
-35.227 | 37.084 | -35.338 | 397.981
-35.116 | 38.187 | -35.227 | 406.669
-35.004 | 37.857 | -35.116 | 415.944
-34.892 | 38.221 | -35.004 | 425.554
-34.78 | 38.547 | -34.892 | 439.229
-34.667 | 39.35 | -34.78 | 454.164
-34.555 | 39.463 | -34.667 | 469.247
-34.442 | 40.39 | -34.555 | 484.85
-34.328 | 41.005 | -34.442 | 501.649
-34.215 | 41.75 | -34.328 | 519.457
-34.101 | 41.749 | -34.215 | 538.431
-33.986 | 42.986 | -34.101 | 556.273
-33.872 | 42.779 | -33.986 | 574.634
-33.757 | 41.545 | -33.872 | 594.475
-33.641 | 41.312 | -33.757 | 613.719
-33.526 | 41.739 | -33.641 | 633.1
-33.41 | 42.719 | -33.526 | 651.365
-33.294 | 42.81 | -33.41 | 674.888
-33.177 | 43.843 | -33.294 | 697.989
-33.061 | 44.057 | -33.177 | 718.297
-32.943 | 44.108 | -33.061 | 741.483
-32.826 | 43.997 | -32.943 | 767.317
-32.708 | 44.079 | -32.826 | 791.526
-32.59 | 44.861 | -32.708 | 818.034
-32.472 | 46.367 | -32.59 | 847.674
-32.353 | 45.9 | -32.472 | 873.993
-32.234 | 46.255 | -32.353 | 902.691
-32.115 | 46.639 | -32.234 | 932.04
-31.995 | 47.394 | -32.115 | 965.483
-31.876 | 45.87 | -31.995 | 993.905
-31.755 | 45.784 | -31.876 | 1028.419
-31.635 | 46.317 | -31.755 | 1061.231
-31.514 | 47.584 | -31.635 | 1092.08
-31.393 | 47.767 | -31.514 | 1125.207
-31.271 | 46.941 | -31.393 | 1167.605
-31.15 | 48.312 | -31.271 | 1205.911
-31.027 | 48.247 | -31.15 | 1245.74
-30.905 | 49.723 | -31.027 | 1284.406
-30.782 | 50.886 | -30.905 | 1321.771
-30.659 | 51.53 | -30.782 | 1359.925
-30.536 | 51.423 | -30.659 | 1398.499
-30.412 | 53.428 | -30.536 | 1440.562
-30.288 | 53.284 | -30.412 | 1487.203
-30.164 | 52.61 | -30.288 | 1532.386
-30.039 | 52.088 | -30.164 | 1575.745
-29.914 | 53.356 | -30.039 | 1619.738
-29.789 | 53.273 | -29.914 | 1660.523
-29.664 | 53.771 | -29.789 | 1698.222
-29.538 | 55.018 | -29.664 | 1746.241
-29.412 | 55.534 | -29.538 | 1795.022
-29.285 | 56.218 | -29.412 | 1841.355
-29.158 | 56.468 | -29.285 | 1884.578
-29.031 | 57.857 | -29.158 | 1933.401
-28.904 | 58.724 | -29.031 | 1981.428
-28.776 | 59.924 | -28.904 | 2026.422
-28.648 | 59.507 | -28.776 | 2075.242
-28.519 | 59.851 | -28.648 | 2126.378
-28.391 | 58.961 | -28.519 | 2176.516
-28.262 | 60.03 | -28.391 | 2225.218
-28.132 | 62.399 | -28.262 | 2278.166
-28.003 | 63.503 | -28.132 | 2329.195
-27.873 | 63.633 | -28.003 | 2379.656
-27.743 | 63.57 | -27.873 | 2429.805
-27.612 | 63.836 | -27.743 | 2482.202
-27.481 | 64.482 | -27.612 | 2531.863
-27.35 | 65.341 | -27.481 | 2583.242
-27.218 | 66.086 | -27.35 | 2636.755
-27.087 | 66.42 | -27.218 | 2689.534
-26.954 | 67.398 | -27.087 | 2736.046
-26.822 | 68.744 | -26.954 | 2782.66
-26.689 | 69.814 | -26.822 | 2828.006
-26.556 | 70.716 | -26.689 | 2874.664
-26.423 | 71.187 | -26.556 | 2924.168
-26.289 | 72.449 | -26.423 | 2976.275
-26.155 | 73.755 | -26.289 | 3027.757
-26.021 | 74.159 | -26.155 | 3080.915
-25.886 | 73.983 | -26.021 | 3126.746
-25.751 | 73.626 | -25.886 | 3165.326
-25.616 | 74.573 | -25.751 | 3208.761
-25.481 | 76.186 | -25.616 | 3259.161
-25.345 | 77.867 | -25.481 | 3312.335
-25.209 | 79.073 | -25.345 | 3366.937
-25.072 | 79.886 | -25.209 | 3413.763
-24.935 | 80.771 | -25.072 | 3452.635
-24.798 | 81.191 | -24.935 | 3490.257
-24.661 | 82.396 | -24.798 | 3531.945
-24.523 | 83.644 | -24.661 | 3576.695
-24.385 | 85.01 | -24.523 | 3622.299
-24.247 | 85.714 | -24.385 | 3665.469
-24.109 | 87.04 | -24.247 | 3705.575
-23.97 | 88.758 | -24.109 | 3750.047
-23.831 | 90.34 | -23.97 | 3793.619
-23.691 | 91.689 | -23.831 | 3830.346
-23.551 | 93.699 | -23.691 | 3864.319
-23.411 | 93.672 | -23.551 | 3901.235
-23.271 | 93.572 | -23.411 | 3940.351
-23.13 | 93.4 | -23.271 | 3981.573
-22.989 | 94.794 | -23.13 | 4024
-22.848 | 96.179 | -22.989 | 4060.315
-22.707 | 97.484 | -22.848 | 4096.569
-22.565 | 98.441 | -22.707 | 4130.117
-22.423 | 100.408 | -22.565 | 4159.605
-22.28 | 101.184 | -22.423 | 4187.487
-22.137 | 103.515 | -22.28 | 4215.368
-21.994 | 105.498 | -22.137 | 4240.056
-21.851 | 106.181 | -21.994 | 4268.018
-21.708 | 108.502 | -21.851 | 4298.654
-21.564 | 110.668 | -21.708 | 4330.394
-21.42 | 113.271 | -21.564 | 4363.587
-21.275 | 115.222 | -21.42 | 4389.191
-21.13 | 117.093 | -21.275 | 4412.273
-20.985 | 118.907 | -21.13 | 4438.048
-20.84 | 121.015 | -20.985 | 4461.55
-20.695 | 123.694 | -20.84 | 4484.672
-20.549 | 125.36 | -20.695 | 4509.023
-20.403 | 127.55 | -20.549 | 4531.995
-20.256 | 129.659 | -20.403 | 4548.828
-20.11 | 131.482 | -20.256 | 4562.812
-19.963 | 133.341 | -20.11 | 4573.187
-19.815 | 136.68 | -19.963 | 4582.649
-19.668 | 140.184 | -19.815 | 4591.736
-19.52 | 143.26 | -19.668 | 4604.355
-19.372 | 147.434 | -19.52 | 4622.986
-19.224 | 152.04 | -19.372 | 4648.351
-19.075 | 155.854 | -19.224 | 4671.632
-18.926 | 158.997 | -19.075 | 4697.05
-18.777 | 163.247 | -18.926 | 4715.644
-18.628 | 167.432 | -18.777 | 4729.807
-18.478 | 171.418 | -18.628 | 4741.975
-18.328 | 175.095 | -18.478 | 4758.646
-18.178 | 178.622 | -18.328 | 4779.386
-18.028 | 183.22 | -18.178 | 4791.936
-17.877 | 187.862 | -18.028 | 4805.94
-17.726 | 193.278 | -17.877 | 4819.134
-17.575 | 199.549 | -17.726 | 4831.635
-17.424 | 206.45 | -17.575 | 4844.418
-17.272 | 213.691 | -17.424 | 4847.911
-17.12 | 220.616 | -17.272 | 4850.111
-16.968 | 227.291 | -17.12 | 4856.864
-16.815 | 233.568 | -16.968 | 4867.636
-16.663 | 241.466 | -16.815 | 4887.161
-16.51 | 249.221 | -16.663 | 4910.344
-16.357 | 257.763 | -16.51 | 4934.002
-16.203 | 266.786 | -16.357 | 4953.753
-16.049 | 276.135 | -16.203 | 4972.921
-15.896 | 284.524 | -16.049 | 4993.145
-15.741 | 293.969 | -15.896 | 5002.093
-15.587 | 303.93 | -15.741 | 5008.378
-15.432 | 314.682 | -15.587 | 5017.014
-15.278 | 327.557 | -15.432 | 5026.942
-15.123 | 340.295 | -15.278 | 5032.122
-14.967 | 353.977 | -15.123 | 5047.531
-14.812 | 365.663 | -14.967 | 5065.023
-14.656 | 381.58 | -14.812 | 5085.284
-14.5 | 394.431 | -14.656 | 5102.97
-14.344 | 411.029 | -14.5 | 5123.94
-14.188 | 424.928 | -14.344 | 5144.466
-14.031 | 442.932 | -14.188 | 5159.904
-13.874 | 457.536 | -14.031 | 5179.27
-13.717 | 475.124 | -13.874 | 5197.373
-13.56 | 494.789 | -13.717 | 5213.681
-13.403 | 516.953 | -13.56 | 5227.833
-13.245 | 539.287 | -13.403 | 5237.814
-13.087 | 561.606 | -13.245 | 5253.224
-12.929 | 582.841 | -13.087 | 5270.358
-12.771 | 603.902 | -12.929 | 5288.613
-12.612 | 627.727 | -12.771 | 5307.079
-12.454 | 654.097 | -12.612 | 5332.405
-12.295 | 682.856 | -12.454 | 5350.423
-12.136 | 712.36 | -12.295 | 5366.592
-11.976 | 742.241 | -12.136 | 5381.906
-11.817 | 772.966 | -11.976 | 5398.651
-11.657 | 803.862 | -11.817 | 5409.766
-11.498 | 837.363 | -11.657 | 5421.25
-11.338 | 875.238 | -11.498 | 5431.746
-11.178 | 915.891 | -11.338 | 5452.346
-11.017 | 960.762 | -11.178 | 5466.38
-10.857 | 1004.5 | -11.017 | 5480.677
-10.696 | 1050.208 | -10.857 | 5498.358
-10.535 | 1098.46 | -10.696 | 5513.64
-10.374 | 1149.61 | -10.535 | 5531.414
-10.213 | 1204.426 | -10.374 | 5553.672
-10.052 | 1262.617 | -10.213 | 5571.355
-9.89 | 1321.278 | -10.052 | 5580.449
-9.729 | 1382.164 | -9.89 | 5592.943
-9.567 | 1446.403 | -9.729 | 5612.149
-9.405 | 1511.86 | -9.567 | 5633.646
-9.243 | 1579.089 | -9.405 | 5652.063
-9.08 | 1651.138 | -9.243 | 5670.529
-8.918 | 1726.666 | -9.08 | 5682.074
-8.755 | 1806.869 | -8.918 | 5700.357
-8.593 | 1884.93 | -8.755 | 5709.944
-8.43 | 1969.785 | -8.593 | 5725.845
-8.267 | 2053.486 | -8.43 | 5746.047
-8.104 | 2143.943 | -8.267 | 5764.79
-7.94 | 2234.954 | -8.104 | 5771.706
-7.777 | 2329.368 | -7.94 | 5778.379
-7.614 | 2425.473 | -7.777 | 5780.089
-7.45 | 2525.796 | -7.614 | 5795.223
-7.286 | 2629.683 | -7.45 | 5808.634
-7.122 | 2736.312 | -7.286 | 5822.381
-6.958 | 2842.365 | -7.122 | 5837.696
-6.794 | 2947.405 | -6.958 | 5853.035
-6.63 | 3061.463 | -6.794 | 5863.548
-6.466 | 3180.146 | -6.63 | 5868.183
-6.301 | 3291.391 | -6.466 | 5870.516
-6.137 | 3404.033 | -6.301 | 5875.642
-5.972 | 3517.73 | -6.137 | 5874.591
-5.807 | 3629.911 | -5.972 | 5878.333
-5.642 | 3741.982 | -5.807 | 5883.272
-5.478 | 3853.467 | -5.642 | 5882.692
-5.313 | 3968.994 | -5.478 | 5875.545
-5.147 | 4081.594 | -5.313 | 5879.426
-4.982 | 4187.115 | -5.147 | 5880.258
-4.817 | 4301 | -4.982 | 5882.965
-4.652 | 4414.94 | -4.817 | 5889.839
-4.486 | 4527.46 | -4.652 | 5893.918
-4.321 | 4642.996 | -4.486 | 5905.006
-4.155 | 4756.821 | -4.321 | 5921.666
-3.989 | 4863.936 | -4.155 | 5929.569
-3.824 | 4967.469 | -3.989 | 5934.303
-3.658 | 5063.445 | -3.824 | 5937.776
-3.492 | 5158.481 | -3.658 | 5943.175
-3.326 | 5260.156 | -3.492 | 5953.97
-3.16 | 5341.572 | -3.326 | 5963.271
-2.994 | 5426.949 | -3.16 | 5976.428
-2.828 | 5505.684 | -2.994 | 5982.502
-2.662 | 5583.494 | -2.828 | 5983.073
-2.496 | 5650.843 | -2.662 | 5983.41
-2.33 | 5723.138 | -2.496 | 5996.403
-2.163 | 5781.919 | -2.33 | 6001.546
-1.997 | 5839.756 | -2.163 | 5998.599
-1.831 | 5885.805 | -1.997 | 5995.289
-1.664 | 5923.766 | -1.831 | 5996.161
-1.498 | 5954.031 | -1.664 | 6000.621
-1.332 | 5991.188 | -1.498 | 5998.357
-1.165 | 6018.005 | -1.332 | 5994.738
-0.999 | 6027.813 | -1.165 | 6003.789
-0.832 | 6025.486 | -0.999 | 6006.56
-0.666 | 6030.197 | -0.832 | 6016.959
-0.499 | 6031.417 | -0.666 | 6029.244
-0.333 | 6031.207 | -0.499 | 6030.101
-0.166 | 6031.512 | -0.333 | 6023.331
0 | 6017.133 | -0.166 | 6013.738
0.166 | 5990.739 | 0 | 6017.133
0.333 | 5955.457 | 0.166 | 6015.607
0.499 | 5927.798 | 0.333 | 6015.759
0.666 | 5901.524 | 0.499 | 6005.841
0.832 | 5867.364 | 0.666 | 6003.856
0.999 | 5823.957 | 0.832 | 6008.661
1.165 | 5777.02 | 0.999 | 6009.879
1.332 | 5726.605 | 1.165 | 6011.174
1.498 | 5667.686 | 1.332 | 6013.728
1.664 | 5614.515 | 1.498 | 6007.749
1.831 | 5558.671 | 1.664 | 6005.891
1.997 | 5493.861 | 1.831 | 6000.535
2.163 | 5427.029 | 1.997 | 6010.496
2.33 | 5344.096 | 2.163 | 6012.244
2.496 | 5260.685 | 2.33 | 6010.856
2.662 | 5170.358 | 2.496 | 5993.592
2.828 | 5082.844 | 2.662 | 5982.644
2.994 | 4987.473 | 2.828 | 5968.622
3.16 | 4890.167 | 2.994 | 5965.785
3.326 | 4783.555 | 3.16 | 5959.972
3.492 | 4683.224 | 3.326 | 5956.621
3.658 | 4585.724 | 3.492 | 5955.734
3.824 | 4480.722 | 3.658 | 5953.901
3.989 | 4374.384 | 3.824 | 5937.66
4.155 | 4267.563 | 3.989 | 5926.331
4.321 | 4158.751 | 4.155 | 5913.73
4.486 | 4047.646 | 4.321 | 5908.337
4.652 | 3938.742 | 4.486 | 5899.425
4.817 | 3829.51 | 4.652 | 5894.496
4.982 | 3720.502 | 4.817 | 5886.775
5.147 | 3607.713 | 4.982 | 5873.514
5.313 | 3498.215 | 5.147 | 5873.116
5.478 | 3387.93 | 5.313 | 5870.868
5.642 | 3275.801 | 5.478 | 5866.188
5.807 | 3167.065 | 5.642 | 5866.303
5.972 | 3061.916 | 5.807 | 5863.537
6.137 | 2954.185 | 5.972 | 5869.823
6.301 | 2845.683 | 6.137 | 5858.333
6.466 | 2743.437 | 6.301 | 5846.493
6.63 | 2642.652 | 6.466 | 5828.334
6.794 | 2540.733 | 6.63 | 5814.129
6.958 | 2442.427 | 6.794 | 5800.85
7.122 | 2346.899 | 6.958 | 5793.137
7.286 | 2251.943 | 7.122 | 5782.713
7.45 | 2162.933 | 7.286 | 5766.244
7.614 | 2080.177 | 7.45 | 5754.194
7.777 | 1997.631 | 7.614 | 5736.1
7.94 | 1913.269 | 7.777 | 5719.447
8.104 | 1830.006 | 7.94 | 5693.247
8.267 | 1751.56 | 8.104 | 5683.739
8.43 | 1678.218 | 8.267 | 5683.111
8.593 | 1606.306 | 8.43 | 5674.274
8.755 | 1537.799 | 8.593 | 5659.563
8.918 | 1471.777 | 8.755 | 5643.022
9.08 | 1406.917 | 8.918 | 5628.619
9.243 | 1346.969 | 9.08 | 5610.913
9.405 | 1290.16 | 9.243 | 5610.892
9.567 | 1237.714 | 9.405 | 5603.187
9.729 | 1186.957 | 9.567 | 5601.944
9.89 | 1137.374 | 9.729 | 5584.046
10.052 | 1086.829 | 9.89 | 5564.061
10.213 | 1038.616 | 10.052 | 5541.516
10.374 | 990.458 | 10.213 | 5525.701
10.535 | 944.198 | 10.374 | 5511.695
10.696 | 901.892 | 10.535 | 5499.726
10.857 | 863.335 | 10.696 | 5492.013
11.017 | 827.253 | 10.857 | 5481.487
11.178 | 791.856 | 11.017 | 5474.022
11.338 | 757.288 | 11.178 | 5466.703
11.498 | 723.429 | 11.338 | 5459.974
11.657 | 691.661 | 11.498 | 5448.344
11.817 | 661.79 | 11.657 | 5429.432
11.976 | 634.312 | 11.817 | 5405.557
12.136 | 607.708 | 11.976 | 5387.121
12.295 | 583.555 | 12.136 | 5366.722
12.454 | 560.391 | 12.295 | 5355.205
12.612 | 537.562 | 12.454 | 5341.779
12.771 | 515.131 | 12.612 | 5330.496
12.929 | 496.353 | 12.771 | 5309.196
13.087 | 476.501 | 12.929 | 5290.24
13.245 | 457.222 | 13.087 | 5265.674
13.403 | 440.424 | 13.245 | 5240.135
13.56 | 425.353 | 13.403 | 5218.464
13.717 | 408.545 | 13.56 | 5201.968
13.874 | 393.76 | 13.717 | 5189.969
14.031 | 379.904 | 13.874 | 5186.202
14.188 | 367.148 | 14.031 | 5180.92
14.344 | 354.051 | 14.188 | 5179.346
14.5 | 342.292 | 14.344 | 5164.661
14.656 | 331.69 | 14.5 | 5148.36
14.812 | 321.237 | 14.656 | 5134.601
14.967 | 311.697 | 14.812 | 5116.984
15.123 | 302.713 | 14.967 | 5100.641
15.278 | 294.013 | 15.123 | 5087.847
15.432 | 286.109 | 15.278 | 5078.008
15.587 | 277.982 | 15.432 | 5056.664
15.741 | 269.266 | 15.587 | 5044.669
15.896 | 261.158 | 15.741 | 5034.77
16.049 | 253.36 | 15.896 | 5013.797
16.203 | 246.585 | 16.049 | 4986.377
16.357 | 240.429 | 16.203 | 4959.332
16.51 | 232.3 | 16.357 | 4930.893
16.663 | 224.288 | 16.51 | 4915.502
16.815 | 219.371 | 16.663 | 4902.514
16.968 | 213.648 | 16.815 | 4885.943
17.12 | 207.769 | 16.968 | 4871.058
17.272 | 203.573 | 17.12 | 4852.473
17.424 | 198.414 | 17.272 | 4828.736
17.575 | 192.373 | 17.424 | 4805.338
17.726 | 186.945 | 17.575 | 4788.907
17.877 | 182.597 | 17.726 | 4775.917
18.028 | 178.163 | 17.877 | 4762.589
18.178 | 174.753 | 18.028 | 4749.584
18.328 | 171.149 | 18.178 | 4737.546
18.478 | 167.529 | 18.328 | 4718.658
18.628 | 163.645 | 18.478 | 4694.607
18.777 | 159.54 | 18.628 | 4667.907
18.926 | 155.234 | 18.777 | 4641.094
19.075 | 151.833 | 18.926 | 4618.786
19.224 | 149.707 | 19.075 | 4595.504
19.372 | 147.253 | 19.224 | 4575.747
19.52 | 144.673 | 19.372 | 4552.068
19.668 | 143.153 | 19.52 | 4535.913
19.815 | 141.306 | 19.668 | 4515.216
19.963 | 138.371 | 19.815 | 4496.234
20.11 | 135.719 | 19.963 | 4479.233
20.256 | 133.539 | 20.11 | 4452.898
20.403 | 132.182 | 20.256 | 4426.801
20.549 | 130.772 | 20.403 | 4400.596
20.695 | 129.68 | 20.549 | 4374.836
20.84 | 128.21 | 20.695 | 4347.965
20.985 | 125.983 | 20.84 | 4323.287
21.13 | 122.921 | 20.985 | 4304.242
21.275 | 121.044 | 21.13 | 4278.61
21.42 | 120.315 | 21.275 | 4250.174
21.564 | 119.321 | 21.42 | 4224.344
21.708 | 117.11 | 21.564 | 4194.669
21.851 | 114.601 | 21.708 | 4159.829
21.994 | 112.34 | 21.851 | 4126.526
22.137 | 110.473 | 21.994 | 4095.083
22.28 | 108.861 | 22.137 | 4066.643
22.423 | 107.385 | 22.28 | 4034.205
22.565 | 105.852 | 22.423 | 4001.833
22.707 | 105.038 | 22.565 | 3965.144
22.848 | 105.025 | 22.707 | 3932.138
22.989 | 104.914 | 22.848 | 3900.044
23.13 | 104.998 | 22.989 | 3867.109
23.271 | 104.592 | 23.13 | 3830.947
23.411 | 102.877 | 23.271 | 3796.076
23.551 | 99.838 | 23.411 | 3760.927
23.691 | 98.022 | 23.551 | 3719.061
23.831 | 96.544 | 23.691 | 3679.426
23.97 | 95.082 | 23.831 | 3641.494
24.109 | 94.162 | 23.97 | 3601.981
24.247 | 92.809 | 24.109 | 3562.601
24.385 | 90.109 | 24.247 | 3526.399
24.523 | 87.113 | 24.385 | 3486.79
24.661 | 88.087 | 24.523 | 3445.818
24.798 | 89.705 | 24.661 | 3399.936
24.935 | 91.206 | 24.798 | 3350.725
25.072 | 91.486 | 24.935 | 3303.266
25.209 | 92.591 | 25.072 | 3257.987
25.345 | 91.198 | 25.209 | 3212.978
25.481 | 89.07 | 25.345 | 3171.959
25.616 | 86.772 | 25.481 | 3128.31
25.751 | 85.528 | 25.616 | 3081.43
25.886 | 84.092 | 25.751 | 3032.825
26.021 | 82.857 | 25.886 | 2991.092
26.155 | 81.666 | 26.021 | 2953.806
26.289 | 79.646 | 26.155 | 2916.423
26.423 | 76.737 | 26.289 | 2873.782
26.556 | 73.86 | 26.423 | 2826.173
26.689 | 73.049 | 26.556 | 2782.549
26.822 | 73.547 | 26.689 | 2733.914
26.954 | 74.695 | 26.822 | 2687.834
27.087 | 76.04 | 26.954 | 2645.926
27.218 | 75.794 | 27.087 | 2605.747
27.35 | 74.485 | 27.218 | 2566.04
27.481 | 74.178 | 27.35 | 2526.919
27.612 | 74.717 | 27.481 | 2481.944
27.743 | 74.05 | 27.612 | 2441.879
27.873 | 73.103 | 27.743 | 2400.615
28.003 | 71.898 | 27.873 | 2352.81
28.132 | 70.435 | 28.003 | 2302.826
28.262 | 69.798 | 28.132 | 2253.922
28.391 | 70.025 | 28.262 | 2210.014
28.519 | 70.084 | 28.391 | 2166.342
28.648 | 69.382 | 28.519 | 2128.135
28.776 | 68.844 | 28.648 | 2088.231
28.904 | 68.899 | 28.776 | 2041.995
29.031 | 68.555 | 28.904 | 1994.616
29.158 | 66.633 | 29.031 | 1949.218
29.285 | 64.582 | 29.158 | 1906.083
29.412 | 63.121 | 29.285 | 1862.447
29.538 | 63.502 | 29.412 | 1825.2
29.664 | 64.031 | 29.538 | 1785.785
29.789 | 63.601 | 29.664 | 1746.27
29.914 | 62.2 | 29.789 | 1702.978
30.039 | 61.436 | 29.914 | 1664.389
30.164 | 60.961 | 30.039 | 1624.236
30.288 | 60.422 | 30.164 | 1584.538
30.412 | 60.593 | 30.288 | 1544.737
30.536 | 61.481 | 30.412 | 1502.039
30.659 | 62.106 | 30.536 | 1461.394
30.782 | 61.141 | 30.659 | 1422.946
30.905 | 60.349 | 30.782 | 1387.955
31.027 | 59.461 | 30.905 | 1349.063
31.15 | 58.717 | 31.027 | 1314.227
31.271 | 57.845 | 31.15 | 1279.418
31.393 | 56.904 | 31.271 | 1245.003
31.514 | 56.079 | 31.393 | 1215.158
31.635 | 54.876 | 31.514 | 1179.747
31.755 | 53.632 | 31.635 | 1142.847
31.876 | 52.659 | 31.755 | 1108.07
31.995 | 52.553 | 31.876 | 1075.161
32.115 | 52.853 | 31.995 | 1040.33
32.234 | 53.439 | 32.115 | 1010.49
32.353 | 54.378 | 32.234 | 982.959
32.472 | 55.069 | 32.353 | 952.672
32.59 | 54.618 | 32.472 | 916.168
32.708 | 53.554 | 32.59 | 882.205
32.826 | 52.771 | 32.708 | 854.655
32.943 | 52.077 | 32.826 | 828.003
33.061 | 51.572 | 32.943 | 799.809
33.177 | 51.909 | 33.061 | 774.461
33.294 | 51.888 | 33.177 | 750.756
33.41 | 50.719 | 33.294 | 728.292
33.526 | 49.178 | 33.41 | 704.231
33.641 | 48.649 | 33.526 | 681.814
33.757 | 47.916 | 33.641 | 661.225
33.872 | 45.944 | 33.757 | 639.369
33.986 | 45.695 | 33.872 | 615.298
34.101 | 47.19 | 33.986 | 593.1
34.215 | 47.753 | 34.101 | 571.824
34.328 | 46.863 | 34.215 | 550.369
34.442 | 45.898 | 34.328 | 531.444
34.555 | 44.686 | 34.442 | 514.024
34.667 | 43.531 | 34.555 | 497.242
34.78 | 43.847 | 34.667 | 479.598
34.892 | 45.513 | 34.78 | 466.347
35.004 | 46.254 | 34.892 | 451.531
35.116 | 46.897 | 35.004 | 437.283
35.227 | 47.93 | 35.116 | 423.086
35.338 | 47.776 | 35.227 | 408.349
35.338 | 47.776 | 35.227 | 408.349
35.448 | 47.197 | 35.338 | 395.487
35.559 | 47.604 | 35.448 | 384.878
35.669 | 48.655 | 35.559 | 371.697
35.778 | 48.892 | 35.669 | 360.324
35.888 | 47.768 | 35.778 | 350.245
35.997 | 46.886 | 35.888 | 338.715
36.106 | 45.49 | 35.997 | 324.6
36.214 | 43.791 | 36.106 | 313.583
36.323 | 43.572 | 36.214 | 262.745
36.431 | 43.754 | 36.323 | 186.139
36.538 | 43.067 | 36.431 | 131.738

## Vivid H70 (hidden)
Selador | Lamp |  | Wattage
Vivid | Lumileds K2 |  | 122 |  | Note: Owing to the variability of LEDs, output data and color matches should be viewed as approximate
Note: All data taken with room temperature fixture
| Beam Angle | Field Angle
Horizontal | 61.3 | 72.8
| Accessory Lens | Candela | Field Lumens | Beam Lumens | Lens Efficiency | Efficacy
| H70 | 6250 | 1080 | 560 | 96% | 8.8525
| For Field diameter at any distance, multiply distance by |  |  |  | 1.4745
| For Beam diameter at any distance, multiply distance by |  |  |  | 1.1852
| Throw Distance (ft) | 10 | 15 | 20 | 25
| Throw Distance (m) | 3.048 | 4.572 | 6.096 | 7.62
| Field Diameter (ft) | 14.7453 | 22.1179 | 29.4905 | 36.8632
| Field Diameter (m) | 4.4944 | 6.7415 | 8.9887 | 11.2359
| Illuminance (fc) | 62.5 | 27.7778 | 15.625 | 10
| Illuminance (lux) | 672.7437 | 298.9972 | 168.1859 | 107.639
Test Distance | Iso-Illuminance Diagram grid lines
61 | 10 | 20 | 30 | 40
| 0.16393 | 0.32787 | 0.4918 | 0.65574
| Beam Angle | Field Angle
Vertical | 10 | 21.7
| For Field diameter at any distance, multiply distance by |  |  |  | 0.38333
| For Beam diameter at any distance, multiply distance by |  |  |  | 0.17498
| Throw Distance (ft) | 10 | 15 | 20 | 25
| Throw Distance (m) | 3.048 | 4.572 | 6.096 | 7.62
| Field Diameter (ft) | 3.8333 | 5.7499 | 7.6666 | 9.5832
| Field Diameter (m) | 1.1684 | 1.7526 | 2.3368 | 2.921
| Illuminance (fc) | 62.5 | 27.7778 | 15.625 | 10
| Illuminance (lux) | 672.7437 | 298.9972 | 168.1859 | 107.639
| X |  | Y
-36.106 | 681.795 | -33.061 | 43.486
-35.997 | 810.63 | -32.943 | 44.156
-35.888 | 973.433 | -32.826 | 44.961
-35.778 | 1158.303 | -32.708 | 45.711
-35.669 | 1195.424 | -32.708 | 45.711
-35.559 | 1229.888 | -32.59 | 45.945
-35.448 | 1268.217 | -32.472 | 46.367
-35.338 | 1306.357 | -32.353 | 45.584
-35.227 | 1347.844 | -32.234 | 46.917
-35.116 | 1385.84 | -32.115 | 48.177
-35.004 | 1423.06 | -31.995 | 48.145
-34.892 | 1463.071 | -31.876 | 48.766
-34.78 | 1509.21 | -31.876 | 48.766
-34.667 | 1552.25 | -31.755 | 50.096
-34.555 | 1601.922 | -31.635 | 48.573
-34.442 | 1654.064 | -31.514 | 48.415
-34.328 | 1702.144 | -31.393 | 50.036
-34.215 | 1744.017 | -31.271 | 51.217
-34.101 | 1794.2 | -31.15 | 51.02
-33.986 | 1840.884 | -31.027 | 52.824
-33.872 | 1884.175 | -31.027 | 52.824
-33.757 | 1930.286 | -30.905 | 53.164
-33.641 | 1984.766 | -30.782 | 53.923
-33.526 | 2035.599 | -30.659 | 55.155
-33.41 | 2084.105 | -30.536 | 54.975
-33.294 | 2134.23 | -30.412 | 54.766
-33.177 | 2187.318 | -30.288 | 54.439
-33.061 | 2241.618 | -30.288 | 54.439
-32.943 | 2290.175 | -30.164 | 54.705
-32.826 | 2338.039 | -30.039 | 54.411
-32.708 | 2387.457 | -29.914 | 55.172
-32.59 | 2439.717 | -29.789 | 55.052
-32.472 | 2489.45 | -29.664 | 56.387
-32.353 | 2537.253 | -29.538 | 57.189
-32.234 | 2583.496 | -29.412 | 57.265
-32.115 | 2631.554 | -29.412 | 57.265
-31.995 | 2684.062 | -29.285 | 57.77
-31.876 | 2738.289 | -29.158 | 57.356
-31.755 | 2789.344 | -29.031 | 57.286
-31.635 | 2837.913 | -28.904 | 57.132
-31.514 | 2887.286 | -28.776 | 57.771
-31.393 | 2927.765 | -28.648 | 58.406
-31.271 | 2968.706 | -28.648 | 58.406
-31.15 | 3008.187 | -28.519 | 59.767
-31.027 | 3050.558 | -28.391 | 59.353
-30.905 | 3093.703 | -28.262 | 60.561
-30.782 | 3142.423 | -28.132 | 60.425
-30.659 | 3188.117 | -28.003 | 60.234
-30.536 | 3230.968 | -27.873 | 59.548
-30.412 | 3272.465 | -27.743 | 60.792
-30.288 | 3303.796 | -27.743 | 60.792
-30.164 | 3336.113 | -27.612 | 60.519
-30.039 | 3375.636 | -27.481 | 60.085
-29.914 | 3417.48 | -27.35 | 60.987
-29.789 | 3455.523 | -27.218 | 61.557
-29.664 | 3496.143 | -27.087 | 62.826
-29.538 | 3533.376 | -26.954 | 63.305
-29.412 | 3564.402 | -26.822 | 64.558
-29.285 | 3596.305 | -26.822 | 64.558
-29.158 | 3628.044 | -26.689 | 64.947
-29.031 | 3663.186 | -26.556 | 64.881
-28.904 | 3703.259 | -26.423 | 65.638
-28.776 | 3742.091 | -26.289 | 66.257
-28.648 | 3778.059 | -26.155 | 66.609
-28.519 | 3811.251 | -26.021 | 66.958
-28.391 | 3843.406 | -26.021 | 66.958
-28.262 | 3869.067 | -25.886 | 66.834
-28.132 | 3899.927 | -25.751 | 66.71
-28.003 | 3925.513 | -25.616 | 67.862
-27.873 | 3948.036 | -25.481 | 69.809
-27.743 | 3973.939 | -25.345 | 70.452
-27.612 | 3995.675 | -25.209 | 71.065
-27.481 | 4011.924 | -25.072 | 71.597
-27.35 | 4031.427 | -25.072 | 71.597
-27.218 | 4053.12 | -24.935 | 71.563
-27.087 | 4074.332 | -24.798 | 72.192
-26.954 | 4092.698 | -24.661 | 72.69
-26.822 | 4114.233 | -24.523 | 72.983
-26.689 | 4126.74 | -24.385 | 73.046
-26.556 | 4143.501 | -24.247 | 73.99
-26.423 | 4159.881 | -24.109 | 74.276
-26.289 | 4179.085 | -24.109 | 74.276
-26.155 | 4194.968 | -23.97 | 75.585
-26.021 | 4210.323 | -23.831 | 77.36
-25.886 | 4226.388 | -23.691 | 78.85
-25.751 | 4243.366 | -23.551 | 80.578
-25.616 | 4261.403 | -23.411 | 81.926
-25.481 | 4270.407 | -23.271 | 82.257
-25.345 | 4284.291 | -23.271 | 82.257
-25.209 | 4301.385 | -23.13 | 82.66
-25.072 | 4313.317 | -22.989 | 83.672
-24.935 | 4322.109 | -22.848 | 83.362
-24.798 | 4339.98 | -22.707 | 83.127
-24.661 | 4357.056 | -22.565 | 84.589
-24.523 | 4373.399 | -22.423 | 85.391
-24.385 | 4393.03 | -22.28 | 86.165
-24.247 | 4406.885 | -22.28 | 86.165
-24.109 | 4417.58 | -22.137 | 87.534
-23.97 | 4429.222 | -21.994 | 89.47
-23.831 | 4438.013 | -21.851 | 92.062
-23.691 | 4444.183 | -21.708 | 94.092
-23.551 | 4454.615 | -21.564 | 95.945
-23.411 | 4468.749 | -21.42 | 96.11
-23.271 | 4486.972 | -21.275 | 96.793
-23.13 | 4496.959 | -21.275 | 96.793
-22.989 | 4506.026 | -21.13 | 97.401
-22.848 | 4522.662 | -20.985 | 98.57
-22.707 | 4538.635 | -20.84 | 101.694
-22.565 | 4567.974 | -20.695 | 104.802
-22.423 | 4587.502 | -20.549 | 106.685
-22.28 | 4612.352 | -20.403 | 107.77
-22.137 | 4628.417 | -20.403 | 107.77
-21.994 | 4656.47 | -20.256 | 108.919
-21.851 | 4666.973 | -20.11 | 109.326
-21.708 | 4673.402 | -19.963 | 109.847
-21.564 | 4685.349 | -19.815 | 111.098
-21.42 | 4700.733 | -19.668 | 113.326
-21.275 | 4726.595 | -19.52 | 115.132
-21.13 | 4739.627 | -19.372 | 118.429
-20.985 | 4758.572 | -19.372 | 118.429
-20.84 | 4780.55 | -19.224 | 121.437
-20.695 | 4811.945 | -19.075 | 125.018
-20.549 | 4834.837 | -18.926 | 129.527
-20.403 | 4855.022 | -18.777 | 133.721
-20.256 | 4876.844 | -18.628 | 136.819
-20.11 | 4893.197 | -18.478 | 140.013
-19.963 | 4908.745 | -18.478 | 140.013
-19.815 | 4928.992 | -18.328 | 143.527
-19.668 | 4945.703 | -18.178 | 146.291
-19.52 | 4965.376 | -18.028 | 149.086
-19.372 | 4984.286 | -17.877 | 154.281
-19.224 | 5005.274 | -17.726 | 158.413
-19.075 | 5028.887 | -17.575 | 162.505
-18.926 | 5045.195 | -17.424 | 166.798
-18.777 | 5056.908 | -17.424 | 166.798
-18.628 | 5075.046 | -17.272 | 170.984
-18.478 | 5094.598 | -17.12 | 174.954
-18.328 | 5112.567 | -16.968 | 181.24
-18.178 | 5129.346 | -16.815 | 188.498
-18.028 | 5146.696 | -16.663 | 195.723
-17.877 | 5165.48 | -16.51 | 202.852
-17.726 | 5184.407 | -16.357 | 209.561
-17.575 | 5202.62 | -16.357 | 209.561
-17.424 | 5214.769 | -16.203 | 216.844
-17.272 | 5226.201 | -16.049 | 223.903
-17.12 | 5238.387 | -15.896 | 231.726
-16.968 | 5258.972 | -15.741 | 239.752
-16.815 | 5279.549 | -15.587 | 246.955
-16.663 | 5295.088 | -15.432 | 255.088
-16.51 | 5311.426 | -15.432 | 255.088
-16.357 | 5334.969 | -15.278 | 263.039
-16.203 | 5349.884 | -15.123 | 270.218
-16.049 | 5366.976 | -14.967 | 277.708
-15.896 | 5387.753 | -14.812 | 287.617
-15.741 | 5404.45 | -14.656 | 297.068
-15.587 | 5418.1 | -14.5 | 306.546
-15.432 | 5434.963 | -14.344 | 317.037
-15.278 | 5451.111 | -14.344 | 317.037
-15.123 | 5476.619 | -14.188 | 327.825
-14.967 | 5503.243 | -14.031 | 338.637
-14.812 | 5530.935 | -13.874 | 350.66
-14.656 | 5552.699 | -13.717 | 363.826
-14.5 | 5579.861 | -13.56 | 376.157
-14.344 | 5605.552 | -13.403 | 388.984
-14.188 | 5631.688 | -13.245 | 403.504
-14.031 | 5649.456 | -13.245 | 403.504
-13.874 | 5675.292 | -13.087 | 415.643
-13.717 | 5696.168 | -12.929 | 426.981
-13.56 | 5718.74 | -12.771 | 438.325
-13.403 | 5741.052 | -12.612 | 450.906
-13.245 | 5763.398 | -12.454 | 466.665
-13.087 | 5775.338 | -12.295 | 486.218
-12.929 | 5792.319 | -12.295 | 486.218
-12.771 | 5808.024 | -12.136 | 504.689
-12.612 | 5825.459 | -11.976 | 522.635
-12.454 | 5844.288 | -11.817 | 539.856
-12.295 | 5862.481 | -11.657 | 556.398
-12.136 | 5877.636 | -11.498 | 572.813
-11.976 | 5888.039 | -11.338 | 593.109
-11.817 | 5895.895 | -11.178 | 613.792
-11.657 | 5904.364 | -11.178 | 613.792
-11.498 | 5908.256 | -11.017 | 636.596
-11.338 | 5912.453 | -10.857 | 661.614
-11.178 | 5918.73 | -10.696 | 688.615
-11.017 | 5929.984 | -10.535 | 715.363
-10.857 | 5934.938 | -10.374 | 743.504
-10.696 | 5939.351 | -10.213 | 772.535
-10.535 | 5943.429 | -10.213 | 772.535
-10.374 | 5944.209 | -10.052 | 801.873
-10.213 | 5942.788 | -9.89 | 831.638
-10.052 | 5947.106 | -9.729 | 864.122
-9.89 | 5954.289 | -9.567 | 900.248
-9.729 | 5952.731 | -9.405 | 938.158
-9.567 | 5950.627 | -9.243 | 977.25
-9.405 | 5958.685 | -9.08 | 1020.256
-9.243 | 5973.075 | -9.08 | 1020.256
-9.08 | 5988.662 | -8.918 | 1065.798
-8.918 | 6005.147 | -8.755 | 1111.795
-8.755 | 6011.349 | -8.593 | 1160.635
-8.593 | 6023.998 | -8.43 | 1215.66
-8.43 | 6024.394 | -8.267 | 1268.742
-8.267 | 6028.444 | -8.104 | 1323.687
-8.104 | 6039.536 | -7.94 | 1383.199
-7.94 | 6054.466 | -7.94 | 1383.199
-7.777 | 6054.418 | -7.777 | 1447.973
-7.614 | 6061.264 | -7.614 | 1514.038
-7.45 | 6073.572 | -7.45 | 1587.107
-7.286 | 6083.88 | -7.286 | 1667.512
-7.122 | 6094.11 | -7.122 | 1750.649
-6.958 | 6108.065 | -6.958 | 1838.776
-6.794 | 6114.789 | -6.958 | 1838.776
-6.63 | 6120.202 | -6.794 | 1930.286
-6.466 | 6138.439 | -6.63 | 2025.428
-6.301 | 6150.648 | -6.466 | 2123.188
-6.137 | 6158.671 | -6.301 | 2224.245
-5.972 | 6165.41 | -6.137 | 2328.013
-5.807 | 6171.624 | -5.972 | 2432.091
-5.642 | 6170.543 | -5.807 | 2545.489
-5.478 | 6176.011 | -5.807 | 2545.489
-5.313 | 6184.998 | -5.642 | 2663.47
-5.147 | 6190.896 | -5.478 | 2774.451
-4.982 | 6193.713 | -5.313 | 2893.852
-4.817 | 6197.022 | -5.147 | 3016.259
-4.652 | 6188.497 | -4.982 | 3143.195
-4.486 | 6193.607 | -4.817 | 3270.268
-4.321 | 6203.939 | -4.652 | 3403.532
-4.155 | 6215.812 | -4.652 | 3403.532
-3.989 | 6217.526 | -4.486 | 3542.792
-3.824 | 6229.605 | -4.321 | 3693.413
-3.658 | 6237.678 | -4.155 | 3832.644
-3.492 | 6240.566 | -3.989 | 3972.389
-3.326 | 6249.585 | -3.824 | 4109.375
-3.16 | 6245.129 | -3.658 | 4248.971
-2.994 | 6245.62 | -3.658 | 4248.971
-2.828 | 6258.209 | -3.492 | 4380.328
-2.662 | 6261.034 | -3.326 | 4517.098
-2.496 | 6257.127 | -3.16 | 4655.508
-2.33 | 6258.619 | -2.994 | 4803.783
-2.163 | 6257.801 | -2.828 | 4943.582
-1.997 | 6253.224 | -2.662 | 5074.603
-1.831 | 6244.815 | -2.496 | 5199.697
-1.664 | 6238.611 | -2.496 | 5199.697
-1.498 | 6225.734 | -2.33 | 5315.745
-1.332 | 6223.326 | -2.163 | 5408.663
-1.165 | 6220.179 | -1.997 | 5510.979
-0.999 | 6212.096 | -1.831 | 5608.081
-0.832 | 6184.695 | -1.664 | 5705.614
-0.666 | 6176.838 | -1.498 | 5779.685
-0.499 | 6174.631 | -1.498 | 5779.685
-0.333 | 6171.265 | -1.332 | 5859.059
-0.166 | 6174.845 | -1.165 | 5930.515
0 | 6181.879 | -0.999 | 5998.47
0.166 | 6183.102 | -0.832 | 6059.136
0.333 | 6182.631 | -0.666 | 6122.973
0.499 | 6179.933 | -0.499 | 6151.668
0.666 | 6176.628 | -0.333 | 6172.791
0.832 | 6168.862 | -0.333 | 6172.791
0.999 | 6156.233 | -0.166 | 6175.665
1.165 | 6151.732 | 0 | 6181.879
1.332 | 6150.476 | 0.166 | 6172.27
1.498 | 6148.593 | 0.333 | 6161.253
1.664 | 6146.864 | 0.499 | 6125.138
1.831 | 6147.886 | 0.666 | 6090.681
1.997 | 6152.713 | 0.832 | 6062.303
2.163 | 6154.659 | 0.832 | 6062.303
2.33 | 6151.179 | 0.999 | 6023.864
2.496 | 6143.375 | 1.165 | 5976.292
2.662 | 6132.601 | 1.332 | 5913.013
2.828 | 6122.603 | 1.498 | 5841.421
2.994 | 6110.758 | 1.664 | 5753.178
3.16 | 6097.694 | 1.831 | 5661.712
3.326 | 6090.827 | 1.831 | 5661.712
3.492 | 6089.588 | 1.997 | 5577.121
3.658 | 6082.339 | 2.163 | 5482.145
3.824 | 6070.108 | 2.33 | 5362.43
3.989 | 6063.428 | 2.496 | 5235.498
4.155 | 6067.289 | 2.662 | 5104.965
4.321 | 6061.417 | 2.828 | 4965.057
4.486 | 6049.316 | 2.994 | 4832.103
4.652 | 6034.938 | 2.994 | 4832.103
4.817 | 6019.762 | 3.16 | 4700.509
4.982 | 6011.731 | 3.326 | 4558.632
5.147 | 6003.467 | 3.492 | 4416.188
5.313 | 5992.205 | 3.658 | 4277.464
5.478 | 5989.363 | 3.824 | 4129.13
5.642 | 5976.404 | 3.989 | 3988.928
5.807 | 5958.628 | 4.155 | 3843.6
5.972 | 5943.463 | 4.155 | 3843.6
6.137 | 5935.94 | 4.321 | 3698.548
6.301 | 5926.115 | 4.486 | 3551.222
6.466 | 5921.834 | 4.652 | 3411.679
6.63 | 5914.376 | 4.817 | 3272.349
6.794 | 5896.485 | 4.982 | 3134.284
6.958 | 5875.808 | 5.147 | 3004.098
7.122 | 5850.93 | 5.147 | 3004.098
7.286 | 5834.125 | 5.313 | 2871.289
7.45 | 5818.512 | 5.478 | 2741.39
7.614 | 5802.527 | 5.642 | 2620.513
7.777 | 5785.167 | 5.807 | 2502.785
7.94 | 5761.812 | 5.972 | 2395.397
8.104 | 5738.806 | 6.137 | 2288.938
8.267 | 5718.549 | 6.301 | 2185.269
8.43 | 5706.88 | 6.301 | 2185.269
8.593 | 5691.145 | 6.466 | 2077.644
8.755 | 5680.414 | 6.63 | 1976.336
8.918 | 5669.344 | 6.794 | 1876.08
9.08 | 5661.14 | 6.958 | 1787.204
9.243 | 5648.277 | 7.122 | 1702.985
9.405 | 5639.849 | 7.286 | 1621.926
9.567 | 5635.655 | 7.45 | 1543.974
9.729 | 5623.203 | 7.45 | 1543.974
9.89 | 5606.267 | 7.614 | 1471.483
10.052 | 5596.03 | 7.777 | 1398.624
10.213 | 5588.04 | 7.94 | 1331.221
10.374 | 5565.073 | 8.104 | 1265.711
10.535 | 5553.528 | 8.267 | 1208.333
10.696 | 5539.549 | 8.43 | 1151.018
10.857 | 5522.878 | 8.43 | 1151.018
11.017 | 5508.786 | 8.593 | 1099.067
11.178 | 5507.947 | 8.755 | 1046.355
11.338 | 5505.495 | 8.918 | 996.038
11.498 | 5503.142 | 9.08 | 949.927
11.657 | 5492.404 | 9.243 | 908.728
11.817 | 5478.705 | 9.405 | 868.428
11.976 | 5459.766 | 9.567 | 831.355
12.136 | 5441.028 | 9.567 | 831.355
12.295 | 5427.824 | 9.729 | 795.507
12.454 | 5419.304 | 9.89 | 758.136
12.612 | 5414.977 | 10.052 | 726.324
12.771 | 5405.389 | 10.213 | 698.272
12.929 | 5386.553 | 10.374 | 669.308
13.087 | 5369.6 | 10.535 | 641.493
13.245 | 5356.193 | 10.535 | 641.493
13.403 | 5344.528 | 10.696 | 621.341
13.56 | 5330.565 | 10.857 | 596.971
13.717 | 5321.547 | 11.017 | 572.574
13.874 | 5310.647 | 11.178 | 549.946
14.031 | 5288.703 | 11.338 | 531.18
14.188 | 5266.089 | 11.498 | 508.53
14.344 | 5248.062 | 11.657 | 489.386
14.5 | 5226.872 | 11.657 | 489.386
14.656 | 5213.975 | 11.817 | 471.467
14.812 | 5201.741 | 11.976 | 456.631
14.967 | 5190.869 | 12.136 | 440.996
15.123 | 5171.469 | 12.295 | 426.192
15.278 | 5156.164 | 12.454 | 411.465
15.432 | 5137.548 | 12.612 | 399.442
15.587 | 5118.395 | 12.771 | 387.546
15.741 | 5105.177 | 12.771 | 387.546
15.896 | 5099.778 | 12.929 | 375.921
16.049 | 5094.837 | 13.087 | 363.453
16.203 | 5082.905 | 13.245 | 350.055
16.357 | 5068.809 | 13.403 | 339.263
16.51 | 5050.066 | 13.56 | 329.16
16.663 | 5032.584 | 13.717 | 318.982
16.815 | 5021.74 | 13.717 | 318.982
16.968 | 5012.938 | 13.874 | 308.664
17.12 | 5004.946 | 14.031 | 297.349
17.272 | 4993.105 | 14.188 | 287.687
17.424 | 4974.024 | 14.344 | 277.025
17.575 | 4947.098 | 14.5 | 268.362
17.726 | 4921.069 | 14.656 | 258.592
17.877 | 4901.207 | 14.812 | 251.38
18.028 | 4882.479 | 14.812 | 251.38
18.178 | 4866.16 | 14.967 | 244.395
18.328 | 4854.539 | 15.123 | 237.66
18.478 | 4843.428 | 15.278 | 231.896
18.628 | 4833.053 | 15.432 | 224.429
18.777 | 4815.666 | 15.587 | 217.251
18.926 | 4793.846 | 15.741 | 208.976
19.075 | 4776.073 | 15.896 | 202.487
19.224 | 4763.169 | 15.896 | 202.487
19.372 | 4747.247 | 16.049 | 196.38
19.52 | 4726.867 | 16.203 | 190.334
19.668 | 4707.541 | 16.357 | 184.78
19.815 | 4693.719 | 16.51 | 180.652
19.963 | 4689.258 | 16.663 | 177.331
20.11 | 4683.319 | 16.815 | 172.648
20.256 | 4673.717 | 16.815 | 172.648
20.403 | 4665.238 | 16.968 | 168.534
20.549 | 4659.236 | 17.12 | 164.642
20.695 | 4650.677 | 17.272 | 160.712
20.84 | 4643.089 | 17.424 | 156.083
20.985 | 4628.02 | 17.575 | 151.125
21.13 | 4612.477 | 17.726 | 146.211
21.275 | 4591.175 | 17.877 | 141.162
21.42 | 4571.247 | 17.877 | 141.162
21.564 | 4555.407 | 18.028 | 136.666
21.708 | 4535.914 | 18.178 | 132.393
21.851 | 4522.631 | 18.328 | 129.259
21.994 | 4514.347 | 18.478 | 126.021
22.137 | 4503.762 | 18.628 | 122.79
22.28 | 4489.988 | 18.777 | 119.363
22.423 | 4483.834 | 18.777 | 119.363
22.565 | 4470.743 | 18.926 | 117.428
22.707 | 4456.601 | 19.075 | 114.649
22.848 | 4445.66 | 19.224 | 112.535
22.989 | 4435.676 | 19.372 | 110.638
23.13 | 4416.163 | 19.52 | 109.917
23.271 | 4398.565 | 19.668 | 108.941
23.411 | 4381.839 | 19.815 | 107.709
23.551 | 4366.882 | 19.815 | 107.709
23.691 | 4358.504 | 19.963 | 105.231
23.831 | 4352.93 | 20.11 | 103.753
23.97 | 4346.313 | 20.256 | 101.644
24.109 | 4337.211 | 20.403 | 98.737
24.247 | 4325.976 | 20.549 | 96.534
24.385 | 4309.307 | 20.695 | 95.507
24.523 | 4289.173 | 20.84 | 93.705
24.661 | 4271.688 | 20.84 | 93.705
24.798 | 4254.761 | 20.985 | 91.892
24.935 | 4234.279 | 21.13 | 90.305
25.072 | 4211.361 | 21.275 | 88.944
25.209 | 4197.001 | 21.42 | 89.61
25.345 | 4186.918 | 21.564 | 88.857
25.481 | 4173.716 | 21.708 | 87.815
25.616 | 4161.418 | 21.708 | 87.815
25.751 | 4148.625 | 21.851 | 86.505
25.886 | 4136.744 | 21.994 | 85.235
26.021 | 4131.855 | 22.137 | 84.103
26.155 | 4125.062 | 22.28 | 82.675
26.289 | 4114.177 | 22.423 | 81.674
26.423 | 4100.722 | 22.565 | 80.933
26.556 | 4082.351 | 22.707 | 79.872
26.689 | 4063.798 | 22.707 | 79.872
26.822 | 4046.268 | 22.848 | 77.416
26.954 | 4020.669 | 22.989 | 74.75
27.087 | 3995.941 | 23.13 | 73.514
27.218 | 3975.455 | 23.271 | 72.959
27.35 | 3957.595 | 23.411 | 72.919
27.481 | 3944.055 | 23.551 | 72.063
27.612 | 3927.864 | 23.691 | 71.424
27.743 | 3905.252 | 23.691 | 71.424
27.873 | 3879.047 | 23.831 | 70.558
28.003 | 3850.318 | 23.97 | 69.312
28.132 | 3821.4 | 24.109 | 68.082
28.262 | 3793.911 | 24.247 | 68.506
28.391 | 3769.04 | 24.385 | 68.427
28.519 | 3747.183 | 24.523 | 67.614
28.648 | 3726.142 | 24.523 | 67.614
28.776 | 3701.679 | 24.661 | 66.669
28.904 | 3667.729 | 24.798 | 65.565
29.031 | 3626.812 | 24.935 | 65.067
29.158 | 3582.715 | 25.072 | 65.49
29.285 | 3539.886 | 25.209 | 64.062
29.412 | 3503.762 | 25.345 | 62.288
29.538 | 3466.225 | 25.481 | 60.866
29.664 | 3430.049 | 25.481 | 60.866
29.789 | 3396.999 | 25.616 | 60.761
29.914 | 3357.886 | 25.751 | 59.246
30.039 | 3313.935 | 25.886 | 59.684
30.164 | 3274.562 | 26.021 | 60.021
30.288 | 3232.652 | 26.155 | 59.779
30.412 | 3190.138 | 26.289 | 58.663
30.536 | 3148.984 | 26.423 | 58.124
30.659 | 3101.625 | 26.423 | 58.124
30.782 | 3054.065 | 26.556 | 56.594
30.905 | 3009.171 | 26.689 | 54.653
31.027 | 2962.67 | 26.822 | 53.53
31.15 | 2921.238 | 26.954 | 53.396
31.271 | 2877.908 | 27.087 | 52.72
31.393 | 2826.067 | 27.218 | 51.985
31.514 | 2774.421 | 27.218 | 51.985
31.635 | 2725.597 | 27.35 | 51.135
31.755 | 2676.434 | 27.481 | 50.936
31.876 | 2630.916 | 27.612 | 51.392
31.995 | 2586.366 | 27.743 | 51.824
32.115 | 2533.788 | 27.873 | 51.928
32.234 | 2477.689 | 28.003 | 52.227
32.353 | 2421.475 | 28.132 | 52.333
32.472 | 2371.467 | 28.132 | 52.333
32.59 | 2325.922 | 28.262 | 50.932
32.708 | 2277.948 | 28.391 | 49.578
32.826 | 2228.48 | 28.519 | 48.663
32.943 | 2181.019 | 28.648 | 48.333
33.061 | 2133.387 | 28.776 | 48.454
33.177 | 2085.192 | 28.904 | 48.15
33.294 | 2035.744 | 28.904 | 48.15
33.41 | 1982.765 | 29.031 | 47.387
33.526 | 1928.355 | 29.158 | 46.646
33.641 | 1874.479 | 29.285 | 46.101
33.757 | 1823.967 | 29.412 | 46.014
33.872 | 1778.56 | 29.538 | 44.97
33.986 | 1735.611 | 29.664 | 44.063
34.101 | 1693.27 | 29.789 | 43.879
34.215 | 1649.254 | 29.789 | 43.879
34.328 | 1606.826 | 29.914 | 42.843
34.442 | 1561.962 | 30.039 | 41.653
34.555 | 1514.291 | 30.164 | 42.195
34.667 | 1471.665 | 30.288 | 42.503
34.78 | 1435.317 | 30.412 | 42.308
34.892 | 1398.275 | 30.536 | 42.708
35.004 | 1354.633 | 30.659 | 42.183
35.116 | 1313.543 | 30.659 | 42.183
35.227 | 1273.99 | 30.782 | 41.412
35.338 | 1234.131 | 30.905 | 40.847
35.448 | 1195.799 | 31.027 | 40.641
35.559 | 1165.353 | 31.15 | 39.581
35.669 | 1138.589 | 31.271 | 39.001
35.778 | 1108.233 | 31.393 | 38.508
35.778 | 1108.233 | 31.393 | 38.508
35.888 | 1075.424 | 31.514 | 37.242
35.997 | 1041.789 | 31.635 | 36.986
36.106 | 1007.355 | 31.755 | 36.541
36.214 | 971.823 | 31.876 | 35.967
36.323 | 935.582 | 31.995 | 36.265
36.431 | 902.687 | 32.115 | 36.909
36.538 | 883.508 | 32.234 | 37.462
36.214 | 432.244 | 36.106 | 30.158
36.323 | 420.226 | 36.214 | 26.071
36.431 | 409.933 | 36.323 | 19.361
36.538 | 404.972 | 36.431 | 15.164

## Vivid V70 (hidden)
Selador | Lamp |  | Wattage
Vivid | Lumileds K2 |  | 122 |  | Note: Owing to the variability of LEDs, output data and color matches should be viewed as approximate
Note: All data taken with room temperature fixture
| Beam Angle | Field Angle
Horizontal | 12.6 | 25.1
| Accessory Lens | Candela | Field Lumens | Beam Lumens | Lens Efficiency | Efficacy
| V70 | 5200 | 1100 | 600 | 97.78% | 9.0164
| For Field diameter at any distance, multiply distance by |  |  |  | 0.44522
| For Beam diameter at any distance, multiply distance by |  |  |  | 0.2208
| Throw Distance (ft) | 10 | 15 | 20 | 25
| Throw Distance (m) | 3.048 | 4.572 | 6.096 | 7.62
| Field Diameter (ft) | 4.4522 | 6.6783 | 8.9044 | 11.1305
| Field Diameter (m) | 1.357 | 2.0355 | 2.7141 | 3.3926
| Illuminance (fc) | 52 | 23.1111 | 13 | 8.32
| Illuminance (lux) | 559.7228 | 248.7657 | 139.9307 | 89.5556
Test Distance | Iso-Illuminance Diagram grid lines
61 | 10 | 20 | 30 | 40
| 0.16393 | 0.32787 | 0.4918 | 0.65574
| Beam Angle | Field Angle
Vertical | 62.3 | 72.9
| For Field diameter at any distance, multiply distance by |  |  |  | 1.4772
| For Beam diameter at any distance, multiply distance by |  |  |  | 1.2089
| Throw Distance (ft) | 10 | 15 | 20 | 25
| Throw Distance (m) | 3.048 | 4.572 | 6.096 | 7.62
| Field Diameter (ft) | 14.7722 | 22.1583 | 29.5445 | 36.9306
| Field Diameter (m) | 4.5026 | 6.7539 | 9.0052 | 11.2564
| Illuminance (fc) | 52 | 23.1111 | 13 | 8.32
| Illuminance (lux) | 559.7228 | 248.7657 | 139.9307 | 89.5556
| X |  | Y
-36.538 | 0 | -36.646 | 736.214
-36.431 | 0 | -36.538 | 746.802
-36.323 | 0 | -36.431 | 764.249
-36.214 | 4.611 | -36.323 | 789.077
-36.106 | 12.186 | -36.214 | 816.34
-35.997 | 19.41 | -36.106 | 848.069
-35.888 | 27.363 | -35.997 | 875.059
-35.778 | 33.214 | -35.888 | 901.853
-35.669 | 33.148 | -35.778 | 931.45
-35.559 | 32.303 | -35.669 | 963.602
-35.448 | 32.593 | -35.559 | 993.955
-35.338 | 32.284 | -35.448 | 1025.318
-35.227 | 31.312 | -35.338 | 1055.358
-35.116 | 31.88 | -35.227 | 1087.378
-35.004 | 31.993 | -35.116 | 1117.836
-34.892 | 32.657 | -35.004 | 1152.647
-34.78 | 33.075 | -34.892 | 1192.103
-34.667 | 34.345 | -34.78 | 1230.847
-34.555 | 34.547 | -34.667 | 1275.021
-34.442 | 34.781 | -34.555 | 1319.368
-34.328 | 35.249 | -34.442 | 1361.676
-34.215 | 34.87 | -34.328 | 1400.987
-34.101 | 35.334 | -34.215 | 1443.202
-33.986 | 36.028 | -34.101 | 1481.2
-33.872 | 36.316 | -33.986 | 1520.416
-33.757 | 36.07 | -33.872 | 1562.599
-33.641 | 35.099 | -33.757 | 1606.088
-33.526 | 33.938 | -33.641 | 1647.593
-33.41 | 36.064 | -33.526 | 1695.202
-33.294 | 36.279 | -33.41 | 1738.317
-33.177 | 36.687 | -33.294 | 1782.868
-33.061 | 37.384 | -33.177 | 1833.195
-32.943 | 37.461 | -33.061 | 1880.384
-32.826 | 36.766 | -32.943 | 1925.892
-32.708 | 37.357 | -32.826 | 1976.004
-32.59 | 38.452 | -32.708 | 2023.751
-32.472 | 39.222 | -32.59 | 2067.915
-32.353 | 39.637 | -32.472 | 2119.845
-32.234 | 41.498 | -32.353 | 2170.749
-32.115 | 41.335 | -32.234 | 2221.393
-31.995 | 40.266 | -32.115 | 2277.462
-31.876 | 40.171 | -31.995 | 2333.95
-31.755 | 40.914 | -31.876 | 2386.026
-31.635 | 40.972 | -31.755 | 2436.469
-31.514 | 41.151 | -31.635 | 2485.947
-31.393 | 42.003 | -31.514 | 2528.191
-31.271 | 42.055 | -31.393 | 2574.813
-31.15 | 42.897 | -31.271 | 2619.5
-31.027 | 42.732 | -31.15 | 2668.056
-30.905 | 44.107 | -31.027 | 2712.857
-30.782 | 44.42 | -30.905 | 2759.381
-30.659 | 44.49 | -30.782 | 2798.856
-30.536 | 44.469 | -30.659 | 2837.414
-30.412 | 45.46 | -30.536 | 2873.245
-30.288 | 45.169 | -30.412 | 2910.037
-30.164 | 44.231 | -30.288 | 2946.92
-30.039 | 44.416 | -30.164 | 2984.983
-29.914 | 45.743 | -30.039 | 3021.129
-29.789 | 45.541 | -29.914 | 3056.431
-29.664 | 45.836 | -29.789 | 3088.741
-29.538 | 47.778 | -29.664 | 3115.534
-29.412 | 49.735 | -29.538 | 3143.214
-29.285 | 50.096 | -29.412 | 3165.021
-29.158 | 49.939 | -29.285 | 3188.205
-29.031 | 49.441 | -29.158 | 3218.135
-28.904 | 49.742 | -29.031 | 3248.232
-28.776 | 50.012 | -28.904 | 3270.989
-28.648 | 52.283 | -28.776 | 3293.286
-28.519 | 53.161 | -28.648 | 3316.34
-28.391 | 53.219 | -28.519 | 3336.77
-28.262 | 54.393 | -28.391 | 3359.059
-28.132 | 55.03 | -28.262 | 3377.801
-28.003 | 54.914 | -28.132 | 3397.344
-27.873 | 54.717 | -28.003 | 3413.525
-27.743 | 55.758 | -27.873 | 3428.064
-27.612 | 55.257 | -27.743 | 3437.816
-27.481 | 56.179 | -27.612 | 3447.629
-27.35 | 56.633 | -27.481 | 3453.763
-27.218 | 57.706 | -27.35 | 3464.039
-27.087 | 58.935 | -27.218 | 3473.642
-26.954 | 61.043 | -27.087 | 3478.742
-26.822 | 61.151 | -26.954 | 3483.077
-26.689 | 61.578 | -26.822 | 3492.022
-26.556 | 61.87 | -26.689 | 3500.528
-26.423 | 61.443 | -26.556 | 3508.815
-26.289 | 61.812 | -26.423 | 3521
-26.155 | 62.627 | -26.289 | 3534.848
-26.021 | 63.831 | -26.155 | 3546.888
-25.886 | 65.053 | -26.021 | 3556.876
-25.751 | 65.04 | -25.886 | 3561.666
-25.616 | 65.547 | -25.751 | 3567.784
-25.481 | 65.377 | -25.616 | 3572.381
-25.345 | 65.492 | -25.481 | 3578.404
-25.209 | 66.74 | -25.345 | 3587.853
-25.072 | 68.261 | -25.209 | 3594.954
-24.935 | 69.492 | -25.072 | 3600.474
-24.798 | 71.683 | -24.935 | 3597.039
-24.661 | 73.681 | -24.798 | 3600.696
-24.523 | 73.97 | -24.661 | 3613.154
-24.385 | 74.662 | -24.523 | 3621.337
-24.247 | 75.776 | -24.385 | 3621.878
-24.109 | 76.859 | -24.247 | 3627.233
-23.97 | 77.835 | -24.109 | 3638.131
-23.831 | 77.684 | -23.97 | 3648.572
-23.691 | 77.559 | -23.831 | 3661.998
-23.551 | 77.855 | -23.691 | 3677.637
-23.411 | 77.978 | -23.551 | 3693.711
-23.271 | 79.354 | -23.411 | 3708.712
-23.13 | 81.507 | -23.271 | 3720.461
-22.989 | 83.892 | -23.13 | 3733.82
-22.848 | 85.238 | -22.989 | 3743.936
-22.707 | 86.188 | -22.848 | 3754.934
-22.565 | 86.842 | -22.707 | 3768.045
-22.423 | 89.496 | -22.565 | 3780.927
-22.28 | 89.847 | -22.423 | 3787.884
-22.137 | 90.222 | -22.28 | 3793.111
-21.994 | 91.12 | -22.137 | 3799.146
-21.851 | 93.946 | -21.994 | 3806.579
-21.708 | 95.091 | -21.851 | 3819.478
-21.564 | 96.562 | -21.708 | 3838.412
-21.42 | 97.717 | -21.564 | 3851.451
-21.275 | 99.526 | -21.42 | 3863.116
-21.13 | 100.597 | -21.275 | 3878.676
-20.985 | 102.412 | -21.13 | 3888.911
-20.84 | 104.077 | -20.985 | 3894.593
-20.695 | 106.945 | -20.84 | 3904.759
-20.549 | 108.264 | -20.695 | 3918.904
-20.403 | 109.507 | -20.549 | 3932.396
-20.256 | 110.12 | -20.403 | 3947.165
-20.11 | 111.008 | -20.256 | 3962.254
-19.963 | 112.327 | -20.11 | 3970.176
-19.815 | 115.289 | -19.963 | 3978.963
-19.668 | 118.944 | -19.815 | 3984.876
-19.52 | 122.124 | -19.668 | 3995.064
-19.372 | 125.198 | -19.52 | 4008.788
-19.224 | 129.864 | -19.372 | 4022.749
-19.075 | 134.032 | -19.224 | 4036.946
-18.926 | 136.984 | -19.075 | 4053.481
-18.777 | 140.237 | -18.926 | 4065.689
-18.628 | 143.52 | -18.777 | 4079.74
-18.478 | 146.764 | -18.628 | 4094.321
-18.328 | 150.684 | -18.478 | 4109.765
-18.178 | 154.896 | -18.328 | 4124.105
-18.028 | 159.377 | -18.178 | 4140.486
-17.877 | 163.86 | -18.028 | 4150.089
-17.726 | 168.387 | -17.877 | 4167.412
-17.575 | 173.4 | -17.726 | 4181.719
-17.424 | 178.698 | -17.575 | 4196.534
-17.272 | 184.65 | -17.424 | 4205.838
-17.12 | 190.947 | -17.272 | 4215.543
-16.968 | 197.106 | -17.12 | 4234.518
-16.815 | 203.108 | -16.968 | 4256.398
-16.663 | 208.845 | -16.815 | 4274.466
-16.51 | 215.315 | -16.663 | 4293.156
-16.357 | 221.951 | -16.51 | 4306.666
-16.203 | 228.237 | -16.357 | 4319.243
-16.049 | 235.355 | -16.203 | 4330.788
-15.896 | 243.238 | -16.049 | 4351.794
-15.741 | 251.216 | -15.896 | 4366.464
-15.587 | 259.204 | -15.741 | 4379.569
-15.432 | 268.672 | -15.587 | 4397.972
-15.278 | 279.333 | -15.432 | 4411.439
-15.123 | 289.02 | -15.278 | 4418.243
-14.967 | 297.716 | -15.123 | 4430.531
-14.812 | 308.448 | -14.967 | 4451.423
-14.656 | 320.339 | -14.812 | 4471.575
-14.5 | 329.494 | -14.656 | 4492.808
-14.344 | 341.385 | -14.5 | 4517.195
-14.188 | 355.156 | -14.344 | 4535.828
-14.031 | 369.044 | -14.188 | 4544.455
-13.874 | 384.736 | -14.031 | 4552.098
-13.717 | 400.35 | -13.874 | 4566.435
-13.56 | 414.061 | -13.717 | 4587.177
-13.403 | 429.817 | -13.56 | 4599.673
-13.245 | 448.91 | -13.403 | 4616.136
-13.087 | 467.916 | -13.245 | 4638.984
-12.929 | 489.288 | -13.087 | 4653.384
-12.771 | 510.341 | -12.929 | 4668.203
-12.612 | 532.268 | -12.771 | 4685.929
-12.454 | 555.721 | -12.612 | 4700.348
-12.295 | 579.221 | -12.454 | 4716.091
-12.136 | 603.463 | -12.295 | 4734.235
-11.976 | 629.851 | -12.136 | 4743.361
-11.817 | 658.923 | -11.976 | 4759.389
-11.657 | 687.581 | -11.817 | 4772.481
-11.498 | 717.613 | -11.657 | 4782.878
-11.338 | 749.195 | -11.498 | 4796.514
-11.178 | 784.605 | -11.338 | 4811.876
-11.017 | 820.094 | -11.178 | 4830.411
-10.857 | 857.719 | -11.017 | 4844.625
-10.696 | 896.948 | -10.857 | 4860.439
-10.535 | 941.529 | -10.696 | 4868.883
-10.374 | 984.206 | -10.535 | 4875.833
-10.213 | 1030.553 | -10.374 | 4887.109
-10.052 | 1079.957 | -10.213 | 4898.19
-9.89 | 1131.968 | -10.052 | 4902.986
-9.729 | 1187.156 | -9.89 | 4910.822
-9.567 | 1244.158 | -9.729 | 4932.798
-9.405 | 1302.017 | -9.567 | 4955.452
-9.243 | 1363.886 | -9.405 | 4968.911
-9.08 | 1428.683 | -9.243 | 4981.664
-8.918 | 1492.822 | -9.08 | 4992.786
-8.755 | 1558.638 | -8.918 | 5007.052
-8.593 | 1630.846 | -8.755 | 5017.201
-8.43 | 1702.983 | -8.593 | 5026.939
-8.267 | 1775.055 | -8.43 | 5038.615
-8.104 | 1850.721 | -8.267 | 5041.479
-7.94 | 1928.718 | -8.104 | 5043.111
-7.777 | 2008.885 | -7.94 | 5043.909
-7.614 | 2093.024 | -7.777 | 5054.368
-7.45 | 2180.186 | -7.614 | 5065.307
-7.286 | 2265.113 | -7.45 | 5076.16
-7.122 | 2353.125 | -7.286 | 5081.888
-6.958 | 2441.608 | -7.122 | 5087.914
-6.794 | 2534.324 | -6.958 | 5092.271
-6.63 | 2628.311 | -6.794 | 5103.631
-6.466 | 2726.992 | -6.63 | 5105.318
-6.301 | 2823.875 | -6.466 | 5105.313
-6.137 | 2919.533 | -6.301 | 5113.234
-5.972 | 3012.99 | -6.137 | 5113.946
-5.807 | 3113.613 | -5.972 | 5111.638
-5.642 | 3212.333 | -5.807 | 5119.06
-5.478 | 3312.47 | -5.642 | 5119.567
-5.313 | 3415.612 | -5.478 | 5107.802
-5.147 | 3510.755 | -5.313 | 5096.971
-4.982 | 3601.611 | -5.147 | 5098.479
-4.817 | 3696.118 | -4.982 | 5091.698
-4.652 | 3792.753 | -4.817 | 5085.166
-4.486 | 3889.69 | -4.652 | 5085.161
-4.321 | 3995.227 | -4.486 | 5098.984
-4.155 | 4097.032 | -4.321 | 5105.737
-3.989 | 4191.952 | -4.155 | 5111.339
-3.824 | 4280.775 | -3.989 | 5118.864
-3.658 | 4361.561 | -3.824 | 5125.2
-3.492 | 4438.51 | -3.658 | 5130.159
-3.326 | 4525.282 | -3.492 | 5131.404
-3.16 | 4601.734 | -3.326 | 5135.4
-2.994 | 4674.78 | -3.16 | 5140.745
-2.828 | 4748.125 | -2.994 | 5146.98
-2.662 | 4813.643 | -2.828 | 5153.069
-2.496 | 4871.674 | -2.662 | 5157.31
-2.33 | 4927.355 | -2.496 | 5161.735
-2.163 | 4973.698 | -2.33 | 5158.963
-1.997 | 5017.767 | -2.163 | 5146.672
-1.831 | 5055.729 | -1.997 | 5140.459
-1.664 | 5089.595 | -1.831 | 5139.25
-1.498 | 5112.711 | -1.664 | 5142.238
-1.332 | 5141.346 | -1.498 | 5139.398
-1.165 | 5160.654 | -1.332 | 5141.918
-0.999 | 5171.729 | -1.165 | 5143.499
-0.832 | 5170.15 | -0.999 | 5146.697
-0.666 | 5170.953 | -0.832 | 5152.047
-0.499 | 5175.129 | -0.666 | 5162.732
-0.333 | 5175.908 | -0.499 | 5168.034
-0.166 | 5169.399 | -0.333 | 5159.316
0 | 5158.33 | -0.166 | 5158.376
0.166 | 5146.381 | 0 | 5158.33
0.333 | 5125.922 | 0.166 | 5149.07
0.499 | 5097.066 | 0.333 | 5147.969
0.666 | 5066.313 | 0.499 | 5150.412
0.832 | 5040.489 | 0.666 | 5143.181
0.999 | 5002.824 | 0.832 | 5146.4
1.165 | 4960.007 | 0.999 | 5159.232
1.332 | 4917.243 | 1.165 | 5167.313
1.498 | 4876.056 | 1.332 | 5167.035
1.664 | 4829.779 | 1.498 | 5168.013
1.831 | 4778.865 | 1.664 | 5167.557
1.997 | 4720.362 | 1.831 | 5161.978
2.163 | 4662.209 | 1.997 | 5162.086
2.33 | 4593.105 | 2.163 | 5165.63
2.496 | 4524.182 | 2.33 | 5161.429
2.662 | 4450.135 | 2.496 | 5156.303
2.828 | 4368.656 | 2.662 | 5150.518
2.994 | 4280.648 | 2.828 | 5143.977
3.16 | 4197.245 | 2.994 | 5145.965
3.326 | 4106.698 | 3.16 | 5146.588
3.492 | 4017.485 | 3.326 | 5148.127
3.658 | 3926.531 | 3.492 | 5148.394
3.824 | 3834.421 | 3.658 | 5148.291
3.989 | 3741.127 | 3.824 | 5136.373
4.155 | 3655.251 | 3.989 | 5129.045
4.321 | 3569.452 | 4.155 | 5124.64
4.486 | 3474.275 | 4.321 | 5124.798
4.652 | 3381.113 | 4.486 | 5124.485
4.817 | 3283.933 | 4.652 | 5130.171
4.982 | 3191.435 | 4.817 | 5128.57
5.147 | 3096.114 | 4.982 | 5123.542
5.313 | 3007.809 | 5.147 | 5127.974
5.478 | 2918.41 | 5.313 | 5125.523
5.642 | 2820.825 | 5.478 | 5122.07
5.807 | 2724.167 | 5.642 | 5125.178
5.972 | 2628.451 | 5.807 | 5125.528
6.137 | 2536.66 | 5.972 | 5126.835
6.301 | 2443.263 | 6.137 | 5125.413
6.466 | 2356.161 | 6.301 | 5127.353
6.63 | 2267.27 | 6.466 | 5122.03
6.794 | 2182.969 | 6.63 | 5118.938
6.958 | 2102.483 | 6.794 | 5108.831
7.122 | 2021.8 | 6.958 | 5096.092
7.286 | 1942.201 | 7.122 | 5084.284
7.45 | 1869.846 | 7.286 | 5072.177
7.614 | 1795.786 | 7.45 | 5068.101
7.777 | 1721.753 | 7.614 | 5062.409
7.94 | 1652.945 | 7.777 | 5059.465
8.104 | 1587.233 | 7.94 | 5049.523
8.267 | 1522.479 | 8.104 | 5042.816
8.43 | 1462.878 | 8.267 | 5033.47
8.593 | 1411.522 | 8.43 | 5022.617
8.755 | 1359.374 | 8.593 | 5011.513
8.918 | 1305.042 | 8.755 | 5001.971
9.08 | 1251.643 | 8.918 | 4992.238
9.243 | 1200.426 | 9.08 | 4978.13
9.405 | 1148.398 | 9.243 | 4974.207
9.567 | 1100.286 | 9.405 | 4967.858
9.729 | 1055.405 | 9.567 | 4960.364
9.89 | 1011.992 | 9.729 | 4943.374
10.052 | 970.29 | 9.89 | 4928.614
10.213 | 930.743 | 10.052 | 4912.894
10.374 | 892.257 | 10.213 | 4901.571
10.535 | 853.952 | 10.374 | 4892.318
10.696 | 817.132 | 10.535 | 4880.83
10.857 | 781.942 | 10.696 | 4875.114
11.017 | 750.163 | 10.857 | 4867.123
11.178 | 719.245 | 11.017 | 4858.256
11.338 | 690.321 | 11.178 | 4850.084
11.498 | 663.483 | 11.338 | 4843.902
11.657 | 637.56 | 11.498 | 4828.047
11.817 | 611.764 | 11.657 | 4809.249
11.976 | 586.968 | 11.817 | 4796.721
12.136 | 563.994 | 11.976 | 4789.824
12.295 | 539.885 | 12.136 | 4778.157
12.454 | 517.645 | 12.295 | 4769.809
12.612 | 496.973 | 12.454 | 4755.028
12.771 | 479.38 | 12.612 | 4741.901
12.929 | 458.66 | 12.771 | 4721.453
13.087 | 439.582 | 12.929 | 4699.49
13.245 | 421.41 | 13.087 | 4681.615
13.403 | 403.734 | 13.245 | 4661.066
13.56 | 386.577 | 13.403 | 4638.946
13.717 | 372.895 | 13.56 | 4618.958
13.874 | 359.309 | 13.717 | 4606.001
14.031 | 346.05 | 13.874 | 4599.949
14.188 | 335.066 | 14.031 | 4593.345
14.344 | 325.614 | 14.188 | 4589.511
14.5 | 315.393 | 14.344 | 4580.643
14.656 | 306.903 | 14.5 | 4564.101
14.812 | 299.774 | 14.656 | 4549.964
14.967 | 292.217 | 14.812 | 4537.591
15.123 | 283.381 | 14.967 | 4525.534
15.278 | 275.743 | 15.123 | 4518.329
15.432 | 267.713 | 15.278 | 4518.407
15.587 | 259.503 | 15.432 | 4505.183
15.741 | 252.028 | 15.587 | 4486.635
15.896 | 245.596 | 15.741 | 4465.503
16.049 | 238.943 | 15.896 | 4445.735
16.203 | 232.027 | 16.049 | 4418.959
16.357 | 224.952 | 16.203 | 4391.799
16.51 | 218.517 | 16.357 | 4368.956
16.663 | 211.882 | 16.51 | 4362.101
16.815 | 206.456 | 16.663 | 4352.78
16.968 | 201.77 | 16.815 | 4343.539
17.12 | 196.627 | 16.968 | 4336.099
17.272 | 188.986 | 17.12 | 4323.175
17.424 | 183.572 | 17.272 | 4303.104
17.575 | 179.563 | 17.424 | 4286.195
17.726 | 175.382 | 17.575 | 4265.339
17.877 | 170.983 | 17.726 | 4242.114
18.028 | 169.18 | 17.877 | 4230.195
18.178 | 165.014 | 18.028 | 4225.896
18.328 | 159.624 | 18.178 | 4214.265
18.478 | 154.207 | 18.328 | 4203.672
18.628 | 150.377 | 18.478 | 4192.222
18.777 | 146.934 | 18.628 | 4176.524
18.926 | 143.834 | 18.777 | 4158.745
19.075 | 140.944 | 18.926 | 4147.181
19.224 | 138.087 | 19.075 | 4130.222
19.372 | 135.987 | 19.224 | 4116.478
19.52 | 133.74 | 19.372 | 4098.385
19.668 | 131.277 | 19.52 | 4084.381
19.815 | 129.374 | 19.668 | 4068.467
19.963 | 126.658 | 19.815 | 4055.529
20.11 | 124.941 | 19.963 | 4043.911
20.256 | 122.777 | 20.11 | 4035.745
20.403 | 119.652 | 20.256 | 4023.25
20.549 | 116.231 | 20.403 | 4004.837
20.695 | 114.609 | 20.549 | 3984.89
20.84 | 113.329 | 20.695 | 3971.992
20.985 | 111.784 | 20.84 | 3960.71
21.13 | 111.007 | 20.985 | 3948.224
21.275 | 109.354 | 21.13 | 3938.093
21.42 | 108 | 21.275 | 3927.603
21.564 | 107.847 | 21.42 | 3915.922
21.708 | 107.099 | 21.564 | 3896.306
21.851 | 104.607 | 21.708 | 3878.812
21.994 | 101.957 | 21.851 | 3864.269
22.137 | 99.148 | 21.994 | 3853.156
22.28 | 96.466 | 22.137 | 3842.529
22.423 | 95 | 22.28 | 3831.717
22.565 | 94.882 | 22.423 | 3812.485
22.707 | 94.836 | 22.565 | 3794.27
22.848 | 94.644 | 22.707 | 3783.349
22.989 | 93.278 | 22.848 | 3769.384
23.13 | 92.468 | 22.989 | 3757.405
23.271 | 91.678 | 23.13 | 3745.345
23.411 | 90.76 | 23.271 | 3734.088
23.551 | 89.812 | 23.411 | 3722.161
23.691 | 88.809 | 23.551 | 3713.937
23.831 | 87.326 | 23.691 | 3707.29
23.97 | 86.108 | 23.831 | 3697.452
24.109 | 85.912 | 23.97 | 3682.39
24.247 | 85.186 | 24.109 | 3669.427
24.385 | 84.531 | 24.247 | 3662.957
24.523 | 82.758 | 24.385 | 3655.07
24.661 | 81.786 | 24.523 | 3649.573
24.798 | 80.834 | 24.661 | 3644.126
24.935 | 79.492 | 24.798 | 3636.818
25.072 | 79.553 | 24.935 | 3623.946
25.209 | 79.743 | 25.072 | 3614.537
25.345 | 78.151 | 25.209 | 3601.494
25.481 | 76.783 | 25.345 | 3594.958
25.616 | 75.249 | 25.481 | 3586.647
25.751 | 73.157 | 25.616 | 3577.219
25.886 | 72.228 | 25.751 | 3568.802
26.021 | 72.634 | 25.886 | 3563.473
26.155 | 73.122 | 26.021 | 3561.423
26.289 | 73.164 | 26.155 | 3561.681
26.423 | 71.772 | 26.289 | 3552.286
26.556 | 69.251 | 26.423 | 3539.481
26.689 | 67.381 | 26.556 | 3519.979
26.822 | 67.59 | 26.689 | 3501.972
26.954 | 68.502 | 26.822 | 3490.653
27.087 | 69.176 | 26.954 | 3487.628
27.218 | 68.77 | 27.087 | 3486.822
27.35 | 66.756 | 27.218 | 3486.36
27.481 | 64.646 | 27.35 | 3478.762
27.612 | 64.631 | 27.481 | 3461.301
27.743 | 64.643 | 27.612 | 3445.765
27.873 | 64.765 | 27.743 | 3433.662
28.003 | 65.526 | 27.873 | 3416.496
28.132 | 66.375 | 28.003 | 3393.936
28.262 | 65.835 | 28.132 | 3370.51
28.391 | 65.319 | 28.262 | 3351.037
28.519 | 64.152 | 28.391 | 3334.691
28.648 | 62.723 | 28.519 | 3311.975
28.776 | 61.51 | 28.648 | 3290.861
28.904 | 60.486 | 28.776 | 3270.517
29.031 | 59.369 | 28.904 | 3240.746
29.158 | 58.845 | 29.031 | 3210.687
29.285 | 58.345 | 29.158 | 3178.561
29.412 | 58.563 | 29.285 | 3147.191
29.538 | 59.448 | 29.412 | 3111.593
29.664 | 60.02 | 29.538 | 3086.72
29.789 | 59.866 | 29.664 | 3053.363
29.914 | 58.481 | 29.789 | 3023.856
30.039 | 56.703 | 29.914 | 2998.565
30.164 | 55.443 | 30.039 | 2969.305
30.288 | 54.025 | 30.164 | 2931.488
30.412 | 54.349 | 30.288 | 2888.896
30.536 | 55.93 | 30.412 | 2846.025
30.659 | 56.533 | 30.536 | 2799.379
30.782 | 56.118 | 30.659 | 2753.168
30.905 | 55.912 | 30.782 | 2706.077
31.027 | 55.369 | 30.905 | 2659.392
31.15 | 55.005 | 31.027 | 2612.695
31.271 | 54.729 | 31.15 | 2571.857
31.393 | 53.838 | 31.271 | 2526.747
31.514 | 52.909 | 31.393 | 2479.554
31.635 | 51.693 | 31.514 | 2432.47
31.755 | 50.716 | 31.635 | 2382.808
31.876 | 49.918 | 31.755 | 2328.336
31.995 | 49.051 | 31.876 | 2278.778
32.115 | 47.675 | 31.995 | 2224.218
32.234 | 47.201 | 32.115 | 2172.509
32.353 | 47.608 | 32.234 | 2123.242
32.472 | 47.987 | 32.353 | 2072.59
32.59 | 48.018 | 32.472 | 2026.888
32.708 | 48.048 | 32.59 | 1976.822
32.826 | 47.307 | 32.708 | 1922.437
32.943 | 46.366 | 32.826 | 1871.427
33.061 | 45.515 | 32.943 | 1824.899
33.177 | 45.794 | 33.061 | 1775.296
33.294 | 44.508 | 33.177 | 1735.004
33.41 | 43.211 | 33.294 | 1688.203
33.526 | 42.661 | 33.41 | 1639.108
33.641 | 43.493 | 33.526 | 1588.32
33.757 | 43.038 | 33.641 | 1541.504
33.872 | 41.946 | 33.757 | 1497.978
33.986 | 41.514 | 33.872 | 1456.718
34.101 | 42.152 | 33.986 | 1408.921
34.215 | 43.402 | 34.101 | 1366.264
34.328 | 43.782 | 34.215 | 1326.283
34.442 | 43.144 | 34.328 | 1288.027
34.555 | 42.057 | 34.442 | 1244.687
34.667 | 40.481 | 34.555 | 1205.213
34.78 | 39.442 | 34.667 | 1165.473
34.892 | 40.122 | 34.78 | 1126.461
35.004 | 41.882 | 34.892 | 1088.361
35.116 | 43.274 | 35.004 | 1050.943
35.227 | 43.452 | 35.116 | 1018.188
35.338 | 42.226 | 35.227 | 986.236
35.338 | 42.226 | 35.227 | 986.236
35.448 | 40.707 | 35.338 | 954.255
35.559 | 39.706 | 35.448 | 921.435
35.669 | 39.763 | 35.559 | 890.883
35.778 | 40.678 | 35.669 | 859.819
35.888 | 41.277 | 35.778 | 828.38
35.997 | 40.584 | 35.888 | 797.997
36.106 | 38.655 | 35.997 | 768.54
36.214 | 37.182 | 36.106 | 744.035
36.323 | 37.41 | 36.214 | 624.982
36.431 | 37.456 | 36.323 | 442.905
36.538 | 37.962 | 36.431 | 312.216

## Vivid H80 (hidden)
Selador | Lamp |  | Wattage
Vivid | Lumileds K2 |  | 122 |  | Note: Owing to the variability of LEDs, output data and color matches should be viewed as approximate
Note: All data taken with room temperature fixture
| Beam Angle | Field Angle
Horizontal | 64.2 | 78
| Accessory Lens | Candela | Field Lumens | Beam Lumens | Lens Efficiency | Efficacy
| H80 | 5720 | 1040 | 530 | 92.44% | 8.5246
| For Field diameter at any distance, multiply distance by |  |  |  | 1.6196
| For Beam diameter at any distance, multiply distance by |  |  |  | 1.2546
| Throw Distance (ft) | 10 | 15 | 20 | 25
| Throw Distance (m) | 3.048 | 4.572 | 6.096 | 7.62
| Field Diameter (ft) | 16.1957 | 24.2935 | 32.3914 | 40.4892
| Field Diameter (m) | 4.9364 | 7.4047 | 9.8729 | 12.3411
| Illuminance (fc) | 57.2 | 25.4222 | 14.3 | 9.152
| Illuminance (lux) | 615.6951 | 273.6423 | 153.9238 | 98.5112
Test Distance | Iso-Illuminance Diagram grid lines
52 | 10 | 20 | 30 | 40
| 0.19231 | 0.38462 | 0.57692 | 0.76923
| Beam Angle | Field Angle
Vertical | 10.1 | 22.2
| For Field diameter at any distance, multiply distance by |  |  |  | 0.39238
| For Beam diameter at any distance, multiply distance by |  |  |  | 0.17674
| Throw Distance (ft) | 10 | 15 | 20 | 25
| Throw Distance (m) | 3.048 | 4.572 | 6.096 | 7.62
| Field Diameter (ft) | 3.9238 | 5.8858 | 7.8477 | 9.8096
| Field Diameter (m) | 1.196 | 1.794 | 2.392 | 2.99
| Illuminance (fc) | 57.2 | 25.4222 | 14.3 | 9.152
| Illuminance (lux) | 615.6951 | 273.6423 | 153.9238 | 98.5112
| X |  | Y
-40.999 | 0 | -37.61 | 33.908
-40.887 | 0 | -37.487 | 34.077
-40.775 | 0 | -37.364 | 34.309
-40.663 | 73.469 | -37.241 | 34.937
-40.551 | 196.583 | -37.241 | 34.937
-40.438 | 323.389 | -37.117 | 35.558
-40.324 | 455.669 | -36.992 | 35.465
-40.211 | 546.255 | -36.867 | 34.885
-40.096 | 567.842 | -36.742 | 34.768
-39.982 | 590.802 | -36.617 | 35.67
-39.867 | 613.489 | -36.491 | 35.843
-39.752 | 636.484 | -36.364 | 36.385
-39.636 | 657.506 | -36.364 | 36.385
-39.52 | 678.817 | -36.237 | 36.287
-39.404 | 702.244 | -36.11 | 37.898
-39.287 | 728.112 | -35.982 | 39.022
-39.17 | 754.956 | -35.854 | 38.052
-39.052 | 784.476 | -35.726 | 38.67
-38.934 | 813.009 | -35.597 | 40.468
-38.816 | 839.571 | -35.597 | 40.468
-38.697 | 865.706 | -35.467 | 40.914
-38.578 | 895.626 | -35.338 | 40.309
-38.458 | 926.384 | -35.208 | 41.03
-38.338 | 960.439 | -35.077 | 40.554
-38.218 | 993.679 | -34.946 | 39.479
-38.097 | 1026.828 | -34.814 | 39.541
-37.976 | 1060.845 | -34.683 | 39.476
-37.855 | 1098.532 | -34.683 | 39.476
-37.733 | 1135.491 | -34.55 | 39.462
-37.61 | 1169.555 | -34.418 | 40.261
-37.487 | 1207.755 | -34.285 | 41.741
-37.364 | 1241.832 | -34.151 | 42.814
-37.241 | 1277.501 | -34.017 | 42.246
-37.117 | 1312.66 | -33.883 | 42.265
-36.992 | 1346.962 | -33.748 | 42.113
-36.867 | 1381.58 | -33.748 | 42.113
-36.742 | 1422.434 | -33.613 | 42.779
-36.617 | 1466.134 | -33.477 | 43.294
-36.491 | 1503.569 | -33.341 | 44.945
-36.364 | 1538.73 | -33.204 | 45.066
-36.237 | 1579.623 | -33.067 | 45.538
-36.11 | 1621.38 | -32.93 | 45.842
-35.982 | 1665.086 | -32.93 | 45.842
-35.854 | 1705.869 | -32.792 | 45.769
-35.726 | 1746.101 | -32.654 | 46.415
-35.597 | 1784.163 | -32.515 | 47.056
-35.467 | 1825.806 | -32.376 | 46.286
-35.338 | 1863.625 | -32.237 | 46.531
-35.208 | 1903.237 | -32.097 | 47.046
-35.077 | 1943.956 | -31.956 | 47.579
-34.946 | 1988.786 | -31.956 | 47.579
-34.814 | 2029.075 | -31.815 | 47.678
-34.683 | 2069.05 | -31.674 | 48.472
-34.55 | 2109.532 | -31.533 | 48.094
-34.418 | 2147.945 | -31.39 | 47.898
-34.285 | 2183.015 | -31.248 | 48.413
-34.151 | 2221.757 | -31.105 | 49.563
-34.017 | 2262.657 | -31.105 | 49.563
-33.883 | 2298.2 | -30.962 | 50.131
-33.748 | 2329.568 | -30.818 | 49.73
-33.613 | 2366.25 | -30.673 | 49.507
-33.477 | 2402.032 | -30.529 | 50.067
-33.341 | 2434.976 | -30.384 | 49.951
-33.204 | 2470.752 | -30.238 | 50.761
-33.067 | 2515.395 | -30.092 | 51.627
-32.93 | 2559.147 | -30.092 | 51.627
-32.792 | 2597.215 | -29.946 | 52.57
-32.654 | 2634.156 | -29.799 | 52.529
-32.515 | 2667.791 | -29.651 | 53.312
-32.376 | 2697.314 | -29.504 | 53.499
-32.237 | 2728.093 | -29.356 | 53.558
-32.097 | 2760.384 | -29.207 | 54.117
-31.956 | 2790.219 | -29.207 | 54.117
-31.815 | 2816.568 | -29.058 | 54.899
-31.674 | 2845.729 | -28.909 | 54.951
-31.533 | 2873.524 | -28.759 | 55.475
-31.39 | 2899.792 | -28.608 | 56.486
-31.248 | 2927.925 | -28.458 | 57.264
-31.105 | 2956.22 | -28.306 | 57.425
-30.962 | 2981.73 | -28.155 | 57.626
-30.818 | 3010.268 | -28.155 | 57.626
-30.673 | 3041.075 | -28.003 | 58.328
-30.529 | 3064.644 | -27.85 | 59.405
-30.384 | 3087.008 | -27.697 | 60.353
-30.238 | 3107.798 | -27.544 | 61.253
-30.092 | 3129.559 | -27.39 | 61.551
-29.946 | 3153.003 | -27.236 | 61.867
-29.799 | 3173.314 | -27.082 | 62.259
-29.651 | 3193.66 | -27.082 | 62.259
-29.504 | 3217.804 | -26.926 | 62.334
-29.356 | 3243.79 | -26.771 | 62.37
-29.207 | 3265.553 | -26.615 | 63.258
-29.058 | 3288.044 | -26.459 | 63.927
-28.909 | 3309.355 | -26.302 | 64.456
-28.759 | 3326.476 | -26.145 | 65.134
-28.608 | 3340.242 | -26.145 | 65.134
-28.458 | 3363.114 | -25.987 | 66.246
-28.306 | 3384.785 | -25.829 | 67.082
-28.155 | 3404.723 | -25.671 | 67.477
-28.003 | 3427.683 | -25.512 | 67.68
-27.85 | 3448.354 | -25.353 | 68.726
-27.697 | 3466.587 | -25.193 | 70.008
-27.544 | 3486.032 | -25.033 | 71.168
-27.39 | 3509.564 | -25.033 | 71.168
-27.236 | 3523.747 | -24.872 | 71.688
-27.082 | 3534.784 | -24.711 | 72.334
-26.926 | 3550.536 | -24.55 | 73.417
-26.771 | 3569.914 | -24.388 | 74.693
-26.615 | 3583.16 | -24.226 | 75.102
-26.459 | 3603.597 | -24.063 | 76.072
-26.302 | 3628.159 | -24.063 | 76.072
-26.145 | 3646.355 | -23.9 | 77.053
-25.987 | 3668.185 | -23.737 | 78.189
-25.829 | 3691.897 | -23.573 | 79.264
-25.671 | 3716.844 | -23.409 | 79.865
-25.512 | 3745.426 | -23.244 | 79.461
-25.353 | 3771.499 | -23.079 | 79.381
-25.193 | 3794.607 | -22.913 | 79.445
-25.033 | 3812.811 | -22.913 | 79.445
-24.872 | 3829.53 | -22.747 | 80.303
-24.711 | 3849.644 | -22.581 | 82.283
-24.55 | 3877 | -22.414 | 84.669
-24.388 | 3888.863 | -22.247 | 87.249
-24.226 | 3909.587 | -22.08 | 89.167
-24.063 | 3929.861 | -21.912 | 90.986
-23.9 | 3956.565 | -21.744 | 92.913
-23.737 | 3979.096 | -21.744 | 92.913
-23.573 | 4008.481 | -21.575 | 94.897
-23.409 | 4033.581 | -21.406 | 95.511
-23.244 | 4058.609 | -21.236 | 96.961
-23.079 | 4077.872 | -21.066 | 99.135
-22.913 | 4102.749 | -20.896 | 100.547
-22.747 | 4128.163 | -20.725 | 102.188
-22.581 | 4152.138 | -20.725 | 102.188
-22.414 | 4170.376 | -20.554 | 104.443
-22.247 | 4190.405 | -20.383 | 106.483
-22.08 | 4213.739 | -20.211 | 108.578
-21.912 | 4236.771 | -20.039 | 110.71
-21.744 | 4255.511 | -19.866 | 112.663
-21.575 | 4275.194 | -19.693 | 115.235
-21.406 | 4299.556 | -19.52 | 118.67
-21.236 | 4323.09 | -19.52 | 118.67
-21.066 | 4339.14 | -19.346 | 123.025
-20.896 | 4356.214 | -19.172 | 126.252
-20.725 | 4378.488 | -18.998 | 128.968
-20.554 | 4399.902 | -18.823 | 132.814
-20.383 | 4418.885 | -18.648 | 137.842
-20.211 | 4440.763 | -18.472 | 142.453
-20.039 | 4462.736 | -18.472 | 142.453
-19.866 | 4481.571 | -18.297 | 146.713
-19.693 | 4495.328 | -18.12 | 151.434
-19.52 | 4509.42 | -17.944 | 155.968
-19.346 | 4525.182 | -17.767 | 159.723
-19.172 | 4541.927 | -17.59 | 164.963
-18.998 | 4564.105 | -17.412 | 169.808
-18.823 | 4586.898 | -17.234 | 175.438
-18.648 | 4608.281 | -17.234 | 175.438
-18.472 | 4630.366 | -17.056 | 181.595
-18.297 | 4653.441 | -16.877 | 187.909
-18.12 | 4674.027 | -16.698 | 194.917
-17.944 | 4695.82 | -16.519 | 202.69
-17.767 | 4720.177 | -16.339 | 210.974
-17.59 | 4747.796 | -16.159 | 219.825
-17.412 | 4770.501 | -16.159 | 219.825
-17.234 | 4791.917 | -15.978 | 229.397
-17.056 | 4812.327 | -15.798 | 238.3
-16.877 | 4834.193 | -15.617 | 245.81
-16.698 | 4856.688 | -15.435 | 254.555
-16.519 | 4882.276 | -15.254 | 264.817
-16.339 | 4901.542 | -15.072 | 275.479
-16.159 | 4923.55 | -14.89 | 285.416
-15.978 | 4945.363 | -14.89 | 285.416
-15.798 | 4961.603 | -14.707 | 297.009
-15.617 | 4984.932 | -14.524 | 309.039
-15.435 | 5014.181 | -14.341 | 320.468
-15.254 | 5034.708 | -14.158 | 332.897
-15.072 | 5050.695 | -13.974 | 345.486
-14.89 | 5064.145 | -13.79 | 356.934
-14.707 | 5079.98 | -13.605 | 369.106
-14.524 | 5097.329 | -13.605 | 369.106
-14.341 | 5112.436 | -13.421 | 382.268
-14.158 | 5127.462 | -13.236 | 397.994
-13.974 | 5143.08 | -13.051 | 413.657
-13.79 | 5155.958 | -12.865 | 430.068
-13.605 | 5173.983 | -12.679 | 447.656
-13.421 | 5188.298 | -12.493 | 465.341
-13.236 | 5202.115 | -12.493 | 465.341
-13.051 | 5216.536 | -12.307 | 482.22
-12.865 | 5235.477 | -12.12 | 498.994
-12.679 | 5249.45 | -11.934 | 517.665
-12.493 | 5256.153 | -11.746 | 537.985
-12.307 | 5264.551 | -11.559 | 556.895
-12.12 | 5280.002 | -11.372 | 578.892
-11.934 | 5291.367 | -11.184 | 605.852
-11.746 | 5299.324 | -11.184 | 605.852
-11.559 | 5306.947 | -10.996 | 632.782
-11.372 | 5314.122 | -10.807 | 659.657
-11.184 | 5326.857 | -10.619 | 689.192
-10.996 | 5342.911 | -10.43 | 718.798
-10.807 | 5350.979 | -10.241 | 750.526
-10.619 | 5365.966 | -10.052 | 785.661
-10.43 | 5386.451 | -10.052 | 785.661
-10.241 | 5397.169 | -9.862 | 820.913
-10.052 | 5408.292 | -9.673 | 858.396
-9.862 | 5424.197 | -9.483 | 900.08
-9.673 | 5431.119 | -9.293 | 946.238
-9.483 | 5438.955 | -9.102 | 995.138
-9.293 | 5459.05 | -8.912 | 1046.427
-9.102 | 5470.473 | -8.721 | 1100.7
-8.912 | 5479.996 | -8.721 | 1100.7
-8.721 | 5493.413 | -8.53 | 1159.684
-8.53 | 5504.476 | -8.339 | 1220.228
-8.339 | 5514.356 | -8.148 | 1283.319
-8.148 | 5531.432 | -7.956 | 1351.118
-7.956 | 5542.138 | -7.764 | 1422.872
-7.764 | 5552.231 | -7.573 | 1500.037
-7.573 | 5562.681 | -7.573 | 1500.037
-7.381 | 5570.464 | -7.381 | 1582.825
-7.188 | 5580.176 | -7.188 | 1669.62
-6.996 | 5591.612 | -6.996 | 1765.785
-6.804 | 5600.579 | -6.804 | 1863.439
-6.611 | 5609.039 | -6.611 | 1963.746
-6.418 | 5620.441 | -6.418 | 2067.821
-6.225 | 5632.21 | -6.225 | 2176.24
-6.032 | 5636.174 | -6.225 | 2176.24
-5.839 | 5639.75 | -6.032 | 2288.817
-5.646 | 5648.467 | -5.839 | 2408.872
-5.452 | 5648.249 | -5.646 | 2534.564
-5.259 | 5652.974 | -5.452 | 2663.249
-5.065 | 5661.412 | -5.259 | 2797.401
-4.871 | 5668.593 | -5.065 | 2938.378
-4.677 | 5671.22 | -4.871 | 3077.84
-4.483 | 5679.571 | -4.871 | 3077.84
-4.289 | 5685.695 | -4.677 | 3222.133
-4.095 | 5692.057 | -4.483 | 3363.301
-3.9 | 5705.064 | -4.289 | 3509.276
-3.706 | 5710.464 | -4.095 | 3653.806
-3.511 | 5719.618 | -3.9 | 3797.678
-3.317 | 5730.307 | -3.706 | 3947.46
-3.122 | 5734.316 | -3.706 | 3947.46
-2.927 | 5730.309 | -3.511 | 4091.675
-2.732 | 5728.296 | -3.317 | 4235.097
-2.537 | 5725.232 | -3.122 | 4377.798
-2.342 | 5724.368 | -2.927 | 4511.878
-2.147 | 5718.924 | -2.732 | 4641.593
-1.952 | 5716.32 | -2.537 | 4761.724
-1.757 | 5716.567 | -2.342 | 4880.979
-1.562 | 5723.213 | -2.342 | 4880.979
-1.367 | 5722.147 | -2.147 | 4991.123
-1.172 | 5713.308 | -1.952 | 5103.576
-0.976 | 5690.059 | -1.757 | 5202.931
-0.781 | 5676.815 | -1.562 | 5291.124
-0.586 | 5674.085 | -1.367 | 5372.489
-0.391 | 5671.207 | -1.172 | 5448.843
-0.195 | 5670.911 | -1.172 | 5448.843
0 | 5673.306 | -0.976 | 5516.329
0.195 | 5671.091 | -0.781 | 5582
0.391 | 5660.342 | -0.586 | 5622.706
0.586 | 5650.69 | -0.391 | 5649.754
0.781 | 5647.83 | -0.195 | 5659.561
0.976 | 5647.538 | 0 | 5673.306
1.172 | 5644.516 | 0.195 | 5661.986
1.367 | 5646.751 | 0.195 | 5661.986
1.562 | 5649.448 | 0.391 | 5652.567
1.757 | 5648.414 | 0.586 | 5615.679
1.952 | 5645.577 | 0.781 | 5579.505
2.147 | 5647.058 | 0.976 | 5533.243
2.342 | 5647.013 | 1.172 | 5483.496
2.537 | 5646.453 | 1.367 | 5418.01
2.732 | 5644.809 | 1.367 | 5418.01
2.927 | 5644.358 | 1.562 | 5341.887
3.122 | 5637.504 | 1.757 | 5242.954
3.317 | 5627.881 | 1.952 | 5134.784
3.511 | 5622.733 | 2.147 | 5022.411
3.706 | 5616.584 | 2.342 | 4913.529
3.9 | 5601.213 | 2.537 | 4794.692
4.095 | 5588.23 | 2.732 | 4661.116
4.289 | 5576.871 | 2.732 | 4661.116
4.483 | 5562.718 | 2.927 | 4520.657
4.677 | 5554.832 | 3.122 | 4380.693
4.871 | 5556.043 | 3.317 | 4234.275
5.065 | 5557.19 | 3.511 | 4086.783
5.259 | 5551.365 | 3.706 | 3939.79
5.452 | 5544.098 | 3.9 | 3791.747
5.646 | 5534.638 | 4.095 | 3640.079
5.839 | 5525.834 | 4.095 | 3640.079
6.032 | 5515.388 | 4.289 | 3494.574
6.225 | 5503.605 | 4.483 | 3342.56
6.418 | 5492.271 | 4.677 | 3193.858
6.611 | 5479.407 | 4.871 | 3042.593
6.804 | 5467.537 | 5.065 | 2894.14
6.996 | 5454.624 | 5.259 | 2750.512
7.188 | 5448.933 | 5.259 | 2750.512
7.381 | 5442.931 | 5.452 | 2616.582
7.573 | 5441.396 | 5.646 | 2482.944
7.764 | 5432.548 | 5.839 | 2362.632
7.956 | 5412.346 | 6.032 | 2248.377
8.148 | 5392.027 | 6.225 | 2130.381
8.339 | 5371.672 | 6.418 | 2015.57
8.53 | 5345.433 | 6.611 | 1905.567
8.721 | 5322.764 | 6.611 | 1905.567
8.912 | 5310.562 | 6.804 | 1800.124
9.102 | 5290.45 | 6.996 | 1704.136
9.293 | 5267.633 | 7.188 | 1614.761
9.483 | 5243.151 | 7.381 | 1526.106
9.673 | 5227.348 | 7.573 | 1441.308
9.862 | 5216.904 | 7.764 | 1363.209
10.052 | 5199.259 | 7.764 | 1363.209
10.241 | 5186.398 | 7.956 | 1288.59
10.43 | 5173.172 | 8.148 | 1216.273
10.619 | 5158.891 | 8.339 | 1150.468
10.807 | 5140.929 | 8.53 | 1088.745
10.996 | 5135.524 | 8.721 | 1029.883
11.184 | 5133.66 | 8.912 | 976.822
11.372 | 5126.59 | 9.102 | 928.36
11.559 | 5112.292 | 9.102 | 928.36
11.746 | 5096.611 | 9.293 | 880.577
11.934 | 5081.016 | 9.483 | 836.333
12.12 | 5057.735 | 9.673 | 795.149
12.307 | 5039.035 | 9.862 | 756.761
12.493 | 5027.667 | 10.052 | 718.698
12.679 | 5021.093 | 10.241 | 683.779
12.865 | 5019.284 | 10.43 | 650.429
13.051 | 5021.459 | 10.43 | 650.429
13.236 | 5015.4 | 10.619 | 620.581
13.421 | 5007.479 | 10.807 | 591.809
13.605 | 4998.298 | 10.996 | 567.077
13.79 | 4985.653 | 11.184 | 541.003
13.974 | 4967.759 | 11.372 | 517.989
14.158 | 4949.62 | 11.559 | 496.298
14.341 | 4934.784 | 11.559 | 496.298
14.524 | 4922.11 | 11.746 | 476.674
14.707 | 4912.225 | 11.934 | 456.717
14.89 | 4898.469 | 12.12 | 437
15.072 | 4885.226 | 12.307 | 419.277
15.254 | 4872.454 | 12.493 | 401.906
15.435 | 4857.273 | 12.679 | 384.231
15.617 | 4837.569 | 12.865 | 367.999
15.798 | 4812.635 | 12.865 | 367.999
15.978 | 4790.003 | 13.051 | 353.098
16.159 | 4770.754 | 13.236 | 339.07
16.339 | 4749.958 | 13.421 | 326.462
16.519 | 4733.4 | 13.605 | 314.996
16.698 | 4721.918 | 13.79 | 303.635
16.877 | 4709.685 | 13.974 | 293.35
17.056 | 4690.396 | 13.974 | 293.35
17.234 | 4671.925 | 14.158 | 281.608
17.412 | 4659.668 | 14.341 | 272.741
17.59 | 4652.028 | 14.524 | 264.28
17.767 | 4637.379 | 14.707 | 256.487
17.944 | 4622.737 | 14.89 | 247.54
18.12 | 4608.795 | 15.072 | 238.46
18.297 | 4594.309 | 15.254 | 229.323
18.472 | 4579.044 | 15.254 | 229.323
18.648 | 4564.962 | 15.435 | 221.583
18.823 | 4546.5 | 15.617 | 213.853
18.998 | 4525.269 | 15.798 | 207.253
19.172 | 4504.612 | 15.978 | 202.212
19.346 | 4482.37 | 16.159 | 197.242
19.52 | 4470.294 | 16.339 | 190.932
19.693 | 4457.105 | 16.339 | 190.932
19.866 | 4439.791 | 16.519 | 183.945
20.039 | 4418.813 | 16.698 | 177.049
20.211 | 4402.078 | 16.877 | 170.624
20.383 | 4378.422 | 17.056 | 164.276
20.554 | 4355.184 | 17.234 | 158.467
20.725 | 4338.802 | 17.412 | 154.925
20.896 | 4318.721 | 17.59 | 150.708
21.066 | 4297.937 | 17.59 | 150.708
21.236 | 4282.413 | 17.767 | 147.191
21.406 | 4267.839 | 17.944 | 143.125
21.575 | 4246.038 | 18.12 | 139.569
21.744 | 4225.872 | 18.297 | 135.346
21.912 | 4208.05 | 18.472 | 131.571
22.08 | 4190.681 | 18.648 | 127.383
22.247 | 4174.307 | 18.823 | 123.482
22.414 | 4152.555 | 18.823 | 123.482
22.581 | 4125.326 | 18.998 | 118.935
22.747 | 4102.915 | 19.172 | 118.095
22.913 | 4086.204 | 19.346 | 116.541
23.079 | 4073.957 | 19.52 | 114.433
23.244 | 4062.932 | 19.693 | 112.313
23.409 | 4048.607 | 19.866 | 110.614
23.573 | 4032.598 | 19.866 | 110.614
23.737 | 4016.42 | 20.039 | 106.465
23.9 | 3996.461 | 20.211 | 104.738
24.063 | 3980.63 | 20.383 | 103.253
24.226 | 3966.507 | 20.554 | 101.337
24.388 | 3955.064 | 20.725 | 98.851
24.55 | 3930.953 | 20.896 | 97.437
24.711 | 3908.262 | 21.066 | 94.274
24.872 | 3888.116 | 21.066 | 94.274
25.033 | 3865.311 | 21.236 | 90.937
25.193 | 3845.387 | 21.406 | 89.02
25.353 | 3829.972 | 21.575 | 88.021
25.512 | 3809.166 | 21.744 | 86.878
25.671 | 3786.592 | 21.912 | 86.109
25.829 | 3775.569 | 22.08 | 84.761
25.987 | 3761.334 | 22.08 | 84.761
26.145 | 3745.8 | 22.247 | 83.736
26.302 | 3727.546 | 22.414 | 81.074
26.459 | 3710.401 | 22.581 | 79.607
26.615 | 3686.561 | 22.747 | 78.165
26.771 | 3664.121 | 22.913 | 77.086
26.926 | 3644.663 | 23.079 | 75.003
27.082 | 3627.73 | 23.244 | 73.816
27.236 | 3607.005 | 23.244 | 73.816
27.39 | 3587.191 | 23.409 | 72.782
27.544 | 3571.023 | 23.573 | 71.453
27.697 | 3556.867 | 23.737 | 69.897
27.85 | 3540.88 | 23.9 | 69.001
28.003 | 3525.01 | 24.063 | 67.48
28.155 | 3505.801 | 24.226 | 66.623
28.306 | 3483.715 | 24.226 | 66.623
28.458 | 3461.531 | 24.388 | 66.035
28.608 | 3438.754 | 24.55 | 65.701
28.759 | 3415.376 | 24.711 | 65.346
28.909 | 3399.507 | 24.872 | 65.044
29.058 | 3383.754 | 25.033 | 64.2
29.207 | 3363.743 | 25.193 | 62.714
29.356 | 3343.163 | 25.353 | 61.891
29.504 | 3325.621 | 25.353 | 61.891
29.651 | 3306.133 | 25.512 | 60.667
29.799 | 3291.352 | 25.671 | 58.846
29.946 | 3280.658 | 25.829 | 58.17
30.092 | 3266.275 | 25.987 | 57.507
30.238 | 3251.441 | 26.145 | 56.418
30.384 | 3236.02 | 26.302 | 55.243
30.529 | 3221.717 | 26.459 | 55.198
30.673 | 3204.952 | 26.459 | 55.198
30.818 | 3185.516 | 26.615 | 54.978
30.962 | 3163.44 | 26.771 | 53.997
31.105 | 3142.793 | 26.926 | 53.262
31.248 | 3123.617 | 27.082 | 52.403
31.39 | 3100.986 | 27.236 | 51.832
31.533 | 3075.278 | 27.39 | 50.663
31.674 | 3051.891 | 27.39 | 50.663
31.815 | 3027.989 | 27.544 | 49.841
31.956 | 3003.315 | 27.697 | 49.312
32.097 | 2981.73 | 27.85 | 49.22
32.237 | 2956.22 | 28.003 | 49.348
32.376 | 2927.925 | 28.155 | 49.255
32.515 | 2899.792 | 28.306 | 49.039
32.654 | 2873.524 | 28.458 | 48.291
32.792 | 2845.729 | 28.458 | 48.291
32.93 | 2816.568 | 28.608 | 47.413
33.067 | 2790.219 | 28.759 | 47.042
33.204 | 2760.384 | 28.909 | 46.254
33.341 | 2728.093 | 29.058 | 45.708
33.477 | 2697.314 | 29.207 | 45.094
33.613 | 2667.791 | 29.356 | 44.329
33.748 | 2634.156 | 29.356 | 44.329
33.883 | 2597.215 | 29.504 | 42.568
34.017 | 2559.147 | 29.651 | 42.481
34.151 | 2515.395 | 29.799 | 42.393
34.285 | 2470.752 | 29.946 | 42.197
34.418 | 2434.976 | 30.092 | 41.25
34.55 | 2402.032 | 30.238 | 41.455
34.683 | 2366.25 | 30.384 | 40.971
34.814 | 2329.568 | 30.384 | 40.971
34.946 | 2298.2 | 30.529 | 39.919
35.077 | 2262.657 | 30.673 | 39.27
35.208 | 2221.757 | 30.818 | 39.316
35.338 | 2183.015 | 30.962 | 38.966
35.467 | 2147.945 | 31.105 | 38.546
35.597 | 2109.532 | 31.248 | 39.209
35.726 | 2069.05 | 31.248 | 39.209
35.854 | 2029.075 | 31.39 | 38.541
35.982 | 1988.786 | 31.533 | 38.807
36.11 | 1943.956 | 31.674 | 38.422
36.237 | 1903.237 | 31.815 | 37.717
36.364 | 1863.625 | 31.956 | 37.029
36.491 | 1825.806 | 32.097 | 35.991
36.617 | 1784.163 | 32.237 | 34.394
36.742 | 1746.101 | 32.237 | 34.394
36.867 | 1705.869 | 32.376 | 33.219
36.992 | 1665.086 | 32.515 | 33.535
37.117 | 1621.38 | 32.654 | 33.134
37.241 | 1579.623 | 32.792 | 33.615
37.364 | 1538.73 | 32.93 | 32.389
37.487 | 1503.569 | 33.067 | 32.447
37.61 | 1466.134 | 33.204 | 31.889
37.733 | 1422.434 | 33.204 | 31.889
37.855 | 1381.58 | 33.341 | 31.374
37.976 | 1346.962 | 33.477 | 31.211
38.097 | 1312.66 | 33.613 | 31.742
38.218 | 1277.501 | 33.748 | 31.29
38.338 | 1241.832 | 33.883 | 30.784
38.458 | 1207.755 | 34.017 | 30.565
38.578 | 1169.555 | 34.017 | 30.565
38.697 | 1135.491 | 34.151 | 30.148
38.816 | 1098.532 | 34.285 | 30.194
38.934 | 1060.845 | 34.418 | 29.326
39.052 | 1026.828 | 34.55 | 29.268
39.17 | 993.679 | 34.683 | 29.009
39.287 | 960.439 | 34.814 | 28.322
39.404 | 926.384 | 34.946 | 27.779
39.52 | 895.626 | 34.946 | 27.779
39.636 | 865.706 | 35.077 | 28.064
39.752 | 839.571 | 35.208 | 28.352
39.752 | 813.009 | 35.338 | 28.157
39.867 | 784.476 | 35.467 | 28.037
39.982 | 754.956 | 35.597 | 28.096
40.096 | 728.112 | 35.726 | 27.533
40.211 | 702.244 | 35.726 | 27.533
40.324 | 678.817 | 35.854 | 27.927
40.438 | 657.506 | 35.982 | 28.011
40.551 | 636.484 | 36.11 | 28.831
40.663 | 613.489 | 36.237 | 27.889
40.775 | 590.802 | 36.364 | 27.388
40.887 | 567.842 | 36.491 | 27.66
40.999 | 546.255 | 36.617 | 28.616
455.669
323.389
196.583
73.469
0
0
0

## Vivid V80 (hidden)
Selador | Lamp |  | Wattage
Vivid | Lumileds K2 |  | 122 |  | Note: Owing to the variability of LEDs, output data and color matches should be viewed as approximate
Note: All data taken with room temperature fixture
| Beam Angle | Field Angle
Horizontal | 13.6 | 26.5
| Accessory Lens | Candela | Field Lumens | Beam Lumens | Lens Efficiency | Efficacy
| V80 | 4500 | 1070 | 580 | 95.11% | 8.7705
| For Field diameter at any distance, multiply distance by |  |  |  | 0.47094
| For Beam diameter at any distance, multiply distance by |  |  |  | 0.23849
| Throw Distance (ft) | 10 | 15 | 20 | 25
| Throw Distance (m) | 3.048 | 4.572 | 6.096 | 7.62
| Field Diameter (ft) | 4.7094 | 7.0641 | 9.4187 | 11.7734
| Field Diameter (m) | 1.4354 | 2.1531 | 2.8708 | 3.5885
| Illuminance (fc) | 45 | 20 | 11.25 | 7.2
| Illuminance (lux) | 484.3755 | 215.278 | 121.0939 | 77.5001
Test Distance | Iso-Illuminance Diagram grid lines
52 | 10 | 20 | 30 | 40
| 0.19231 | 0.38462 | 0.57692 | 0.76923
| Beam Angle | Field Angle
Vertical | 65.4 | 80.3
| For Field diameter at any distance, multiply distance by |  |  |  | 1.6871
| For Beam diameter at any distance, multiply distance by |  |  |  | 1.284
| Throw Distance (ft) | 10 | 15 | 20 | 25
| Throw Distance (m) | 3.048 | 4.572 | 6.096 | 7.62
| Field Diameter (ft) | 16.8714 | 25.3071 | 33.7428 | 42.1785
| Field Diameter (m) | 5.1424 | 7.7136 | 10.2848 | 12.856
| Illuminance (fc) | 45 | 20 | 11.25 | 7.2
| Illuminance (lux) | 484.3755 | 215.278 | 121.0939 | 77.5001
| X |  | Y
-40.999 | 0 | -41.11 | 386.141
-40.887 | 0 | -40.999 | 392.814
-40.775 | 0 | -40.887 | 401.131
-40.663 | 3.969 | -40.775 | 413.818
-40.551 | 9.098 | -40.663 | 429.098
-40.438 | 14.049 | -40.551 | 444.72
-40.324 | 20.108 | -40.438 | 458.823
-40.211 | 23.554 | -40.324 | 474.871
-40.096 | 23.838 | -40.211 | 490.124
-39.982 | 24.92 | -40.096 | 504.253
-39.867 | 25.867 | -39.982 | 520.233
-39.752 | 24.609 | -39.867 | 537.788
-39.636 | 24.334 | -39.752 | 552.685
-39.52 | 24.574 | -39.636 | 567.937
-39.404 | 25.353 | -39.52 | 583.176
-39.287 | 24.897 | -39.404 | 601.795
-39.17 | 24.475 | -39.287 | 623.652
-39.052 | 24.412 | -39.17 | 647.985
-38.934 | 25.056 | -39.052 | 672.535
-38.816 | 26.367 | -38.934 | 701.184
-38.697 | 27.197 | -38.816 | 725.755
-38.578 | 26.627 | -38.697 | 748.551
-38.458 | 27.476 | -38.578 | 772.585
-38.338 | 28.488 | -38.458 | 798.212
-38.218 | 28.175 | -38.338 | 822.765
-38.097 | 28.434 | -38.218 | 849.717
-37.976 | 28.434 | -38.097 | 876.811
-37.855 | 27.421 | -37.976 | 904.583
-37.733 | 27.398 | -37.855 | 934.794
-37.61 | 27.095 | -37.733 | 965.922
-37.487 | 27.184 | -37.61 | 1001.157
-37.364 | 27.464 | -37.487 | 1035.861
-37.241 | 28.043 | -37.364 | 1069.983
-37.117 | 28.752 | -37.241 | 1103.256
-36.992 | 28.856 | -37.117 | 1136.647
-36.867 | 29.202 | -36.992 | 1167.216
-36.742 | 30.163 | -36.867 | 1199.143
-36.617 | 30.579 | -36.742 | 1234.615
-36.491 | 30.589 | -36.617 | 1268.245
-36.364 | 30.254 | -36.491 | 1305.099
-36.237 | 29.341 | -36.364 | 1345.181
-36.11 | 29.041 | -36.237 | 1384.745
-35.982 | 29.423 | -36.11 | 1420.117
-35.854 | 30.296 | -35.982 | 1459.988
-35.726 | 31.081 | -35.854 | 1499.838
-35.597 | 31.498 | -35.726 | 1537.337
-35.467 | 30.423 | -35.597 | 1576.202
-35.338 | 30.583 | -35.467 | 1615.283
-35.208 | 30.791 | -35.338 | 1649.291
-35.077 | 33.146 | -35.208 | 1683.862
-34.946 | 34.522 | -35.077 | 1720.654
-34.814 | 34.107 | -34.946 | 1755.131
-34.683 | 32.648 | -34.814 | 1792.957
-34.55 | 32.839 | -34.683 | 1826.31
-34.418 | 32.535 | -34.55 | 1860.682
-34.285 | 31.889 | -34.418 | 1893.615
-34.151 | 32.545 | -34.285 | 1933.014
-34.017 | 34.289 | -34.151 | 1969.616
-33.883 | 34.756 | -34.017 | 2004.166
-33.748 | 35.171 | -33.883 | 2037.855
-33.613 | 35.917 | -33.748 | 2070.789
-33.477 | 36.226 | -33.613 | 2097.004
-33.341 | 36.008 | -33.477 | 2125.431
-33.204 | 35.651 | -33.341 | 2150.189
-33.067 | 36.096 | -33.204 | 2174.949
-32.93 | 36.772 | -33.067 | 2202.372
-32.792 | 36.508 | -32.93 | 2226.771
-32.654 | 37.104 | -32.792 | 2251.618
-32.515 | 37.256 | -32.654 | 2277.648
-32.376 | 37.038 | -32.515 | 2297.24
-32.237 | 37.554 | -32.376 | 2316.121
-32.097 | 39.638 | -32.237 | 2338.124
-31.956 | 41.158 | -32.097 | 2357.939
-31.815 | 41.196 | -31.956 | 2380.113
-31.674 | 42.042 | -31.815 | 2401.495
-31.533 | 42.074 | -31.674 | 2414.835
-31.39 | 42.284 | -31.533 | 2428.143
-31.248 | 41.205 | -31.39 | 2440.706
-31.105 | 41.24 | -31.248 | 2459.919
-30.962 | 42.065 | -31.105 | 2478.386
-30.818 | 43.495 | -30.962 | 2496.291
-30.673 | 44.28 | -30.818 | 2510.712
-30.529 | 44.646 | -30.673 | 2523.894
-30.384 | 44.965 | -30.529 | 2529.848
-30.238 | 45.066 | -30.384 | 2540.005
-30.092 | 45.101 | -30.238 | 2553.878
-29.946 | 44.838 | -30.092 | 2566.883
-29.799 | 45.043 | -29.946 | 2579.182
-29.651 | 46.176 | -29.799 | 2592.945
-29.504 | 47.802 | -29.651 | 2603.3
-29.356 | 48.828 | -29.504 | 2618.698
-29.207 | 49.053 | -29.356 | 2634.262
-29.058 | 48.924 | -29.207 | 2649.822
-28.909 | 49.476 | -29.058 | 2667.724
-28.759 | 48.996 | -28.909 | 2683.123
-28.608 | 48.806 | -28.759 | 2695.869
-28.458 | 49.698 | -28.608 | 2706.138
-28.306 | 51.191 | -28.458 | 2717.064
-28.155 | 52.51 | -28.306 | 2727.256
-28.003 | 53.637 | -28.155 | 2739.315
-27.85 | 54.734 | -28.003 | 2752.229
-27.697 | 55.821 | -27.85 | 2764.165
-27.544 | 56.422 | -27.697 | 2778.528
-27.39 | 56.978 | -27.544 | 2793.959
-27.236 | 56.899 | -27.39 | 2809.888
-27.082 | 57.625 | -27.236 | 2826.233
-26.926 | 57.602 | -27.082 | 2841.673
-26.771 | 58.203 | -26.926 | 2858.644
-26.615 | 58.856 | -26.771 | 2875.902
-26.459 | 60.045 | -26.615 | 2894.22
-26.302 | 60.379 | -26.459 | 2913.103
-26.145 | 62.088 | -26.302 | 2931.16
-25.987 | 62.43 | -26.145 | 2944.954
-25.829 | 63.072 | -25.987 | 2962.798
-25.671 | 64.202 | -25.829 | 2981.548
-25.512 | 65.361 | -25.671 | 2996.366
-25.353 | 65.703 | -25.512 | 3008.885
-25.193 | 67.427 | -25.353 | 3025.799
-25.033 | 69.454 | -25.193 | 3041.577
-24.872 | 70.074 | -25.033 | 3057.444
-24.711 | 71.021 | -24.872 | 3073.122
-24.55 | 71.225 | -24.711 | 3091.11
-24.388 | 71.153 | -24.55 | 3108.491
-24.226 | 71.74 | -24.388 | 3131.07
-24.063 | 73.086 | -24.226 | 3148.099
-23.9 | 74.169 | -24.063 | 3163.61
-23.737 | 75.985 | -23.9 | 3176.263
-23.573 | 77.302 | -23.737 | 3190.463
-23.409 | 77.516 | -23.573 | 3205.888
-23.244 | 78.568 | -23.409 | 3222.113
-23.079 | 79.969 | -23.244 | 3237.576
-22.913 | 81.75 | -23.079 | 3252.235
-22.747 | 83.625 | -22.913 | 3261.7
-22.581 | 85.539 | -22.747 | 3271.42
-22.414 | 86.125 | -22.581 | 3285.495
-22.247 | 87.337 | -22.414 | 3302.633
-22.08 | 87.983 | -22.247 | 3319.64
-21.912 | 89.424 | -22.08 | 3342.283
-21.744 | 91.08 | -21.912 | 3356.795
-21.575 | 93.139 | -21.744 | 3374.088
-21.406 | 94.842 | -21.575 | 3389.775
-21.236 | 96.927 | -21.406 | 3406.331
-21.066 | 98.964 | -21.236 | 3419.366
-20.896 | 101.125 | -21.066 | 3432.927
-20.725 | 103.289 | -20.896 | 3445.582
-20.554 | 104.68 | -20.725 | 3460.696
-20.383 | 106.096 | -20.554 | 3474.042
-20.211 | 107.789 | -20.383 | 3487.643
-20.039 | 110.375 | -20.211 | 3502.15
-19.866 | 113.646 | -20.039 | 3511.14
-19.693 | 116.663 | -19.866 | 3520.581
-19.52 | 120.127 | -19.693 | 3536.217
-19.346 | 123.602 | -19.52 | 3553.024
-19.172 | 126.893 | -19.346 | 3569.705
-18.998 | 130.444 | -19.172 | 3580.623
-18.823 | 134.284 | -18.998 | 3596.704
-18.648 | 138.494 | -18.823 | 3610.791
-18.472 | 142.729 | -18.648 | 3634.049
-18.297 | 146.81 | -18.472 | 3651.145
-18.12 | 151.498 | -18.297 | 3669.359
-17.944 | 156.692 | -18.12 | 3677.318
-17.767 | 161.183 | -17.944 | 3692
-17.59 | 165.571 | -17.767 | 3707.762
-17.412 | 169.409 | -17.59 | 3723.766
-17.234 | 175.9 | -17.412 | 3739.038
-17.056 | 183.181 | -17.234 | 3757.053
-16.877 | 190.36 | -17.056 | 3770.48
-16.698 | 197.771 | -16.877 | 3785.574
-16.519 | 204.404 | -16.698 | 3799.518
-16.339 | 212.04 | -16.519 | 3816.929
-16.159 | 219.028 | -16.339 | 3833.752
-15.978 | 226.387 | -16.159 | 3850.463
-15.798 | 233.991 | -15.978 | 3869.326
-15.617 | 243.08 | -15.798 | 3889.346
-15.435 | 251.522 | -15.617 | 3906.965
-15.254 | 260.435 | -15.435 | 3922.823
-15.072 | 270.584 | -15.254 | 3934.806
-14.89 | 281.885 | -15.072 | 3950.335
-14.707 | 294.635 | -14.89 | 3966.883
-14.524 | 307.771 | -14.707 | 3980.155
-14.341 | 321.672 | -14.524 | 3994.061
-14.158 | 336.166 | -14.341 | 4012.497
-13.974 | 351.188 | -14.158 | 4025.704
-13.79 | 367.675 | -13.974 | 4037.529
-13.605 | 383.444 | -13.79 | 4048.303
-13.421 | 401.166 | -13.605 | 4061.143
-13.236 | 421.956 | -13.421 | 4073.658
-13.051 | 441.598 | -13.236 | 4090.495
-12.865 | 461.596 | -13.051 | 4106.096
-12.679 | 483.875 | -12.865 | 4122.416
-12.493 | 507.2 | -12.679 | 4139.825
-12.307 | 533.766 | -12.493 | 4158.29
-12.12 | 561.671 | -12.307 | 4171.135
-11.934 | 590.983 | -12.12 | 4181.808
-11.746 | 621.444 | -11.934 | 4194.202
-11.559 | 654.584 | -11.746 | 4209.829
-11.372 | 690.24 | -11.559 | 4221.392
-11.184 | 728.74 | -11.372 | 4236.714
-10.996 | 771.285 | -11.184 | 4248.669
-10.807 | 814.902 | -10.996 | 4254.408
-10.619 | 857.823 | -10.807 | 4261.353
-10.43 | 901.221 | -10.619 | 4266.376
-10.241 | 946.916 | -10.43 | 4278.04
-10.052 | 997.395 | -10.241 | 4294.625
-9.862 | 1052.609 | -10.052 | 4310.431
-9.673 | 1110.845 | -9.862 | 4325.145
-9.483 | 1168.007 | -9.673 | 4332.44
-9.293 | 1226.081 | -9.483 | 4338.074
-9.102 | 1287.284 | -9.293 | 4338.438
-8.912 | 1354.236 | -9.102 | 4344.831
-8.721 | 1424.45 | -8.912 | 4346.201
-8.53 | 1495.867 | -8.721 | 4354.499
-8.339 | 1568.403 | -8.53 | 4358.389
-8.148 | 1643.86 | -8.339 | 4369.239
-7.956 | 1717.469 | -8.148 | 4380.233
-7.764 | 1796.237 | -7.956 | 4393.198
-7.573 | 1880.31 | -7.764 | 4402.402
-7.381 | 1964.032 | -7.573 | 4407.037
-7.188 | 2047.527 | -7.381 | 4417.268
-6.996 | 2138.06 | -7.188 | 4417.748
-6.804 | 2228.735 | -6.996 | 4422.137
-6.611 | 2317.779 | -6.804 | 4428.325
-6.418 | 2409.951 | -6.611 | 4427.868
-6.225 | 2505.067 | -6.418 | 4420.536
-6.032 | 2597.644 | -6.225 | 4416.578
-5.839 | 2684.718 | -6.032 | 4403.868
-5.646 | 2778.252 | -5.839 | 4402.32
-5.452 | 2869.147 | -5.646 | 4410.37
-5.259 | 2963.386 | -5.452 | 4410.793
-5.065 | 3058.669 | -5.259 | 4419.038
-4.871 | 3155.913 | -5.065 | 4435.042
-4.677 | 3247.23 | -4.871 | 4436.861
-4.483 | 3338.504 | -4.677 | 4442.897
-4.289 | 3426.306 | -4.483 | 4446.373
-4.095 | 3511.535 | -4.289 | 4448.022
-3.9 | 3603.819 | -4.095 | 4448.045
-3.706 | 3691.369 | -3.9 | 4453.661
-3.511 | 3776.672 | -3.706 | 4451.275
-3.317 | 3855.716 | -3.511 | 4460.709
-3.122 | 3929.16 | -3.317 | 4467.357
-2.927 | 3997.19 | -3.122 | 4467.748
-2.732 | 4064.799 | -2.927 | 4473.688
-2.537 | 4126.7 | -2.732 | 4471.002
-2.342 | 4187.576 | -2.537 | 4463.788
-2.147 | 4244.088 | -2.342 | 4463.737
-1.952 | 4296.593 | -2.147 | 4468.102
-1.757 | 4341.149 | -1.952 | 4471.522
-1.562 | 4384.203 | -1.757 | 4472.999
-1.367 | 4415.153 | -1.562 | 4475.643
-1.172 | 4433.691 | -1.367 | 4478.857
-0.976 | 4441.7 | -1.172 | 4483.985
-0.781 | 4452.468 | -0.976 | 4491.639
-0.586 | 4466.699 | -0.781 | 4505.281
-0.391 | 4482.581 | -0.586 | 4507.531
-0.195 | 4493.197 | -0.391 | 4507.832
0 | 4496.126 | -0.195 | 4498.283
0.195 | 4494.86 | 0 | 4496.126
0.391 | 4486.031 | 0.195 | 4490.536
0.586 | 4468.473 | 0.391 | 4487.805
0.781 | 4454.27 | 0.586 | 4484.662
0.976 | 4444.03 | 0.781 | 4482.562
1.172 | 4422.653 | 0.976 | 4485.802
1.367 | 4396.914 | 1.172 | 4493.609
1.562 | 4371.703 | 1.367 | 4501.7
1.757 | 4340.705 | 1.562 | 4502.627
1.952 | 4306.158 | 1.757 | 4499.117
2.147 | 4272.043 | 1.952 | 4501.341
2.342 | 4231.866 | 2.147 | 4497.974
2.537 | 4190.524 | 2.342 | 4501.317
2.732 | 4138.178 | 2.537 | 4505.943
2.927 | 4077.589 | 2.732 | 4500.162
3.122 | 4008.476 | 2.927 | 4491.274
3.317 | 3940.885 | 3.122 | 4486.024
3.511 | 3867.788 | 3.317 | 4479.433
3.706 | 3798.832 | 3.511 | 4475.69
3.9 | 3719.28 | 3.706 | 4473.002
4.095 | 3638.361 | 3.9 | 4467.322
4.289 | 3557.895 | 4.095 | 4466.157
4.483 | 3476.475 | 4.289 | 4470.466
4.677 | 3391.515 | 4.483 | 4462.947
4.871 | 3312.565 | 4.677 | 4461.15
5.065 | 3229.214 | 4.871 | 4451.206
5.259 | 3138.157 | 5.065 | 4447.115
5.452 | 3047.259 | 5.259 | 4446.153
5.646 | 2953.741 | 5.452 | 4446.222
5.839 | 2861.272 | 5.646 | 4442.529
6.032 | 2768.002 | 5.839 | 4438.918
6.225 | 2677.203 | 6.032 | 4434.36
6.418 | 2586.135 | 6.225 | 4428.681
6.611 | 2495.439 | 6.418 | 4423.275
6.804 | 2408.984 | 6.611 | 4417.844
6.996 | 2322.823 | 6.804 | 4414.326
7.188 | 2235.899 | 6.996 | 4416.482
7.381 | 2146.778 | 7.188 | 4416.613
7.573 | 2062.486 | 7.381 | 4409.68
7.764 | 1978.219 | 7.573 | 4400.578
7.956 | 1894.438 | 7.764 | 4396.219
8.148 | 1814.538 | 7.956 | 4385.252
8.339 | 1735.909 | 8.148 | 4376.418
8.53 | 1657.475 | 8.339 | 4371.557
8.721 | 1581.611 | 8.53 | 4361.656
8.912 | 1510.448 | 8.721 | 4356.164
9.102 | 1440.734 | 8.912 | 4348.817
9.293 | 1374.79 | 9.102 | 4337.518
9.483 | 1312.586 | 9.293 | 4325.923
9.673 | 1253.771 | 9.483 | 4315.992
9.862 | 1195.185 | 9.673 | 4303.507
10.052 | 1139.523 | 9.862 | 4289.352
10.241 | 1088.453 | 10.052 | 4277.668
10.43 | 1038.454 | 10.241 | 4266.647
10.619 | 989.864 | 10.43 | 4260.267
10.807 | 943.973 | 10.619 | 4246.279
10.996 | 899.869 | 10.807 | 4240.779
11.184 | 856.412 | 10.996 | 4231.1
11.372 | 814.678 | 11.184 | 4221.161
11.559 | 776.779 | 11.372 | 4210.255
11.746 | 741.613 | 11.559 | 4202.426
11.934 | 707.566 | 11.746 | 4186.099
12.12 | 674.301 | 11.934 | 4175.129
12.307 | 642.207 | 12.12 | 4165.423
12.493 | 611.66 | 12.307 | 4149.99
12.679 | 583.592 | 12.493 | 4138.053
12.865 | 558.453 | 12.679 | 4121.454
13.051 | 534.16 | 12.865 | 4104.348
13.236 | 511.603 | 13.051 | 4090.821
13.421 | 488.399 | 13.236 | 4086.483
13.605 | 466.004 | 13.421 | 4079.771
13.79 | 444.046 | 13.605 | 4069.112
13.974 | 422.858 | 13.79 | 4056.533
14.158 | 402.338 | 13.974 | 4039.728
14.341 | 384.303 | 14.158 | 4021.949
14.524 | 367.486 | 14.341 | 4007.361
14.707 | 351.528 | 14.524 | 3993.755
14.89 | 337.325 | 14.707 | 3976.22
15.072 | 324.642 | 14.89 | 3957.932
15.254 | 311.5 | 15.072 | 3937.929
15.435 | 299.007 | 15.254 | 3918.046
15.617 | 287.247 | 15.435 | 3897.711
15.798 | 275.523 | 15.617 | 3881.089
15.978 | 264.942 | 15.798 | 3863.027
16.159 | 254.513 | 15.978 | 3847.443
16.339 | 244.644 | 16.159 | 3841.204
16.519 | 236.344 | 16.339 | 3837.39
16.698 | 229.768 | 16.519 | 3832.513
16.877 | 222.116 | 16.698 | 3823.109
17.056 | 215.836 | 16.877 | 3815.622
17.234 | 210.001 | 17.056 | 3804.927
17.412 | 204.567 | 17.234 | 3794.59
17.59 | 198.912 | 17.412 | 3782.985
17.767 | 193.757 | 17.59 | 3770.85
17.944 | 187.271 | 17.767 | 3758.195
18.12 | 180.377 | 17.944 | 3742.503
18.297 | 174.32 | 18.12 | 3730.007
18.472 | 169.77 | 18.297 | 3718.484
18.648 | 165.131 | 18.472 | 3703.117
18.823 | 160.922 | 18.648 | 3682.109
18.998 | 156.969 | 18.823 | 3663.07
19.172 | 152.795 | 18.998 | 3645.507
19.346 | 149.488 | 19.172 | 3639.218
19.52 | 147.005 | 19.346 | 3632.1
19.693 | 143.629 | 19.52 | 3617.357
19.866 | 139.683 | 19.693 | 3600.078
20.039 | 136.265 | 19.866 | 3584.101
20.211 | 133.161 | 20.039 | 3570.69
20.383 | 129.617 | 20.211 | 3559.08
20.554 | 126.828 | 20.383 | 3546.243
20.725 | 123.97 | 20.554 | 3536.148
20.896 | 120.942 | 20.725 | 3524.417
21.066 | 117.894 | 20.896 | 3517.525
21.236 | 114.604 | 21.066 | 3506.651
21.406 | 111.378 | 21.236 | 3494.559
21.575 | 108.993 | 21.406 | 3485.219
21.744 | 107.508 | 21.575 | 3475.522
21.912 | 105.98 | 21.744 | 3464.667
22.08 | 104.72 | 21.912 | 3449.673
22.247 | 103.382 | 22.08 | 3430.162
22.414 | 101.105 | 22.247 | 3411.906
22.581 | 98.672 | 22.414 | 3394.862
22.747 | 97.3 | 22.581 | 3377.776
22.913 | 96.557 | 22.747 | 3359.373
23.079 | 95.578 | 22.913 | 3345.596
23.244 | 94.932 | 23.079 | 3331.83
23.409 | 93.098 | 23.244 | 3321.486
23.573 | 90.621 | 23.409 | 3302.372
23.737 | 89.734 | 23.573 | 3287.708
23.9 | 89.62 | 23.737 | 3272.97
24.063 | 88.759 | 23.9 | 3260.914
24.226 | 87.838 | 24.063 | 3247.254
24.388 | 86.947 | 24.226 | 3233.689
24.55 | 85.367 | 24.388 | 3215.815
24.711 | 84.793 | 24.55 | 3196.786
24.872 | 84.14 | 24.711 | 3180.154
25.033 | 83.11 | 24.872 | 3161.103
25.193 | 81.492 | 25.033 | 3143.237
25.353 | 79.993 | 25.193 | 3124.565
25.512 | 79.331 | 25.353 | 3109.942
25.671 | 78.587 | 25.512 | 3094.117
25.829 | 77.819 | 25.671 | 3076.487
25.987 | 77.427 | 25.829 | 3055.072
26.145 | 77.088 | 25.987 | 3036.809
26.302 | 76.728 | 26.145 | 3016.793
26.459 | 75.863 | 26.302 | 2994.155
26.615 | 75.456 | 26.459 | 2973.748
26.771 | 74.696 | 26.615 | 2958.235
26.926 | 73.303 | 26.771 | 2945.827
27.082 | 72.174 | 26.926 | 2933.766
27.236 | 70.995 | 27.082 | 2917.518
27.39 | 69.391 | 27.236 | 2903.458
27.544 | 67.893 | 27.39 | 2888.387
27.697 | 67.5 | 27.544 | 2870.639
27.85 | 66.603 | 27.697 | 2854.314
28.003 | 65.415 | 27.85 | 2843.639
28.155 | 63.651 | 28.003 | 2831.919
28.306 | 63.7 | 28.155 | 2822.337
28.458 | 64.177 | 28.306 | 2813.151
28.608 | 64.494 | 28.458 | 2797.677
28.759 | 64.793 | 28.608 | 2779.787
28.909 | 65.548 | 28.759 | 2762.78
29.058 | 64.609 | 28.909 | 2741.978
29.207 | 63.265 | 29.058 | 2721.398
29.356 | 61.951 | 29.207 | 2705.794
29.504 | 61.109 | 29.356 | 2691.504
29.651 | 60.364 | 29.504 | 2681.237
29.799 | 59.401 | 29.651 | 2674.854
29.946 | 58.343 | 29.799 | 2668.272
30.092 | 57.553 | 29.946 | 2659.997
30.238 | 56.563 | 30.092 | 2645.083
30.384 | 54.744 | 30.238 | 2630.449
30.529 | 54.056 | 30.384 | 2611.737
30.673 | 54.19 | 30.529 | 2588.22
30.818 | 54.062 | 30.673 | 2567.651
30.962 | 53.757 | 30.818 | 2553.178
31.105 | 54.044 | 30.962 | 2540.005
31.248 | 54.179 | 31.105 | 2526.094
31.39 | 54.18 | 31.248 | 2515.008
31.533 | 53.801 | 31.39 | 2494.174
31.674 | 53.665 | 31.533 | 2475.23
31.815 | 53.098 | 31.674 | 2455.551
31.956 | 51.346 | 31.815 | 2435.396
32.097 | 50.032 | 31.956 | 2408.383
32.237 | 49.439 | 32.097 | 2385.405
32.376 | 49.07 | 32.237 | 2361.32
32.515 | 49.968 | 32.376 | 2336.665
32.654 | 51.315 | 32.515 | 2310.784
32.792 | 50.714 | 32.654 | 2284.358
32.93 | 49.381 | 32.792 | 2255.187
33.067 | 48.67 | 32.93 | 2221.357
33.204 | 47.81 | 33.067 | 2188.809
33.341 | 47.227 | 33.204 | 2153.161
33.477 | 47.378 | 33.341 | 2124.401
33.613 | 48.345 | 33.477 | 2091.306
33.748 | 49.008 | 33.613 | 2058.376
33.883 | 48.756 | 33.748 | 2019.877
34.017 | 47.843 | 33.883 | 1982.511
34.151 | 46.702 | 34.017 | 1947.684
34.285 | 45.966 | 34.151 | 1908.684
34.418 | 45.519 | 34.285 | 1870.268
34.55 | 45.787 | 34.418 | 1829.31
34.683 | 46.106 | 34.55 | 1788.406
34.814 | 45.401 | 34.683 | 1748.429
34.946 | 43.329 | 34.814 | 1714.702
35.077 | 39.745 | 34.946 | 1678.386
35.208 | 34.805 | 35.077 | 1638.686
35.338 | 30.353 | 35.208 | 1599.694
35.467 | 26.78 | 35.338 | 1560.581
35.597 | 24.023 | 35.467 | 1523.322
35.726 | 22.12 | 35.597 | 1484.517
35.854 | 21.603 | 35.726 | 1441.736
35.982 | 20.662 | 35.854 | 1400.779
36.11 | 19.606 | 35.982 | 1364.84
36.237 | 19.543 | 36.11 | 1325.662
36.364 | 20.488 | 36.237 | 1289.485
36.491 | 21.335 | 36.364 | 1254.71
36.617 | 22.297 | 36.491 | 1215.651
36.742 | 22.757 | 36.617 | 1175.813
36.867 | 22.138 | 36.742 | 1138.982
36.992 | 21.921 | 36.867 | 1103.933
37.117 | 24.325 | 36.992 | 1070.15
37.241 | 32.74 | 37.117 | 1039.403
37.364 | 49.518 | 37.241 | 1011.025
37.487 | 59.332 | 37.364 | 978.262
37.61 | 61.382 | 37.487 | 944.796
37.733 | 57.317 | 37.61 | 910.701
37.855 | 47.325 | 37.733 | 878.462
37.976 | 31.716 | 37.855 | 846.788
38.097 | 23.714 | 37.976 | 819.789
38.218 | 19.66 | 38.097 | 792.932
38.338 | 17.69 | 38.218 | 769.334
38.458 | 17.548 | 38.338 | 745.572
38.578 | 17.49 | 38.458 | 716.68
38.697 | 16.936 | 38.578 | 688.383
38.816 | 15.908 | 38.697 | 663.17
38.934 | 14.692 | 38.816 | 637.398
39.052 | 13.582 | 38.934 | 614.857
39.17 | 13.858 | 39.052 | 592.048
39.287 | 15.124 | 39.17 | 573.161
39.404 | 15.951 | 39.287 | 553.892
39.52 | 15.819 | 39.404 | 535.95
39.636 | 15.535 | 39.52 | 515.974
39.752 | 14.759 | 39.636 | 497.332
39.752 | 14.759 | 39.636 | 497.332
39.867 | 13.945 | 39.752 | 480.87
39.982 | 13.769 | 39.867 | 464.538
40.096 | 13.622 | 39.982 | 448.8
40.211 | 14.157 | 40.096 | 433.389
40.324 | 15.167 | 40.211 | 419.555
40.438 | 15.275 | 40.324 | 403.413
40.551 | 14.279 | 40.438 | 389.236
40.663 | 13.557 | 40.551 | 377.75
40.775 | 12.956 | 40.663 | 316.767
40.887 | 12.284 | 40.775 | 226.055
40.999 | 12.711 | 40.887 | 160.972

## Vivid V40H40 (hidden)
Selador | Lamp |  | Wattage
Vivid | Lumileds K2 |  | 122 |  | Note: Owing to the variability of LEDs, output data and color matches should be viewed as approximate
Note: All data taken with room temperature fixture
| Beam Angle | Field Angle
Horizontal | 29.2 | 44.7
| Accessory Lens | Candela | Field Lumens | Beam Lumens | Lens Efficiency | Efficacy
| H40+V40 | 4100 | 1020 | 690 | 90.67% | 8.3607
| For Field diameter at any distance, multiply distance by |  |  |  | 0.8223
| For Beam diameter at any distance, multiply distance by |  |  |  | 0.52096
| Throw Distance (ft) | 10 | 15 | 20 | 25
| Throw Distance (m) | 3.048 | 4.572 | 6.096 | 7.62
| Field Diameter (ft) | 8.223 | 12.3345 | 16.446 | 20.5575
| Field Diameter (m) | 2.5064 | 3.7596 | 5.0127 | 6.2659
| Illuminance (fc) | 41 | 18.2222 | 10.25 | 6.56
| Illuminance (lux) | 441.3199 | 196.1422 | 110.33 | 70.6112
Test Distance | Iso-Illuminance Diagram grid lines
52 | 10 | 20 | 30 | 40
| 0.19231 | 0.38462 | 0.57692 | 0.76923
| Beam Angle | Field Angle
Vertical | 28.9 | 42.6
| For Field diameter at any distance, multiply distance by |  |  |  | 0.77977
| For Beam diameter at any distance, multiply distance by |  |  |  | 0.51537
| Throw Distance (ft) | 10 | 15 | 20 | 25
| Throw Distance (m) | 3.048 | 4.572 | 6.096 | 7.62
| Field Diameter (ft) | 7.7977 | 11.6965 | 15.5953 | 19.4942
| Field Diameter (m) | 2.3767 | 3.5651 | 4.7535 | 5.9418
| Illuminance (fc) | 41 | 18.2222 | 10.25 | 6.56
| Illuminance (lux) | 441.3199 | 196.1422 | 110.33 | 70.6112
| X |  | Y
-40.551 | 29.699 | -37.364 | 63.716
-40.438 | 35.789 | -37.241 | 64.568
-40.324 | 43.312 | -37.117 | 65.103
-40.211 | 50.531 | -36.992 | 65.98
-40.096 | 50.37 | -36.992 | 65.98
-39.982 | 51.318 | -36.867 | 65.603
-39.867 | 52.286 | -36.742 | 65.524
-39.752 | 52.298 | -36.617 | 66.061
-39.636 | 52.946 | -36.491 | 67.419
-39.52 | 53.979 | -36.364 | 67.011
-39.404 | 53.709 | -36.237 | 67.187
-39.287 | 53.381 | -36.11 | 67.754
-39.17 | 53.62 | -36.11 | 67.754
-39.052 | 54.151 | -35.982 | 70.04
-38.934 | 54.352 | -35.854 | 70.976
-38.816 | 54.257 | -35.726 | 71.772
-38.697 | 54.365 | -35.597 | 72.817
-38.578 | 54.414 | -35.467 | 74.21
-38.458 | 57.001 | -35.338 | 74.261
-38.338 | 58.297 | -35.208 | 75.25
-38.218 | 58.408 | -35.208 | 75.25
-38.097 | 57.749 | -35.077 | 76.507
-37.976 | 57.039 | -34.946 | 76.015
-37.855 | 56.278 | -34.814 | 76.402
-37.733 | 57.597 | -34.683 | 76.012
-37.61 | 58.037 | -34.55 | 76.418
-37.487 | 59.083 | -34.418 | 77.659
-37.364 | 60.393 | -34.285 | 79.526
-37.241 | 61.854 | -34.285 | 79.526
-37.117 | 62.069 | -34.151 | 79.882
-36.992 | 61.901 | -34.017 | 80.136
-36.867 | 62.68 | -33.883 | 79.661
-36.742 | 62.319 | -33.748 | 79.767
-36.617 | 62.336 | -33.613 | 80.471
-36.491 | 62.085 | -33.477 | 81.311
-36.364 | 61.809 | -33.341 | 83.14
-36.237 | 61.35 | -33.341 | 83.14
-36.11 | 62.629 | -33.204 | 85.022
-35.982 | 62.795 | -33.067 | 87.427
-35.854 | 63.558 | -32.93 | 87.84
-35.726 | 65.245 | -32.792 | 88.481
-35.597 | 66.889 | -32.654 | 89.371
-35.467 | 66.515 | -32.515 | 90.459
-35.338 | 67.317 | -32.376 | 90.111
-35.208 | 67.146 | -32.376 | 90.111
-35.077 | 68.846 | -32.237 | 90.13
-34.946 | 70.454 | -32.097 | 90.445
-34.814 | 70.693 | -31.956 | 91.301
-34.683 | 71.152 | -31.815 | 91.877
-34.55 | 71.334 | -31.674 | 93.031
-34.418 | 71.587 | -31.533 | 93.346
-34.285 | 71.541 | -31.39 | 94.214
-34.151 | 71.96 | -31.39 | 94.214
-34.017 | 72.86 | -31.248 | 95.872
-33.883 | 73.8 | -31.105 | 98
-33.748 | 74.44 | -30.962 | 99.998
-33.613 | 75.121 | -30.818 | 101.977
-33.477 | 76.678 | -30.673 | 103.806
-33.341 | 76.461 | -30.529 | 104.773
-33.204 | 76.293 | -30.529 | 104.773
-33.067 | 77.255 | -30.384 | 104.824
-32.93 | 79.239 | -30.238 | 105.691
-32.792 | 80.27 | -30.092 | 106.977
-32.654 | 81.709 | -29.946 | 108.762
-32.515 | 83.133 | -29.799 | 110.954
-32.376 | 83.554 | -29.651 | 113.36
-32.237 | 84.474 | -29.504 | 115.386
-32.097 | 85.454 | -29.504 | 115.386
-31.956 | 86.468 | -29.356 | 118.021
-31.815 | 86.818 | -29.207 | 120.32
-31.674 | 87.636 | -29.058 | 123.139
-31.533 | 88.176 | -28.909 | 125.684
-31.39 | 90.227 | -28.759 | 127.24
-31.248 | 90.838 | -28.608 | 129.192
-31.105 | 92.017 | -28.458 | 132.167
-30.962 | 93.053 | -28.458 | 132.167
-30.818 | 94.516 | -28.306 | 135.197
-30.673 | 94.55 | -28.155 | 138.322
-30.529 | 96.057 | -28.003 | 141.36
-30.384 | 98.154 | -27.85 | 144.412
-30.238 | 99.802 | -27.697 | 147.478
-30.092 | 101.649 | -27.544 | 151.512
-29.946 | 104.097 | -27.39 | 155.195
-29.799 | 106.819 | -27.39 | 155.195
-29.651 | 108.651 | -27.236 | 157.98
-29.504 | 109.394 | -27.082 | 161.193
-29.356 | 110.319 | -26.926 | 164.145
-29.207 | 112.444 | -26.771 | 167.014
-29.058 | 115.234 | -26.615 | 170.363
-28.909 | 118.289 | -26.459 | 174.902
-28.759 | 120.412 | -26.302 | 179.943
-28.608 | 122.946 | -26.302 | 179.943
-28.458 | 125.315 | -26.145 | 184.273
-28.306 | 127.643 | -25.987 | 188.224
-28.155 | 129.709 | -25.829 | 192.163
-28.003 | 131.877 | -25.671 | 197.15
-27.85 | 134.388 | -25.512 | 202.775
-27.697 | 138.454 | -25.353 | 207.606
-27.544 | 142.765 | -25.193 | 212.568
-27.39 | 146.702 | -25.193 | 212.568
-27.236 | 150.745 | -25.033 | 217.938
-27.082 | 154.145 | -24.872 | 223.248
-26.926 | 156.715 | -24.711 | 228.333
-26.771 | 160.841 | -24.55 | 234.079
-26.615 | 164.197 | -24.388 | 240.424
-26.459 | 167.757 | -24.226 | 247.69
-26.302 | 172.115 | -24.226 | 247.69
-26.145 | 175.441 | -24.063 | 256.212
-25.987 | 179.962 | -23.9 | 265.251
-25.829 | 184.695 | -23.737 | 274.241
-25.671 | 192.702 | -23.573 | 282.391
-25.512 | 199.194 | -23.409 | 289.317
-25.353 | 206.217 | -23.244 | 296.246
-25.193 | 212.324 | -23.079 | 304.711
-25.033 | 219.745 | -23.079 | 304.711
-24.872 | 227.813 | -22.913 | 313.895
-24.711 | 234.637 | -22.747 | 324.163
-24.55 | 242.089 | -22.581 | 334.412
-24.388 | 249.761 | -22.414 | 346.027
-24.226 | 259.165 | -22.247 | 358.261
-24.063 | 267.516 | -22.08 | 370.585
-23.9 | 277.582 | -21.912 | 384.109
-23.737 | 289.453 | -21.912 | 384.109
-23.573 | 301.451 | -21.744 | 398.716
-23.409 | 311.515 | -21.575 | 415.69
-23.244 | 323.204 | -21.406 | 431.827
-23.079 | 335.858 | -21.236 | 447.618
-22.913 | 348.954 | -21.066 | 464.447
-22.747 | 361.444 | -20.896 | 482.016
-22.581 | 375.659 | -20.725 | 499.573
-22.414 | 391.212 | -20.725 | 499.573
-22.247 | 407.654 | -20.554 | 519.296
-22.08 | 425.218 | -20.383 | 542.644
-21.912 | 442.678 | -20.211 | 564.922
-21.744 | 460.693 | -20.039 | 588.012
-21.575 | 479.655 | -19.866 | 613.09
-21.406 | 499.056 | -19.693 | 639.457
-21.236 | 519.919 | -19.52 | 665.828
-21.066 | 542.367 | -19.52 | 665.828
-20.896 | 565.075 | -19.346 | 694.431
-20.725 | 588.38 | -19.172 | 724.916
-20.554 | 612.733 | -18.998 | 757.826
-20.383 | 637.737 | -18.823 | 790.557
-20.211 | 664.847 | -18.648 | 826.256
-20.039 | 693.156 | -18.472 | 861.748
-19.866 | 721.821 | -18.297 | 899.594
-19.693 | 752.169 | -18.297 | 899.594
-19.52 | 783.273 | -18.12 | 937.369
-19.346 | 814.502 | -17.944 | 979.003
-19.172 | 847.073 | -17.767 | 1019.603
-18.998 | 883.204 | -17.59 | 1061.659
-18.823 | 920.086 | -17.412 | 1109.739
-18.648 | 957.664 | -17.234 | 1158.72
-18.472 | 998.11 | -17.056 | 1211.658
-18.297 | 1037.644 | -17.056 | 1211.658
-18.12 | 1073.209 | -16.877 | 1265.611
-17.944 | 1113.791 | -16.698 | 1317.706
-17.767 | 1155.835 | -16.519 | 1369.076
-17.59 | 1199.088 | -16.339 | 1424.311
-17.412 | 1242.73 | -16.159 | 1479.911
-17.234 | 1293.918 | -15.978 | 1539.76
-17.056 | 1341.867 | -15.978 | 1539.76
-16.877 | 1390.752 | -15.798 | 1600.11
-16.698 | 1441.957 | -15.617 | 1661.846
-16.519 | 1492.319 | -15.435 | 1725.439
-16.339 | 1542.932 | -15.254 | 1790.002
-16.159 | 1596.189 | -15.072 | 1855.222
-15.978 | 1648.111 | -14.89 | 1919.964
-15.798 | 1698.137 | -14.707 | 1981.509
-15.617 | 1753.065 | -14.707 | 1981.509
-15.435 | 1809.471 | -14.524 | 2048.702
-15.254 | 1863.768 | -14.341 | 2116.233
-15.072 | 1915.268 | -14.158 | 2184.135
-14.89 | 1964.15 | -13.974 | 2252.744
-14.707 | 2014.88 | -13.79 | 2320.018
-14.524 | 2067.63 | -13.605 | 2387.346
-14.341 | 2121.658 | -13.421 | 2453.482
-14.158 | 2174.512 | -13.421 | 2453.482
-13.974 | 2226.797 | -13.236 | 2524.256
-13.79 | 2282.014 | -13.051 | 2587.485
-13.605 | 2338.277 | -12.865 | 2651.959
-13.421 | 2393.054 | -12.679 | 2714.303
-13.236 | 2451.226 | -12.493 | 2778.631
-13.051 | 2504.936 | -12.307 | 2839.915
-12.865 | 2558.093 | -12.12 | 2904.719
-12.679 | 2607.929 | -12.12 | 2904.719
-12.493 | 2651.403 | -11.934 | 2966.988
-12.307 | 2694.564 | -11.746 | 3024.485
-12.12 | 2738.619 | -11.559 | 3075.227
-11.934 | 2785.343 | -11.372 | 3125.611
-11.746 | 2833.452 | -11.184 | 3181.254
-11.559 | 2885.022 | -10.996 | 3234.423
-11.372 | 2932.491 | -10.807 | 3286.585
-11.184 | 2979.617 | -10.807 | 3286.585
-10.996 | 3023.74 | -10.619 | 3334.512
-10.807 | 3067.821 | -10.43 | 3383.215
-10.619 | 3118.024 | -10.241 | 3427.981
-10.43 | 3165.215 | -10.052 | 3473.426
-10.241 | 3206.362 | -9.862 | 3514.593
-10.052 | 3250.05 | -9.673 | 3550.165
-9.862 | 3291.722 | -9.483 | 3581.489
-9.673 | 3327.733 | -9.483 | 3581.489
-9.483 | 3364.267 | -9.293 | 3612.279
-9.293 | 3404.21 | -9.102 | 3644.66
-9.102 | 3442.598 | -8.912 | 3677.979
-8.912 | 3480.031 | -8.721 | 3705.837
-8.721 | 3520.063 | -8.53 | 3731.357
-8.53 | 3554.003 | -8.339 | 3759.117
-8.339 | 3582.226 | -8.148 | 3780.268
-8.148 | 3615.262 | -8.148 | 3780.268
-7.956 | 3646.673 | -7.956 | 3805.996
-7.764 | 3678.636 | -7.764 | 3827.381
-7.573 | 3715.378 | -7.573 | 3849.04
-7.381 | 3744.664 | -7.381 | 3866.216
-7.188 | 3770.09 | -7.188 | 3883.056
-6.996 | 3788.781 | -6.996 | 3891.459
-6.804 | 3811.27 | -6.996 | 3891.459
-6.611 | 3830.588 | -6.804 | 3903.432
-6.418 | 3852.71 | -6.611 | 3912.194
-6.225 | 3876.161 | -6.418 | 3915.962
-6.032 | 3892.697 | -6.225 | 3927.31
-5.839 | 3906.861 | -6.032 | 3931.489
-5.646 | 3924.246 | -5.839 | 3934.647
-5.452 | 3938.858 | -5.646 | 3938.673
-5.259 | 3952.197 | -5.646 | 3938.673
-5.065 | 3971.572 | -5.452 | 3943.957
-4.871 | 3989.21 | -5.259 | 3952.955
-4.677 | 4001.393 | -5.065 | 3971.222
-4.483 | 4015.214 | -4.871 | 3980.86
-4.289 | 4023.069 | -4.677 | 3993.568
-4.095 | 4029.595 | -4.483 | 4002.599
-3.9 | 4044.662 | -4.289 | 4005.628
-3.706 | 4050.139 | -4.289 | 4005.628
-3.511 | 4061.057 | -4.095 | 4012.795
-3.317 | 4075.887 | -3.9 | 4023.116
-3.122 | 4086.274 | -3.706 | 4032.638
-2.927 | 4085.631 | -3.511 | 4040.515
-2.732 | 4091.066 | -3.317 | 4045.316
-2.537 | 4096.137 | -3.122 | 4052.045
-2.342 | 4097.704 | -2.927 | 4055.956
-2.147 | 4093.133 | -2.927 | 4055.956
-1.952 | 4093.734 | -2.732 | 4058.764
-1.757 | 4089.16 | -2.537 | 4053.69
-1.562 | 4095.261 | -2.342 | 4056.664
-1.367 | 4098.782 | -2.147 | 4055.86
-1.172 | 4094.11 | -1.952 | 4053.031
-0.976 | 4075.773 | -1.757 | 4051.996
-0.781 | 4072.833 | -1.562 | 4058.649
-0.586 | 4072.655 | -1.562 | 4058.649
-0.391 | 4071.829 | -1.367 | 4057.963
-0.195 | 4074.485 | -1.172 | 4063.756
0 | 4078.225 | -0.976 | 4074.664
0.195 | 4075.081 | -0.781 | 4090.59
0.391 | 4067.824 | -0.586 | 4092.378
0.586 | 4061.248 | -0.391 | 4091.897
0.781 | 4062.229 | -0.195 | 4080.222
0.976 | 4061.147 | -0.195 | 4080.222
1.172 | 4056.184 | 0 | 4078.225
1.367 | 4053.428 | 0.195 | 4068.027
1.562 | 4053.21 | 0.391 | 4065.371
1.757 | 4051.149 | 0.586 | 4058.421
1.952 | 4053.573 | 0.781 | 4058.431
2.147 | 4059.582 | 0.976 | 4061.715
2.342 | 4059.776 | 1.172 | 4067.028
2.537 | 4058.387 | 1.172 | 4067.028
2.732 | 4059.306 | 1.367 | 4071.167
2.927 | 4056.512 | 1.562 | 4077.822
3.122 | 4047.354 | 1.757 | 4072.438
3.317 | 4035.817 | 1.952 | 4069.801
3.511 | 4024.056 | 2.147 | 4065.776
3.706 | 4011.302 | 2.342 | 4072.599
3.9 | 3993.378 | 2.342 | 4072.599
4.095 | 3981.57 | 2.537 | 4070.604
4.289 | 3966.386 | 2.732 | 4060.196
4.483 | 3956.557 | 2.927 | 4048.916
4.677 | 3949.435 | 3.122 | 4044.556
4.871 | 3953.458 | 3.317 | 4035.371
5.065 | 3950.021 | 3.511 | 4027.624
5.259 | 3936.155 | 3.706 | 4026.014
5.452 | 3918.938 | 3.706 | 4026.014
5.646 | 3894.308 | 3.9 | 4020.395
5.839 | 3872.08 | 4.095 | 4020.923
6.032 | 3851.101 | 4.289 | 4018.946
6.225 | 3838.611 | 4.483 | 4006.165
6.418 | 3828.618 | 4.677 | 3994.506
6.611 | 3809.48 | 4.871 | 3984.027
6.804 | 3788.778 | 5.065 | 3968.123
6.996 | 3769.096 | 5.065 | 3968.123
7.188 | 3751.799 | 5.259 | 3962.554
7.381 | 3730.726 | 5.452 | 3961.77
7.573 | 3709.36 | 5.646 | 3955.364
7.764 | 3688.936 | 5.839 | 3950.286
7.956 | 3659.869 | 6.032 | 3939.944
8.148 | 3625.962 | 6.225 | 3934.814
8.339 | 3590.295 | 6.418 | 3922.19
8.53 | 3557.585 | 6.418 | 3922.19
8.721 | 3527.266 | 6.611 | 3906.241
8.912 | 3500.482 | 6.804 | 3883.573
9.102 | 3466.062 | 6.996 | 3872.114
9.293 | 3428.303 | 7.188 | 3858.238
9.483 | 3387.086 | 7.381 | 3840.754
9.673 | 3345.483 | 7.573 | 3820.729
9.862 | 3309.445 | 7.764 | 3800.342
10.052 | 3272.405 | 7.764 | 3800.342
10.241 | 3237.569 | 7.956 | 3773.697
10.43 | 3197.688 | 8.148 | 3750.267
10.619 | 3154.045 | 8.339 | 3724.409
10.807 | 3107.301 | 8.53 | 3698.173
10.996 | 3068.745 | 8.721 | 3666.834
11.184 | 3028.951 | 8.912 | 3634.043
11.372 | 2984.466 | 9.102 | 3603.577
11.559 | 2938.339 | 9.102 | 3603.577
11.746 | 2893.478 | 9.293 | 3572.312
11.934 | 2849.975 | 9.483 | 3535.679
12.12 | 2803.164 | 9.673 | 3501.921
12.307 | 2751.593 | 9.862 | 3464.455
12.493 | 2700.305 | 10.052 | 3424.172
12.679 | 2649.923 | 10.241 | 3380.56
12.865 | 2601.062 | 10.43 | 3338.563
13.051 | 2554.297 | 10.43 | 3338.563
13.236 | 2504.38 | 10.619 | 3288.874
13.421 | 2454.371 | 10.807 | 3241.841
13.605 | 2402.575 | 10.996 | 3191.806
13.79 | 2347.083 | 11.184 | 3140.712
13.974 | 2286.122 | 11.372 | 3083.931
14.158 | 2227.748 | 11.559 | 3024.665
14.341 | 2174.064 | 11.559 | 3024.665
14.524 | 2124.182 | 11.746 | 2963.352
14.707 | 2078.159 | 11.934 | 2906.587
14.89 | 2029.416 | 12.12 | 2844.815
15.072 | 1978.331 | 12.307 | 2784.283
15.254 | 1922.441 | 12.493 | 2723.788
15.435 | 1867.802 | 12.679 | 2658.713
15.617 | 1815.739 | 12.865 | 2590.967
15.798 | 1766.034 | 12.865 | 2590.967
15.978 | 1716.924 | 13.051 | 2525.382
16.159 | 1667.895 | 13.236 | 2464.297
16.339 | 1616.043 | 13.421 | 2400.282
16.519 | 1562.834 | 13.605 | 2329.946
16.698 | 1514.136 | 13.79 | 2263.633
16.877 | 1467.216 | 13.974 | 2194.753
17.056 | 1420.88 | 14.158 | 2125.944
17.234 | 1375.609 | 14.158 | 2125.944
17.412 | 1331.694 | 14.341 | 2061.633
17.59 | 1285.833 | 14.524 | 1995.358
17.767 | 1236.29 | 14.707 | 1927.296
17.944 | 1189.611 | 14.89 | 1862.466
18.12 | 1146.545 | 15.072 | 1794.252
18.297 | 1108.337 | 15.254 | 1726.359
18.472 | 1070.709 | 15.435 | 1665.468
18.648 | 1034.136 | 15.435 | 1665.468
18.823 | 995.473 | 15.617 | 1605.547
18.998 | 956.533 | 15.798 | 1543.335
19.172 | 919.713 | 15.978 | 1483.939
19.346 | 885.905 | 16.159 | 1426.91
19.52 | 853.449 | 16.339 | 1368.357
19.693 | 821.526 | 16.519 | 1313.517
19.866 | 789.605 | 16.698 | 1258.663
20.039 | 757.402 | 16.698 | 1258.663
20.211 | 727.495 | 16.877 | 1205.532
20.383 | 697.868 | 17.056 | 1155.149
20.554 | 669.082 | 17.234 | 1107.488
20.725 | 642.734 | 17.412 | 1061.692
20.896 | 619.172 | 17.59 | 1017.311
21.066 | 594.467 | 17.767 | 973.855
21.236 | 570.898 | 17.944 | 933.956
21.406 | 548.478 | 17.944 | 933.956
21.575 | 526.854 | 18.12 | 893.978
21.744 | 505.222 | 18.297 | 851.213
21.912 | 483.841 | 18.472 | 812.147
22.08 | 464.281 | 18.648 | 774.808
22.247 | 446.769 | 18.823 | 737.249
22.414 | 432.1 | 18.998 | 703.482
22.581 | 418.191 | 18.998 | 703.482
22.747 | 404.042 | 19.172 | 675.909
22.913 | 389.687 | 19.346 | 649.82
23.079 | 374.16 | 19.52 | 623.342
23.244 | 359.129 | 19.693 | 598.062
23.409 | 346.248 | 19.866 | 572.326
23.573 | 334.19 | 20.039 | 546.128
23.737 | 321.827 | 20.211 | 523.721
23.9 | 311.62 | 20.211 | 523.721
24.063 | 303.067 | 20.383 | 501.66
24.226 | 294.542 | 20.554 | 481.043
24.388 | 286.447 | 20.725 | 461.462
24.55 | 278.402 | 20.896 | 444.099
24.711 | 270.129 | 21.066 | 425.752
24.872 | 262.46 | 21.236 | 407.454
25.033 | 254.174 | 21.406 | 391.902
25.193 | 245.262 | 21.406 | 391.902
25.353 | 237.406 | 21.575 | 377.107
25.512 | 230.677 | 21.744 | 362.558
25.671 | 224.859 | 21.912 | 348.429
25.829 | 218.73 | 22.08 | 335.406
25.987 | 213.085 | 22.247 | 321.96
26.145 | 208.277 | 22.414 | 310.086
26.302 | 204.025 | 22.581 | 299.009
26.459 | 198.581 | 22.581 | 299.009
26.615 | 194.507 | 22.747 | 288.331
26.771 | 190.887 | 22.913 | 279.244
26.926 | 186.396 | 23.079 | 269.861
27.082 | 181.279 | 23.244 | 261.589
27.236 | 176.946 | 23.409 | 253.293
27.39 | 171.39 | 23.573 | 244.397
27.544 | 165.369 | 23.737 | 236.375
27.697 | 159.956 | 23.737 | 236.375
27.85 | 156.001 | 23.9 | 230.07
28.003 | 153.904 | 24.063 | 223.773
28.155 | 152.132 | 24.226 | 218.91
28.306 | 150.467 | 24.388 | 214.854
28.458 | 148.155 | 24.55 | 208.649
28.608 | 145.249 | 24.711 | 202.601
28.759 | 143.14 | 24.872 | 195.653
28.909 | 140.352 | 24.872 | 195.653
29.058 | 136.729 | 25.033 | 188.558
29.207 | 133.303 | 25.193 | 182.305
29.356 | 130.286 | 25.353 | 178.05
29.504 | 127.956 | 25.512 | 174.459
29.651 | 126.45 | 25.671 | 171.2
29.799 | 125.184 | 25.829 | 167.611
29.946 | 123.204 | 25.987 | 162.638
30.092 | 120.926 | 25.987 | 162.638
30.238 | 117.339 | 26.145 | 157.817
30.384 | 113.696 | 26.302 | 153.476
30.529 | 111.951 | 26.459 | 149.756
30.673 | 112.344 | 26.615 | 146.297
30.818 | 112.807 | 26.771 | 143.024
30.962 | 111.624 | 26.926 | 139.821
31.105 | 109.612 | 26.926 | 139.821
31.248 | 108.025 | 27.082 | 137.201
31.39 | 107.225 | 27.236 | 134.972
31.533 | 106.64 | 27.39 | 131.695
31.674 | 105.959 | 27.544 | 127.735
31.815 | 104.841 | 27.697 | 125.178
31.956 | 102.736 | 27.85 | 123.461
32.097 | 101.386 | 28.003 | 121.126
32.237 | 100.229 | 28.003 | 121.126
32.376 | 98.945 | 28.155 | 118.608
32.515 | 98.063 | 28.306 | 116.231
32.654 | 97.103 | 28.458 | 113.834
32.792 | 95.41 | 28.608 | 112.808
32.93 | 94.168 | 28.759 | 111.978
33.067 | 94.02 | 28.909 | 109.344
33.204 | 93.515 | 29.058 | 107.723
33.341 | 92.956 | 29.058 | 107.723
33.477 | 92.869 | 29.207 | 105.9
33.613 | 92.875 | 29.356 | 104.25
33.748 | 91.652 | 29.504 | 101.427
33.883 | 89.252 | 29.651 | 100.691
34.017 | 86.172 | 29.799 | 99.079
34.151 | 84.283 | 29.946 | 98.069
34.285 | 83.211 | 30.092 | 96.108
34.418 | 83.065 | 30.092 | 96.108
34.55 | 82.867 | 30.238 | 93.763
34.683 | 82.467 | 30.384 | 91.7
34.814 | 81.961 | 30.529 | 89.66
34.946 | 79.613 | 30.673 | 87.928
35.077 | 74.788 | 30.818 | 86.333
35.208 | 67.603 | 30.962 | 85.053
35.338 | 58.97 | 31.105 | 83.142
35.467 | 51.432 | 31.105 | 83.142
35.597 | 46.397 | 31.248 | 81.9
35.726 | 43.618 | 31.39 | 80.825
35.854 | 41.8 | 31.533 | 80.142
35.982 | 40.905 | 31.674 | 79.407
36.11 | 40.868 | 31.815 | 78.574
36.237 | 41.358 | 31.956 | 79.004
36.364 | 41.879 | 32.097 | 77.225
36.491 | 43.284 | 32.097 | 77.225
36.617 | 43.844 | 32.237 | 76.254
36.742 | 43.44 | 32.376 | 74.559
36.867 | 42.111 | 32.515 | 73.334
36.992 | 39.708 | 32.654 | 71.794
37.117 | 39.493 | 32.792 | 71.172
37.241 | 45.703 | 32.93 | 69.864
37.364 | 58.157 | 33.067 | 69.414
37.487 | 66.267 | 33.067 | 69.414
37.61 | 68.714 | 33.204 | 68.037
37.733 | 65.665 | 33.341 | 67.762
37.855 | 57.629 | 33.477 | 67.771
37.976 | 45.184 | 33.613 | 67.179
38.097 | 38.073 | 33.748 | 65.304
38.218 | 33.176 | 33.883 | 65.08
38.338 | 29.838 | 33.883 | 65.08
38.458 | 27.736 | 34.017 | 63.54
38.578 | 26.192 | 34.151 | 62.644
38.697 | 24.719 | 34.285 | 62.771
38.816 | 23.759 | 34.418 | 63.021
38.934 | 23.731 | 34.55 | 62.851
39.052 | 22.785 | 34.683 | 62.853
39.17 | 22.245 | 34.814 | 61.828
39.287 | 23.193 | 34.814 | 61.828
39.404 | 23.941 | 34.946 | 61.194
39.52 | 23.639 | 35.077 | 61.034
39.636 | 23.758 | 35.208 | 61.278
39.752 | 23.572 | 35.338 | 60.246
39.867 | 22.465 | 35.467 | 59.666
39.982 | 21.47 | 35.597 | 58.305
40.096 | 20.866 | 35.726 | 57.112
40.211 | 20.754 | 35.726 | 57.112
40.211 | 20.754 | 35.854 | 56.973
40.324 | 20.452 | 35.982 | 57.225
40.438 | 19.958 | 36.11 | 56.111
40.551 | 19.017 | 36.237 | 55.883
40.663 | 18.351 | 36.364 | 56.183
40.775 | 18.412 | 36.491 | 56.223
40.887 | 19.046 | 36.617 | 55.37
40.551 | 636.484 | 36.11 | 28.831
40.663 | 613.489 | 36.237 | 27.889
40.775 | 590.802 | 36.364 | 27.388
40.887 | 567.842 | 36.491 | 27.66
40.999 | 546.255 | 36.617 | 28.616
455.669
323.389
196.583
73.469
0
0
0

## Vivid V60H60 (hidden)
Selador | Lamp |  | Wattage
Vivid | Lumileds K2 |  | 122 |  | Note: Owing to the variability of LEDs, output data and color matches should be viewed as approximate
Note: All data taken with room temperature fixture
| Beam Angle | Field Angle
Horizontal | 52.9 | 70.4
| Accessory Lens | Candela | Field Lumens | Beam Lumens | Lens Efficiency | Efficacy
| H60+V60 | 1540 | 1070 | 630 | 95.11% | 8.7705
| For Field diameter at any distance, multiply distance by |  |  |  | 1.4108
| For Beam diameter at any distance, multiply distance by |  |  |  | 0.99498
| Throw Distance (ft) | 10 | 15 | 20 | 25
| Throw Distance (m) | 3.048 | 4.572 | 6.096 | 7.62
| Field Diameter (ft) | 14.1084 | 21.1627 | 28.2169 | 35.2711
| Field Diameter (m) | 4.3003 | 6.4504 | 8.6005 | 10.7506
| Illuminance (fc) | 15.4 | 6.8444 | 3.85 | 2.464
| Illuminance (lux) | 165.7641 | 73.6729 | 41.441 | 26.5222
Test Distance | Iso-Illuminance Diagram grid lines
52 | 10 | 20 | 30 | 40
| 0.19231 | 0.38462 | 0.57692 | 0.76923
| Beam Angle | Field Angle
Vertical | 51.7 | 70.2
| For Field diameter at any distance, multiply distance by |  |  |  | 1.4056
| For Beam diameter at any distance, multiply distance by |  |  |  | 0.96899
| Throw Distance (ft) | 10 | 15 | 20 | 25
| Throw Distance (m) | 3.048 | 4.572 | 6.096 | 7.62
| Field Diameter (ft) | 14.0562 | 21.0844 | 28.1125 | 35.1406
| Field Diameter (m) | 4.2843 | 6.4265 | 8.5687 | 10.7109
| Illuminance (fc) | 15.4 | 6.8444 | 3.85 | 2.464
| Illuminance (lux) | 165.7641 | 73.6729 | 41.441 | 26.5222
| X |  | Y
#NAME? | 0 | -41.11 | 71.597
-40.887 | 0 | -40.999 | 72.696
-40.775 | 0 | -40.887 | 73.703
-40.663 | 10.033 | -40.775 | 73.905
-40.551 | 26.599 | -40.663 | 76.168
-40.438 | 44.16 | -40.551 | 78.69
-40.324 | 61.137 | -40.438 | 79.111
-40.211 | 72.156 | -40.324 | 79.088
-40.096 | 73.434 | -40.211 | 79.25
-39.982 | 74.667 | -40.096 | 79.749
-39.867 | 75.027 | -39.982 | 80.119
-39.752 | 74.041 | -39.867 | 81.555
-39.636 | 73.184 | -39.752 | 81.695
-39.52 | 74.69 | -39.636 | 81.073
-39.404 | 76.088 | -39.52 | 81.09
-39.287 | 77.889 | -39.404 | 83.357
-39.17 | 80.266 | -39.287 | 84.495
-39.052 | 82.321 | -39.17 | 85.143
-38.934 | 84.531 | -39.052 | 86.996
-38.816 | 87.01 | -38.934 | 89.389
-38.697 | 89.142 | -38.816 | 90.935
-38.578 | 88.147 | -38.697 | 92.436
-38.458 | 88.719 | -38.578 | 93.165
-38.338 | 89.456 | -38.458 | 93.25
-38.218 | 90.012 | -38.338 | 94.568
-38.097 | 89.964 | -38.218 | 97.07
-37.976 | 91.358 | -38.097 | 98.466
-37.855 | 92.961 | -37.976 | 99.223
-37.733 | 95.528 | -37.855 | 99.887
-37.61 | 97.704 | -37.733 | 101.439
-37.487 | 101.162 | -37.61 | 103.335
-37.364 | 104.059 | -37.487 | 105.628
-37.241 | 106.651 | -37.364 | 107.757
-37.117 | 109.215 | -37.241 | 110.111
-36.992 | 112.106 | -37.117 | 112.659
-36.867 | 114.696 | -36.992 | 114.608
-36.742 | 117.959 | -36.867 | 117.349
-36.617 | 120.224 | -36.742 | 119.037
-36.491 | 123.477 | -36.617 | 120.465
-36.364 | 126.405 | -36.491 | 123.744
-36.237 | 129.25 | -36.364 | 126.697
-36.11 | 131.985 | -36.237 | 128.035
-35.982 | 134.902 | -36.11 | 130.96
-35.854 | 137.605 | -35.982 | 135.451
-35.726 | 142.482 | -35.854 | 138.152
-35.597 | 147.825 | -35.726 | 141.109
-35.467 | 150.19 | -35.597 | 145.815
-35.338 | 153.168 | -35.467 | 148.831
-35.208 | 156.471 | -35.338 | 151.279
-35.077 | 160.245 | -35.208 | 155.277
-34.946 | 163.579 | -35.077 | 159.057
-34.814 | 168.305 | -34.946 | 163.151
-34.683 | 173.881 | -34.814 | 168.13
-34.55 | 179.401 | -34.683 | 173.108
-34.418 | 184.866 | -34.55 | 179.352
-34.285 | 191.039 | -34.418 | 185.311
-34.151 | 196.27 | -34.285 | 191.063
-34.017 | 202.836 | -34.151 | 195.585
-33.883 | 208.998 | -34.017 | 200.767
-33.748 | 215.75 | -33.883 | 203.718
-33.613 | 223.108 | -33.748 | 207.771
-33.477 | 230.011 | -33.613 | 212.431
-33.341 | 236.99 | -33.477 | 218.62
-33.204 | 242.907 | -33.341 | 226.057
-33.067 | 250.932 | -33.204 | 233.657
-32.93 | 258.973 | -33.067 | 241.749
-32.792 | 267.263 | -32.93 | 249.716
-32.654 | 275.938 | -32.792 | 256.253
-32.515 | 286.077 | -32.654 | 264.885
-32.376 | 294.993 | -32.515 | 272.557
-32.237 | 304.442 | -32.376 | 279.948
-32.097 | 313.39 | -32.237 | 288.046
-31.956 | 320.62 | -32.097 | 296.181
-31.815 | 327.645 | -31.956 | 303.921
-31.674 | 337.862 | -31.815 | 312.671
-31.533 | 348.879 | -31.674 | 322.799
-31.39 | 359.859 | -31.533 | 332.184
-31.248 | 369.45 | -31.39 | 342.215
-31.105 | 378.621 | -31.248 | 351.553
-30.962 | 389.529 | -31.105 | 361.997
-30.818 | 401.124 | -30.962 | 374.145
-30.673 | 411.109 | -30.818 | 385.174
-30.529 | 422.324 | -30.673 | 396.603
-30.384 | 435.746 | -30.529 | 407.797
-30.238 | 447.155 | -30.384 | 418.348
-30.092 | 458.823 | -30.238 | 428.394
-29.946 | 470.96 | -30.092 | 439.588
-29.799 | 483.241 | -29.946 | 450.192
-29.651 | 495.919 | -29.799 | 460.592
-29.504 | 508.525 | -29.651 | 470.772
-29.356 | 521.143 | -29.504 | 483.131
-29.207 | 533.003 | -29.356 | 498.225
-29.058 | 544.114 | -29.207 | 511.977
-28.909 | 554.878 | -29.058 | 525.98
-28.759 | 567.502 | -28.909 | 538.352
-28.608 | 580.526 | -28.759 | 549.73
-28.458 | 595.068 | -28.608 | 559.615
-28.306 | 609.342 | -28.458 | 571.004
-28.155 | 622.623 | -28.306 | 582.477
-28.003 | 636.112 | -28.155 | 596.054
-27.85 | 650.527 | -28.003 | 611.246
-27.697 | 665.858 | -27.85 | 625.005
-27.544 | 680.005 | -27.697 | 639.705
-27.39 | 692.449 | -27.544 | 654.24
-27.236 | 702.778 | -27.39 | 665.386
-27.082 | 713.098 | -27.236 | 676.615
-26.926 | 723.059 | -27.082 | 691.246
-26.771 | 734.534 | -26.926 | 706.029
-26.615 | 747.544 | -26.771 | 720.183
-26.459 | 762.089 | -26.615 | 735.055
-26.302 | 774.419 | -26.459 | 750.115
-26.145 | 787.934 | -26.302 | 761.436
-25.987 | 801.092 | -26.145 | 771.708
-25.829 | 816.104 | -25.987 | 784.054
-25.671 | 829.065 | -25.829 | 796.017
-25.512 | 841.115 | -25.671 | 807.052
-25.353 | 850.723 | -25.512 | 819.057
-25.193 | 864.036 | -25.353 | 831.025
-25.033 | 877.415 | -25.193 | 841.723
-24.872 | 890.376 | -25.033 | 853.139
-24.711 | 901.797 | -24.872 | 865.657
-24.55 | 913.225 | -24.711 | 876.805
-24.388 | 919.397 | -24.55 | 890.816
-24.226 | 929.453 | -24.388 | 904.465
-24.063 | 940.657 | -24.226 | 917.192
-23.9 | 953.249 | -24.063 | 929.407
-23.737 | 965.245 | -23.9 | 939.775
-23.573 | 980.108 | -23.737 | 946.872
-23.409 | 991.926 | -23.573 | 952.499
-23.244 | 1001.214 | -23.409 | 961.497
-23.079 | 1008.98 | -23.244 | 970.398
-22.913 | 1020.438 | -23.079 | 981.802
-22.747 | 1030.424 | -22.913 | 991.569
-22.581 | 1039.623 | -22.747 | 1000.052
-22.414 | 1048.922 | -22.581 | 1008.235
-22.247 | 1060.871 | -22.414 | 1016.734
-22.08 | 1071.699 | -22.247 | 1025.915
-21.912 | 1080.065 | -22.08 | 1037.809
-21.744 | 1086.964 | -21.912 | 1047.11
-21.575 | 1095.668 | -21.744 | 1055.162
-21.406 | 1103.979 | -21.575 | 1062.668
-21.236 | 1110.6 | -21.406 | 1067.368
-21.066 | 1116.267 | -21.236 | 1074.099
-20.896 | 1123.045 | -21.066 | 1080.129
-20.725 | 1130.789 | -20.896 | 1085.824
-20.554 | 1138.747 | -20.725 | 1091.069
-20.383 | 1148.482 | -20.554 | 1098.486
-20.211 | 1155.5 | -20.383 | 1105.798
-20.039 | 1161.182 | -20.211 | 1110.073
-19.866 | 1163.81 | -20.039 | 1112.746
-19.693 | 1168.976 | -19.866 | 1118.281
-19.52 | 1175.696 | -19.693 | 1124.774
-19.346 | 1182.324 | -19.52 | 1132.084
-19.172 | 1186.886 | -19.346 | 1140.254
-18.998 | 1194.83 | -19.172 | 1147.236
-18.823 | 1201.696 | -18.998 | 1151.994
-18.648 | 1210.133 | -18.823 | 1155.888
-18.472 | 1218.813 | -18.648 | 1163.197
-18.297 | 1224.609 | -18.472 | 1167.572
-18.12 | 1226.515 | -18.297 | 1172.763
-17.944 | 1233.773 | -18.12 | 1178.459
-17.767 | 1240.35 | -17.944 | 1184.702
-17.59 | 1245.66 | -17.767 | 1188.488
-17.412 | 1252.684 | -17.59 | 1194.544
-17.234 | 1263.029 | -17.412 | 1200.872
-17.056 | 1270.609 | -17.234 | 1207.694
-16.877 | 1271.747 | -17.056 | 1214.291
-16.698 | 1279.258 | -16.877 | 1221.394
-16.519 | 1286.704 | -16.698 | 1225.436
-16.339 | 1288.675 | -16.519 | 1229.431
-16.159 | 1289.206 | -16.339 | 1234.572
-15.978 | 1296.03 | -16.159 | 1239.036
-15.798 | 1300.866 | -15.978 | 1245.168
-15.617 | 1307.953 | -15.798 | 1249.971
-15.435 | 1313.962 | -15.617 | 1254.882
-15.254 | 1318.408 | -15.435 | 1260.705
-15.072 | 1320.319 | -15.254 | 1265.938
-14.89 | 1324.428 | -15.072 | 1270.339
-14.707 | 1328.393 | -14.89 | 1276.557
-14.524 | 1331.236 | -14.707 | 1283.858
-14.341 | 1334.751 | -14.524 | 1289.761
-14.158 | 1340.376 | -14.341 | 1294.292
-13.974 | 1345.353 | -14.158 | 1301.688
-13.79 | 1349.913 | -13.974 | 1306.334
-13.605 | 1355.812 | -13.79 | 1309.746
-13.421 | 1359.186 | -13.605 | 1315.815
-13.236 | 1361.615 | -13.421 | 1320.577
-13.051 | 1361.818 | -13.236 | 1326.655
-12.865 | 1363.714 | -13.051 | 1332.543
-12.679 | 1365.501 | -12.865 | 1338.049
-12.493 | 1367.716 | -12.679 | 1340.862
-12.307 | 1371.681 | -12.493 | 1343.117
-12.12 | 1375.041 | -12.307 | 1347.134
-11.934 | 1379.399 | -12.12 | 1350.293
-11.746 | 1384.749 | -11.934 | 1356.552
-11.559 | 1389.879 | -11.746 | 1361.271
-11.372 | 1392.349 | -11.559 | 1366.831
-11.184 | 1395.052 | -11.372 | 1374.965
-10.996 | 1396.991 | -11.184 | 1384.733
-10.807 | 1399.999 | -10.996 | 1391.19
-10.619 | 1406.202 | -10.807 | 1396.753
-10.43 | 1413.776 | -10.619 | 1399.474
-10.241 | 1418.12 | -10.43 | 1401.859
-10.052 | 1421.254 | -10.241 | 1405.919
-9.862 | 1425.142 | -10.052 | 1412.268
-9.673 | 1425.5 | -9.862 | 1420.621
-9.483 | 1427.876 | -9.673 | 1425.977
-9.293 | 1432.304 | -9.483 | 1428.078
-9.102 | 1439.482 | -9.293 | 1428.815
-8.912 | 1445.486 | -9.102 | 1430.902
-8.721 | 1452.719 | -8.912 | 1433.269
-8.53 | 1457.51 | -8.721 | 1434.395
-8.339 | 1461.945 | -8.53 | 1441.764
-8.148 | 1465.911 | -8.339 | 1446.05
-7.956 | 1467.186 | -8.148 | 1452.282
-7.764 | 1467.876 | -7.956 | 1455.845
-7.573 | 1470.075 | -7.764 | 1460.624
-7.381 | 1473.152 | -7.573 | 1460.713
-7.188 | 1473.997 | -7.381 | 1463.689
-6.996 | 1475.538 | -7.188 | 1466.008
-6.804 | 1482.629 | -6.996 | 1468.934
-6.611 | 1490.273 | -6.804 | 1474.957
-6.418 | 1494.106 | -6.611 | 1477.478
-6.225 | 1496.864 | -6.418 | 1478.007
-6.032 | 1497.34 | -6.225 | 1478.414
-5.839 | 1496.99 | -6.032 | 1478.402
-5.646 | 1498.392 | -5.839 | 1479.325
-5.452 | 1500.135 | -5.646 | 1482.952
-5.259 | 1502.373 | -5.452 | 1484.078
-5.065 | 1510.56 | -5.259 | 1485.11
-4.871 | 1516.092 | -5.065 | 1489.275
-4.677 | 1517.9 | -4.871 | 1496.871
-4.483 | 1521.826 | -4.677 | 1498.066
-4.289 | 1524.022 | -4.483 | 1497.728
-4.095 | 1523.766 | -4.289 | 1502.165
-3.9 | 1526.715 | -4.095 | 1507.218
-3.706 | 1525.111 | -3.9 | 1509.83
-3.511 | 1528.187 | -3.706 | 1515.489
-3.317 | 1531.59 | -3.511 | 1518.766
-3.122 | 1536.363 | -3.317 | 1519.779
-2.927 | 1537.052 | -3.122 | 1521.553
-2.732 | 1539.448 | -2.927 | 1523.571
-2.537 | 1539.184 | -2.732 | 1520.634
-2.342 | 1539.792 | -2.537 | 1521.699
-2.147 | 1538.426 | -2.342 | 1522.288
-1.952 | 1537.295 | -2.147 | 1523.456
-1.757 | 1535.773 | -1.952 | 1526.023
-1.562 | 1535.777 | -1.757 | 1526.781
-1.367 | 1532.865 | -1.562 | 1523.984
-1.172 | 1532.06 | -1.367 | 1523.947
-0.976 | 1528.065 | -1.172 | 1523.324
-0.781 | 1524.609 | -0.976 | 1524.363
-0.586 | 1527.112 | -0.781 | 1530.113
-0.391 | 1530.347 | -0.586 | 1530.619
-0.195 | 1532.553 | -0.391 | 1530.68
0 | 1530.365 | -0.195 | 1530.253
0.195 | 1528.687 | 0 | 1530.365
0.391 | 1526.827 | 0.195 | 1528.701
0.586 | 1526.516 | 0.391 | 1528.739
0.781 | 1524.096 | 0.586 | 1524.784
0.976 | 1522.117 | 0.781 | 1522.059
1.172 | 1521.965 | 0.976 | 1522.381
1.367 | 1522.698 | 1.172 | 1525.363
1.562 | 1524.719 | 1.367 | 1525.223
1.757 | 1522.784 | 1.562 | 1523.193
1.952 | 1521.858 | 1.757 | 1522.562
2.147 | 1522.137 | 1.952 | 1520.553
2.342 | 1523.857 | 2.147 | 1521.553
2.537 | 1524.27 | 2.342 | 1523.885
2.732 | 1520.898 | 2.537 | 1523.881
2.927 | 1516.935 | 2.732 | 1520.676
3.122 | 1513.298 | 2.927 | 1519.703
3.317 | 1511.074 | 3.122 | 1519.451
3.511 | 1508.481 | 3.317 | 1517.787
3.706 | 1507.916 | 3.511 | 1514.097
3.9 | 1507.151 | 3.706 | 1510.873
4.095 | 1506.645 | 3.9 | 1509.091
4.289 | 1504.778 | 4.095 | 1507.678
4.483 | 1502.218 | 4.289 | 1505.016
4.677 | 1499.298 | 4.483 | 1496.204
4.871 | 1499.729 | 4.677 | 1491.277
5.065 | 1500.983 | 4.871 | 1486.953
5.259 | 1499.973 | 5.065 | 1487.704
5.452 | 1495.977 | 5.259 | 1487.145
5.646 | 1490.391 | 5.452 | 1487.126
5.839 | 1488.911 | 5.646 | 1486.144
6.032 | 1487.462 | 5.839 | 1484.069
6.225 | 1485.438 | 6.032 | 1481.572
6.418 | 1482.766 | 6.225 | 1481.531
6.611 | 1478.129 | 6.418 | 1479.716
6.804 | 1475.155 | 6.611 | 1475.244
6.996 | 1470.536 | 6.804 | 1469.692
7.188 | 1468.974 | 6.996 | 1468.58
7.381 | 1467.667 | 7.188 | 1466.803
7.573 | 1467.457 | 7.381 | 1462.212
7.764 | 1463.345 | 7.573 | 1457.512
7.956 | 1460.98 | 7.764 | 1450.353
8.148 | 1457.496 | 7.956 | 1445.901
8.339 | 1452.002 | 8.148 | 1443.882
8.53 | 1444.758 | 8.339 | 1439.04
8.721 | 1439.288 | 8.53 | 1434.442
8.912 | 1435.425 | 8.721 | 1431.525
9.102 | 1431.751 | 8.912 | 1426.327
9.293 | 1425.86 | 9.102 | 1417.241
9.483 | 1420.828 | 9.293 | 1415.132
9.673 | 1419.352 | 9.483 | 1412.668
9.862 | 1417.65 | 9.673 | 1411.149
10.052 | 1415.578 | 9.862 | 1406.478
10.241 | 1412.608 | 10.052 | 1404.633
10.43 | 1409.537 | 10.241 | 1396.932
10.619 | 1402.991 | 10.43 | 1388.529
10.807 | 1398.596 | 10.619 | 1379.975
10.996 | 1395.248 | 10.807 | 1375.2
11.184 | 1395.213 | 10.996 | 1372.935
11.372 | 1394.04 | 11.184 | 1372.139
11.559 | 1390.159 | 11.372 | 1370.817
11.746 | 1383.731 | 11.559 | 1367.833
11.934 | 1378.881 | 11.746 | 1361.596
12.12 | 1371.23 | 11.934 | 1354.88
12.307 | 1363.954 | 12.12 | 1348.573
12.493 | 1357.323 | 12.307 | 1343.374
12.679 | 1352.876 | 12.493 | 1340.362
12.865 | 1349.221 | 12.679 | 1335.774
13.051 | 1348.552 | 12.865 | 1330.332
13.236 | 1344.894 | 13.051 | 1324.464
13.421 | 1340.182 | 13.236 | 1319.774
13.605 | 1336.538 | 13.421 | 1313.981
13.79 | 1333.589 | 13.605 | 1308.102
13.974 | 1330.946 | 13.79 | 1301.259
14.158 | 1327.196 | 13.974 | 1294.505
14.341 | 1321.905 | 14.158 | 1288.296
14.524 | 1316.938 | 14.341 | 1283.686
14.707 | 1312.512 | 14.524 | 1279.312
14.89 | 1306.88 | 14.707 | 1278.238
15.072 | 1303.802 | 14.89 | 1275.175
15.254 | 1299.981 | 15.072 | 1268.508
15.435 | 1294.698 | 15.254 | 1260.321
15.617 | 1288.096 | 15.435 | 1252.737
15.798 | 1281.329 | 15.617 | 1242.89
15.978 | 1274.256 | 15.798 | 1233.809
16.159 | 1266.123 | 15.978 | 1229.759
16.339 | 1256.809 | 16.159 | 1225.257
16.519 | 1249.528 | 16.339 | 1220.599
16.698 | 1246.883 | 16.519 | 1217.51
16.877 | 1243.661 | 16.698 | 1211.542
17.056 | 1241.776 | 16.877 | 1204.187
17.234 | 1238.28 | 17.056 | 1198.558
17.412 | 1233.733 | 17.234 | 1192.488
17.59 | 1226.83 | 17.412 | 1185
17.767 | 1218.639 | 17.59 | 1181.521
17.944 | 1211.322 | 17.767 | 1178.107
18.12 | 1204.513 | 17.944 | 1172.696
18.297 | 1199.965 | 18.12 | 1165.286
18.472 | 1195.296 | 18.297 | 1157.203
18.648 | 1191.528 | 18.472 | 1148.927
18.823 | 1183.54 | 18.648 | 1140.846
18.998 | 1174.043 | 18.823 | 1132.715
19.172 | 1166.214 | 18.998 | 1125.666
19.346 | 1161.668 | 19.172 | 1122.535
19.52 | 1158.45 | 19.346 | 1116.728
19.693 | 1155.061 | 19.52 | 1108.284
19.866 | 1150.083 | 19.693 | 1100.997
20.039 | 1142.279 | 19.866 | 1094.743
20.211 | 1130.967 | 20.039 | 1085.27
20.383 | 1119.948 | 20.211 | 1075.379
20.554 | 1111.113 | 20.383 | 1067.371
20.725 | 1104.45 | 20.554 | 1059.727
20.896 | 1096.447 | 20.725 | 1053.06
21.066 | 1084.921 | 20.896 | 1047.38
21.236 | 1075.724 | 21.066 | 1042.576
21.406 | 1068.947 | 21.236 | 1034.517
21.575 | 1061.428 | 21.406 | 1025.605
21.744 | 1051.773 | 21.575 | 1016.71
21.912 | 1044.212 | 21.744 | 1007.608
22.08 | 1035.98 | 21.912 | 999.769
22.247 | 1029.009 | 22.08 | 990.003
22.414 | 1020.453 | 22.247 | 983.042
22.581 | 1008.728 | 22.414 | 973.549
22.747 | 998.056 | 22.581 | 965.227
22.913 | 988.98 | 22.747 | 956.34
23.079 | 980.396 | 22.913 | 948.14
23.244 | 974.238 | 23.079 | 938.213
23.409 | 967.539 | 23.244 | 930.113
23.573 | 958.295 | 23.409 | 919.789
23.737 | 947.974 | 23.573 | 907.846
23.9 | 939.558 | 23.737 | 895.511
24.063 | 931.464 | 23.9 | 885.644
24.226 | 923.496 | 24.063 | 873.341
24.388 | 915.251 | 24.226 | 861.405
24.55 | 905.289 | 24.388 | 849.271
24.711 | 895.456 | 24.55 | 839.643
24.872 | 886.571 | 24.711 | 831.46
25.033 | 876.055 | 24.872 | 820.692
25.193 | 864.653 | 25.033 | 809.004
25.353 | 854.479 | 25.193 | 796.404
25.512 | 842.811 | 25.353 | 783.987
25.671 | 829.595 | 25.512 | 772.191
25.829 | 818.935 | 25.671 | 760.169
25.987 | 809.03 | 25.829 | 749.325
26.145 | 799.371 | 25.987 | 737.365
26.302 | 791.077 | 26.145 | 724.256
26.459 | 784.048 | 26.302 | 713.329
26.615 | 773.976 | 26.459 | 704.554
26.771 | 763.236 | 26.615 | 694.292
26.926 | 752.466 | 26.771 | 682.426
27.082 | 740.507 | 26.926 | 670.208
27.236 | 728.368 | 27.082 | 657.24
27.39 | 715.989 | 27.236 | 645.8
27.544 | 702.451 | 27.39 | 635.135
27.697 | 687.739 | 27.544 | 623.007
27.85 | 676.09 | 27.697 | 611.135
28.003 | 666.131 | 27.85 | 600.064
28.155 | 657.36 | 28.003 | 589.32
28.306 | 648.472 | 28.155 | 579.677
28.458 | 638.24 | 28.306 | 570.862
28.608 | 627.386 | 28.458 | 561.012
28.759 | 617.875 | 28.608 | 548.904
28.909 | 607.04 | 28.759 | 535.763
29.058 | 593.618 | 28.909 | 521.205
29.207 | 581.202 | 29.058 | 507.701
29.356 | 572.127 | 29.207 | 495.952
29.504 | 561.918 | 29.356 | 486.191
29.651 | 550.625 | 29.504 | 476.152
29.799 | 539.758 | 29.651 | 468.45
29.946 | 528.536 | 29.799 | 459.129
30.092 | 518.28 | 29.946 | 448.232
30.238 | 509.413 | 30.092 | 436.508
30.384 | 500.377 | 30.238 | 424.719
30.529 | 491.776 | 30.384 | 411.483
30.673 | 483.943 | 30.529 | 401.075
30.818 | 475.468 | 30.673 | 390.004
30.962 | 467.044 | 30.818 | 380.974
31.105 | 457.48 | 30.962 | 373.42
31.248 | 446.716 | 31.105 | 365.683
31.39 | 436.318 | 31.248 | 355.612
31.533 | 425.866 | 31.39 | 346.024
31.674 | 413.627 | 31.533 | 336.19
31.815 | 402.222 | 31.674 | 326.374
31.956 | 391.388 | 31.815 | 315.133
32.097 | 381.293 | 31.956 | 306.076
32.237 | 373.345 | 32.097 | 295.156
32.376 | 366.93 | 32.237 | 285.642
32.515 | 361.214 | 32.376 | 277.164
32.654 | 354.744 | 32.515 | 272.002
32.792 | 347.277 | 32.654 | 263.887
32.93 | 339.243 | 32.792 | 258.026
33.067 | 330.848 | 32.93 | 251.075
33.204 | 322.748 | 33.067 | 242.738
33.341 | 314.473 | 33.204 | 235.053
33.477 | 306.451 | 33.341 | 227.316
33.613 | 299.764 | 33.477 | 218.955
33.748 | 292.48 | 33.613 | 211.087
33.883 | 283.863 | 33.748 | 203.335
34.017 | 275.696 | 33.883 | 197.348
34.151 | 268.694 | 34.017 | 192.225
34.285 | 261.106 | 34.151 | 187.198
34.418 | 254.083 | 34.285 | 181.654
34.55 | 247.659 | 34.418 | 176.696
34.683 | 240.597 | 34.55 | 171.34
34.814 | 233.313 | 34.683 | 168.348
34.946 | 218.91 | 34.814 | 164.198
35.077 | 194.15 | 34.946 | 159.15
35.208 | 160.739 | 35.077 | 152.534
35.338 | 123.964 | 35.208 | 148.164
35.467 | 90.781 | 35.338 | 142.983
35.597 | 68.126 | 35.467 | 139.955
35.726 | 56.62 | 35.597 | 135.556
35.854 | 51.898 | 35.726 | 132.692
35.982 | 49.352 | 35.854 | 128.912
36.11 | 48.91 | 35.982 | 125.199
36.237 | 50.337 | 36.11 | 121.525
36.364 | 51.724 | 36.237 | 120.323
36.491 | 53.285 | 36.364 | 119.054
36.617 | 53.787 | 36.491 | 115.557
36.742 | 52.785 | 36.617 | 113.149
36.867 | 50.609 | 36.742 | 107.995
36.992 | 48.22 | 36.867 | 102.842
37.117 | 47.502 | 36.992 | 98.073
37.241 | 52.982 | 37.117 | 97.354
37.364 | 66.796 | 37.241 | 96.214
37.487 | 78.527 | 37.364 | 95.281
37.61 | 85.606 | 37.487 | 93.284
37.733 | 87.432 | 37.61 | 91.098
37.855 | 81.503 | 37.733 | 88.58
37.976 | 67.224 | 37.855 | 85.473
38.097 | 55.133 | 37.976 | 83.577
38.218 | 44.435 | 38.097 | 82.998
38.338 | 36.73 | 38.218 | 83.326
38.458 | 32.729 | 38.338 | 83.196
38.578 | 30.253 | 38.458 | 83.235
38.697 | 28.801 | 38.578 | 81.969
38.816 | 27.919 | 38.697 | 79.522
38.934 | 27.235 | 38.816 | 76.405
39.052 | 25.596 | 38.934 | 73.578
39.17 | 25.367 | 39.052 | 71.313
39.287 | 26.75 | 39.17 | 70.184
39.404 | 27.726 | 39.287 | 69.67
39.52 | 27.02 | 39.404 | 71.011
39.636 | 25.851 | 39.52 | 71.248
39.752 | 23.877 | 39.636 | 71.212
39.752 | 23.877 | 39.636 | 71.212
39.867 | 22.189 | 39.752 | 70.656
39.982 | 21.839 | 39.867 | 70.062
40.096 | 21.857 | 39.982 | 68.198
40.211 | 22.123 | 40.096 | 67.056
40.324 | 22.266 | 40.211 | 65.622
40.438 | 22.63 | 40.324 | 63.452
40.551 | 22.839 | 40.438 | 61.887
40.663 | 23.4 | 40.551 | 61.474
40.775 | 24.348 | 40.663 | 52.419
40.887 | 25.915 | 40.775 | 37.91
40.999 | 27.491 | 40.887 | 26.903
455.669
323.389
196.583
73.469
0
0
0

## Vivid H40V60 (hidden)
Selador | Lamp |  | Wattage
Vivid | Lumileds K2 |  | 122 |  | Note: Owing to the variability of LEDs, output data and color matches should be viewed as approximate
Note: All data taken with room temperature fixture
| Beam Angle | Field Angle
Horizontal | 29.6 | 45.3
| Accessory Lens | Candela | Field Lumens | Beam Lumens | Lens Efficiency | Efficacy
| H40+V60 | 2490 | 1040 | 650 | 92.44% | 8.5246
| For Field diameter at any distance, multiply distance by |  |  |  | 0.83457
| For Beam diameter at any distance, multiply distance by |  |  |  | 0.52842
| Throw Distance (ft) | 10 | 15 | 20 | 25
| Throw Distance (m) | 3.048 | 4.572 | 6.096 | 7.62
| Field Diameter (ft) | 8.3457 | 12.5185 | 16.6914 | 20.8642
| Field Diameter (m) | 2.5438 | 3.8156 | 5.0875 | 6.3594
| Illuminance (fc) | 24.9 | 11.0667 | 6.225 | 3.984
| Illuminance (lux) | 268.0211 | 119.1205 | 67.0053 | 42.8834
Test Distance | Iso-Illuminance Diagram grid lines
52 | 10 | 20 | 30 | 40
| 0.19231 | 0.38462 | 0.57692 | 0.76923
| Beam Angle | Field Angle
Vertical | 51.7 | 69.8
| For Field diameter at any distance, multiply distance by |  |  |  | 1.3952
| For Beam diameter at any distance, multiply distance by |  |  |  | 0.96899
| Throw Distance (ft) | 10 | 15 | 20 | 25
| Throw Distance (m) | 3.048 | 4.572 | 6.096 | 7.62
| Field Diameter (ft) | 13.9522 | 20.9283 | 27.9044 | 34.8805
| Field Diameter (m) | 4.2526 | 6.3789 | 8.5053 | 10.6316
| Illuminance (fc) | 24.9 | 11.0667 | 6.225 | 3.984
| Illuminance (lux) | 268.0211 | 119.1205 | 67.0053 | 42.8834
| X |  | Y
-40.663 | 9.181 | -37.61 | 151.796
-40.551 | 17.137 | -37.487 | 153.846
-40.438 | 24.013 | -37.364 | 156.226
-40.324 | 34.243 | -37.241 | 159.001
-40.211 | 41.134 | -37.241 | 159.001
-40.096 | 41.113 | -37.117 | 163.194
-39.982 | 40.598 | -36.992 | 168.078
-39.867 | 41.712 | -36.867 | 170.529
-39.752 | 41.717 | -36.742 | 173.115
-39.636 | 41.325 | -36.617 | 177.816
-39.52 | 41.481 | -36.491 | 182.229
-39.404 | 41.664 | -36.364 | 188.586
-39.287 | 42.173 | -36.364 | 188.586
-39.17 | 43.865 | -36.237 | 191.524
-39.052 | 45.214 | -36.11 | 196.822
-38.934 | 45.99 | -35.982 | 201.96
-38.816 | 46.581 | -35.854 | 206.655
-38.697 | 48.39 | -35.726 | 212.027
-38.578 | 47.83 | -35.597 | 221.416
-38.458 | 47.765 | -35.467 | 228.941
-38.338 | 48.361 | -35.467 | 228.941
-38.218 | 48.778 | -35.338 | 235.777
-38.097 | 47.683 | -35.208 | 240.639
-37.976 | 47.815 | -35.077 | 245.02
-37.855 | 47.917 | -34.946 | 248.425
-37.733 | 49.024 | -34.814 | 254.974
-37.61 | 49.563 | -34.683 | 261.781
-37.487 | 50.539 | -34.55 | 269.238
-37.364 | 51.091 | -34.55 | 269.238
-37.241 | 50.428 | -34.418 | 277.114
-37.117 | 50.207 | -34.285 | 286.46
-36.992 | 50.342 | -34.151 | 294.881
-36.867 | 50.285 | -34.017 | 304.485
-36.742 | 50.308 | -33.883 | 316.028
-36.617 | 50.357 | -33.748 | 325.168
-36.491 | 51.204 | -33.613 | 334.145
-36.364 | 51.114 | -33.613 | 334.145
-36.237 | 50.231 | -33.477 | 343.25
-36.11 | 50.171 | -33.341 | 351.028
-35.982 | 50.791 | -33.204 | 359.061
-35.854 | 51.768 | -33.067 | 370.406
-35.726 | 52.787 | -32.93 | 383.585
-35.597 | 54.104 | -32.792 | 396.964
-35.467 | 54.074 | -32.654 | 410.865
-35.338 | 54.911 | -32.654 | 410.865
-35.208 | 54.723 | -32.515 | 424.933
-35.077 | 55.927 | -32.376 | 439.856
-34.946 | 56.464 | -32.237 | 454.178
-34.814 | 55.968 | -32.097 | 468.023
-34.683 | 56.797 | -31.956 | 482.099
-34.55 | 58.089 | -31.815 | 495.273
-34.418 | 58.281 | -31.674 | 508.885
-34.285 | 57.857 | -31.674 | 508.885
-34.151 | 57.851 | -31.533 | 522.793
-34.017 | 56.458 | -31.39 | 538.263
-33.883 | 55.392 | -31.248 | 557.291
-33.748 | 56.215 | -31.105 | 575.349
-33.613 | 58.23 | -30.962 | 592.689
-33.477 | 59.509 | -30.818 | 610.372
-33.341 | 60.275 | -30.673 | 627.979
-33.204 | 61.578 | -30.673 | 627.979
-33.067 | 62.138 | -30.529 | 643.602
-32.93 | 61.943 | -30.384 | 662.103
-32.792 | 61.631 | -30.238 | 682.305
-32.654 | 62.367 | -30.092 | 701.788
-32.515 | 62.772 | -29.946 | 718.943
-32.376 | 62.689 | -29.799 | 736.643
-32.237 | 62.468 | -29.799 | 736.643
-32.097 | 63.047 | -29.651 | 755.829
-31.956 | 64.846 | -29.504 | 776.083
-31.815 | 65.904 | -29.356 | 795.402
-31.674 | 66.637 | -29.207 | 816.737
-31.533 | 66.714 | -29.058 | 837.697
-31.39 | 68.639 | -28.909 | 857.396
-31.248 | 69.437 | -28.759 | 877.807
-31.105 | 70.713 | -28.759 | 877.807
-30.962 | 71.976 | -28.608 | 900.148
-30.818 | 73.316 | -28.458 | 924.619
-30.673 | 73.248 | -28.306 | 947.599
-30.529 | 73.94 | -28.155 | 968.884
-30.384 | 74.733 | -28.003 | 989.925
-30.238 | 75.389 | -27.85 | 1011.368
-30.092 | 77.601 | -27.697 | 1031.669
-29.946 | 79.452 | -27.697 | 1031.669
-29.799 | 80.353 | -27.544 | 1054.382
-29.651 | 81.288 | -27.39 | 1077.042
-29.504 | 81.226 | -27.236 | 1097.698
-29.356 | 82.085 | -27.082 | 1117.181
-29.207 | 82.957 | -26.926 | 1138.3
-29.058 | 85.087 | -26.771 | 1159.653
-28.909 | 87.301 | -26.615 | 1182.615
-28.759 | 89.908 | -26.615 | 1182.615
-28.608 | 91.221 | -26.459 | 1204.869
-28.458 | 93.033 | -26.302 | 1226.345
-28.306 | 93.895 | -26.145 | 1249.545
-28.155 | 95.012 | -25.987 | 1271.643
-28.003 | 95.978 | -25.829 | 1290.164
-27.85 | 97.518 | -25.671 | 1308.898
-27.697 | 99.923 | -25.512 | 1327.561
-27.544 | 102.029 | -25.512 | 1327.561
-27.39 | 104.097 | -25.353 | 1345.759
-27.236 | 106.109 | -25.193 | 1362.621
-27.082 | 109.399 | -25.033 | 1382.781
-26.926 | 111.392 | -24.872 | 1402.083
-26.771 | 114.01 | -24.711 | 1420.389
-26.615 | 115.599 | -24.55 | 1439.388
-26.459 | 118.546 | -24.388 | 1458.814
-26.302 | 121.7 | -24.388 | 1458.814
-26.145 | 124.751 | -24.226 | 1476.198
-25.987 | 127.264 | -24.063 | 1493.037
-25.829 | 130.649 | -23.9 | 1508.25
-25.671 | 135.086 | -23.737 | 1523.555
-25.512 | 137.226 | -23.573 | 1540.121
-25.353 | 140.382 | -23.409 | 1556.645
-25.193 | 144.841 | -23.244 | 1573.002
-25.033 | 150.179 | -23.244 | 1573.002
-24.872 | 153.713 | -23.079 | 1588.838
-24.711 | 158.125 | -22.913 | 1602.495
-24.55 | 163.167 | -22.747 | 1617.211
-24.388 | 167.895 | -22.581 | 1630.97
-24.226 | 172.771 | -22.414 | 1648.203
-24.063 | 178.192 | -22.247 | 1663.753
-23.9 | 184.263 | -22.247 | 1663.753
-23.737 | 190.849 | -22.08 | 1679.066
-23.573 | 196.918 | -21.912 | 1691.717
-23.409 | 203.607 | -21.744 | 1707.596
-23.244 | 211.605 | -21.575 | 1720.021
-23.079 | 219.741 | -21.406 | 1732.015
-22.913 | 228.191 | -21.236 | 1745.654
-22.747 | 237.552 | -21.066 | 1757.256
-22.581 | 247.798 | -21.066 | 1757.256
-22.414 | 257.815 | -20.896 | 1766.98
-22.247 | 267.796 | -20.725 | 1777.182
-22.08 | 277.83 | -20.554 | 1787.47
-21.912 | 287.465 | -20.383 | 1795.658
-21.744 | 297.814 | -20.211 | 1802.069
-21.575 | 309.213 | -20.039 | 1809.061
-21.406 | 320.913 | -19.866 | 1817.297
-21.236 | 332.86 | -19.866 | 1817.297
-21.066 | 345.974 | -19.693 | 1828.591
-20.896 | 360.038 | -19.52 | 1842.716
-20.725 | 373.486 | -19.346 | 1853.674
-20.554 | 387.927 | -19.172 | 1863.699
-20.383 | 405.07 | -18.998 | 1874.803
-20.211 | 422.673 | -18.823 | 1884.737
-20.039 | 439.814 | -18.648 | 1894.474
-19.866 | 457.981 | -18.648 | 1894.474
-19.693 | 476.102 | -18.472 | 1903.206
-19.52 | 494.939 | -18.297 | 1911.655
-19.346 | 513.63 | -18.12 | 1918.904
-19.172 | 533.475 | -17.944 | 1927.203
-18.998 | 555.562 | -17.767 | 1932.981
-18.823 | 579.431 | -17.59 | 1938.245
-18.648 | 602.493 | -17.412 | 1947.037
-18.472 | 624.933 | -17.412 | 1947.037
-18.297 | 647.538 | -17.234 | 1957.784
-18.12 | 671.823 | -17.056 | 1970.534
-17.944 | 697.26 | -16.877 | 1982.345
-17.767 | 724.065 | -16.698 | 1992.66
-17.59 | 751.764 | -16.519 | 1998.283
-17.412 | 779.839 | -16.339 | 2008.758
-17.234 | 808.75 | -16.159 | 2017.073
-17.056 | 836.637 | -16.159 | 2017.073
-16.877 | 864.948 | -15.978 | 2024.914
-16.698 | 894.834 | -15.798 | 2031.104
-16.519 | 926.708 | -15.617 | 2038.077
-16.339 | 956.493 | -15.435 | 2044.453
-16.159 | 987.775 | -15.254 | 2048.754
-15.978 | 1020.606 | -15.072 | 2055.139
-15.798 | 1052.767 | -14.89 | 2066.786
-15.617 | 1082.202 | -14.89 | 2066.786
-15.435 | 1116.841 | -14.707 | 2078.526
-15.254 | 1150.566 | -14.524 | 2087.504
-15.072 | 1181.956 | -14.341 | 2097.292
-14.89 | 1213.594 | -14.158 | 2105.498
-14.707 | 1246.614 | -13.974 | 2111.437
-14.524 | 1277.678 | -13.79 | 2114.569
-14.341 | 1309.638 | -13.605 | 2121.372
-14.158 | 1343.781 | -13.605 | 2121.372
-13.974 | 1376.896 | -13.421 | 2132.245
-13.79 | 1409.218 | -13.236 | 2143.45
-13.605 | 1438.101 | -13.051 | 2149.439
-13.421 | 1465.648 | -12.865 | 2157.025
-13.236 | 1495.507 | -12.679 | 2167.884
-13.051 | 1527.965 | -12.493 | 2177.738
-12.865 | 1561.645 | -12.493 | 2177.738
-12.679 | 1592.186 | -12.307 | 2187.411
-12.493 | 1621.964 | -12.12 | 2194.801
-12.307 | 1656.855 | -11.934 | 2203.564
-12.12 | 1688.408 | -11.746 | 2206.19
-11.934 | 1715.448 | -11.559 | 2209.218
-11.746 | 1741.624 | -11.372 | 2220.69
-11.559 | 1768.83 | -11.184 | 2232.47
-11.372 | 1795.107 | -11.184 | 2232.47
-11.184 | 1822.649 | -10.996 | 2242.933
-10.996 | 1852.302 | -10.807 | 2254.411
-10.807 | 1880.43 | -10.619 | 2261.807
-10.619 | 1904.097 | -10.43 | 2268.029
-10.43 | 1931.532 | -10.241 | 2275.238
-10.241 | 1960.463 | -10.052 | 2284.112
-10.052 | 1983.975 | -9.862 | 2293.093
-9.862 | 2006.896 | -9.862 | 2293.093
-9.673 | 2029.55 | -9.673 | 2299.432
-9.483 | 2053.559 | -9.483 | 2305.094
-9.293 | 2076.697 | -9.293 | 2310.69
-9.102 | 2100.498 | -9.102 | 2315.314
-8.912 | 2124.745 | -8.912 | 2321.63
-8.721 | 2147.086 | -8.721 | 2329.316
-8.53 | 2165.769 | -8.53 | 2334.943
-8.339 | 2184.004 | -8.53 | 2334.943
-8.148 | 2204.353 | -8.339 | 2343.441
-7.956 | 2222.456 | -8.148 | 2346.129
-7.764 | 2240.449 | -7.956 | 2352.362
-7.573 | 2260.37 | -7.764 | 2357.497
-7.381 | 2278.119 | -7.573 | 2366.474
-7.188 | 2295.028 | -7.381 | 2375.929
-6.996 | 2306.199 | -7.188 | 2385.461
-6.804 | 2319.228 | -7.188 | 2385.461
-6.611 | 2332.454 | -6.996 | 2386.442
-6.418 | 2343.79 | -6.804 | 2389.507
-6.225 | 2357.038 | -6.611 | 2392.287
-6.032 | 2369.078 | -6.418 | 2388.768
-5.839 | 2376.891 | -6.225 | 2386.04
-5.646 | 2386.313 | -6.032 | 2389.397
-5.452 | 2394.248 | -5.839 | 2393.909
-5.259 | 2400.254 | -5.839 | 2393.909
-5.065 | 2409.862 | -5.646 | 2400.627
-4.871 | 2421.074 | -5.452 | 2407.706
-4.677 | 2429.911 | -5.259 | 2414.513
-4.483 | 2438.899 | -5.065 | 2423.056
-4.289 | 2446.906 | -4.871 | 2423.89
-4.095 | 2454.076 | -4.677 | 2423.416
-3.9 | 2462.435 | -4.483 | 2421.892
-3.706 | 2463.363 | -4.483 | 2421.892
-3.511 | 2470.212 | -4.289 | 2424.211
-3.317 | 2473.906 | -4.095 | 2428.13
-3.122 | 2476.553 | -3.9 | 2438.921
-2.927 | 2477.166 | -3.706 | 2445.108
-2.732 | 2483.788 | -3.511 | 2448.639
-2.537 | 2485.471 | -3.317 | 2450.41
-2.342 | 2488.114 | -3.317 | 2450.41
-2.147 | 2489.895 | -3.122 | 2455.269
-1.952 | 2489.957 | -2.927 | 2459.887
-1.757 | 2486.372 | -2.732 | 2460.232
-1.562 | 2487.134 | -2.537 | 2461.565
-1.367 | 2482.67 | -2.342 | 2459.272
-1.172 | 2478.794 | -2.147 | 2459.427
-0.976 | 2473.453 | -1.952 | 2463.428
-0.781 | 2473.328 | -1.952 | 2463.428
-0.586 | 2476.852 | -1.757 | 2462.933
-0.391 | 2477.329 | -1.562 | 2465.214
-0.195 | 2476.908 | -1.367 | 2468.301
0 | 2471.308 | -1.172 | 2471.805
0.195 | 2469.952 | -0.976 | 2471.11
0.391 | 2470.303 | -0.781 | 2476.253
0.586 | 2474.468 | -0.586 | 2474.08
0.781 | 2473.813 | -0.586 | 2474.08
0.976 | 2470.028 | -0.391 | 2473.171
1.172 | 2464.83 | -0.195 | 2468.649
1.367 | 2460.645 | 0 | 2471.308
1.562 | 2461.122 | 0.195 | 2469.245
1.757 | 2461.281 | 0.391 | 2469.291
1.952 | 2460.902 | 0.586 | 2468.425
2.147 | 2461.343 | 0.781 | 2466.674
2.342 | 2460.745 | 0.781 | 2466.674
2.537 | 2457.924 | 0.976 | 2472.039
2.732 | 2456.172 | 1.172 | 2472.693
2.927 | 2454.809 | 1.367 | 2472.393
3.122 | 2450.592 | 1.562 | 2469.307
3.317 | 2445.591 | 1.757 | 2470.427
3.511 | 2442.73 | 1.952 | 2466.358
3.706 | 2437.341 | 2.147 | 2466.204
3.9 | 2426.083 | 2.147 | 2466.204
4.095 | 2416.511 | 2.342 | 2468.539
4.289 | 2408.195 | 2.537 | 2467.208
4.483 | 2400.27 | 2.732 | 2457.438
4.677 | 2394.582 | 2.927 | 2447.617
4.871 | 2394.554 | 3.122 | 2443.563
5.065 | 2394.508 | 3.317 | 2446.204
5.259 | 2385.729 | 3.511 | 2442.521
5.452 | 2376.787 | 3.511 | 2442.521
5.646 | 2364.095 | 3.706 | 2437.522
5.839 | 2354.06 | 3.9 | 2431.037
6.032 | 2341.77 | 4.095 | 2424.024
6.225 | 2335.752 | 4.289 | 2420.619
6.418 | 2326.477 | 4.483 | 2418.438
6.611 | 2317.623 | 4.677 | 2414.612
6.804 | 2307.295 | 4.871 | 2408.956
6.996 | 2295.372 | 4.871 | 2408.956
7.188 | 2281.704 | 5.065 | 2407.605
7.381 | 2271.285 | 5.259 | 2405.503
7.573 | 2260.924 | 5.452 | 2401.707
7.764 | 2249.068 | 5.646 | 2398.307
7.956 | 2233.427 | 5.839 | 2397.358
8.148 | 2215.582 | 6.032 | 2397.203
8.339 | 2197.167 | 6.225 | 2396.21
8.53 | 2179.854 | 6.225 | 2396.21
8.721 | 2161.809 | 6.418 | 2394.953
8.912 | 2142.639 | 6.611 | 2385.246
9.102 | 2122.335 | 6.804 | 2380.179
9.293 | 2100.343 | 6.996 | 2375.345
9.483 | 2076.507 | 7.188 | 2370.292
9.673 | 2054.577 | 7.381 | 2360.953
9.862 | 2036.24 | 7.381 | 2360.953
10.052 | 2013.138 | 7.573 | 2353.172
10.241 | 1990.885 | 7.764 | 2345.758
10.43 | 1965.957 | 7.956 | 2340.165
10.619 | 1939.651 | 8.148 | 2332.5
10.807 | 1911.941 | 8.339 | 2325.157
10.996 | 1887.667 | 8.53 | 2316.087
11.184 | 1863.983 | 8.721 | 2310.762
11.372 | 1839.346 | 8.721 | 2310.762
11.559 | 1811.831 | 8.912 | 2304.225
11.746 | 1784.269 | 9.102 | 2296.687
11.934 | 1757.929 | 9.293 | 2287.491
12.12 | 1729.406 | 9.483 | 2279.373
12.307 | 1700.184 | 9.673 | 2274.188
12.493 | 1666.801 | 9.862 | 2268.472
12.679 | 1633.524 | 10.052 | 2261.743
12.865 | 1603.837 | 10.052 | 2261.743
13.051 | 1575.977 | 10.241 | 2254.24
13.236 | 1543.447 | 10.43 | 2244.589
13.421 | 1510.521 | 10.619 | 2235.886
13.605 | 1479.501 | 10.807 | 2228.397
13.79 | 1450.701 | 10.996 | 2221.236
13.974 | 1421.481 | 11.184 | 2212.845
14.158 | 1387.714 | 11.372 | 2206.865
14.341 | 1355.46 | 11.372 | 2206.865
14.524 | 1321.505 | 11.559 | 2199.241
14.707 | 1287.519 | 11.746 | 2193.491
14.89 | 1253.865 | 11.934 | 2187.553
15.072 | 1223.1 | 12.12 | 2184.422
15.254 | 1192.666 | 12.307 | 2180.858
15.435 | 1162.594 | 12.493 | 2173.702
15.617 | 1132.434 | 12.679 | 2163.87
15.798 | 1097.907 | 12.679 | 2163.87
15.978 | 1067.942 | 12.865 | 2152.508
16.159 | 1038.493 | 13.051 | 2142.919
16.339 | 1006.912 | 13.236 | 2137.23
16.519 | 975.159 | 13.421 | 2130.89
16.698 | 944.857 | 13.605 | 2122.202
16.877 | 913.167 | 13.79 | 2111.15
17.056 | 884.914 | 13.974 | 2102.156
17.234 | 856.244 | 13.974 | 2102.156
17.412 | 827.886 | 14.158 | 2089.718
17.59 | 799.568 | 14.341 | 2083.775
17.767 | 773.6 | 14.524 | 2077.773
17.944 | 747.876 | 14.707 | 2071.849
18.12 | 721.736 | 14.89 | 2065.819
18.297 | 697.295 | 15.072 | 2054.508
18.472 | 671.871 | 15.254 | 2041.053
18.648 | 649.054 | 15.254 | 2041.053
18.823 | 626.742 | 15.435 | 2027.943
18.998 | 604.677 | 15.617 | 2014.838
19.172 | 582.449 | 15.798 | 2002.529
19.346 | 562.563 | 15.978 | 1991.926
19.52 | 543.202 | 16.159 | 1985.372
19.693 | 524.139 | 16.339 | 1978.696
19.866 | 504.825 | 16.339 | 1978.696
20.039 | 482.834 | 16.519 | 1972.052
20.211 | 462.716 | 16.698 | 1964.731
20.383 | 445.533 | 16.877 | 1958.386
20.554 | 429.32 | 17.056 | 1949.298
20.725 | 414.222 | 17.234 | 1940.956
20.896 | 400.981 | 17.412 | 1937.737
21.066 | 387.483 | 17.59 | 1928.982
21.236 | 373.828 | 17.59 | 1928.982
21.406 | 358.846 | 17.767 | 1917.207
21.575 | 343.022 | 17.944 | 1902.482
21.744 | 327.834 | 18.12 | 1891.155
21.912 | 313.809 | 18.297 | 1878.526
22.08 | 301.985 | 18.472 | 1869.684
22.247 | 293.209 | 18.648 | 1857.753
22.414 | 284.547 | 18.823 | 1841.496
22.581 | 274.592 | 18.823 | 1841.496
22.747 | 265.575 | 18.998 | 1824.18
22.913 | 256.936 | 19.172 | 1813.409
23.079 | 247.506 | 19.346 | 1800.682
23.244 | 239.723 | 19.52 | 1788.213
23.409 | 232.762 | 19.693 | 1777.449
23.573 | 225.697 | 19.866 | 1766.888
23.737 | 218.417 | 20.039 | 1756.147
23.9 | 212.099 | 20.039 | 1756.147
24.063 | 205.77 | 20.211 | 1744.401
24.226 | 199.321 | 20.383 | 1734.114
24.388 | 193.52 | 20.554 | 1724.453
24.55 | 187.344 | 20.725 | 1716.374
24.711 | 181.343 | 20.896 | 1704.232
24.872 | 176.91 | 21.066 | 1689.996
25.033 | 172.852 | 21.236 | 1675.851
25.193 | 168.838 | 21.236 | 1675.851
25.353 | 165.056 | 21.406 | 1663.91
25.512 | 160.527 | 21.575 | 1648.318
25.671 | 156.323 | 21.744 | 1634.535
25.829 | 152.351 | 21.912 | 1623.082
25.987 | 148.328 | 22.08 | 1610.414
26.145 | 145.863 | 22.247 | 1595.903
26.302 | 144.108 | 22.414 | 1580.706
26.459 | 141.606 | 22.414 | 1580.706
26.615 | 138.172 | 22.581 | 1562.7
26.771 | 134.008 | 22.747 | 1546.82
26.926 | 129.634 | 22.913 | 1532.165
27.082 | 126.304 | 23.079 | 1519.299
27.236 | 123.931 | 23.244 | 1506.099
27.39 | 122.093 | 23.409 | 1490.139
27.544 | 119.961 | 23.573 | 1472.088
27.697 | 119.388 | 23.573 | 1472.088
27.85 | 116.885 | 23.737 | 1451.4
28.003 | 113.676 | 23.9 | 1434.806
28.155 | 110.763 | 24.063 | 1418.185
28.306 | 109.754 | 24.226 | 1401.425
28.458 | 108.45 | 24.388 | 1383.075
28.608 | 106.848 | 24.55 | 1364.977
28.759 | 104.964 | 24.711 | 1346.096
28.909 | 103.745 | 24.711 | 1346.096
29.058 | 102.37 | 24.872 | 1327.222
29.207 | 100.253 | 25.033 | 1308.968
29.356 | 98.243 | 25.193 | 1292.669
29.504 | 96.887 | 25.353 | 1273.597
29.651 | 96.279 | 25.512 | 1253.452
29.799 | 96.279 | 25.671 | 1231.92
29.946 | 95.555 | 25.671 | 1231.92
30.092 | 93.134 | 25.829 | 1210.026
30.238 | 90.389 | 25.987 | 1187.901
30.384 | 88.138 | 26.145 | 1168.568
30.529 | 87.037 | 26.302 | 1150.752
30.673 | 87.122 | 26.459 | 1131.709
30.818 | 86.486 | 26.615 | 1114.625
30.962 | 85.251 | 26.771 | 1098.627
31.105 | 82.965 | 26.771 | 1098.627
31.248 | 80.792 | 26.926 | 1080.13
31.39 | 79.422 | 27.082 | 1061.283
31.533 | 79.336 | 27.236 | 1042.357
31.674 | 78.126 | 27.39 | 1022.697
31.815 | 76.767 | 27.544 | 1003.686
31.956 | 76.485 | 27.697 | 985.631
32.097 | 76.336 | 27.85 | 968.644
32.237 | 75.704 | 27.85 | 968.644
32.376 | 75.594 | 28.003 | 951.933
32.515 | 75.991 | 28.155 | 934.632
32.654 | 75.811 | 28.306 | 916.572
32.792 | 75.838 | 28.458 | 898.027
32.93 | 76.215 | 28.608 | 878.848
33.067 | 75.23 | 28.759 | 861.167
33.204 | 72.839 | 28.909 | 841.345
33.341 | 71.137 | 28.909 | 841.345
33.477 | 70.685 | 29.058 | 820.911
33.613 | 70.658 | 29.207 | 801.88
33.748 | 70.631 | 29.356 | 784.017
33.883 | 70.506 | 29.504 | 763.554
34.017 | 70.402 | 29.651 | 746.729
34.151 | 69.417 | 29.799 | 731.85
34.285 | 67.954 | 29.946 | 715.791
34.418 | 66.6 | 29.946 | 715.791
34.55 | 66.844 | 30.092 | 697.638
34.683 | 67.713 | 30.238 | 679.146
34.814 | 68.814 | 30.384 | 659.405
34.946 | 66.378 | 30.529 | 639.005
35.077 | 60.756 | 30.673 | 621.553
35.208 | 53.707 | 30.818 | 608.534
35.338 | 46.538 | 30.962 | 595.436
35.467 | 40.504 | 30.962 | 595.436
35.597 | 37.478 | 31.105 | 581.508
35.726 | 36.21 | 31.248 | 565.297
35.854 | 34.85 | 31.39 | 546.84
35.982 | 32.692 | 31.533 | 529.551
36.11 | 31.065 | 31.674 | 513.921
36.237 | 30.926 | 31.815 | 499.271
36.364 | 31.422 | 31.956 | 484.912
36.491 | 32.803 | 31.956 | 484.912
36.617 | 33.687 | 32.097 | 471.374
36.742 | 34.068 | 32.237 | 456.789
36.867 | 32.91 | 32.376 | 442.202
36.992 | 31.141 | 32.515 | 427.729
37.117 | 31.677 | 32.654 | 414.905
37.241 | 38.37 | 32.792 | 403.473
37.364 | 52.195 | 32.792 | 403.473
37.487 | 61.163 | 32.93 | 391.389
37.61 | 64.393 | 33.067 | 378.482
37.733 | 62.107 | 33.204 | 365.259
37.855 | 53.716 | 33.341 | 353.999
37.976 | 39.752 | 33.477 | 341.769
38.097 | 31.505 | 33.613 | 331.194
38.218 | 26.318 | 33.748 | 321.479
38.338 | 23.118 | 33.748 | 321.479
38.458 | 21.819 | 33.883 | 313
38.578 | 21.145 | 34.017 | 304.046
38.697 | 20.143 | 34.151 | 295.052
38.816 | 18.837 | 34.285 | 286.656
38.934 | 17.96 | 34.418 | 276.497
39.052 | 17.399 | 34.55 | 267.403
39.17 | 17.843 | 34.683 | 259.314
39.287 | 19.368 | 34.683 | 259.314
39.404 | 20.336 | 34.814 | 249.765
39.52 | 19.925 | 34.946 | 242.336
39.636 | 18.782 | 35.077 | 236.753
39.752 | 17.138 | 35.208 | 230.172
39.867 | 16.121 | 35.338 | 223.651
39.982 | 16.48 | 35.467 | 217.475
40.096 | 16.687 | 35.597 | 212.549
40.096 | 16.687 | 35.597 | 212.549
40.211 | 17.331 | 35.726 | 206.821
40.324 | 18.044 | 35.854 | 199.966
40.438 | 18.073 | 35.982 | 193.016
40.551 | 16.869 | 36.11 | 186.283
40.663 | 16.51 | 36.237 | 178.715
40.775 | 16.689 | 36.364 | 176.391
40.887 | 17.474 | 36.491 | 174.649
40.663 | 23.4 | 40.551 | 61.474
40.775 | 24.348 | 40.663 | 52.419
40.887 | 25.915 | 40.775 | 37.91
40.999 | 27.491 | 40.887 | 26.903
455.669
323.389
196.583
73.469
0
0
0

## Vivid H40V80 (hidden)
Selador | Lamp |  | Wattage
Vivid | Lumileds K2 |  | 122 |  | Note: Owing to the variability of LEDs, output data and color matches should be viewed as approximate
Note: All data taken with room temperature fixture
| Beam Angle | Field Angle
Horizontal | 29.4 | 45.8
| Accessory Lens | Candela | Field Lumens | Beam Lumens | Lens Efficiency | Efficacy
| H40+V80 | 2080 | 1000 | 590 | 88.89% | 8.1967
| For Field diameter at any distance, multiply distance by |  |  |  | 0.84483
| For Beam diameter at any distance, multiply distance by |  |  |  | 0.52469
| Throw Distance (ft) | 10 | 15 | 20 | 25
| Throw Distance (m) | 3.048 | 4.572 | 6.096 | 7.62
| Field Diameter (ft) | 8.4483 | 12.6725 | 16.8967 | 21.1208
| Field Diameter (m) | 2.5751 | 3.8626 | 5.1501 | 6.4376
| Illuminance (fc) | 20.8 | 9.2444 | 5.2 | 3.328
| Illuminance (lux) | 223.8891 | 99.5063 | 55.9723 | 35.8223
Test Distance | Iso-Illuminance Diagram grid lines
52 | 10 | 20 | 30 | 40
| 0.19231 | 0.38462 | 0.57692 | 0.76923
| Beam Angle | Field Angle
Vertical | 63.8 | 81.4
| For Field diameter at any distance, multiply distance by |  |  |  | 1.7203
| For Beam diameter at any distance, multiply distance by |  |  |  | 1.2449
| Throw Distance (ft) | 10 | 15 | 20 | 25
| Throw Distance (m) | 3.048 | 4.572 | 6.096 | 7.62
| Field Diameter (ft) | 17.2027 | 25.8041 | 34.4054 | 43.0068
| Field Diameter (m) | 5.2434 | 7.8651 | 10.4868 | 13.1085
| Illuminance (fc) | 20.8 | 9.2444 | 5.2 | 3.328
| Illuminance (lux) | 223.8891 | 99.5063 | 55.9723 | 35.8223
| X |  | Y
-40.999 | 0 | -41.11 | 210.551
-40.887 | 0 | -40.999 | 213.048
-40.775 | 0 | -40.887 | 216.105
-40.663 | 4.508 | -40.775 | 219.545
-40.551 | 12.162 | -40.663 | 224.502
-40.438 | 19.676 | -40.551 | 231.395
-40.324 | 27.707 | -40.438 | 237.238
-40.211 | 32.515 | -40.324 | 244.237
-40.096 | 32.476 | -40.211 | 252.529
-39.982 | 32.713 | -40.096 | 258.845
-39.867 | 33.683 | -39.982 | 264.29
-39.752 | 33.178 | -39.867 | 270.258
-39.636 | 32.982 | -39.752 | 274.177
-39.52 | 33.42 | -39.636 | 279.69
-39.404 | 33.583 | -39.52 | 286.018
-39.287 | 33.654 | -39.404 | 295.791
-39.17 | 33.665 | -39.287 | 304.414
-39.052 | 34.118 | -39.17 | 314.104
-38.934 | 34.919 | -39.052 | 322.863
-38.816 | 36.093 | -38.934 | 332.794
-38.697 | 36.176 | -38.816 | 341.916
-38.578 | 35.328 | -38.697 | 353.564
-38.458 | 37.317 | -38.578 | 362.479
-38.338 | 38.999 | -38.458 | 371.125
-38.218 | 38.434 | -38.338 | 379.104
-38.097 | 37.817 | -38.218 | 390.939
-37.976 | 37.828 | -38.097 | 404.186
-37.855 | 37.387 | -37.976 | 417.067
-37.733 | 37.847 | -37.855 | 430.742
-37.61 | 38.19 | -37.733 | 446.655
-37.487 | 39.167 | -37.61 | 459.81
-37.364 | 39.277 | -37.487 | 472.134
-37.241 | 39.331 | -37.364 | 482.921
-37.117 | 39.821 | -37.241 | 494.883
-36.992 | 40.524 | -37.117 | 506.501
-36.867 | 41.353 | -36.992 | 518.594
-36.742 | 41.932 | -36.867 | 529.72
-36.617 | 41.808 | -36.742 | 543.718
-36.491 | 42.697 | -36.617 | 558.346
-36.364 | 42.807 | -36.491 | 572.743
-36.237 | 42.071 | -36.364 | 587.281
-36.11 | 41.656 | -36.237 | 604.362
-35.982 | 41.977 | -36.11 | 621.293
-35.854 | 42.008 | -35.982 | 638.547
-35.726 | 42.815 | -35.854 | 654.556
-35.597 | 43.974 | -35.726 | 673.534
-35.467 | 43.351 | -35.597 | 689.688
-35.338 | 43.755 | -35.467 | 704.676
-35.208 | 44.358 | -35.338 | 718.717
-35.077 | 45.257 | -35.208 | 734.035
-34.946 | 46.122 | -35.077 | 750.813
-34.814 | 46.377 | -34.946 | 766.185
-34.683 | 46.28 | -34.814 | 783.053
-34.55 | 46.804 | -34.683 | 796.034
-34.418 | 46.951 | -34.55 | 806.028
-34.285 | 46.089 | -34.418 | 818.532
-34.151 | 46.164 | -34.285 | 832.134
-34.017 | 47.186 | -34.151 | 845.253
-33.883 | 47.69 | -34.017 | 857.969
-33.748 | 48.767 | -33.883 | 874.598
-33.613 | 49.353 | -33.748 | 888.094
-33.477 | 49.718 | -33.613 | 902.435
-33.341 | 49.461 | -33.477 | 917.418
-33.204 | 48.922 | -33.341 | 931.322
-33.067 | 50.059 | -33.204 | 941.442
-32.93 | 50.834 | -33.067 | 953.551
-32.792 | 52.09 | -32.93 | 965.279
-32.654 | 52.267 | -32.792 | 974.53
-32.515 | 52.672 | -32.654 | 985.495
-32.376 | 52.405 | -32.515 | 999.376
-32.237 | 52.599 | -32.376 | 1012.611
-32.097 | 53.611 | -32.237 | 1024.936
-31.956 | 54.681 | -32.097 | 1036.68
-31.815 | 55.515 | -31.956 | 1048.397
-31.674 | 56.992 | -31.815 | 1055.23
-31.533 | 57.807 | -31.674 | 1060.665
-31.39 | 58.413 | -31.533 | 1063.847
-31.248 | 58.082 | -31.39 | 1068.951
-31.105 | 58.637 | -31.248 | 1076.837
-30.962 | 59.251 | -31.105 | 1086.299
-30.818 | 61.238 | -30.962 | 1095.512
-30.673 | 62.336 | -30.818 | 1102.096
-30.529 | 62.686 | -30.673 | 1107.61
-30.384 | 64.026 | -30.529 | 1112.025
-30.238 | 65.202 | -30.384 | 1116.889
-30.092 | 66.283 | -30.238 | 1122.97
-29.946 | 66.139 | -30.092 | 1129.203
-29.799 | 67.077 | -29.946 | 1135.693
-29.651 | 67.078 | -29.799 | 1143.136
-29.504 | 66.974 | -29.651 | 1149.958
-29.356 | 66.577 | -29.504 | 1156.062
-29.207 | 68.266 | -29.356 | 1164.304
-29.058 | 69.837 | -29.207 | 1173.552
-28.909 | 71.064 | -29.058 | 1180.722
-28.759 | 71.416 | -28.909 | 1186.192
-28.608 | 73.505 | -28.759 | 1191.239
-28.458 | 75.495 | -28.608 | 1195.562
-28.306 | 76.594 | -28.458 | 1202.964
-28.155 | 78.29 | -28.306 | 1212.288
-28.003 | 80.757 | -28.155 | 1222.701
-27.85 | 83.103 | -28.003 | 1230.969
-27.697 | 85.189 | -27.85 | 1238.763
-27.544 | 87.158 | -27.697 | 1245.17
-27.39 | 89.348 | -27.544 | 1251.163
-27.236 | 91.085 | -27.39 | 1258.054
-27.082 | 92.671 | -27.236 | 1265.063
-26.926 | 93.912 | -27.082 | 1271.895
-26.771 | 95.706 | -26.926 | 1278.688
-26.615 | 97.448 | -26.771 | 1286.126
-26.459 | 99.541 | -26.615 | 1293.696
-26.302 | 102.465 | -26.459 | 1303.792
-26.145 | 104.656 | -26.302 | 1313.999
-25.987 | 106.638 | -26.145 | 1321.748
-25.829 | 110.239 | -25.987 | 1330.429
-25.671 | 114.19 | -25.829 | 1339.307
-25.512 | 117.224 | -25.671 | 1346.11
-25.353 | 119.989 | -25.512 | 1350.448
-25.193 | 122.902 | -25.353 | 1356.031
-25.033 | 125.811 | -25.193 | 1365.389
-24.872 | 129.068 | -25.033 | 1373.578
-24.711 | 132.523 | -24.872 | 1382.171
-24.55 | 136.687 | -24.711 | 1390.905
-24.388 | 141.389 | -24.55 | 1397.993
-24.226 | 145.562 | -24.388 | 1403.234
-24.063 | 150.305 | -24.226 | 1406.377
-23.9 | 155.429 | -24.063 | 1410.885
-23.737 | 161.004 | -23.9 | 1417.506
-23.573 | 166.699 | -23.737 | 1425.33
-23.409 | 172.138 | -23.573 | 1433.968
-23.244 | 178.216 | -23.409 | 1444.433
-23.079 | 183.645 | -23.244 | 1451.541
-22.913 | 189.763 | -23.079 | 1457.307
-22.747 | 197.268 | -22.913 | 1463.466
-22.581 | 205.513 | -22.747 | 1471.976
-22.414 | 213.331 | -22.581 | 1480.013
-22.247 | 221.846 | -22.414 | 1488.231
-22.08 | 231.156 | -22.247 | 1497.066
-21.912 | 240.662 | -22.08 | 1506.565
-21.744 | 249.412 | -21.912 | 1513.406
-21.575 | 258.981 | -21.744 | 1522.219
-21.406 | 269.74 | -21.575 | 1528.521
-21.236 | 279.348 | -21.406 | 1532.646
-21.066 | 289.542 | -21.236 | 1539.377
-20.896 | 300.332 | -21.066 | 1543.707
-20.725 | 312.288 | -20.896 | 1551.202
-20.554 | 325.45 | -20.725 | 1560.442
-20.383 | 339.874 | -20.554 | 1568.286
-20.211 | 354.374 | -20.383 | 1574.515
-20.039 | 369.851 | -20.211 | 1581.376
-19.866 | 384.982 | -20.039 | 1587.341
-19.693 | 398.974 | -19.866 | 1594.637
-19.52 | 413.641 | -19.693 | 1604.413
-19.346 | 429.408 | -19.52 | 1613.121
-19.172 | 445.376 | -19.346 | 1621.35
-18.998 | 463.102 | -19.172 | 1625.273
-18.823 | 480.479 | -18.998 | 1631.49
-18.648 | 499.595 | -18.823 | 1637.806
-18.472 | 518.975 | -18.648 | 1644.318
-18.297 | 539.458 | -18.472 | 1650.589
-18.12 | 559.47 | -18.297 | 1657.397
-17.944 | 580.321 | -18.12 | 1663.286
-17.767 | 599.884 | -17.944 | 1671.596
-17.59 | 621.246 | -17.767 | 1682.099
-17.412 | 644.392 | -17.59 | 1689.449
-17.234 | 668.781 | -17.412 | 1700.676
-17.056 | 694.501 | -17.234 | 1710.023
-16.877 | 719.296 | -17.056 | 1717.554
-16.698 | 745.351 | -16.877 | 1723.666
-16.519 | 768.773 | -16.698 | 1734.237
-16.339 | 793.445 | -16.519 | 1738.759
-16.159 | 817.667 | -16.339 | 1748.84
-15.978 | 842.881 | -16.159 | 1755.209
-15.798 | 868.224 | -15.978 | 1764.728
-15.617 | 896.987 | -15.798 | 1768.491
-15.435 | 927.55 | -15.617 | 1774.582
-15.254 | 956.182 | -15.435 | 1780.553
-15.072 | 981.9 | -15.254 | 1788.798
-14.89 | 1006.034 | -15.072 | 1795.638
-14.707 | 1031.813 | -14.89 | 1807.87
-14.524 | 1057.669 | -14.707 | 1819.176
-14.341 | 1084.06 | -14.524 | 1827.731
-14.158 | 1110.53 | -14.341 | 1835.721
-13.974 | 1135.683 | -14.158 | 1840.292
-13.79 | 1162.074 | -13.974 | 1845.066
-13.605 | 1188.986 | -13.79 | 1850.526
-13.421 | 1214.401 | -13.605 | 1856.486
-13.236 | 1239.037 | -13.421 | 1859.661
-13.051 | 1264.67 | -13.236 | 1868.651
-12.865 | 1292.058 | -13.051 | 1876.011
-12.679 | 1322.149 | -12.865 | 1886.436
-12.493 | 1345.037 | -12.679 | 1895.205
-12.307 | 1371.458 | -12.493 | 1901.898
-12.12 | 1394.865 | -12.307 | 1909.072
-11.934 | 1418.802 | -12.12 | 1916.116
-11.746 | 1442.028 | -11.934 | 1922.721
-11.559 | 1466.657 | -11.746 | 1927.046
-11.372 | 1487.843 | -11.559 | 1930.903
-11.184 | 1509.118 | -11.372 | 1936.031
-10.996 | 1532.871 | -11.184 | 1941.838
-10.807 | 1555.142 | -10.996 | 1951.073
-10.619 | 1577.431 | -10.807 | 1958.747
-10.43 | 1601.226 | -10.619 | 1962.419
-10.241 | 1624.194 | -10.43 | 1967.588
-10.052 | 1646.008 | -10.241 | 1971.253
-9.862 | 1665.055 | -10.052 | 1975.352
-9.673 | 1685.805 | -9.862 | 1980.682
-9.483 | 1706.042 | -9.673 | 1985.067
-9.293 | 1728.253 | -9.483 | 1988.108
-9.102 | 1747.26 | -9.293 | 1992.235
-8.912 | 1768.889 | -9.102 | 1998.697
-8.721 | 1790.891 | -8.912 | 2001.432
-8.53 | 1809.297 | -8.721 | 2007.418
-8.339 | 1824.126 | -8.53 | 2010.265
-8.148 | 1841.853 | -8.339 | 2016.183
-7.956 | 1859.087 | -8.148 | 2016.303
-7.764 | 1872.839 | -7.956 | 2014.943
-7.573 | 1885.801 | -7.764 | 2016.798
-7.381 | 1898.532 | -7.573 | 2017.515
-7.188 | 1906.848 | -7.381 | 2023.891
-6.996 | 1916.521 | -7.188 | 2026.327
-6.804 | 1929.429 | -6.996 | 2035.17
-6.611 | 1941.747 | -6.804 | 2036.186
-6.418 | 1953.533 | -6.611 | 2039.484
-6.225 | 1965.637 | -6.418 | 2031.429
-6.032 | 1975.298 | -6.225 | 2029.721
-5.839 | 1980.738 | -6.032 | 2025.757
-5.646 | 1989.367 | -5.839 | 2025.415
-5.452 | 1994.083 | -5.646 | 2020.134
-5.259 | 2003.066 | -5.452 | 2022.586
-5.065 | 2014.089 | -5.259 | 2025.086
-4.871 | 2023.842 | -5.065 | 2029.877
-4.677 | 2027.557 | -4.871 | 2033.284
-4.483 | 2033.908 | -4.677 | 2040.645
-4.289 | 2039.072 | -4.483 | 2043.698
-4.095 | 2045.541 | -4.289 | 2043.712
-3.9 | 2054.092 | -4.095 | 2045.164
-3.706 | 2061.32 | -3.9 | 2049.012
-3.511 | 2066.784 | -3.706 | 2053.232
-3.317 | 2071.029 | -3.511 | 2058.297
-3.122 | 2072.32 | -3.317 | 2066.099
-2.927 | 2073.68 | -3.122 | 2071.554
-2.732 | 2075.165 | -2.927 | 2070.132
-2.537 | 2078.514 | -2.732 | 2069.742
-2.342 | 2081.014 | -2.537 | 2066.269
-2.147 | 2079.528 | -2.342 | 2064.189
-1.952 | 2079.24 | -2.147 | 2063.405
-1.757 | 2078.205 | -1.952 | 2063.942
-1.562 | 2078.825 | -1.757 | 2061.427
-1.367 | 2075.688 | -1.562 | 2061.053
-1.172 | 2073.998 | -1.367 | 2058.295
-0.976 | 2069.718 | -1.172 | 2060.145
-0.781 | 2068.382 | -0.976 | 2063.993
-0.586 | 2067.603 | -0.781 | 2071.986
-0.391 | 2068.24 | -0.586 | 2074.686
-0.195 | 2072.151 | -0.391 | 2075.586
0 | 2075.205 | -0.195 | 2072.595
0.195 | 2073.759 | 0 | 2075.205
0.391 | 2070.389 | 0.195 | 2070.655
0.586 | 2067.839 | 0.391 | 2070.666
0.781 | 2064.93 | 0.586 | 2066.744
0.976 | 2065.587 | 0.781 | 2065.194
1.172 | 2062.669 | 0.976 | 2064.228
1.367 | 2061.541 | 1.172 | 2070.864
1.562 | 2062.135 | 1.367 | 2071.916
1.757 | 2063.44 | 1.562 | 2074.358
1.952 | 2062.179 | 1.757 | 2074.708
2.147 | 2065.433 | 1.952 | 2075.256
2.342 | 2065.565 | 2.147 | 2073.432
2.537 | 2064.323 | 2.342 | 2072.553
2.732 | 2061.524 | 2.537 | 2070.049
2.927 | 2056.902 | 2.732 | 2068.282
3.122 | 2050.271 | 2.927 | 2062.926
3.317 | 2044.692 | 3.122 | 2057.245
3.511 | 2039.413 | 3.317 | 2057.965
3.706 | 2033.569 | 3.511 | 2057.405
3.9 | 2025.82 | 3.706 | 2053.692
4.095 | 2020.656 | 3.9 | 2051.441
4.289 | 2012.729 | 4.095 | 2056.307
4.483 | 2004.579 | 4.289 | 2055.395
4.677 | 2000.039 | 4.483 | 2052.747
4.871 | 2001.063 | 4.677 | 2048.301
5.065 | 1997.431 | 4.871 | 2044.142
5.259 | 1991.08 | 5.065 | 2039.061
5.452 | 1985.064 | 5.259 | 2038.264
5.646 | 1976.191 | 5.452 | 2037.757
5.839 | 1964.185 | 5.646 | 2033.802
6.032 | 1953.345 | 5.839 | 2033.987
6.225 | 1946.904 | 6.032 | 2031.858
6.418 | 1941.529 | 6.225 | 2029.297
6.611 | 1931.525 | 6.418 | 2028.392
6.804 | 1923.612 | 6.611 | 2025.953
6.996 | 1914.466 | 6.804 | 2026.334
7.188 | 1909.601 | 6.996 | 2024.683
7.381 | 1901.487 | 7.188 | 2023.518
7.573 | 1892.872 | 7.381 | 2024.616
7.764 | 1880.632 | 7.573 | 2021.797
7.956 | 1866.049 | 7.764 | 2016.641
8.148 | 1849.054 | 7.956 | 2013.217
8.339 | 1832.668 | 8.148 | 2008.417
8.53 | 1815.014 | 8.339 | 2000.274
8.721 | 1797.707 | 8.53 | 1995.621
8.912 | 1783.391 | 8.721 | 1993.742
9.102 | 1766.765 | 8.912 | 1987.447
9.293 | 1749.433 | 9.102 | 1979.58
9.483 | 1730.377 | 9.293 | 1970.594
9.673 | 1711.178 | 9.483 | 1964.264
9.862 | 1694.486 | 9.673 | 1958.478
10.052 | 1673.342 | 9.862 | 1954.613
10.241 | 1652.842 | 10.052 | 1952.649
10.43 | 1634.5 | 10.241 | 1946.881
10.619 | 1617.202 | 10.43 | 1938.364
10.807 | 1595.544 | 10.619 | 1931.711
10.996 | 1577.319 | 10.807 | 1928.377
11.184 | 1558.834 | 10.996 | 1923.692
11.372 | 1538.259 | 11.184 | 1923.401
11.559 | 1514.786 | 11.372 | 1921.456
11.746 | 1490.078 | 11.559 | 1915.857
11.934 | 1466.004 | 11.746 | 1907.923
12.12 | 1441.706 | 11.934 | 1900.452
12.307 | 1415.99 | 12.12 | 1894.794
12.493 | 1390.976 | 12.307 | 1890.602
12.679 | 1366.948 | 12.493 | 1887.067
12.865 | 1343.912 | 12.679 | 1878.655
13.051 | 1320.087 | 12.865 | 1869.192
13.236 | 1296.232 | 13.051 | 1858.668
13.421 | 1272.179 | 13.236 | 1850.202
13.605 | 1246.899 | 13.421 | 1841.215
13.79 | 1220.32 | 13.605 | 1836.578
13.974 | 1192.824 | 13.79 | 1832.295
14.158 | 1166.578 | 13.974 | 1829.932
14.341 | 1140.26 | 14.158 | 1820.363
14.524 | 1112.022 | 14.341 | 1817.739
14.707 | 1083.285 | 14.524 | 1812.546
14.89 | 1054.442 | 14.707 | 1805.469
15.072 | 1026.138 | 14.89 | 1794.482
15.254 | 998.821 | 15.072 | 1787.172
15.435 | 973.952 | 15.254 | 1777.532
15.617 | 951.02 | 15.435 | 1767.339
15.798 | 925.824 | 15.617 | 1760.449
15.978 | 898.156 | 15.798 | 1755.207
16.159 | 871.106 | 15.978 | 1748.757
16.339 | 843.252 | 16.159 | 1746.31
16.519 | 817.068 | 16.339 | 1741.438
16.698 | 793.37 | 16.519 | 1736.039
16.877 | 770.535 | 16.698 | 1727.22
17.056 | 749.36 | 16.877 | 1720.756
17.234 | 727.87 | 17.056 | 1715.223
17.412 | 706.747 | 17.234 | 1709.625
17.59 | 684.265 | 17.412 | 1703.181
17.767 | 661.726 | 17.59 | 1698.312
17.944 | 639.386 | 17.767 | 1695.578
18.12 | 618.956 | 17.944 | 1689.3
18.297 | 600.242 | 18.12 | 1681.511
18.472 | 580.822 | 18.297 | 1674.09
18.648 | 560.9 | 18.472 | 1665.904
18.823 | 541.632 | 18.648 | 1655.25
18.998 | 523.791 | 18.823 | 1643.46
19.172 | 505.78 | 18.998 | 1632.883
19.346 | 489.031 | 19.172 | 1627.592
19.52 | 472.016 | 19.346 | 1623.973
19.693 | 455.097 | 19.52 | 1617.739
19.866 | 438.907 | 19.693 | 1613.662
20.039 | 423.435 | 19.866 | 1606.348
20.211 | 407.095 | 20.039 | 1599.308
20.383 | 391.778 | 20.211 | 1592.309
20.554 | 377.596 | 20.383 | 1586.175
20.725 | 363.645 | 20.554 | 1581.133
20.896 | 351.642 | 20.725 | 1576.296
21.066 | 338.674 | 20.896 | 1570.118
21.236 | 325.895 | 21.066 | 1563.353
21.406 | 314.009 | 21.236 | 1555.326
21.575 | 302.733 | 21.406 | 1549.595
21.744 | 290.707 | 21.575 | 1543.909
21.912 | 279.726 | 21.744 | 1537.523
22.08 | 268.791 | 21.912 | 1525.832
22.247 | 258.375 | 22.08 | 1514.21
22.414 | 250.272 | 22.247 | 1506.469
22.581 | 243.08 | 22.414 | 1499.861
22.747 | 236.793 | 22.581 | 1496.156
22.913 | 231.258 | 22.747 | 1492.507
23.079 | 224.119 | 22.913 | 1489.215
23.244 | 215.767 | 23.079 | 1482.706
23.409 | 208.574 | 23.244 | 1475.605
23.573 | 202.425 | 23.409 | 1464.982
23.737 | 196.413 | 23.573 | 1453.478
23.9 | 190.646 | 23.737 | 1443.649
24.063 | 185.656 | 23.9 | 1436.275
24.226 | 179.915 | 24.063 | 1431.291
24.388 | 173.141 | 24.226 | 1426.879
24.55 | 166.905 | 24.388 | 1418.331
24.711 | 162.173 | 24.55 | 1407.163
24.872 | 158.315 | 24.711 | 1398.336
25.033 | 154.893 | 24.872 | 1388.258
25.193 | 151.163 | 25.033 | 1377.546
25.353 | 146.297 | 25.193 | 1371.486
25.512 | 141.562 | 25.353 | 1367.016
25.671 | 137.622 | 25.512 | 1361.043
25.829 | 135.476 | 25.671 | 1352.999
25.987 | 133.388 | 25.829 | 1342.423
26.145 | 131.112 | 25.987 | 1331.325
26.302 | 128.567 | 26.145 | 1322.381
26.459 | 125.151 | 26.302 | 1313.884
26.615 | 121.805 | 26.459 | 1305.318
26.771 | 118.742 | 26.615 | 1298.195
26.926 | 115.537 | 26.771 | 1290.896
27.082 | 112.344 | 26.926 | 1285.668
27.236 | 110.091 | 27.082 | 1279.257
27.39 | 107.859 | 27.236 | 1272.949
27.544 | 105.389 | 27.39 | 1264.924
27.697 | 103.676 | 27.544 | 1257.565
27.85 | 101.748 | 27.697 | 1248.963
28.003 | 99.502 | 27.85 | 1240.968
28.155 | 96.731 | 28.003 | 1234.392
28.306 | 95.032 | 28.155 | 1231.335
28.458 | 93.869 | 28.306 | 1228.208
28.608 | 92.819 | 28.458 | 1222.969
28.759 | 92.108 | 28.608 | 1216.063
28.909 | 91.35 | 28.759 | 1209.031
29.058 | 89.631 | 28.909 | 1200.735
29.207 | 88.146 | 29.058 | 1192.05
29.356 | 87.464 | 29.207 | 1181.387
29.504 | 86.944 | 29.356 | 1172.09
29.651 | 85.701 | 29.504 | 1164.093
29.799 | 83.81 | 29.651 | 1157.58
29.946 | 81.859 | 29.799 | 1151.534
30.092 | 80.382 | 29.946 | 1146.833
30.238 | 78.398 | 30.092 | 1140.628
30.384 | 76.093 | 30.238 | 1131.437
30.529 | 75.154 | 30.384 | 1120.213
30.673 | 75.165 | 30.529 | 1110.073
30.818 | 74.628 | 30.673 | 1102.622
30.962 | 73.229 | 30.818 | 1096.692
31.105 | 72.545 | 30.962 | 1090.369
31.248 | 71.011 | 31.105 | 1083.12
31.39 | 68.884 | 31.248 | 1076.039
31.533 | 67.677 | 31.39 | 1068.862
31.674 | 67.537 | 31.533 | 1061.184
31.815 | 67.485 | 31.674 | 1051.83
31.956 | 67.114 | 31.815 | 1038.179
32.097 | 67.857 | 31.956 | 1026.048
32.237 | 67.918 | 32.097 | 1015.345
32.376 | 67.336 | 32.237 | 1005.7
32.515 | 66.03 | 32.376 | 997.359
32.654 | 65.896 | 32.515 | 985.763
32.792 | 65.317 | 32.654 | 972.794
32.93 | 64.286 | 32.792 | 958.411
33.067 | 63.269 | 32.93 | 945.03
33.204 | 61.886 | 33.067 | 929.628
33.341 | 60.323 | 33.204 | 912.581
33.477 | 60.01 | 33.341 | 897.405
33.613 | 61.325 | 33.477 | 886.255
33.748 | 61.977 | 33.613 | 873.62
33.883 | 61.423 | 33.748 | 861.119
34.017 | 60.376 | 33.883 | 849.36
34.151 | 59.074 | 34.017 | 834.996
34.285 | 57.538 | 34.151 | 820.459
34.418 | 56.084 | 34.285 | 806.288
34.55 | 56.973 | 34.418 | 791.526
34.683 | 58.293 | 34.55 | 775.743
34.814 | 58.297 | 34.683 | 759.075
34.946 | 55.558 | 34.814 | 741.333
35.077 | 51.451 | 34.946 | 724.165
35.208 | 45.704 | 35.077 | 706.744
35.338 | 39.415 | 35.208 | 689.423
35.467 | 34.604 | 35.338 | 674.145
35.597 | 31.524 | 35.467 | 658.426
35.726 | 29.735 | 35.597 | 643.73
35.854 | 28.396 | 35.726 | 629.087
35.982 | 27.383 | 35.854 | 613.823
36.11 | 26.912 | 35.982 | 599.368
36.237 | 27.308 | 36.11 | 585.077
36.364 | 27.601 | 36.237 | 570.293
36.491 | 28.376 | 36.364 | 555.753
36.617 | 28.944 | 36.491 | 539.966
36.742 | 29.247 | 36.617 | 523.828
36.867 | 28.769 | 36.742 | 506.525
36.992 | 27.578 | 36.867 | 492.588
37.117 | 27.987 | 36.992 | 480.11
37.241 | 33.371 | 37.117 | 469.03
37.364 | 46.012 | 37.241 | 455.36
37.487 | 54.228 | 37.364 | 441.104
37.61 | 57.508 | 37.487 | 426.255
37.733 | 55.608 | 37.61 | 413.676
37.855 | 47.635 | 37.733 | 401.833
37.976 | 33.669 | 37.855 | 389.3
38.097 | 25.278 | 37.976 | 377.202
38.218 | 20.831 | 38.097 | 366.653
38.338 | 18.523 | 38.218 | 354.677
38.458 | 17.605 | 38.338 | 344.441
38.578 | 17.316 | 38.458 | 334.933
38.697 | 17.694 | 38.578 | 327.905
38.816 | 17.578 | 38.697 | 318.147
38.934 | 16.782 | 38.816 | 308.46
39.052 | 15.92 | 38.934 | 299.641
39.17 | 15.94 | 39.052 | 289.396
39.287 | 16.409 | 39.17 | 280.172
39.404 | 16.792 | 39.287 | 271.058
39.52 | 16.816 | 39.404 | 263.319
39.636 | 15.687 | 39.52 | 256.1
39.752 | 14.15 | 39.636 | 248.833
39.752 | 14.15 | 39.636 | 248.833
39.867 | 12.995 | 39.752 | 241.457
39.982 | 12.66 | 39.867 | 234.276
40.096 | 13.467 | 39.982 | 227.542
40.211 | 14.437 | 40.096 | 220.704
40.324 | 14.385 | 40.211 | 213.822
40.438 | 14.207 | 40.324 | 208.149
40.551 | 13.204 | 40.438 | 202.633
40.663 | 11.779 | 40.551 | 196.867
40.775 | 11.584 | 40.663 | 166.337
40.887 | 13.15 | 40.775 | 119.059
40.999 | 14.517 | 40.887 | 84.789
455.669
323.389
196.583
73.469
0
0
0

## Lustr H40 (hidden)
Selador | Lamp |  | Wattage
Lustr | Lumileds Rebel |  | 104 |  | Note: Owing to the variability of LEDs, output data and color matches should be viewed as approximate
Note: All data taken with room temperature fixture
| Beam Angle | Field Angle
Horizontal | 29.5 | 45.2
| Accessory Lens | Candela | Field Lumens | Beam Lumens | Lens Efficiency | Efficacy
| H40 | 13930 | 1710 | 970 | 93.49% | 16.4423
| For Field diameter at any distance, multiply distance by |  |  |  | 0.83252
| For Beam diameter at any distance, multiply distance by |  |  |  | 0.52656
| Throw Distance (ft) | 10 | 15 | 20 | 25
| Throw Distance (m) | 3.048 | 4.572 | 6.096 | 7.62
| Field Diameter (ft) | 8.3252 | 12.4878 | 16.6504 | 20.813
| Field Diameter (m) | 2.5375 | 3.8063 | 5.075 | 6.3438
| Illuminance (fc) | 139.3 | 61.9111 | 34.825 | 22.288
| Illuminance (lux) | 1499.4113 | 666.405 | 374.8528 | 239.9058
Test Distance | Iso-Illuminance Diagram grid lines
72 | 10 | 20 | 30 | 40
| 0.13889 | 0.27778 | 0.41667 | 0.55556
| Beam Angle | Field Angle
Vertical | 13.5 | 27.1
| For Field diameter at any distance, multiply distance by |  |  |  | 0.482
| For Beam diameter at any distance, multiply distance by |  |  |  | 0.23672
| Throw Distance (ft) | 10 | 15 | 20 | 25
| Throw Distance (m) | 3.048 | 4.572 | 6.096 | 7.62
| Field Diameter (ft) | 4.82 | 7.2301 | 9.6401 | 12.0501
| Field Diameter (m) | 1.4691 | 2.2037 | 2.9383 | 3.6729
| Illuminance (fc) | 139.3 | 61.9111 | 34.825 | 22.288
| Illuminance (lux) | 1499.4113 | 666.405 | 374.8528 | 239.9058
| X |  | Y
-32.12 | 0 | -32.221 | 99.729
-32.019 | 0 | -32.12 | 100.359
-31.917 | 0 | -32.019 | 100.6
-31.815 | 31.089 | -31.917 | 100.397
-31.714 | 86.098 | -31.815 | 101.797
-31.611 | 142.12 | -31.714 | 102.411
-31.509 | 196.102 | -31.611 | 102.16
-31.406 | 230.883 | -31.509 | 103.367
-31.303 | 235.025 | -31.406 | 104.823
-31.2 | 239.223 | -31.303 | 106.055
-31.097 | 242.462 | -31.2 | 107.109
-30.993 | 246.986 | -31.097 | 108.664
-30.89 | 249.715 | -30.993 | 110.292
-30.786 | 254.729 | -30.89 | 111.279
-30.681 | 258.164 | -30.786 | 111.881
-30.577 | 261.243 | -30.681 | 111.393
-30.472 | 264.591 | -30.577 | 111.2
-30.367 | 268.289 | -30.472 | 111.962
-30.262 | 271.056 | -30.367 | 113.38
-30.157 | 275.776 | -30.262 | 115.819
-30.051 | 282.145 | -30.157 | 117.503
-29.946 | 287.411 | -30.051 | 117.373
-29.84 | 294.596 | -29.946 | 116.998
-29.733 | 299.624 | -29.84 | 115.567
-29.627 | 305.428 | -29.733 | 116.336
-29.52 | 310.51 | -29.627 | 120.254
-29.413 | 317.367 | -29.52 | 121.204
-29.306 | 323.659 | -29.413 | 120.66
-29.199 | 330.949 | -29.306 | 120.841
-29.091 | 335.206 | -29.199 | 122.778
-28.983 | 341.063 | -29.091 | 121.756
-28.875 | 345.894 | -28.983 | 123.161
-28.767 | 354.283 | -28.875 | 125.585
-28.658 | 359.592 | -28.767 | 127.285
-28.55 | 366.905 | -28.658 | 127.597
-28.441 | 375.97 | -28.55 | 129.867
-28.332 | 386.731 | -28.441 | 129.7
-28.222 | 395.523 | -28.332 | 129.495
-28.113 | 401.898 | -28.222 | 131.582
-28.003 | 408.233 | -28.113 | 135.089
-27.893 | 417.377 | -28.003 | 136.721
-27.782 | 426.043 | -27.893 | 139.498
-27.672 | 435.267 | -27.782 | 141.682
-27.561 | 443.901 | -27.672 | 143.585
-27.45 | 454.422 | -27.561 | 144.866
-27.339 | 466.432 | -27.45 | 143.858
-27.228 | 476.632 | -27.339 | 143.652
-27.116 | 488.278 | -27.228 | 143.825
-27.004 | 500.417 | -27.116 | 145.428
-26.892 | 512.446 | -27.004 | 147.022
-26.78 | 523.059 | -26.892 | 148.045
-26.667 | 536.737 | -26.78 | 148.053
-26.554 | 551.818 | -26.667 | 148.955
-26.441 | 565.108 | -26.554 | 148.515
-26.328 | 579.28 | -26.441 | 149.558
-26.215 | 593.442 | -26.328 | 152.293
-26.101 | 610.274 | -26.215 | 155.784
-25.987 | 626.093 | -26.101 | 159.328
-25.873 | 642.258 | -25.987 | 162.998
-25.759 | 657.385 | -25.873 | 163.51
-25.644 | 678.155 | -25.759 | 165.219
-25.53 | 699.565 | -25.644 | 167.209
-25.415 | 719.556 | -25.53 | 169.513
-25.299 | 739.182 | -25.415 | 169.784
-25.184 | 762.246 | -25.299 | 171.817
-25.068 | 784.751 | -25.184 | 173.909
-24.953 | 806.631 | -25.068 | 175.632
-24.836 | 829.74 | -24.953 | 178.309
-24.72 | 855.06 | -24.836 | 181.29
-24.604 | 879.569 | -24.72 | 185.354
-24.487 | 904.189 | -24.604 | 187.31
-24.37 | 930.081 | -24.487 | 190.242
-24.253 | 954.639 | -24.37 | 190.066
-24.136 | 980.847 | -24.253 | 192.449
-24.018 | 1010.505 | -24.136 | 192.548
-23.9 | 1043.792 | -24.018 | 194.982
-23.782 | 1075.027 | -23.9 | 197.716
-23.664 | 1107.48 | -23.782 | 201.303
-23.546 | 1142.415 | -23.664 | 204.975
-23.427 | 1178.093 | -23.546 | 207.317
-23.308 | 1209.125 | -23.427 | 210.059
-23.189 | 1246.323 | -23.308 | 212.514
-23.07 | 1285.033 | -23.189 | 215.024
-22.95 | 1321.772 | -23.07 | 217.692
-22.83 | 1357.338 | -22.95 | 222.014
-22.71 | 1397.325 | -22.83 | 225.295
-22.59 | 1439.909 | -22.71 | 227.715
-22.47 | 1486.653 | -22.59 | 231.034
-22.349 | 1533.362 | -22.47 | 234.538
-22.229 | 1575.816 | -22.349 | 237.824
-22.108 | 1622.569 | -22.229 | 242.869
-21.987 | 1661.89 | -22.108 | 247.555
-21.865 | 1710.093 | -21.987 | 251.451
-21.744 | 1765.185 | -21.865 | 256.492
-21.622 | 1820.371 | -21.744 | 261.012
-21.5 | 1871.692 | -21.622 | 263.79
-21.378 | 1929.082 | -21.5 | 268.237
-21.255 | 1983.701 | -21.378 | 273.125
-21.132 | 2040.089 | -21.255 | 277.366
-21.01 | 2106.169 | -21.132 | 281.783
-20.887 | 2169.361 | -21.01 | 286.507
-20.763 | 2231.509 | -20.887 | 292.773
-20.64 | 2300.66 | -20.763 | 299.53
-20.516 | 2371.17 | -20.64 | 306.093
-20.392 | 2438.547 | -20.516 | 312.303
-20.268 | 2509.317 | -20.392 | 318.098
-20.144 | 2583.199 | -20.268 | 323.449
-20.02 | 2652.838 | -20.144 | 328.294
-19.895 | 2728.076 | -20.02 | 335.552
-19.77 | 2804.827 | -19.895 | 345.399
-19.645 | 2883.781 | -19.77 | 354.469
-19.52 | 2962.768 | -19.645 | 361.653
-19.395 | 3053.376 | -19.52 | 368.839
-19.269 | 3146.873 | -19.395 | 375.835
-19.143 | 3233.251 | -19.269 | 383.339
-19.017 | 3322.906 | -19.143 | 392.355
-18.891 | 3421.528 | -19.017 | 401.742
-18.765 | 3518.291 | -18.891 | 409.897
-18.638 | 3602.967 | -18.765 | 420.71
-18.512 | 3697.266 | -18.638 | 433.477
-18.385 | 3800.005 | -18.512 | 446.003
-18.257 | 3902.602 | -18.385 | 455.523
-18.13 | 3993.885 | -18.257 | 465.657
-18.003 | 4095.862 | -18.13 | 477.762
-17.875 | 4205.66 | -18.003 | 491.085
-17.747 | 4320.22 | -17.875 | 503.059
-17.619 | 4434.941 | -17.747 | 515.141
-17.491 | 4557.206 | -17.619 | 528.31
-17.362 | 4673.313 | -17.491 | 543.756
-17.234 | 4787.785 | -17.362 | 560.333
-17.105 | 4898.112 | -17.234 | 578.523
-16.976 | 5014.314 | -17.105 | 594.025
-16.847 | 5126.691 | -16.976 | 610.228
-16.718 | 5238.93 | -16.847 | 624.733
-16.588 | 5353.934 | -16.718 | 642.845
-16.459 | 5482.653 | -16.588 | 660.557
-16.329 | 5612.715 | -16.459 | 681.156
-16.199 | 5734.097 | -16.329 | 704.565
-16.069 | 5854.518 | -16.199 | 728.369
-15.938 | 5979.817 | -16.069 | 750.499
-15.808 | 6102.842 | -15.938 | 775.329
-15.677 | 6230.427 | -15.808 | 800.637
-15.546 | 6357.976 | -15.677 | 827.046
-15.415 | 6479.889 | -15.546 | 853.958
-15.284 | 6606.206 | -15.415 | 880.657
-15.153 | 6732.655 | -15.284 | 906.466
-15.021 | 6857.882 | -15.153 | 934.079
-14.89 | 6981.135 | -15.021 | 962.602
-14.758 | 7106.866 | -14.89 | 990.501
-14.626 | 7231.635 | -14.758 | 1020.454
-14.494 | 7357.122 | -14.626 | 1055.149
-14.361 | 7489.522 | -14.494 | 1090.317
-14.229 | 7617.633 | -14.361 | 1129.083
-14.096 | 7740.318 | -14.229 | 1168.513
-13.964 | 7872.058 | -14.096 | 1208.08
-13.831 | 8002.248 | -13.964 | 1249.006
-13.698 | 8136.291 | -13.831 | 1292.998
-13.564 | 8275.938 | -13.698 | 1339.811
-13.431 | 8413.832 | -13.564 | 1389.142
-13.297 | 8536.124 | -13.431 | 1438.555
-13.164 | 8662.351 | -13.297 | 1487.015
-13.03 | 8796.118 | -13.164 | 1539.132
-12.896 | 8931.057 | -13.03 | 1592.362
-12.762 | 9067.197 | -12.896 | 1644.121
-12.628 | 9205.538 | -12.762 | 1700.49
-12.493 | 9324.838 | -12.628 | 1763.477
-12.359 | 9436.991 | -12.493 | 1827.946
-12.224 | 9564.948 | -12.359 | 1895.032
-12.089 | 9694.718 | -12.224 | 1968.567
-11.954 | 9821.673 | -12.089 | 2041.563
-11.819 | 9963.031 | -11.954 | 2113.998
-11.684 | 10097.318 | -11.819 | 2189.729
-11.549 | 10211.916 | -11.684 | 2270.218
-11.413 | 10330.444 | -11.549 | 2346.209
-11.278 | 10448.326 | -11.413 | 2426.413
-11.142 | 10549.23 | -11.278 | 2509.267
-11.006 | 10655.086 | -11.142 | 2599.01
-10.87 | 10768.404 | -11.006 | 2687.36
-10.734 | 10879.802 | -10.87 | 2784.62
-10.598 | 10981.518 | -10.734 | 2882.215
-10.461 | 11078.932 | -10.598 | 2977.238
-10.325 | 11169.108 | -10.461 | 3076.606
-10.188 | 11245.756 | -10.325 | 3184.406
-10.052 | 11325.408 | -10.188 | 3293.505
-9.915 | 11411.78 | -10.052 | 3412.642
-9.778 | 11490.169 | -9.915 | 3527.581
-9.641 | 11578.851 | -9.778 | 3650.642
-9.504 | 11671.315 | -9.641 | 3773.564
-9.366 | 11756.626 | -9.504 | 3901.838
-9.229 | 11836.777 | -9.366 | 4028.868
-9.092 | 11900.228 | -9.229 | 4159.803
-8.954 | 11962.725 | -9.092 | 4294.553
-8.816 | 12023.395 | -8.954 | 4435.233
-8.679 | 12096.163 | -8.816 | 4579.93
-8.541 | 12167.175 | -8.679 | 4729.712
-8.403 | 12243.522 | -8.541 | 4882.095
-8.265 | 12306.496 | -8.403 | 5034.088
-8.126 | 12374.244 | -8.265 | 5188.55
-7.988 | 12444.731 | -8.126 | 5347.509
-7.85 | 12508.498 | -7.988 | 5515.499
-7.711 | 12578.864 | -7.85 | 5687.007
-7.573 | 12642.969 | -7.711 | 5853.188
-7.434 | 12698.219 | -7.573 | 6017.773
-7.295 | 12761.167 | -7.434 | 6181.322
-7.156 | 12822.305 | -7.295 | 6360.86
-7.018 | 12855.498 | -7.156 | 6545.038
-6.879 | 12889.768 | -7.018 | 6727.792
-6.739 | 12942.665 | -6.879 | 6907.914
-6.6 | 12997.07 | -6.739 | 7083.82
-6.461 | 13058.398 | -6.6 | 7261.791
-6.322 | 13124.335 | -6.461 | 7457.999
-6.182 | 13173.516 | -6.322 | 7647.082
-6.043 | 13222.87 | -6.182 | 7849.263
-5.903 | 13274.963 | -6.043 | 8050.906
-5.764 | 13305.246 | -5.903 | 8244.275
-5.624 | 13345.119 | -5.764 | 8438.437
-5.484 | 13399.358 | -5.624 | 8637.875
-5.345 | 13431.598 | -5.484 | 8823.787
-5.205 | 13457.92 | -5.345 | 9018.552
-5.065 | 13483.095 | -5.205 | 9217.161
-4.925 | 13514.461 | -5.065 | 9399.158
-4.785 | 13543.741 | -4.925 | 9590.082
-4.645 | 13576.199 | -4.785 | 9771.911
-4.505 | 13615.747 | -4.645 | 9937.346
-4.364 | 13646.295 | -4.505 | 10093.774
-4.224 | 13654.682 | -4.364 | 10279.143
-4.084 | 13670.395 | -4.224 | 10456.101
-3.943 | 13686.734 | -4.084 | 10636.263
-3.803 | 13718.648 | -3.943 | 10815.273
-3.662 | 13760.104 | -3.803 | 11012.452
-3.522 | 13799.788 | -3.662 | 11205.383
-3.381 | 13817.353 | -3.522 | 11390.903
-3.241 | 13829.89 | -3.381 | 11571.97
-3.1 | 13837.406 | -3.241 | 11728.713
-2.96 | 13853.993 | -3.1 | 11892.313
-2.819 | 13885.293 | -2.96 | 12055.647
-2.678 | 13900.054 | -2.819 | 12217.073
-2.537 | 13914.68 | -2.678 | 12358.183
-2.397 | 13928.322 | -2.537 | 12505.333
-2.256 | 13920.396 | -2.397 | 12642.462
-2.115 | 13887.7 | -2.256 | 12774.434
-1.974 | 13872.519 | -2.115 | 12892.078
-1.833 | 13872.285 | -1.974 | 13002.943
-1.692 | 13880.92 | -1.833 | 13080.54
-1.551 | 13876.105 | -1.692 | 13158.895
-1.41 | 13877.925 | -1.551 | 13243.517
-1.269 | 13861.332 | -1.41 | 13336.084
-1.128 | 13856.346 | -1.269 | 13405.249
-0.987 | 13845.633 | -1.128 | 13470.461
-0.846 | 13830.31 | -0.987 | 13544.218
-0.705 | 13787.737 | -0.846 | 13607.571
-0.564 | 13778.665 | -0.705 | 13661.325
-0.423 | 13792.747 | -0.564 | 13730.756
-0.282 | 13787.444 | -0.423 | 13775.715
-0.141 | 13782.418 | -0.282 | 13788.878
0 | 13781.177 | -0.141 | 13771.047
0.141 | 13763.077 | 0 | 13781.177
0.282 | 13732.18 | 0.141 | 13767.54
0.423 | 13725.684 | 0.282 | 13738.876
0.564 | 13732.908 | 0.423 | 13693.268
0.705 | 13744.688 | 0.564 | 13656.594
0.846 | 13744.148 | 0.705 | 13626.46
0.987 | 13734.582 | 0.846 | 13589.977
1.128 | 13731.005 | 0.987 | 13546.637
1.269 | 13736.849 | 1.128 | 13499.916
1.41 | 13740.657 | 1.269 | 13423.967
1.551 | 13742.162 | 1.41 | 13338.371
1.692 | 13732.211 | 1.551 | 13242.134
1.833 | 13707.736 | 1.692 | 13159.799
1.974 | 13681.395 | 1.833 | 13053.771
2.115 | 13659.893 | 1.974 | 12913.063
2.256 | 13646.109 | 2.115 | 12772.943
2.397 | 13622.067 | 2.256 | 12645.546
2.537 | 13606.223 | 2.397 | 12500.962
2.678 | 13602.475 | 2.537 | 12362.056
2.819 | 13578.01 | 2.678 | 12223.281
2.96 | 13546.435 | 2.819 | 12071.271
3.1 | 13514.064 | 2.96 | 11914.112
3.241 | 13489.384 | 3.1 | 11759.315
3.381 | 13476.275 | 3.241 | 11580.071
3.522 | 13481.857 | 3.381 | 11413.783
3.662 | 13473.035 | 3.522 | 11221.958
3.803 | 13450.323 | 3.662 | 11033.553
3.943 | 13423.038 | 3.803 | 10870.573
4.084 | 13393.552 | 3.943 | 10708.617
4.224 | 13368.746 | 4.084 | 10526.072
4.364 | 13347.229 | 4.224 | 10340.092
4.505 | 13317.61 | 4.364 | 10158.568
4.645 | 13287.708 | 4.505 | 9959.911
4.785 | 13258.995 | 4.645 | 9770.481
4.925 | 13221.236 | 4.785 | 9587.816
5.065 | 13180.247 | 4.925 | 9398.727
5.205 | 13153.554 | 5.065 | 9215.933
5.345 | 13129.476 | 5.205 | 9032.201
5.484 | 13101.525 | 5.345 | 8838.932
5.624 | 13078.126 | 5.484 | 8640.297
5.764 | 13025.704 | 5.624 | 8437.543
5.903 | 12960.739 | 5.764 | 8245
6.043 | 12890.359 | 5.903 | 8036.655
6.182 | 12818.683 | 6.043 | 7847.26
6.322 | 12736.802 | 6.182 | 7649.081
6.461 | 12691.427 | 6.322 | 7462.461
6.6 | 12636.054 | 6.461 | 7260.446
6.739 | 12567.616 | 6.6 | 7071.147
6.879 | 12494.057 | 6.739 | 6879.45
7.018 | 12442.914 | 6.879 | 6690.632
7.156 | 12386.146 | 7.018 | 6520.046
7.295 | 12318.318 | 7.156 | 6348.69
7.434 | 12275.282 | 7.295 | 6173.697
7.573 | 12226.692 | 7.434 | 6003.111
7.711 | 12174.932 | 7.573 | 5830.691
7.85 | 12108.564 | 7.711 | 5660.326
7.988 | 12056.431 | 7.85 | 5501.525
8.126 | 12006.249 | 7.988 | 5343.48
8.265 | 11935.869 | 8.126 | 5188.24
8.403 | 11850.961 | 8.265 | 5041.204
8.541 | 11764.548 | 8.403 | 4892.047
8.679 | 11688.283 | 8.541 | 4737.566
8.816 | 11598.019 | 8.679 | 4604.798
8.954 | 11527.995 | 8.816 | 4466.222
9.092 | 11454.486 | 8.954 | 4331.429
9.229 | 11372.864 | 9.092 | 4205.2
9.366 | 11289.041 | 9.229 | 4076.977
9.504 | 11227.347 | 9.366 | 3937.785
9.641 | 11154.28 | 9.504 | 3813.693
9.778 | 11072.877 | 9.641 | 3694.545
9.915 | 10991.828 | 9.778 | 3575.384
10.052 | 10912.718 | 9.915 | 3460.123
10.188 | 10814.036 | 10.052 | 3353.615
10.325 | 10702.343 | 10.188 | 3246.162
10.461 | 10599.038 | 10.325 | 3137.503
10.598 | 10497.798 | 10.461 | 3036.123
10.734 | 10400.446 | 10.598 | 2938.381
10.87 | 10293.81 | 10.734 | 2842.549
11.006 | 10193.462 | 10.87 | 2746.864
11.142 | 10090.507 | 11.006 | 2653.034
11.278 | 9984.76 | 11.142 | 2563.399
11.413 | 9880.292 | 11.278 | 2475.042
11.549 | 9781.624 | 11.413 | 2394.707
11.684 | 9678.931 | 11.549 | 2317.225
11.819 | 9568.733 | 11.684 | 2245.181
11.954 | 9443.898 | 11.819 | 2177.518
12.089 | 9314.498 | 11.954 | 2108.777
12.224 | 9195.022 | 12.089 | 2035.652
12.359 | 9078.012 | 12.224 | 1966.262
12.493 | 8951.797 | 12.359 | 1897.112
12.628 | 8828.338 | 12.493 | 1828.774
12.762 | 8712.195 | 12.628 | 1765.679
12.896 | 8594.218 | 12.762 | 1710.398
13.03 | 8466.205 | 12.896 | 1660.443
13.164 | 8337.914 | 13.03 | 1612.014
13.297 | 8214.555 | 13.164 | 1556.657
13.431 | 8094.644 | 13.297 | 1503.099
13.564 | 7972.729 | 13.431 | 1450.595
13.698 | 7854.673 | 13.564 | 1398.657
13.831 | 7725.401 | 13.698 | 1349.69
13.964 | 7590.257 | 13.831 | 1303.794
14.096 | 7461.026 | 13.964 | 1261.535
14.229 | 7333.185 | 14.096 | 1223.659
14.361 | 7207.668 | 14.229 | 1186.89
14.494 | 7089.812 | 14.361 | 1146.471
14.626 | 6971.646 | 14.494 | 1107.882
14.758 | 6845.112 | 14.626 | 1072.775
14.89 | 6721.994 | 14.758 | 1037.143
15.021 | 6591.215 | 14.89 | 1003.982
15.153 | 6455.832 | 15.021 | 971.626
15.284 | 6327.059 | 15.153 | 942.233
15.415 | 6196.656 | 15.284 | 910.048
15.546 | 6068.441 | 15.415 | 882.763
15.677 | 5948.881 | 15.546 | 851.729
15.808 | 5827.135 | 15.677 | 822.73
15.938 | 5703.813 | 15.808 | 792.494
16.069 | 5585.129 | 15.938 | 767.529
16.199 | 5468.406 | 16.069 | 744.151
16.329 | 5351.908 | 16.199 | 722.399
16.459 | 5239.366 | 16.329 | 699.395
16.588 | 5121.233 | 16.459 | 680.252
16.718 | 4999.224 | 16.588 | 660.527
16.847 | 4884.616 | 16.718 | 638.732
16.976 | 4777.754 | 16.847 | 617.248
17.105 | 4672.047 | 16.976 | 599.66
17.234 | 4572.501 | 17.105 | 583.953
17.362 | 4470.502 | 17.234 | 569.527
17.491 | 4361.317 | 17.362 | 554.497
17.619 | 4254.777 | 17.491 | 537.815
17.747 | 4149.48 | 17.619 | 519.135
17.875 | 4045.124 | 17.747 | 505.607
18.003 | 3945.726 | 17.875 | 492.92
18.13 | 3851.253 | 18.003 | 480.367
18.257 | 3750.474 | 18.13 | 468.6
18.385 | 3653.698 | 18.257 | 456.537
18.512 | 3562.692 | 18.385 | 444.984
18.638 | 3473.184 | 18.512 | 432.885
18.765 | 3379.921 | 18.638 | 423.515
18.891 | 3288.335 | 18.765 | 415.452
19.017 | 3198.089 | 18.891 | 406.635
19.143 | 3112.182 | 19.017 | 394.102
19.269 | 3028.747 | 19.143 | 380.822
19.395 | 2943.462 | 19.269 | 369.158
19.52 | 2861.674 | 19.395 | 359.057
19.645 | 2782.769 | 19.52 | 352.371
19.77 | 2708.614 | 19.645 | 346.928
19.895 | 2636.621 | 19.77 | 340.569
20.02 | 2566.035 | 19.895 | 333.065
20.144 | 2495.354 | 20.02 | 325.975
20.268 | 2422.195 | 20.144 | 320.107
20.392 | 2351.764 | 20.268 | 313.826
20.516 | 2282.754 | 20.392 | 307
20.64 | 2215.173 | 20.516 | 298.785
20.763 | 2149.972 | 20.64 | 292.024
20.887 | 2088.309 | 20.763 | 286.661
21.01 | 2026.647 | 20.887 | 281.794
21.132 | 1962.203 | 21.01 | 275.991
21.255 | 1900.567 | 21.132 | 271.012
21.378 | 1845.082 | 21.255 | 266.535
21.5 | 1791.175 | 21.378 | 260.392
21.622 | 1741.469 | 21.5 | 253.46
21.744 | 1697.388 | 21.622 | 248.777
21.865 | 1654.42 | 21.744 | 244.866
21.987 | 1611.207 | 21.865 | 241.735
22.108 | 1566.777 | 21.987 | 238.855
22.229 | 1516.397 | 22.108 | 234.793
22.349 | 1466.837 | 22.229 | 229.035
22.47 | 1423.726 | 22.349 | 224.358
22.59 | 1385.999 | 22.47 | 223.158
22.71 | 1346.658 | 22.59 | 219.624
22.83 | 1308.777 | 22.71 | 216.309
22.95 | 1271.755 | 22.83 | 211.416
23.07 | 1233.928 | 22.95 | 205.477
23.189 | 1196.587 | 23.07 | 199.474
23.308 | 1159.735 | 23.189 | 197.612
23.427 | 1122.346 | 23.308 | 195.604
23.546 | 1088.31 | 23.427 | 192.382
23.664 | 1057.308 | 23.546 | 191.04
23.782 | 1029.504 | 23.664 | 189.657
23.9 | 1005.27 | 23.782 | 186.082
24.018 | 981.674 | 23.9 | 181.029
24.136 | 956.097 | 24.018 | 177.935
24.253 | 927.858 | 24.136 | 173.671
24.37 | 901.573 | 24.253 | 171.557
24.487 | 872.394 | 24.37 | 169.889
24.604 | 844.362 | 24.487 | 167.542
24.72 | 821.314 | 24.604 | 163.91
24.836 | 801.231 | 24.72 | 162.916
24.953 | 779.396 | 24.836 | 159.358
25.068 | 757.153 | 24.953 | 157.312
25.184 | 735.25 | 25.068 | 154.648
25.299 | 712.792 | 25.184 | 153.331
25.415 | 692.587 | 25.299 | 147.333
25.53 | 673.314 | 25.415 | 145.014
25.644 | 654.657 | 25.53 | 140.26
25.759 | 637.965 | 25.644 | 138.742
25.873 | 623.438 | 25.759 | 138.452
25.987 | 610.108 | 25.873 | 138.635
26.101 | 596.736 | 25.987 | 136.258
26.215 | 583.692 | 26.101 | 135.739
26.328 | 570.866 | 26.215 | 132.604
26.441 | 557.077 | 26.328 | 131.111
26.554 | 544.023 | 26.441 | 128.98
26.667 | 530.817 | 26.554 | 127.357
26.78 | 516.711 | 26.667 | 124.681
26.892 | 502.521 | 26.78 | 124.753
27.004 | 488.509 | 26.892 | 124.151
27.116 | 474.677 | 27.004 | 123.959
27.228 | 464.653 | 27.116 | 123.313
27.339 | 456.54 | 27.228 | 124.099
27.45 | 447.275 | 27.339 | 121.858
27.561 | 436.465 | 27.45 | 121.161
27.672 | 427.235 | 27.561 | 117.22
27.782 | 416.682 | 27.672 | 115.204
27.893 | 406.602 | 27.782 | 112.409
28.003 | 398.815 | 27.893 | 111.29
28.113 | 391.444 | 28.003 | 108.62
28.222 | 387.755 | 28.113 | 110.115
28.332 | 384.862 | 28.222 | 108.746
28.441 | 378.784 | 28.332 | 104.679
28.55 | 371.413 | 28.441 | 102.541
28.658 | 362.423 | 28.55 | 100.86
28.767 | 351.601 | 28.658 | 100.977
28.875 | 341.107 | 28.767 | 100.7
28.983 | 334.713 | 28.875 | 100.223
29.091 | 330.07 | 28.983 | 98.711
29.199 | 325.677 | 29.091 | 97.229
29.306 | 320.534 | 29.199 | 94.699
29.413 | 317.246 | 29.306 | 93.756
29.52 | 312.364 | 29.413 | 92.605
29.627 | 305.145 | 29.52 | 91.891
29.733 | 298.853 | 29.627 | 91.899
29.84 | 295.654 | 29.733 | 91.462
29.946 | 292.188 | 29.84 | 90.98
30.051 | 288.495 | 29.946 | 91.761
30.157 | 286.914 | 30.051 | 90.498
30.262 | 285.487 | 30.157 | 89.227
30.367 | 282.395 | 30.262 | 87.741
30.472 | 277.912 | 30.367 | 87.155
30.577 | 272.15 | 30.472 | 84.78
30.681 | 267.52 | 30.577 | 84.638
30.786 | 262.606 | 30.681 | 85.08
30.89 | 258.417 | 30.786 | 84.602
30.993 | 254.831 | 30.89 | 84.373
30.993 | 254.831 | 30.89 | 84.373
31.097 | 255.283 | 30.993 | 84.353
31.2 | 256.459 | 31.097 | 84.417
31.303 | 254.617 | 31.2 | 84.227
31.406 | 250.241 | 31.303 | 84.248
31.509 | 245.449 | 31.406 | 83.072
31.611 | 239.376 | 31.509 | 83.26
31.714 | 232.183 | 31.611 | 82.846
31.815 | 227.583 | 31.714 | 80.401
31.917 | 225.08 | 31.815 | 67.504
32.019 | 224.084 | 31.917 | 48.179
32.12 | 224.75 | 32.019 | 34.529

## Lustr V40 (hidden)
Selador | Lamp |  | Wattage
Lustr | Lumileds Rebel |  | 104 |  | Note: Owing to the variability of LEDs, output data and color matches should be viewed as approximate
Note: All data taken with room temperature fixture
| Beam Angle | Field Angle
Horizontal | 14.6 | 28.9
| Accessory Lens | Candela | Field Lumens | Beam Lumens | Lens Efficiency | Efficacy
| V40 | 13000 | 1730 | 1020 | 94.59% | 16.6346
| For Field diameter at any distance, multiply distance by |  |  |  | 0.51537
| For Beam diameter at any distance, multiply distance by |  |  |  | 0.25621
| Throw Distance (ft) | 10 | 15 | 20 | 25
| Throw Distance (m) | 3.048 | 4.572 | 6.096 | 7.62
| Field Diameter (ft) | 5.1537 | 7.7306 | 10.3075 | 12.8843
| Field Diameter (m) | 1.5709 | 2.3563 | 3.1417 | 3.9271
| Illuminance (fc) | 130 | 57.7778 | 32.5 | 20.8
| Illuminance (lux) | 1399.307 | 621.9142 | 349.8268 | 223.8891
Test Distance | Iso-Illuminance Diagram grid lines
72 | 10 | 20 | 30 | 40
| 0.13889 | 0.27778 | 0.41667 | 0.55556
| Beam Angle | Field Angle
Vertical | 29.4 | 44.7
| For Field diameter at any distance, multiply distance by |  |  |  | 0.8223
| For Beam diameter at any distance, multiply distance by |  |  |  | 0.52469
| Throw Distance (ft) | 10 | 15 | 20 | 25
| Throw Distance (m) | 3.048 | 4.572 | 6.096 | 7.62
| Field Diameter (ft) | 8.223 | 12.3345 | 16.446 | 20.5575
| Field Diameter (m) | 2.5064 | 3.7596 | 5.0127 | 6.2659
| Illuminance (fc) | 130 | 57.7778 | 32.5 | 20.8
| Illuminance (lux) | 1399.307 | 621.9142 | 349.8268 | 223.8891
| X |  | Y
-32.12 | 0 | -32.221 | 215.477
-32.019 | 0 | -32.12 | 215.311
-31.917 | 0 | -32.019 | 214.931
-31.815 | 13.12 | -31.917 | 215.956
-31.714 | 36.381 | -31.815 | 218.663
-31.611 | 57.037 | -31.714 | 222.473
-31.509 | 79.187 | -31.611 | 227.203
-31.406 | 92.302 | -31.509 | 231.943
-31.303 | 93.405 | -31.406 | 234.344
-31.2 | 93.439 | -31.303 | 236.643
-31.097 | 95.885 | -31.2 | 239.35
-30.993 | 99.284 | -31.097 | 244.324
-30.89 | 100.685 | -30.993 | 247.408
-30.786 | 101.866 | -30.89 | 250.766
-30.681 | 103.249 | -30.786 | 251.963
-30.577 | 103.415 | -30.681 | 252.442
-30.472 | 102.625 | -30.577 | 254.956
-30.367 | 103.452 | -30.472 | 259.404
-30.262 | 104.316 | -30.367 | 263.119
-30.157 | 104.968 | -30.262 | 270.314
-30.051 | 106.516 | -30.157 | 275.858
-29.946 | 107.156 | -30.051 | 280.834
-29.84 | 107.67 | -29.946 | 283.735
-29.733 | 108.342 | -29.84 | 289.1
-29.627 | 110.061 | -29.733 | 292.644
-29.52 | 111.688 | -29.627 | 299.563
-29.413 | 113.627 | -29.52 | 302.808
-29.306 | 113.99 | -29.413 | 306.153
-29.199 | 115.708 | -29.306 | 309.555
-29.091 | 117.854 | -29.199 | 315.971
-28.983 | 120.025 | -29.091 | 320.236
-28.875 | 119.769 | -28.983 | 327.211
-28.767 | 119.948 | -28.875 | 333.233
-28.658 | 120.047 | -28.767 | 340.044
-28.55 | 120.734 | -28.658 | 344.846
-28.441 | 121.689 | -28.55 | 352.754
-28.332 | 125.171 | -28.441 | 359.127
-28.222 | 126.494 | -28.332 | 364.837
-28.113 | 127.655 | -28.222 | 371.172
-28.003 | 127.187 | -28.113 | 380.99
-27.893 | 130.108 | -28.003 | 388.2
-27.782 | 130.633 | -27.893 | 396.25
-27.672 | 131.498 | -27.782 | 403.676
-27.561 | 130.909 | -27.672 | 411.515
-27.45 | 132.377 | -27.561 | 419.001
-27.339 | 133.949 | -27.45 | 428.988
-27.228 | 136.721 | -27.339 | 440.128
-27.116 | 139.363 | -27.228 | 450.293
-27.004 | 142.289 | -27.116 | 463.713
-26.892 | 143.813 | -27.004 | 474.01
-26.78 | 144.805 | -26.892 | 484.657
-26.667 | 145.902 | -26.78 | 493.187
-26.554 | 148.775 | -26.667 | 506.097
-26.441 | 148.041 | -26.554 | 516.146
-26.328 | 149.894 | -26.441 | 529.467
-26.215 | 152.104 | -26.328 | 542.932
-26.101 | 153.972 | -26.215 | 555.251
-25.987 | 154.475 | -26.101 | 569.258
-25.873 | 156.726 | -25.987 | 584.1
-25.759 | 159.182 | -25.873 | 595.937
-25.644 | 162.93 | -25.759 | 611.598
-25.53 | 166.041 | -25.644 | 626.879
-25.415 | 168.414 | -25.53 | 643.375
-25.299 | 170.918 | -25.415 | 658.622
-25.184 | 173.515 | -25.299 | 679.429
-25.068 | 174.882 | -25.184 | 694.847
-24.953 | 177.204 | -25.068 | 712.36
-24.836 | 179.193 | -24.953 | 731.843
-24.72 | 183.44 | -24.836 | 752.709
-24.604 | 185.861 | -24.72 | 774.524
-24.487 | 188.48 | -24.604 | 797.349
-24.37 | 191.507 | -24.487 | 823.503
-24.253 | 196.235 | -24.37 | 840.69
-24.136 | 197.267 | -24.253 | 863.673
-24.018 | 199.375 | -24.136 | 885.028
-23.9 | 204.218 | -24.018 | 909.614
-23.782 | 208.827 | -23.9 | 931.983
-23.664 | 212.824 | -23.782 | 958.323
-23.546 | 216.972 | -23.664 | 987.323
-23.427 | 220.686 | -23.546 | 1018.169
-23.308 | 221.363 | -23.427 | 1048.852
-23.189 | 224.636 | -23.308 | 1082.804
-23.07 | 228.438 | -23.189 | 1115.722
-22.95 | 231.677 | -23.07 | 1149.969
-22.83 | 235.408 | -22.95 | 1184.515
-22.71 | 240.915 | -22.83 | 1218.815
-22.59 | 246.528 | -22.71 | 1253.175
-22.47 | 250.867 | -22.59 | 1288.812
-22.349 | 254.212 | -22.47 | 1325.042
-22.229 | 257.506 | -22.349 | 1362.567
-22.108 | 260.851 | -22.229 | 1406.234
-21.987 | 262.881 | -22.108 | 1451.819
-21.865 | 267.461 | -21.987 | 1493.912
-21.744 | 273.709 | -21.865 | 1537.624
-21.622 | 280.82 | -21.744 | 1580.558
-21.5 | 287.138 | -21.622 | 1625.827
-21.378 | 294.183 | -21.5 | 1674.703
-21.255 | 300.865 | -21.378 | 1726.468
-21.132 | 306.37 | -21.255 | 1779.689
-21.01 | 311.948 | -21.132 | 1836.158
-20.887 | 319.161 | -21.01 | 1890.464
-20.763 | 326.015 | -20.887 | 1946.76
-20.64 | 331.153 | -20.763 | 2006.886
-20.516 | 337.205 | -20.64 | 2064.071
-20.392 | 346.166 | -20.516 | 2121.088
-20.268 | 353.251 | -20.392 | 2182.004
-20.144 | 361.268 | -20.268 | 2249.979
-20.02 | 372.26 | -20.144 | 2318.702
-19.895 | 381.956 | -20.02 | 2385.831
-19.77 | 391.385 | -19.895 | 2459.911
-19.645 | 401.569 | -19.77 | 2534.392
-19.52 | 410.819 | -19.645 | 2605.552
-19.395 | 419.617 | -19.52 | 2679.126
-19.269 | 429.041 | -19.395 | 2758.647
-19.143 | 439.781 | -19.269 | 2836.999
-19.017 | 451.48 | -19.143 | 2917.596
-18.891 | 464.416 | -19.017 | 2998.004
-18.765 | 478.33 | -18.891 | 3077.537
-18.638 | 489.687 | -18.765 | 3163.807
-18.512 | 501.247 | -18.638 | 3248.748
-18.385 | 514.531 | -18.512 | 3334.301
-18.257 | 530.305 | -18.385 | 3423.294
-18.13 | 544.899 | -18.257 | 3521.26
-18.003 | 563.975 | -18.13 | 3618.64
-17.875 | 582.449 | -18.003 | 3717.449
-17.747 | 599.034 | -17.875 | 3821.193
-17.619 | 612.301 | -17.747 | 3920.802
-17.491 | 629.957 | -17.619 | 4020.449
-17.362 | 647.055 | -17.491 | 4117.81
-17.234 | 667.015 | -17.362 | 4219.228
-17.105 | 686.867 | -17.234 | 4318.734
-16.976 | 711.047 | -17.105 | 4427.481
-16.847 | 735.649 | -16.976 | 4535.272
-16.718 | 758.585 | -16.847 | 4648.391
-16.588 | 782.672 | -16.718 | 4759.428
-16.459 | 808.146 | -16.588 | 4876.097
-16.329 | 833.406 | -16.459 | 4995.536
-16.199 | 860.134 | -16.329 | 5114.127
-16.069 | 887.663 | -16.199 | 5230.497
-15.938 | 915.572 | -16.069 | 5354.006
-15.808 | 946.156 | -15.938 | 5478.431
-15.677 | 979.221 | -15.808 | 5600.282
-15.546 | 1013.388 | -15.677 | 5729.342
-15.415 | 1047.643 | -15.546 | 5856.036
-15.284 | 1078.613 | -15.415 | 5977.774
-15.153 | 1111.222 | -15.284 | 6099.68
-15.021 | 1148.795 | -15.153 | 6223.087
-14.89 | 1188.625 | -15.021 | 6348.169
-14.758 | 1227.824 | -14.89 | 6473.537
-14.626 | 1271.382 | -14.758 | 6600.106
-14.494 | 1320.038 | -14.626 | 6721.159
-14.361 | 1366.694 | -14.494 | 6849.23
-14.229 | 1411.305 | -14.361 | 6976.925
-14.096 | 1457.174 | -14.229 | 7109.879
-13.964 | 1506.301 | -14.096 | 7233.569
-13.831 | 1556.613 | -13.964 | 7378.717
-13.698 | 1612.738 | -13.831 | 7523.192
-13.564 | 1671.268 | -13.698 | 7660.399
-13.431 | 1726.359 | -13.564 | 7781.617
-13.297 | 1780.451 | -13.431 | 7909.974
-13.164 | 1838.993 | -13.297 | 8020.996
-13.03 | 1901.474 | -13.164 | 8126.889
-12.896 | 1967.392 | -13.03 | 8245.526
-12.762 | 2036.475 | -12.896 | 8363.339
-12.628 | 2108.338 | -12.762 | 8483.203
-12.493 | 2181.431 | -12.628 | 8616.778
-12.359 | 2254.325 | -12.493 | 8748.962
-12.224 | 2331.15 | -12.359 | 8882.645
-12.089 | 2413.428 | -12.224 | 9010.372
-11.954 | 2495.916 | -12.089 | 9138.455
-11.819 | 2582.497 | -11.954 | 9257.28
-11.684 | 2669.367 | -11.819 | 9389.08
-11.549 | 2762.009 | -11.684 | 9508.34
-11.413 | 2855.465 | -11.549 | 9623.514
-11.278 | 2955.792 | -11.413 | 9723.283
-11.142 | 3052.08 | -11.278 | 9839.777
-11.006 | 3148.507 | -11.142 | 9943.225
-10.87 | 3240.925 | -11.006 | 10054.138
-10.734 | 3339.357 | -10.87 | 10150.357
-10.598 | 3439.529 | -10.734 | 10253.995
-10.461 | 3540.044 | -10.598 | 10346.396
-10.325 | 3649.469 | -10.461 | 10439.287
-10.188 | 3760.447 | -10.325 | 10535.52
-10.052 | 3879.127 | -10.188 | 10639.905
-9.915 | 4004.985 | -10.052 | 10724.894
-9.778 | 4118.735 | -9.915 | 10801.489
-9.641 | 4236.98 | -9.778 | 10886.494
-9.504 | 4356.69 | -9.641 | 10982.433
-9.366 | 4488.073 | -9.504 | 11067.726
-9.229 | 4616.119 | -9.366 | 11157.022
-9.092 | 4746.835 | -9.229 | 11257.797
-8.954 | 4875.393 | -9.092 | 11337.263
-8.816 | 5003.792 | -8.954 | 11402.829
-8.679 | 5142.184 | -8.816 | 11465.891
-8.541 | 5288.897 | -8.679 | 11540.378
-8.403 | 5435.074 | -8.541 | 11613.92
-8.265 | 5576.31 | -8.403 | 11683.865
-8.126 | 5731.825 | -8.265 | 11759.931
-7.988 | 5894.77 | -8.126 | 11830.083
-7.85 | 6049.472 | -7.988 | 11882.033
-7.711 | 6216.659 | -7.85 | 11931.636
-7.573 | 6379.718 | -7.711 | 11980.487
-7.434 | 6539.896 | -7.573 | 12041.547
-7.295 | 6693.262 | -7.434 | 12109.797
-7.156 | 6856.626 | -7.295 | 12177.408
-7.018 | 7014.506 | -7.156 | 12231.25
-6.879 | 7181.858 | -7.018 | 12268.673
-6.739 | 7351.748 | -6.879 | 12309.192
-6.6 | 7520.167 | -6.739 | 12350.252
-6.461 | 7697.203 | -6.6 | 12393.615
-6.322 | 7876.971 | -6.461 | 12431.181
-6.182 | 8055.095 | -6.322 | 12469.896
-6.043 | 8227.157 | -6.182 | 12504.865
-5.903 | 8397.122 | -6.043 | 12529.211
-5.764 | 8555.105 | -5.903 | 12549.305
-5.624 | 8717.34 | -5.764 | 12570.905
-5.484 | 8910.144 | -5.624 | 12588.104
-5.345 | 9092.226 | -5.484 | 12613.333
-5.205 | 9271.74 | -5.345 | 12642.215
-5.065 | 9438.191 | -5.205 | 12653.254
-4.925 | 9602.198 | -5.065 | 12659.146
-4.785 | 9754.863 | -4.925 | 12683.492
-4.645 | 9914.539 | -4.785 | 12680.347
-4.505 | 10077.765 | -4.645 | 12674.072
-4.364 | 10234.976 | -4.505 | 12670.628
-4.224 | 10392.27 | -4.364 | 12673.038
-4.084 | 10556.511 | -4.224 | 12681.024
-3.943 | 10710.624 | -4.084 | 12686.574
-3.803 | 10876.618 | -3.943 | 12685.171
-3.662 | 11041.706 | -3.803 | 12713.172
-3.522 | 11188.853 | -3.662 | 12753.025
-3.381 | 11327.412 | -3.522 | 12775.378
-3.241 | 11465.225 | -3.381 | 12793.532
-3.1 | 11597.15 | -3.241 | 12807.225
-2.96 | 11732.138 | -3.1 | 12809.341
-2.819 | 11874.966 | -2.96 | 12817.259
-2.678 | 11984.53 | -2.819 | 12835.293
-2.537 | 12098.551 | -2.678 | 12851.224
-2.397 | 12213.646 | -2.537 | 12872.358
-2.256 | 12315.656 | -2.397 | 12902.18
-2.115 | 12390.087 | -2.256 | 12909.474
-1.974 | 12471.808 | -2.115 | 12911.086
-1.833 | 12545.011 | -1.974 | 12909.683
-1.692 | 12617.422 | -1.833 | 12897.737
-1.551 | 12671.81 | -1.692 | 12897.602
-1.41 | 12723.029 | -1.551 | 12904.536
-1.269 | 12768.239 | -1.41 | 12907.26
-1.128 | 12836.074 | -1.269 | 12893.732
-0.987 | 12882.009 | -1.128 | 12891.554
-0.846 | 12899.489 | -0.987 | 12907.366
-0.705 | 12891.37 | -0.846 | 12908.472
-0.564 | 12906.285 | -0.705 | 12933.383
-0.423 | 12927.596 | -0.564 | 12953.264
-0.282 | 12945.926 | -0.423 | 12952.386
-0.141 | 12951.311 | -0.282 | 12946.192
0 | 12938.521 | -0.141 | 12938.293
0.141 | 12910.104 | 0 | 12938.521
0.282 | 12881.709 | 0.141 | 12926.576
0.423 | 12861.888 | 0.282 | 12925.229
0.564 | 12839.722 | 0.423 | 12903.843
0.705 | 12822.357 | 0.564 | 12896.267
0.846 | 12783.375 | 0.705 | 12919.485
0.987 | 12741.8 | 0.846 | 12949.639
1.128 | 12695.634 | 0.987 | 12970.918
1.269 | 12646.468 | 1.128 | 12984.303
1.41 | 12589.191 | 1.269 | 12983.465
1.551 | 12536.51 | 1.41 | 12972.41
1.692 | 12461.078 | 1.551 | 12972.598
1.833 | 12380.196 | 1.692 | 12988.025
1.974 | 12283.318 | 1.833 | 12995.418
2.115 | 12194.04 | 1.974 | 12984.392
2.256 | 12094.761 | 2.115 | 12956.211
2.397 | 11987.891 | 2.256 | 12943.56
2.537 | 11861.399 | 2.397 | 12918.643
2.678 | 11741.914 | 2.537 | 12908.357
2.819 | 11603.866 | 2.678 | 12893.606
2.96 | 11459.711 | 2.819 | 12890.329
3.1 | 11321.201 | 2.96 | 12891.681
3.241 | 11184.332 | 3.1 | 12897.108
3.381 | 11050.004 | 3.241 | 12888.06
3.522 | 10927.674 | 3.381 | 12875.443
3.662 | 10801.417 | 3.522 | 12851.821
3.803 | 10644.611 | 3.662 | 12840.864
3.943 | 10486.128 | 3.803 | 12836.837
4.084 | 10326.25 | 3.943 | 12826.451
4.224 | 10177.744 | 4.084 | 12799.389
4.364 | 10015.775 | 4.224 | 12794.943
4.505 | 9862.033 | 4.364 | 12786.859
4.645 | 9708.742 | 4.505 | 12777.113
4.785 | 9545.37 | 4.645 | 12769.753
4.925 | 9376.188 | 4.785 | 12762.581
5.065 | 9203.541 | 4.925 | 12752.318
5.205 | 9035.214 | 5.065 | 12743.85
5.345 | 8865.688 | 5.205 | 12733.629
5.484 | 8701.2 | 5.345 | 12717.477
5.624 | 8536.2 | 5.484 | 12692.606
5.764 | 8358.457 | 5.624 | 12657.137
5.903 | 8178.596 | 5.764 | 12623.398
6.043 | 7996.091 | 5.903 | 12572.926
6.182 | 7812.628 | 6.043 | 12524.051
6.322 | 7632.47 | 6.182 | 12476.477
6.461 | 7462.061 | 6.322 | 12440.998
6.6 | 7284.612 | 6.461 | 12406.836
6.739 | 7104.355 | 6.6 | 12358.841
6.879 | 6925.263 | 6.739 | 12301.614
7.018 | 6756.705 | 6.879 | 12233.634
7.156 | 6600.36 | 7.018 | 12184.08
7.295 | 6439.755 | 7.156 | 12133.634
7.434 | 6285.632 | 7.295 | 12100.474
7.573 | 6129.52 | 7.434 | 12059.576
7.711 | 5977.384 | 7.573 | 12001.234
7.85 | 5822.395 | 7.711 | 11942.182
7.988 | 5681.881 | 7.85 | 11897.038
8.126 | 5537.394 | 7.988 | 11844.773
8.265 | 5385.761 | 8.126 | 11793.196
8.403 | 5236.392 | 8.265 | 11732.765
8.541 | 5088.93 | 8.403 | 11669.705
8.679 | 4937.626 | 8.541 | 11591.311
8.816 | 4793.609 | 8.679 | 11518.184
8.954 | 4652.295 | 8.816 | 11437.45
9.092 | 4506.924 | 8.954 | 11360.767
9.229 | 4365.79 | 9.092 | 11287.95
9.366 | 4239.413 | 9.229 | 11207.516
9.504 | 4121.58 | 9.366 | 11114.592
9.641 | 4007.49 | 9.504 | 11012.895
9.778 | 3892.795 | 9.641 | 10936.629
9.915 | 3776.79 | 9.778 | 10851.877
10.052 | 3659.215 | 9.915 | 10768.525
10.188 | 3538.749 | 10.052 | 10678.808
10.325 | 3417.942 | 10.188 | 10603.791
10.461 | 3308.325 | 10.325 | 10504.744
10.598 | 3204.705 | 10.461 | 10413.864
10.734 | 3108.951 | 10.598 | 10294.725
10.87 | 3015.788 | 10.734 | 10188.529
11.006 | 2923.621 | 10.87 | 10067.13
11.142 | 2827.219 | 11.006 | 9940.403
11.278 | 2731.966 | 11.142 | 9805.872
11.413 | 2642.575 | 11.278 | 9687.076
11.549 | 2559.095 | 11.413 | 9564.836
11.684 | 2475.946 | 11.549 | 9447.069
11.819 | 2397.574 | 11.684 | 9329.517
11.954 | 2319.314 | 11.819 | 9211.806
12.089 | 2245.711 | 11.954 | 9110.302
12.224 | 2171.033 | 12.089 | 8994.807
12.359 | 2101.657 | 12.224 | 8874.787
12.493 | 2032.98 | 12.359 | 8766.948
12.628 | 1967.889 | 12.493 | 8663.545
12.762 | 1906.657 | 12.628 | 8538.719
12.896 | 1847.005 | 12.762 | 8414.327
13.03 | 1784.168 | 12.896 | 8283.196
13.164 | 1724.631 | 13.03 | 8155.111
13.297 | 1668.409 | 13.164 | 8021.851
13.431 | 1615.372 | 13.297 | 7896.184
13.564 | 1561.512 | 13.431 | 7763.618
13.698 | 1516.094 | 13.564 | 7627.959
13.831 | 1473.82 | 13.698 | 7491.185
13.964 | 1430.459 | 13.831 | 7350.642
14.096 | 1386.179 | 13.964 | 7207.322
14.229 | 1343.861 | 14.096 | 7079.843
14.361 | 1302.228 | 14.229 | 6958.013
14.494 | 1259.438 | 14.361 | 6828.443
14.626 | 1216.422 | 14.494 | 6702.036
14.758 | 1177.113 | 14.626 | 6568.919
14.89 | 1140.765 | 14.758 | 6441.508
15.021 | 1104.738 | 14.89 | 6304.376
15.153 | 1071.132 | 15.021 | 6168.7
15.284 | 1039.039 | 15.153 | 6040.597
15.415 | 1005.919 | 15.284 | 5919.956
15.546 | 976.397 | 15.415 | 5801.062
15.677 | 949.393 | 15.546 | 5682.642
15.808 | 924.234 | 15.677 | 5561.837
15.938 | 899.375 | 15.808 | 5441.371
16.069 | 873.082 | 15.938 | 5315.267
16.199 | 845.853 | 16.069 | 5199.535
16.329 | 818.736 | 16.199 | 5080.971
16.459 | 793.869 | 16.329 | 4955.766
16.588 | 770.177 | 16.459 | 4836.949
16.718 | 750.298 | 16.588 | 4727.905
16.847 | 731.073 | 16.718 | 4620.854
16.976 | 710.196 | 16.847 | 4512.14
17.105 | 688.723 | 16.976 | 4404.208
17.234 | 671.924 | 17.105 | 4289.42
17.362 | 652.281 | 17.234 | 4178.067
17.491 | 631.672 | 17.362 | 4066.043
17.619 | 615.892 | 17.491 | 3955.728
17.747 | 603.955 | 17.619 | 3851.517
17.875 | 587.904 | 17.747 | 3755.629
18.003 | 573.056 | 17.875 | 3657.913
18.13 | 562.419 | 18.003 | 3563.112
18.257 | 549.662 | 18.13 | 3468.641
18.385 | 535.516 | 18.257 | 3372.421
18.512 | 522.839 | 18.385 | 3279.505
18.638 | 510.579 | 18.512 | 3187.607
18.765 | 495.513 | 18.638 | 3100.82
18.891 | 482.265 | 18.765 | 3018.052
19.017 | 470.061 | 18.891 | 2938.447
19.143 | 461.051 | 19.017 | 2858.693
19.269 | 450.55 | 19.143 | 2775.666
19.395 | 438.358 | 19.269 | 2692.564
19.52 | 427.446 | 19.395 | 2616.284
19.645 | 417.407 | 19.52 | 2541.954
19.77 | 409.11 | 19.645 | 2469.809
19.895 | 399.211 | 19.77 | 2398.649
20.02 | 388.563 | 19.895 | 2328.002
20.144 | 378.06 | 20.02 | 2260.751
20.268 | 370.662 | 20.144 | 2195.347
20.392 | 361.296 | 20.268 | 2127.551
20.516 | 352.243 | 20.392 | 2065.831
20.64 | 344.866 | 20.516 | 2007.673
20.763 | 337.877 | 20.64 | 1948.889
20.887 | 329.357 | 20.763 | 1890.999
21.01 | 321.418 | 20.887 | 1834.954
21.132 | 314.686 | 21.01 | 1779.786
21.255 | 308.644 | 21.132 | 1731.198
21.378 | 304.58 | 21.255 | 1682.278
21.5 | 300.959 | 21.378 | 1635.262
21.622 | 296.859 | 21.5 | 1587.655
21.744 | 291.313 | 21.622 | 1538.36
21.865 | 284.91 | 21.744 | 1489.719
21.987 | 279.342 | 21.865 | 1446.288
22.108 | 275.417 | 21.987 | 1401.409
22.229 | 272.109 | 22.108 | 1361.016
22.349 | 267.476 | 22.229 | 1325.981
22.47 | 262.584 | 22.349 | 1289.662
22.59 | 257.6 | 22.47 | 1251.947
22.71 | 253.031 | 22.59 | 1217.855
22.83 | 248.745 | 22.71 | 1183.758
22.95 | 244.947 | 22.83 | 1151.691
23.07 | 239.56 | 22.95 | 1116.329
23.189 | 235.171 | 23.07 | 1080.339
23.308 | 232.887 | 23.189 | 1047.377
23.427 | 230.419 | 23.308 | 1017.911
23.546 | 225.766 | 23.427 | 989.047
23.664 | 222.298 | 23.546 | 961.03
23.782 | 218.882 | 23.664 | 938.12
23.9 | 215.899 | 23.782 | 910.961
24.018 | 212.901 | 23.9 | 885.361
24.136 | 209.258 | 24.018 | 860.285
24.253 | 206.436 | 24.136 | 834.898
24.37 | 204.689 | 24.253 | 808.532
24.487 | 202.968 | 24.37 | 784.693
24.604 | 200.283 | 24.487 | 765.024
24.72 | 196.449 | 24.604 | 744.079
24.836 | 192.452 | 24.72 | 725.146
24.953 | 188.219 | 24.836 | 702.41
25.068 | 186.214 | 24.953 | 682.613
25.184 | 186.206 | 25.068 | 662.634
25.299 | 185.658 | 25.184 | 643.259
25.415 | 183.053 | 25.299 | 625.68
25.53 | 178.95 | 25.415 | 610.38
25.644 | 176.093 | 25.53 | 597.778
25.759 | 174.42 | 25.644 | 583.581
25.873 | 173.358 | 25.759 | 568.975
25.987 | 171.813 | 25.873 | 554.941
26.101 | 170.003 | 25.987 | 544.594
26.215 | 166.748 | 26.101 | 531.582
26.328 | 164.249 | 26.215 | 516.176
26.441 | 161.364 | 26.328 | 502.968
26.554 | 159.131 | 26.441 | 488.201
26.667 | 158.3 | 26.554 | 474.572
26.78 | 156.791 | 26.667 | 464.139
26.892 | 154.449 | 26.78 | 451.18
27.004 | 152.431 | 26.892 | 437.468
27.116 | 150.477 | 27.004 | 427.807
27.228 | 149.04 | 27.116 | 420.612
27.339 | 149.072 | 27.228 | 410.199
27.45 | 150.131 | 27.339 | 402.869
27.561 | 149.899 | 27.45 | 398.422
27.672 | 148.289 | 27.561 | 386.397
27.782 | 146.516 | 27.672 | 376.556
27.893 | 145.078 | 27.782 | 368.764
28.003 | 142.434 | 27.893 | 360
28.113 | 140.238 | 28.003 | 350.295
28.222 | 138.961 | 28.113 | 344.169
28.332 | 137.131 | 28.222 | 337.732
28.441 | 133.686 | 28.332 | 329.464
28.55 | 131.396 | 28.441 | 321.183
28.658 | 130.507 | 28.55 | 313.555
28.767 | 129.494 | 28.658 | 307.767
28.875 | 129.067 | 28.767 | 303.204
28.983 | 128.757 | 28.875 | 298.097
29.091 | 127.37 | 28.983 | 291.49
29.199 | 126.612 | 29.091 | 285.556
29.306 | 125.689 | 29.199 | 277.948
29.413 | 124.841 | 29.306 | 271.532
29.52 | 123.664 | 29.413 | 268.492
29.627 | 122.681 | 29.52 | 264.907
29.733 | 122.26 | 29.627 | 258.184
29.84 | 122.568 | 29.733 | 254.867
29.946 | 123.695 | 29.84 | 250.306
30.051 | 122.617 | 29.946 | 245.839
30.157 | 120.421 | 30.051 | 242.12
30.262 | 119.406 | 30.157 | 240.349
30.367 | 119.584 | 30.262 | 235.143
30.472 | 118.601 | 30.367 | 230.276
30.577 | 117.861 | 30.472 | 225.708
30.681 | 116.197 | 30.577 | 220.027
30.786 | 116.49 | 30.681 | 215.645
30.89 | 118.846 | 30.786 | 213.203
30.993 | 118.263 | 30.89 | 210.786
30.993 | 118.263 | 30.89 | 210.786
31.097 | 116.153 | 30.993 | 207.593
31.2 | 115.345 | 31.097 | 205.352
31.303 | 114.786 | 31.2 | 201.695
31.406 | 113.155 | 31.303 | 198.523
31.509 | 113.528 | 31.406 | 195.885
31.611 | 113.386 | 31.509 | 193.529
31.714 | 110.999 | 31.611 | 191.845
31.815 | 108.249 | 31.714 | 187.387
31.917 | 107.435 | 31.815 | 158.26
32.019 | 107.792 | 31.917 | 113.821
32.12 | 108.319 | 32.019 | 82.889

## Lustr H50 (hidden)
Selador | Lamp |  | Wattage
Lustr | Lumileds Rebel |  | 104 |  | Note: Owing to the variability of LEDs, output data and color matches should be viewed as approximate
Note: All data taken with room temperature fixture
| Beam Angle | Field Angle
Horizontal | 58.5 | 75
| Accessory Lens | Candela | Field Lumens | Beam Lumens | Lens Efficiency | Efficacy
| H50 | 7680 | 1740 | 930 | 95.13% | 16.7308
| For Field diameter at any distance, multiply distance by |  |  |  | 1.5347
| For Beam diameter at any distance, multiply distance by |  |  |  | 1.1201
| Throw Distance (ft) | 10 | 15 | 20 | 25
| Throw Distance (m) | 3.048 | 4.572 | 6.096 | 7.62
| Field Diameter (ft) | 15.3465 | 23.0198 | 30.6931 | 38.3663
| Field Diameter (m) | 4.6776 | 7.0164 | 9.3553 | 11.6941
| Illuminance (fc) | 76.8 | 34.1333 | 19.2 | 12.288
| Illuminance (lux) | 826.6675 | 367.4078 | 206.6669 | 132.2668
Test Distance | Iso-Illuminance Diagram grid lines
60.6 | 10 | 20 | 30 | 40
| 0.16502 | 0.33003 | 0.49505 | 0.66007
| Beam Angle | Field Angle
Vertical | 13.7 | 28
| For Field diameter at any distance, multiply distance by |  |  |  | 0.49866
| For Beam diameter at any distance, multiply distance by |  |  |  | 0.24026
| Throw Distance (ft) | 10 | 15 | 20 | 25
| Throw Distance (m) | 3.048 | 4.572 | 6.096 | 7.62
| Field Diameter (ft) | 4.9866 | 7.4798 | 9.9731 | 12.4664
| Field Diameter (m) | 1.5199 | 2.2799 | 3.0398 | 3.7998
| Illuminance (fc) | 76.8 | 34.1333 | 19.2 | 12.288
| Illuminance (lux) | 826.6675 | 367.4078 | 206.6669 | 132.2668
| X |  | Y
-36.719 | 0 | -36.826 | 57.56
-36.611 | 0 | -36.719 | 58.194
-36.503 | 0 | -36.611 | 58.223
-36.394 | 192.694 | -36.503 | 58.051
-36.286 | 518.817 | -36.394 | 58.927
-36.176 | 851.197 | -36.286 | 58.501
-36.067 | 1192.666 | -36.176 | 58.364
-35.957 | 1414.848 | -36.067 | 58.762
-35.848 | 1450.38 | -35.957 | 60.327
-35.737 | 1486.55 | -35.848 | 61.772
-35.627 | 1518.758 | -35.737 | 62.044
-35.516 | 1552.601 | -35.627 | 62.557
-35.405 | 1588.44 | -35.516 | 61.67
-35.293 | 1624.658 | -35.405 | 61.38
-35.181 | 1661.317 | -35.293 | 60.261
-35.069 | 1704.864 | -35.181 | 59.495
-34.957 | 1744.41 | -35.069 | 59.662
-34.844 | 1788.89 | -34.957 | 60.442
-34.731 | 1831.223 | -34.844 | 61.215
-34.618 | 1872.683 | -34.731 | 62.388
-34.504 | 1915.971 | -34.618 | 63.719
-34.39 | 1958.181 | -34.504 | 63.862
-34.276 | 1998.36 | -34.39 | 63.601
-34.161 | 2039.753 | -34.276 | 63.976
-34.046 | 2088.034 | -34.161 | 64.944
-33.931 | 2136.563 | -34.046 | 65.541
-33.815 | 2182.577 | -33.931 | 65.044
-33.7 | 2224.276 | -33.815 | 65.732
-33.583 | 2264.446 | -33.7 | 66.479
-33.467 | 2313.089 | -33.583 | 67.708
-33.35 | 2361.772 | -33.467 | 66.722
-33.233 | 2410.718 | -33.35 | 68.1
-33.116 | 2461.171 | -33.233 | 68.984
-32.998 | 2512.731 | -33.116 | 69.829
-32.88 | 2554.42 | -32.998 | 69.932
-32.762 | 2599.901 | -32.88 | 71.114
-32.643 | 2653.068 | -32.762 | 70.514
-32.524 | 2706.169 | -32.643 | 70.485
-32.405 | 2751.07 | -32.524 | 71.241
-32.285 | 2796.311 | -32.405 | 72.773
-32.165 | 2852.436 | -32.285 | 73.606
-32.045 | 2911.62 | -32.165 | 74.184
-31.924 | 2961.666 | -32.045 | 73.922
-31.803 | 3014.242 | -31.924 | 75.14
-31.682 | 3063.606 | -31.803 | 75.887
-31.561 | 3110.25 | -31.682 | 74.765
-31.439 | 3162.206 | -31.561 | 74.321
-31.317 | 3222.129 | -31.439 | 75.637
-31.194 | 3276.633 | -31.317 | 76.49
-31.071 | 3329.677 | -31.194 | 76.553
-30.948 | 3376.949 | -31.071 | 77.035
-30.825 | 3416.911 | -30.948 | 76.558
-30.701 | 3465.073 | -30.825 | 76.501
-30.577 | 3509.365 | -30.701 | 76.236
-30.453 | 3555.707 | -30.577 | 76.946
-30.328 | 3601.998 | -30.453 | 78.091
-30.203 | 3655.527 | -30.328 | 80.104
-30.078 | 3702.966 | -30.203 | 81.694
-29.952 | 3754.687 | -30.078 | 82.487
-29.826 | 3813.867 | -29.952 | 82.724
-29.7 | 3873.474 | -29.826 | 82.757
-29.573 | 3921.573 | -29.7 | 83.536
-29.446 | 3967.699 | -29.573 | 83.85
-29.319 | 4018.715 | -29.446 | 84.533
-29.191 | 4068.063 | -29.319 | 85.665
-29.063 | 4113.223 | -29.191 | 87.693
-28.935 | 4166.008 | -29.063 | 88.578
-28.807 | 4219.955 | -28.935 | 90.411
-28.678 | 4270.341 | -28.807 | 90.524
-28.549 | 4314.151 | -28.678 | 91.276
-28.419 | 4361.306 | -28.549 | 90.607
-28.289 | 4405.377 | -28.419 | 90.855
-28.159 | 4441.562 | -28.289 | 90.027
-28.029 | 4479.718 | -28.159 | 90.934
-27.898 | 4520.723 | -28.029 | 93.339
-27.767 | 4566.069 | -27.898 | 93.301
-27.636 | 4608.373 | -27.767 | 92.8
-27.504 | 4648.1 | -27.636 | 92.276
-27.372 | 4679.958 | -27.504 | 93.239
-27.24 | 4718.6 | -27.372 | 93.228
-27.107 | 4751.785 | -27.24 | 95.385
-26.974 | 4789.384 | -27.107 | 97.634
-26.841 | 4822.343 | -26.974 | 98.564
-26.707 | 4853.695 | -26.841 | 100.044
-26.573 | 4882.853 | -26.707 | 101.592
-26.439 | 4915.949 | -26.573 | 103.261
-26.305 | 4947.117 | -26.439 | 103.11
-26.17 | 4984.604 | -26.305 | 103.482
-26.035 | 5020.668 | -26.17 | 103.955
-25.899 | 5059.9 | -26.035 | 104.815
-25.763 | 5088.251 | -25.899 | 107.685
-25.627 | 5112.382 | -25.763 | 110.459
-25.491 | 5144.545 | -25.627 | 113.624
-25.354 | 5170.427 | -25.491 | 115.77
-25.217 | 5190.297 | -25.354 | 117.698
-25.08 | 5214.299 | -25.217 | 118.622
-24.942 | 5244.387 | -25.08 | 119.235
-24.804 | 5273.078 | -24.942 | 119.895
-24.666 | 5299.359 | -24.804 | 120.073
-24.527 | 5327.555 | -24.666 | 121.078
-24.389 | 5349.277 | -24.527 | 122.576
-24.249 | 5367.844 | -24.389 | 124.239
-24.11 | 5391.603 | -24.249 | 126.363
-23.97 | 5426.18 | -24.11 | 128.103
-23.83 | 5453.003 | -23.97 | 128.943
-23.69 | 5474.479 | -23.83 | 130.295
-23.549 | 5492.028 | -23.69 | 132.031
-23.408 | 5507.394 | -23.549 | 133.976
-23.267 | 5516.642 | -23.408 | 136.104
-23.125 | 5536.336 | -23.267 | 138.656
-22.983 | 5557.283 | -23.125 | 141.725
-22.841 | 5583.994 | -22.983 | 145.137
-22.699 | 5612.99 | -22.841 | 148.456
-22.556 | 5642.194 | -22.699 | 150.988
-22.413 | 5672.083 | -22.556 | 153.816
-22.269 | 5702.748 | -22.413 | 155.365
-22.126 | 5738.185 | -22.269 | 157.499
-21.982 | 5761.523 | -22.126 | 159.857
-21.837 | 5780.215 | -21.982 | 163.052
-21.693 | 5800.217 | -21.837 | 166.628
-21.548 | 5825.964 | -21.693 | 170.958
-21.403 | 5852.836 | -21.548 | 174.515
-21.258 | 5864.872 | -21.403 | 177.422
-21.112 | 5884.834 | -21.258 | 180.895
-20.966 | 5911.613 | -21.112 | 184.904
-20.82 | 5939.412 | -20.966 | 187.806
-20.673 | 5962.985 | -20.82 | 191.129
-20.526 | 5994.492 | -20.673 | 194.159
-20.379 | 6026.007 | -20.526 | 196.44
-20.232 | 6056.734 | -20.379 | 199.67
-20.084 | 6083.116 | -20.232 | 204.523
-19.936 | 6109.428 | -20.084 | 208.532
-19.788 | 6132.804 | -19.936 | 214.106
-19.639 | 6153.18 | -19.788 | 220.036
-19.49 | 6172.921 | -19.639 | 226.7
-19.341 | 6200.366 | -19.49 | 232.004
-19.192 | 6227.39 | -19.341 | 238.67
-19.042 | 6254.288 | -19.192 | 243.962
-18.892 | 6273.819 | -19.042 | 249.785
-18.742 | 6295.552 | -18.892 | 256.69
-18.592 | 6318.986 | -18.742 | 264.358
-18.441 | 6343.138 | -18.592 | 271.812
-18.29 | 6363.543 | -18.441 | 280.971
-18.139 | 6381.525 | -18.29 | 288.81
-17.988 | 6405.025 | -18.139 | 296.809
-17.836 | 6423.724 | -17.988 | 305.032
-17.684 | 6445.933 | -17.836 | 314.723
-17.532 | 6471.389 | -17.684 | 324.259
-17.379 | 6493.701 | -17.532 | 334.119
-17.226 | 6506.159 | -17.379 | 343.783
-17.073 | 6521.033 | -17.226 | 353.856
-16.92 | 6539.337 | -17.073 | 365.156
-16.766 | 6559.184 | -16.92 | 376.856
-16.613 | 6582.961 | -16.766 | 388.547
-16.459 | 6618.685 | -16.613 | 401.107
-16.304 | 6649.714 | -16.459 | 414.636
-16.15 | 6670.752 | -16.304 | 425.701
-15.995 | 6696.747 | -16.15 | 438.441
-15.84 | 6726.799 | -15.995 | 452.44
-15.685 | 6748.756 | -15.84 | 467.565
-15.529 | 6769.852 | -15.685 | 484.336
-15.374 | 6792.867 | -15.529 | 501.501
-15.218 | 6819.256 | -15.374 | 520.611
-15.062 | 6852.449 | -15.218 | 541.99
-14.905 | 6876.908 | -15.062 | 563.429
-14.749 | 6890.756 | -14.905 | 585.826
-14.592 | 6907.024 | -14.749 | 607.53
-14.435 | 6927.148 | -14.592 | 631.187
-14.277 | 6961.073 | -14.435 | 655.685
-14.12 | 6985.646 | -14.277 | 679.139
-13.962 | 7015.857 | -14.12 | 705.498
-13.804 | 7036.324 | -13.962 | 733.964
-13.646 | 7049.507 | -13.804 | 763.763
-13.488 | 7068.695 | -13.646 | 793.886
-13.329 | 7094.796 | -13.488 | 824.618
-13.17 | 7107.73 | -13.329 | 857.674
-13.011 | 7122.248 | -13.17 | 891.858
-12.852 | 7134.848 | -13.011 | 925.702
-12.693 | 7143.923 | -12.852 | 962.195
-12.533 | 7154.614 | -12.693 | 1002.236
-12.373 | 7169.902 | -12.533 | 1041.355
-12.213 | 7182.347 | -12.373 | 1086.509
-12.053 | 7183.714 | -12.213 | 1134.28
-11.893 | 7193.631 | -12.053 | 1185.078
-11.732 | 7207.742 | -11.893 | 1232.182
-11.572 | 7207.972 | -11.732 | 1282.111
-11.411 | 7217.436 | -11.572 | 1331.03
-11.249 | 7238.84 | -11.411 | 1382.765
-11.088 | 7248.706 | -11.249 | 1438.041
-10.927 | 7251.527 | -11.088 | 1494.734
-10.765 | 7252.005 | -10.927 | 1556.519
-10.603 | 7257.722 | -10.765 | 1621.608
-10.441 | 7261.632 | -10.603 | 1689.592
-10.279 | 7266.095 | -10.441 | 1757.04
-10.117 | 7279.632 | -10.279 | 1825.024
-9.954 | 7293.024 | -10.117 | 1892.048
-9.791 | 7300.69 | -9.954 | 1965.744
-9.629 | 7316.776 | -9.791 | 2042.173
-9.466 | 7332.992 | -9.629 | 2120.816
-9.303 | 7346.481 | -9.466 | 2200.2
-9.139 | 7364.785 | -9.303 | 2286.122
-8.976 | 7379.644 | -9.139 | 2371.228
-8.812 | 7385.577 | -8.976 | 2465.076
-8.649 | 7401.123 | -8.812 | 2556.697
-8.485 | 7407.591 | -8.649 | 2653.06
-8.321 | 7409.683 | -8.485 | 2748.335
-8.156 | 7418.338 | -8.321 | 2847.391
-7.992 | 7433.187 | -8.156 | 2948.223
-7.828 | 7439.612 | -7.992 | 3049.473
-7.663 | 7458.141 | -7.828 | 3155.523
-7.499 | 7484.272 | -7.663 | 3263.541
-7.334 | 7501.411 | -7.499 | 3367.482
-7.169 | 7511.364 | -7.334 | 3478.19
-7.004 | 7524.607 | -7.169 | 3596.827
-6.839 | 7528.288 | -7.004 | 3715.982
-6.673 | 7527.355 | -6.839 | 3839.336
-6.508 | 7539.611 | -6.673 | 3965.329
-6.342 | 7556.7 | -6.508 | 4086.747
-6.177 | 7572.94 | -6.342 | 4208.617
-6.011 | 7580.165 | -6.177 | 4329.969
-5.845 | 7584.251 | -6.011 | 4450.202
-5.679 | 7585.226 | -5.845 | 4565.294
-5.513 | 7592.834 | -5.679 | 4686.766
-5.347 | 7599.526 | -5.513 | 4805.146
-5.181 | 7604.335 | -5.347 | 4924.397
-5.015 | 7609.492 | -5.181 | 5042.45
-4.849 | 7622.172 | -5.015 | 5170.168
-4.682 | 7630.932 | -4.849 | 5287.469
-4.516 | 7644.561 | -4.682 | 5400.201
-4.349 | 7656.309 | -4.516 | 5521.873
-4.182 | 7656.753 | -4.349 | 5652.91
-4.016 | 7653.026 | -4.182 | 5773.555
-3.849 | 7658.097 | -4.016 | 5896.352
-3.682 | 7660.398 | -3.849 | 6017.685
-3.515 | 7661.81 | -3.682 | 6137.378
-3.348 | 7673.533 | -3.515 | 6248.044
-3.181 | 7681.959 | -3.348 | 6360.166
-3.014 | 7686.203 | -3.181 | 6468.608
-2.847 | 7696.154 | -3.014 | 6573.611
-2.68 | 7692.488 | -2.847 | 6679.42
-2.512 | 7685.112 | -2.68 | 6769.558
-2.345 | 7678.766 | -2.512 | 6863.135
-2.178 | 7672.13 | -2.345 | 6952.775
-2.01 | 7666.316 | -2.178 | 7027.269
-1.843 | 7656.12 | -2.01 | 7099.667
-1.675 | 7650.987 | -1.843 | 7168.62
-1.508 | 7647.56 | -1.675 | 7241.806
-1.34 | 7653.37 | -1.508 | 7289.611
-1.173 | 7649.619 | -1.34 | 7337.976
-1.005 | 7631.171 | -1.173 | 7383.325
-0.838 | 7597.448 | -1.005 | 7430.881
-0.67 | 7582.283 | -0.838 | 7468.786
-0.503 | 7574.054 | -0.67 | 7516.265
-0.335 | 7573.53 | -0.503 | 7545.217
-0.168 | 7573.465 | -0.335 | 7568.392
0 | 7572.088 | -0.168 | 7569.155
0.168 | 7565.089 | 0 | 7572.088
0.335 | 7558.586 | 0.168 | 7556.432
0.503 | 7553.593 | 0.335 | 7551.434
0.67 | 7557.453 | 0.503 | 7530.291
0.838 | 7558.74 | 0.67 | 7514.458
1.005 | 7550.336 | 0.838 | 7502.486
1.173 | 7534.382 | 1.005 | 7484.056
1.34 | 7537.282 | 1.173 | 7451.707
1.508 | 7532.03 | 1.34 | 7410.834
1.675 | 7534.488 | 1.508 | 7352.124
1.843 | 7535.16 | 1.675 | 7285.527
2.01 | 7537.25 | 1.843 | 7208.695
2.178 | 7535.893 | 2.01 | 7143.582
2.345 | 7536.349 | 2.178 | 7067.275
2.512 | 7536.696 | 2.345 | 6975.21
2.68 | 7528.831 | 2.512 | 6876.536
2.847 | 7514.709 | 2.68 | 6781.473
3.014 | 7502.504 | 2.847 | 6674.792
3.181 | 7494.466 | 3.014 | 6579.13
3.348 | 7477.037 | 3.181 | 6467.568
3.515 | 7455.387 | 3.348 | 6364.876
3.682 | 7440 | 3.515 | 6257.223
3.849 | 7427.187 | 3.682 | 6149.025
4.016 | 7427.23 | 3.849 | 6022.915
4.182 | 7434.838 | 4.016 | 5908.657
4.349 | 7433.831 | 4.182 | 5784.351
4.516 | 7420.679 | 4.349 | 5656.897
4.682 | 7418.262 | 4.516 | 5539.274
4.849 | 7410.964 | 4.682 | 5412.615
5.015 | 7402.371 | 4.849 | 5283.892
5.181 | 7389.907 | 5.015 | 5154.042
5.347 | 7383.135 | 5.181 | 5030.942
5.513 | 7370.157 | 5.347 | 4908.78
5.679 | 7352.026 | 5.513 | 4788.905
5.845 | 7336.316 | 5.679 | 4669.213
6.011 | 7322.439 | 5.845 | 4553.651
6.177 | 7313.501 | 6.011 | 4439.295
6.342 | 7305.718 | 6.177 | 4317.846
6.508 | 7304.676 | 6.342 | 4200.776
6.673 | 7299.291 | 6.508 | 4077.306
6.839 | 7277.704 | 6.673 | 3958.222
7.004 | 7247.082 | 6.839 | 3836.721
7.169 | 7208.991 | 7.004 | 3721.91
7.334 | 7173.205 | 7.169 | 3606.48
7.499 | 7156.141 | 7.334 | 3490.71
7.663 | 7151.868 | 7.499 | 3375.091
7.828 | 7137.993 | 7.663 | 3262.207
7.992 | 7116.652 | 7.828 | 3149.987
8.156 | 7091.832 | 7.992 | 3039.648
8.321 | 7064.876 | 8.156 | 2937.279
8.485 | 7054.975 | 8.321 | 2841.232
8.649 | 7047.31 | 8.485 | 2740.962
8.812 | 7035.491 | 8.649 | 2641.938
8.976 | 7025.281 | 8.812 | 2553.46
9.139 | 7014.122 | 8.976 | 2460.663
9.303 | 6995.41 | 9.139 | 2371.893
9.466 | 6989.564 | 9.303 | 2291.311
9.629 | 6989.135 | 9.466 | 2212.829
9.791 | 6982.857 | 9.629 | 2137.529
9.954 | 6969.658 | 9.791 | 2059.972
10.117 | 6957.238 | 9.954 | 1986.446
10.279 | 6941.133 | 10.117 | 1912.229
10.441 | 6927.459 | 10.279 | 1840.138
10.603 | 6914.54 | 10.441 | 1770.614
10.765 | 6901.941 | 10.603 | 1708.301
10.927 | 6889.304 | 10.765 | 1645.984
11.088 | 6878.477 | 10.927 | 1582.148
11.249 | 6874.337 | 11.088 | 1518.991
11.411 | 6871.98 | 11.249 | 1459.526
11.572 | 6862.284 | 11.411 | 1403.686
11.732 | 6848.56 | 11.572 | 1350.226
11.893 | 6837.432 | 11.732 | 1301.401
12.053 | 6816.316 | 11.893 | 1249.075
12.213 | 6793.3 | 12.053 | 1201.337
12.373 | 6776.954 | 12.213 | 1157.341
12.533 | 6763.833 | 12.373 | 1117.348
12.693 | 6756.992 | 12.533 | 1073.87
12.852 | 6746.148 | 12.693 | 1035.683
13.011 | 6729.751 | 12.852 | 994.771
13.17 | 6713.718 | 13.011 | 957.812
13.329 | 6696.07 | 13.17 | 919.912
13.488 | 6676.404 | 13.329 | 887.13
13.646 | 6657.598 | 13.488 | 854.154
13.804 | 6641.896 | 13.646 | 824.465
13.962 | 6625.07 | 13.804 | 795.494
14.12 | 6600.861 | 13.962 | 769.218
14.277 | 6578.689 | 14.12 | 740.537
14.435 | 6561.281 | 14.277 | 712.348
14.592 | 6537.947 | 14.435 | 684.157
14.749 | 6511.604 | 14.592 | 658.764
14.905 | 6488.797 | 14.749 | 634.439
15.062 | 6472.538 | 14.905 | 611.145
15.218 | 6450.507 | 15.062 | 589.18
15.374 | 6429.046 | 15.218 | 569.684
15.529 | 6409.124 | 15.374 | 551.936
15.685 | 6386.975 | 15.529 | 532.517
15.84 | 6367.484 | 15.685 | 513.82
15.995 | 6357.173 | 15.84 | 494.475
16.15 | 6345.952 | 15.995 | 475.916
16.304 | 6331.62 | 16.15 | 457.044
16.459 | 6315.987 | 16.304 | 440.964
16.613 | 6300.883 | 16.459 | 426.03
16.766 | 6278.119 | 16.613 | 412.721
16.92 | 6259.908 | 16.766 | 398.967
17.073 | 6240.745 | 16.92 | 388.333
17.226 | 6218.634 | 17.073 | 376.554
17.379 | 6194.805 | 17.226 | 366.427
17.532 | 6169.722 | 17.379 | 355.952
17.684 | 6136.19 | 17.532 | 345.559
17.836 | 6100.82 | 17.684 | 334.334
17.988 | 6073.59 | 17.836 | 326.243
18.139 | 6058.838 | 17.988 | 316.123
18.29 | 6048.127 | 18.139 | 304.704
18.441 | 6031.127 | 18.29 | 293.384
18.592 | 6013.377 | 18.441 | 283.462
18.742 | 5994.116 | 18.592 | 273.978
18.892 | 5961.263 | 18.742 | 265.4
19.042 | 5931.596 | 18.892 | 257.867
19.192 | 5902.346 | 19.042 | 250.208
19.341 | 5876.314 | 19.192 | 243.091
19.49 | 5842.382 | 19.341 | 236.721
19.639 | 5814.719 | 19.49 | 231.51
19.788 | 5795.951 | 19.639 | 225.416
19.936 | 5783.862 | 19.788 | 219.765
20.084 | 5771.897 | 19.936 | 214.446
20.232 | 5757.184 | 20.084 | 210.031
20.379 | 5741.616 | 20.232 | 205.274
20.526 | 5721.794 | 20.379 | 200.446
20.673 | 5699.954 | 20.526 | 194.241
20.82 | 5677.644 | 20.673 | 188.506
20.966 | 5652.823 | 20.82 | 184.238
21.112 | 5629.061 | 20.966 | 180.964
21.258 | 5612.387 | 21.112 | 177.486
21.403 | 5594.771 | 21.258 | 174.454
21.548 | 5567.197 | 21.403 | 171.242
21.693 | 5540.249 | 21.548 | 166.75
21.837 | 5516.118 | 21.693 | 161.48
21.982 | 5494.475 | 21.837 | 157.145
22.126 | 5471.173 | 21.982 | 153.351
22.269 | 5450.138 | 22.126 | 151.121
22.413 | 5433.509 | 22.269 | 148.902
22.556 | 5417.383 | 22.413 | 145.646
22.699 | 5402.243 | 22.556 | 141.94
22.841 | 5388.938 | 22.699 | 138.572
22.983 | 5369.837 | 22.841 | 136.193
23.125 | 5346.409 | 22.983 | 134.572
23.267 | 5320.528 | 23.125 | 132.119
23.408 | 5288.589 | 23.267 | 129.019
23.549 | 5253.929 | 23.408 | 127.045
23.69 | 5224.975 | 23.549 | 125.743
23.83 | 5195.339 | 23.69 | 124.433
23.97 | 5165.974 | 23.83 | 123.484
24.11 | 5136.635 | 23.97 | 121.691
24.249 | 5113.379 | 24.11 | 118.698
24.389 | 5094.347 | 24.249 | 115.587
24.527 | 5070.88 | 24.389 | 113.801
24.666 | 5039.573 | 24.527 | 111.428
24.804 | 4999.315 | 24.666 | 108.84
24.942 | 4962.46 | 24.804 | 106.083
25.08 | 4925.85 | 24.942 | 103.46
25.217 | 4890.503 | 25.08 | 101.63
25.354 | 4860.383 | 25.217 | 100.194
25.491 | 4831.908 | 25.354 | 99.693
25.627 | 4799.986 | 25.491 | 98.625
25.763 | 4770.066 | 25.627 | 96.96
25.899 | 4742.764 | 25.763 | 95.721
26.035 | 4708.584 | 25.899 | 94.655
26.17 | 4677.294 | 26.035 | 93.529
26.305 | 4649.943 | 26.17 | 93.516
26.439 | 4619.125 | 26.305 | 92.901
26.573 | 4586.644 | 26.439 | 91.496
26.707 | 4551.136 | 26.573 | 89.265
26.841 | 4521.841 | 26.707 | 88.365
26.974 | 4489.252 | 26.841 | 86.002
27.107 | 4451.651 | 26.974 | 85.376
27.24 | 4415.145 | 27.107 | 84.212
27.372 | 4377.781 | 27.24 | 82.719
27.504 | 4337.312 | 27.372 | 80.946
27.636 | 4298.602 | 27.504 | 80.401
27.767 | 4254.036 | 27.636 | 78.174
27.898 | 4208.893 | 27.767 | 76.636
28.029 | 4165.494 | 27.898 | 75.333
28.159 | 4117.402 | 28.029 | 74.376
28.289 | 4064.428 | 28.159 | 73.988
28.419 | 4020.211 | 28.289 | 74.094
28.549 | 3978.852 | 28.419 | 71.821
28.678 | 3933.747 | 28.549 | 70.586
28.807 | 3886.841 | 28.678 | 69.231
28.935 | 3841.034 | 28.807 | 67.277
29.063 | 3790.251 | 28.935 | 66.236
29.191 | 3738.904 | 29.063 | 67.187
29.319 | 3686.165 | 29.191 | 68.033
29.446 | 3630.963 | 29.319 | 67.095
29.573 | 3576.33 | 29.446 | 66.065
29.7 | 3525.491 | 29.573 | 66.542
29.826 | 3476.499 | 29.7 | 66.047
29.952 | 3428.276 | 29.826 | 65
30.078 | 3385.363 | 29.952 | 65.363
30.203 | 3340.151 | 30.078 | 64.566
30.328 | 3288.839 | 30.203 | 63.851
30.453 | 3237.322 | 30.328 | 62.544
30.577 | 3188.634 | 30.453 | 62.96
30.701 | 3136.001 | 30.577 | 60.754
30.825 | 3081.069 | 30.701 | 59.893
30.948 | 3024.172 | 30.825 | 58.936
31.071 | 2969.001 | 30.948 | 58.418
31.194 | 2916.449 | 31.071 | 56.938
31.317 | 2864.041 | 31.194 | 57.31
31.439 | 2811.022 | 31.317 | 57.744
31.561 | 2761.462 | 31.439 | 57.697
31.682 | 2715.404 | 31.561 | 57.802
31.803 | 2669.116 | 31.682 | 58.303
31.924 | 2622.414 | 31.803 | 57.521
32.045 | 2570.996 | 31.924 | 56.301
32.165 | 2522.719 | 32.045 | 56.214
32.285 | 2474.382 | 32.165 | 57.026
32.405 | 2425.454 | 32.285 | 55.695
32.524 | 2374.703 | 32.405 | 54.884
32.643 | 2328.949 | 32.524 | 54.883
32.762 | 2281.955 | 32.643 | 52.139
32.88 | 2232.437 | 32.762 | 51.145
32.998 | 2178.29 | 32.88 | 52.08
33.116 | 2128.236 | 32.998 | 52.226
33.233 | 2078.854 | 33.116 | 50.834
33.35 | 2032.799 | 33.233 | 51.939
33.467 | 1988.59 | 33.35 | 50.986
33.583 | 1946.869 | 33.467 | 50.058
33.7 | 1907.83 | 33.583 | 48.926
33.815 | 1871.015 | 33.7 | 48.732
33.931 | 1831.18 | 33.815 | 47.584
34.046 | 1785.641 | 33.931 | 46.789
34.161 | 1745.892 | 34.046 | 46.848
34.276 | 1713.404 | 34.161 | 47.936
34.39 | 1678.489 | 34.276 | 48.832
34.504 | 1639.806 | 34.39 | 48.597
34.618 | 1602.509 | 34.504 | 48.494
34.731 | 1561.734 | 34.618 | 48.22
34.844 | 1521.696 | 34.731 | 46.655
34.957 | 1486.574 | 34.844 | 45.724
35.069 | 1451.524 | 34.957 | 44.409
35.181 | 1419.027 | 35.069 | 44.798
35.293 | 1389.152 | 35.181 | 44.639
35.405 | 1358.943 | 35.293 | 44.927
35.516 | 1325.641 | 35.405 | 45.6
35.516 | 1325.641 | 35.405 | 45.6
35.627 | 1293.341 | 35.516 | 46.628
35.737 | 1261.039 | 35.627 | 47.137
35.848 | 1229.759 | 35.737 | 45.75
35.957 | 1197.99 | 35.848 | 44.739
36.067 | 1171.285 | 35.957 | 43.152
36.176 | 1144.449 | 36.067 | 43.118
36.286 | 1117.445 | 36.176 | 41.903
36.394 | 1089.478 | 36.286 | 40.749
36.503 | 1060.574 | 36.394 | 34.209
36.611 | 1033.741 | 36.503 | 24.097
36.719 | 1019.307 | 36.611 | 17.364

## Lustre V50 (hidden)
Selador | Lamp |  | Wattage
Lustr | Lumileds Rebel |  | 104 |  | Note: Owing to the variability of LEDs, output data and color matches should be viewed as approximate
Note: All data taken with room temperature fixture
| Beam Angle | Field Angle
Horizontal | 16.2 | 31.3
| Accessory Lens | Candela | Field Lumens | Beam Lumens | Lens Efficiency | Efficacy
| V50 | 6520 | 1730 | 960 | 94.59% | 16.6346
| For Field diameter at any distance, multiply distance by |  |  |  | 0.56029
| For Beam diameter at any distance, multiply distance by |  |  |  | 0.28464
| Throw Distance (ft) | 10 | 15 | 20 | 25
| Throw Distance (m) | 3.048 | 4.572 | 6.096 | 7.62
| Field Diameter (ft) | 5.6029 | 8.4044 | 11.2058 | 14.0073
| Field Diameter (m) | 1.7078 | 2.5617 | 3.4155 | 4.2694
| Illuminance (fc) | 65.2 | 28.9778 | 16.3 | 10.432
| Illuminance (lux) | 701.8063 | 311.9139 | 175.4516 | 112.289
Test Distance | Iso-Illuminance Diagram grid lines
51.2 | 10 | 20 | 30 | 40
| 0.19531 | 0.39062 | 0.58594 | 0.78125
| Beam Angle | Field Angle
Vertical | 59.5 | 76.6
| For Field diameter at any distance, multiply distance by |  |  |  | 1.5795
| For Beam diameter at any distance, multiply distance by |  |  |  | 1.1431
| Throw Distance (ft) | 10 | 15 | 20 | 25
| Throw Distance (m) | 3.048 | 4.572 | 6.096 | 7.62
| Field Diameter (ft) | 15.795 | 23.6926 | 31.5901 | 39.4876
| Field Diameter (m) | 4.8143 | 7.2215 | 9.6287 | 12.0358
| Illuminance (fc) | 65.2 | 28.9778 | 16.3 | 10.432
| Illuminance (lux) | 701.8063 | 311.9139 | 175.4516 | 112.289
| X |  | Y
-41.439 | 0 | -41.55 | 347.589
-41.327 | 0 | -41.439 | 351.981
-41.215 | 0 | -41.327 | 357.855
-41.103 | 5.935 | -41.215 | 364.192
-40.99 | 15.932 | -41.103 | 372.433
-40.877 | 26.696 | -40.99 | 379.863
-40.763 | 36.33 | -40.877 | 388.419
-40.649 | 42.604 | -40.763 | 398.673
-40.535 | 42.202 | -40.649 | 410.012
-40.42 | 42.443 | -40.535 | 419.39
-40.305 | 42.529 | -40.42 | 428.814
-40.189 | 43.608 | -40.305 | 439.556
-40.073 | 44.194 | -40.189 | 449.787
-39.957 | 45.102 | -40.073 | 459.124
-39.84 | 46.594 | -39.957 | 467.342
-39.723 | 47.036 | -39.84 | 477.157
-39.605 | 46.884 | -39.723 | 491.527
-39.487 | 46.763 | -39.605 | 504.623
-39.369 | 45.536 | -39.487 | 518.774
-39.25 | 45.884 | -39.369 | 535.94
-39.131 | 47.061 | -39.25 | 554.858
-39.012 | 47.482 | -39.131 | 568.392
-38.892 | 47.611 | -39.012 | 583.009
-38.771 | 47.484 | -38.892 | 596.211
-38.651 | 48.175 | -38.771 | 609.948
-38.529 | 49.138 | -38.651 | 625.367
-38.408 | 50.23 | -38.529 | 641.46
-38.286 | 50.616 | -38.408 | 659.778
-38.163 | 50.969 | -38.286 | 676.176
-38.04 | 51.318 | -38.163 | 695.934
-37.917 | 51.06 | -38.04 | 714.517
-37.794 | 50.994 | -37.917 | 740.971
-37.67 | 51.009 | -37.794 | 764.641
-37.545 | 51.913 | -37.67 | 785.973
-37.42 | 51.787 | -37.545 | 805.567
-37.295 | 52.863 | -37.42 | 829.482
-37.169 | 54.166 | -37.295 | 850.288
-37.043 | 54.609 | -37.169 | 871.932
-36.916 | 53.706 | -37.043 | 897.096
-36.789 | 54.041 | -36.916 | 922.414
-36.662 | 55.178 | -36.789 | 949.687
-36.534 | 56.199 | -36.662 | 978.755
-36.406 | 55.947 | -36.534 | 1010.677
-36.277 | 55.901 | -36.406 | 1042.78
-36.148 | 55.42 | -36.277 | 1076.369
-36.018 | 55.452 | -36.148 | 1109.71
-35.888 | 55.28 | -36.018 | 1142.45
-35.758 | 56.542 | -35.888 | 1177.476
-35.627 | 57.365 | -35.758 | 1210.328
-35.496 | 57.93 | -35.627 | 1244.514
-35.364 | 57.845 | -35.496 | 1275.432
-35.232 | 57.883 | -35.364 | 1309.669
-35.099 | 57.87 | -35.232 | 1343.575
-34.966 | 57.954 | -35.099 | 1378.381
-34.833 | 58.11 | -34.966 | 1414.414
-34.699 | 59.375 | -34.833 | 1455.517
-34.565 | 59.905 | -34.699 | 1497.723
-34.43 | 60.286 | -34.565 | 1537.982
-34.295 | 60.281 | -34.43 | 1582.45
-34.159 | 60.512 | -34.295 | 1626.991
-34.023 | 60.622 | -34.159 | 1674.044
-33.887 | 61.905 | -34.023 | 1720.88
-33.75 | 62.777 | -33.887 | 1771.26
-33.613 | 62.942 | -33.75 | 1816.178
-33.475 | 62.827 | -33.613 | 1864.482
-33.337 | 62.896 | -33.475 | 1908.411
-33.198 | 62.964 | -33.337 | 1953.694
-33.059 | 63.259 | -33.198 | 2001.55
-32.919 | 64.822 | -33.059 | 2057.827
-32.779 | 66.324 | -32.919 | 2109.458
-32.639 | 67.812 | -32.779 | 2158.453
-32.498 | 68.12 | -32.639 | 2209.008
-32.357 | 68.87 | -32.498 | 2258.84
-32.215 | 69.657 | -32.357 | 2309.271
-32.073 | 70.326 | -32.215 | 2361.601
-31.93 | 71.361 | -32.073 | 2415.471
-31.787 | 72.364 | -31.93 | 2471.21
-31.643 | 73.073 | -31.787 | 2527.741
-31.499 | 72.346 | -31.643 | 2586.096
-31.355 | 71.926 | -31.499 | 2633.636
-31.21 | 72.239 | -31.355 | 2679.786
-31.065 | 72.742 | -31.21 | 2729.459
-30.919 | 73.835 | -31.065 | 2783.12
-30.773 | 74.641 | -30.919 | 2835.735
-30.626 | 75.082 | -30.773 | 2892.484
-30.479 | 75.56 | -30.626 | 2949.643
-30.331 | 78.29 | -30.479 | 3003.26
-30.183 | 79.58 | -30.331 | 3054.571
-30.035 | 80.195 | -30.183 | 3105.898
-29.886 | 80.969 | -30.035 | 3155.809
-29.737 | 82.988 | -29.886 | 3211.641
-29.587 | 82.761 | -29.737 | 3268.76
-29.437 | 83.553 | -29.587 | 3322.245
-29.286 | 84.235 | -29.437 | 3375.886
-29.135 | 85.597 | -29.286 | 3427.635
-28.983 | 86.144 | -29.135 | 3477.338
-28.831 | 87.485 | -28.983 | 3518.778
-28.679 | 88.992 | -28.831 | 3559.479
-28.526 | 90.823 | -28.679 | 3603.826
-28.373 | 91.573 | -28.526 | 3650.427
-28.219 | 92.493 | -28.373 | 3694.026
-28.065 | 93.717 | -28.219 | 3735.978
-27.91 | 95.514 | -28.065 | 3781.603
-27.755 | 97.742 | -27.91 | 3825.599
-27.599 | 99.951 | -27.755 | 3865.874
-27.443 | 101.371 | -27.599 | 3906.607
-27.287 | 102.397 | -27.443 | 3947.621
-27.13 | 104.558 | -27.287 | 3985.658
-26.973 | 106.643 | -27.13 | 4021.692
-26.815 | 107.293 | -26.973 | 4061.177
-26.657 | 109.406 | -26.815 | 4100.555
-26.498 | 111.239 | -26.657 | 4139.679
-26.339 | 113.075 | -26.498 | 4174.991
-26.179 | 115.027 | -26.339 | 4207.081
-26.019 | 117.647 | -26.179 | 4237.367
-25.859 | 119.638 | -26.019 | 4264.779
-25.698 | 121.87 | -25.859 | 4291.198
-25.537 | 123.06 | -25.698 | 4318.124
-25.375 | 125.225 | -25.537 | 4344.841
-25.213 | 129.132 | -25.375 | 4372.753
-25.05 | 131.996 | -25.213 | 4398.258
-24.887 | 134.424 | -25.05 | 4423.463
-24.724 | 136.224 | -24.887 | 4452.998
-24.56 | 139.242 | -24.724 | 4479.878
-24.396 | 141.561 | -24.56 | 4502.045
-24.231 | 144.536 | -24.396 | 4523.327
-24.066 | 149.166 | -24.231 | 4540.194
-23.9 | 154.762 | -24.066 | 4556.634
-23.734 | 158.513 | -23.9 | 4575.8
-23.568 | 161.451 | -23.734 | 4592.533
-23.401 | 165.688 | -23.568 | 4609.007
-23.234 | 170.189 | -23.401 | 4632.093
-23.066 | 175.106 | -23.234 | 4649.493
-22.898 | 180.228 | -23.066 | 4666.984
-22.729 | 185.861 | -22.898 | 4685.684
-22.56 | 190.755 | -22.729 | 4708.423
-22.391 | 195.24 | -22.56 | 4737.138
-22.221 | 200.406 | -22.391 | 4764.286
-22.051 | 206.143 | -22.221 | 4786.011
-21.88 | 211.353 | -22.051 | 4805.881
-21.709 | 217.165 | -21.88 | 4828.729
-21.538 | 224.507 | -21.709 | 4848.628
-21.366 | 231.665 | -21.538 | 4871.738
-21.194 | 238.71 | -21.366 | 4888.895
-21.021 | 246.286 | -21.194 | 4906.53
-20.848 | 254.735 | -21.021 | 4930.834
-20.675 | 261.93 | -20.848 | 4946.399
-20.501 | 268.851 | -20.675 | 4965.408
-20.327 | 277.325 | -20.501 | 4983.936
-20.152 | 286.946 | -20.327 | 5001.667
-19.977 | 297.704 | -20.152 | 5016.92
-19.802 | 309.444 | -19.977 | 5039.257
-19.626 | 322.412 | -19.802 | 5060.69
-19.45 | 336.005 | -19.626 | 5081.245
-19.273 | 350.473 | -19.45 | 5105.774
-19.096 | 364.979 | -19.273 | 5132.932
-18.919 | 379.51 | -19.096 | 5158.158
-18.741 | 394.666 | -18.919 | 5184.76
-18.563 | 411.956 | -18.741 | 5208.63
-18.385 | 428.72 | -18.563 | 5231.058
-18.206 | 445.606 | -18.385 | 5245.914
-18.027 | 463.6 | -18.206 | 5264.933
-17.847 | 483.329 | -18.027 | 5288.375
-17.667 | 503.631 | -17.847 | 5312.074
-17.487 | 522.845 | -17.667 | 5340.288
-17.306 | 545.798 | -17.487 | 5369.48
-17.125 | 571.798 | -17.306 | 5397.452
-16.944 | 597.518 | -17.125 | 5429.006
-16.762 | 625.381 | -16.944 | 5451.59
-16.58 | 654.699 | -16.762 | 5474.958
-16.398 | 685.157 | -16.58 | 5502.448
-16.215 | 715.124 | -16.398 | 5526.223
-16.032 | 746.452 | -16.215 | 5548.122
-15.849 | 777.579 | -16.032 | 5572.403
-15.665 | 813.127 | -15.849 | 5590.552
-15.481 | 849.221 | -15.665 | 5611.067
-15.296 | 888.51 | -15.481 | 5634.097
-15.112 | 929.656 | -15.296 | 5660.433
-14.927 | 971.457 | -15.112 | 5685.469
-14.741 | 1014.253 | -14.927 | 5715.177
-14.556 | 1058.602 | -14.741 | 5739.274
-14.37 | 1104.998 | -14.556 | 5760.163
-14.183 | 1151.675 | -14.37 | 5779.66
-13.997 | 1200.752 | -14.183 | 5802.616
-13.81 | 1252.554 | -13.997 | 5817.301
-13.623 | 1304.635 | -13.81 | 5836.146
-13.435 | 1362.239 | -13.623 | 5851.808
-13.247 | 1423.277 | -13.435 | 5868.955
-13.059 | 1485.828 | -13.247 | 5887.187
-12.871 | 1549.538 | -13.059 | 5910.54
-12.682 | 1615.475 | -12.871 | 5933.385
-12.493 | 1684.741 | -12.682 | 5950.767
-12.304 | 1752.769 | -12.493 | 5971.575
-12.115 | 1821.469 | -12.304 | 5993.429
-11.925 | 1895.204 | -12.115 | 6010.761
-11.735 | 1974.192 | -11.925 | 6025.512
-11.544 | 2053.094 | -11.735 | 6039.807
-11.354 | 2134.284 | -11.544 | 6053.107
-11.163 | 2217.868 | -11.354 | 6071.765
-10.972 | 2304.011 | -11.163 | 6091.23
-10.781 | 2392.692 | -10.972 | 6109.88
-10.589 | 2483.833 | -10.781 | 6122.579
-10.397 | 2575.481 | -10.589 | 6141.219
-10.205 | 2670.334 | -10.397 | 6155.475
-10.013 | 2761.968 | -10.205 | 6170.211
-9.821 | 2856.321 | -10.013 | 6182.823
-9.628 | 2955.028 | -9.821 | 6195.265
-9.435 | 3059.309 | -9.628 | 6205.52
-9.242 | 3162.103 | -9.435 | 6214.639
-9.049 | 3271.379 | -9.242 | 6222.295
-8.855 | 3382.464 | -9.049 | 6238.847
-8.661 | 3491.399 | -8.855 | 6249.312
-8.467 | 3602.369 | -8.661 | 6261.341
-8.273 | 3714.031 | -8.467 | 6275.958
-8.079 | 3823.502 | -8.273 | 6285.833
-7.884 | 3930.911 | -8.079 | 6294.424
-7.69 | 4044.81 | -7.884 | 6305.636
-7.495 | 4153.702 | -7.69 | 6312.077
-7.3 | 4262.008 | -7.495 | 6315.862
-7.104 | 4364.712 | -7.3 | 6309.392
-6.909 | 4472.239 | -7.104 | 6306.609
-6.713 | 4582.281 | -6.909 | 6313.404
-6.518 | 4691.757 | -6.713 | 6313.806
-6.322 | 4801.474 | -6.518 | 6311.183
-6.126 | 4906.565 | -6.322 | 6310.978
-5.93 | 5008.27 | -6.126 | 6312.009
-5.733 | 5113.283 | -5.93 | 6307.775
-5.537 | 5214.096 | -5.733 | 6309.817
-5.34 | 5317.512 | -5.537 | 6305.31
-5.144 | 5425.344 | -5.34 | 6315.917
-4.947 | 5524.004 | -5.144 | 6332.362
-4.75 | 5610.447 | -4.947 | 6349.713
-4.553 | 5701.86 | -4.75 | 6364.13
-4.356 | 5787.695 | -4.553 | 6371.878
-4.158 | 5865.038 | -4.356 | 6375.578
-3.961 | 5945.96 | -4.158 | 6382.256
-3.763 | 6019.982 | -3.961 | 6386.63
-3.566 | 6101.412 | -3.763 | 6390.814
-3.368 | 6171.662 | -3.566 | 6395.784
-3.171 | 6234.228 | -3.368 | 6399.541
-2.973 | 6283.508 | -3.171 | 6409.403
-2.775 | 6327.307 | -2.973 | 6418.535
-2.577 | 6364.198 | -2.775 | 6423.692
-2.379 | 6405.08 | -2.577 | 6423.896
-2.181 | 6432.165 | -2.379 | 6421.055
-1.983 | 6455.837 | -2.181 | 6408.778
-1.785 | 6476.911 | -1.983 | 6410.157
-1.586 | 6501.255 | -1.785 | 6407.755
-1.388 | 6513.502 | -1.586 | 6402.422
-1.19 | 6504.882 | -1.388 | 6407.098
-0.992 | 6484.725 | -1.19 | 6412.337
-0.793 | 6480.518 | -0.992 | 6418.26
-0.595 | 6478.547 | -0.793 | 6426.145
-0.397 | 6470.911 | -0.595 | 6430.537
-0.198 | 6459.156 | -0.397 | 6432.525
0 | 6436.321 | -0.198 | 6431.614
0.198 | 6396.266 | 0 | 6436.321
0.397 | 6352.689 | 0.198 | 6424.856
0.595 | 6312.398 | 0.397 | 6416.281
0.793 | 6269.718 | 0.595 | 6403.233
0.992 | 6224.63 | 0.793 | 6400.921
1.19 | 6173.001 | 0.992 | 6407.037
1.388 | 6122.646 | 1.19 | 6419.314
1.586 | 6072.93 | 1.388 | 6434.556
1.785 | 6011.979 | 1.586 | 6449.189
1.983 | 5941.877 | 1.785 | 6446.181
2.181 | 5868.086 | 1.983 | 6442.553
2.379 | 5790.432 | 2.181 | 6439.301
2.577 | 5707.137 | 2.379 | 6436.707
2.775 | 5618.209 | 2.577 | 6433.181
2.973 | 5526.37 | 2.775 | 6419.701
3.171 | 5433.264 | 2.973 | 6408.081
3.368 | 5336.462 | 3.171 | 6399.887
3.566 | 5240.595 | 3.368 | 6398.838
3.763 | 5141.61 | 3.566 | 6391.19
3.961 | 5031.738 | 3.763 | 6384.026
4.158 | 4921.776 | 3.961 | 6376.17
4.356 | 4812.7 | 4.158 | 6370.665
4.553 | 4700 | 4.356 | 6368.938
4.75 | 4588.443 | 4.553 | 6366.005
4.947 | 4485.128 | 4.75 | 6360.288
5.144 | 4385.223 | 4.947 | 6351.602
5.34 | 4274.285 | 5.144 | 6344.968
5.537 | 4163.947 | 5.34 | 6341.588
5.733 | 4050.297 | 5.537 | 6342.26
5.93 | 3939.594 | 5.733 | 6340.449
6.126 | 3823.936 | 5.93 | 6341.019
6.322 | 3714.089 | 6.126 | 6341.053
6.518 | 3606.308 | 6.322 | 6334.143
6.713 | 3499.286 | 6.518 | 6325.854
6.909 | 3392.862 | 6.713 | 6323.736
7.104 | 3285.502 | 6.909 | 6327.919
7.3 | 3183.786 | 7.104 | 6327.906
7.495 | 3083.932 | 7.3 | 6323.682
7.69 | 2986.671 | 7.495 | 6315.793
7.884 | 2891.726 | 7.69 | 6302.717
8.079 | 2795.027 | 7.884 | 6295.31
8.273 | 2700.618 | 8.079 | 6280.581
8.467 | 2603.517 | 8.273 | 6265.218
8.661 | 2506.828 | 8.467 | 6254.063
8.855 | 2411.45 | 8.661 | 6243.459
9.049 | 2325.345 | 8.855 | 6232.223
9.242 | 2239.773 | 9.049 | 6224.605
9.435 | 2154.281 | 9.242 | 6208.169
9.628 | 2071.259 | 9.435 | 6186.565
9.821 | 1993.786 | 9.628 | 6166.982
10.013 | 1917.368 | 9.821 | 6153.922
10.205 | 1845.582 | 10.013 | 6148.062
10.397 | 1776.33 | 10.205 | 6138.868
10.589 | 1707.184 | 10.397 | 6132.899
10.781 | 1639.246 | 10.589 | 6118.727
10.972 | 1574.502 | 10.781 | 6097.834
11.163 | 1511.828 | 10.972 | 6079.195
11.354 | 1452.811 | 11.163 | 6063.245
11.544 | 1394.956 | 11.354 | 6043.725
11.735 | 1337.432 | 11.544 | 6022.195
11.925 | 1280.294 | 11.735 | 6008.717
12.115 | 1225.625 | 11.925 | 5996.639
12.304 | 1173.405 | 12.115 | 5983.307
12.493 | 1123.3 | 12.304 | 5971.36
12.682 | 1075.421 | 12.493 | 5955.046
12.871 | 1028.806 | 12.682 | 5939.496
13.059 | 986.584 | 12.871 | 5921.393
13.247 | 946.89 | 13.059 | 5894.553
13.435 | 907.692 | 13.247 | 5872.562
13.623 | 869.283 | 13.435 | 5853.157
13.81 | 831.696 | 13.623 | 5840.626
13.997 | 797.727 | 13.81 | 5823.045
14.183 | 764.245 | 13.997 | 5804.315
14.37 | 730.35 | 14.183 | 5784.807
14.556 | 698.968 | 14.37 | 5762.694
14.741 | 669.628 | 14.556 | 5747.243
14.927 | 642.863 | 14.741 | 5722.771
15.112 | 617.944 | 14.927 | 5698.587
15.296 | 593.508 | 15.112 | 5668.149
15.481 | 569.96 | 15.296 | 5638.921
15.665 | 546.63 | 15.481 | 5598.808
15.849 | 523.592 | 15.665 | 5564.215
16.032 | 501.65 | 15.849 | 5541.083
16.215 | 483.816 | 16.032 | 5522.435
16.398 | 466.439 | 16.215 | 5497.332
16.58 | 449.569 | 16.398 | 5484.786
16.762 | 433.683 | 16.58 | 5472.294
16.944 | 418.129 | 16.762 | 5455.201
17.125 | 403.446 | 16.944 | 5439.465
17.306 | 390.707 | 17.125 | 5427.359
17.487 | 378.287 | 17.306 | 5409
17.667 | 367.276 | 17.487 | 5384.035
17.847 | 356.064 | 17.667 | 5365.758
18.027 | 344.837 | 17.847 | 5343.836
18.206 | 334.722 | 18.027 | 5326.968
18.385 | 325.918 | 18.206 | 5306.701
18.563 | 318.926 | 18.385 | 5287.089
18.741 | 310.866 | 18.563 | 5262.205
18.919 | 301.046 | 18.741 | 5240.112
19.096 | 291.232 | 18.919 | 5216.517
19.273 | 281.423 | 19.096 | 5187.661
19.45 | 271.97 | 19.273 | 5153.936
19.626 | 264.052 | 19.45 | 5131.077
19.802 | 257.633 | 19.626 | 5108.255
19.977 | 250.917 | 19.802 | 5078.078
20.152 | 243.574 | 19.977 | 5051.557
20.327 | 236.51 | 20.152 | 5030.934
20.501 | 229.206 | 20.327 | 5013.675
20.675 | 222.232 | 20.501 | 4989.903
20.848 | 215.87 | 20.675 | 4966.343
21.021 | 209.963 | 20.848 | 4950.564
21.194 | 203.304 | 21.021 | 4936.764
21.366 | 197.632 | 21.194 | 4926.835
21.538 | 191.371 | 21.366 | 4912.932
21.709 | 185.402 | 21.538 | 4893.756
21.88 | 180.233 | 21.709 | 4871.01
22.051 | 176.294 | 21.88 | 4849.813
22.221 | 172.48 | 22.051 | 4826.788
22.391 | 168.793 | 22.221 | 4808.669
22.56 | 165.132 | 22.391 | 4784.342
22.729 | 162.01 | 22.56 | 4763.443
22.898 | 158.075 | 22.729 | 4741.828
23.066 | 153.492 | 22.898 | 4727.635
23.234 | 150 | 23.066 | 4708.35
23.401 | 147.491 | 23.234 | 4691.171
23.568 | 144.318 | 23.401 | 4671.112
23.734 | 141.07 | 23.568 | 4653.391
23.9 | 137.006 | 23.734 | 4629.031
24.066 | 133.67 | 23.9 | 4602.734
24.231 | 131.443 | 24.066 | 4574.106
24.396 | 129.431 | 24.231 | 4547.139
24.56 | 127.493 | 24.396 | 4523.665
24.724 | 126.615 | 24.56 | 4499.241
24.887 | 125.515 | 24.724 | 4476.059
25.05 | 123.774 | 24.887 | 4457.138
25.213 | 122.71 | 25.05 | 4438.605
25.375 | 121.873 | 25.213 | 4407.111
25.537 | 120.189 | 25.375 | 4377.125
25.698 | 118.804 | 25.537 | 4348.937
25.859 | 117.831 | 25.698 | 4322.091
26.019 | 116.759 | 25.859 | 4297.596
26.179 | 113.577 | 26.019 | 4270.462
26.339 | 110.201 | 26.179 | 4237.572
26.498 | 108.315 | 26.339 | 4205.215
26.657 | 107.693 | 26.498 | 4172.611
26.815 | 106.651 | 26.657 | 4136.987
26.973 | 105.96 | 26.815 | 4098.023
27.13 | 105.034 | 26.973 | 4059.792
27.287 | 103.986 | 27.13 | 4025.333
27.443 | 101.91 | 27.287 | 3988.204
27.599 | 99.951 | 27.443 | 3946.218
27.755 | 98.731 | 27.599 | 3905.468
27.91 | 98.337 | 27.755 | 3864.633
28.065 | 98.214 | 27.91 | 3820.537
28.219 | 97.893 | 28.065 | 3777.008
28.373 | 96.977 | 28.219 | 3735.271
28.526 | 95.221 | 28.373 | 3689.943
28.679 | 92.991 | 28.526 | 3644.623
28.831 | 91.062 | 28.679 | 3596.982
28.983 | 89.737 | 28.831 | 3543.392
29.135 | 89.408 | 28.983 | 3487.688
29.286 | 89.642 | 29.135 | 3436.716
29.437 | 89.858 | 29.286 | 3384.222
29.587 | 89.952 | 29.437 | 3331.608
29.737 | 90.047 | 29.587 | 3279.363
29.886 | 89.194 | 29.737 | 3231.083
30.035 | 87.401 | 29.886 | 3179.402
30.183 | 85.82 | 30.035 | 3127.317
30.331 | 84.704 | 30.183 | 3074.428
30.479 | 83.368 | 30.331 | 3020.974
30.626 | 82.419 | 30.479 | 2966.466
30.773 | 81.737 | 30.626 | 2908.781
30.919 | 80.792 | 30.773 | 2850.61
31.065 | 80.309 | 30.919 | 2793.625
31.21 | 80.206 | 31.065 | 2740.689
31.355 | 79.757 | 31.21 | 2684.041
31.499 | 78.458 | 31.355 | 2631.224
31.643 | 78.386 | 31.499 | 2578.109
31.787 | 78.62 | 31.643 | 2521.319
31.93 | 78.745 | 31.787 | 2459.884
32.073 | 78.451 | 31.93 | 2403.52
32.215 | 77.91 | 32.073 | 2352.366
32.357 | 77.028 | 32.215 | 2298.133
32.498 | 75.599 | 32.357 | 2237.815
32.639 | 74.831 | 32.498 | 2184.674
32.779 | 74.213 | 32.639 | 2131.86
32.919 | 74.157 | 32.779 | 2079.538
33.059 | 73.87 | 32.919 | 2031.259
33.198 | 72.984 | 33.059 | 1983.317
33.337 | 71.559 | 33.198 | 1930.331
33.475 | 69.748 | 33.337 | 1877.228
33.613 | 68.85 | 33.475 | 1827.69
33.75 | 68.526 | 33.613 | 1775.302
33.887 | 65.075 | 33.75 | 1728.207
34.023 | 59.136 | 33.887 | 1683.1
34.159 | 52.142 | 34.023 | 1639.917
34.295 | 44.127 | 34.159 | 1596.981
34.43 | 38.499 | 34.295 | 1557.06
34.565 | 36.93 | 34.43 | 1515.58
34.699 | 35.949 | 34.565 | 1475.261
34.833 | 35.566 | 34.699 | 1431.337
34.966 | 34.885 | 34.833 | 1390.241
35.099 | 34.859 | 34.966 | 1347.842
35.232 | 36.337 | 35.099 | 1305.964
35.364 | 38.547 | 35.232 | 1269.57
35.496 | 39.458 | 35.364 | 1236.836
35.627 | 38.602 | 35.496 | 1203.536
35.758 | 37.837 | 35.627 | 1168.936
35.888 | 48.105 | 35.758 | 1137.319
36.018 | 67.918 | 35.888 | 1106.986
36.148 | 83.411 | 36.018 | 1075.979
36.277 | 88.954 | 36.148 | 1044.543
36.406 | 86.716 | 36.277 | 1013.366
36.534 | 72.385 | 36.406 | 983.329
36.662 | 55.386 | 36.534 | 952.121
36.789 | 43.866 | 36.662 | 923.837
36.916 | 36.382 | 36.789 | 897.818
37.043 | 32.258 | 36.916 | 873.309
37.169 | 28.862 | 37.043 | 846.979
37.295 | 26.178 | 37.169 | 820.608
37.42 | 24.7 | 37.295 | 794.73
37.545 | 24.609 | 37.42 | 771.312
37.67 | 24.191 | 37.545 | 750.042
37.794 | 23.659 | 37.67 | 728.462
37.917 | 23.396 | 37.794 | 708.202
38.04 | 23.761 | 37.917 | 688.406
38.163 | 24.379 | 38.04 | 667.599
38.286 | 24.752 | 38.163 | 648.641
38.408 | 24.71 | 38.286 | 631.172
38.529 | 24.218 | 38.408 | 616.165
38.651 | 23.636 | 38.529 | 600.207
38.771 | 22.48 | 38.651 | 584.103
38.892 | 22.082 | 38.771 | 565.611
39.012 | 22.681 | 38.892 | 548.771
39.131 | 22.653 | 39.012 | 531.776
39.25 | 21.235 | 39.131 | 516.61
39.369 | 20.093 | 39.25 | 502.523
39.487 | 20.342 | 39.369 | 487.496
39.605 | 20.475 | 39.487 | 474.291
39.723 | 20.521 | 39.605 | 462.145
39.84 | 20.507 | 39.723 | 451.282
39.957 | 21.09 | 39.84 | 439.555
40.073 | 21.617 | 39.957 | 427.877
40.189 | 21.668 | 40.073 | 416.819
40.189 | 21.668 | 40.073 | 416.819
40.305 | 21.749 | 40.189 | 407.204
40.42 | 21.83 | 40.305 | 397.542
40.535 | 22.708 | 40.42 | 387.528
40.649 | 23.44 | 40.535 | 375.841
40.763 | 23.468 | 40.649 | 364.424
40.877 | 22.314 | 40.763 | 355.324
40.99 | 20.961 | 40.877 | 349.664
41.103 | 19.939 | 40.99 | 340.346
41.215 | 19.695 | 41.103 | 287.842
41.327 | 20.177 | 41.215 | 204.962
41.439 | 20.945 | 41.327 | 145.791

## Lustr H60 (hidden)
Selador | Lamp |  | Wattage
Lustr | Lumileds Rebel |  | 104 |  | Note: Owing to the variability of LEDs, output data and color matches should be viewed as approximate
Note: All data taken with room temperature fixture
| Beam Angle | Field Angle
Horizontal | 52.3 | 71.4
| Accessory Lens | Candela | Field Lumens | Beam Lumens | Lens Efficiency | Efficacy
| H60 | 8430 | 1750 | 950 | 95.68% | 16.8269
| For Field diameter at any distance, multiply distance by |  |  |  | 1.4371
| For Beam diameter at any distance, multiply distance by |  |  |  | 0.98196
| Throw Distance (ft) | 10 | 15 | 20 | 25
| Throw Distance (m) | 3.048 | 4.572 | 6.096 | 7.62
| Field Diameter (ft) | 14.3715 | 21.5572 | 28.7429 | 35.9286
| Field Diameter (m) | 4.3804 | 6.5706 | 8.7608 | 10.9511
| Illuminance (fc) | 84.3 | 37.4667 | 21.075 | 13.488
| Illuminance (lux) | 907.3968 | 403.2875 | 226.8492 | 145.1835
Test Distance | Iso-Illuminance Diagram grid lines
60.6 | 10 | 20 | 30 | 40
| 0.16502 | 0.33003 | 0.49505 | 0.66007
| Beam Angle | Field Angle
Vertical | 13.7 | 27.8
| For Field diameter at any distance, multiply distance by |  |  |  | 0.49495
| For Beam diameter at any distance, multiply distance by |  |  |  | 0.24026
| Throw Distance (ft) | 10 | 15 | 20 | 25
| Throw Distance (m) | 3.048 | 4.572 | 6.096 | 7.62
| Field Diameter (ft) | 4.9495 | 7.4242 | 9.899 | 12.3737
| Field Diameter (m) | 1.5086 | 2.2629 | 3.0172 | 3.7715
| Illuminance (fc) | 84.3 | 37.4667 | 21.075 | 13.488
| Illuminance (lux) | 907.3968 | 403.2875 | 226.8492 | 145.1835
| X |  | Y
-36.719 | 0 | -36.826 | 60.464
-36.611 | 0 | -36.719 | 61.817
-36.503 | 0 | -36.611 | 63.317
-36.394 | 110.709 | -36.503 | 64.248
-36.286 | 299.511 | -36.394 | 65.639
-36.176 | 493.606 | -36.286 | 65.005
-36.067 | 690.605 | -36.176 | 64.161
-35.957 | 821.974 | -36.067 | 64.713
-35.848 | 847.074 | -35.957 | 66.076
-35.737 | 870.97 | -35.848 | 66.72
-35.627 | 896.234 | -35.737 | 67.393
-35.516 | 921.942 | -35.627 | 68.165
-35.405 | 947.044 | -35.516 | 67.882
-35.293 | 971.79 | -35.405 | 67.845
-35.181 | 996.011 | -35.293 | 66.076
-35.069 | 1019.369 | -35.181 | 64.562
-34.957 | 1046.728 | -35.069 | 63.919
-34.844 | 1077.154 | -34.957 | 64.168
-34.731 | 1102.843 | -34.844 | 65.641
-34.618 | 1132.295 | -34.731 | 68.423
-34.504 | 1162.503 | -34.618 | 71.081
-34.39 | 1193.49 | -34.504 | 72.606
-34.276 | 1224.78 | -34.39 | 72.51
-34.161 | 1257.264 | -34.276 | 71.447
-34.046 | 1291.192 | -34.161 | 71.522
-33.931 | 1323.877 | -34.046 | 72.952
-33.815 | 1360.419 | -33.931 | 72.589
-33.7 | 1397.665 | -33.815 | 73.05
-33.583 | 1428.837 | -33.7 | 72.166
-33.467 | 1463.99 | -33.583 | 72.558
-33.35 | 1507.792 | -33.467 | 72.233
-33.233 | 1546.212 | -33.35 | 73.945
-33.116 | 1586.456 | -33.233 | 75.32
-32.998 | 1627.544 | -33.116 | 76.267
-32.88 | 1667.718 | -32.998 | 76.376
-32.762 | 1701.228 | -32.88 | 76.707
-32.643 | 1744.419 | -32.762 | 75.166
-32.524 | 1790.078 | -32.643 | 75.245
-32.405 | 1834.672 | -32.524 | 76.893
-32.285 | 1874.165 | -32.405 | 79.496
-32.165 | 1925.059 | -32.285 | 80.334
-32.045 | 1973.189 | -32.165 | 82.406
-31.924 | 2019.941 | -32.045 | 83.163
-31.803 | 2067.752 | -31.924 | 84.098
-31.682 | 2118.167 | -31.803 | 85.147
-31.561 | 2169.36 | -31.682 | 84.844
-31.439 | 2223.684 | -31.561 | 84.147
-31.317 | 2276.695 | -31.439 | 84.213
-31.194 | 2325.672 | -31.317 | 84.519
-31.071 | 2373.685 | -31.194 | 84.04
-30.948 | 2424.983 | -31.071 | 84.583
-30.825 | 2478.782 | -30.948 | 83.898
-30.701 | 2535.795 | -30.825 | 84.466
-30.577 | 2590.085 | -30.701 | 84.466
-30.453 | 2643.827 | -30.577 | 84.791
-30.328 | 2693.077 | -30.453 | 86.64
-30.203 | 2747.243 | -30.328 | 87.919
-30.078 | 2805.63 | -30.203 | 88.983
-29.952 | 2859.25 | -30.078 | 89.748
-29.826 | 2913.431 | -29.952 | 90.883
-29.7 | 2969.631 | -29.826 | 90.078
-29.573 | 3033.749 | -29.7 | 90.944
-29.446 | 3099.225 | -29.573 | 90.516
-29.319 | 3160.337 | -29.446 | 91.373
-29.191 | 3219.848 | -29.319 | 92.593
-29.063 | 3278.539 | -29.191 | 94.255
-28.935 | 3338.916 | -29.063 | 94.863
-28.807 | 3398.332 | -28.935 | 97.15
-28.678 | 3461.284 | -28.807 | 98.133
-28.549 | 3515.626 | -28.678 | 100.167
-28.419 | 3574.317 | -28.549 | 101.103
-28.289 | 3635.657 | -28.419 | 103.775
-28.159 | 3695.195 | -28.289 | 103.478
-28.029 | 3750.981 | -28.159 | 103.21
-27.898 | 3815.024 | -28.029 | 102.041
-27.767 | 3876.695 | -27.898 | 102.162
-27.636 | 3937.942 | -27.767 | 102.363
-27.504 | 3995.344 | -27.636 | 103.104
-27.372 | 4056.281 | -27.504 | 105.457
-27.24 | 4109.762 | -27.372 | 106.154
-27.107 | 4161.071 | -27.24 | 106.739
-26.974 | 4222.461 | -27.107 | 107.4
-26.841 | 4277.375 | -26.974 | 109.013
-26.707 | 4333.642 | -26.841 | 110.112
-26.573 | 4388.619 | -26.707 | 110.859
-26.439 | 4445.073 | -26.573 | 111.338
-26.305 | 4504.843 | -26.439 | 112.522
-26.17 | 4566.101 | -26.305 | 113.749
-26.035 | 4624.602 | -26.17 | 115.28
-25.899 | 4684.668 | -26.035 | 116.464
-25.763 | 4744.248 | -25.899 | 118.312
-25.627 | 4791.024 | -25.763 | 120.559
-25.491 | 4844.524 | -25.627 | 121.559
-25.354 | 4897.975 | -25.491 | 121.554
-25.217 | 4950.665 | -25.354 | 122.901
-25.08 | 5000.628 | -25.217 | 124.696
-24.942 | 5059.507 | -25.08 | 126.227
-24.804 | 5116.218 | -24.942 | 128.252
-24.666 | 5162.256 | -24.804 | 130.062
-24.527 | 5212.852 | -24.666 | 131.535
-24.389 | 5258.695 | -24.527 | 133.924
-24.249 | 5300.28 | -24.389 | 135.873
-24.11 | 5340.545 | -24.249 | 136.569
-23.97 | 5386.167 | -24.11 | 137.235
-23.83 | 5433.677 | -23.97 | 138.54
-23.69 | 5487.714 | -23.83 | 139.885
-23.549 | 5533.144 | -23.69 | 142.08
-23.408 | 5578.648 | -23.549 | 145.41
-23.267 | 5619.178 | -23.408 | 148.524
-23.125 | 5656.719 | -23.267 | 150.624
-22.983 | 5690.697 | -23.125 | 152.929
-22.841 | 5728.628 | -22.983 | 156.088
-22.699 | 5774.477 | -22.841 | 158.94
-22.556 | 5820.336 | -22.699 | 161.727
-22.413 | 5866.968 | -22.556 | 165.023
-22.269 | 5916.768 | -22.413 | 168.395
-22.126 | 5963.387 | -22.269 | 171.296
-21.982 | 6006.124 | -22.126 | 173.873
-21.837 | 6044.617 | -21.982 | 177.662
-21.693 | 6084.843 | -21.837 | 181.571
-21.548 | 6122.975 | -21.693 | 185.973
-21.403 | 6168.782 | -21.548 | 190.491
-21.258 | 6205.201 | -21.403 | 194.283
-21.112 | 6241.916 | -21.258 | 198.217
-20.966 | 6283.642 | -21.112 | 203.149
-20.82 | 6333.448 | -20.966 | 206.713
-20.673 | 6366.54 | -20.82 | 209.014
-20.526 | 6402.817 | -20.673 | 211.44
-20.379 | 6433.228 | -20.526 | 215.642
-20.232 | 6466.28 | -20.379 | 219.936
-20.084 | 6491.592 | -20.232 | 225.802
-19.936 | 6530.777 | -20.084 | 232.023
-19.788 | 6562.461 | -19.936 | 238.55
-19.639 | 6589.391 | -19.788 | 243.011
-19.49 | 6615.833 | -19.639 | 247.448
-19.341 | 6650.06 | -19.49 | 253.571
-19.192 | 6681.42 | -19.341 | 259.327
-19.042 | 6713.46 | -19.192 | 265.568
-18.892 | 6749.132 | -19.042 | 272.936
-18.742 | 6782.359 | -18.892 | 280.668
-18.592 | 6808.566 | -18.742 | 286.499
-18.441 | 6830.919 | -18.592 | 294.336
-18.29 | 6853.63 | -18.441 | 303.171
-18.139 | 6870.337 | -18.29 | 311.568
-17.988 | 6891.676 | -18.139 | 320.582
-17.836 | 6919.361 | -17.988 | 328.153
-17.684 | 6946.989 | -17.836 | 337.042
-17.532 | 6972.198 | -17.684 | 348.067
-17.379 | 6992.411 | -17.532 | 359.3
-17.226 | 7009.719 | -17.379 | 370.091
-17.073 | 7023.801 | -17.226 | 381.46
-16.92 | 7045.537 | -17.073 | 396.311
-16.766 | 7062.267 | -16.92 | 411.374
-16.613 | 7081.986 | -16.766 | 424.953
-16.459 | 7111.247 | -16.613 | 438.088
-16.304 | 7143.556 | -16.459 | 454.068
-16.15 | 7162.583 | -16.304 | 468.19
-15.995 | 7189.126 | -16.15 | 482.847
-15.84 | 7219.963 | -15.995 | 498.714
-15.685 | 7236.003 | -15.84 | 515.656
-15.529 | 7246.418 | -15.685 | 533.266
-15.374 | 7270.019 | -15.529 | 549.519
-15.218 | 7304.1 | -15.374 | 568.102
-15.062 | 7330.536 | -15.218 | 590.674
-14.905 | 7366.733 | -15.062 | 614.952
-14.749 | 7400.018 | -14.905 | 637.298
-14.592 | 7423.353 | -14.749 | 662.346
-14.435 | 7434.049 | -14.592 | 686.778
-14.277 | 7454.769 | -14.435 | 711.074
-14.12 | 7473.69 | -14.277 | 739.706
-13.962 | 7492.186 | -14.12 | 769.88
-13.804 | 7510.837 | -13.962 | 801.508
-13.646 | 7538.792 | -13.804 | 833.677
-13.488 | 7566.029 | -13.646 | 866.324
-13.329 | 7599.788 | -13.488 | 901.251
-13.17 | 7623.966 | -13.329 | 936.708
-13.011 | 7644.912 | -13.17 | 970.84
-12.852 | 7654.015 | -13.011 | 1006.668
-12.693 | 7668.92 | -12.852 | 1046.905
-12.533 | 7685.267 | -12.693 | 1088.671
-12.373 | 7698.485 | -12.533 | 1134.245
-12.213 | 7715.992 | -12.373 | 1182.701
-12.053 | 7725.977 | -12.213 | 1234.872
-11.893 | 7740.111 | -12.053 | 1286.174
-11.732 | 7756.571 | -11.893 | 1338.803
-11.572 | 7765.878 | -11.732 | 1392.113
-11.411 | 7771.149 | -11.572 | 1450.77
-11.249 | 7786.691 | -11.411 | 1510.253
-11.088 | 7800.264 | -11.249 | 1575.188
-10.927 | 7812.24 | -11.088 | 1634.76
-10.765 | 7823.183 | -10.927 | 1702.08
-10.603 | 7839.919 | -10.765 | 1767.866
-10.441 | 7849.521 | -10.603 | 1837.42
-10.279 | 7861.469 | -10.441 | 1906.179
-10.117 | 7879.028 | -10.279 | 1980.412
-9.954 | 7893.035 | -10.117 | 2055.05
-9.791 | 7892.909 | -9.954 | 2140.142
-9.629 | 7903.948 | -9.791 | 2230.178
-9.466 | 7923.637 | -9.629 | 2317.837
-9.303 | 7939.798 | -9.466 | 2411.724
-9.139 | 7956.359 | -9.303 | 2505.123
-8.976 | 7976.779 | -9.139 | 2597.454
-8.812 | 7992.522 | -8.976 | 2689.685
-8.649 | 8003.315 | -8.812 | 2791.557
-8.485 | 8011.185 | -8.649 | 2897.193
-8.321 | 8024.342 | -8.485 | 3006.976
-8.156 | 8040.383 | -8.321 | 3109.571
-7.992 | 8059.589 | -8.156 | 3219.545
-7.828 | 8079.881 | -7.992 | 3332.616
-7.663 | 8103.827 | -7.828 | 3445.006
-7.499 | 8127.673 | -7.663 | 3563.628
-7.334 | 8144.88 | -7.499 | 3687.27
-7.169 | 8162.566 | -7.334 | 3816.351
-7.004 | 8191.568 | -7.169 | 3946.408
-6.839 | 8205.759 | -7.004 | 4075.255
-6.673 | 8220.171 | -6.839 | 4203.424
-6.508 | 8242.807 | -6.673 | 4329.486
-6.342 | 8255.721 | -6.508 | 4458.485
-6.177 | 8258.119 | -6.342 | 4588.216
-6.011 | 8266.585 | -6.177 | 4717.5
-5.845 | 8277.259 | -6.011 | 4855.992
-5.679 | 8274.152 | -5.845 | 4990.123
-5.513 | 8285.944 | -5.679 | 5122.836
-5.347 | 8307.261 | -5.513 | 5247.104
-5.181 | 8315.275 | -5.347 | 5378.976
-5.015 | 8320.09 | -5.181 | 5505.391
-4.849 | 8332.502 | -5.015 | 5644.896
-4.682 | 8340.614 | -4.849 | 5773.502
-4.516 | 8354.067 | -4.682 | 5908.979
-4.349 | 8383.371 | -4.516 | 6048.152
-4.182 | 8402.788 | -4.349 | 6205.222
-4.016 | 8408.587 | -4.182 | 6337.593
-3.849 | 8419.912 | -4.016 | 6481.271
-3.682 | 8415.659 | -3.849 | 6607.957
-3.515 | 8412.359 | -3.682 | 6732.481
-3.348 | 8427.832 | -3.515 | 6854.933
-3.181 | 8422.91 | -3.348 | 6983.366
-3.014 | 8428.221 | -3.181 | 7101.197
-2.847 | 8438.954 | -3.014 | 7225.083
-2.68 | 8441.035 | -2.847 | 7343.201
-2.512 | 8428.058 | -2.68 | 7452.375
-2.345 | 8429.739 | -2.512 | 7552.664
-2.178 | 8425.899 | -2.345 | 7650.106
-2.01 | 8430.402 | -2.178 | 7734.751
-1.843 | 8428.256 | -2.01 | 7813.805
-1.675 | 8416.979 | -1.843 | 7880.907
-1.508 | 8402.381 | -1.675 | 7953.431
-1.34 | 8398.798 | -1.508 | 8009.766
-1.173 | 8394.865 | -1.34 | 8066.205
-1.005 | 8377.969 | -1.173 | 8123.166
-0.838 | 8342.823 | -1.005 | 8184.006
-0.67 | 8326.009 | -0.838 | 8232.798
-0.503 | 8322.343 | -0.67 | 8286.59
-0.335 | 8328.134 | -0.503 | 8308.772
-0.168 | 8328.961 | -0.335 | 8321.489
0 | 8328.666 | -0.168 | 8322.919
0.168 | 8312.907 | 0 | 8328.666
0.335 | 8303.966 | 0.168 | 8318.026
0.503 | 8299.549 | 0.335 | 8308.86
0.67 | 8302.064 | 0.503 | 8278.241
0.838 | 8296.358 | 0.67 | 8249.054
1.005 | 8291.974 | 0.838 | 8226.416
1.173 | 8283.941 | 1.005 | 8203.137
1.34 | 8279.677 | 1.173 | 8166.331
1.508 | 8281.332 | 1.34 | 8129.345
1.675 | 8289.079 | 1.508 | 8069.34
1.843 | 8289.388 | 1.675 | 8008.778
2.01 | 8294.868 | 1.843 | 7941.812
2.178 | 8302.506 | 2.01 | 7868.335
2.345 | 8297.454 | 2.178 | 7775.002
2.512 | 8281.832 | 2.345 | 7666.785
2.68 | 8261.083 | 2.512 | 7552.23
2.847 | 8239.355 | 2.68 | 7439.932
3.014 | 8219.575 | 2.847 | 7333.472
3.181 | 8203.236 | 3.014 | 7232
3.348 | 8192.347 | 3.181 | 7114.64
3.515 | 8180.422 | 3.348 | 6996.665
3.682 | 8160.282 | 3.515 | 6865.646
3.849 | 8143.639 | 3.682 | 6745.889
4.016 | 8132.414 | 3.849 | 6612.713
4.182 | 8127.031 | 4.016 | 6488.912
4.349 | 8127.215 | 4.182 | 6346.908
4.516 | 8119.756 | 4.349 | 6212.075
4.682 | 8100.359 | 4.516 | 6077.445
4.849 | 8081.019 | 4.682 | 5949.624
5.015 | 8067.162 | 4.849 | 5807.803
5.181 | 8055.158 | 5.015 | 5678.023
5.347 | 8043.541 | 5.181 | 5551.691
5.513 | 8038.838 | 5.347 | 5411.679
5.679 | 8021.85 | 5.513 | 5271.361
5.845 | 8004.109 | 5.679 | 5131.164
6.011 | 7983.544 | 5.845 | 4992.703
6.177 | 7965.546 | 6.011 | 4862
6.342 | 7943.603 | 6.177 | 4733.55
6.508 | 7934.241 | 6.342 | 4596.21
6.673 | 7918.288 | 6.508 | 4470.132
6.839 | 7888.876 | 6.673 | 4340.723
7.004 | 7868.116 | 6.839 | 4204.463
7.169 | 7846.089 | 7.004 | 4076.93
7.334 | 7815.864 | 7.169 | 3949.356
7.499 | 7784.478 | 7.334 | 3815.02
7.663 | 7761.534 | 7.499 | 3692.929
7.828 | 7735.637 | 7.663 | 3570.356
7.992 | 7703.442 | 7.828 | 3454.375
8.156 | 7672.197 | 7.992 | 3338.178
8.321 | 7644.702 | 8.156 | 3225.366
8.485 | 7629.856 | 8.321 | 3117.322
8.649 | 7617.384 | 8.485 | 3012.228
8.812 | 7605.302 | 8.649 | 2908.393
8.976 | 7591.559 | 8.812 | 2806.145
9.139 | 7575.014 | 8.976 | 2710.055
9.303 | 7556.865 | 9.139 | 2611.593
9.466 | 7549.537 | 9.303 | 2519.693
9.629 | 7544.826 | 9.466 | 2428.629
9.791 | 7528.837 | 9.629 | 2337.358
9.954 | 7509.278 | 9.791 | 2250.2
10.117 | 7493.37 | 9.954 | 2169.747
10.279 | 7471.389 | 10.117 | 2090.243
10.441 | 7445.914 | 10.279 | 2013.189
10.603 | 7426.123 | 10.441 | 1942.152
10.765 | 7403.246 | 10.603 | 1870.954
10.927 | 7385.258 | 10.765 | 1801.235
11.088 | 7383.075 | 10.927 | 1730.612
11.249 | 7389.592 | 11.088 | 1661.685
11.411 | 7388.685 | 11.249 | 1597.212
11.572 | 7376.713 | 11.411 | 1539.327
11.732 | 7354.358 | 11.572 | 1480.515
11.893 | 7326.243 | 11.732 | 1421.81
12.053 | 7292.899 | 11.893 | 1368.471
12.213 | 7264.353 | 12.053 | 1318.611
12.373 | 7243.172 | 12.213 | 1268.679
12.533 | 7227.069 | 12.373 | 1220.649
12.693 | 7220.426 | 12.533 | 1175.824
12.852 | 7217.71 | 12.693 | 1132.537
13.011 | 7205.065 | 12.852 | 1086.732
13.17 | 7190.667 | 13.011 | 1043.132
13.329 | 7169.398 | 13.17 | 1004.296
13.488 | 7147.027 | 13.329 | 966.573
13.646 | 7117.453 | 13.488 | 929.927
13.804 | 7094.4 | 13.646 | 896.698
13.962 | 7071.54 | 13.804 | 866.373
14.12 | 7039.999 | 13.962 | 835.918
14.277 | 7006.235 | 14.12 | 806.219
14.435 | 6984.485 | 14.277 | 775.934
14.592 | 6963.071 | 14.435 | 747.359
14.749 | 6940.681 | 14.592 | 719.131
14.905 | 6923.5 | 14.749 | 690.586
15.062 | 6906.397 | 14.905 | 667.06
15.218 | 6880.509 | 15.062 | 645.322
15.374 | 6855.957 | 15.218 | 624.735
15.529 | 6834.831 | 15.374 | 605.347
15.685 | 6811.478 | 15.529 | 585.439
15.84 | 6788.059 | 15.685 | 564.838
15.995 | 6762.089 | 15.84 | 543.094
16.15 | 6742.279 | 15.995 | 522.232
16.304 | 6710.553 | 16.15 | 504.212
16.459 | 6677.364 | 16.304 | 484.965
16.613 | 6652.133 | 16.459 | 466.935
16.766 | 6624.342 | 16.613 | 451.606
16.92 | 6596.723 | 16.766 | 438.268
17.073 | 6574.013 | 16.92 | 425.409
17.226 | 6551.625 | 17.073 | 414.129
17.379 | 6520.833 | 17.226 | 402.173
17.532 | 6485.65 | 17.379 | 390.207
17.684 | 6442.887 | 17.532 | 376.6
17.836 | 6406.75 | 17.684 | 364.954
17.988 | 6381.597 | 17.836 | 355.478
18.139 | 6354.529 | 17.988 | 344.384
18.29 | 6327.593 | 18.139 | 332.731
18.441 | 6298.496 | 18.29 | 322.496
18.592 | 6269.141 | 18.441 | 311.681
18.742 | 6241.829 | 18.592 | 299.84
18.892 | 6206.752 | 18.742 | 290.51
19.042 | 6166.385 | 18.892 | 282.89
19.192 | 6128.367 | 19.042 | 274.696
19.341 | 6095.426 | 19.192 | 265.657
19.49 | 6054.616 | 19.341 | 257.086
19.639 | 6005.058 | 19.49 | 249.572
19.788 | 5966.264 | 19.639 | 243.168
19.936 | 5942.647 | 19.788 | 237.792
20.084 | 5925.041 | 19.936 | 233.159
20.232 | 5901.331 | 20.084 | 229.069
20.379 | 5867.966 | 20.232 | 224.48
20.526 | 5826.556 | 20.379 | 218.634
20.673 | 5786.52 | 20.526 | 212.159
20.82 | 5750.38 | 20.673 | 207.327
20.966 | 5711.256 | 20.82 | 202.123
21.112 | 5672.227 | 20.966 | 197.722
21.258 | 5639.08 | 21.112 | 193.783
21.403 | 5599.529 | 21.258 | 190.009
21.548 | 5555.643 | 21.403 | 185.981
21.693 | 5511.815 | 21.548 | 182.468
21.837 | 5466.349 | 21.693 | 178.278
21.982 | 5421.824 | 21.837 | 174.111
22.126 | 5379.667 | 21.982 | 170.558
22.269 | 5336.502 | 22.126 | 166.415
22.413 | 5290.103 | 22.269 | 161.702
22.556 | 5256.255 | 22.413 | 157.175
22.699 | 5220.956 | 22.556 | 153.816
22.841 | 5178.517 | 22.699 | 151.564
22.983 | 5132.943 | 22.841 | 149.394
23.125 | 5083.115 | 22.983 | 147.405
23.267 | 5025.859 | 23.125 | 144.919
23.408 | 4975.858 | 23.267 | 142.225
23.549 | 4929.884 | 23.408 | 140.001
23.69 | 4883.61 | 23.549 | 138.423
23.83 | 4836.492 | 23.69 | 136.59
23.97 | 4784.547 | 23.83 | 134.23
24.11 | 4730.424 | 23.97 | 131.386
24.249 | 4679.488 | 24.11 | 129.241
24.389 | 4636.603 | 24.249 | 128.424
24.527 | 4589.525 | 24.389 | 127.403
24.666 | 4533.695 | 24.527 | 125.1
24.804 | 4479.115 | 24.666 | 123.109
24.942 | 4424.434 | 24.804 | 121.105
25.08 | 4367.849 | 24.942 | 118.734
25.217 | 4309.214 | 25.08 | 116.93
25.354 | 4264.114 | 25.217 | 115.622
25.491 | 4215.029 | 25.354 | 113.822
25.627 | 4163.663 | 25.491 | 111.599
25.763 | 4121.303 | 25.627 | 109.542
25.899 | 4078.682 | 25.763 | 107.599
26.035 | 4028.22 | 25.899 | 106.367
26.17 | 3980.196 | 26.035 | 105.308
26.305 | 3938.058 | 26.17 | 105.335
26.439 | 3891.72 | 26.305 | 104.475
26.573 | 3847.056 | 26.439 | 101.851
26.707 | 3800.732 | 26.573 | 98.342
26.841 | 3751.933 | 26.707 | 96.523
26.974 | 3701.404 | 26.841 | 94.612
27.107 | 3644.429 | 26.974 | 93.964
27.24 | 3584.661 | 27.107 | 93.285
27.372 | 3527.686 | 27.24 | 93.698
27.504 | 3477.741 | 27.372 | 93.792
27.636 | 3431.086 | 27.504 | 93.077
27.767 | 3381.778 | 27.636 | 92.574
27.898 | 3330.961 | 27.767 | 90.029
28.029 | 3280.753 | 27.898 | 88.339
28.159 | 3231.435 | 28.029 | 86.498
28.289 | 3177.393 | 28.159 | 85.057
28.419 | 3123.444 | 28.289 | 83.769
28.549 | 3074.614 | 28.419 | 82.666
28.678 | 3035.086 | 28.549 | 80.638
28.807 | 2991.703 | 28.678 | 78.623
28.935 | 2948.1 | 28.807 | 77.32
29.063 | 2900.441 | 28.935 | 77.832
29.191 | 2842.289 | 29.063 | 78.348
29.319 | 2778.097 | 29.191 | 77.594
29.446 | 2719.253 | 29.319 | 75.84
29.573 | 2665.419 | 29.446 | 75.384
29.7 | 2613.808 | 29.573 | 75.411
29.826 | 2571.768 | 29.7 | 75.351
29.952 | 2530.439 | 29.826 | 74.628
30.078 | 2484.745 | 29.952 | 74.593
30.203 | 2439.127 | 30.078 | 73.222
30.328 | 2392.913 | 30.203 | 71.927
30.453 | 2347.976 | 30.328 | 69.217
30.577 | 2300.646 | 30.453 | 67.837
30.701 | 2252.494 | 30.577 | 66.918
30.825 | 2203.986 | 30.701 | 67.532
30.948 | 2155.477 | 30.825 | 66.574
31.071 | 2109.603 | 30.948 | 66.325
31.194 | 2069.252 | 31.071 | 65.893
31.317 | 2031.47 | 31.194 | 66.18
31.439 | 1993.015 | 31.317 | 66.981
31.561 | 1953.181 | 31.439 | 66.667
31.682 | 1909.172 | 31.561 | 65.833
31.803 | 1865.478 | 31.682 | 64.778
31.924 | 1821.918 | 31.803 | 62.917
32.045 | 1777.999 | 31.924 | 62.088
32.165 | 1739.336 | 32.045 | 60.077
32.285 | 1704.027 | 32.165 | 59.384
32.405 | 1667.673 | 32.285 | 58.81
32.524 | 1630.923 | 32.405 | 60.138
32.643 | 1598.688 | 32.524 | 60.064
32.762 | 1565.074 | 32.643 | 60.02
32.88 | 1529.112 | 32.762 | 59.057
32.998 | 1489.18 | 32.88 | 59.484
33.116 | 1452.98 | 32.998 | 59.244
33.233 | 1420.143 | 33.116 | 60.347
33.35 | 1386.445 | 33.233 | 61.427
33.467 | 1351.263 | 33.35 | 61.222
33.583 | 1319.039 | 33.467 | 59.849
33.7 | 1288.86 | 33.583 | 57.454
33.815 | 1257.407 | 33.7 | 55.399
33.931 | 1227.959 | 33.815 | 55.231
34.046 | 1197.662 | 33.931 | 53.874
34.161 | 1167.172 | 34.046 | 52.638
34.276 | 1135.987 | 34.161 | 52.088
34.39 | 1106.31 | 34.276 | 52.702
34.504 | 1076.512 | 34.39 | 51.41
34.618 | 1048.788 | 34.504 | 51.117
34.731 | 1021.536 | 34.618 | 50.82
34.844 | 996.669 | 34.731 | 50.351
34.957 | 973.364 | 34.844 | 51.274
35.069 | 951.846 | 34.957 | 51.212
35.181 | 933.482 | 35.069 | 51.458
35.293 | 914.091 | 35.181 | 51.912
35.405 | 890.183 | 35.293 | 52.3
35.516 | 864.076 | 35.405 | 52.204
35.516 | 864.076 | 35.405 | 52.204
35.627 | 842.263 | 35.516 | 52.177
35.737 | 824.727 | 35.627 | 52.955
35.848 | 808.272 | 35.737 | 52.894
35.957 | 791.669 | 35.848 | 52.796
36.067 | 774.561 | 35.957 | 51.136
36.176 | 753.328 | 36.067 | 49.818
36.286 | 732.662 | 36.176 | 49.561
36.394 | 715.746 | 36.286 | 48.188
36.503 | 699.258 | 36.394 | 41.498
36.611 | 682.696 | 36.503 | 29.895
36.719 | 673.129 | 36.611 | 22.246

## Lustr V60 (hidden)
Selador | Lamp |  | Wattage
Lustr | Lumileds Rebel |  | 104 |  | Note: Owing to the variability of LEDs, output data and color matches should be viewed as approximate
Note: All data taken with room temperature fixture
| Beam Angle | Field Angle
Horizontal | 16.2 | 31.3
| Accessory Lens | Candela | Field Lumens | Beam Lumens | Lens Efficiency | Efficacy
| V60 | 7340 | 1770 | 1000 | 96.77% | 17.0192
| For Field diameter at any distance, multiply distance by |  |  |  | 0.56029
| For Beam diameter at any distance, multiply distance by |  |  |  | 0.28464
| Throw Distance (ft) | 10 | 15 | 20 | 25
| Throw Distance (m) | 3.048 | 4.572 | 6.096 | 7.62
| Field Diameter (ft) | 5.6029 | 8.4044 | 11.2058 | 14.0073
| Field Diameter (m) | 1.7078 | 2.5617 | 3.4155 | 4.2694
| Illuminance (fc) | 73.4 | 32.6222 | 18.35 | 11.744
| Illuminance (lux) | 790.0703 | 351.1423 | 197.5176 | 126.4112
Test Distance | Iso-Illuminance Diagram grid lines
51.2 | 10 | 20 | 30 | 40
| 0.19531 | 0.39062 | 0.58594 | 0.78125
| Beam Angle | Field Angle
Vertical | 53 | 71.2
| For Field diameter at any distance, multiply distance by |  |  |  | 1.4319
| For Beam diameter at any distance, multiply distance by |  |  |  | 0.99716
| Throw Distance (ft) | 10 | 15 | 20 | 25
| Throw Distance (m) | 3.048 | 4.572 | 6.096 | 7.62
| Field Diameter (ft) | 14.3186 | 21.4779 | 28.6372 | 35.7965
| Field Diameter (m) | 4.3643 | 6.5465 | 8.7286 | 10.9108
| Illuminance (fc) | 73.4 | 32.6222 | 18.35 | 11.744
| Illuminance (lux) | 790.0703 | 351.1423 | 197.5176 | 126.4112
| X |  | Y
-41.439 | 0 | -41.55 | 228.499
-41.327 | 0 | -41.439 | 229.991
-41.215 | 0 | -41.327 | 232.638
-41.103 | 6.939 | -41.215 | 236.43
-40.99 | 18.837 | -41.103 | 241.778
-40.877 | 31.327 | -40.99 | 247.66
-40.763 | 42.885 | -40.877 | 253.787
-40.649 | 49.894 | -40.763 | 259.969
-40.535 | 49.363 | -40.649 | 263.006
-40.42 | 48.806 | -40.535 | 267.321
-40.305 | 48.92 | -40.42 | 270.338
-40.189 | 50.388 | -40.305 | 273.924
-40.073 | 50.911 | -40.189 | 277.648
-39.957 | 52.112 | -40.073 | 282.107
-39.84 | 52.707 | -39.957 | 286.604
-39.723 | 52.321 | -39.84 | 292.681
-39.605 | 51.937 | -39.723 | 299.9
-39.487 | 51.497 | -39.605 | 306.599
-39.369 | 51.381 | -39.487 | 314.363
-39.25 | 50.976 | -39.369 | 322.768
-39.131 | 51.983 | -39.25 | 331.486
-39.012 | 52.321 | -39.131 | 339.619
-38.892 | 53.424 | -39.012 | 346.919
-38.771 | 53.437 | -38.892 | 353.994
-38.651 | 54.944 | -38.771 | 361.841
-38.529 | 56.294 | -38.651 | 369.574
-38.408 | 57.35 | -38.529 | 378.174
-38.286 | 57.478 | -38.408 | 386.513
-38.163 | 58.405 | -38.286 | 396.483
-38.04 | 57.781 | -38.163 | 406.731
-37.917 | 58.311 | -38.04 | 416.813
-37.794 | 58.726 | -37.917 | 428.154
-37.67 | 59.19 | -37.794 | 441.061
-37.545 | 59.541 | -37.67 | 452.881
-37.42 | 58.868 | -37.545 | 464.898
-37.295 | 59.027 | -37.42 | 479.415
-37.169 | 59.768 | -37.295 | 492.337
-37.043 | 60.606 | -37.169 | 505.571
-36.916 | 60.935 | -37.043 | 518.031
-36.789 | 61.182 | -36.916 | 534.984
-36.662 | 61.659 | -36.789 | 553.25
-36.534 | 61.664 | -36.662 | 572.105
-36.406 | 61.796 | -36.534 | 589.909
-36.277 | 61.901 | -36.406 | 609.485
-36.148 | 62.412 | -36.277 | 626.42
-36.018 | 62.866 | -36.148 | 643.867
-35.888 | 63.087 | -36.018 | 662.426
-35.758 | 64.059 | -35.888 | 683.191
-35.627 | 65.621 | -35.758 | 703.716
-35.496 | 66.021 | -35.627 | 726.054
-35.364 | 64.955 | -35.496 | 747.763
-35.232 | 64.391 | -35.364 | 768.208
-35.099 | 65.352 | -35.232 | 790.585
-34.966 | 64.57 | -35.099 | 814.081
-34.833 | 64.499 | -34.966 | 839.045
-34.699 | 65.516 | -34.833 | 865.891
-34.565 | 66.521 | -34.699 | 891.207
-34.43 | 66.296 | -34.565 | 916.096
-34.295 | 66.309 | -34.43 | 942.455
-34.159 | 67.128 | -34.295 | 971.286
-34.023 | 68.103 | -34.159 | 1001.367
-33.887 | 70.171 | -34.023 | 1033.411
-33.75 | 71.401 | -33.887 | 1068.937
-33.613 | 71.548 | -33.75 | 1101.211
-33.475 | 71.392 | -33.613 | 1133.999
-33.337 | 71.72 | -33.475 | 1169.168
-33.198 | 71.792 | -33.337 | 1203.849
-33.059 | 72.98 | -33.198 | 1241.029
-32.919 | 74.111 | -33.059 | 1280.009
-32.779 | 74.055 | -32.919 | 1320.671
-32.639 | 74.066 | -32.779 | 1359.533
-32.498 | 74.569 | -32.639 | 1399.701
-32.357 | 75.49 | -32.498 | 1439.386
-32.215 | 75.824 | -32.357 | 1484.009
-32.073 | 76.751 | -32.215 | 1528.399
-31.93 | 77.624 | -32.073 | 1574.058
-31.787 | 79.517 | -31.93 | 1619.848
-31.643 | 80.259 | -31.787 | 1669.155
-31.499 | 81.037 | -31.643 | 1717.14
-31.355 | 81.72 | -31.499 | 1765.489
-31.21 | 81.43 | -31.355 | 1817.927
-31.065 | 81.933 | -31.21 | 1871.242
-30.919 | 83.473 | -31.065 | 1921.55
-30.773 | 84.702 | -30.919 | 1968.211
-30.626 | 85.034 | -30.773 | 2020.086
-30.479 | 86.201 | -30.626 | 2070.608
-30.331 | 87.734 | -30.479 | 2125.567
-30.183 | 89.002 | -30.331 | 2181.58
-30.035 | 89.72 | -30.183 | 2237.384
-29.886 | 90.286 | -30.035 | 2291.222
-29.737 | 91.894 | -29.886 | 2352.56
-29.587 | 93.221 | -29.737 | 2413.724
-29.437 | 94.231 | -29.587 | 2473.164
-29.286 | 94.481 | -29.437 | 2535.621
-29.135 | 95.617 | -29.286 | 2594.798
-28.983 | 95.778 | -29.135 | 2652.551
-28.831 | 96.877 | -28.983 | 2707.997
-28.679 | 98.085 | -28.831 | 2764.962
-28.526 | 100.074 | -28.679 | 2825.794
-28.373 | 102.145 | -28.526 | 2889.947
-28.219 | 103.961 | -28.373 | 2955.643
-28.065 | 105.449 | -28.219 | 3020.681
-27.91 | 107.449 | -28.065 | 3087.77
-27.755 | 109.47 | -27.91 | 3155.11
-27.599 | 111.146 | -27.755 | 3220.47
-27.443 | 112.865 | -27.599 | 3282.755
-27.287 | 114.991 | -27.443 | 3346.178
-27.13 | 117.098 | -27.287 | 3407.373
-26.973 | 118.353 | -27.13 | 3467.743
-26.815 | 119.861 | -26.973 | 3529.424
-26.657 | 120.868 | -26.815 | 3591.872
-26.498 | 122.091 | -26.657 | 3655.831
-26.339 | 123.864 | -26.498 | 3719.746
-26.179 | 125.883 | -26.339 | 3782.704
-26.019 | 129.681 | -26.179 | 3842.58
-25.859 | 133.356 | -26.019 | 3900.433
-25.698 | 136.982 | -25.859 | 3950.96
-25.537 | 138.843 | -25.698 | 4001.559
-25.375 | 141.089 | -25.537 | 4059.73
-25.213 | 143.101 | -25.375 | 4124.308
-25.05 | 145.765 | -25.213 | 4187.381
-24.887 | 149.812 | -25.05 | 4245.318
-24.724 | 152.752 | -24.887 | 4304.77
-24.56 | 155.08 | -24.724 | 4365.291
-24.396 | 159.027 | -24.56 | 4423.21
-24.231 | 163.653 | -24.396 | 4477.278
-24.066 | 167.609 | -24.231 | 4529.121
-23.9 | 172.167 | -24.066 | 4577.477
-23.734 | 176.709 | -23.9 | 4624.798
-23.568 | 181.445 | -23.734 | 4666.194
-23.401 | 185.38 | -23.568 | 4708.749
-23.234 | 189.72 | -23.401 | 4754
-23.066 | 194.668 | -23.234 | 4796.965
-22.898 | 200.215 | -23.066 | 4841.262
-22.729 | 205.106 | -22.898 | 4884.404
-22.56 | 211.226 | -22.729 | 4933.1
-22.391 | 218.237 | -22.56 | 4980.042
-22.221 | 225.435 | -22.391 | 5029.587
-22.051 | 231.605 | -22.221 | 5075.324
-21.88 | 237.85 | -22.051 | 5124.823
-21.709 | 244.656 | -21.88 | 5172.5
-21.538 | 252.835 | -21.709 | 5210.654
-21.366 | 261.308 | -21.538 | 5251.141
-21.194 | 269.459 | -21.366 | 5288.334
-21.021 | 277.407 | -21.194 | 5321.492
-20.848 | 286.241 | -21.021 | 5348.166
-20.675 | 295.986 | -20.848 | 5375.357
-20.501 | 305.929 | -20.675 | 5409.543
-20.327 | 316.738 | -20.501 | 5434.893
-20.152 | 327.623 | -20.327 | 5460.903
-19.977 | 340.187 | -20.152 | 5493.286
-19.802 | 354.173 | -19.977 | 5525.149
-19.626 | 368.827 | -19.802 | 5556.406
-19.45 | 382.444 | -19.626 | 5593.352
-19.273 | 397.847 | -19.45 | 5622.377
-19.096 | 414.303 | -19.273 | 5656.708
-18.919 | 432.565 | -19.096 | 5690.359
-18.741 | 451.982 | -18.919 | 5725.307
-18.563 | 472.94 | -18.741 | 5755.454
-18.385 | 493.209 | -18.563 | 5782.409
-18.206 | 517.09 | -18.385 | 5803.407
-18.027 | 540.708 | -18.206 | 5821.157
-17.847 | 565.53 | -18.027 | 5845.16
-17.667 | 591.377 | -17.847 | 5870.813
-17.487 | 618.009 | -17.667 | 5900.931
-17.306 | 645.112 | -17.487 | 5927.768
-17.125 | 674.699 | -17.306 | 5957.531
-16.944 | 705.522 | -17.125 | 5982.071
-16.762 | 737.145 | -16.944 | 6006.287
-16.58 | 768.556 | -16.762 | 6036.751
-16.398 | 803.623 | -16.58 | 6066.363
-16.215 | 839.86 | -16.398 | 6093.613
-16.032 | 877.351 | -16.215 | 6120.452
-15.849 | 916.162 | -16.032 | 6142.06
-15.665 | 958.769 | -15.849 | 6159.268
-15.481 | 1001.663 | -15.665 | 6177.202
-15.296 | 1045.367 | -15.481 | 6196.522
-15.112 | 1090.551 | -15.296 | 6226.216
-14.927 | 1138.13 | -15.112 | 6247.721
-14.741 | 1185.904 | -14.927 | 6274.882
-14.556 | 1232.973 | -14.741 | 6302.102
-14.37 | 1281.636 | -14.556 | 6328.482
-14.183 | 1333.655 | -14.37 | 6342.165
-13.997 | 1388.213 | -14.183 | 6360.29
-13.81 | 1449.024 | -13.997 | 6371.256
-13.623 | 1512.622 | -13.81 | 6393.779
-13.435 | 1580.759 | -13.623 | 6414.489
-13.247 | 1648.426 | -13.435 | 6446.823
-13.059 | 1714.224 | -13.247 | 6475.887
-12.871 | 1781.171 | -13.059 | 6502.639
-12.682 | 1848.268 | -12.871 | 6521.661
-12.493 | 1919.893 | -12.682 | 6540.447
-12.304 | 1994.511 | -12.493 | 6553.848
-12.115 | 2072.05 | -12.304 | 6574.362
-11.925 | 2153.977 | -12.115 | 6595.709
-11.735 | 2237.365 | -11.925 | 6612.882
-11.544 | 2322.226 | -11.735 | 6634.857
-11.354 | 2412.566 | -11.544 | 6659.464
-11.163 | 2507.577 | -11.354 | 6685.224
-10.972 | 2604.613 | -11.163 | 6699.856
-10.781 | 2704.478 | -10.972 | 6723.976
-10.589 | 2801.947 | -10.781 | 6736.926
-10.397 | 2897.522 | -10.589 | 6757.756
-10.205 | 2997.185 | -10.397 | 6776.713
-10.013 | 3102.075 | -10.205 | 6800.307
-9.821 | 3209.072 | -10.013 | 6814.434
-9.628 | 3321.386 | -9.821 | 6829.738
-9.435 | 3438.089 | -9.628 | 6842.528
-9.242 | 3555.651 | -9.435 | 6856.095
-9.049 | 3674.497 | -9.242 | 6868.12
-8.855 | 3799.075 | -9.049 | 6881.095
-8.661 | 3921.264 | -8.855 | 6899.686
-8.467 | 4040.366 | -8.661 | 6921.337
-8.273 | 4164.543 | -8.467 | 6940.957
-8.079 | 4292.03 | -8.273 | 6958.586
-7.884 | 4418.911 | -8.079 | 6976.258
-7.69 | 4548.46 | -7.884 | 6982.17
-7.495 | 4670.025 | -7.69 | 6987.502
-7.3 | 4795.048 | -7.495 | 6997.014
-7.104 | 4916.642 | -7.3 | 7004.056
-6.909 | 5039.721 | -7.104 | 7013.657
-6.713 | 5159.74 | -6.909 | 7032.115
-6.518 | 5281.968 | -6.713 | 7038.935
-6.322 | 5403.155 | -6.518 | 7036.121
-6.126 | 5520.721 | -6.322 | 7033.575
-5.93 | 5635.946 | -6.126 | 7035.63
-5.733 | 5751.211 | -5.93 | 7032.931
-5.537 | 5853.761 | -5.733 | 7038.345
-5.34 | 5969.958 | -5.537 | 7048.74
-5.144 | 6092.172 | -5.34 | 7063.696
-4.947 | 6207.168 | -5.144 | 7089.96
-4.75 | 6307.634 | -4.947 | 7109.326
-4.553 | 6416.282 | -4.75 | 7123.92
-4.356 | 6512.764 | -4.553 | 7134.069
-4.158 | 6604.54 | -4.356 | 7143.322
-3.961 | 6706.652 | -4.158 | 7141.827
-3.763 | 6788.19 | -3.961 | 7153.235
-3.566 | 6864.165 | -3.763 | 7166.499
-3.368 | 6940.77 | -3.566 | 7178.496
-3.171 | 7010.993 | -3.368 | 7190.918
-2.973 | 7063.834 | -3.171 | 7198.746
-2.775 | 7115.735 | -2.973 | 7200.035
-2.577 | 7164.979 | -2.775 | 7203.153
-2.379 | 7210.337 | -2.577 | 7201.741
-2.181 | 7237.964 | -2.379 | 7196.517
-1.983 | 7270.647 | -2.181 | 7193.573
-1.785 | 7293.326 | -1.983 | 7199.139
-1.586 | 7322.613 | -1.785 | 7198.297
-1.388 | 7331.599 | -1.586 | 7198.668
-1.19 | 7330.236 | -1.388 | 7204.904
-0.992 | 7303.196 | -1.19 | 7215.28
-0.793 | 7289.301 | -0.992 | 7224.741
-0.595 | 7282.391 | -0.793 | 7240.774
-0.397 | 7273.89 | -0.595 | 7248.18
-0.198 | 7258.598 | -0.397 | 7242.934
0 | 7242.655 | -0.198 | 7236.9
0.198 | 7210.568 | 0 | 7242.655
0.397 | 7167.156 | 0.198 | 7233.246
0.595 | 7116.484 | 0.397 | 7229.485
0.793 | 7065.627 | 0.595 | 7220.675
0.992 | 7013.705 | 0.793 | 7217.135
1.19 | 6950.536 | 0.992 | 7219.069
1.388 | 6885.626 | 1.19 | 7233.51
1.586 | 6818.064 | 1.388 | 7242.057
1.785 | 6749.686 | 1.586 | 7242.812
1.983 | 6671.518 | 1.785 | 7235.109
2.181 | 6596.777 | 1.983 | 7234.28
2.379 | 6515.262 | 2.181 | 7226.103
2.577 | 6426.079 | 2.379 | 7223.928
2.775 | 6330.03 | 2.577 | 7224.784
2.973 | 6227.649 | 2.775 | 7212.955
3.171 | 6117.643 | 2.973 | 7195.273
3.368 | 6004.581 | 3.171 | 7188.043
3.566 | 5895.039 | 3.368 | 7178.521
3.763 | 5781.303 | 3.566 | 7168.834
3.961 | 5659.306 | 3.763 | 7146.053
4.158 | 5536.507 | 3.961 | 7131.869
4.356 | 5404.134 | 4.158 | 7123.587
4.553 | 5270.778 | 4.356 | 7124.783
4.75 | 5144.946 | 4.553 | 7116.423
4.947 | 5028.695 | 4.75 | 7109.857
5.144 | 4912.273 | 4.947 | 7092.276
5.34 | 4792.618 | 5.144 | 7082.073
5.537 | 4666.752 | 5.34 | 7071.509
5.733 | 4535.242 | 5.537 | 7067.038
5.93 | 4404.665 | 5.733 | 7055.775
6.126 | 4281.584 | 5.93 | 7047.963
6.322 | 4164.546 | 6.126 | 7041.206
6.518 | 4049.175 | 6.322 | 7035.929
6.713 | 3927.95 | 6.518 | 7034.039
6.909 | 3803.719 | 6.713 | 7028.895
7.104 | 3680.762 | 6.909 | 7020.978
7.3 | 3559.938 | 7.104 | 7015.582
7.495 | 3437.963 | 7.3 | 7008.021
7.69 | 3324.839 | 7.495 | 6986.772
7.884 | 3214.732 | 7.69 | 6966.796
8.079 | 3097.592 | 7.884 | 6956.197
8.273 | 2983.982 | 8.079 | 6933.386
8.467 | 2874.198 | 8.273 | 6912.81
8.661 | 2764.853 | 8.467 | 6891.738
8.855 | 2658.709 | 8.661 | 6868.928
9.049 | 2562.383 | 8.855 | 6854.117
9.242 | 2468.605 | 9.049 | 6840.88
9.435 | 2374.692 | 9.242 | 6829.962
9.628 | 2282.679 | 9.435 | 6813.956
9.821 | 2192.062 | 9.628 | 6800.919
10.013 | 2106.006 | 9.821 | 6784.827
10.205 | 2021.847 | 10.013 | 6763.677
10.397 | 1942.186 | 10.205 | 6744.258
10.589 | 1864.792 | 10.397 | 6725.249
10.781 | 1790.703 | 10.589 | 6700.298
10.972 | 1716.752 | 10.781 | 6676.694
11.163 | 1647.043 | 10.972 | 6661.257
11.354 | 1580.17 | 11.163 | 6642.791
11.544 | 1514.959 | 11.354 | 6632.408
11.735 | 1453.03 | 11.544 | 6615.154
11.925 | 1391.199 | 11.735 | 6598.099
12.115 | 1328.672 | 11.925 | 6572.706
12.304 | 1267.872 | 12.115 | 6550.949
12.493 | 1212.343 | 12.304 | 6530.816
12.682 | 1160.088 | 12.493 | 6512.502
12.871 | 1110.096 | 12.682 | 6497.939
13.059 | 1062.842 | 12.871 | 6479.16
13.247 | 1018.385 | 13.059 | 6453.501
13.435 | 975.31 | 13.247 | 6429.957
13.623 | 932.377 | 13.435 | 6417.372
13.81 | 890.922 | 13.623 | 6399.415
13.997 | 851.772 | 13.81 | 6376.614
14.183 | 811.937 | 13.997 | 6350.565
14.37 | 776.785 | 14.183 | 6329.125
14.556 | 743.239 | 14.37 | 6303.03
14.741 | 710.699 | 14.556 | 6283.708
14.927 | 680.153 | 14.741 | 6256.085
15.112 | 653.569 | 14.927 | 6227.212
15.296 | 625.274 | 15.112 | 6196.822
15.481 | 598.794 | 15.296 | 6167.383
15.665 | 573.149 | 15.481 | 6123.843
15.849 | 548.915 | 15.665 | 6091.445
16.032 | 526.604 | 15.849 | 6061.672
16.215 | 506.547 | 16.032 | 6040.277
16.398 | 486.724 | 16.215 | 6020.936
16.58 | 466.432 | 16.398 | 6011.121
16.762 | 447.181 | 16.58 | 5991.008
16.944 | 430.991 | 16.762 | 5967.332
17.125 | 415.237 | 16.944 | 5944.94
17.306 | 399.615 | 17.125 | 5917.205
17.487 | 385.038 | 17.306 | 5887.272
17.667 | 372.074 | 17.487 | 5853.817
17.847 | 358.977 | 17.667 | 5823.622
18.027 | 345.758 | 17.847 | 5797.398
18.206 | 332.747 | 18.027 | 5773.911
18.385 | 320.762 | 18.206 | 5748.812
18.563 | 309.511 | 18.385 | 5724.675
18.741 | 300.282 | 18.563 | 5689.568
18.919 | 292.635 | 18.741 | 5651.262
19.096 | 284.418 | 18.919 | 5610.818
19.273 | 276.152 | 19.096 | 5571.554
19.45 | 268.253 | 19.273 | 5531.578
19.626 | 262.444 | 19.45 | 5501.888
19.802 | 256.778 | 19.626 | 5471.712
19.977 | 250.577 | 19.802 | 5435.8
20.152 | 243.963 | 19.977 | 5399.626
20.327 | 237.651 | 20.152 | 5364.013
20.501 | 230.743 | 20.327 | 5323.145
20.675 | 223.839 | 20.501 | 5285.582
20.848 | 217.615 | 20.675 | 5250.682
21.021 | 212.028 | 20.848 | 5220.591
21.194 | 205.127 | 21.021 | 5184.306
21.366 | 198.73 | 21.194 | 5151.655
21.538 | 193.257 | 21.366 | 5115.903
21.709 | 188.417 | 21.538 | 5074.71
21.88 | 184.251 | 21.709 | 5035.169
22.051 | 180.985 | 21.88 | 4995.092
22.221 | 177.357 | 22.051 | 4954.216
22.391 | 174.657 | 22.221 | 4911.412
22.56 | 172.229 | 22.391 | 4865.773
22.729 | 169.527 | 22.56 | 4818.339
22.898 | 166.084 | 22.729 | 4770.645
23.066 | 162.272 | 22.898 | 4725.847
23.234 | 159.038 | 23.066 | 4677.007
23.401 | 156.807 | 23.234 | 4631.503
23.568 | 155.641 | 23.401 | 4583.845
23.734 | 153.189 | 23.568 | 4535.592
23.9 | 149.312 | 23.734 | 4481.901
24.066 | 146.148 | 23.9 | 4433.257
24.231 | 144.944 | 24.066 | 4380.748
24.396 | 143.162 | 24.231 | 4331.982
24.56 | 140.903 | 24.396 | 4281.789
24.724 | 138.859 | 24.56 | 4233.06
24.887 | 136.818 | 24.724 | 4180.325
25.05 | 135.447 | 24.887 | 4126.612
25.213 | 134.81 | 25.05 | 4075.774
25.375 | 133.785 | 25.213 | 4023.852
25.537 | 131.509 | 25.375 | 3971.124
25.698 | 129.307 | 25.537 | 3917.613
25.859 | 127.253 | 25.698 | 3863.658
26.019 | 125.312 | 25.859 | 3809.012
26.179 | 123.02 | 26.019 | 3754.406
26.339 | 120.859 | 26.179 | 3696.25
26.498 | 119.392 | 26.339 | 3635.004
26.657 | 118.384 | 26.498 | 3575.182
26.815 | 116.8 | 26.657 | 3516.876
26.973 | 115.354 | 26.815 | 3459.065
27.13 | 114.125 | 26.973 | 3402.873
27.287 | 113.249 | 27.13 | 3348.415
27.443 | 111.443 | 27.287 | 3295.502
27.599 | 110.085 | 27.443 | 3237.387
27.755 | 108.714 | 27.599 | 3177.458
27.91 | 106.904 | 27.755 | 3117.61
28.065 | 105.801 | 27.91 | 3062.126
28.219 | 105.866 | 28.065 | 3009.656
28.373 | 105.576 | 28.219 | 2954.739
28.526 | 103.976 | 28.373 | 2899.748
28.679 | 102.78 | 28.526 | 2846.071
28.831 | 101.373 | 28.679 | 2790.161
28.983 | 99.29 | 28.831 | 2726.795
29.135 | 98.016 | 28.983 | 2663.861
29.286 | 98.47 | 29.135 | 2605.68
29.437 | 99.6 | 29.286 | 2549.116
29.587 | 100.412 | 29.437 | 2494.13
29.737 | 99.877 | 29.587 | 2439.23
29.886 | 98.223 | 29.737 | 2384.994
30.035 | 96.139 | 29.886 | 2331.369
30.183 | 94.264 | 30.035 | 2277.659
30.331 | 93.208 | 30.183 | 2227.026
30.479 | 92.414 | 30.331 | 2182.374
30.626 | 91.633 | 30.479 | 2135.956
30.773 | 90.591 | 30.626 | 2083.047
30.919 | 89.048 | 30.773 | 2028.537
31.065 | 86.807 | 30.919 | 1974.573
31.21 | 85.596 | 31.065 | 1922.661
31.355 | 85.819 | 31.21 | 1871.435
31.499 | 86.737 | 31.355 | 1826.363
31.643 | 87.27 | 31.499 | 1783.044
31.787 | 86.736 | 31.643 | 1739.088
31.93 | 86.02 | 31.787 | 1692.693
32.073 | 85.031 | 31.93 | 1649.342
32.215 | 83.7 | 32.073 | 1608.746
32.357 | 82.421 | 32.215 | 1562.939
32.498 | 81.936 | 32.357 | 1519.291
32.639 | 80.816 | 32.498 | 1475.327
32.779 | 80.068 | 32.639 | 1431.379
32.919 | 80.153 | 32.779 | 1388.287
33.059 | 80.671 | 32.919 | 1352.469
33.198 | 80.322 | 33.059 | 1313.646
33.337 | 79.369 | 33.198 | 1277.509
33.475 | 78.082 | 33.337 | 1241.863
33.613 | 77.177 | 33.475 | 1205.998
33.75 | 76.239 | 33.613 | 1168.005
33.887 | 71.205 | 33.75 | 1132.833
34.023 | 64.02 | 33.887 | 1099.795
34.159 | 56.363 | 34.023 | 1064.088
34.295 | 48.082 | 34.159 | 1033.473
34.43 | 43 | 34.295 | 1005.12
34.565 | 42.271 | 34.43 | 979.134
34.699 | 41.485 | 34.565 | 949.056
34.833 | 39.914 | 34.699 | 920.532
34.966 | 39.499 | 34.833 | 892.152
35.099 | 39.496 | 34.966 | 863.384
35.232 | 40.947 | 35.099 | 836.871
35.364 | 42.213 | 35.232 | 816.814
35.496 | 43.118 | 35.364 | 792.262
35.627 | 42.88 | 35.496 | 767.081
35.758 | 42.991 | 35.627 | 743.366
35.888 | 55.305 | 35.758 | 724.281
36.018 | 77.033 | 35.888 | 702.367
36.148 | 91.576 | 36.018 | 681.976
36.277 | 96.903 | 36.148 | 660.478
36.406 | 94.344 | 36.277 | 643.037
36.534 | 78.472 | 36.406 | 623.4
36.662 | 59.342 | 36.534 | 603.143
36.789 | 48.6 | 36.662 | 581.917
36.916 | 41.298 | 36.789 | 563.059
37.043 | 36.089 | 36.916 | 547.182
37.169 | 32.101 | 37.043 | 531.029
37.295 | 28.926 | 37.169 | 515.741
37.42 | 27.087 | 37.295 | 501.329
37.545 | 25.606 | 37.42 | 487.139
37.67 | 24.38 | 37.545 | 473.47
37.794 | 23.387 | 37.67 | 463.988
37.917 | 22.93 | 37.794 | 451.978
38.04 | 23.211 | 37.917 | 437.922
38.163 | 24.351 | 38.04 | 425.943
38.286 | 24.919 | 38.163 | 412.839
38.408 | 25.548 | 38.286 | 401.039
38.529 | 26.126 | 38.408 | 390.171
38.651 | 25.836 | 38.529 | 383.394
38.771 | 24.493 | 38.651 | 373.833
38.892 | 24.19 | 38.771 | 363.571
39.012 | 24.657 | 38.892 | 354.108
39.131 | 24.178 | 39.012 | 344.284
39.25 | 23.434 | 39.131 | 334.035
39.369 | 23.263 | 39.25 | 325.382
39.487 | 24.404 | 39.369 | 316.749
39.605 | 24.558 | 39.487 | 307.29
39.723 | 24.123 | 39.605 | 298.285
39.84 | 24.158 | 39.723 | 291.16
39.957 | 24.55 | 39.84 | 284.401
40.073 | 24.706 | 39.957 | 278.878
40.189 | 24.049 | 40.073 | 273.981
40.189 | 24.049 | 40.073 | 273.981
40.305 | 24.566 | 40.189 | 268.456
40.42 | 24.997 | 40.305 | 262.534
40.535 | 26.074 | 40.42 | 256.424
40.649 | 26.301 | 40.535 | 249.602
40.763 | 26.22 | 40.649 | 242.365
40.877 | 25.857 | 40.763 | 237.769
40.99 | 25.46 | 40.877 | 232.467
41.103 | 24.46 | 40.99 | 227.386
41.215 | 23.924 | 41.103 | 192.167
41.327 | 23.413 | 41.215 | 137.168
41.439 | 23.029 | 41.327 | 97.342

## Lustr H70 (hidden)
Selador | Lamp |  | Wattage
Lustr | Lumileds Rebel |  | 104 |  | Note: Owing to the variability of LEDs, output data and color matches should be viewed as approximate
Note: All data taken with room temperature fixture
| Beam Angle | Field Angle
Horizontal | 61.4 | 79.2
| Accessory Lens | Candela | Field Lumens | Beam Lumens | Lens Efficiency | Efficacy
| H70 | 7110 | 1710 | 920 | 93.49% | 16.4423
| For Field diameter at any distance, multiply distance by |  |  |  | 1.6545
| For Beam diameter at any distance, multiply distance by |  |  |  | 1.1875
| Throw Distance (ft) | 10 | 15 | 20 | 25
| Throw Distance (m) | 3.048 | 4.572 | 6.096 | 7.62
| Field Diameter (ft) | 16.5454 | 24.8182 | 33.0909 | 41.3636
| Field Diameter (m) | 5.043 | 7.5646 | 10.0861 | 12.6076
| Illuminance (fc) | 71.1 | 31.6 | 17.775 | 11.376
| Illuminance (lux) | 765.3133 | 340.1392 | 191.3283 | 122.4501
Test Distance | Iso-Illuminance Diagram grid lines
51.2 | 10 | 20 | 30 | 40
| 0.19531 | 0.39062 | 0.58594 | 0.78125
| Beam Angle | Field Angle
Vertical | 13.8 | 28
| For Field diameter at any distance, multiply distance by |  |  |  | 0.49866
| For Beam diameter at any distance, multiply distance by |  |  |  | 0.24203
| Throw Distance (ft) | 10 | 15 | 20 | 25
| Throw Distance (m) | 3.048 | 4.572 | 6.096 | 7.62
| Field Diameter (ft) | 4.9866 | 7.4798 | 9.9731 | 12.4664
| Field Diameter (m) | 1.5199 | 2.2799 | 3.0398 | 3.7998
| Illuminance (fc) | 71.1 | 31.6 | 17.775 | 11.376
| Illuminance (lux) | 765.3133 | 340.1392 | 191.3283 | 122.4501
| X |  | Y
-41.55 | 500.284 | -41.439 | 0
-41.439 | 504.738 | -41.327 | 0
-41.327 | 512.926 | -41.215 | 0
-41.215 | 524.778 | -41.103 | 4.71
-41.103 | 539.417 | -40.99 | 12.933
-40.99 | 555.518 | -40.877 | 20.574
-40.877 | 570.291 | -40.763 | 28.94
-40.763 | 585.332 | -40.649 | 34.575
-40.649 | 602.452 | -40.535 | 35.531
-40.535 | 619.261 | -40.42 | 35.349
-40.42 | 634.879 | -40.305 | 35.41
-40.305 | 651.443 | -40.189 | 37.128
-40.189 | 668.216 | -40.073 | 38.138
-40.073 | 683.814 | -39.957 | 38.45
-39.957 | 699.536 | -39.84 | 38.403
-39.84 | 718.258 | -39.723 | 37.882
-39.723 | 736.714 | -39.605 | 37.366
-39.605 | 756.817 | -39.487 | 38.053
-39.487 | 778.454 | -39.369 | 38.703
-39.369 | 801.918 | -39.25 | 40.011
-39.25 | 821.743 | -39.131 | 40.355
-39.131 | 841.521 | -39.012 | 39.749
-39.012 | 861.197 | -38.892 | 39.121
-38.892 | 883.361 | -38.771 | 38.554
-38.771 | 907.155 | -38.651 | 38.162
-38.651 | 934.666 | -38.529 | 39.232
-38.529 | 961.376 | -38.408 | 40.43
-38.408 | 985.06 | -38.286 | 40.698
-38.286 | 1013.959 | -38.163 | 42.235
-38.163 | 1041.303 | -38.04 | 43.232
-38.04 | 1067.691 | -37.917 | 43.343
-37.917 | 1098.473 | -37.794 | 43.943
-37.794 | 1133.117 | -37.67 | 43.939
-37.67 | 1158.344 | -37.545 | 43.126
-37.545 | 1184.968 | -37.42 | 42.937
-37.42 | 1219.403 | -37.295 | 44.43
-37.295 | 1249.067 | -37.169 | 45.934
-37.169 | 1281.28 | -37.043 | 46.207
-37.043 | 1313.598 | -36.916 | 45.583
-36.916 | 1352.01 | -36.789 | 45.461
-36.789 | 1398.361 | -36.662 | 46.355
-36.662 | 1445.606 | -36.534 | 47.135
-36.534 | 1488.472 | -36.406 | 46.283
-36.406 | 1529.935 | -36.277 | 45.721
-36.277 | 1569.5 | -36.148 | 45.929
-36.148 | 1603.978 | -36.018 | 45.931
-36.018 | 1642.456 | -35.888 | 46.917
-35.888 | 1680.098 | -35.758 | 48.522
-35.758 | 1723.074 | -35.627 | 49.81
-35.627 | 1765.65 | -35.496 | 50.113
-35.496 | 1809.249 | -35.364 | 50.289
-35.364 | 1852.071 | -35.232 | 50.635
-35.232 | 1897.749 | -35.099 | 50.682
-35.099 | 1941.872 | -34.966 | 50.216
-34.966 | 1988.27 | -34.833 | 50.36
-34.833 | 2034.916 | -34.699 | 51.204
-34.699 | 2084.922 | -34.565 | 51.268
-34.565 | 2137.806 | -34.43 | 51.212
-34.43 | 2187.083 | -34.295 | 51.513
-34.295 | 2237.211 | -34.159 | 52.521
-34.159 | 2290.95 | -34.023 | 53.283
-34.023 | 2338.359 | -33.887 | 54.249
-33.887 | 2382.252 | -33.75 | 54.41
-33.75 | 2427.632 | -33.613 | 54.243
-33.613 | 2480.315 | -33.475 | 54.516
-33.475 | 2526.769 | -33.337 | 54.879
-33.337 | 2580.927 | -33.198 | 55.764
-33.198 | 2635.019 | -33.059 | 56.207
-33.059 | 2690.825 | -32.919 | 57.236
-32.919 | 2739.643 | -32.779 | 56.694
-32.779 | 2795.631 | -32.639 | 57.687
-32.639 | 2851.734 | -32.498 | 58.088
-32.498 | 2906.852 | -32.357 | 58.529
-32.357 | 2958.657 | -32.215 | 58.831
-32.215 | 3012.918 | -32.073 | 59.617
-32.073 | 3063.196 | -31.93 | 60.504
-31.93 | 3116.16 | -31.787 | 62.257
-31.787 | 3169.936 | -31.643 | 62.84
-31.643 | 3229.801 | -31.499 | 63.373
-31.499 | 3285.809 | -31.355 | 63.383
-31.355 | 3335.79 | -31.21 | 64.122
-31.21 | 3386.913 | -31.065 | 64.32
-31.065 | 3434.417 | -30.919 | 64.728
-30.919 | 3484.01 | -30.773 | 65.385
-30.773 | 3530.855 | -30.626 | 65.763
-30.626 | 3579.649 | -30.479 | 65.905
-30.479 | 3627.847 | -30.331 | 66.568
-30.331 | 3676.752 | -30.183 | 66.663
-30.183 | 3724.169 | -30.035 | 67.73
-30.035 | 3767.883 | -29.886 | 68.498
-29.886 | 3814.582 | -29.737 | 70.1
-29.737 | 3865.968 | -29.587 | 70.85
-29.587 | 3918.467 | -29.437 | 72.183
-29.437 | 3966.652 | -29.286 | 73.058
-29.286 | 4007.828 | -29.135 | 74.227
-29.135 | 4046.502 | -28.983 | 74.583
-28.983 | 4081.604 | -28.831 | 76.474
-28.831 | 4120.516 | -28.679 | 77.194
-28.679 | 4165.555 | -28.526 | 77.928
-28.526 | 4207.966 | -28.373 | 78.773
-28.373 | 4244.944 | -28.219 | 80.907
-28.219 | 4285.357 | -28.065 | 83.002
-28.065 | 4326.952 | -27.91 | 84.378
-27.91 | 4368.041 | -27.755 | 84.986
-27.755 | 4412.063 | -27.599 | 85.531
-27.599 | 4453.498 | -27.443 | 86.706
-27.443 | 4489.402 | -27.287 | 87.928
-27.287 | 4522.908 | -27.13 | 90.149
-27.13 | 4553.323 | -26.973 | 91.744
-26.973 | 4584.181 | -26.815 | 92.589
-26.815 | 4616.968 | -26.657 | 94.481
-26.657 | 4657.612 | -26.498 | 96.188
-26.498 | 4694.431 | -26.339 | 97.452
-26.339 | 4727.736 | -26.179 | 97.702
-26.179 | 4757.553 | -26.019 | 99.912
-26.019 | 4778.522 | -25.859 | 101.92
-25.859 | 4796.725 | -25.698 | 105.234
-25.698 | 4823.38 | -25.537 | 107.223
-25.537 | 4848.476 | -25.375 | 108.813
-25.375 | 4876.639 | -25.213 | 111.081
-25.213 | 4901.868 | -25.05 | 113.095
-25.05 | 4929.601 | -24.887 | 115.724
-24.887 | 4959.414 | -24.724 | 117.885
-24.724 | 4991.196 | -24.56 | 120.225
-24.56 | 5014.229 | -24.396 | 122.619
-24.396 | 5038.099 | -24.231 | 124.835
-24.231 | 5058.686 | -24.066 | 125.676
-24.066 | 5083.956 | -23.9 | 127.758
-23.9 | 5107.949 | -23.734 | 130.106
-23.734 | 5126.741 | -23.568 | 133.414
-23.568 | 5137.116 | -23.401 | 136.645
-23.401 | 5153.421 | -23.234 | 140.182
-23.234 | 5169.532 | -23.066 | 143.4
-23.066 | 5189.594 | -22.898 | 146.028
-22.898 | 5214.183 | -22.729 | 148.774
-22.729 | 5238.765 | -22.56 | 152.594
-22.56 | 5264.076 | -22.391 | 156.573
-22.391 | 5289.822 | -22.221 | 160.203
-22.221 | 5310.107 | -22.051 | 164.398
-22.051 | 5337.699 | -21.88 | 168.43
-21.88 | 5367.545 | -21.709 | 172.603
-21.709 | 5394.816 | -21.538 | 176.497
-21.538 | 5422.463 | -21.366 | 180.881
-21.366 | 5440.022 | -21.194 | 184.242
-21.194 | 5448.596 | -21.021 | 187.498
-21.021 | 5461.713 | -20.848 | 192.611
-20.848 | 5481.745 | -20.675 | 199.019
-20.675 | 5504.049 | -20.501 | 205.729
-20.501 | 5529.273 | -20.327 | 212.022
-20.327 | 5548.56 | -20.152 | 218.567
-20.152 | 5562.168 | -19.977 | 224.763
-19.977 | 5581.016 | -19.802 | 230.905
-19.802 | 5607.604 | -19.626 | 236.737
-19.626 | 5631.197 | -19.45 | 243.879
-19.45 | 5655.484 | -19.273 | 251.729
-19.273 | 5685.267 | -19.096 | 259.039
-19.096 | 5714.989 | -18.919 | 266.48
-18.919 | 5738.908 | -18.741 | 275.919
-18.741 | 5766.037 | -18.563 | 285.634
-18.563 | 5789.852 | -18.385 | 295.152
-18.385 | 5814.554 | -18.206 | 304.944
-18.206 | 5836.689 | -18.027 | 316.509
-18.027 | 5858.488 | -17.847 | 329.769
-17.847 | 5875.86 | -17.667 | 341.759
-17.667 | 5900.124 | -17.487 | 354.102
-17.487 | 5928.078 | -17.306 | 367.967
-17.306 | 5956.188 | -17.125 | 381.804
-17.125 | 5982.625 | -16.944 | 396.887
-16.944 | 6010.093 | -16.762 | 413.696
-16.762 | 6039.123 | -16.58 | 430.311
-16.58 | 6064.135 | -16.398 | 447.037
-16.398 | 6089.748 | -16.215 | 465.166
-16.215 | 6117.448 | -16.032 | 484.565
-16.032 | 6135.189 | -15.849 | 507.158
-15.849 | 6153.699 | -15.665 | 529.894
-15.665 | 6175.231 | -15.481 | 550.342
-15.481 | 6195.066 | -15.296 | 572.055
-15.296 | 6215.692 | -15.112 | 597.593
-15.112 | 6245.541 | -14.927 | 624.039
-14.927 | 6266.78 | -14.741 | 651.506
-14.741 | 6287.248 | -14.556 | 681.871
-14.556 | 6307.71 | -14.37 | 714.536
-14.37 | 6328.568 | -14.183 | 747.394
-14.183 | 6353.671 | -13.997 | 780.021
-13.997 | 6375.359 | -13.81 | 815.514
-13.81 | 6399.383 | -13.623 | 851.955
-13.623 | 6419.524 | -13.435 | 891.674
-13.435 | 6440.486 | -13.247 | 934.348
-13.247 | 6465.049 | -13.059 | 978.14
-13.059 | 6488.178 | -12.871 | 1023.15
-12.871 | 6506.233 | -12.682 | 1069.677
-12.682 | 6525.776 | -12.493 | 1118.58
-12.493 | 6546.933 | -12.304 | 1169.646
-12.304 | 6566.166 | -12.115 | 1224.072
-12.115 | 6581.953 | -11.925 | 1281.471
-11.925 | 6603.674 | -11.735 | 1342.728
-11.735 | 6619.527 | -11.544 | 1405.683
-11.544 | 6642.594 | -11.354 | 1470.417
-11.354 | 6664.625 | -11.163 | 1536.54
-11.163 | 6688.688 | -10.972 | 1604.676
-10.972 | 6709.251 | -10.781 | 1678.871
-10.781 | 6729.089 | -10.589 | 1753.496
-10.589 | 6745.195 | -10.397 | 1831.408
-10.397 | 6764.698 | -10.205 | 1914.949
-10.205 | 6782.676 | -10.013 | 2000.763
-10.013 | 6798.157 | -9.821 | 2088.522
-9.821 | 6809.234 | -9.628 | 2182.794
-9.628 | 6816.382 | -9.435 | 2280.42
-9.435 | 6822.689 | -9.242 | 2382.035
-9.242 | 6831.346 | -9.049 | 2489.987
-9.049 | 6850.714 | -8.855 | 2600.857
-8.855 | 6865.203 | -8.661 | 2712.277
-8.661 | 6880.942 | -8.467 | 2823.494
-8.467 | 6890.933 | -8.273 | 2938.414
-8.273 | 6906.419 | -8.079 | 3052.865
-8.079 | 6919.197 | -7.884 | 3169.89
-7.884 | 6927.527 | -7.69 | 3297.314
-7.69 | 6932.535 | -7.495 | 3426.562
-7.495 | 6944.768 | -7.3 | 3553.592
-7.3 | 6951.342 | -7.104 | 3683.457
-7.104 | 6952.433 | -6.909 | 3819.799
-6.909 | 6964.801 | -6.713 | 3950.991
-6.713 | 6967.095 | -6.518 | 4083.792
-6.518 | 6958.559 | -6.322 | 4225.64
-6.322 | 6949.603 | -6.126 | 4361.936
-6.126 | 6950.302 | -5.93 | 4494.432
-5.93 | 6941.84 | -5.733 | 4633.371
-5.733 | 6941.58 | -5.537 | 4769.414
-5.537 | 6942.059 | -5.34 | 4908.355
-5.34 | 6964.238 | -5.144 | 5054.69
-5.144 | 6984.463 | -4.947 | 5198.209
-4.947 | 6999.455 | -4.75 | 5334.13
-4.75 | 7017.946 | -4.553 | 5475.726
-4.553 | 7027.75 | -4.356 | 5610.95
-4.356 | 7029.161 | -4.158 | 5740.401
-4.158 | 7034.646 | -3.961 | 5879.641
-3.961 | 7045.686 | -3.763 | 6004.324
-3.763 | 7049.478 | -3.566 | 6123.844
-3.566 | 7053.89 | -3.368 | 6240.495
-3.368 | 7056.708 | -3.171 | 6352.311
-3.171 | 7056.841 | -2.973 | 6448.522
-2.973 | 7064.306 | -2.775 | 6544.358
-2.775 | 7068.938 | -2.577 | 6636.906
-2.577 | 7067.63 | -2.379 | 6726.587
-2.379 | 7060.46 | -2.181 | 6795.265
-2.181 | 7060.508 | -1.983 | 6855.907
-1.983 | 7069.542 | -1.785 | 6913.13
-1.785 | 7058.896 | -1.586 | 6967.161
-1.586 | 7050.742 | -1.388 | 7005.651
-1.388 | 7058.012 | -1.19 | 7033.859
-1.19 | 7067.71 | -0.992 | 7041.461
-0.992 | 7076.555 | -0.793 | 7049.648
-0.793 | 7087.277 | -0.595 | 7060.801
-0.595 | 7088.965 | -0.397 | 7067.986
-0.397 | 7082.04 | -0.198 | 7069.808
-0.198 | 7062.499 | 0 | 7064.509
0 | 7064.509 | 0.198 | 7047.882
0.198 | 7062.943 | 0.397 | 7019.603
0.397 | 7064.412 | 0.595 | 6983.484
0.595 | 7056.891 | 0.793 | 6943.509
0.793 | 7053.653 | 0.992 | 6898.987
0.992 | 7058.02 | 1.19 | 6840.716
1.19 | 7071.488 | 1.388 | 6772.216
1.388 | 7082.754 | 1.586 | 6702.593
1.586 | 7089.922 | 1.785 | 6631.65
1.785 | 7088.805 | 1.983 | 6553.132
1.983 | 7081.574 | 2.181 | 6464.775
2.181 | 7078.159 | 2.379 | 6369.453
2.379 | 7088.463 | 2.577 | 6264.909
2.577 | 7088.235 | 2.775 | 6153.764
2.775 | 7076.96 | 2.973 | 6037.774
2.973 | 7062.363 | 3.171 | 5914.868
3.171 | 7050.444 | 3.368 | 5788.033
3.368 | 7040.124 | 3.566 | 5661.355
3.566 | 7034.364 | 3.763 | 5533.144
3.763 | 7030.845 | 3.961 | 5396.631
3.961 | 7027.432 | 4.158 | 5256.725
4.158 | 7026.63 | 4.356 | 5113.757
4.356 | 7025.814 | 4.553 | 4971.134
4.553 | 7018.418 | 4.75 | 4835.006
4.75 | 7012.462 | 4.947 | 4705.916
4.947 | 6999.197 | 5.144 | 4572.869
5.144 | 6992.214 | 5.34 | 4431.537
5.34 | 6989.882 | 5.537 | 4293.49
5.537 | 6988.288 | 5.733 | 4157.4
5.733 | 6980.163 | 5.93 | 4023.887
5.93 | 6971.63 | 6.126 | 3891.974
6.126 | 6965.391 | 6.322 | 3762.541
6.322 | 6957.977 | 6.518 | 3630.596
6.518 | 6950.162 | 6.713 | 3502.783
6.713 | 6947.634 | 6.909 | 3376.865
6.909 | 6948.79 | 7.104 | 3249.48
7.104 | 6951.484 | 7.3 | 3128.043
7.3 | 6945.436 | 7.495 | 3009.796
7.495 | 6941.584 | 7.69 | 2895.883
7.69 | 6929.871 | 7.884 | 2783.725
7.884 | 6924.859 | 8.079 | 2670.302
8.079 | 6910.725 | 8.273 | 2560.323
8.273 | 6900.873 | 8.467 | 2452.487
8.467 | 6892.057 | 8.661 | 2350.826
8.661 | 6884.446 | 8.855 | 2253.936
8.855 | 6876.08 | 9.049 | 2160.591
9.049 | 6860.827 | 9.242 | 2070.167
9.242 | 6846.617 | 9.435 | 1984.226
9.435 | 6822.703 | 9.628 | 1900.228
9.628 | 6805.223 | 9.821 | 1819.734
9.821 | 6790.346 | 10.013 | 1744.81
10.013 | 6780.502 | 10.205 | 1668.543
10.205 | 6765.214 | 10.397 | 1595.493
10.397 | 6753.699 | 10.589 | 1526.068
10.589 | 6734.516 | 10.781 | 1459.614
10.781 | 6718.913 | 10.972 | 1394.084
10.972 | 6714.022 | 11.163 | 1334.898
11.163 | 6704.665 | 11.354 | 1277.996
11.354 | 6693.379 | 11.544 | 1220.658
11.544 | 6682.605 | 11.735 | 1162.89
11.735 | 6662.11 | 11.925 | 1109.462
11.925 | 6631.586 | 12.115 | 1058.829
12.115 | 6605.929 | 12.304 | 1008.066
12.304 | 6584.561 | 12.493 | 961.08
12.493 | 6566.162 | 12.682 | 916.907
12.682 | 6550.763 | 12.871 | 875.969
12.871 | 6531.101 | 13.059 | 837.15
13.059 | 6510.53 | 13.247 | 802.137
13.247 | 6487.73 | 13.435 | 766.952
13.435 | 6471.732 | 13.623 | 732.382
13.623 | 6457.181 | 13.81 | 699.601
13.81 | 6435.693 | 13.997 | 667.724
13.997 | 6409.449 | 14.183 | 636.266
14.183 | 6392.488 | 14.37 | 608.097
14.37 | 6369.905 | 14.556 | 582.276
14.556 | 6351.017 | 14.741 | 557.154
14.741 | 6330.651 | 14.927 | 532.78
14.927 | 6318.411 | 15.112 | 509.188
15.112 | 6292.156 | 15.296 | 486.216
15.296 | 6258.656 | 15.481 | 466.016
15.481 | 6225.326 | 15.665 | 448.08
15.665 | 6196.933 | 15.849 | 431.234
15.849 | 6169.364 | 16.032 | 413.547
16.032 | 6145.116 | 16.215 | 397.365
16.215 | 6127.159 | 16.398 | 382.486
16.398 | 6111.585 | 16.58 | 367.911
16.58 | 6098.944 | 16.762 | 353.843
16.762 | 6091.707 | 16.944 | 342.493
16.944 | 6081.339 | 17.125 | 332.177
17.125 | 6063.114 | 17.306 | 322.394
17.306 | 6046.655 | 17.487 | 312.543
17.487 | 6027.748 | 17.667 | 302.188
17.667 | 6003.509 | 17.847 | 291.652
17.847 | 5984.137 | 18.027 | 281.166
18.027 | 5970.532 | 18.206 | 271.561
18.206 | 5946.68 | 18.385 | 263.049
18.385 | 5922.591 | 18.563 | 255.166
18.563 | 5900.372 | 18.741 | 248.994
18.741 | 5873.899 | 18.919 | 243.564
18.919 | 5843.828 | 19.096 | 236.877
19.096 | 5805.263 | 19.273 | 230.422
19.273 | 5770.002 | 19.45 | 225.547
19.45 | 5746.007 | 19.626 | 219.454
19.626 | 5718.111 | 19.802 | 213.743
19.802 | 5691.449 | 19.977 | 208.515
19.977 | 5672.1 | 20.152 | 202.735
20.152 | 5647.614 | 20.327 | 198.026
20.327 | 5618.376 | 20.501 | 194.956
20.501 | 5595.73 | 20.675 | 190.85
20.675 | 5571.52 | 20.848 | 186.487
20.848 | 5549.548 | 21.021 | 181.948
21.021 | 5531.073 | 21.194 | 178.291
21.194 | 5519.956 | 21.366 | 174.76
21.366 | 5510.185 | 21.538 | 170.688
21.538 | 5495.362 | 21.709 | 166.857
21.709 | 5473.436 | 21.88 | 164.261
21.88 | 5448.953 | 22.051 | 161.057
22.051 | 5424.901 | 22.221 | 158.086
22.221 | 5401.487 | 22.391 | 155.944
22.391 | 5374.414 | 22.56 | 153.89
22.56 | 5354.813 | 22.729 | 150.264
22.729 | 5331.07 | 22.898 | 145.908
22.898 | 5309.908 | 23.066 | 142.124
23.066 | 5287.506 | 23.234 | 139.611
23.234 | 5270.202 | 23.401 | 138.244
23.401 | 5246.493 | 23.568 | 137.793
23.568 | 5223.686 | 23.734 | 136.726
23.734 | 5198.581 | 23.9 | 134.949
23.9 | 5177.181 | 24.066 | 132.894
24.066 | 5151.144 | 24.231 | 131.993
24.231 | 5126.507 | 24.396 | 130.303
24.396 | 5101.987 | 24.56 | 128.314
24.56 | 5080.243 | 24.724 | 126.292
24.724 | 5053.921 | 24.887 | 124.579
24.887 | 5030.199 | 25.05 | 122.997
25.05 | 5004.064 | 25.213 | 121.403
25.213 | 4971.949 | 25.375 | 120.015
25.375 | 4942.721 | 25.537 | 116.97
25.537 | 4913.837 | 25.698 | 114.562
25.698 | 4886.491 | 25.859 | 113.48
25.859 | 4862.25 | 26.019 | 113.223
26.019 | 4838.428 | 26.179 | 111.402
26.179 | 4808.17 | 26.339 | 109.809
26.339 | 4775.463 | 26.498 | 107.921
26.498 | 4740.782 | 26.657 | 105.924
26.657 | 4705.831 | 26.815 | 104.25
26.815 | 4669.472 | 26.973 | 104.384
26.973 | 4631.154 | 27.13 | 104.481
27.13 | 4596.13 | 27.287 | 103.737
27.287 | 4565.57 | 27.443 | 102.505
27.443 | 4529.708 | 27.599 | 101.495
27.599 | 4490.714 | 27.755 | 99.797
27.755 | 4451.803 | 27.91 | 97.403
27.91 | 4416.967 | 28.065 | 95.77
28.065 | 4383.108 | 28.219 | 94.771
28.219 | 4345.978 | 28.373 | 93.526
28.373 | 4304.98 | 28.526 | 92.646
28.526 | 4262.777 | 28.679 | 91.778
28.679 | 4220.427 | 28.831 | 90.942
28.831 | 4177.167 | 28.983 | 90.399
28.983 | 4132.384 | 29.135 | 90.698
29.135 | 4087.426 | 29.286 | 90.675
29.286 | 4036.439 | 29.437 | 90.651
29.437 | 3988.028 | 29.587 | 89.748
29.587 | 3938.427 | 29.737 | 87.708
29.737 | 3892.461 | 29.886 | 85.484
29.886 | 3844.945 | 30.035 | 84.046
30.035 | 3799.295 | 30.183 | 83.968
30.183 | 3751.874 | 30.331 | 83.868
30.331 | 3704.018 | 30.479 | 83.83
30.479 | 3655.532 | 30.626 | 83.326
30.626 | 3604.867 | 30.773 | 82.796
30.773 | 3550.215 | 30.919 | 82.197
30.919 | 3490.989 | 31.065 | 81.506
31.065 | 3432.579 | 31.21 | 80.979
31.21 | 3371.774 | 31.355 | 80.081
31.355 | 3316.503 | 31.499 | 79.064
31.499 | 3264.764 | 31.643 | 77.886
31.643 | 3214.82 | 31.787 | 76.454
31.787 | 3163.876 | 31.93 | 75.229
31.93 | 3111.523 | 32.073 | 74.609
32.073 | 3053.436 | 32.215 | 74.36
32.215 | 2989.337 | 32.357 | 73.997
32.357 | 2925.916 | 32.498 | 73.517
32.498 | 2872.188 | 32.639 | 73.324
32.639 | 2818.053 | 32.779 | 73.332
32.779 | 2764.074 | 32.919 | 72.976
32.919 | 2710.344 | 33.059 | 72.455
33.059 | 2656.047 | 33.198 | 72.182
33.198 | 2601.175 | 33.337 | 71.789
33.337 | 2543.811 | 33.475 | 70.72
33.475 | 2485.216 | 33.613 | 70.106
33.613 | 2421.863 | 33.75 | 69.882
33.75 | 2362.355 | 33.887 | 69.302
33.887 | 2306.186 | 34.023 | 69.283
34.023 | 2253.809 | 34.159 | 68.954
34.159 | 2203.074 | 34.295 | 67.238
34.295 | 2154.128 | 34.43 | 65.697
34.43 | 2104.746 | 34.565 | 65.343
34.565 | 2056.392 | 34.699 | 64.549
34.699 | 2008.455 | 34.833 | 64.45
34.833 | 1964.295 | 34.966 | 64.179
34.966 | 1914.277 | 35.099 | 63.095
35.099 | 1865.554 | 35.232 | 63.626
35.232 | 1816.201 | 35.364 | 63.419
35.364 | 1770.742 | 35.496 | 59.374
35.496 | 1720.027 | 35.627 | 52.236
35.627 | 1671.535 | 35.758 | 43.318
35.758 | 1629.424 | 35.888 | 35.902
35.888 | 1587.527 | 36.018 | 31.788
36.018 | 1548.03 | 36.148 | 30.262
36.148 | 1502.45 | 36.277 | 29.771
36.277 | 1457.776 | 36.406 | 29.481
36.406 | 1415.877 | 36.534 | 28.954
36.534 | 1371.231 | 36.662 | 27.589
36.662 | 1328.561 | 36.789 | 26.445
36.789 | 1293.889 | 36.916 | 26.156
36.916 | 1256.507 | 37.043 | 27.476
37.043 | 1220.892 | 37.169 | 28.729
37.169 | 1192.12 | 37.295 | 29.7
37.295 | 1160.5 | 37.42 | 29.984
37.42 | 1127.601 | 37.545 | 28.463
37.545 | 1097.988 | 37.67 | 25.843
37.67 | 1067.514 | 37.794 | 24.531
37.794 | 1035.703 | 37.917 | 24.107
37.917 | 1004.398 | 38.04 | 24.036
38.04 | 972.894 | 38.163 | 25.07
38.163 | 941.825 | 38.286 | 26.141
38.286 | 914.06 | 38.408 | 25.688
38.408 | 890.742 | 38.529 | 24.218
38.529 | 868.319 | 38.651 | 22.198
38.651 | 845.03 | 38.771 | 20.978
38.771 | 820.153 | 38.892 | 21.085
38.892 | 798.367 | 39.012 | 22.738
39.012 | 776.572 | 39.131 | 23.43
39.131 | 754.594 | 39.25 | 23.723
39.25 | 734.575 | 39.369 | 23.902
39.369 | 715.469 | 39.487 | 24.375
39.487 | 695.158 | 39.605 | 23.824
39.605 | 675.387 | 39.723 | 24.33
39.723 | 657.76 | 39.84 | 25.078
39.84 | 639.938 | 39.957 | 26.19
39.957 | 621.322 | 40.073 | 27.014
40.073 | 603.431 | 40.189 | 25.616
40.073 | 603.431 | 40.189 | 25.616
40.189 | 586.818 | 40.305 | 25.233
40.305 | 572.626 | 40.42 | 26.763
40.42 | 557.909 | 40.535 | 27.788
40.535 | 545.965 | 40.649 | 26.916
40.649 | 531.794 | 40.763 | 26.065
40.763 | 516.939 | 40.877 | 24.241
40.877 | 501.732 | 40.99 | 21.898
40.99 | 487.699 | 41.103 | 20.535
41.103 | 410.647 | 41.215 | 20.547
41.215 | 292.452 | 41.327 | 20.558
41.327 | 208.49 | 41.439 | 21.057

## Lustr V70 (hidden)
Selador | Lamp |  | Wattage
Lustr | Lumileds Rebel |  | 104 |  | Note: Owing to the variability of LEDs, output data and color matches should be viewed as approximate
Note: All data taken with room temperature fixture
| Beam Angle | Field Angle
Horizontal | 16.2 | 31
| Accessory Lens | Candela | Field Lumens | Beam Lumens | Lens Efficiency | Efficacy
| V70 | 6320 | 1730 | 940 | 94.59% | 16.6346
| For Field diameter at any distance, multiply distance by |  |  |  | 0.55465
| For Beam diameter at any distance, multiply distance by |  |  |  | 0.28464
| Throw Distance (ft) | 10 | 15 | 20 | 25
| Throw Distance (m) | 3.048 | 4.572 | 6.096 | 7.62
| Field Diameter (ft) | 5.5465 | 8.3197 | 11.093 | 13.8662
| Field Diameter (m) | 1.6906 | 2.5359 | 3.3811 | 4.2264
| Illuminance (fc) | 63.2 | 28.0889 | 15.8 | 10.112
| Illuminance (lux) | 680.2785 | 302.346 | 170.0696 | 108.8446
Test Distance | Iso-Illuminance Diagram grid lines
51.2 | 10 | 20 | 30 | 40
| 0.19531 | 0.39062 | 0.58594 | 0.78125
| Beam Angle | Field Angle
Vertical | 62.7 | 79.4
| For Field diameter at any distance, multiply distance by |  |  |  | 1.6604
| For Beam diameter at any distance, multiply distance by |  |  |  | 1.2184
| Throw Distance (ft) | 10 | 15 | 20 | 25
| Throw Distance (m) | 3.048 | 4.572 | 6.096 | 7.62
| Field Diameter (ft) | 16.6043 | 24.9065 | 33.2086 | 41.5108
| Field Diameter (m) | 5.061 | 7.5915 | 10.122 | 12.6525
| Illuminance (fc) | 63.2 | 28.0889 | 15.8 | 10.112
| Illuminance (lux) | 680.2785 | 302.346 | 170.0696 | 108.8446
| X |  | Y
-41.439 | 0 | -41.55 | 454.305
-41.327 | 0 | -41.439 | 459.276
-41.215 | 0 | -41.327 | 467.591
-41.103 | 5.715 | -41.215 | 480.087
-40.99 | 15.869 | -41.103 | 493.102
-40.877 | 26.137 | -40.99 | 504.974
-40.763 | 35.681 | -40.877 | 516.307
-40.649 | 41.589 | -40.763 | 529.028
-40.535 | 42.019 | -40.649 | 542.284
-40.42 | 42.352 | -40.535 | 554.565
-40.305 | 42.529 | -40.42 | 566.008
-40.189 | 43.879 | -40.305 | 580.289
-40.073 | 45.334 | -40.189 | 594.171
-39.957 | 45.729 | -40.073 | 611.886
-39.84 | 45.436 | -39.957 | 626.96
-39.723 | 45.353 | -39.84 | 643.025
-39.605 | 45.474 | -39.723 | 658.469
-39.487 | 45.272 | -39.605 | 672.008
-39.369 | 45.653 | -39.487 | 686.74
-39.25 | 46.231 | -39.369 | 704.942
-39.131 | 45.852 | -39.25 | 726.474
-39.012 | 46.136 | -39.131 | 748.895
-38.892 | 46.415 | -39.012 | 773.679
-38.771 | 45.585 | -38.892 | 794.094
-38.651 | 45.467 | -38.771 | 816.893
-38.529 | 47.482 | -38.651 | 841.081
-38.408 | 50.398 | -38.529 | 863.465
-38.286 | 51.644 | -38.408 | 882.729
-38.163 | 51.605 | -38.286 | 908.588
-38.04 | 50.823 | -38.163 | 936.683
-37.917 | 50.102 | -38.04 | 962.333
-37.794 | 48.544 | -37.917 | 989.54
-37.67 | 48.517 | -37.794 | 1017.924
-37.545 | 49.191 | -37.67 | 1043.187
-37.42 | 50.366 | -37.545 | 1073.056
-37.295 | 51.582 | -37.42 | 1103.277
-37.169 | 52.254 | -37.295 | 1131.147
-37.043 | 52.205 | -37.169 | 1163.922
-36.916 | 52.628 | -37.043 | 1196.428
-36.789 | 52.524 | -36.916 | 1225.724
-36.662 | 52.393 | -36.789 | 1261.036
-36.534 | 52.444 | -36.662 | 1302.066
-36.406 | 52.571 | -36.534 | 1341.682
-36.277 | 51.9 | -36.406 | 1384.206
-36.148 | 51.848 | -36.277 | 1423.158
-36.018 | 52.253 | -36.148 | 1463.207
-35.888 | 53.537 | -36.018 | 1499.256
-35.758 | 54.882 | -35.888 | 1540.054
-35.627 | 56.564 | -35.758 | 1577.81
-35.496 | 57.507 | -35.627 | 1617.798
-35.364 | 57.25 | -35.496 | 1658.86
-35.232 | 56.946 | -35.364 | 1701.601
-35.099 | 57.355 | -35.232 | 1749.542
-34.966 | 56.88 | -35.099 | 1792.009
-34.833 | 56.531 | -34.966 | 1837.672
-34.699 | 57.054 | -34.833 | 1885.9
-34.565 | 57.716 | -34.699 | 1939.724
-34.43 | 58.49 | -34.565 | 1988.066
-34.295 | 58.256 | -34.43 | 2038.187
-34.159 | 59.279 | -34.295 | 2083.768
-34.023 | 59.962 | -34.159 | 2132.485
-33.887 | 61.646 | -34.023 | 2179.24
-33.75 | 62.379 | -33.887 | 2231.107
-33.613 | 62.825 | -33.75 | 2280.834
-33.475 | 63.683 | -33.613 | 2335.545
-33.337 | 64.601 | -33.475 | 2386.485
-33.198 | 64.684 | -33.337 | 2432.925
-33.059 | 64.537 | -33.198 | 2481.369
-32.919 | 65.753 | -33.059 | 2532.884
-32.779 | 65.601 | -32.919 | 2579.746
-32.639 | 66.642 | -32.779 | 2634.862
-32.498 | 67.269 | -32.639 | 2697.032
-32.357 | 67.778 | -32.498 | 2756.191
-32.215 | 66.685 | -32.357 | 2816.325
-32.073 | 67.61 | -32.215 | 2871.363
-31.93 | 68.284 | -32.073 | 2924.09
-31.787 | 69.279 | -31.93 | 2972.274
-31.643 | 69.372 | -31.787 | 3017.793
-31.499 | 69.897 | -31.643 | 3067.65
-31.355 | 70.006 | -31.499 | 3121.742
-31.21 | 70.242 | -31.355 | 3176.147
-31.065 | 70.69 | -31.21 | 3228.455
-30.919 | 72.43 | -31.065 | 3277.498
-30.773 | 73.286 | -30.919 | 3319.446
-30.626 | 73.163 | -30.773 | 3357.617
-30.479 | 73.776 | -30.626 | 3405.639
-30.331 | 75.197 | -30.479 | 3452.044
-30.183 | 76.21 | -30.331 | 3500.031
-30.035 | 77.089 | -30.183 | 3547.392
-29.886 | 78.063 | -30.035 | 3589.417
-29.737 | 79.335 | -29.886 | 3630.731
-29.587 | 79.492 | -29.737 | 3675.901
-29.437 | 80.054 | -29.587 | 3721.074
-29.286 | 80.55 | -29.437 | 3764.218
-29.135 | 82.069 | -29.286 | 3802.747
-28.983 | 83.073 | -29.135 | 3839.04
-28.831 | 84.787 | -28.983 | 3868.813
-28.679 | 86.187 | -28.831 | 3899.566
-28.526 | 88.011 | -28.679 | 3930.59
-28.373 | 89.443 | -28.526 | 3959.841
-28.219 | 90.863 | -28.373 | 3983.952
-28.065 | 92.505 | -28.219 | 4012.238
-27.91 | 93.665 | -28.065 | 4048.93
-27.755 | 94.834 | -27.91 | 4083.036
-27.599 | 96.051 | -27.755 | 4115.657
-27.443 | 97.373 | -27.599 | 4145.481
-27.287 | 99.392 | -27.443 | 4172.737
-27.13 | 101.832 | -27.287 | 4198.261
-26.973 | 102.942 | -27.13 | 4224.88
-26.815 | 103.816 | -26.973 | 4251.081
-26.657 | 104.738 | -26.815 | 4275.282
-26.498 | 106.01 | -26.657 | 4302.103
-26.339 | 108.017 | -26.498 | 4327.127
-26.179 | 110.566 | -26.339 | 4352.56
-26.019 | 112.908 | -26.179 | 4378.381
-25.859 | 115.564 | -26.019 | 4394.997
-25.698 | 117.133 | -25.859 | 4402.724
-25.537 | 118.251 | -25.698 | 4416.179
-25.375 | 120.361 | -25.537 | 4431.928
-25.213 | 124.106 | -25.375 | 4450.839
-25.05 | 126.864 | -25.213 | 4470.135
-24.887 | 130.788 | -25.05 | 4486.326
-24.724 | 133.033 | -24.887 | 4503.158
-24.56 | 135.064 | -24.724 | 4519.621
-24.396 | 138.253 | -24.56 | 4533.007
-24.231 | 142.127 | -24.396 | 4546.716
-24.066 | 144.524 | -24.231 | 4557.362
-23.9 | 147.502 | -24.066 | 4572.5
-23.734 | 151.998 | -23.9 | 4590.322
-23.568 | 156.653 | -23.734 | 4602.445
-23.401 | 160.022 | -23.568 | 4608.867
-23.234 | 164.215 | -23.401 | 4621.039
-23.066 | 169.017 | -23.234 | 4624.958
-22.898 | 173.01 | -23.066 | 4634.192
-22.729 | 176.992 | -22.898 | 4647.738
-22.56 | 181.44 | -22.729 | 4666.302
-22.391 | 185.875 | -22.56 | 4685.193
-22.221 | 190.821 | -22.391 | 4707.467
-22.051 | 196.036 | -22.221 | 4717.696
-21.88 | 201.804 | -22.051 | 4737.054
-21.709 | 207.599 | -21.88 | 4763.344
-21.538 | 214.224 | -21.709 | 4785.839
-21.366 | 221.668 | -21.538 | 4804.114
-21.194 | 229.212 | -21.366 | 4818.698
-21.021 | 236.954 | -21.194 | 4830.131
-20.848 | 244.397 | -21.021 | 4840.942
-20.675 | 253.203 | -20.848 | 4852.933
-20.501 | 262.393 | -20.675 | 4868.867
-20.327 | 271.426 | -20.501 | 4881.006
-20.152 | 280.321 | -20.327 | 4889.652
-19.977 | 289.71 | -20.152 | 4897.537
-19.802 | 299.169 | -19.977 | 4911.695
-19.626 | 309.631 | -19.802 | 4932.744
-19.45 | 321.118 | -19.626 | 4958.367
-19.273 | 333.781 | -19.45 | 4981.455
-19.096 | 347.227 | -19.273 | 5002.835
-18.919 | 362.116 | -19.096 | 5027.795
-18.741 | 377.564 | -18.919 | 5055.115
-18.563 | 393.126 | -18.741 | 5076.579
-18.385 | 408.534 | -18.563 | 5094.36
-18.206 | 425.169 | -18.385 | 5110.79
-18.027 | 444.335 | -18.206 | 5126.464
-17.847 | 465.493 | -18.027 | 5144.331
-17.667 | 485.073 | -17.847 | 5163.094
-17.487 | 508.352 | -17.667 | 5183.728
-17.306 | 530.314 | -17.487 | 5206.14
-17.125 | 552.418 | -17.306 | 5228.081
-16.944 | 575.355 | -17.125 | 5249.464
-16.762 | 603.833 | -16.944 | 5274.166
-16.58 | 629.809 | -16.762 | 5297.325
-16.398 | 658.77 | -16.58 | 5325.627
-16.215 | 688.857 | -16.398 | 5348.363
-16.032 | 720.666 | -16.215 | 5369.895
-15.849 | 751.818 | -16.032 | 5385.725
-15.665 | 786.698 | -15.849 | 5402.621
-15.481 | 821.228 | -15.665 | 5417.519
-15.296 | 856.429 | -15.481 | 5439.867
-15.112 | 893.285 | -15.296 | 5463.096
-14.927 | 935.389 | -15.112 | 5485.664
-14.741 | 979.213 | -14.927 | 5507.521
-14.556 | 1021.887 | -14.741 | 5527.858
-14.37 | 1066.336 | -14.556 | 5546.795
-14.183 | 1112.755 | -14.37 | 5565.305
-13.997 | 1160.839 | -14.183 | 5581.981
-13.81 | 1212.386 | -13.997 | 5596.309
-13.623 | 1264.167 | -13.81 | 5615.572
-13.435 | 1318.187 | -13.623 | 5640.308
-13.247 | 1376.75 | -13.435 | 5662.992
-13.059 | 1438.231 | -13.247 | 5688.171
-12.871 | 1499.076 | -13.059 | 5715.717
-12.682 | 1559.772 | -12.871 | 5741.802
-12.493 | 1622.708 | -12.682 | 5762.232
-12.304 | 1686.477 | -12.493 | 5778.259
-12.115 | 1754.946 | -12.304 | 5793.158
-11.925 | 1824.634 | -12.115 | 5801.95
-11.735 | 1898.186 | -11.925 | 5811.535
-11.544 | 1972.602 | -11.735 | 5820.721
-11.354 | 2052.072 | -11.544 | 5842.426
-11.163 | 2135.819 | -11.354 | 5866.614
-10.972 | 2221.825 | -11.163 | 5886.941
-10.781 | 2309.331 | -10.972 | 5907.808
-10.589 | 2398.919 | -10.781 | 5922.015
-10.397 | 2486.687 | -10.589 | 5942.972
-10.205 | 2577.572 | -10.397 | 5960.619
-10.013 | 2665.588 | -10.205 | 5982.785
-9.821 | 2759.507 | -10.013 | 5999.588
-9.628 | 2855.718 | -9.821 | 6009.95
-9.435 | 2956.178 | -9.628 | 6017.077
-9.242 | 3054.729 | -9.435 | 6018.16
-9.049 | 3161.85 | -9.242 | 6025.416
-8.855 | 3268.361 | -9.049 | 6034.854
-8.661 | 3370.924 | -8.855 | 6055.449
-8.467 | 3477.122 | -8.661 | 6073.927
-8.273 | 3588.777 | -8.467 | 6089.302
-8.079 | 3693.336 | -8.273 | 6104.142
-7.884 | 3798.844 | -8.079 | 6115.988
-7.69 | 3911.147 | -7.884 | 6118.927
-7.495 | 4018.194 | -7.69 | 6118.325
-7.3 | 4124.973 | -7.495 | 6119.561
-7.104 | 4234.59 | -7.3 | 6119.74
-6.909 | 4343.201 | -7.104 | 6130.703
-6.713 | 4446.036 | -6.909 | 6140.218
-6.518 | 4548.427 | -6.713 | 6142.08
-6.322 | 4651.919 | -6.518 | 6134.223
-6.126 | 4752.721 | -6.322 | 6128.092
-5.93 | 4851.741 | -6.126 | 6120.812
-5.733 | 4953.18 | -5.93 | 6123.352
-5.537 | 5051.336 | -5.733 | 6120.487
-5.34 | 5149.943 | -5.537 | 6125.042
-5.144 | 5251.936 | -5.34 | 6137.377
-4.947 | 5351.297 | -5.144 | 6156.574
-4.75 | 5439.792 | -4.947 | 6172.469
-4.553 | 5520.063 | -4.75 | 6182.859
-4.356 | 5596.938 | -4.553 | 6183.137
-4.158 | 5676.147 | -4.356 | 6181.243
-3.961 | 5757.505 | -4.158 | 6185.024
-3.763 | 5831.7 | -3.961 | 6189.258
-3.566 | 5907.187 | -3.763 | 6190.659
-3.368 | 5985.634 | -3.566 | 6202.734
-3.171 | 6038.552 | -3.368 | 6209.448
-2.973 | 6081.816 | -3.171 | 6209.853
-2.775 | 6126.017 | -2.973 | 6214.982
-2.577 | 6165.001 | -2.775 | 6221.809
-2.379 | 6203.614 | -2.577 | 6214.416
-2.181 | 6235.872 | -2.379 | 6204.786
-1.983 | 6268.057 | -2.181 | 6203.45
-1.785 | 6290.58 | -1.983 | 6209.052
-1.586 | 6315.56 | -1.785 | 6208.253
-1.388 | 6323.325 | -1.586 | 6209.262
-1.19 | 6318.46 | -1.388 | 6215.872
-0.992 | 6292.749 | -1.19 | 6216.679
-0.793 | 6280.093 | -0.992 | 6223.542
-0.595 | 6273.028 | -0.793 | 6232.426
-0.397 | 6266.068 | -0.595 | 6230.446
-0.198 | 6253.209 | -0.397 | 6230.423
0 | 6232.904 | -0.198 | 6226.231
0.198 | 6204.493 | 0 | 6232.904
0.397 | 6170.002 | 0.198 | 6228.448
0.595 | 6127.034 | 0.397 | 6220.642
0.793 | 6081.092 | 0.595 | 6207.509
0.992 | 6036.31 | 0.793 | 6200.052
1.19 | 5982.25 | 0.992 | 6202.668
1.388 | 5926.325 | 1.19 | 6215.698
1.586 | 5873.448 | 1.388 | 6229.951
1.785 | 5817.267 | 1.586 | 6242.31
1.983 | 5756.062 | 1.785 | 6242.185
2.181 | 5693.066 | 1.983 | 6241.179
2.379 | 5626.318 | 2.181 | 6239.157
2.577 | 5545.981 | 2.379 | 6241.289
2.775 | 5456.206 | 2.577 | 6241.314
2.973 | 5362.597 | 2.775 | 6230.141
3.171 | 5266.107 | 2.973 | 6217.694
3.368 | 5168.76 | 3.171 | 6207.262
3.566 | 5075.18 | 3.368 | 6202.655
3.763 | 4978.046 | 3.566 | 6200.545
3.961 | 4876.246 | 3.763 | 6196.703
4.158 | 4775.256 | 3.961 | 6191.856
4.356 | 4670.514 | 4.158 | 6189.384
4.553 | 4563.028 | 4.356 | 6193.616
4.75 | 4453.136 | 4.553 | 6184.656
4.947 | 4349.974 | 4.75 | 6179.696
5.144 | 4247.131 | 4.947 | 6168.719
5.34 | 4141.534 | 5.144 | 6165.359
5.537 | 4033.599 | 5.34 | 6162.735
5.733 | 3921.877 | 5.537 | 6162.183
5.93 | 3811.94 | 5.733 | 6159.138
6.126 | 3705.601 | 5.93 | 6152.801
6.322 | 3599.754 | 6.126 | 6150.13
6.518 | 3491.718 | 6.322 | 6150.532
6.713 | 3382.132 | 6.518 | 6149.086
6.909 | 3276.128 | 6.713 | 6147.758
7.104 | 3171.013 | 6.909 | 6145.436
7.3 | 3066.836 | 7.104 | 6147.449
7.495 | 2965.325 | 7.3 | 6141.946
7.69 | 2870.014 | 7.495 | 6129.321
7.884 | 2776.109 | 7.69 | 6114.349
8.079 | 2679.355 | 7.884 | 6105.518
8.273 | 2582.241 | 8.079 | 6090.656
8.467 | 2489.613 | 8.273 | 6070.371
8.661 | 2398.673 | 8.467 | 6049.719
8.855 | 2305.132 | 8.661 | 6036.355
9.049 | 2218.34 | 8.855 | 6026.564
9.242 | 2136.255 | 9.049 | 6013.163
9.435 | 2055.055 | 9.242 | 6004.64
9.628 | 1974.318 | 9.435 | 5987.805
9.821 | 1899.079 | 9.628 | 5970.436
10.013 | 1828.571 | 9.821 | 5952.359
10.205 | 1757.528 | 10.013 | 5938.955
10.397 | 1688.721 | 10.205 | 5926.99
10.589 | 1621.223 | 10.397 | 5916.652
10.781 | 1555.899 | 10.589 | 5893.138
10.972 | 1490.953 | 10.781 | 5880.165
11.163 | 1431.842 | 10.972 | 5866.63
11.354 | 1378.198 | 11.163 | 5852.753
11.544 | 1325.376 | 11.354 | 5837.889
11.735 | 1269.112 | 11.544 | 5822.257
11.925 | 1212.033 | 11.735 | 5804.274
12.115 | 1157.349 | 11.925 | 5787.825
12.304 | 1106.812 | 12.115 | 5773.892
12.493 | 1058.943 | 12.304 | 5761.294
12.682 | 1015.276 | 12.493 | 5745.027
12.871 | 973.921 | 12.682 | 5728.159
13.059 | 933.973 | 12.871 | 5710.989
13.247 | 893.603 | 13.059 | 5685.937
13.435 | 855.712 | 13.247 | 5659.824
13.623 | 817.868 | 13.435 | 5649.165
13.81 | 781.728 | 13.623 | 5634.264
13.997 | 747.505 | 13.81 | 5614.296
14.183 | 715.33 | 13.997 | 5597.53
14.37 | 682.096 | 14.183 | 5580.979
14.556 | 653.231 | 14.37 | 5554.916
14.741 | 627.235 | 14.556 | 5540.972
14.927 | 602.073 | 14.741 | 5516.391
15.112 | 577.213 | 14.927 | 5498.064
15.296 | 553.073 | 15.112 | 5478.796
15.481 | 528.893 | 15.296 | 5456.928
15.665 | 505.888 | 15.481 | 5421.06
15.849 | 485.623 | 15.665 | 5394.357
16.032 | 467.556 | 15.849 | 5367.247
16.215 | 449.642 | 16.032 | 5349.331
16.398 | 431.805 | 16.215 | 5328.377
16.58 | 414.806 | 16.398 | 5321.672
16.762 | 398.821 | 16.58 | 5308.138
16.944 | 383.979 | 16.762 | 5292.351
17.125 | 368.997 | 16.944 | 5272.508
17.306 | 355.076 | 17.125 | 5262.625
17.487 | 343.17 | 17.306 | 5244.816
17.667 | 331.991 | 17.487 | 5220.401
17.847 | 320.002 | 17.667 | 5200.625
18.027 | 309.697 | 17.847 | 5179.31
18.206 | 298.879 | 18.027 | 5168.08
18.385 | 288.281 | 18.206 | 5150.052
18.563 | 278.38 | 18.385 | 5137.39
18.741 | 269.876 | 18.563 | 5118.757
18.919 | 260.783 | 18.741 | 5095.357
19.096 | 252.129 | 18.919 | 5062.605
19.273 | 244.206 | 19.096 | 5034.785
19.45 | 236.812 | 19.273 | 5007.69
19.626 | 230.515 | 19.45 | 4989.884
19.802 | 226.405 | 19.626 | 4972.933
19.977 | 221.98 | 19.802 | 4950.503
20.152 | 216.342 | 19.977 | 4930.29
20.327 | 209.154 | 20.152 | 4913.889
20.501 | 202.623 | 20.327 | 4893.171
20.675 | 195.935 | 20.501 | 4869.35
20.848 | 189.977 | 20.675 | 4849.477
21.021 | 185.516 | 20.848 | 4836.176
21.194 | 181.258 | 21.021 | 4818.973
21.366 | 176.722 | 21.194 | 4805.201
21.538 | 172.374 | 21.366 | 4796.176
21.709 | 167.996 | 21.538 | 4781.628
21.88 | 163.908 | 21.709 | 4764.479
22.051 | 160.281 | 21.88 | 4746.717
22.221 | 156.646 | 22.051 | 4734.355
22.391 | 153.904 | 22.221 | 4715.156
22.56 | 151.126 | 22.391 | 4693.122
22.729 | 147.285 | 22.56 | 4673.985
22.898 | 143.897 | 22.729 | 4657.45
23.066 | 141.244 | 22.898 | 4645.538
23.234 | 139.074 | 23.066 | 4636.227
23.401 | 136.472 | 23.234 | 4625.547
23.568 | 134.426 | 23.401 | 4613.583
23.734 | 132.541 | 23.568 | 4600.249
23.9 | 130.483 | 23.734 | 4578.732
24.066 | 129.223 | 23.9 | 4556.936
24.231 | 128.485 | 24.066 | 4535.95
24.396 | 126.158 | 24.231 | 4520.829
24.56 | 123.439 | 24.396 | 4504.936
24.724 | 121.381 | 24.56 | 4496.241
24.887 | 119.792 | 24.724 | 4482.925
25.05 | 117.956 | 24.887 | 4463.131
25.213 | 116.741 | 25.05 | 4445.814
25.375 | 115.899 | 25.213 | 4425.924
25.537 | 113.624 | 25.375 | 4407.252
25.698 | 111.385 | 25.537 | 4387.982
25.859 | 110.235 | 25.698 | 4370.879
26.019 | 109.983 | 25.859 | 4356.06
26.179 | 108.093 | 26.019 | 4341.495
26.339 | 106.188 | 26.179 | 4322.764
26.498 | 104.885 | 26.339 | 4301.286
26.657 | 104.513 | 26.498 | 4276.915
26.815 | 103.645 | 26.657 | 4252.717
26.973 | 103.018 | 26.815 | 4231.379
27.13 | 102.099 | 26.973 | 4207.752
27.287 | 100.119 | 27.13 | 4185.79
27.443 | 98.507 | 27.287 | 4160.556
27.599 | 97.75 | 27.443 | 4124.011
27.755 | 96.443 | 27.599 | 4094.348
27.91 | 94.658 | 27.755 | 4067.29
28.065 | 93.619 | 27.91 | 4039.192
28.219 | 92.512 | 28.065 | 4014.654
28.373 | 91.159 | 28.219 | 3989.066
28.526 | 90.269 | 28.373 | 3954.131
28.679 | 89.649 | 28.526 | 3917.767
28.831 | 89.203 | 28.679 | 3884.412
28.983 | 89.054 | 28.831 | 3853.206
29.135 | 88.924 | 28.983 | 3818.636
29.286 | 88.771 | 29.135 | 3786.545
29.437 | 88.454 | 29.286 | 3744.41
29.587 | 87.582 | 29.437 | 3699.682
29.737 | 86.21 | 29.587 | 3652.9
29.886 | 84.865 | 29.737 | 3609.166
30.035 | 83.674 | 29.886 | 3561.945
30.183 | 82.804 | 30.035 | 3521.107
30.331 | 81.549 | 30.183 | 3481.291
30.479 | 81.122 | 30.331 | 3440.483
30.626 | 81.028 | 30.479 | 3395.269
30.773 | 80.636 | 30.626 | 3347.256
30.919 | 79.58 | 30.773 | 3295.535
31.065 | 79.582 | 30.919 | 3242.675
31.21 | 79.025 | 31.065 | 3193.962
31.355 | 77.19 | 31.21 | 3143.374
31.499 | 76.29 | 31.355 | 3094.556
31.643 | 76.1 | 31.499 | 3046.47
31.787 | 75.098 | 31.643 | 2998.474
31.93 | 74.152 | 31.787 | 2939.173
32.073 | 74.013 | 31.93 | 2881.397
32.215 | 73.273 | 32.073 | 2827.621
32.357 | 72.592 | 32.215 | 2767.609
32.498 | 71.882 | 32.357 | 2717.121
32.639 | 71.276 | 32.498 | 2660.55
32.779 | 70.664 | 32.639 | 2608.994
32.919 | 69.569 | 32.779 | 2553.279
33.059 | 68.302 | 32.919 | 2500.252
33.198 | 67.412 | 33.059 | 2440.894
33.337 | 66.628 | 33.198 | 2391.417
33.475 | 67.04 | 33.337 | 2338.443
33.613 | 68.292 | 33.475 | 2284.93
33.75 | 68.176 | 33.613 | 2228.851
33.887 | 63.525 | 33.75 | 2175.918
34.023 | 57.366 | 33.887 | 2124.253
34.159 | 49.937 | 34.023 | 2078.479
34.295 | 41.768 | 34.159 | 2031.117
34.43 | 36.176 | 34.295 | 1982.911
34.565 | 35.294 | 34.43 | 1936.864
34.699 | 34.837 | 34.565 | 1888.176
34.833 | 35.104 | 34.699 | 1841.886
34.966 | 35.764 | 34.833 | 1795.504
35.099 | 36.429 | 34.966 | 1748.934
35.232 | 38.038 | 35.099 | 1703.474
35.364 | 39.315 | 35.232 | 1661.806
35.496 | 39.608 | 35.364 | 1617.348
35.627 | 39.728 | 35.496 | 1575.911
35.758 | 41.08 | 35.627 | 1534.59
35.888 | 53.082 | 35.758 | 1491.628
36.018 | 72.895 | 35.888 | 1449.655
36.148 | 84.942 | 36.018 | 1411.813
36.277 | 87.672 | 36.148 | 1372.268
36.406 | 83.392 | 36.277 | 1332.563
36.534 | 67.75 | 36.406 | 1296.537
36.662 | 51.118 | 36.534 | 1256.269
36.789 | 42.793 | 36.662 | 1221.043
36.916 | 37.933 | 36.789 | 1188.79
37.043 | 34.794 | 36.916 | 1158.137
37.169 | 32.526 | 37.043 | 1127.685
37.295 | 29.46 | 37.169 | 1097.463
37.42 | 25.853 | 37.295 | 1066.169
37.545 | 22.965 | 37.42 | 1034.647
37.67 | 21.888 | 37.545 | 1006.292
37.794 | 21.155 | 37.67 | 979.337
37.917 | 21.754 | 37.794 | 946.919
38.04 | 22.909 | 37.917 | 915.002
38.163 | 23.688 | 38.04 | 889.152
38.286 | 24.169 | 38.163 | 860.672
38.408 | 24.347 | 38.286 | 837.831
38.529 | 22.422 | 38.408 | 817.086
38.651 | 20.054 | 38.529 | 797.742
38.771 | 18.483 | 38.651 | 776.83
38.892 | 18.976 | 38.771 | 755.291
39.012 | 21.135 | 38.892 | 732.036
39.131 | 21.645 | 39.012 | 712.881
39.25 | 21.119 | 39.131 | 699.013
39.369 | 20.035 | 39.25 | 681.401
39.487 | 20.576 | 39.369 | 662.459
39.605 | 20.563 | 39.487 | 644.186
39.723 | 20.609 | 39.605 | 623.508
39.84 | 21.932 | 39.723 | 604.377
39.957 | 24.311 | 39.84 | 587.676
40.073 | 26.085 | 39.957 | 572.491
40.189 | 26.158 | 40.073 | 558.217
40.189 | 26.158 | 40.073 | 558.217
40.305 | 26.111 | 40.189 | 544.958
40.42 | 25.606 | 40.305 | 530.884
40.535 | 24.269 | 40.42 | 516.349
40.649 | 22.609 | 40.535 | 500.519
40.763 | 22.447 | 40.649 | 485.345
40.877 | 21.973 | 40.763 | 472.261
40.99 | 21.242 | 40.877 | 461.609
41.103 | 20.598 | 40.99 | 449.868
41.215 | 20.452 | 41.103 | 379.215
41.327 | 20.272 | 41.215 | 271.589
41.439 | 20.797 | 41.327 | 195.498

## Lustr H80 (hidden)
Selador | Lamp |  | Wattage
Lustr | Lumileds Rebel |  | 104 |  | Note: Owing to the variability of LEDs, output data and color matches should be viewed as approximate
Note: All data taken with room temperature fixture
| Beam Angle | Field Angle
Horizontal | 62.4 | 82.5
| Accessory Lens | Candela | Field Lumens | Beam Lumens | Lens Efficiency | Efficacy
| H80 | 6840 | 1660 | 870 | 90.76% | 15.9615
| For Field diameter at any distance, multiply distance by |  |  |  | 1.754
| For Beam diameter at any distance, multiply distance by |  |  |  | 1.2112
| Throw Distance (ft) | 10 | 15 | 20 | 25
| Throw Distance (m) | 3.048 | 4.572 | 6.096 | 7.62
| Field Diameter (ft) | 17.5395 | 26.3093 | 35.0791 | 43.8488
| Field Diameter (m) | 5.346 | 8.0191 | 10.6921 | 13.3651
| Illuminance (fc) | 68.4 | 30.4 | 17.1 | 10.944
| Illuminance (lux) | 736.2508 | 327.2226 | 184.0627 | 117.8001
Test Distance | Iso-Illuminance Diagram grid lines
51.2 | 10 | 20 | 30 | 40
| 0.19531 | 0.39062 | 0.58594 | 0.78125
| Beam Angle | Field Angle
Vertical | 13.8 | 28.2
| For Field diameter at any distance, multiply distance by |  |  |  | 0.50237
| For Beam diameter at any distance, multiply distance by |  |  |  | 0.24203
| Throw Distance (ft) | 10 | 15 | 20 | 25
| Throw Distance (m) | 3.048 | 4.572 | 6.096 | 7.62
| Field Diameter (ft) | 5.0237 | 7.5355 | 10.0473 | 12.5591
| Field Diameter (m) | 1.5312 | 2.2968 | 3.0624 | 3.828
| Illuminance (fc) | 68.4 | 30.4 | 17.1 | 10.944
| Illuminance (lux) | 736.2508 | 327.2226 | 184.0627 | 117.8001
| X |  | Y
-41.55 | 711.023 | -41.439 | 0
-41.439 | 716.202 | -41.327 | 0
-41.327 | 728.019 | -41.215 | 0
-41.215 | 745.048 | -41.103 | 5.464
-41.103 | 763.988 | -40.99 | 14.432
-40.99 | 782.279 | -40.877 | 23.713
-40.877 | 800.862 | -40.763 | 31.94
-40.763 | 818.804 | -40.649 | 36.667
-40.649 | 836.542 | -40.535 | 36.755
-40.535 | 857.937 | -40.42 | 37.206
-40.42 | 882.381 | -40.305 | 37.046
-40.305 | 905.799 | -40.189 | 38.032
-40.189 | 930.736 | -40.073 | 38.768
-40.073 | 953.898 | -39.957 | 38.719
-39.957 | 976.117 | -39.84 | 38.907
-39.84 | 998.948 | -39.723 | 38.68
-39.723 | 1026.457 | -39.605 | 37.719
-39.605 | 1050.079 | -39.487 | 37.381
-39.487 | 1075.514 | -39.369 | 38.994
-39.369 | 1105.901 | -39.25 | 39.751
-39.25 | 1134.944 | -39.131 | 39.981
-39.131 | 1160.445 | -39.012 | 39.892
-39.012 | 1185.978 | -38.892 | 40.716
-38.892 | 1211.313 | -38.771 | 39.801
-38.771 | 1237.87 | -38.651 | 39.741
-38.651 | 1268.278 | -38.529 | 41.421
-38.529 | 1299.168 | -38.408 | 43.362
-38.408 | 1333.796 | -38.286 | 43.949
-38.286 | 1366.743 | -38.163 | 43.838
-38.163 | 1399.055 | -38.04 | 42.572
-38.04 | 1432.774 | -37.917 | 41.811
-37.917 | 1471.572 | -37.794 | 41.928
-37.794 | 1502.873 | -37.67 | 42.368
-37.67 | 1528.657 | -37.545 | 42.479
-37.545 | 1561.566 | -37.42 | 42.857
-37.42 | 1596.047 | -37.295 | 44.057
-37.295 | 1630.368 | -37.169 | 44.633
-37.169 | 1662.298 | -37.043 | 45.758
-37.043 | 1696.943 | -36.916 | 45.715
-36.916 | 1737.101 | -36.789 | 45.984
-36.789 | 1779.523 | -36.662 | 45.886
-36.662 | 1823.47 | -36.534 | 46.539
-36.534 | 1863.349 | -36.406 | 46.257
-36.406 | 1909.475 | -36.277 | 45.926
-36.277 | 1952.163 | -36.148 | 46.286
-36.148 | 1992.942 | -36.018 | 47.632
-36.018 | 2029.857 | -35.888 | 48.585
-35.888 | 2068.421 | -35.758 | 48.597
-35.758 | 2107.979 | -35.627 | 48.258
-35.627 | 2148.441 | -35.496 | 48.943
-35.496 | 2189.865 | -35.364 | 48.481
-35.364 | 2228.991 | -35.232 | 48.737
-35.232 | 2265.9 | -35.099 | 49.529
-35.099 | 2301.971 | -34.966 | 49.776
-34.966 | 2340.317 | -34.833 | 50.798
-34.833 | 2380.976 | -34.699 | 50.986
-34.699 | 2426.523 | -34.565 | 51.317
-34.565 | 2470.582 | -34.43 | 50.877
-34.43 | 2512.335 | -34.295 | 50.56
-34.295 | 2552.363 | -34.159 | 50.98
-34.159 | 2594.151 | -34.023 | 52.056
-34.023 | 2632.102 | -33.887 | 54.061
-33.887 | 2671.744 | -33.75 | 55.368
-33.75 | 2709.847 | -33.613 | 55.568
-33.613 | 2751.039 | -33.475 | 56.206
-33.475 | 2791.085 | -33.337 | 57.159
-33.337 | 2824.171 | -33.198 | 57.255
-33.198 | 2861.125 | -33.059 | 57.257
-33.059 | 2899.611 | -32.919 | 57.804
-32.919 | 2935.017 | -32.779 | 57.87
-32.779 | 2973.988 | -32.639 | 57.755
-32.639 | 3017.416 | -32.498 | 58.267
-32.498 | 3053.93 | -32.357 | 58.439
-32.357 | 3091.606 | -32.215 | 58.543
-32.215 | 3130.204 | -32.073 | 58.778
-32.073 | 3168.784 | -31.93 | 60.35
-31.93 | 3201.916 | -31.787 | 61.12
-31.787 | 3232.04 | -31.643 | 61.446
-31.643 | 3266.773 | -31.499 | 61.856
-31.499 | 3299.485 | -31.355 | 63.534
-31.355 | 3334 | -31.21 | 63.22
-31.21 | 3370.443 | -31.065 | 64.106
-31.065 | 3409.343 | -30.919 | 65.047
-30.919 | 3442.561 | -30.773 | 66.211
-30.773 | 3474.662 | -30.626 | 66.711
-30.626 | 3506.402 | -30.479 | 67.164
-30.479 | 3538.015 | -30.331 | 67.822
-30.331 | 3568.646 | -30.183 | 68.639
-30.183 | 3599.932 | -30.035 | 69.117
-30.035 | 3629.897 | -29.886 | 69.281
-29.886 | 3663.177 | -29.737 | 71.044
-29.737 | 3697.489 | -29.587 | 71.79
-29.587 | 3731.555 | -29.437 | 73.22
-29.437 | 3764.401 | -29.286 | 73.524
-29.286 | 3789.484 | -29.135 | 74.812
-29.135 | 3812.369 | -28.983 | 75.286
-28.983 | 3835.737 | -28.831 | 76.694
-28.831 | 3863.877 | -28.679 | 77.473
-28.679 | 3893.803 | -28.526 | 79.255
-28.526 | 3922.779 | -28.373 | 80.765
-28.373 | 3950.028 | -28.219 | 82.124
-28.219 | 3974.829 | -28.065 | 83.178
-28.065 | 4001.925 | -27.91 | 84.592
-27.91 | 4031.327 | -27.755 | 85.82
-27.755 | 4062.618 | -27.599 | 87.211
-27.599 | 4092.437 | -27.443 | 87.974
-27.443 | 4121.955 | -27.287 | 88.272
-27.287 | 4150.489 | -27.13 | 89.577
-27.13 | 4172.792 | -26.973 | 91.706
-26.973 | 4198.718 | -26.815 | 93.326
-26.815 | 4225.576 | -26.657 | 94.5
-26.657 | 4252.134 | -26.498 | 96.001
-26.498 | 4279.482 | -26.339 | 97.415
-26.339 | 4315.322 | -26.179 | 98.855
-26.179 | 4349.922 | -26.019 | 101.819
-26.019 | 4371.411 | -25.859 | 103.377
-25.859 | 4392.086 | -25.698 | 105.858
-25.698 | 4415.683 | -25.537 | 107.15
-25.537 | 4439.884 | -25.375 | 108.886
-25.375 | 4465.156 | -25.213 | 110.228
-25.213 | 4492.939 | -25.05 | 111.325
-25.05 | 4522.428 | -24.887 | 112.233
-24.887 | 4550.995 | -24.724 | 114.64
-24.724 | 4577.237 | -24.56 | 117.922
-24.56 | 4598.093 | -24.396 | 120.538
-24.396 | 4621.703 | -24.231 | 123.471
-24.231 | 4644.619 | -24.066 | 125.676
-24.066 | 4666.867 | -23.9 | 127.635
-23.9 | 4683.447 | -23.734 | 129.739
-23.734 | 4700.695 | -23.568 | 132.524
-23.568 | 4718.45 | -23.401 | 135.012
-23.401 | 4739.209 | -23.234 | 139.299
-23.234 | 4754.769 | -23.066 | 142.831
-23.066 | 4779.662 | -22.898 | 145.392
-22.898 | 4811.33 | -22.729 | 148.329
-22.729 | 4844.595 | -22.56 | 152.952
-22.56 | 4875.538 | -22.391 | 156.284
-22.391 | 4907.942 | -22.221 | 159.83
-22.221 | 4936.205 | -22.051 | 163.926
-22.051 | 4961.573 | -21.88 | 167.052
-21.88 | 4986.921 | -21.709 | 169.638
-21.709 | 5014.044 | -21.538 | 173.642
-21.538 | 5038.853 | -21.366 | 178.685
-21.366 | 5054.656 | -21.194 | 182.8
-21.194 | 5075.273 | -21.021 | 187.168
-21.021 | 5101.896 | -20.848 | 192.002
-20.848 | 5119.026 | -20.675 | 197.461
-20.675 | 5146.365 | -20.501 | 202.378
-20.501 | 5170.538 | -20.327 | 208.356
-20.327 | 5197.428 | -20.152 | 214.491
-20.152 | 5223.26 | -19.977 | 221.413
-19.977 | 5251.834 | -19.802 | 227.953
-19.802 | 5277.658 | -19.626 | 234.84
-19.626 | 5302.933 | -19.45 | 241.588
-19.45 | 5329.975 | -19.273 | 248.934
-19.273 | 5362.3 | -19.096 | 256.683
-19.096 | 5397.519 | -18.919 | 264.37
-18.919 | 5426.626 | -18.741 | 273.024
-18.741 | 5456.832 | -18.563 | 282.275
-18.563 | 5478.559 | -18.385 | 292.479
-18.385 | 5497.675 | -18.206 | 303.815
-18.206 | 5513.502 | -18.027 | 315.368
-18.027 | 5535.198 | -17.847 | 326.078
-17.847 | 5560.328 | -17.667 | 338.125
-17.667 | 5594.783 | -17.487 | 350.788
-17.487 | 5621.341 | -17.306 | 362.749
-17.306 | 5647.256 | -17.125 | 374.908
-17.125 | 5674.63 | -16.944 | 391.285
-16.944 | 5705.464 | -16.762 | 405.31
-16.762 | 5730.335 | -16.58 | 419.72
-16.58 | 5759.478 | -16.398 | 437.892
-16.398 | 5789.725 | -16.215 | 458.186
-16.215 | 5820.524 | -16.032 | 477.135
-16.032 | 5837.453 | -15.849 | 497.333
-15.849 | 5855.646 | -15.665 | 519.795
-15.665 | 5871.92 | -15.481 | 542.642
-15.481 | 5891.098 | -15.296 | 565.453
-15.296 | 5915.659 | -15.112 | 589.337
-15.112 | 5945.864 | -14.927 | 614.493
-14.927 | 5972.78 | -14.741 | 640.663
-14.741 | 5999.796 | -14.556 | 669.084
-14.556 | 6023.55 | -14.37 | 699.24
-14.37 | 6045.358 | -14.183 | 729.468
-14.183 | 6060.946 | -13.997 | 762.77
-13.997 | 6075.984 | -13.81 | 798.364
-13.81 | 6096.008 | -13.623 | 832.489
-13.623 | 6120.284 | -13.435 | 871.116
-13.435 | 6146.668 | -13.247 | 910.953
-13.247 | 6175.936 | -13.059 | 953.244
-13.059 | 6201.284 | -12.871 | 996.005
-12.871 | 6229.169 | -12.682 | 1042.303
-12.682 | 6250.244 | -12.493 | 1087.441
-12.493 | 6274.131 | -12.304 | 1138.56
-12.304 | 6296.881 | -12.115 | 1193.686
-12.115 | 6314.813 | -11.925 | 1251.105
-11.925 | 6326.183 | -11.735 | 1309.348
-11.735 | 6341.211 | -11.544 | 1368.487
-11.544 | 6355.064 | -11.354 | 1431.342
-11.354 | 6375.594 | -11.163 | 1496.533
-11.163 | 6398.623 | -10.972 | 1562.816
-10.972 | 6421.585 | -10.781 | 1633.322
-10.781 | 6437.937 | -10.589 | 1710.763
-10.589 | 6452.26 | -10.397 | 1784.152
-10.397 | 6468.099 | -10.205 | 1861.874
-10.205 | 6487.464 | -10.013 | 1945.434
-10.013 | 6503.982 | -9.821 | 2031.829
-9.821 | 6508.892 | -9.628 | 2123.311
-9.628 | 6519.853 | -9.435 | 2218.337
-9.435 | 6526.984 | -9.242 | 2314.215
-9.242 | 6538.941 | -9.049 | 2410.17
-9.049 | 6558.255 | -8.855 | 2514.022
-8.855 | 6567.083 | -8.661 | 2617.305
-8.661 | 6577.003 | -8.467 | 2724.224
-8.467 | 6585.111 | -8.273 | 2836.242
-8.273 | 6604.811 | -8.079 | 2946.496
-8.079 | 6617.795 | -7.884 | 3057.466
-7.884 | 6622.353 | -7.69 | 3176.144
-7.69 | 6631.789 | -7.495 | 3291.688
-7.495 | 6645.644 | -7.3 | 3413.307
-7.3 | 6647.631 | -7.104 | 3539.655
-7.104 | 6652.606 | -6.909 | 3672.03
-6.909 | 6667.246 | -6.713 | 3799.33
-6.713 | 6673.525 | -6.518 | 3928.311
-6.518 | 6659.529 | -6.322 | 4059.858
-6.322 | 6657.65 | -6.126 | 4190.038
-6.126 | 6657.719 | -5.93 | 4317.805
-5.93 | 6657.014 | -5.733 | 4456.861
-5.733 | 6653.316 | -5.537 | 4590.767
-5.537 | 6650.546 | -5.34 | 4727.992
-5.34 | 6661.74 | -5.144 | 4873.245
-5.144 | 6685.487 | -4.947 | 5017.473
-4.947 | 6699.977 | -4.75 | 5146.032
-4.75 | 6714.996 | -4.553 | 5278.265
-4.553 | 6723.332 | -4.356 | 5400.787
-4.356 | 6726.302 | -4.158 | 5522.925
-4.158 | 6725.29 | -3.961 | 5653.393
-3.961 | 6728.857 | -3.763 | 5770.769
-3.763 | 6743.742 | -3.566 | 5883.174
-3.566 | 6757.695 | -3.368 | 5991.36
-3.368 | 6765.937 | -3.171 | 6094.861
-3.171 | 6764.569 | -2.973 | 6190.796
-2.973 | 6768.068 | -2.775 | 6282.519
-2.775 | 6766.221 | -2.577 | 6370.357
-2.577 | 6764.225 | -2.379 | 6451.698
-2.379 | 6759.372 | -2.181 | 6516.975
-2.181 | 6762.789 | -1.983 | 6578.53
-1.983 | 6764.331 | -1.785 | 6638.781
-1.785 | 6761.553 | -1.586 | 6694.483
-1.586 | 6755.171 | -1.388 | 6735.601
-1.388 | 6761.58 | -1.19 | 6759.275
-1.19 | 6766.722 | -0.992 | 6762.401
-0.992 | 6783.691 | -0.793 | 6769.101
-0.793 | 6801.516 | -0.595 | 6779.738
-0.595 | 6801.52 | -0.397 | 6793.049
-0.397 | 6794.849 | -0.198 | 6798.258
-0.198 | 6794.173 | 0 | 6793.003
0 | 6793.003 | 0.198 | 6771.374
0.198 | 6782.068 | 0.397 | 6742.799
0.397 | 6782.26 | 0.595 | 6702.637
0.595 | 6784.858 | 0.793 | 6657.332
0.793 | 6779.449 | 0.992 | 6612.683
0.992 | 6779.955 | 1.19 | 6554.61
1.19 | 6794.47 | 1.388 | 6494.797
1.388 | 6804.219 | 1.586 | 6429.216
1.586 | 6806.591 | 1.785 | 6360.664
1.785 | 6801.257 | 1.983 | 6281.65
1.983 | 6798.733 | 2.181 | 6205.106
2.181 | 6792.935 | 2.379 | 6118.93
2.379 | 6802.071 | 2.577 | 6020.757
2.577 | 6803.318 | 2.775 | 5913.713
2.775 | 6790.179 | 2.973 | 5803.506
2.973 | 6771.171 | 3.171 | 5687.435
3.171 | 6763.881 | 3.368 | 5566.596
3.368 | 6759.523 | 3.566 | 5446.522
3.566 | 6755.249 | 3.763 | 5321.671
3.763 | 6744.621 | 3.961 | 5188.961
3.961 | 6745.988 | 4.158 | 5059.1
4.158 | 6743.828 | 4.356 | 4925.751
4.356 | 6747.037 | 4.553 | 4788.701
4.553 | 6741.682 | 4.75 | 4656.708
4.75 | 6734.326 | 4.947 | 4536.131
4.947 | 6719.935 | 5.144 | 4405.961
5.144 | 6709.38 | 5.34 | 4269.467
5.34 | 6705.419 | 5.537 | 4137.188
5.537 | 6710.467 | 5.733 | 4003.258
5.733 | 6710.189 | 5.93 | 3870.17
5.93 | 6703.884 | 6.126 | 3741.875
6.126 | 6701.032 | 6.322 | 3614.915
6.322 | 6690.448 | 6.518 | 3484.8
6.518 | 6686.365 | 6.713 | 3359.502
6.713 | 6685.045 | 6.909 | 3242.183
6.909 | 6693.707 | 7.104 | 3125.751
7.104 | 6706.186 | 7.3 | 3009.731
7.3 | 6712.404 | 7.495 | 2896.702
7.495 | 6709.69 | 7.69 | 2790.835
7.69 | 6697.965 | 7.884 | 2685.899
7.884 | 6691.151 | 8.079 | 2577.831
8.079 | 6675.257 | 8.273 | 2474.621
8.273 | 6653.277 | 8.467 | 2375.612
8.467 | 6635.885 | 8.661 | 2278.922
8.661 | 6627.687 | 8.855 | 2184.706
8.855 | 6623.751 | 9.049 | 2096.09
9.049 | 6616.856 | 9.242 | 2005.002
9.242 | 6607.208 | 9.435 | 1916.363
9.435 | 6593.055 | 9.628 | 1833.918
9.628 | 6578.705 | 9.821 | 1755.88
9.821 | 6564.77 | 10.013 | 1683.347
10.013 | 6560.591 | 10.205 | 1614.622
10.205 | 6552.956 | 10.397 | 1547.714
10.397 | 6543.015 | 10.589 | 1480.223
10.589 | 6519.86 | 10.781 | 1415.525
10.781 | 6497.786 | 10.972 | 1352.366
10.972 | 6483.197 | 11.163 | 1294.919
11.163 | 6467.839 | 11.354 | 1240.233
11.354 | 6450.521 | 11.544 | 1184.389
11.544 | 6433.471 | 11.735 | 1131.157
11.735 | 6413.824 | 11.925 | 1079.24
11.925 | 6390.958 | 12.115 | 1029.42
12.115 | 6379.396 | 12.304 | 982.728
12.304 | 6368.401 | 12.493 | 939.772
12.493 | 6351.812 | 12.682 | 897.404
12.682 | 6343.81 | 12.871 | 854.305
12.871 | 6327.237 | 13.059 | 816.047
13.059 | 6304.807 | 13.247 | 781.685
13.247 | 6285.378 | 13.435 | 747.81
13.435 | 6268.937 | 13.623 | 715.712
13.623 | 6254.566 | 13.81 | 684.461
13.81 | 6239.238 | 13.997 | 654.856
13.997 | 6215.135 | 14.183 | 626.315
14.183 | 6196.193 | 14.37 | 598.831
14.37 | 6170.787 | 14.556 | 571.964
14.556 | 6156.125 | 14.741 | 546.638
14.741 | 6132.322 | 14.927 | 524.054
14.927 | 6119.2 | 15.112 | 502.842
15.112 | 6099.726 | 15.296 | 482.728
15.296 | 6077.143 | 15.481 | 462.548
15.481 | 6043.81 | 15.665 | 443.821
15.665 | 6017.352 | 15.849 | 425.982
15.849 | 5987.891 | 16.032 | 408.402
16.032 | 5958.893 | 16.215 | 392.722
16.215 | 5936.671 | 16.398 | 378.605
16.398 | 5919.406 | 16.58 | 364.722
16.58 | 5905.016 | 16.762 | 351.44
16.762 | 5888.93 | 16.944 | 338.81
16.944 | 5872.359 | 17.125 | 326.467
17.125 | 5853.664 | 17.306 | 315.416
17.306 | 5826.616 | 17.487 | 305.002
17.487 | 5799.948 | 17.667 | 293.817
17.667 | 5775.012 | 17.847 | 284.113
17.847 | 5748.532 | 18.027 | 274.916
18.027 | 5727.1 | 18.206 | 264.916
18.206 | 5699.96 | 18.385 | 256.556
18.385 | 5669.886 | 18.563 | 248.873
18.563 | 5641.389 | 18.741 | 243.14
18.741 | 5613.072 | 18.919 | 238.342
18.919 | 5581.378 | 19.096 | 232.992
19.096 | 5546.892 | 19.273 | 227.659
19.273 | 5514.296 | 19.45 | 221.749
19.45 | 5489.404 | 19.626 | 215.563
19.626 | 5462.869 | 19.802 | 211.017
19.802 | 5434.058 | 19.977 | 207.333
19.977 | 5402.798 | 20.152 | 203.027
20.152 | 5376.013 | 20.327 | 197.163
20.327 | 5350.469 | 20.501 | 192.013
20.501 | 5322.497 | 20.675 | 186.699
20.675 | 5290.61 | 20.848 | 181.928
20.848 | 5267.752 | 21.021 | 177.736
21.021 | 5249.701 | 21.194 | 173.931
21.194 | 5230.507 | 21.366 | 169.254
21.366 | 5209.454 | 21.538 | 164.862
21.538 | 5186.788 | 21.709 | 160.926
21.709 | 5158.502 | 21.88 | 157.065
21.88 | 5132.217 | 22.051 | 154.611
22.051 | 5107.275 | 22.221 | 152.768
22.221 | 5082.047 | 22.391 | 151.049
22.391 | 5049.762 | 22.56 | 149.233
22.56 | 5020.591 | 22.729 | 147.114
22.729 | 4985.357 | 22.898 | 143.485
22.898 | 4961.62 | 23.066 | 140.64
23.066 | 4941.21 | 23.234 | 138.988
23.234 | 4922.309 | 23.401 | 137.236
23.401 | 4897.458 | 23.568 | 135.926
23.568 | 4867.286 | 23.734 | 134.24
23.734 | 4833.656 | 23.9 | 131.872
23.9 | 4803.013 | 24.066 | 129.576
24.066 | 4775.476 | 24.231 | 129.335
24.231 | 4753.118 | 24.396 | 127.919
24.396 | 4734.184 | 24.56 | 126.046
24.56 | 4717.871 | 24.724 | 124.464
24.724 | 4695.086 | 24.887 | 122.132
24.887 | 4676.744 | 25.05 | 119.763
25.05 | 4655.653 | 25.213 | 118.265
25.213 | 4628.438 | 25.375 | 116.737
25.375 | 4600.762 | 25.537 | 114.081
25.537 | 4570.643 | 25.698 | 112.616
25.698 | 4544.953 | 25.859 | 111.932
25.859 | 4521.772 | 26.019 | 111.649
26.019 | 4494.705 | 26.179 | 109.803
26.179 | 4460.171 | 26.339 | 107.252
26.339 | 4430.264 | 26.498 | 104.66
26.498 | 4402.829 | 26.657 | 102.988
26.657 | 4377.199 | 26.815 | 102.833
26.815 | 4355.19 | 26.973 | 103.416
26.973 | 4331.248 | 27.13 | 103.166
27.13 | 4309.445 | 27.287 | 102.282
27.287 | 4287.529 | 27.443 | 101.813
27.443 | 4259.635 | 27.599 | 100.51
27.599 | 4227.248 | 27.755 | 98.886
27.755 | 4194.479 | 27.91 | 96.877
27.91 | 4162.781 | 28.065 | 95.301
28.065 | 4133.848 | 28.219 | 93.749
28.219 | 4107.029 | 28.373 | 92.283
28.373 | 4078.384 | 28.526 | 91.259
28.526 | 4051.397 | 28.679 | 90.604
28.679 | 4024.695 | 28.831 | 90.162
28.831 | 3996.942 | 28.983 | 89.616
28.983 | 3967.381 | 29.135 | 88.379
29.135 | 3933.387 | 29.286 | 87.435
29.286 | 3896.803 | 29.437 | 86.685
29.437 | 3861.947 | 29.587 | 85.846
29.587 | 3831.211 | 29.737 | 84.383
29.737 | 3799.336 | 29.886 | 84.412
29.886 | 3771.335 | 30.035 | 84.73
30.035 | 3742.166 | 30.183 | 84.488
30.183 | 3713.291 | 30.331 | 84.224
30.331 | 3683.897 | 30.479 | 83.368
30.479 | 3652.614 | 30.626 | 81.66
30.626 | 3614.397 | 30.773 | 80.572
30.773 | 3574.551 | 30.919 | 79.409
30.919 | 3538.482 | 31.065 | 77.786
31.065 | 3501.622 | 31.21 | 77.5
31.21 | 3465.166 | 31.355 | 78.268
31.355 | 3431.209 | 31.499 | 79.411
31.499 | 3394.349 | 31.643 | 79.432
31.643 | 3357.788 | 31.787 | 77.417
31.787 | 3318.994 | 31.93 | 74.965
31.93 | 3279.409 | 32.073 | 73.329
32.073 | 3243.812 | 32.215 | 72.341
32.215 | 3208.801 | 32.357 | 72.771
32.357 | 3169.146 | 32.498 | 72.263
32.498 | 3128.186 | 32.639 | 70.939
32.639 | 3084.103 | 32.779 | 69.873
32.779 | 3042.211 | 32.919 | 68.433
32.919 | 2998.658 | 33.059 | 66.956
33.059 | 2957.051 | 33.198 | 66.518
33.198 | 2920.673 | 33.337 | 66.237
33.337 | 2874.211 | 33.475 | 65.35
33.475 | 2829.814 | 33.613 | 65.314
33.613 | 2786.79 | 33.75 | 65.114
33.75 | 2750.912 | 33.887 | 64.371
33.887 | 2707.299 | 34.023 | 63.572
34.023 | 2670.047 | 34.159 | 63.405
34.159 | 2630.169 | 34.295 | 63.307
34.295 | 2588.794 | 34.43 | 62.704
34.43 | 2548.416 | 34.565 | 62.913
34.565 | 2508.305 | 34.699 | 63.122
34.699 | 2464.696 | 34.833 | 63.284
34.833 | 2422.688 | 34.966 | 62.837
34.966 | 2375.202 | 35.099 | 63.046
35.099 | 2327.926 | 35.232 | 64.243
35.232 | 2285.103 | 35.364 | 63.245
35.364 | 2242.393 | 35.496 | 58.428
35.496 | 2193.525 | 35.627 | 51.06
35.627 | 2147.04 | 35.758 | 42.463
35.758 | 2104.962 | 35.888 | 34.866
35.888 | 2064.227 | 36.018 | 30.9
36.018 | 2020.082 | 36.148 | 29.649
36.148 | 1975.591 | 36.277 | 30.13
36.277 | 1928.469 | 36.406 | 30.898
36.406 | 1886.411 | 36.534 | 31.57
36.534 | 1844.702 | 36.662 | 30.634
36.662 | 1806.24 | 36.789 | 29.322
36.789 | 1767.543 | 36.916 | 27.997
36.916 | 1728.663 | 37.043 | 27.45
37.043 | 1684.341 | 37.169 | 26.897
37.169 | 1648.756 | 37.295 | 26.712
37.295 | 1615.584 | 37.42 | 26.417
37.42 | 1578.267 | 37.545 | 25.121
37.545 | 1540.893 | 37.67 | 23.622
37.67 | 1505.198 | 37.794 | 23.088
37.794 | 1470.311 | 37.917 | 23.177
37.917 | 1433.29 | 38.04 | 23.596
38.04 | 1401.147 | 38.163 | 24.517
38.163 | 1363.481 | 38.286 | 24.836
38.286 | 1325.795 | 38.408 | 24.543
38.408 | 1290.155 | 38.529 | 23.545
38.529 | 1260.076 | 38.651 | 21.774
38.651 | 1227.973 | 38.771 | 19.929
38.771 | 1196.481 | 38.892 | 19.717
38.892 | 1165.981 | 39.012 | 20.476
39.012 | 1136.893 | 39.131 | 20.552
39.131 | 1103.856 | 39.25 | 20.772
39.25 | 1075.348 | 39.369 | 21.547
39.369 | 1046.146 | 39.487 | 22.68
39.487 | 1018.58 | 39.605 | 23.237
39.605 | 988.742 | 39.723 | 24.182
39.723 | 961.263 | 39.84 | 24.573
39.84 | 935.498 | 39.957 | 24.46
39.957 | 913.295 | 40.073 | 24.676
40.073 | 890.454 | 40.189 | 24.23
40.073 | 890.454 | 40.189 | 24.23
40.189 | 866.726 | 40.305 | 24.596
40.305 | 843.944 | 40.42 | 25.758
40.42 | 819.904 | 40.535 | 26.258
40.535 | 798.627 | 40.649 | 24.67
40.649 | 776.835 | 40.763 | 22.787
40.763 | 756.192 | 40.877 | 20.792
40.877 | 735.256 | 40.99 | 19.368
40.99 | 711.805 | 41.103 | 18.651
41.103 | 597.726 | 41.215 | 19.19
41.215 | 426.495 | 41.327 | 19.765
41.327 | 304.351 | 41.439 | 20.536

## Lustr V80 (hidden)
Selador | Lamp |  | Wattage
Lustr | Lumileds Rebel |  | 104 |  | Note: Owing to the variability of LEDs, output data and color matches should be viewed as approximate
Note: All data taken with room temperature fixture
| Beam Angle | Field Angle
Horizontal | 16.2 | 31.3
| Accessory Lens | Candela | Field Lumens | Beam Lumens | Lens Efficiency | Efficacy
| V80 | 6080 | 1690 | 890 | 92.4% | 16.25
| For Field diameter at any distance, multiply distance by |  |  |  | 0.56029
| For Beam diameter at any distance, multiply distance by |  |  |  | 0.28464
| Throw Distance (ft) | 10 | 15 | 20 | 25
| Throw Distance (m) | 3.048 | 4.572 | 6.096 | 7.62
| Field Diameter (ft) | 5.6029 | 8.4044 | 11.2058 | 14.0073
| Field Diameter (m) | 1.7078 | 2.5617 | 3.4155 | 4.2694
| Illuminance (fc) | 60.8 | 27.0222 | 15.2 | 9.728
| Illuminance (lux) | 654.4451 | 290.8645 | 163.6113 | 104.7112
Test Distance | Iso-Illuminance Diagram grid lines
51.2 | 10 | 20 | 30 | 40
| 0.19531 | 0.39062 | 0.58594 | 0.78125
| Beam Angle | Field Angle
Vertical | 64.2 | 82.5
| For Field diameter at any distance, multiply distance by |  |  |  | 1.754
| For Beam diameter at any distance, multiply distance by |  |  |  | 1.2546
| Throw Distance (ft) | 10 | 15 | 20 | 25
| Throw Distance (m) | 3.048 | 4.572 | 6.096 | 7.62
| Field Diameter (ft) | 17.5395 | 26.3093 | 35.0791 | 43.8488
| Field Diameter (m) | 5.346 | 8.0191 | 10.6921 | 13.3651
| Illuminance (fc) | 60.8 | 27.0222 | 15.2 | 9.728
| Illuminance (lux) | 654.4451 | 290.8645 | 163.6113 | 104.7112
| X |  | Y
-41.439 | 0 | -41.55 | 661.316
-41.327 | 0 | -41.439 | 669.065
-41.215 | 0 | -41.327 | 679.322
-41.103 | 6.782 | -41.215 | 693.097
-40.99 | 17.025 | -41.103 | 708.913
-40.877 | 27.132 | -40.99 | 725.737
-40.763 | 36.361 | -40.877 | 744.797
-40.649 | 42.635 | -40.763 | 764.849
-40.535 | 42.019 | -40.649 | 787.971
-40.42 | 42.961 | -40.535 | 810.073
-40.305 | 43.529 | -40.42 | 829.586
-40.189 | 44.843 | -40.305 | 850.396
-40.073 | 45.454 | -40.189 | 872.241
-39.957 | 46.087 | -40.073 | 891.774
-39.84 | 45.436 | -39.957 | 911.864
-39.723 | 45.648 | -39.84 | 936.388
-39.605 | 45.592 | -39.723 | 962.975
-39.487 | 46.091 | -39.605 | 988.331
-39.369 | 45.914 | -39.487 | 1016.038
-39.25 | 46.462 | -39.369 | 1048.268
-39.131 | 46.399 | -39.25 | 1074.537
-39.012 | 46.451 | -39.131 | 1100.575
-38.892 | 46.871 | -39.012 | 1126.268
-38.771 | 46.662 | -38.892 | 1154.014
-38.651 | 47.244 | -38.771 | 1181.626
-38.529 | 47.987 | -38.651 | 1211.783
-38.408 | 49.085 | -38.529 | 1239.703
-38.286 | 49.588 | -38.408 | 1269.214
-38.163 | 50.416 | -38.286 | 1297.736
-38.04 | 50.245 | -38.163 | 1331.114
-37.917 | 50.02 | -38.04 | 1364.9
-37.794 | 49.578 | -37.917 | 1403.656
-37.67 | 49.763 | -37.794 | 1443.384
-37.545 | 51.023 | -37.67 | 1478.189
-37.42 | 51.573 | -37.545 | 1509.087
-37.295 | 52.249 | -37.42 | 1544.957
-37.169 | 53.21 | -37.295 | 1575.717
-37.043 | 53.763 | -37.169 | 1608.557
-36.916 | 52.97 | -37.043 | 1645.055
-36.789 | 52.837 | -36.916 | 1682.028
-36.662 | 52.367 | -36.789 | 1723.049
-36.534 | 52.651 | -36.662 | 1767.043
-36.406 | 53.679 | -36.534 | 1806.632
-36.277 | 53.516 | -36.406 | 1844.818
-36.148 | 53.966 | -36.277 | 1884.185
-36.018 | 55.249 | -36.148 | 1922.212
-35.888 | 55.785 | -36.018 | 1962.218
-35.758 | 56.868 | -35.888 | 1998.917
-35.627 | 57.89 | -35.758 | 2038.792
-35.496 | 57.532 | -35.627 | 2079.143
-35.364 | 55.987 | -35.496 | 2119.861
-35.232 | 55.812 | -35.364 | 2154.672
-35.099 | 56.742 | -35.232 | 2194.409
-34.966 | 57.1 | -35.099 | 2230.903
-34.833 | 57.575 | -34.966 | 2268.399
-34.699 | 58.191 | -34.833 | 2304.281
-34.565 | 59.184 | -34.699 | 2348.146
-34.43 | 59.185 | -34.565 | 2388.711
-34.295 | 59.042 | -34.43 | 2428.85
-34.159 | 59.801 | -34.295 | 2469.09
-34.023 | 60.835 | -34.159 | 2511.421
-33.887 | 62.562 | -34.023 | 2548.638
-33.75 | 63.455 | -33.887 | 2587.411
-33.613 | 63.616 | -33.75 | 2618.791
-33.475 | 63.706 | -33.613 | 2654.882
-33.337 | 63.679 | -33.475 | 2687.03
-33.198 | 63.789 | -33.337 | 2719.92
-33.059 | 63.441 | -33.198 | 2757.187
-32.919 | 64.118 | -33.059 | 2796.393
-32.779 | 64.335 | -32.919 | 2830.516
-32.639 | 65.157 | -32.779 | 2869.551
-32.498 | 65.41 | -32.639 | 2906.789
-32.357 | 66.062 | -32.498 | 2938.83
-32.215 | 66.441 | -32.357 | 2969.378
-32.073 | 68.162 | -32.215 | 2999.319
-31.93 | 69.295 | -32.073 | 3026.211
-31.787 | 70.329 | -31.93 | 3053.92
-31.643 | 70.286 | -31.787 | 3080.597
-31.499 | 70.07 | -31.643 | 3112.722
-31.355 | 69.855 | -31.499 | 3144.845
-31.21 | 70.435 | -31.355 | 3174.313
-31.065 | 71.972 | -31.21 | 3198.456
-30.919 | 72.558 | -31.065 | 3222.797
-30.773 | 73.837 | -30.919 | 3246.144
-30.626 | 74.175 | -30.773 | 3270.902
-30.479 | 75.707 | -30.626 | 3295.514
-30.331 | 76.723 | -30.479 | 3321.115
-30.183 | 76.793 | -30.331 | 3347.484
-30.035 | 77.876 | -30.183 | 3372.3
-29.886 | 79.588 | -30.035 | 3394.24
-29.737 | 79.766 | -29.886 | 3420.455
-29.587 | 80.554 | -29.737 | 3448.341
-29.437 | 82.495 | -29.587 | 3476.408
-29.286 | 84.296 | -29.437 | 3503.004
-29.135 | 85.577 | -29.286 | 3524.628
-28.983 | 86.164 | -29.135 | 3546.223
-28.831 | 86.466 | -28.983 | 3566.386
-28.679 | 87.64 | -28.831 | 3587.734
-28.526 | 88.902 | -28.679 | 3611.048
-28.373 | 89.877 | -28.526 | 3636.878
-28.219 | 90.863 | -28.373 | 3656.119
-28.065 | 92.29 | -28.219 | 3672.981
-27.91 | 93.84 | -28.065 | 3693.596
-27.755 | 94.989 | -27.91 | 3716.223
-27.599 | 96.36 | -27.755 | 3736.805
-27.443 | 97.316 | -27.599 | 3756.141
-27.287 | 99.067 | -27.443 | 3773.978
-27.13 | 101.127 | -27.287 | 3792.865
-26.973 | 103.473 | -27.13 | 3814.312
-26.815 | 104.288 | -26.973 | 3839.939
-26.657 | 105.548 | -26.815 | 3864.65
-26.498 | 106.684 | -26.657 | 3886.5
-26.339 | 108.876 | -26.498 | 3908.111
-26.179 | 109.673 | -26.339 | 3932.233
-26.019 | 113.278 | -26.179 | 3955.153
-25.859 | 116.154 | -26.019 | 3975.576
-25.698 | 117.61 | -25.859 | 3994.969
-25.537 | 118.507 | -25.698 | 4011.621
-25.375 | 121.181 | -25.537 | 4028.622
-25.213 | 124.27 | -25.375 | 4052.98
-25.05 | 127.714 | -25.213 | 4078.495
-24.887 | 130.285 | -25.05 | 4102.173
-24.724 | 132.907 | -24.887 | 4123.139
-24.56 | 136.171 | -24.724 | 4142.375
-24.396 | 138.591 | -24.56 | 4156.85
-24.231 | 141.099 | -24.396 | 4172.545
-24.066 | 143.73 | -24.231 | 4191.095
-23.9 | 146.57 | -24.066 | 4208.904
-23.734 | 149.844 | -23.9 | 4230.323
-23.568 | 154.176 | -23.734 | 4250.41
-23.401 | 158.962 | -23.568 | 4271.852
-23.234 | 163.609 | -23.401 | 4290.914
-23.066 | 167.688 | -23.234 | 4306.224
-22.898 | 171.961 | -23.066 | 4326.674
-22.729 | 176.512 | -22.898 | 4349.838
-22.56 | 180.997 | -22.729 | 4369.13
-22.391 | 185.433 | -22.56 | 4387.614
-22.221 | 191.041 | -22.391 | 4414.598
-22.051 | 196.458 | -22.221 | 4433.531
-21.88 | 201.098 | -22.051 | 4452.838
-21.709 | 207.08 | -21.88 | 4478.721
-21.538 | 214.257 | -21.709 | 4505.55
-21.366 | 221.668 | -21.538 | 4527.892
-21.194 | 228.814 | -21.366 | 4549.722
-21.021 | 235.897 | -21.194 | 4571.547
-20.848 | 242.899 | -21.021 | 4593.499
-20.675 | 250.48 | -20.848 | 4613.869
-20.501 | 259.957 | -20.675 | 4637.236
-20.327 | 270.612 | -20.501 | 4654.416
-20.152 | 280.597 | -20.327 | 4668.082
-19.977 | 291.506 | -20.152 | 4685.66
-19.802 | 303.443 | -19.977 | 4701.578
-19.626 | 314.743 | -19.802 | 4721.34
-19.45 | 326.054 | -19.626 | 4744.862
-19.273 | 340.33 | -19.45 | 4763.6
-19.096 | 355.188 | -19.273 | 4784.664
-18.919 | 370.591 | -19.096 | 4807.715
-18.741 | 385.854 | -18.919 | 4834.754
-18.563 | 400.743 | -18.741 | 4852.834
-18.385 | 417.117 | -18.563 | 4869.978
-18.206 | 433.727 | -18.385 | 4888.538
-18.027 | 453.381 | -18.206 | 4907.015
-17.847 | 474.295 | -18.027 | 4926.601
-17.667 | 495.866 | -17.847 | 4945.309
-17.487 | 519.857 | -17.667 | 4970.217
-17.306 | 543.282 | -17.487 | 4988.839
-17.125 | 567.241 | -17.306 | 5017.629
-16.944 | 591.777 | -17.125 | 5042.523
-16.762 | 619.917 | -16.944 | 5066.997
-16.58 | 645.283 | -16.762 | 5087.829
-16.398 | 671.538 | -16.58 | 5111.692
-16.215 | 698.933 | -16.398 | 5132.004
-16.032 | 729.443 | -16.215 | 5156.007
-15.849 | 762.593 | -16.032 | 5174.215
-15.665 | 797.941 | -15.849 | 5189.969
-15.481 | 831.96 | -15.665 | 5212.202
-15.296 | 866.564 | -15.481 | 5236.347
-15.112 | 903.258 | -15.296 | 5255.205
-14.927 | 940.973 | -15.112 | 5273.914
-14.741 | 978.96 | -14.927 | 5297.036
-14.556 | 1018.82 | -14.741 | 5319.83
-14.37 | 1060.986 | -14.556 | 5333.042
-14.183 | 1105.236 | -14.37 | 5354.35
-13.997 | 1151.177 | -14.183 | 5374.246
-13.81 | 1198.786 | -13.997 | 5393.936
-13.623 | 1247.585 | -13.81 | 5409.038
-13.435 | 1299.95 | -13.623 | 5426.482
-13.247 | 1352.962 | -13.435 | 5445.509
-13.059 | 1410.762 | -13.247 | 5467.684
-12.871 | 1466.986 | -13.059 | 5487.641
-12.682 | 1524.224 | -12.871 | 5512.098
-12.493 | 1583.514 | -12.682 | 5532.651
-12.304 | 1645.697 | -12.493 | 5552.765
-12.115 | 1711.752 | -12.304 | 5569.911
-11.925 | 1783.683 | -12.115 | 5583.667
-11.735 | 1854.859 | -11.925 | 5593.053
-11.544 | 1927.377 | -11.735 | 5600.962
-11.354 | 2005.142 | -11.544 | 5617.262
-11.163 | 2083.364 | -11.354 | 5636.387
-10.972 | 2160.341 | -11.163 | 5657.001
-10.781 | 2238.556 | -10.972 | 5673.929
-10.589 | 2322.279 | -10.781 | 5688.997
-10.397 | 2405.7 | -10.589 | 5700.366
-10.205 | 2494.07 | -10.397 | 5719.24
-10.013 | 2581.785 | -10.205 | 5738.788
-9.821 | 2673.955 | -10.013 | 5753.736
-9.628 | 2768.716 | -9.821 | 5761.807
-9.435 | 2868.848 | -9.628 | 5776.638
-9.242 | 2964.009 | -9.435 | 5781.893
-9.049 | 3061.22 | -9.242 | 5784.833
-8.855 | 3163.867 | -9.049 | 5800.228
-8.661 | 3265.148 | -8.855 | 5817.117
-8.467 | 3365.8 | -8.661 | 5825.385
-8.273 | 3471.8 | -8.467 | 5834.601
-8.079 | 3570.467 | -8.273 | 5845.94
-7.884 | 3670.593 | -8.079 | 5851.588
-7.69 | 3781.1 | -7.884 | 5853.909
-7.495 | 3887 | -7.69 | 5861.158
-7.3 | 3987.565 | -7.495 | 5870.505
-7.104 | 4091.668 | -7.3 | 5872.679
-6.909 | 4190.476 | -7.104 | 5875.478
-6.713 | 4284.13 | -6.909 | 5889.997
-6.518 | 4386.863 | -6.713 | 5901.395
-6.322 | 4487.696 | -6.518 | 5894.234
-6.126 | 4583.748 | -6.322 | 5888.599
-5.93 | 4679.046 | -6.126 | 5887.287
-5.733 | 4778.485 | -5.93 | 5884.714
-5.537 | 4868.724 | -5.733 | 5878.403
-5.34 | 4962.324 | -5.537 | 5882.618
-5.144 | 5067.377 | -5.34 | 5892.809
-4.947 | 5168.061 | -5.144 | 5912.019
-4.75 | 5252.427 | -4.947 | 5921.493
-4.553 | 5335.799 | -4.75 | 5928.112
-4.356 | 5412.591 | -4.553 | 5933.065
-4.158 | 5484.06 | -4.356 | 5941.198
-3.961 | 5565.668 | -4.158 | 5944.689
-3.763 | 5641.362 | -3.961 | 5955.702
-3.566 | 5711.678 | -3.763 | 5958.457
-3.368 | 5776.892 | -3.566 | 5961.145
-3.171 | 5828.449 | -3.368 | 5968.969
-2.973 | 5869.657 | -3.171 | 5978.964
-2.775 | 5912.418 | -2.973 | 5986.771
-2.577 | 5949.565 | -2.775 | 5983.51
-2.379 | 5987.049 | -2.577 | 5980.72
-2.181 | 6013.391 | -2.379 | 5981.634
-1.983 | 6039.778 | -2.181 | 5980.269
-1.785 | 6055.02 | -1.983 | 5984.246
-1.586 | 6077.759 | -1.785 | 5982.312
-1.388 | 6084.955 | -1.586 | 5981.172
-1.19 | 6080.603 | -1.388 | 5979.305
-0.992 | 6057.372 | -1.19 | 5980.677
-0.793 | 6046.326 | -0.992 | 5991.337
-0.595 | 6041.104 | -0.793 | 6006.198
-0.397 | 6029.866 | -0.595 | 6006.867
-0.198 | 6011.525 | -0.397 | 6008.893
0 | 5994.784 | -0.198 | 5996.37
0.198 | 5969.648 | 0 | 5994.784
0.397 | 5930.253 | 0.198 | 5989.249
0.595 | 5889.884 | 0.397 | 5993.402
0.793 | 5857.472 | 0.595 | 5985.824
0.992 | 5822.304 | 0.793 | 5984.239
1.19 | 5774.372 | 0.992 | 5987.076
1.388 | 5723.616 | 1.19 | 5995.385
1.586 | 5670.079 | 1.388 | 6000.644
1.785 | 5608.023 | 1.586 | 6010.036
1.983 | 5543.275 | 1.785 | 6011.616
2.181 | 5481.115 | 1.983 | 6015.942
2.379 | 5412.514 | 2.181 | 6015.895
2.577 | 5335.813 | 2.379 | 6023.565
2.775 | 5257.303 | 2.577 | 6015.11
2.973 | 5175.555 | 2.775 | 6004.556
3.171 | 5083.064 | 2.973 | 5990.696
3.368 | 4985.001 | 3.171 | 5977.277
3.566 | 4889.657 | 3.368 | 5970.104
3.763 | 4791.332 | 3.566 | 5967.767
3.961 | 4692.663 | 3.763 | 5964.501
4.158 | 4594.924 | 3.961 | 5963.984
4.356 | 4493.837 | 4.158 | 5964.243
4.553 | 4391.798 | 4.356 | 5961.851
4.75 | 4290.571 | 4.553 | 5951.918
4.947 | 4193.435 | 4.75 | 5947.686
5.144 | 4097.262 | 4.947 | 5935.88
5.34 | 3989.835 | 5.144 | 5934.539
5.537 | 3879.886 | 5.34 | 5932.812
5.733 | 3767.694 | 5.537 | 5932.307
5.93 | 3659.739 | 5.733 | 5923.574
6.126 | 3558.237 | 5.93 | 5919.215
6.322 | 3460.161 | 6.126 | 5918.832
6.518 | 3359.826 | 6.322 | 5919.235
6.713 | 3263.03 | 6.518 | 5916.303
6.909 | 3161.632 | 6.713 | 5914.054
7.104 | 3062.01 | 6.909 | 5909.537
7.3 | 2966.214 | 7.104 | 5903.911
7.495 | 2873.157 | 7.3 | 5899.167
7.69 | 2776.424 | 7.495 | 5888.908
7.884 | 2683.577 | 7.69 | 5883.437
8.079 | 2588.172 | 7.884 | 5873.662
8.273 | 2494.958 | 8.079 | 5857.859
8.467 | 2403.157 | 8.273 | 5845.427
8.661 | 2314.756 | 8.467 | 5831.449
8.855 | 2228.018 | 8.661 | 5810.966
9.049 | 2145.177 | 8.855 | 5796.24
9.242 | 2062.427 | 9.049 | 5781.941
9.435 | 1981.147 | 9.242 | 5772.244
9.628 | 1904.826 | 9.435 | 5756.324
9.821 | 1830.379 | 9.628 | 5737.89
10.013 | 1762.831 | 9.821 | 5725.421
10.205 | 1696.293 | 10.013 | 5718.299
10.397 | 1631.116 | 10.205 | 5699.567
10.589 | 1566 | 10.397 | 5683.716
10.781 | 1503.944 | 10.589 | 5665.342
10.972 | 1440.218 | 10.781 | 5652.263
11.163 | 1381.449 | 10.972 | 5644.991
11.354 | 1330.484 | 11.163 | 5633.611
11.544 | 1275.91 | 11.354 | 5623.029
11.735 | 1220.288 | 11.544 | 5607.734
11.925 | 1165.23 | 11.735 | 5588.752
12.115 | 1113.91 | 11.925 | 5568.698
12.304 | 1062.747 | 12.115 | 5559.045
12.493 | 1016.775 | 12.304 | 5546.576
12.682 | 975.431 | 12.493 | 5531.096
12.871 | 934.668 | 12.682 | 5520.57
13.059 | 896.796 | 12.871 | 5499.511
13.247 | 861.6 | 13.059 | 5476.828
13.435 | 828.247 | 13.247 | 5456.467
13.623 | 793.544 | 13.435 | 5452.064
13.81 | 757.33 | 13.623 | 5437.107
13.997 | 724.151 | 13.81 | 5421.787
14.183 | 694.071 | 13.997 | 5403.878
14.37 | 663.519 | 14.183 | 5392.984
14.556 | 633.762 | 14.37 | 5370.474
14.741 | 606.261 | 14.556 | 5354.555
14.927 | 582.833 | 14.741 | 5332.931
15.112 | 560.072 | 14.927 | 5311.898
15.296 | 536.636 | 15.112 | 5287.457
15.481 | 514.663 | 15.296 | 5264.307
15.665 | 493.306 | 15.481 | 5240.249
15.849 | 472.327 | 15.665 | 5216.326
16.032 | 452.423 | 15.849 | 5194.98
16.215 | 434.71 | 16.032 | 5176.621
16.398 | 418.809 | 16.215 | 5155.294
16.58 | 402.903 | 16.398 | 5142.87
16.762 | 387.618 | 16.58 | 5131.424
16.944 | 371.962 | 16.762 | 5120.825
17.125 | 358.007 | 16.944 | 5109.281
17.306 | 346.168 | 17.125 | 5093.227
17.487 | 334.963 | 17.306 | 5077.667
17.667 | 324.443 | 17.487 | 5059.554
17.847 | 313.725 | 17.667 | 5041.75
18.027 | 302.244 | 17.847 | 5023.912
18.206 | 290.854 | 18.027 | 5015.802
18.385 | 280.169 | 18.206 | 4998.324
18.563 | 270.384 | 18.385 | 4978.7
18.741 | 261.381 | 18.563 | 4954.996
18.919 | 255.673 | 18.741 | 4933.517
19.096 | 248.961 | 18.919 | 4906.313
19.273 | 241.443 | 19.096 | 4883.516
19.45 | 233.8 | 19.273 | 4857.531
19.626 | 227.283 | 19.45 | 4838.916
19.802 | 220.824 | 19.626 | 4818.769
19.977 | 215.037 | 19.802 | 4793.959
20.152 | 209.132 | 19.977 | 4771.995
20.327 | 203.761 | 20.152 | 4753.585
20.501 | 199.108 | 20.327 | 4734.248
20.675 | 193.671 | 20.501 | 4719.156
20.848 | 188.808 | 20.675 | 4702.854
21.021 | 184.145 | 20.848 | 4683.318
21.194 | 179.037 | 21.021 | 4668.839
21.366 | 173.146 | 21.194 | 4657.625
21.538 | 167.65 | 21.366 | 4637.851
21.709 | 163.406 | 21.538 | 4618.603
21.88 | 160.243 | 21.709 | 4602.598
22.051 | 158.155 | 21.88 | 4577.731
22.221 | 155.867 | 22.051 | 4554.146
22.391 | 153.445 | 22.221 | 4533.802
22.56 | 150.478 | 22.391 | 4508.776
22.729 | 147.507 | 22.56 | 4487.802
22.898 | 144.275 | 22.729 | 4469.449
23.066 | 141.641 | 22.898 | 4453.864
23.234 | 139.749 | 23.066 | 4437.247
23.401 | 138.401 | 23.234 | 4418.927
23.568 | 136.485 | 23.401 | 4402.305
23.734 | 134.117 | 23.568 | 4386.964
23.9 | 131.978 | 23.734 | 4367.242
24.066 | 130.529 | 23.9 | 4341.538
24.231 | 129.565 | 24.066 | 4316.137
24.396 | 127.386 | 24.231 | 4294.475
24.56 | 124.582 | 24.396 | 4272.398
24.724 | 121.918 | 24.56 | 4250.505
24.887 | 119.72 | 24.724 | 4230.071
25.05 | 118.083 | 24.887 | 4213.558
25.213 | 116.904 | 25.05 | 4198.555
25.375 | 116.372 | 25.213 | 4173.992
25.537 | 115.032 | 25.375 | 4153.287
25.698 | 114.195 | 25.537 | 4132.571
25.859 | 113.665 | 25.698 | 4110.19
26.019 | 112.668 | 25.859 | 4086.435
26.179 | 110.937 | 26.019 | 4067.287
26.339 | 108.577 | 26.179 | 4044.918
26.498 | 106.047 | 26.339 | 4022.219
26.657 | 104.174 | 26.498 | 4004.094
26.815 | 103.286 | 26.657 | 3982.562
26.973 | 102.297 | 26.815 | 3958.052
27.13 | 101.889 | 26.973 | 3936.618
27.287 | 101.67 | 27.13 | 3919.288
27.443 | 101.948 | 27.287 | 3901.425
27.599 | 101.283 | 27.443 | 3878.06
27.755 | 99.564 | 27.599 | 3857.153
27.91 | 97.325 | 27.755 | 3833.771
28.065 | 94.949 | 27.91 | 3808.544
28.219 | 92.827 | 28.065 | 3783.95
28.373 | 91.06 | 28.219 | 3762.096
28.526 | 90.15 | 28.373 | 3735.562
28.679 | 89.351 | 28.526 | 3709.022
28.831 | 89.163 | 28.679 | 3685
28.983 | 88.874 | 28.831 | 3662.45
29.135 | 88.077 | 28.983 | 3638.982
29.286 | 88.63 | 29.135 | 3617.406
29.437 | 88.861 | 29.286 | 3590.842
29.587 | 88.277 | 29.437 | 3564.977
29.737 | 87.256 | 29.587 | 3537.431
29.886 | 87.05 | 29.737 | 3508.017
30.035 | 85.599 | 29.886 | 3479.739
30.183 | 83.989 | 30.035 | 3454.475
30.331 | 82.782 | 30.183 | 3427.461
30.479 | 82.025 | 30.331 | 3402.978
30.626 | 81.513 | 30.479 | 3375.162
30.773 | 80.911 | 30.626 | 3347.403
30.919 | 80.175 | 30.773 | 3318.114
31.065 | 79.347 | 30.919 | 3289.317
31.21 | 78.51 | 31.065 | 3256.315
31.355 | 76.823 | 31.21 | 3221.669
31.499 | 76.203 | 31.355 | 3185.941
31.643 | 76.253 | 31.499 | 3154.707
31.787 | 75.776 | 31.643 | 3124.349
31.93 | 74.921 | 31.787 | 3089.281
32.073 | 74.411 | 31.93 | 3056.184
32.215 | 72.963 | 32.073 | 3028.265
32.357 | 71.032 | 32.215 | 2996.569
32.498 | 70.09 | 32.357 | 2959.794
32.639 | 70.759 | 32.498 | 2922.729
32.779 | 71.23 | 32.639 | 2881.86
32.919 | 71.25 | 32.779 | 2838.084
33.059 | 70.242 | 32.919 | 2796.675
33.198 | 68.559 | 33.059 | 2755.932
33.337 | 67.55 | 33.198 | 2718.046
33.475 | 67.41 | 33.337 | 2675.432
33.613 | 68.059 | 33.475 | 2636.403
33.75 | 67.404 | 33.613 | 2595.569
33.887 | 62.468 | 33.75 | 2558.374
34.023 | 55.077 | 33.887 | 2518.908
34.159 | 46.973 | 34.023 | 2486.623
34.295 | 38.98 | 34.159 | 2448.277
34.43 | 33.998 | 34.295 | 2407.951
34.565 | 33.032 | 34.43 | 2371.46
34.699 | 32.299 | 34.565 | 2331.236
34.833 | 31.703 | 34.699 | 2285.023
34.966 | 32.102 | 34.833 | 2239.952
35.099 | 33.265 | 34.966 | 2193.967
35.232 | 35.918 | 35.099 | 2150.538
35.364 | 37.556 | 35.232 | 2109.385
35.496 | 37.74 | 35.364 | 2069.057
35.627 | 36.801 | 35.496 | 2025.56
35.758 | 37.007 | 35.627 | 1984.927
35.888 | 47.17 | 35.758 | 1944.036
36.018 | 65.633 | 35.888 | 1907.154
36.148 | 77.619 | 36.018 | 1866.827
36.277 | 82.287 | 36.148 | 1824.792
36.406 | 80.711 | 36.277 | 1779.999
36.534 | 67.801 | 36.406 | 1737.022
36.662 | 51.742 | 36.534 | 1694.259
36.789 | 42.061 | 36.662 | 1655.854
36.916 | 35.305 | 36.789 | 1618.944
37.043 | 31.281 | 36.916 | 1581.24
37.169 | 28.012 | 37.043 | 1547.066
37.295 | 25.431 | 37.169 | 1512.413
37.42 | 23.574 | 37.295 | 1478.771
37.545 | 22.533 | 37.42 | 1448.329
37.67 | 21.428 | 37.545 | 1417.121
37.794 | 21.318 | 37.67 | 1382.374
37.917 | 21.891 | 37.794 | 1348.366
38.04 | 22.496 | 37.917 | 1312.755
38.163 | 22.942 | 38.04 | 1278.49
38.286 | 23.474 | 38.163 | 1248.745
38.408 | 23.705 | 38.286 | 1219.257
38.529 | 23.404 | 38.408 | 1192.264
38.651 | 22.621 | 38.529 | 1163.456
38.771 | 22.055 | 38.651 | 1131.483
38.892 | 21.968 | 38.771 | 1101.144
39.012 | 22.509 | 38.892 | 1076.485
39.131 | 21.645 | 39.012 | 1051.552
39.25 | 21.206 | 39.131 | 1025.68
39.369 | 21.954 | 39.25 | 1000.446
39.487 | 23.849 | 39.369 | 973.712
39.605 | 24.206 | 39.487 | 944.432
39.723 | 23.887 | 39.605 | 915.507
39.84 | 23.92 | 39.723 | 896.186
39.957 | 23.834 | 39.84 | 873.293
40.073 | 23.476 | 39.957 | 852.503
40.189 | 22.572 | 40.073 | 831.239
40.189 | 22.572 | 40.073 | 831.239
40.305 | 23.021 | 40.189 | 809.948
40.42 | 23.475 | 40.305 | 789.602
40.535 | 23.932 | 40.42 | 769.789
40.649 | 23.655 | 40.535 | 749.662
40.763 | 23.22 | 40.649 | 726.88
40.877 | 22.128 | 40.763 | 708.545
40.99 | 20.961 | 40.877 | 690.844
41.103 | 19.907 | 40.99 | 673.569
41.215 | 19.095 | 41.103 | 567.488
41.327 | 18.686 | 41.215 | 405.695
41.439 | 18.899 | 41.327 | 290.213

## Lustr V40H40 (hidden)
Selador | Lamp |  | Wattage
Lustr | Lumileds Rebel |  | 104 |  | Note: Owing to the variability of LEDs, output data and color matches should be viewed as approximate
Note: All data taken with room temperature fixture
| Beam Angle | Field Angle
Horizontal | 30 | 48.1
| Accessory Lens | Candela | Field Lumens | Beam Lumens | Lens Efficiency | Efficacy
| H40+V40 | 6050 | 1590 | 1000 | 86.93% | 15.2885
| For Field diameter at any distance, multiply distance by |  |  |  | 0.89255
| For Beam diameter at any distance, multiply distance by |  |  |  | 0.5359
| Throw Distance (ft) | 10 | 15 | 20 | 25
| Throw Distance (m) | 3.048 | 4.572 | 6.096 | 7.62
| Field Diameter (ft) | 8.9255 | 13.3882 | 17.851 | 22.3137
| Field Diameter (m) | 2.7205 | 4.0807 | 5.441 | 6.8012
| Illuminance (fc) | 60.5 | 26.8889 | 15.125 | 9.68
| Illuminance (lux) | 651.216 | 289.4293 | 162.804 | 104.1946
Test Distance | Iso-Illuminance Diagram grid lines
51.2 | 10 | 20 | 30 | 40
| 0.19531 | 0.39062 | 0.58594 | 0.78125
| Beam Angle | Field Angle
Vertical | 29.7 | 46.6
| For Field diameter at any distance, multiply distance by |  |  |  | 0.86134
| For Beam diameter at any distance, multiply distance by |  |  |  | 0.53029
| Throw Distance (ft) | 10 | 15 | 20 | 25
| Throw Distance (m) | 3.048 | 4.572 | 6.096 | 7.62
| Field Diameter (ft) | 8.6134 | 12.92 | 17.2267 | 21.5334
| Field Diameter (m) | 2.6254 | 3.938 | 5.2507 | 6.5634
| Illuminance (fc) | 60.5 | 26.8889 | 15.125 | 9.68
| Illuminance (lux) | 651.216 | 289.4293 | 162.804 | 104.1946
| X |  | Y
-41.439 | 0 | -41.55 | 78.03
-41.327 | 0 | -41.439 | 78.648
-41.215 | 0 | -41.327 | 80.105
-41.103 | 11.587 | -41.215 | 80.451
-40.99 | 31.395 | -41.103 | 80.729
-40.877 | 50.036 | -40.99 | 80.596
-40.763 | 68.332 | -40.877 | 80.649
-40.649 | 78.809 | -40.763 | 82.183
-40.535 | 79.079 | -40.649 | 84.039
-40.42 | 79.527 | -40.535 | 84.619
-40.305 | 80.181 | -40.42 | 84.216
-40.189 | 82.393 | -40.305 | 84.361
-40.073 | 82.392 | -40.189 | 82.092
-39.957 | 82.986 | -40.073 | 82.932
-39.84 | 83.038 | -39.957 | 82.628
-39.723 | 84.032 | -39.84 | 82.533
-39.605 | 84.221 | -39.723 | 83.205
-39.487 | 85.81 | -39.605 | 84.868
-39.369 | 86.479 | -39.487 | 85.897
-39.25 | 86.82 | -39.369 | 88.572
-39.131 | 87.704 | -39.25 | 89.945
-39.012 | 87.832 | -39.131 | 90.957
-38.892 | 87.416 | -39.012 | 91.469
-38.771 | 86.633 | -38.892 | 92.744
-38.651 | 88.057 | -38.771 | 91.849
-38.529 | 90.98 | -38.651 | 92.485
-38.408 | 93.424 | -38.529 | 91.962
-38.286 | 94.12 | -38.408 | 91.972
-38.163 | 95.111 | -38.286 | 92.148
-38.04 | 96.31 | -38.163 | 93.425
-37.917 | 97.222 | -38.04 | 93.478
-37.794 | 98.585 | -37.917 | 95.744
-37.67 | 99.283 | -37.794 | 98.095
-37.545 | 100.538 | -37.67 | 99.012
-37.42 | 100.061 | -37.545 | 98.705
-37.295 | 101.509 | -37.42 | 99.632
-37.169 | 101.879 | -37.295 | 100.202
-37.043 | 102.534 | -37.169 | 99.649
-36.916 | 101.629 | -37.043 | 100.605
-36.789 | 102.274 | -36.916 | 102.523
-36.662 | 102.599 | -36.789 | 103.635
-36.534 | 104.629 | -36.662 | 104.786
-36.406 | 105.502 | -36.534 | 105.975
-36.277 | 106.878 | -36.406 | 106.43
-36.148 | 108.851 | -36.277 | 108.519
-36.018 | 110.117 | -36.148 | 109.591
-35.888 | 110.585 | -36.018 | 110.193
-35.758 | 111.726 | -35.888 | 110.534
-35.627 | 112.853 | -35.758 | 111.7
-35.496 | 114.466 | -35.627 | 112.178
-35.364 | 115.244 | -35.496 | 114.043
-35.232 | 115.494 | -35.364 | 115.194
-35.099 | 115.789 | -35.232 | 117.491
-34.966 | 115.665 | -35.099 | 118.022
-34.833 | 116.025 | -34.966 | 118.765
-34.699 | 118.001 | -34.833 | 119.548
-34.565 | 119.017 | -34.699 | 120.201
-34.43 | 119.854 | -34.565 | 121.134
-34.295 | 120.872 | -34.43 | 122.895
-34.159 | 122.945 | -34.295 | 123.04
-34.023 | 125.728 | -34.159 | 124.889
-33.887 | 129.54 | -34.023 | 126.979
-33.75 | 130.181 | -33.887 | 128.131
-33.613 | 130.163 | -33.75 | 128.078
-33.475 | 131.255 | -33.613 | 129.14
-33.337 | 133.257 | -33.475 | 130.561
-33.198 | 135.237 | -33.337 | 132.266
-33.059 | 137.061 | -33.198 | 135.031
-32.919 | 140.546 | -33.059 | 137.517
-32.779 | 142.753 | -32.919 | 140.909
-32.639 | 145.253 | -32.779 | 142.911
-32.498 | 147.66 | -32.639 | 144.623
-32.357 | 150.244 | -32.498 | 144.928
-32.215 | 152.358 | -32.357 | 145.43
-32.073 | 155.931 | -32.215 | 145.149
-31.93 | 159.842 | -32.073 | 146.635
-31.787 | 163.037 | -31.93 | 148.414
-31.643 | 165.308 | -31.787 | 150.393
-31.499 | 168.359 | -31.643 | 152.788
-31.355 | 171.056 | -31.499 | 154.401
-31.21 | 172.91 | -31.355 | 156.386
-31.065 | 176.179 | -31.21 | 158.544
-30.919 | 178.373 | -31.065 | 161.387
-30.773 | 181.499 | -30.919 | 165.606
-30.626 | 185.27 | -30.773 | 170.866
-30.479 | 189.278 | -30.626 | 173.146
-30.331 | 193.394 | -30.479 | 174.586
-30.183 | 197.181 | -30.331 | 176.429
-30.035 | 201.72 | -30.183 | 179.002
-29.886 | 205.103 | -30.035 | 182.836
-29.737 | 208.701 | -29.886 | 187.602
-29.587 | 214.042 | -29.737 | 192.304
-29.437 | 218.603 | -29.587 | 196.269
-29.286 | 224.601 | -29.437 | 200.502
-29.135 | 229.758 | -29.286 | 203.4
-28.983 | 235.892 | -29.135 | 206.756
-28.831 | 242.012 | -28.983 | 210.804
-28.679 | 249.052 | -28.831 | 215.175
-28.526 | 255.653 | -28.679 | 219.029
-28.373 | 262.807 | -28.526 | 223.661
-28.219 | 268.838 | -28.373 | 229.238
-28.065 | 274.855 | -28.219 | 233.608
-27.91 | 281.481 | -28.065 | 238.662
-27.755 | 289.504 | -27.91 | 244.743
-27.599 | 297.632 | -27.755 | 250.753
-27.443 | 306.67 | -27.599 | 257.656
-27.287 | 317.144 | -27.443 | 265.345
-27.13 | 328.348 | -27.287 | 272.587
-26.973 | 337.94 | -27.13 | 279.233
-26.815 | 346.921 | -26.973 | 286.905
-26.657 | 357.277 | -26.815 | 294.116
-26.498 | 366.629 | -26.657 | 301.831
-26.339 | 377.789 | -26.498 | 309.876
-26.179 | 390.195 | -26.339 | 319.273
-26.019 | 405.87 | -26.179 | 328.946
-25.859 | 419.131 | -26.019 | 338.317
-25.698 | 434.249 | -25.859 | 348.056
-25.537 | 450.673 | -25.698 | 359.001
-25.375 | 467.366 | -25.537 | 370.443
-25.213 | 484.071 | -25.375 | 382.923
-25.05 | 501.982 | -25.213 | 395.504
-24.887 | 519.086 | -25.05 | 408.022
-24.724 | 535.806 | -24.887 | 420.298
-24.56 | 554.147 | -24.724 | 434.862
-24.396 | 573.591 | -24.56 | 450.795
-24.231 | 593.808 | -24.396 | 466.909
-24.066 | 614.629 | -24.231 | 481.959
-23.9 | 636.542 | -24.066 | 496.949
-23.734 | 660.287 | -23.9 | 513.618
-23.568 | 683.418 | -23.734 | 531.967
-23.401 | 707.629 | -23.568 | 550.335
-23.234 | 735.264 | -23.401 | 569.298
-23.066 | 762.179 | -23.234 | 589.004
-22.898 | 788.778 | -23.066 | 608.394
-22.729 | 816.915 | -22.898 | 629.912
-22.56 | 846.796 | -22.729 | 654.204
-22.391 | 877.96 | -22.56 | 679.992
-22.221 | 911.377 | -22.391 | 706.855
-22.051 | 945.909 | -22.221 | 733.274
-21.88 | 981.362 | -22.051 | 760.571
-21.709 | 1018.396 | -21.88 | 790.789
-21.538 | 1057.012 | -21.709 | 820.965
-21.366 | 1095.783 | -21.538 | 851.002
-21.194 | 1134.491 | -21.366 | 885.076
-21.021 | 1172.347 | -21.194 | 920.064
-20.848 | 1211.846 | -21.021 | 953.943
-20.675 | 1252.384 | -20.848 | 987.663
-20.501 | 1293.689 | -20.675 | 1023.18
-20.327 | 1336.489 | -20.501 | 1059.677
-20.152 | 1381.696 | -20.327 | 1097.828
-19.977 | 1427.8 | -20.152 | 1138.366
-19.802 | 1475.665 | -19.977 | 1182.402
-19.626 | 1524.938 | -19.802 | 1226.177
-19.45 | 1575.464 | -19.626 | 1272.269
-19.273 | 1626.274 | -19.45 | 1318.669
-19.096 | 1677.37 | -19.273 | 1366.559
-18.919 | 1728.751 | -19.096 | 1413.57
-18.741 | 1783.691 | -18.919 | 1466.063
-18.563 | 1839.229 | -18.741 | 1517.755
-18.385 | 1895.061 | -18.563 | 1572.03
-18.206 | 1952.051 | -18.385 | 1631.776
-18.027 | 2012.568 | -18.206 | 1691.446
-17.847 | 2076.067 | -18.027 | 1749.151
-17.667 | 2139.607 | -17.847 | 1809.136
-17.487 | 2204.429 | -17.667 | 1870.296
-17.306 | 2268.443 | -17.487 | 1932.903
-17.125 | 2332.861 | -17.306 | 2000.716
-16.944 | 2396.425 | -17.125 | 2069.228
-16.762 | 2468.175 | -16.944 | 2138.177
-16.58 | 2537.045 | -16.762 | 2209.891
-16.398 | 2607.249 | -16.58 | 2281.74
-16.215 | 2673.058 | -16.398 | 2347.962
-16.032 | 2738.965 | -16.215 | 2421.416
-15.849 | 2805.199 | -16.032 | 2490.167
-15.665 | 2876.127 | -15.849 | 2566.726
-15.481 | 2944.138 | -15.665 | 2642.831
-15.296 | 3013.182 | -15.481 | 2720.339
-15.112 | 3082.943 | -15.296 | 2792.222
-14.927 | 3155.758 | -15.112 | 2870.835
-14.741 | 3227.957 | -14.927 | 2948.802
-14.556 | 3296.942 | -14.741 | 3027.296
-14.37 | 3362.434 | -14.556 | 3104.45
-14.183 | 3425.716 | -14.37 | 3180.726
-13.997 | 3492.592 | -14.183 | 3256.695
-13.81 | 3559.886 | -13.997 | 3332.735
-13.623 | 3625.802 | -13.81 | 3411.83
-13.435 | 3696.706 | -13.623 | 3491.008
-13.247 | 3764.995 | -13.435 | 3575.604
-13.059 | 3832.307 | -13.247 | 3652.901
-12.871 | 3892.188 | -13.059 | 3733.334
-12.682 | 3953.94 | -12.871 | 3813.203
-12.493 | 4019.59 | -12.682 | 3888.717
-12.304 | 4088.761 | -12.493 | 3965.801
-12.115 | 4153.07 | -12.304 | 4041.412
-11.925 | 4217.532 | -12.115 | 4115.439
-11.735 | 4280.835 | -11.925 | 4185.861
-11.544 | 4339.095 | -11.735 | 4260.381
-11.354 | 4399.59 | -11.544 | 4332.324
-11.163 | 4465.129 | -11.354 | 4410.88
-10.972 | 4526.361 | -11.163 | 4483.909
-10.781 | 4587.158 | -10.972 | 4557.188
-10.589 | 4646.398 | -10.781 | 4617.472
-10.397 | 4701.624 | -10.589 | 4677.235
-10.205 | 4761.069 | -10.397 | 4742.132
-10.013 | 4815.12 | -10.205 | 4802.728
-9.821 | 4864.951 | -10.013 | 4865.525
-9.628 | 4917.276 | -9.821 | 4918.287
-9.435 | 4974.566 | -9.628 | 4972.721
-9.242 | 5023.683 | -9.435 | 5023.074
-9.049 | 5073.238 | -9.242 | 5071.118
-8.855 | 5127.984 | -9.049 | 5118.434
-8.661 | 5180.991 | -8.855 | 5163.4
-8.467 | 5230.33 | -8.661 | 5211.304
-8.273 | 5276.856 | -8.467 | 5254.086
-8.079 | 5317.943 | -8.273 | 5297.748
-7.884 | 5356.385 | -8.079 | 5345.338
-7.69 | 5410.998 | -7.884 | 5384.004
-7.495 | 5453.159 | -7.69 | 5421.834
-7.3 | 5490.496 | -7.495 | 5455.696
-7.104 | 5518.331 | -7.3 | 5486.504
-6.909 | 5557.865 | -7.104 | 5515.884
-6.713 | 5585.208 | -6.909 | 5550.312
-6.518 | 5614.642 | -6.713 | 5582.945
-6.322 | 5648.873 | -6.518 | 5600.437
-6.126 | 5678.855 | -6.322 | 5614.693
-5.93 | 5702.34 | -6.126 | 5631.989
-5.733 | 5725.093 | -5.93 | 5643.728
-5.537 | 5745.663 | -5.733 | 5654.023
-5.34 | 5776.622 | -5.537 | 5672.376
-5.144 | 5812.9 | -5.34 | 5703.557
-4.947 | 5840.873 | -5.144 | 5740.434
-4.75 | 5863.254 | -4.947 | 5770.252
-4.553 | 5886.07 | -4.75 | 5794.65
-4.356 | 5901.897 | -4.553 | 5809.698
-4.158 | 5920.923 | -4.356 | 5820.938
-3.961 | 5948.463 | -4.158 | 5835.179
-3.763 | 5967.692 | -3.961 | 5857.246
-3.566 | 5986.591 | -3.763 | 5873.686
-3.368 | 6003.325 | -3.566 | 5891.931
-3.171 | 6010.83 | -3.368 | 5905.295
-2.973 | 6011.254 | -3.171 | 5918.377
-2.775 | 6016.973 | -2.973 | 5924.302
-2.577 | 6023.506 | -2.775 | 5936.551
-2.379 | 6036.146 | -2.577 | 5930.133
-2.181 | 6042.46 | -2.379 | 5928.995
-1.983 | 6043.56 | -2.181 | 5931.273
-1.785 | 6041.66 | -1.983 | 5947.032
-1.586 | 6047.885 | -1.785 | 5949.901
-1.388 | 6042.517 | -1.586 | 5953.989
-1.19 | 6027.434 | -1.388 | 5959.632
-0.992 | 6006.068 | -1.19 | 5968
-0.793 | 5996.71 | -0.992 | 5976.431
-0.595 | 5999.382 | -0.793 | 5995.797
-0.397 | 6002.162 | -0.595 | 6005.563
-0.198 | 6005.6 | -0.397 | 6011.231
0 | 6009.791 | -0.198 | 6003.665
0.198 | 6004.874 | 0 | 6009.791
0.397 | 5991.212 | 0.198 | 6002.926
0.595 | 5983.244 | 0.397 | 6002.202
0.793 | 5981.578 | 0.595 | 5994.397
0.992 | 5978.702 | 0.793 | 5996.536
1.19 | 5966.494 | 0.992 | 6005.194
1.388 | 5958.785 | 1.19 | 6017.177
1.586 | 5955.549 | 1.388 | 6023.921
1.785 | 5953.358 | 1.586 | 6034.179
1.983 | 5947.84 | 1.785 | 6032.686
2.181 | 5951.766 | 1.983 | 6029.59
2.379 | 5954.614 | 2.181 | 6019.167
2.577 | 5952.125 | 2.379 | 6019.524
2.775 | 5938.493 | 2.577 | 6011.095
2.973 | 5921.24 | 2.775 | 5996.817
3.171 | 5901.628 | 2.973 | 5980.674
3.368 | 5881.688 | 3.171 | 5979.234
3.566 | 5863.094 | 3.368 | 5972.346
3.763 | 5844.925 | 3.566 | 5961.754
3.961 | 5819.263 | 3.763 | 5949.018
4.158 | 5796.829 | 3.961 | 5944.552
4.356 | 5773.98 | 4.158 | 5928.29
4.553 | 5749.913 | 4.356 | 5920.639
4.75 | 5730.05 | 4.553 | 5902.603
4.947 | 5720.704 | 4.75 | 5884.525
5.144 | 5705.431 | 4.947 | 5859.635
5.34 | 5680.962 | 5.144 | 5844.639
5.537 | 5650.535 | 5.34 | 5830.782
5.733 | 5616.789 | 5.537 | 5821.252
5.93 | 5580.57 | 5.733 | 5800.064
6.126 | 5551.965 | 5.93 | 5780.202
6.322 | 5524.92 | 6.126 | 5764.223
6.518 | 5495.216 | 6.322 | 5743.026
6.713 | 5458.892 | 6.518 | 5718.712
6.909 | 5423.403 | 6.713 | 5696.396
7.104 | 5389.378 | 6.909 | 5675.244
7.3 | 5359.174 | 7.104 | 5648.494
7.495 | 5329.713 | 7.3 | 5623.746
7.69 | 5301.519 | 7.495 | 5588.185
7.884 | 5267.377 | 7.69 | 5548.651
8.079 | 5222.385 | 7.884 | 5505.495
8.273 | 5171.524 | 8.079 | 5467.724
8.467 | 5119.675 | 8.273 | 5418.607
8.661 | 5065.411 | 8.467 | 5373.668
8.855 | 5011.179 | 8.661 | 5324.882
9.049 | 4963.137 | 8.855 | 5280.261
9.242 | 4914.506 | 9.049 | 5228.576
9.435 | 4860.309 | 9.242 | 5184.165
9.628 | 4800.722 | 9.435 | 5128.01
9.821 | 4742.367 | 9.628 | 5075.858
10.013 | 4690.97 | 9.821 | 5019.384
10.205 | 4637.879 | 10.013 | 4964.888
10.397 | 4589.957 | 10.205 | 4904.214
10.589 | 4536.418 | 10.397 | 4846.683
10.781 | 4480.13 | 10.589 | 4785.149
10.972 | 4419.411 | 10.781 | 4720.631
11.163 | 4361.228 | 10.972 | 4658.969
11.354 | 4305.76 | 11.163 | 4595.948
11.544 | 4248.046 | 11.354 | 4529.344
11.735 | 4186.35 | 11.544 | 4458.97
11.925 | 4122.749 | 11.735 | 4383.035
12.115 | 4060.084 | 11.925 | 4306.032
12.304 | 3987.221 | 12.115 | 4229.539
12.493 | 3916.255 | 12.304 | 4159.172
12.682 | 3847.786 | 12.493 | 4085.853
12.871 | 3780.475 | 12.682 | 4018.251
13.059 | 3718.189 | 12.871 | 3941.635
13.247 | 3664.162 | 13.059 | 3858.933
13.435 | 3602.091 | 13.247 | 3778.339
13.623 | 3537.549 | 13.435 | 3700.02
13.81 | 3469.207 | 13.623 | 3621.762
13.997 | 3400.457 | 13.81 | 3549.617
14.183 | 3322.446 | 13.997 | 3471.474
14.37 | 3250.926 | 14.183 | 3395.111
14.556 | 3183.258 | 14.37 | 3313.057
14.741 | 3113.582 | 14.556 | 3239.218
14.927 | 3046.212 | 14.741 | 3155.292
15.112 | 2979.964 | 14.927 | 3077.262
15.296 | 2912.418 | 15.112 | 2997.926
15.481 | 2845.237 | 15.296 | 2919.618
15.665 | 2777.487 | 15.481 | 2837.852
15.849 | 2711.21 | 15.665 | 2757.229
16.032 | 2646.292 | 15.849 | 2678.492
16.215 | 2578.246 | 16.032 | 2600.318
16.398 | 2509.173 | 16.215 | 2527.108
16.58 | 2437.624 | 16.398 | 2459.428
16.762 | 2369.373 | 16.58 | 2396.269
16.944 | 2309.585 | 16.762 | 2329.889
17.125 | 2253.034 | 16.944 | 2265.49
17.306 | 2193.939 | 17.125 | 2195.972
17.487 | 2134.875 | 17.306 | 2128.914
17.667 | 2076.367 | 17.487 | 2059.391
17.847 | 2018.618 | 17.667 | 1997.908
18.027 | 1961.6 | 17.847 | 1935.467
18.206 | 1902.792 | 18.027 | 1880.039
18.385 | 1845.35 | 18.206 | 1819.006
18.563 | 1791.113 | 18.385 | 1759.669
18.741 | 1741.262 | 18.563 | 1700.196
18.919 | 1690.9 | 18.741 | 1642.924
19.096 | 1638.092 | 18.919 | 1584.758
19.273 | 1584.426 | 19.096 | 1530.958
19.45 | 1531.123 | 19.273 | 1477.76
19.626 | 1480.115 | 19.45 | 1429.046
19.802 | 1435.791 | 19.626 | 1381.047
19.977 | 1394.202 | 19.802 | 1335.751
20.152 | 1354.075 | 19.977 | 1291.952
20.327 | 1313.19 | 20.152 | 1248.932
20.501 | 1268.512 | 20.327 | 1205.378
20.675 | 1225.021 | 20.501 | 1162.574
20.848 | 1183.83 | 20.675 | 1122.92
21.021 | 1144.183 | 20.848 | 1085.705
21.194 | 1105.516 | 21.021 | 1048.559
21.366 | 1068.602 | 21.194 | 1011.116
21.538 | 1030.821 | 21.366 | 972.955
21.709 | 995.444 | 21.538 | 934.968
21.88 | 963.708 | 21.709 | 899.636
22.051 | 932.596 | 21.88 | 867.926
22.221 | 901.487 | 22.051 | 837.328
22.391 | 871.348 | 22.221 | 808.837
22.56 | 841.388 | 22.391 | 779.941
22.729 | 812.053 | 22.56 | 752.323
22.898 | 784.155 | 22.729 | 725.569
23.066 | 756.4 | 22.898 | 700.77
23.234 | 731.819 | 23.066 | 676.377
23.401 | 708.62 | 23.234 | 652.135
23.568 | 687.361 | 23.401 | 629.104
23.734 | 665.331 | 23.568 | 608.904
23.9 | 641.447 | 23.734 | 586.976
24.066 | 618.389 | 23.9 | 566.079
24.231 | 597.847 | 24.066 | 546.841
24.396 | 579.051 | 24.231 | 527.457
24.56 | 562.61 | 24.396 | 509.116
24.724 | 547.172 | 24.56 | 493.507
24.887 | 530.191 | 24.724 | 478.459
25.05 | 512.986 | 24.887 | 462.952
25.213 | 496.825 | 25.05 | 447.756
25.375 | 482.575 | 25.213 | 433.747
25.537 | 468.558 | 25.375 | 420.063
25.698 | 454.448 | 25.537 | 406.617
25.859 | 441.569 | 25.698 | 394.862
26.019 | 428.862 | 25.859 | 383.049
26.179 | 413.468 | 26.019 | 371.27
26.339 | 398.937 | 26.179 | 359.487
26.498 | 386.74 | 26.339 | 348.54
26.657 | 377.133 | 26.498 | 338.084
26.815 | 365.764 | 26.657 | 327.164
26.973 | 355.059 | 26.815 | 315.926
27.13 | 345.33 | 26.973 | 305.808
27.287 | 335.384 | 27.13 | 297.034
27.443 | 325.718 | 27.287 | 289.525
27.599 | 317.012 | 27.443 | 282.279
27.755 | 307.649 | 27.599 | 274.546
27.91 | 298.186 | 27.755 | 267.754
28.065 | 290.477 | 27.91 | 260.766
28.219 | 283.251 | 28.065 | 253.327
28.373 | 275.508 | 28.219 | 246.254
28.526 | 268.172 | 28.373 | 239.593
28.679 | 261.427 | 28.526 | 234.279
28.831 | 256.3 | 28.679 | 229.176
28.983 | 252.23 | 28.831 | 223.688
29.135 | 247.902 | 28.983 | 217.608
29.286 | 243.169 | 29.135 | 212.522
29.437 | 238.271 | 29.286 | 206.498
29.587 | 233.287 | 29.437 | 200.99
29.737 | 228.545 | 29.587 | 196.044
29.886 | 224.253 | 29.737 | 192.243
30.035 | 219.9 | 29.886 | 188.406
30.183 | 216.671 | 30.035 | 185.797
30.331 | 212.889 | 30.183 | 183.703
30.479 | 208.378 | 30.331 | 179.751
30.626 | 204.541 | 30.479 | 176.307
30.773 | 200.096 | 30.626 | 172.556
30.919 | 195.332 | 30.773 | 168.621
31.065 | 193.151 | 30.919 | 163.415
31.21 | 191.7 | 31.065 | 160.275
31.355 | 189.199 | 31.21 | 156.611
31.499 | 186.239 | 31.355 | 154.487
31.643 | 183.816 | 31.499 | 151.757
31.787 | 180.122 | 31.643 | 149.086
31.93 | 176.171 | 31.787 | 145.777
32.073 | 173.352 | 31.93 | 142.787
32.215 | 171.326 | 32.073 | 140.121
32.357 | 170.17 | 32.215 | 136.652
32.498 | 169.091 | 32.357 | 135.556
32.639 | 167.212 | 32.498 | 135.053
32.779 | 164.952 | 32.639 | 132.518
32.919 | 161.759 | 32.779 | 129.981
33.059 | 159.06 | 32.919 | 128.395
33.198 | 156.332 | 33.059 | 125.764
33.337 | 152.794 | 33.198 | 123.154
33.475 | 149.219 | 33.337 | 120.954
33.613 | 146.259 | 33.475 | 118.199
33.75 | 139.623 | 33.613 | 114.44
33.887 | 125.688 | 33.75 | 113.096
34.023 | 108.691 | 33.887 | 111.903
34.159 | 92.191 | 34.023 | 111.924
34.295 | 78.032 | 34.159 | 111.16
34.43 | 68.809 | 34.295 | 111.293
34.565 | 66.618 | 34.43 | 109.128
34.699 | 65.975 | 34.565 | 107.493
34.833 | 66.127 | 34.699 | 105.72
34.966 | 65.986 | 34.833 | 104.608
35.099 | 67.118 | 34.966 | 102.092
35.232 | 69.962 | 35.099 | 99.672
35.364 | 71.073 | 35.232 | 99.199
35.496 | 70.079 | 35.364 | 98.175
35.627 | 68.773 | 35.496 | 96.716
35.758 | 69.715 | 35.627 | 95.967
35.888 | 80.57 | 35.758 | 95.585
36.018 | 98.107 | 35.888 | 93.531
36.148 | 110.407 | 36.018 | 90.414
36.277 | 113.34 | 36.148 | 89.305
36.406 | 108.981 | 36.277 | 87.159
36.534 | 95.746 | 36.406 | 85.453
36.662 | 77.379 | 36.534 | 84.506
36.789 | 63.85 | 36.662 | 84.354
36.916 | 55.283 | 36.789 | 83.729
37.043 | 49.801 | 36.916 | 83.227
37.169 | 44.846 | 37.043 | 83.591
37.295 | 40.801 | 37.169 | 82.284
37.42 | 37.627 | 37.295 | 81.469
37.545 | 35.229 | 37.42 | 80.725
37.67 | 34.431 | 37.545 | 80.78
37.794 | 35.04 | 37.67 | 81.214
37.917 | 35.764 | 37.794 | 79.827
38.04 | 35.559 | 37.917 | 78.615
38.163 | 35.38 | 38.04 | 76.234
38.286 | 35.115 | 38.163 | 74.27
38.408 | 33.729 | 38.286 | 72.201
38.529 | 31.486 | 38.408 | 71.478
38.651 | 29.418 | 38.529 | 71.083
38.771 | 28.774 | 38.651 | 70.372
38.892 | 29.604 | 38.771 | 69.709
39.012 | 31.33 | 38.892 | 70.89
39.131 | 31.691 | 39.012 | 70.506
39.25 | 31.274 | 39.131 | 70.578
39.369 | 31.404 | 39.25 | 69.896
39.487 | 32.149 | 39.369 | 69.41
39.605 | 32.49 | 39.487 | 69.472
39.723 | 33.276 | 39.605 | 69.533
39.84 | 34.99 | 39.723 | 69.771
39.957 | 37.227 | 39.84 | 69.624
40.073 | 39.877 | 39.957 | 69.265
40.189 | 40.503 | 40.073 | 69.23
40.189 | 40.503 | 40.073 | 69.23
40.305 | 40.651 | 40.189 | 69.254
40.42 | 40.159 | 40.305 | 69.821
40.535 | 38.805 | 40.42 | 69.084
40.649 | 35.744 | 40.535 | 68.337
40.763 | 33.269 | 40.649 | 65.49
40.877 | 30.519 | 40.763 | 64.25
40.99 | 28.302 | 40.877 | 63.027
41.103 | 27.035 | 40.99 | 61.478
41.215 | 26.922 | 41.103 | 51.935
41.327 | 26.776 | 41.215 | 37.243
41.439 | 26.898 | 41.327 | 27.648
455.669
323.389
196.583
73.469
0
0
0

## Lustr V60H60 (hidden)
Selador | Lamp |  | Wattage
Lustr | Lumileds Rebel |  | 104 |  | Note: Owing to the variability of LEDs, output data and color matches should be viewed as approximate
Note: All data taken with room temperature fixture
| Beam Angle | Field Angle
Horizontal | 52.8 | 70
| Accessory Lens | Candela | Field Lumens | Beam Lumens | Lens Efficiency | Efficacy
| H60+V60 | 2400 | 1690 | 990 | 92.4% | 16.25
| For Field diameter at any distance, multiply distance by |  |  |  | 1.4004
| For Beam diameter at any distance, multiply distance by |  |  |  | 0.99281
| Throw Distance (ft) | 10 | 15 | 20 | 25
| Throw Distance (m) | 3.048 | 4.572 | 6.096 | 7.62
| Field Diameter (ft) | 14.0042 | 21.0062 | 28.0083 | 35.0104
| Field Diameter (m) | 4.2685 | 6.4027 | 8.5369 | 10.6712
| Illuminance (fc) | 24 | 10.6667 | 6 | 3.84
| Illuminance (lux) | 258.3336 | 114.8149 | 64.5834 | 41.3334
Test Distance | Iso-Illuminance Diagram grid lines
51.2 | 10 | 20 | 30 | 40
| 0.19531 | 0.39062 | 0.58594 | 0.78125
| Beam Angle | Field Angle
Vertical | 51.7 | 72.4
| For Field diameter at any distance, multiply distance by |  |  |  | 1.4638
| For Beam diameter at any distance, multiply distance by |  |  |  | 0.96899
| Throw Distance (ft) | 10 | 15 | 20 | 25
| Throw Distance (m) | 3.048 | 4.572 | 6.096 | 7.62
| Field Diameter (ft) | 14.6378 | 21.9567 | 29.2756 | 36.5945
| Field Diameter (m) | 4.4616 | 6.6924 | 8.9232 | 11.154
| Illuminance (fc) | 24 | 10.6667 | 6 | 3.84
| Illuminance (lux) | 258.3336 | 114.8149 | 64.5834 | 41.3334
| X |  | Y
-41.439 | 0 | -41.55 | 117.9
-41.327 | 0 | -41.439 | 118.902
-41.215 | 0 | -41.327 | 119.697 |  |  |  | notches in outermost line are due to camera in field of view. They should be removed manually.
-41.103 | 18.275 | -41.215 | 119.461
-40.99 | 47.858 | -41.103 | 120.261
-40.877 | 78.939 | -40.99 | 119.988
-40.763 | 109.763 | -40.877 | 120.678
-40.649 | 129.503 | -40.763 | 123.43
-40.535 | 131.258 | -40.649 | 125.751
-40.42 | 132.779 | -40.535 | 128.779
-40.305 | 134.705 | -40.42 | 130.343
-40.189 | 138.568 | -40.305 | 132.191
-40.073 | 141.668 | -40.189 | 132.209
-39.957 | 144.197 | -40.073 | 133.363
-39.84 | 147.527 | -39.957 | 133.667
-39.723 | 150.171 | -39.84 | 134.38
-39.605 | 152.815 | -39.723 | 135.999
-39.487 | 154.755 | -39.605 | 139.478
-39.369 | 156.586 | -39.487 | 141.837
-39.25 | 158.192 | -39.369 | 145.013
-39.131 | 161.189 | -39.25 | 148.761
-39.012 | 164.066 | -39.131 | 151.863
-38.892 | 167.566 | -39.012 | 154.272
-38.771 | 170.12 | -38.892 | 155.713
-38.651 | 172.729 | -38.771 | 158.242
-38.529 | 177.329 | -38.651 | 161.673
-38.408 | 181.544 | -38.529 | 163.382
-38.286 | 186.462 | -38.408 | 164.428
-38.163 | 191.964 | -38.286 | 168.961
-38.04 | 197.956 | -38.163 | 172.836
-37.917 | 203.036 | -38.04 | 174.745
-37.794 | 207.244 | -37.917 | 177.889
-37.67 | 209.97 | -37.794 | 181.053
-37.545 | 212.018 | -37.67 | 183.666
-37.42 | 213.881 | -37.545 | 184.714
-37.295 | 218.389 | -37.42 | 189.181
-37.169 | 223.698 | -37.295 | 193.012
-37.043 | 229.769 | -37.169 | 196.855
-36.916 | 235.329 | -37.043 | 200.972
-36.789 | 240.986 | -36.916 | 208.384
-36.662 | 247.233 | -36.789 | 214.096
-36.534 | 253.932 | -36.662 | 218.551
-36.406 | 258.447 | -36.534 | 222.699
-36.277 | 263.425 | -36.406 | 229.327
-36.148 | 268.886 | -36.277 | 233.321
-36.018 | 275.203 | -36.148 | 237.859
-35.888 | 283.044 | -36.018 | 243.567
-35.758 | 290.275 | -35.888 | 249.492
-35.627 | 298.407 | -35.758 | 254.324
-35.496 | 305.01 | -35.627 | 260.606
-35.364 | 310.726 | -35.496 | 266.647
-35.232 | 316.998 | -35.364 | 273.344
-35.099 | 326.393 | -35.232 | 280.144
-34.966 | 334.348 | -35.099 | 286.971
-34.833 | 343.631 | -34.966 | 293.19
-34.699 | 353.688 | -34.833 | 300.267
-34.565 | 362.969 | -34.699 | 309.253
-34.43 | 371.03 | -34.565 | 317.667
-34.295 | 380.604 | -34.43 | 326.665
-34.159 | 390.199 | -34.295 | 334.047
-34.023 | 401.773 | -34.159 | 342.847
-33.887 | 412.409 | -34.023 | 350.849
-33.75 | 422.703 | -33.887 | 359.264
-33.613 | 434.824 | -33.75 | 366.54
-33.475 | 447.773 | -33.613 | 376.674
-33.337 | 458.266 | -33.475 | 388.025
-33.198 | 467.644 | -33.337 | 399.586
-33.059 | 479.507 | -33.198 | 411.169
-32.919 | 492.41 | -33.059 | 421.497
-32.779 | 504.778 | -32.919 | 432.38
-32.639 | 518.824 | -32.779 | 442.614
-32.498 | 531.882 | -32.639 | 455.355
-32.357 | 545.992 | -32.498 | 465.911
-32.215 | 559.897 | -32.357 | 478.57
-32.073 | 576.229 | -32.215 | 489.131
-31.93 | 590.688 | -32.073 | 501.553
-31.787 | 604.897 | -31.93 | 513.657
-31.643 | 618.86 | -31.787 | 526.737
-31.499 | 631.475 | -31.643 | 540.648
-31.355 | 646.879 | -31.499 | 554.231
-31.21 | 661.878 | -31.355 | 566.863
-31.065 | 677.931 | -31.21 | 578.322
-30.919 | 692.789 | -31.065 | 589.307
-30.773 | 708.797 | -30.919 | 602.081
-30.626 | 724.191 | -30.773 | 617.995
-30.479 | 741.58 | -30.626 | 636.205
-30.331 | 759.078 | -30.479 | 654.707
-30.183 | 776.87 | -30.331 | 671.866
-30.035 | 795.925 | -30.183 | 686.973
-29.886 | 810.475 | -30.035 | 702.209
-29.737 | 827.723 | -29.886 | 718.808
-29.587 | 844.035 | -29.737 | 735.275
-29.437 | 863.41 | -29.587 | 752.612
-29.286 | 879.188 | -29.437 | 771.743
-29.135 | 898.006 | -29.286 | 788.655
-28.983 | 914.969 | -29.135 | 803.801
-28.831 | 933.477 | -28.983 | 818.328
-28.679 | 947.999 | -28.831 | 833.383
-28.526 | 965.323 | -28.679 | 848.502
-28.373 | 984.721 | -28.526 | 865.903
-28.219 | 1003.752 | -28.373 | 886.048
-28.065 | 1019.741 | -28.219 | 907.371
-27.91 | 1036.543 | -28.065 | 928.292
-27.755 | 1056.088 | -27.91 | 945.682
-27.599 | 1076.216 | -27.755 | 963.851
-27.443 | 1094.749 | -27.599 | 981.864
-27.287 | 1112.339 | -27.443 | 999.183
-27.13 | 1128.959 | -27.287 | 1017.004
-26.973 | 1146.69 | -27.13 | 1036.275
-26.815 | 1162.251 | -26.973 | 1056.294
-26.657 | 1182.631 | -26.815 | 1077.807
-26.498 | 1201.361 | -26.657 | 1099.537
-26.339 | 1221.411 | -26.498 | 1120.036
-26.179 | 1239.457 | -26.339 | 1138.331
-26.019 | 1260.799 | -26.179 | 1155.752
-25.859 | 1279.94 | -26.019 | 1171.587
-25.698 | 1301.517 | -25.859 | 1187.589
-25.537 | 1318.88 | -25.698 | 1202.398
-25.375 | 1337.017 | -25.537 | 1218.351
-25.213 | 1353.796 | -25.375 | 1237.529
-25.05 | 1371.077 | -25.213 | 1256.684
-24.887 | 1386.156 | -25.05 | 1275.292
-24.724 | 1400.529 | -24.887 | 1294.458
-24.56 | 1418.115 | -24.724 | 1312.904
-24.396 | 1439.945 | -24.56 | 1328.995
-24.231 | 1462.284 | -24.396 | 1344.61
-24.066 | 1480.08 | -24.231 | 1357.717
-23.9 | 1498.433 | -24.066 | 1372.265
-23.734 | 1515.059 | -23.9 | 1386.163
-23.568 | 1531.724 | -23.734 | 1400.925
-23.401 | 1549.732 | -23.568 | 1416.315
-23.234 | 1568.289 | -23.401 | 1433.317
-23.066 | 1584.872 | -23.234 | 1448.504
-22.898 | 1600.672 | -23.066 | 1465.104
-22.729 | 1614.945 | -22.898 | 1481.213
-22.56 | 1626.823 | -22.729 | 1495.347
-22.391 | 1638.915 | -22.56 | 1511.316
-22.221 | 1653.135 | -22.391 | 1528.199
-22.051 | 1666.659 | -22.221 | 1543.788
-21.88 | 1680.168 | -22.051 | 1557.42
-21.709 | 1694.483 | -21.88 | 1571.12
-21.538 | 1708.514 | -21.709 | 1583.815
-21.366 | 1722.246 | -21.538 | 1597.871
-21.194 | 1733.38 | -21.366 | 1610.497
-21.021 | 1743.216 | -21.194 | 1623.498
-20.848 | 1753.234 | -21.021 | 1635.171
-20.675 | 1765.828 | -20.848 | 1646.089
-20.501 | 1778.013 | -20.675 | 1659.396
-20.327 | 1789.453 | -20.501 | 1670.554
-20.152 | 1799.052 | -20.327 | 1683.238
-19.977 | 1811.134 | -20.152 | 1695.289
-19.802 | 1824.515 | -19.977 | 1707.589
-19.626 | 1835.131 | -19.802 | 1715.7
-19.45 | 1843.909 | -19.626 | 1725.838
-19.273 | 1854.204 | -19.45 | 1734.14
-19.096 | 1866.451 | -19.273 | 1742.907
-18.919 | 1876.314 | -19.096 | 1752.805
-18.741 | 1886.681 | -18.919 | 1765.173
-18.563 | 1896.381 | -18.741 | 1775.354
-18.385 | 1907.654 | -18.563 | 1784.758
-18.206 | 1919.703 | -18.385 | 1795.592
-18.027 | 1935.007 | -18.206 | 1806.546
-17.847 | 1942.274 | -18.027 | 1817.79
-17.667 | 1952.296 | -17.847 | 1829.433
-17.487 | 1962.168 | -17.667 | 1840.059
-17.306 | 1968.419 | -17.487 | 1846.364
-17.125 | 1977.979 | -17.306 | 1856.308
-16.944 | 1988.042 | -17.125 | 1866.904
-16.762 | 1999.063 | -16.944 | 1879.684
-16.58 | 2009.007 | -16.762 | 1890.696
-16.398 | 2017.656 | -16.58 | 1901.941
-16.215 | 2024.111 | -16.398 | 1908.335
-16.032 | 2031.676 | -16.215 | 1918.632
-15.849 | 2041.157 | -16.032 | 1925.822
-15.665 | 2050.268 | -15.849 | 1935.382
-15.481 | 2060.259 | -15.665 | 1947.384
-15.296 | 2070.33 | -15.481 | 1961.823
-15.112 | 2075.989 | -15.296 | 1968.458
-14.927 | 2080.83 | -15.112 | 1975.37
-14.741 | 2084.832 | -14.927 | 1981.485
-14.556 | 2088.46 | -14.741 | 1989.529
-14.37 | 2094.276 | -14.556 | 1995.059
-14.183 | 2099.197 | -14.37 | 1999.971
-13.997 | 2106.629 | -14.183 | 2008.251
-13.81 | 2112.755 | -13.997 | 2019.127
-13.623 | 2115.99 | -13.81 | 2026.403
-13.435 | 2122.576 | -13.623 | 2035.889
-13.247 | 2129.898 | -13.435 | 2047.556
-13.059 | 2134.754 | -13.247 | 2055.693
-12.871 | 2142.962 | -13.059 | 2060.501
-12.682 | 2148.353 | -12.871 | 2068.139
-12.493 | 2152.909 | -12.682 | 2073.856
-12.304 | 2156.537 | -12.493 | 2082.258
-12.115 | 2160.824 | -12.304 | 2092.363
-11.925 | 2162.425 | -12.115 | 2101.919
-11.735 | 2169.145 | -11.925 | 2107.819
-11.544 | 2175.526 | -11.735 | 2119.434
-11.354 | 2183.465 | -11.544 | 2127.887
-11.163 | 2190.993 | -11.354 | 2140.741
-10.972 | 2195.996 | -11.163 | 2147.799
-10.781 | 2202.445 | -10.972 | 2159.83
-10.589 | 2207.618 | -10.781 | 2163.883
-10.397 | 2211.591 | -10.589 | 2172.862
-10.205 | 2217.926 | -10.397 | 2177.593
-10.013 | 2222.46 | -10.205 | 2183.046
-9.821 | 2223.814 | -10.013 | 2185.49
-9.628 | 2227.795 | -9.821 | 2190.363
-9.435 | 2235.188 | -9.628 | 2191.402
-9.242 | 2238.068 | -9.435 | 2197.233
-9.049 | 2245.723 | -9.242 | 2203.991
-8.855 | 2252.753 | -9.049 | 2211.784
-8.661 | 2256.34 | -8.855 | 2217.782
-8.467 | 2262.694 | -8.661 | 2224.733
-8.273 | 2273.008 | -8.467 | 2229.469
-8.079 | 2279.585 | -8.273 | 2237.796
-7.884 | 2284.626 | -8.079 | 2244.95
-7.69 | 2295.081 | -7.884 | 2250.814
-7.495 | 2299.336 | -7.69 | 2255.961
-7.3 | 2300.791 | -7.495 | 2260.517
-7.104 | 2304.737 | -7.3 | 2264.171
-6.909 | 2312.565 | -7.104 | 2267.889
-6.713 | 2312.509 | -6.909 | 2274.5
-6.518 | 2315.036 | -6.713 | 2276.26
-6.322 | 2320.712 | -6.518 | 2274.638
-6.126 | 2324.348 | -6.322 | 2273.096
-5.93 | 2330.362 | -6.126 | 2271.181
-5.733 | 2333.018 | -5.93 | 2273.32
-5.537 | 2333.621 | -5.733 | 2274.126
-5.34 | 2338.046 | -5.537 | 2275.634
-5.144 | 2345.696 | -5.34 | 2284.254
-4.947 | 2350.913 | -5.144 | 2295.912
-4.75 | 2356.785 | -4.947 | 2299.449
-4.553 | 2363.759 | -4.75 | 2306.778
-4.356 | 2366.819 | -4.553 | 2310.457
-4.158 | 2369.036 | -4.356 | 2313.018
-3.961 | 2374.403 | -4.158 | 2317.117
-3.763 | 2376.032 | -3.961 | 2323.754
-3.566 | 2380.012 | -3.763 | 2328.637
-3.368 | 2383.112 | -3.566 | 2337.108
-3.171 | 2385.995 | -3.368 | 2338.425
-2.973 | 2383.631 | -3.171 | 2341.065
-2.775 | 2381.381 | -2.973 | 2342.61
-2.577 | 2381.359 | -2.775 | 2345.019
-2.379 | 2383.699 | -2.577 | 2344.625
-2.181 | 2380.749 | -2.379 | 2344.745
-1.983 | 2378.856 | -2.181 | 2343.965
-1.785 | 2377.6 | -1.983 | 2344.818
-1.586 | 2377.587 | -1.785 | 2342.161
-1.388 | 2373.531 | -1.586 | 2339.509
-1.19 | 2367.734 | -1.388 | 2339.74
-0.992 | 2359.9 | -1.19 | 2343.307
-0.793 | 2355.151 | -0.992 | 2349.967
-0.595 | 2355.311 | -0.793 | 2356.911
-0.397 | 2354.052 | -0.595 | 2360.941
-0.198 | 2357.055 | -0.397 | 2359.426
0 | 2357.093 | -0.198 | 2356.383
0.198 | 2356.101 | 0 | 2357.093
0.397 | 2350.236 | 0.198 | 2355.711
0.595 | 2350.138 | 0.397 | 2351.66
0.793 | 2349.305 | 0.595 | 2351.065
0.992 | 2349.443 | 0.793 | 2351.052
1.19 | 2348.227 | 0.992 | 2352.857
1.388 | 2348.991 | 1.19 | 2353.954
1.586 | 2348.844 | 1.388 | 2360.918
1.785 | 2349.306 | 1.586 | 2360.976
1.983 | 2348.021 | 1.785 | 2359.975
2.181 | 2347.493 | 1.983 | 2353.58
2.379 | 2344.839 | 2.181 | 2352.731
2.577 | 2346.605 | 2.379 | 2354.766
2.775 | 2343.873 | 2.577 | 2354.421
2.973 | 2339.939 | 2.775 | 2352.758
3.171 | 2335.518 | 2.973 | 2345.47
3.368 | 2334.468 | 3.171 | 2343.17
3.566 | 2331.946 | 3.368 | 2338.169
3.763 | 2329.989 | 3.566 | 2338.757
3.961 | 2322.942 | 3.763 | 2333.397
4.158 | 2319.149 | 3.961 | 2329.288
4.356 | 2313.696 | 4.158 | 2325.649
4.553 | 2306.131 | 4.356 | 2325.648
4.75 | 2300.642 | 4.553 | 2322.393
4.947 | 2302.234 | 4.75 | 2321.818
5.144 | 2300.196 | 4.947 | 2318.823
5.34 | 2296.273 | 5.144 | 2310.653
5.537 | 2294.15 | 5.34 | 2306.672
5.733 | 2291.979 | 5.537 | 2305.255
5.93 | 2290.7 | 5.733 | 2302.495
6.126 | 2289.715 | 5.93 | 2298.346
6.322 | 2286.368 | 6.126 | 2295.578
6.518 | 2283.405 | 6.322 | 2287.9
6.713 | 2282.857 | 6.518 | 2280.665
6.909 | 2282.959 | 6.713 | 2277.563
7.104 | 2283.247 | 6.909 | 2274.363
7.3 | 2283.885 | 7.104 | 2273.994
7.495 | 2284.876 | 7.3 | 2273.505
7.69 | 2286.923 | 7.495 | 2272.028
7.884 | 2288.303 | 7.69 | 2269.254
8.079 | 2285.524 | 7.884 | 2262.647
8.273 | 2281.825 | 8.079 | 2255.651
8.467 | 2277.286 | 8.273 | 2247.597
8.661 | 2273.902 | 8.467 | 2243.548
8.855 | 2268.406 | 8.661 | 2236.191
9.049 | 2264.331 | 8.855 | 2227.823
9.242 | 2260.493 | 9.049 | 2218.815
9.435 | 2253.689 | 9.242 | 2207.805
9.628 | 2244.043 | 9.435 | 2200.186
9.821 | 2238.419 | 9.628 | 2195.159
10.013 | 2236.486 | 9.821 | 2195.545
10.205 | 2230.92 | 10.013 | 2191.863
10.397 | 2225.612 | 10.205 | 2187.64
10.589 | 2220.461 | 10.397 | 2180.092
10.781 | 2215.214 | 10.589 | 2168.449
10.972 | 2206.489 | 10.781 | 2160.425
11.163 | 2198.106 | 10.972 | 2154.15
11.354 | 2197.706 | 11.163 | 2143.616
11.544 | 2192.981 | 11.354 | 2138.204
11.735 | 2184.618 | 11.544 | 2130.001
11.925 | 2175.564 | 11.735 | 2121.667
12.115 | 2170.023 | 11.925 | 2112.495
12.304 | 2161.766 | 12.115 | 2108.675
12.493 | 2150.585 | 12.304 | 2100.761
12.682 | 2139.672 | 12.493 | 2095.048
12.871 | 2129.418 | 12.682 | 2088.382
13.059 | 2123.345 | 12.871 | 2080.276
13.247 | 2121.201 | 13.059 | 2067.332
13.435 | 2116.561 | 13.247 | 2058.49
13.623 | 2110.868 | 13.435 | 2054.783
13.81 | 2102.31 | 13.623 | 2047.847
13.997 | 2092.305 | 13.81 | 2040.502
14.183 | 2077.717 | 13.997 | 2033.686
14.37 | 2068.959 | 14.183 | 2023.436
14.556 | 2065.791 | 14.37 | 2012.311
14.741 | 2063.799 | 14.556 | 2005.8
14.927 | 2061.277 | 14.741 | 1999.793
15.112 | 2055.056 | 14.927 | 1990.033
15.296 | 2046.633 | 15.112 | 1980.402
15.481 | 2034.847 | 15.296 | 1969.237
15.665 | 2023.855 | 15.481 | 1953.913
15.849 | 2013.057 | 15.665 | 1942.643
16.032 | 2004.028 | 15.849 | 1936.348
16.215 | 1995.173 | 16.032 | 1928.818
16.398 | 1986.978 | 16.215 | 1918.586
16.58 | 1976.03 | 16.398 | 1915.183
16.762 | 1963.635 | 16.58 | 1906.855
16.944 | 1953.478 | 16.762 | 1897.522
17.125 | 1944.977 | 16.944 | 1887.634
17.306 | 1935.922 | 17.125 | 1879.326
17.487 | 1928.815 | 17.306 | 1870.094
17.667 | 1921.763 | 17.487 | 1858.968
17.847 | 1913.737 | 17.667 | 1848.554
18.027 | 1904.32 | 17.847 | 1839.216
18.206 | 1891.022 | 18.027 | 1830.821
18.385 | 1876.541 | 18.206 | 1820.949
18.563 | 1864.414 | 18.385 | 1812.571
18.741 | 1860.403 | 18.563 | 1800.97
18.919 | 1852.35 | 18.741 | 1789.355
19.096 | 1839.21 | 18.919 | 1774.68
19.273 | 1825.326 | 19.096 | 1759.556
19.45 | 1812.068 | 19.273 | 1744.28
19.626 | 1795.726 | 19.45 | 1734.749
19.802 | 1783.125 | 19.626 | 1724.166
19.977 | 1770.367 | 19.802 | 1711.07
20.152 | 1757.579 | 19.977 | 1697.587
20.327 | 1744.696 | 20.152 | 1688.664
20.501 | 1733.235 | 20.327 | 1677.438
20.675 | 1716.516 | 20.501 | 1665.486
20.848 | 1697.629 | 20.675 | 1652.358
21.021 | 1680.117 | 20.848 | 1636.064
21.194 | 1666.28 | 21.021 | 1620.75
21.366 | 1650.352 | 21.194 | 1609.458
21.538 | 1636.032 | 21.366 | 1600.832
21.709 | 1622.38 | 21.538 | 1591.979
21.88 | 1607.654 | 21.709 | 1579.962
22.051 | 1591.083 | 21.88 | 1564.193
22.221 | 1574.439 | 22.051 | 1551.582
22.391 | 1557.162 | 22.221 | 1537.996
22.56 | 1541.237 | 22.391 | 1519.293
22.729 | 1526.92 | 22.56 | 1502.906
22.898 | 1510.962 | 22.729 | 1487.625
23.066 | 1497.103 | 22.898 | 1473.754
23.234 | 1486.735 | 23.066 | 1459.325
23.401 | 1479.949 | 23.234 | 1446.928
23.568 | 1471.481 | 23.401 | 1431.927
23.734 | 1459.717 | 23.568 | 1417.972
23.9 | 1443.915 | 23.734 | 1403.517
24.066 | 1426.464 | 23.9 | 1388.15
24.231 | 1410.213 | 24.066 | 1371.1
24.396 | 1393.54 | 24.231 | 1354.83
24.56 | 1375.867 | 24.396 | 1335.326
24.724 | 1359.728 | 24.56 | 1318.156
24.887 | 1345.373 | 24.724 | 1302.255
25.05 | 1329.211 | 24.887 | 1288.483
25.213 | 1314.011 | 25.05 | 1273.359
25.375 | 1298.147 | 25.213 | 1255.65
25.537 | 1280.365 | 25.375 | 1238.167
25.698 | 1263.966 | 25.537 | 1221.679
25.859 | 1248.468 | 25.698 | 1204.16
26.019 | 1234.382 | 25.859 | 1186.98
26.179 | 1219.679 | 26.019 | 1169.662
26.339 | 1205.322 | 26.179 | 1150.584
26.498 | 1189.741 | 26.339 | 1131.854
26.657 | 1170.83 | 26.498 | 1115.05
26.815 | 1153.406 | 26.657 | 1100.854
26.973 | 1136.689 | 26.815 | 1086.407
27.13 | 1120.725 | 26.973 | 1069.712
27.287 | 1106.75 | 27.13 | 1050.988
27.443 | 1092.462 | 27.287 | 1034.345
27.599 | 1075.116 | 27.443 | 1014.713
27.755 | 1057.581 | 27.599 | 997.808
27.91 | 1040.184 | 27.755 | 983.722
28.065 | 1022.654 | 27.91 | 968.11
28.219 | 1007.188 | 28.065 | 950.582
28.373 | 989.849 | 28.219 | 935.57
28.526 | 972.751 | 28.373 | 918.906
28.679 | 954.764 | 28.526 | 901.974
28.831 | 936.754 | 28.679 | 884.772
28.983 | 920.127 | 28.831 | 865.755
29.135 | 904.901 | 28.983 | 846.487
29.286 | 891.6 | 29.135 | 828.94
29.437 | 878.909 | 29.286 | 813.44
29.587 | 866.242 | 29.437 | 797.96
29.737 | 850.932 | 29.587 | 783.317
29.886 | 835.211 | 29.737 | 770.017
30.035 | 820.172 | 29.886 | 757.355
30.183 | 805.823 | 30.035 | 743.849
30.331 | 793.741 | 30.183 | 728.573
30.479 | 782.151 | 30.331 | 712.129
30.626 | 769.544 | 30.479 | 696.328
30.773 | 757.365 | 30.626 | 680.504
30.919 | 743.899 | 30.773 | 664.551
31.065 | 728.271 | 30.919 | 647.871
31.21 | 713.03 | 31.065 | 632.251
31.355 | 700.036 | 31.21 | 615.838
31.499 | 686.98 | 31.355 | 601.23
31.643 | 675.865 | 31.499 | 587.933
31.787 | 663.851 | 31.643 | 575.269
31.93 | 649.697 | 31.787 | 562.547
32.073 | 634.477 | 31.93 | 549.568
32.215 | 618.662 | 32.073 | 536.109
32.357 | 602.626 | 32.215 | 519.856
32.498 | 586.879 | 32.357 | 507.054
32.639 | 574.442 | 32.498 | 496.971
32.779 | 562.919 | 32.639 | 486.156
32.919 | 551.758 | 32.779 | 473.719
33.059 | 539.913 | 32.919 | 461.907
33.198 | 527.123 | 33.059 | 450.479
33.337 | 512.315 | 33.198 | 439.258
33.475 | 496.108 | 33.337 | 427.278
33.613 | 465.69 | 33.475 | 415.873
33.75 | 411.368 | 33.613 | 403.679
33.887 | 335.779 | 33.75 | 394.002
34.023 | 252.919 | 33.887 | 385.777
34.159 | 177.6 | 34.023 | 378.529
34.295 | 125.518 | 34.159 | 367.981
34.43 | 99.288 | 34.295 | 359.399
34.565 | 90.123 | 34.43 | 351.278
34.699 | 85.678 | 34.565 | 341.629
34.833 | 83.691 | 34.699 | 332.123
34.966 | 82.464 | 34.833 | 324.9
35.099 | 81.469 | 34.966 | 314.331
35.232 | 82.115 | 35.099 | 307.087
35.364 | 82.642 | 35.232 | 299.643
35.496 | 81.705 | 35.364 | 291.651
35.627 | 80.506 | 35.496 | 283.476
35.758 | 80.551 | 35.627 | 275.641
35.888 | 91.156 | 35.758 | 270.163
36.018 | 110.244 | 35.888 | 264.07
36.148 | 128.243 | 36.018 | 258.217
36.277 | 138.905 | 36.148 | 251.867
36.406 | 142.302 | 36.277 | 245.117
36.534 | 132.314 | 36.406 | 235.537
36.662 | 111.006 | 36.534 | 228.81
36.789 | 89.17 | 36.662 | 223.86
36.916 | 72.502 | 36.789 | 219.982
37.043 | 61.082 | 36.916 | 216.007
37.169 | 52.466 | 37.043 | 212.57
37.295 | 46.752 | 37.169 | 208.086
37.42 | 43.768 | 37.295 | 203.392
37.545 | 42.533 | 37.42 | 199.908
37.67 | 42.91 | 37.545 | 195.657
37.794 | 43.48 | 37.67 | 191.739
37.917 | 44.137 | 37.794 | 187.669
38.04 | 44.057 | 37.917 | 183.115
38.163 | 43.036 | 38.04 | 177.22
38.286 | 41.476 | 38.163 | 171.537
38.408 | 38.783 | 38.286 | 166.044
38.529 | 35.05 | 38.408 | 163.311
38.651 | 31.9 | 38.529 | 160.912
38.771 | 30.73 | 38.651 | 157.498
38.892 | 32.083 | 38.771 | 154.528
39.012 | 35.654 | 38.892 | 153.975
39.131 | 38.138 | 39.012 | 152.697
39.25 | 39.085 | 39.131 | 151.489
39.369 | 39.604 | 39.25 | 148.616
39.487 | 40.304 | 39.369 | 144.926
39.605 | 40.95 | 39.487 | 141.194
39.723 | 42.99 | 39.605 | 136.393
39.84 | 46.386 | 39.723 | 132.898
39.957 | 49.726 | 39.84 | 130.463
40.073 | 52.56 | 39.957 | 127.88
40.189 | 52.769 | 40.073 | 126.557
40.189 | 52.769 | 40.073 | 126.557
40.305 | 52.404 | 40.189 | 124.675
40.42 | 51.79 | 40.305 | 122.528
40.535 | 50.832 | 40.42 | 119.778
40.649 | 47.741 | 40.535 | 116.844
40.763 | 43.256 | 40.649 | 113.6
40.877 | 38.289 | 40.763 | 112.237
40.99 | 33.863 | 40.877 | 111.945
41.103 | 30.583 | 40.99 | 110.647
41.215 | 29.984 | 41.103 | 94.702
41.327 | 30.361 | 41.215 | 68.615
41.439 | 30.618 | 41.327 | 49.67
455.669
323.389
196.583
73.469
0
0
0

## Lustr H40V60 (hidden)
Selador | Lamp |  | Wattage
Lustr | Lumileds Rebel |  | 104 |  | Note: Owing to the variability of LEDs, output data and color matches should be viewed as approximate
Note: All data taken with room temperature fixture
| Beam Angle | Field Angle
Horizontal | 30.2 | 48.8
| Accessory Lens | Candela | Field Lumens | Beam Lumens | Lens Efficiency | Efficacy
| H40+V60 | 3770 | 1640 | 1000 | 89.67% | 15.7692
| For Field diameter at any distance, multiply distance by |  |  |  | 0.90724
| For Beam diameter at any distance, multiply distance by |  |  |  | 0.53964
| Throw Distance (ft) | 10 | 15 | 20 | 25
| Throw Distance (m) | 3.048 | 4.572 | 6.096 | 7.62
| Field Diameter (ft) | 9.0724 | 13.6086 | 18.1448 | 22.681
| Field Diameter (m) | 2.7653 | 4.1479 | 5.5305 | 6.9132
| Illuminance (fc) | 37.7 | 16.7556 | 9.425 | 6.032
| Illuminance (lux) | 405.799 | 180.3551 | 101.4498 | 64.9278
Test Distance | Iso-Illuminance Diagram grid lines
51.2 | 10 | 20 | 30 | 40
| 0.19531 | 0.39062 | 0.58594 | 0.78125
| Beam Angle | Field Angle
Vertical | 52.8 | 72.4
| For Field diameter at any distance, multiply distance by |  |  |  | 1.4638
| For Beam diameter at any distance, multiply distance by |  |  |  | 0.99281
| Throw Distance (ft) | 10 | 15 | 20 | 25
| Throw Distance (m) | 3.048 | 4.572 | 6.096 | 7.62
| Field Diameter (ft) | 14.6378 | 21.9567 | 29.2756 | 36.5945
| Field Diameter (m) | 4.4616 | 6.6924 | 8.9232 | 11.154
| Illuminance (fc) | 37.7 | 16.7556 | 9.425 | 6.032
| Illuminance (lux) | 405.799 | 180.3551 | 101.4498 | 64.9278
| X |  | Y
-41.439 | 0 | -41.55 | 158.494
-41.327 | 0 | -41.439 | 160.198
-41.215 | 0 | -41.327 | 162.526
-41.103 | 8.258 | -41.215 | 165.605
-40.99 | 23.085 | -41.103 | 167.926
-40.877 | 38.04 | -40.99 | 169.751
-40.763 | 52.037 | -40.877 | 172.952
-40.649 | 60.445 | -40.763 | 176.054
-40.535 | 61.88 | -40.649 | 178.29
-40.42 | 62.416 | -40.535 | 181.815
-40.305 | 62.642 | -40.42 | 184.904
-40.189 | 64.281 | -40.305 | 188.169
-40.073 | 64.822 | -40.189 | 190.041
-39.957 | 65.804 | -40.073 | 192.878
-39.84 | 66.033 | -39.957 | 196.339
-39.723 | 66.08 | -39.84 | 198.959
-39.605 | 65.92 | -39.723 | 201.902
-39.487 | 66.052 | -39.605 | 205.897
-39.369 | 65.164 | -39.487 | 209.263
-39.25 | 66.338 | -39.369 | 213.754
-39.131 | 67.181 | -39.25 | 218.31
-39.012 | 66.841 | -39.131 | 222.067
-38.892 | 66.844 | -39.012 | 225.781
-38.771 | 66.874 | -38.892 | 228.968
-38.651 | 68.116 | -38.771 | 233.904
-38.529 | 69.259 | -38.651 | 240.873
-38.408 | 71.143 | -38.529 | 244.652
-38.286 | 72.313 | -38.408 | 249.057
-38.163 | 73.634 | -38.286 | 252.83
-38.04 | 72.494 | -38.163 | 256.339
-37.917 | 73.005 | -38.04 | 260.769
-37.794 | 72.639 | -37.917 | 267.504
-37.67 | 72.979 | -37.794 | 274.138
-37.545 | 74.204 | -37.67 | 280.403
-37.42 | 76.514 | -37.545 | 286.411
-37.295 | 76.372 | -37.42 | 292.487
-37.169 | 75.672 | -37.295 | 299.058
-37.043 | 76.59 | -37.169 | 304.655
-36.916 | 76.55 | -37.043 | 312.62
-36.789 | 76.64 | -36.916 | 321.842
-36.662 | 77.926 | -36.789 | 328.508
-36.534 | 79.533 | -36.662 | 335.83
-36.406 | 79.526 | -36.534 | 344.627
-36.277 | 78.979 | -36.406 | 354.079
-36.148 | 80.094 | -36.277 | 363.764
-36.018 | 80.74 | -36.148 | 373.144
-35.888 | 82.111 | -36.018 | 382.196
-35.758 | 83.115 | -35.888 | 392.669
-35.627 | 84.384 | -35.758 | 404.012
-35.496 | 85.19 | -35.627 | 414.813
-35.364 | 85.863 | -35.496 | 424.605
-35.232 | 86.528 | -35.364 | 436.647
-35.099 | 87.897 | -35.232 | 448.565
-34.966 | 87.859 | -35.099 | 459.747
-34.833 | 88.064 | -34.966 | 470.397
-34.699 | 88.579 | -34.833 | 483.512
-34.565 | 89.064 | -34.699 | 497.025
-34.43 | 89.376 | -34.565 | 509.99
-34.295 | 90.088 | -34.43 | 526.294
-34.159 | 90.839 | -34.295 | 541.862
-34.023 | 92.408 | -34.159 | 557.224
-33.887 | 94.102 | -34.023 | 570.496
-33.75 | 95.264 | -33.887 | 585.347
-33.613 | 95.785 | -33.75 | 600.189
-33.475 | 97.62 | -33.613 | 616.253
-33.337 | 98.307 | -33.475 | 633.29
-33.198 | 99.811 | -33.337 | 653.197
-33.059 | 101.666 | -33.198 | 675.04
-32.919 | 104.41 | -33.059 | 695.207
-32.779 | 106.087 | -32.919 | 716.152
-32.639 | 108.107 | -32.779 | 735.964
-32.498 | 108.136 | -32.639 | 755.108
-32.357 | 108.788 | -32.498 | 772.496
-32.215 | 109.388 | -32.357 | 792.03
-32.073 | 111.439 | -32.215 | 812.061
-31.93 | 113.997 | -32.073 | 830.726
-31.787 | 116.049 | -31.93 | 851.648
-31.643 | 118.037 | -31.787 | 872.28
-31.499 | 119.767 | -31.643 | 896.043
-31.355 | 121.674 | -31.499 | 922.396
-31.21 | 123.176 | -31.355 | 948.454
-31.065 | 124.706 | -31.21 | 972.675
-30.919 | 125.795 | -31.065 | 996.943
-30.773 | 127.149 | -30.919 | 1020.299
-30.626 | 128.953 | -30.773 | 1043.096
-30.479 | 131.286 | -30.626 | 1071.306
-30.331 | 135.476 | -30.479 | 1099.965
-30.183 | 138.214 | -30.331 | 1126.038
-30.035 | 140.512 | -30.183 | 1153.365
-29.886 | 142.521 | -30.035 | 1182.323
-29.737 | 146.809 | -29.886 | 1210.848
-29.587 | 148.32 | -29.737 | 1240.076
-29.437 | 151.098 | -29.587 | 1268.279
-29.286 | 154.985 | -29.437 | 1296.529
-29.135 | 158.978 | -29.286 | 1325.211
-28.983 | 162.253 | -29.135 | 1353.188
-28.831 | 165.917 | -28.983 | 1379.649
-28.679 | 170.723 | -28.831 | 1409.628
-28.526 | 173.525 | -28.679 | 1439.617
-28.373 | 177.288 | -28.526 | 1465.892
-28.219 | 181.922 | -28.373 | 1492.308
-28.065 | 186.632 | -28.219 | 1520.847
-27.91 | 191.749 | -28.065 | 1551.853
-27.755 | 197.907 | -27.91 | 1584.359
-27.599 | 202.739 | -27.755 | 1619.278
-27.443 | 206.548 | -27.599 | 1651.097
-27.287 | 211.531 | -27.443 | 1682.565
-27.13 | 218.054 | -27.287 | 1715.199
-26.973 | 225.204 | -27.13 | 1748.928
-26.815 | 231.804 | -26.973 | 1781.651
-26.657 | 238.95 | -26.815 | 1813.456
-26.498 | 245.925 | -26.657 | 1843.621
-26.339 | 251.778 | -26.498 | 1873.068
-26.179 | 259.61 | -26.339 | 1904.474
-26.019 | 267.988 | -26.179 | 1934.544
-25.859 | 276.243 | -26.019 | 1960.463
-25.698 | 286.102 | -25.859 | 1986.69
-25.537 | 296.449 | -25.698 | 2014.505
-25.375 | 304.929 | -25.537 | 2042.557
-25.213 | 315.554 | -25.375 | 2071.917
-25.05 | 325.319 | -25.213 | 2102.534
-24.887 | 334.683 | -25.05 | 2132.335
-24.724 | 345.552 | -24.887 | 2162.194
-24.56 | 359.461 | -24.724 | 2191.806
-24.396 | 372.89 | -24.56 | 2219.587
-24.231 | 386.818 | -24.396 | 2246.198
-24.066 | 401.082 | -24.231 | 2270.717
-23.9 | 414.464 | -24.066 | 2297.827
-23.734 | 427.342 | -23.9 | 2320.679
-23.568 | 442.707 | -23.734 | 2344.91
-23.401 | 459.071 | -23.568 | 2368.149
-23.234 | 475.158 | -23.401 | 2393.051
-23.066 | 490.3 | -23.234 | 2413.313
-22.898 | 506.724 | -23.066 | 2441.15
-22.729 | 523.613 | -22.898 | 2466.116
-22.56 | 542.104 | -22.729 | 2488.535
-22.391 | 561.738 | -22.56 | 2509.426
-22.221 | 583.351 | -22.391 | 2534.637
-22.051 | 604.374 | -22.221 | 2557.264
-21.88 | 624.712 | -22.051 | 2581.403
-21.709 | 644.425 | -21.88 | 2604.433
-21.538 | 666.358 | -21.709 | 2630.188
-21.366 | 689.357 | -21.538 | 2652.897
-21.194 | 713.047 | -21.366 | 2672.794
-21.021 | 737.984 | -21.194 | 2692.464
-20.848 | 761.801 | -21.021 | 2707.863
-20.675 | 785.463 | -20.848 | 2721.918
-20.501 | 810.035 | -20.675 | 2740.796
-20.327 | 837.22 | -20.501 | 2759.56
-20.152 | 863.582 | -20.327 | 2773.05
-19.977 | 889.504 | -20.152 | 2788.708
-19.802 | 917.96 | -19.977 | 2807.582
-19.626 | 948.779 | -19.802 | 2827.013
-19.45 | 979.026 | -19.626 | 2844.731
-19.273 | 1010.352 | -19.45 | 2860.673
-19.096 | 1043.703 | -19.273 | 2872.67
-18.919 | 1075.984 | -19.096 | 2887.307
-18.741 | 1110.702 | -18.919 | 2903.449
-18.563 | 1146.512 | -18.741 | 2919.468
-18.385 | 1182.242 | -18.563 | 2931.175
-18.206 | 1216.641 | -18.385 | 2947.146
-18.027 | 1252.099 | -18.206 | 2962.33
-17.847 | 1289.153 | -18.027 | 2983.047
-17.667 | 1328.646 | -17.847 | 3000.87
-17.487 | 1369.304 | -17.667 | 3018.403
-17.306 | 1411.011 | -17.487 | 3028.932
-17.125 | 1452.422 | -17.306 | 3042.216
-16.944 | 1490.394 | -17.125 | 3054.292
-16.762 | 1526.707 | -16.944 | 3068.672
-16.58 | 1568.197 | -16.762 | 3080.425
-16.398 | 1608.723 | -16.58 | 3095.818
-16.215 | 1651.465 | -16.398 | 3109.905
-16.032 | 1694.337 | -16.215 | 3125.872
-15.849 | 1742.395 | -16.032 | 3137.531
-15.665 | 1788.467 | -15.849 | 3149.431
-15.481 | 1830.035 | -15.665 | 3165.742
-15.296 | 1869.086 | -15.481 | 3178.85
-15.112 | 1910.884 | -15.296 | 3189.007
-14.927 | 1954.501 | -15.112 | 3201.315
-14.741 | 1996.793 | -14.927 | 3213.629
-14.556 | 2040.248 | -14.741 | 3224.763
-14.37 | 2083.605 | -14.556 | 3238.181
-14.183 | 2125.011 | -14.37 | 3252.655
-13.997 | 2165.337 | -14.183 | 3262.341
-13.81 | 2208.085 | -13.997 | 3273.998
-13.623 | 2250.126 | -13.81 | 3281.07
-13.435 | 2293.993 | -13.623 | 3290.88
-13.247 | 2337.799 | -13.435 | 3303.148
-13.059 | 2381.098 | -13.247 | 3316.926
-12.871 | 2418.938 | -13.059 | 3330.666
-12.682 | 2455.44 | -12.871 | 3345.398
-12.493 | 2496.406 | -12.682 | 3357.474
-12.304 | 2535.428 | -12.493 | 3367.172
-12.115 | 2573.198 | -12.304 | 3376.844
-11.925 | 2612.312 | -12.115 | 3386.262
-11.735 | 2657.673 | -11.925 | 3398.054
-11.544 | 2698.105 | -11.735 | 3410.561
-11.354 | 2737.749 | -11.544 | 3423.566
-11.163 | 2779.018 | -11.354 | 3437.012
-10.972 | 2815.857 | -11.163 | 3446.19
-10.781 | 2851.656 | -10.972 | 3458.792
-10.589 | 2887.739 | -10.781 | 3467.448
-10.397 | 2919.816 | -10.589 | 3475.038
-10.205 | 2953.186 | -10.397 | 3489.308
-10.013 | 2987.407 | -10.205 | 3501.625
-9.821 | 3019.924 | -10.013 | 3515.111
-9.628 | 3052.124 | -9.821 | 3526.379
-9.435 | 3088.111 | -9.628 | 3534.25
-9.242 | 3118.958 | -9.435 | 3536.489
-9.049 | 3150.398 | -9.242 | 3538.381
-8.855 | 3184.98 | -9.049 | 3546.708
-8.661 | 3217.425 | -8.855 | 3557.763
-8.467 | 3246.662 | -8.661 | 3573.009
-8.273 | 3277.84 | -8.467 | 3581.612
-8.079 | 3304.931 | -8.273 | 3589.498
-7.884 | 3328.4 | -8.079 | 3597.17
-7.69 | 3359.915 | -7.884 | 3601.242
-7.495 | 3387.84 | -7.69 | 3606.591
-7.3 | 3415.29 | -7.495 | 3616.66
-7.104 | 3435.45 | -7.3 | 3619.012
-6.909 | 3457.896 | -7.104 | 3618.96
-6.713 | 3475.518 | -6.909 | 3624.889
-6.518 | 3498.17 | -6.713 | 3632.815
-6.322 | 3520.448 | -6.518 | 3632.719
-6.126 | 3539.17 | -6.322 | 3635.768
-5.93 | 3554.817 | -6.126 | 3635.568
-5.733 | 3571.026 | -5.93 | 3639.997
-5.537 | 3586.383 | -5.733 | 3639.642
-5.34 | 3606.241 | -5.537 | 3641.304
-5.144 | 3634.03 | -5.34 | 3649.879
-4.947 | 3656.837 | -5.144 | 3663.525
-4.75 | 3671.192 | -4.947 | 3670.098
-4.553 | 3684.767 | -4.75 | 3677.517
-4.356 | 3694.842 | -4.553 | 3682.095
-4.158 | 3702.51 | -4.356 | 3692.456
-3.961 | 3715.303 | -4.158 | 3694.588
-3.763 | 3725.083 | -3.961 | 3697.969
-3.566 | 3737.67 | -3.763 | 3706.612
-3.368 | 3746.901 | -3.566 | 3718.535
-3.171 | 3756.32 | -3.368 | 3720.445
-2.973 | 3758.455 | -3.171 | 3723.644
-2.775 | 3759.535 | -2.973 | 3727.443
-2.577 | 3759.452 | -2.775 | 3725.775
-2.379 | 3766.239 | -2.577 | 3721.114
-2.181 | 3769.989 | -2.379 | 3725.937
-1.983 | 3770.546 | -2.181 | 3729.543
-1.785 | 3770.78 | -1.983 | 3736.185
-1.586 | 3773.543 | -1.785 | 3737.144
-1.388 | 3772.781 | -1.586 | 3736.864
-1.19 | 3767.733 | -1.388 | 3736.395
-0.992 | 3758.789 | -1.19 | 3744.139
-0.793 | 3757.402 | -0.992 | 3752.324
-0.595 | 3755.975 | -0.793 | 3762.078
-0.397 | 3756.967 | -0.595 | 3762.062
-0.198 | 3756.536 | -0.397 | 3762.503
0 | 3757.503 | -0.198 | 3753.177
0.198 | 3752.439 | 0 | 3757.503
0.397 | 3748.745 | 0.198 | 3751.579
0.595 | 3743.975 | 0.397 | 3752.601
0.793 | 3744.205 | 0.595 | 3748.584
0.992 | 3744.595 | 0.793 | 3745.575
1.19 | 3738.13 | 0.992 | 3747.539
1.388 | 3735.749 | 1.19 | 3756.386
1.586 | 3736.958 | 1.388 | 3763.046
1.785 | 3733.108 | 1.586 | 3769.118
1.983 | 3721.986 | 1.785 | 3765.237
2.181 | 3715.109 | 1.983 | 3757.854
2.379 | 3709.558 | 2.181 | 3753.522
2.577 | 3703.73 | 2.379 | 3757.726
2.775 | 3697.84 | 2.577 | 3755.841
2.973 | 3687.515 | 2.775 | 3751.634
3.171 | 3677.351 | 2.973 | 3744.764
3.368 | 3668.776 | 3.171 | 3734.334
3.566 | 3663.901 | 3.368 | 3725.226
3.763 | 3655.769 | 3.566 | 3719.184
3.961 | 3643.179 | 3.763 | 3710.845
4.158 | 3631.431 | 3.961 | 3705.601
4.356 | 3612.541 | 4.158 | 3701.63
4.553 | 3595.238 | 4.356 | 3705.764
4.75 | 3579.661 | 4.553 | 3706.345
4.947 | 3571.951 | 4.75 | 3707.856
5.144 | 3562.434 | 4.947 | 3697.297
5.34 | 3545.847 | 5.144 | 3691.225
5.537 | 3525.862 | 5.34 | 3687.419
5.733 | 3504.566 | 5.537 | 3687.26
5.93 | 3485.665 | 5.733 | 3679.984
6.126 | 3469.629 | 5.93 | 3672.053
6.322 | 3456.466 | 6.126 | 3662.07
6.518 | 3440.252 | 6.322 | 3655.157
6.713 | 3422.948 | 6.518 | 3646.651
6.909 | 3400.813 | 6.713 | 3646.572
7.104 | 3379.904 | 6.909 | 3647.437
7.3 | 3360.635 | 7.104 | 3655.216
7.495 | 3341.081 | 7.3 | 3651.653
7.69 | 3318.669 | 7.495 | 3647.001
7.884 | 3299.316 | 7.69 | 3635.593
8.079 | 3276.636 | 7.884 | 3625.419
8.273 | 3250.765 | 8.079 | 3617.131
8.467 | 3221.893 | 8.273 | 3604.845
8.661 | 3190.268 | 8.467 | 3596.774
8.855 | 3152.461 | 8.661 | 3587.275
9.049 | 3120.435 | 8.855 | 3580.074
9.242 | 3087.185 | 9.049 | 3563.977
9.435 | 3052.311 | 9.242 | 3555.078
9.628 | 3015.296 | 9.435 | 3544.873
9.821 | 2985.49 | 9.628 | 3533.38
10.013 | 2958.694 | 9.821 | 3521.534
10.205 | 2928.114 | 10.013 | 3516.968
10.397 | 2901.08 | 10.205 | 3511.377
10.589 | 2870.623 | 10.397 | 3505.488
10.781 | 2836.251 | 10.589 | 3494.262
10.972 | 2795.027 | 10.781 | 3484.781
11.163 | 2759.171 | 10.972 | 3472.992
11.354 | 2725.504 | 11.163 | 3460.018
11.544 | 2686.606 | 11.354 | 3453.093
11.735 | 2645.091 | 11.544 | 3440.708
11.925 | 2605.341 | 11.735 | 3427.766
12.115 | 2569.231 | 11.925 | 3415.653
12.304 | 2528.441 | 12.115 | 3404.373
12.493 | 2485.29 | 12.304 | 3393.943
12.682 | 2441.551 | 12.493 | 3384.063
12.871 | 2397.492 | 12.682 | 3376.152
13.059 | 2355.286 | 12.871 | 3362.48
13.247 | 2318.571 | 13.059 | 3349.457
13.435 | 2280.107 | 13.247 | 3338.966
13.623 | 2238.637 | 13.435 | 3329.43
13.81 | 2196.07 | 13.623 | 3316.214
13.997 | 2152.969 | 13.81 | 3303.076
14.183 | 2104.976 | 13.997 | 3290.749
14.37 | 2056.028 | 14.183 | 3285.575
14.556 | 2012.068 | 14.37 | 3275.829
14.741 | 1970.323 | 14.556 | 3264.91
14.927 | 1930.018 | 14.741 | 3250
15.112 | 1887.651 | 14.927 | 3239.348
15.296 | 1848.278 | 15.112 | 3224.308
15.481 | 1809.412 | 15.296 | 3207.45
15.665 | 1767.787 | 15.481 | 3184.644
15.849 | 1725.311 | 15.665 | 3168.601
16.032 | 1682.276 | 15.849 | 3151.891
16.215 | 1640.691 | 16.032 | 3138.151
16.398 | 1598.877 | 16.215 | 3123.99
16.58 | 1558.614 | 16.398 | 3115.018
16.762 | 1518.871 | 16.58 | 3106.683
16.944 | 1480.203 | 16.762 | 3094.597
17.125 | 1440.569 | 16.944 | 3083.882
17.306 | 1399.942 | 17.125 | 3074.626
17.487 | 1362.29 | 17.306 | 3061.761
17.667 | 1327.435 | 17.487 | 3046.847
17.847 | 1292.394 | 17.667 | 3037.055
18.027 | 1253.849 | 17.847 | 3022.304
18.206 | 1215.889 | 18.027 | 3009.438
18.385 | 1179.663 | 18.206 | 2992.876
18.563 | 1144.903 | 18.385 | 2978.573
18.741 | 1111.999 | 18.563 | 2959.467
18.919 | 1080.888 | 18.741 | 2939.259
19.096 | 1049.021 | 18.919 | 2919.271
19.273 | 1017.811 | 19.096 | 2901.286
19.45 | 986.942 | 19.273 | 2878.676
19.626 | 957.622 | 19.45 | 2861.185
19.802 | 930.767 | 19.626 | 2841.547
19.977 | 904.232 | 19.802 | 2819.222
20.152 | 877.076 | 19.977 | 2798.665
20.327 | 849.88 | 20.152 | 2780.54
20.501 | 822.133 | 20.327 | 2761.351
20.675 | 793.468 | 20.501 | 2738.127
20.848 | 766.888 | 20.675 | 2716.156
21.021 | 741.75 | 20.848 | 2701.671
21.194 | 718.12 | 21.021 | 2687.496
21.366 | 697.625 | 21.194 | 2672.689
21.538 | 676.391 | 21.366 | 2657.74
21.709 | 655.934 | 21.538 | 2641.195
21.88 | 635.809 | 21.709 | 2617.623
22.051 | 614.616 | 21.88 | 2596.716
22.221 | 594.274 | 22.051 | 2574.62
22.391 | 575.301 | 22.221 | 2550.608
22.56 | 556.86 | 22.391 | 2522.382
22.729 | 538.68 | 22.56 | 2502.534
22.898 | 520.525 | 22.729 | 2480.213
23.066 | 502.392 | 22.898 | 2457.97
23.234 | 486.032 | 23.066 | 2435.268
23.401 | 472.159 | 23.234 | 2417.901
23.568 | 458.828 | 23.401 | 2392.599
23.734 | 446.589 | 23.568 | 2366.77
23.9 | 434.523 | 23.734 | 2340.374
24.066 | 421.766 | 23.9 | 2314.192
24.231 | 409.833 | 24.066 | 2286.585
24.396 | 396.706 | 24.231 | 2264.162
24.56 | 382.907 | 24.396 | 2242.143
24.724 | 370.81 | 24.56 | 2218.105
24.887 | 360.132 | 24.724 | 2191.125
25.05 | 349.351 | 24.887 | 2165.901
25.213 | 339.392 | 25.05 | 2138.334
25.375 | 329.537 | 25.213 | 2108.013
25.537 | 317.993 | 25.375 | 2078.11
25.698 | 307.99 | 25.537 | 2049.634
25.859 | 299.861 | 25.698 | 2024.77
26.019 | 292.61 | 25.859 | 1999.964
26.179 | 285.02 | 26.019 | 1974.496
26.339 | 277.667 | 26.179 | 1945.976
26.498 | 270.16 | 26.339 | 1914.236
26.657 | 262.796 | 26.498 | 1885.888
26.815 | 256.487 | 26.657 | 1858.923
26.973 | 249.858 | 26.815 | 1831.467
27.13 | 242.526 | 26.973 | 1803.097
27.287 | 235.054 | 27.13 | 1775.63
27.443 | 227.98 | 27.287 | 1748.215
27.599 | 222.022 | 27.443 | 1721.679
27.755 | 216.634 | 27.599 | 1695.513
27.91 | 210.128 | 27.755 | 1667.354
28.065 | 203.545 | 27.91 | 1637.276
28.219 | 199.281 | 28.065 | 1607.5
28.373 | 195.039 | 28.219 | 1575.675
28.526 | 190.442 | 28.373 | 1545.126
28.679 | 186.281 | 28.526 | 1516.741
28.831 | 182.283 | 28.679 | 1488.46
28.983 | 178.169 | 28.831 | 1459.924
29.135 | 174.723 | 28.983 | 1430.629
29.286 | 172.885 | 29.135 | 1404.011
29.437 | 170.339 | 29.286 | 1375.124
29.587 | 167.136 | 29.437 | 1347.844
29.737 | 162.713 | 29.587 | 1321.641
29.886 | 158.475 | 29.737 | 1297.371
30.035 | 154.675 | 29.886 | 1270.029
30.183 | 151.422 | 30.035 | 1242.226
30.331 | 149.204 | 30.183 | 1217.47
30.479 | 147.972 | 30.331 | 1192.439
30.626 | 146.559 | 30.479 | 1167.843
30.773 | 144.433 | 30.626 | 1143.9
30.919 | 141.03 | 30.773 | 1119.008
31.065 | 138.451 | 30.919 | 1093.772
31.21 | 136.168 | 31.065 | 1069.257
31.355 | 134.316 | 31.21 | 1043.26
31.499 | 132.858 | 31.355 | 1018.201
31.643 | 131.754 | 31.499 | 994.286
31.787 | 130.071 | 31.643 | 973.471
31.93 | 128.172 | 31.787 | 949.653
32.073 | 126.608 | 31.93 | 925.536
32.215 | 124.784 | 32.073 | 902.178
32.357 | 122.718 | 32.215 | 878.657
32.498 | 121.012 | 32.357 | 855.016
32.639 | 119.132 | 32.498 | 835.309
32.779 | 118.091 | 32.639 | 814.932
32.919 | 117.47 | 32.779 | 792.432
33.059 | 116.773 | 32.919 | 772.661
33.198 | 115.61 | 33.059 | 753.012
33.337 | 113.927 | 33.198 | 733.648
33.475 | 112.157 | 33.337 | 713.421
33.613 | 109.904 | 33.475 | 694.473
33.75 | 104.963 | 33.613 | 674.193
33.887 | 94.384 | 33.75 | 655.206
34.023 | 81.341 | 33.887 | 638.657
34.159 | 69.285 | 34.023 | 625.597
34.295 | 58.994 | 34.159 | 610.718
34.43 | 53.08 | 34.295 | 593.946
34.565 | 52.375 | 34.43 | 579.589
34.699 | 51.76 | 34.565 | 563.255
34.833 | 51.065 | 34.699 | 546.73
34.966 | 50.533 | 34.833 | 531.856
35.099 | 50.363 | 34.966 | 517.61
35.232 | 51.547 | 35.099 | 502.8
35.364 | 51.676 | 35.232 | 491.164
35.496 | 51.358 | 35.364 | 480.272
35.627 | 50.86 | 35.496 | 468.718
35.758 | 51.614 | 35.627 | 456.267
35.888 | 60.156 | 35.758 | 445.168
36.018 | 74.951 | 35.888 | 432.916
36.148 | 87.519 | 36.018 | 420.687
36.277 | 92.21 | 36.148 | 407.182
36.406 | 90.762 | 36.277 | 395.843
36.534 | 80.854 | 36.406 | 383.25
36.662 | 66.109 | 36.534 | 374.876
36.789 | 53.151 | 36.662 | 365.891
36.916 | 44.847 | 36.789 | 357.804
37.043 | 40.157 | 36.916 | 348.708
37.169 | 36.721 | 37.043 | 340.097
37.295 | 33.89 | 37.169 | 330.41
37.42 | 32.022 | 37.295 | 323.688
37.545 | 29.973 | 37.42 | 316.276
37.67 | 28.254 | 37.545 | 309.214
37.794 | 27.879 | 37.67 | 301.045
37.917 | 28.239 | 37.794 | 293.169
38.04 | 28.574 | 37.917 | 284.25
38.163 | 29.161 | 38.04 | 278.645
38.286 | 28.669 | 38.163 | 269.661
38.408 | 27.419 | 38.286 | 262.386
38.529 | 25.874 | 38.408 | 256.456
38.651 | 23.946 | 38.529 | 249.226
38.771 | 22.509 | 38.651 | 242.594
38.892 | 22.994 | 38.771 | 239.205
39.012 | 24.886 | 38.892 | 235.664
39.131 | 24.898 | 39.012 | 230.735
39.25 | 24.417 | 39.131 | 225.636
39.369 | 24.426 | 39.25 | 220.393
39.487 | 26.304 | 39.369 | 215.76
39.605 | 27.055 | 39.487 | 210.988
39.723 | 27.666 | 39.605 | 207.366
39.84 | 28.016 | 39.723 | 204.175
39.957 | 28.786 | 39.84 | 198.959
40.073 | 29.713 | 39.957 | 195.623
40.189 | 29.654 | 40.073 | 192.039
40.189 | 29.654 | 40.073 | 192.039
40.305 | 29.746 | 40.189 | 186.123
40.42 | 30.112 | 40.305 | 182.929
40.535 | 29.9 | 40.42 | 181.92
40.649 | 29.469 | 40.535 | 178.969
40.763 | 29.157 | 40.649 | 175.245
40.877 | 27.598 | 40.763 | 173.148
40.99 | 25.491 | 40.877 | 169.254
41.103 | 23.801 | 40.99 | 164.847
41.215 | 22.819 | 41.103 | 139.195
41.327 | 22.429 | 41.215 | 99.83
41.439 | 22.731 | 41.327 | 71.137
455.669
323.389
196.583
73.469
0
0
0

## Lustr H40V80 (hidden)
Selador | Lamp |  | Wattage
Lustr | Lumileds Rebel |  | 104 |  | Note: Owing to the variability of LEDs, output data and color matches should be viewed as approximate
Note: All data taken with room temperature fixture
| Beam Angle | Field Angle
Horizontal | 30.2 | 49.1
| Accessory Lens | Candela | Field Lumens | Beam Lumens | Lens Efficiency | Efficacy
| H40+V80 | 3130 | 1570 | 890 | 85.84% | 15.0962
| For Field diameter at any distance, multiply distance by |  |  |  | 0.91356
| For Beam diameter at any distance, multiply distance by |  |  |  | 0.53964
| Throw Distance (ft) | 10 | 15 | 20 | 25
| Throw Distance (m) | 3.048 | 4.572 | 6.096 | 7.62
| Field Diameter (ft) | 9.1356 | 13.7034 | 18.2712 | 22.839
| Field Diameter (m) | 2.7845 | 4.1768 | 5.5691 | 6.9613
| Illuminance (fc) | 31.3 | 13.9111 | 7.825 | 5.008
| Illuminance (lux) | 336.9101 | 149.7378 | 84.2275 | 53.9056
Test Distance | Iso-Illuminance Diagram grid lines
51.2 | 10 | 20 | 30 | 40
| 0.19531 | 0.39062 | 0.58594 | 0.78125
| Beam Angle | Field Angle
Vertical | 63.4 | 82.6
| For Field diameter at any distance, multiply distance by |  |  |  | 1.757
| For Beam diameter at any distance, multiply distance by |  |  |  | 1.2352
| Throw Distance (ft) | 10 | 15 | 20 | 25
| Throw Distance (m) | 3.048 | 4.572 | 6.096 | 7.62
| Field Diameter (ft) | 17.5704 | 26.3556 | 35.1409 | 43.9261
| Field Diameter (m) | 5.3555 | 8.0332 | 10.7109 | 13.3887
| Illuminance (fc) | 31.3 | 13.9111 | 7.825 | 5.008
| Illuminance (lux) | 336.9101 | 149.7378 | 84.2275 | 53.9056
| X |  | Y
-41.439 | 0 | -41.55 | 377
-41.327 | 0 | -41.439 | 378.061
-41.215 | 0 | -41.327 | 383.171
-41.103 | 7.536 | -41.215 | 389.252
-40.99 | 20.711 | -41.103 | 395.198
-40.877 | 33.782 | -40.99 | 404.198
-40.763 | 47.059 | -40.877 | 414.525
-40.649 | 55.431 | -40.763 | 423.377
-40.535 | 56.096 | -40.649 | 433.544
-40.42 | 56.388 | -40.535 | 443.964
-40.305 | 56.311 | -40.42 | 453.689
-40.189 | 56.898 | -40.305 | 463.82
-40.073 | 57.207 | -40.189 | 473.716
-39.957 | 57.184 | -40.073 | 484.639
-39.84 | 57.248 | -39.957 | 494.755
-39.723 | 56.809 | -39.84 | 507.309
-39.605 | 56.784 | -39.723 | 520.197
-39.487 | 58.278 | -39.605 | 534.205
-39.369 | 58.156 | -39.487 | 543.938
-39.25 | 58.324 | -39.369 | 555.946
-39.131 | 60.273 | -39.25 | 566.141
-39.012 | 60.884 | -39.131 | 580.107
-38.892 | 60.576 | -39.012 | 593.891
-38.771 | 59.957 | -38.892 | 608.948
-38.651 | 60.698 | -38.771 | 621.543
-38.529 | 62.299 | -38.651 | 634.703
-38.408 | 63.409 | -38.529 | 646.623
-38.286 | 63.506 | -38.408 | 660.979
-38.163 | 64.154 | -38.286 | 675.149
-38.04 | 64.876 | -38.163 | 691.097
-37.917 | 64.331 | -38.04 | 709.154
-37.794 | 64.471 | -37.917 | 727.071
-37.67 | 65.15 | -37.794 | 745.828
-37.545 | 66.252 | -37.67 | 761.945
-37.42 | 65.626 | -37.545 | 777.697
-37.295 | 66.686 | -37.42 | 794.886
-37.169 | 67.441 | -37.295 | 808.099
-37.043 | 67.554 | -37.169 | 822.148
-36.916 | 66.272 | -37.043 | 839.396
-36.789 | 67.381 | -36.916 | 858.167
-36.662 | 68.348 | -36.789 | 875.715
-36.534 | 69.537 | -36.662 | 899.398
-36.406 | 70.017 | -36.534 | 920.189
-36.277 | 70.517 | -36.406 | 940.319
-36.148 | 71.138 | -36.277 | 957.696
-36.018 | 71.676 | -36.148 | 973.889
-35.888 | 72.612 | -36.018 | 989.348
-35.758 | 72.355 | -35.888 | 1005.194
-35.627 | 73.426 | -35.758 | 1023.23
-35.496 | 73.564 | -35.627 | 1045.225
-35.364 | 73.922 | -35.496 | 1066.266
-35.232 | 75.114 | -35.364 | 1084.756
-35.099 | 76.588 | -35.232 | 1103.836
-34.966 | 76.605 | -35.099 | 1121.02
-34.833 | 76.549 | -34.966 | 1136.726
-34.699 | 77.845 | -34.833 | 1154.424
-34.565 | 78.647 | -34.699 | 1175.294
-34.43 | 78.003 | -34.565 | 1195.462
-34.295 | 78.175 | -34.43 | 1213.814
-34.159 | 79.979 | -34.295 | 1232.758
-34.023 | 81.955 | -34.159 | 1253.256
-33.887 | 83.416 | -34.023 | 1272.856
-33.75 | 84.349 | -33.887 | 1293.565
-33.613 | 84.876 | -33.75 | 1309.267
-33.475 | 86.323 | -33.613 | 1327.383
-33.337 | 86.58 | -33.475 | 1344.939
-33.198 | 87.797 | -33.337 | 1362.241
-33.059 | 89.502 | -33.198 | 1381.471
-32.919 | 91.373 | -33.059 | 1398.927
-32.779 | 92.433 | -32.919 | 1413.271
-32.639 | 93.415 | -32.779 | 1430.446
-32.498 | 94.096 | -32.639 | 1446.926
-32.357 | 94.903 | -32.498 | 1463.458
-32.215 | 95.612 | -32.357 | 1481.134
-32.073 | 96.579 | -32.215 | 1502.998
-31.93 | 100.107 | -32.073 | 1519.984
-31.787 | 102.574 | -31.93 | 1534.861
-31.643 | 103.818 | -31.787 | 1544.378
-31.499 | 104.466 | -31.643 | 1560.759
-31.355 | 106.918 | -31.499 | 1574.893
-31.21 | 107.328 | -31.355 | 1589.357
-31.065 | 108.118 | -31.21 | 1602.878
-30.919 | 109.347 | -31.065 | 1617.031
-30.773 | 111.475 | -30.919 | 1629.615
-30.626 | 113.393 | -30.773 | 1643.468
-30.479 | 116.132 | -30.626 | 1656.233
-30.331 | 118.448 | -30.479 | 1671.304
-30.183 | 120.888 | -30.331 | 1683.217
-30.035 | 123.782 | -30.183 | 1693.721
-29.886 | 125.762 | -30.035 | 1704.926
-29.737 | 127.827 | -29.886 | 1720.287
-29.587 | 130.24 | -29.737 | 1734.247
-29.437 | 133.2 | -29.587 | 1751.524
-29.286 | 135.303 | -29.437 | 1769.268
-29.135 | 137.992 | -29.286 | 1781.318
-28.983 | 140.717 | -29.135 | 1791.295
-28.831 | 143.117 | -28.983 | 1800.615
-28.679 | 145.476 | -28.831 | 1811.322
-28.526 | 148.982 | -28.679 | 1821.61
-28.373 | 153.463 | -28.526 | 1835.366
-28.219 | 157.061 | -28.373 | 1848.187
-28.065 | 160.216 | -28.219 | 1859.319
-27.91 | 163.928 | -28.065 | 1874.123
-27.755 | 168.674 | -27.91 | 1887.412
-27.599 | 173.727 | -27.755 | 1897.791
-27.443 | 178.582 | -27.599 | 1910.663
-27.287 | 183.645 | -27.443 | 1923.499
-27.13 | 187.922 | -27.287 | 1931.381
-26.973 | 192.959 | -27.13 | 1938.794
-26.815 | 197.539 | -26.973 | 1949.121
-26.657 | 204.376 | -26.815 | 1958.907
-26.498 | 211.063 | -26.657 | 1972.149
-26.339 | 218.274 | -26.498 | 1987.455
-26.179 | 224.087 | -26.339 | 2004.315
-26.019 | 229.815 | -26.179 | 2015.721
-25.859 | 236.216 | -26.019 | 2023.721
-25.698 | 244.475 | -25.859 | 2028.56
-25.537 | 252.211 | -25.698 | 2036.595
-25.375 | 260.285 | -25.537 | 2047.641
-25.213 | 268.042 | -25.375 | 2061.808
-25.05 | 275.809 | -25.213 | 2075.485
-24.887 | 284.11 | -25.05 | 2087.722
-24.724 | 294.927 | -24.887 | 2098.896
-24.56 | 305.25 | -24.724 | 2109.953
-24.396 | 316.419 | -24.56 | 2118.2
-24.231 | 327.129 | -24.396 | 2128.026
-24.066 | 337.759 | -24.231 | 2138.565
-23.9 | 349.45 | -24.066 | 2152.085
-23.734 | 361.597 | -23.9 | 2160.889
-23.568 | 374.578 | -23.734 | 2168.288
-23.401 | 387.342 | -23.568 | 2174.509
-23.234 | 400.912 | -23.401 | 2184.902
-23.066 | 414.624 | -23.234 | 2193.828
-22.898 | 428.993 | -23.066 | 2205.289
-22.729 | 443.55 | -22.898 | 2218.588
-22.56 | 458.139 | -22.729 | 2229.151
-22.391 | 473.645 | -22.56 | 2240.677
-22.221 | 490.786 | -22.391 | 2252.816
-22.051 | 507.891 | -22.221 | 2266.63
-21.88 | 525.298 | -22.051 | 2280.988
-21.709 | 542.301 | -21.88 | 2293.817
-21.538 | 560.908 | -21.709 | 2304.114
-21.366 | 580.22 | -21.538 | 2313.758
-21.194 | 599.552 | -21.366 | 2323.591
-21.021 | 618.822 | -21.194 | 2333.131
-20.848 | 637.306 | -21.021 | 2344.677
-20.675 | 656.114 | -20.848 | 2353.536
-20.501 | 678.103 | -20.675 | 2366.052
-20.327 | 701.743 | -20.501 | 2376.94
-20.152 | 725.411 | -20.327 | 2385.34
-19.977 | 749.513 | -20.152 | 2395.401
-19.802 | 773.303 | -19.977 | 2407.838
-19.626 | 795.13 | -19.802 | 2417.884
-19.45 | 818.235 | -19.626 | 2431.338
-19.273 | 845.194 | -19.45 | 2443.118
-19.096 | 873.744 | -19.273 | 2455.72
-18.919 | 901.758 | -19.096 | 2466.237
-18.741 | 931.981 | -18.919 | 2480.39
-18.563 | 961.461 | -18.741 | 2494.222
-18.385 | 989.892 | -18.563 | 2502.518
-18.206 | 1019.165 | -18.385 | 2510.204
-18.027 | 1049.759 | -18.206 | 2516.159
-17.847 | 1082.787 | -18.027 | 2523.713
-17.667 | 1114.546 | -17.847 | 2534.255
-17.487 | 1147.822 | -17.667 | 2546.081
-17.306 | 1177.911 | -17.487 | 2556.704
-17.125 | 1208.384 | -17.306 | 2573.469
-16.944 | 1240.174 | -17.125 | 2585.319
-16.762 | 1274.513 | -16.944 | 2596.211
-16.58 | 1306.452 | -16.762 | 2609.569
-16.398 | 1343.212 | -16.58 | 2623.526
-16.215 | 1378.214 | -16.398 | 2633.651
-16.032 | 1412.959 | -16.215 | 2647.413
-15.849 | 1447.149 | -16.032 | 2658.156
-15.665 | 1484.073 | -15.849 | 2666.812
-15.481 | 1517.032 | -15.665 | 2678.441
-15.296 | 1551.06 | -15.481 | 2690.169
-15.112 | 1586.719 | -15.296 | 2700.021
-14.927 | 1624.447 | -15.112 | 2711.537
-14.741 | 1662.878 | -14.927 | 2724.155
-14.556 | 1701.417 | -14.741 | 2735.239
-14.37 | 1740.185 | -14.556 | 2748.21
-14.183 | 1777.386 | -14.37 | 2754.395
-13.997 | 1812.607 | -14.183 | 2764.86
-13.81 | 1844.927 | -13.997 | 2773.47
-13.623 | 1878.82 | -13.81 | 2782.325
-13.435 | 1913.445 | -13.623 | 2794.337
-13.247 | 1947.882 | -13.435 | 2805.426
-13.059 | 1981.395 | -13.247 | 2817.304
-12.871 | 2017.039 | -13.059 | 2828.297
-12.682 | 2048.551 | -12.871 | 2840.022
-12.493 | 2078.23 | -12.682 | 2851.304
-12.304 | 2109.678 | -12.493 | 2862.682
-12.115 | 2142.454 | -12.304 | 2870.557
-11.925 | 2175.463 | -12.115 | 2877.61
-11.735 | 2207.921 | -11.925 | 2883.893
-11.544 | 2240.134 | -11.735 | 2890.271
-11.354 | 2271.165 | -11.544 | 2904.643
-11.163 | 2301.709 | -11.354 | 2920.32
-10.972 | 2333.134 | -11.163 | 2931.861
-10.781 | 2367.65 | -10.972 | 2942.914
-10.589 | 2400.899 | -10.781 | 2950.804
-10.397 | 2431.326 | -10.589 | 2953.458
-10.205 | 2460.429 | -10.397 | 2953.391
-10.013 | 2490.779 | -10.205 | 2958.471
-9.821 | 2516.096 | -10.013 | 2967.881
-9.628 | 2546.656 | -9.821 | 2973.455
-9.435 | 2577.034 | -9.628 | 2980.809
-9.242 | 2603.225 | -9.435 | 2987.052
-9.049 | 2628.614 | -9.242 | 2992.539
-8.855 | 2658.068 | -9.049 | 2997.542
-8.661 | 2681.922 | -8.855 | 3008.373
-8.467 | 2704.689 | -8.661 | 3016.815
-8.273 | 2731.076 | -8.467 | 3019.951
-8.079 | 2752.335 | -8.273 | 3023.589
-7.884 | 2775.888 | -8.079 | 3029.429
-7.69 | 2801.188 | -7.884 | 3032.321
-7.495 | 2820.732 | -7.69 | 3035.427
-7.3 | 2836.667 | -7.495 | 3038.11
-7.104 | 2857.121 | -7.3 | 3038.545
-6.909 | 2879.003 | -7.104 | 3040.713
-6.713 | 2897.483 | -6.909 | 3048.262
-6.518 | 2915.397 | -6.713 | 3054.013
-6.322 | 2932.245 | -6.518 | 3051.755
-6.126 | 2945.379 | -6.322 | 3050.657
-5.93 | 2955.853 | -6.126 | 3048.652
-5.733 | 2971.777 | -5.93 | 3046.385
-5.537 | 2984.976 | -5.733 | 3044.402
-5.34 | 3000.237 | -5.537 | 3045.429
-5.144 | 3012.824 | -5.34 | 3048.408
-4.947 | 3029.866 | -5.144 | 3060.296
-4.75 | 3044.755 | -4.947 | 3067.934
-4.553 | 3060.157 | -4.75 | 3073.057
-4.356 | 3069.04 | -4.553 | 3075.605
-4.158 | 3075.741 | -4.356 | 3075.057
-3.961 | 3085.948 | -4.158 | 3073.872
-3.763 | 3096.127 | -3.961 | 3081.05
-3.566 | 3103.806 | -3.763 | 3084.417
-3.368 | 3112.989 | -3.566 | 3091.496
-3.171 | 3121.055 | -3.368 | 3099.309
-2.973 | 3128.858 | -3.171 | 3107.666
-2.775 | 3131.114 | -2.973 | 3111.174
-2.577 | 3133.951 | -2.775 | 3115.124
-2.379 | 3134.808 | -2.577 | 3110.018
-2.181 | 3130.161 | -2.379 | 3111.532
-1.983 | 3130.381 | -2.181 | 3107.299
-1.785 | 3130.241 | -1.983 | 3108.847
-1.586 | 3135.5 | -1.785 | 3105.579
-1.388 | 3135.919 | -1.586 | 3105.29
-1.19 | 3132.982 | -1.388 | 3105.475
-0.992 | 3122.241 | -1.19 | 3105.705
-0.793 | 3119.613 | -0.992 | 3109.109
-0.595 | 3119.919 | -0.793 | 3115.863
-0.397 | 3115.299 | -0.595 | 3119.193
-0.198 | 3117.469 | -0.397 | 3117.583
0 | 3120.328 | -0.198 | 3115.547
0.198 | 3119.014 | 0 | 3120.328
0.397 | 3112.437 | 0.198 | 3117.791
0.595 | 3112.986 | 0.397 | 3115.608
0.793 | 3114.09 | 0.595 | 3111.078
0.992 | 3112.927 | 0.793 | 3114.076
1.19 | 3105.826 | 0.992 | 3119.782
1.388 | 3101.415 | 1.19 | 3123.921
1.586 | 3098.632 | 1.388 | 3130.433
1.785 | 3095.018 | 1.586 | 3135.661
1.983 | 3093.18 | 1.785 | 3133.497
2.181 | 3095.343 | 1.983 | 3131.215
2.379 | 3093.173 | 2.181 | 3132.342
2.577 | 3088.174 | 2.379 | 3134.377
2.775 | 3079.936 | 2.577 | 3133.29
2.973 | 3071.475 | 2.775 | 3129.361
3.171 | 3061.615 | 2.973 | 3122.167
3.368 | 3051.434 | 3.171 | 3118.653
3.566 | 3040.105 | 3.368 | 3113.408
3.763 | 3031.316 | 3.566 | 3110.239
3.961 | 3022.025 | 3.763 | 3105.498
4.158 | 3012.163 | 3.961 | 3102.511
4.356 | 3002.473 | 4.158 | 3103.853
4.553 | 2989.562 | 4.356 | 3103.692
4.75 | 2976.558 | 4.553 | 3100.656
4.947 | 2965.631 | 4.75 | 3095.034
5.144 | 2954.419 | 4.947 | 3086.33
5.34 | 2941.763 | 5.144 | 3081.918
5.537 | 2928.883 | 5.34 | 3083.144
5.733 | 2914.632 | 5.537 | 3085.553
5.93 | 2903.563 | 5.733 | 3083.108
6.126 | 2891.925 | 5.93 | 3084.19
6.322 | 2879.36 | 6.126 | 3082.261
6.518 | 2866.383 | 6.322 | 3079.172
6.713 | 2850.372 | 6.518 | 3071.426
6.909 | 2830.132 | 6.713 | 3065.479
7.104 | 2812.945 | 6.909 | 3061.582
7.3 | 2797.982 | 7.104 | 3058.559
7.495 | 2783.209 | 7.3 | 3057.695
7.69 | 2767.134 | 7.495 | 3055.232
7.884 | 2749.942 | 7.69 | 3055
8.079 | 2727.446 | 7.884 | 3051.48
8.273 | 2707.425 | 8.079 | 3047.84
8.467 | 2687.653 | 8.273 | 3035.525
8.661 | 2663.651 | 8.467 | 3025.38
8.855 | 2637.067 | 8.661 | 3017.482
9.049 | 2613.228 | 8.855 | 3009.933
9.242 | 2587.129 | 9.049 | 2999.481
9.435 | 2560.072 | 9.242 | 2992.498
9.628 | 2532.609 | 9.435 | 2985.176
9.821 | 2507.585 | 9.628 | 2977.248
10.013 | 2485.686 | 9.821 | 2974.157
10.205 | 2459.767 | 10.013 | 2966.066
10.397 | 2431.015 | 10.205 | 2958.795
10.589 | 2400.588 | 10.397 | 2950.031
10.781 | 2369.974 | 10.589 | 2944.249
10.972 | 2339.524 | 10.781 | 2939.324
11.163 | 2310.686 | 10.972 | 2936.453
11.354 | 2283.91 | 11.163 | 2926.042
11.544 | 2255.218 | 11.354 | 2918.239
11.735 | 2225.269 | 11.544 | 2908.986
11.925 | 2193.149 | 11.735 | 2899.833
12.115 | 2159.703 | 11.925 | 2891.022
12.304 | 2120.928 | 12.115 | 2883.288
12.493 | 2081.219 | 12.304 | 2874.417
12.682 | 2045.18 | 12.493 | 2866.782
12.871 | 2010.774 | 12.682 | 2856.585
13.059 | 1975.989 | 12.871 | 2843.749
13.247 | 1945.158 | 13.059 | 2830.753
13.435 | 1911.795 | 13.247 | 2822.403
13.623 | 1875.41 | 13.435 | 2819.414
13.81 | 1836.623 | 13.623 | 2817.534
13.997 | 1798.18 | 13.81 | 2808.204
14.183 | 1755.419 | 13.997 | 2796.544
14.37 | 1719.908 | 14.183 | 2788.831
14.556 | 1687.371 | 14.37 | 2779.209
14.741 | 1654.96 | 14.556 | 2774.538
14.927 | 1624.715 | 14.741 | 2766.996
15.112 | 1594.05 | 14.927 | 2758.139
15.296 | 1557.123 | 15.112 | 2744.669
15.481 | 1522.12 | 15.296 | 2732.521
15.665 | 1484.795 | 15.481 | 2716.106
15.849 | 1446.485 | 15.665 | 2698.759
16.032 | 1408.343 | 15.849 | 2685.691
16.215 | 1373.829 | 16.032 | 2676.391
16.398 | 1339.286 | 16.215 | 2667.11
16.58 | 1306.04 | 16.398 | 2662.122
16.762 | 1274.268 | 16.58 | 2658.228
16.944 | 1242.492 | 16.762 | 2650.889
17.125 | 1211.293 | 16.944 | 2638.863
17.306 | 1179.038 | 17.125 | 2630.45
17.487 | 1147.265 | 17.306 | 2622.763
17.667 | 1117.652 | 17.487 | 2615.093
17.847 | 1089.438 | 17.667 | 2607.456
18.027 | 1059.431 | 17.847 | 2598.993
18.206 | 1030.026 | 18.027 | 2595.821
18.385 | 999.969 | 18.206 | 2584.383
18.563 | 970.529 | 18.385 | 2572.256
18.741 | 943.325 | 18.563 | 2559.717
18.919 | 917.803 | 18.741 | 2547.647
19.096 | 890.588 | 18.919 | 2529.906
19.273 | 863.068 | 19.096 | 2513.921
19.45 | 837.176 | 19.273 | 2501.577
19.626 | 813.361 | 19.45 | 2495.455
19.802 | 792.095 | 19.626 | 2490.743
19.977 | 771.054 | 19.802 | 2479.889
20.152 | 749.152 | 19.977 | 2472.606
20.327 | 725.466 | 20.152 | 2464.56
20.501 | 703.786 | 20.327 | 2453.38
20.675 | 682.492 | 20.501 | 2436.154
20.848 | 661.504 | 20.675 | 2422.467
21.021 | 642.905 | 20.848 | 2411.61
21.194 | 624.996 | 21.021 | 2401.929
21.366 | 606.286 | 21.194 | 2394.329
21.538 | 588.134 | 21.366 | 2387.733
21.709 | 570.077 | 21.538 | 2374.789
21.88 | 551.93 | 21.709 | 2361.575
22.051 | 534.231 | 21.88 | 2353.637
22.221 | 516.56 | 22.051 | 2343.808
22.391 | 499.157 | 22.221 | 2332.828
22.56 | 481.766 | 22.391 | 2326.326
22.729 | 464.798 | 22.56 | 2319.012
22.898 | 448.602 | 22.729 | 2308.478
23.066 | 433.271 | 22.898 | 2294.928
23.234 | 419.837 | 23.066 | 2281.707
23.401 | 406.634 | 23.234 | 2270.204
23.568 | 394.956 | 23.401 | 2257.309
23.734 | 383.401 | 23.568 | 2244.784
23.9 | 371.409 | 23.734 | 2234.348
24.066 | 359.625 | 23.9 | 2223.617
24.231 | 350.286 | 24.066 | 2210.926
24.396 | 340.252 | 24.231 | 2202.382
24.56 | 330.41 | 24.396 | 2195.561
24.724 | 321.315 | 24.56 | 2186.981
24.887 | 312.222 | 24.724 | 2175.78
25.05 | 303.292 | 24.887 | 2164.03
25.213 | 295.163 | 25.05 | 2152.049
25.375 | 288.226 | 25.213 | 2139.888
25.537 | 278.929 | 25.375 | 2127.908
25.698 | 271.596 | 25.537 | 2116.569
25.859 | 265.771 | 25.698 | 2106.059
26.019 | 260.435 | 25.859 | 2096.501
26.179 | 251.988 | 26.019 | 2083.609
26.339 | 245.955 | 26.179 | 2070.502
26.498 | 240.377 | 26.339 | 2058.09
26.657 | 234.057 | 26.498 | 2048.107
26.815 | 226.947 | 26.657 | 2041.241
26.973 | 221.466 | 26.815 | 2031.558
27.13 | 215.424 | 26.973 | 2018.546
27.287 | 208.68 | 27.13 | 2007.101
27.443 | 203.358 | 27.287 | 1996.858
27.599 | 199.457 | 27.443 | 1984.564
27.755 | 195.174 | 27.599 | 1975.039
27.91 | 190.484 | 27.755 | 1965.951
28.065 | 185.146 | 27.91 | 1954.502
28.219 | 180.272 | 28.065 | 1943.653
28.373 | 175.356 | 28.219 | 1931.074
28.526 | 169.781 | 28.373 | 1917.039
28.679 | 164.277 | 28.526 | 1904.657
28.831 | 161.041 | 28.679 | 1892.935
28.983 | 158.018 | 28.831 | 1878.524
29.135 | 155.047 | 28.983 | 1865.544
29.286 | 151.705 | 29.135 | 1853.891
29.437 | 147.905 | 29.286 | 1840.039
29.587 | 144.438 | 29.437 | 1827.356
29.737 | 141.966 | 29.587 | 1814.08
29.886 | 140.872 | 29.737 | 1801.556
30.035 | 138.856 | 29.886 | 1785.672
30.183 | 136.259 | 30.035 | 1773.319
30.331 | 133.721 | 30.183 | 1764.128
30.479 | 130.95 | 30.331 | 1752.146
30.626 | 128.004 | 30.479 | 1738.112
30.773 | 125.243 | 30.626 | 1726.381
30.919 | 123.072 | 30.773 | 1712.285
31.065 | 120.58 | 30.919 | 1692.981
31.21 | 118.881 | 31.065 | 1676.092
31.355 | 118.524 | 31.21 | 1659.119
31.499 | 117.578 | 31.355 | 1641.09
31.643 | 115.946 | 31.499 | 1626.433
31.787 | 113.642 | 31.643 | 1613.518
31.93 | 110.854 | 31.787 | 1594.341
32.073 | 108.061 | 31.93 | 1576.157
32.215 | 106.993 | 32.073 | 1559.529
32.357 | 106.849 | 32.215 | 1541.421
32.498 | 106.054 | 32.357 | 1524.952
32.639 | 104.215 | 32.498 | 1510.842
32.779 | 102.041 | 32.639 | 1494.669
32.919 | 101.48 | 32.779 | 1477.443
33.059 | 100.639 | 32.919 | 1459.355
33.198 | 99.513 | 33.059 | 1440.711
33.337 | 98.791 | 33.198 | 1419.304
33.475 | 97.504 | 33.337 | 1395.163
33.613 | 94.855 | 33.475 | 1375.542
33.75 | 90.472 | 33.613 | 1355.923
33.887 | 81.279 | 33.75 | 1338.014
34.023 | 70.392 | 33.887 | 1320.196
34.159 | 60.631 | 34.023 | 1304.5
34.295 | 52.18 | 34.159 | 1284.034
34.43 | 47.238 | 34.295 | 1263.375
34.565 | 46.673 | 34.43 | 1243.502
34.699 | 45.668 | 34.565 | 1223.153
34.833 | 44.919 | 34.699 | 1203.627
34.966 | 44.723 | 34.833 | 1187.706
35.099 | 44.672 | 34.966 | 1167.583
35.232 | 45.384 | 35.099 | 1148.692
35.364 | 46.424 | 35.232 | 1130.066
35.496 | 46.678 | 35.364 | 1110.792
35.627 | 46.407 | 35.496 | 1088.373
35.758 | 47.39 | 35.627 | 1064.789
35.888 | 55.81 | 35.758 | 1044.348
36.018 | 68.477 | 35.888 | 1022.475
36.148 | 79.456 | 36.018 | 1001.383
36.277 | 83.236 | 36.148 | 979.834
36.406 | 82.155 | 36.277 | 962.593
36.534 | 73.991 | 36.406 | 940.319
36.662 | 61.138 | 36.534 | 921.613
36.789 | 49.018 | 36.662 | 899.58
36.916 | 41.167 | 36.789 | 883.379
37.043 | 36.036 | 36.916 | 864.239
37.169 | 31.995 | 37.043 | 850.598
37.295 | 28.98 | 37.169 | 832.954
37.42 | 26.604 | 37.295 | 819.467
37.545 | 24.501 | 37.42 | 802.047
37.67 | 23.703 | 37.545 | 786.295
37.794 | 23.523 | 37.67 | 771.318
37.917 | 23.861 | 37.794 | 755.33
38.04 | 24.421 | 37.917 | 733.173
38.163 | 24.959 | 38.04 | 715.727
38.286 | 25.419 | 38.163 | 696.017
38.408 | 25.269 | 38.286 | 678.732
38.529 | 24.387 | 38.408 | 664.162
38.651 | 22.987 | 38.529 | 652.292
38.771 | 21.545 | 38.651 | 639.188
38.892 | 20.885 | 38.771 | 626.22
39.012 | 21.192 | 38.892 | 612.082
39.131 | 20.839 | 39.012 | 598.616
39.25 | 20.309 | 39.131 | 587.418
39.369 | 20.762 | 39.25 | 573.663
39.487 | 22.68 | 39.369 | 558.388
39.605 | 24.294 | 39.487 | 546.16
39.723 | 25.334 | 39.605 | 531.062
39.84 | 26.324 | 39.723 | 516.329
39.957 | 26.966 | 39.84 | 504.846
40.073 | 27.434 | 39.957 | 491.593
40.189 | 26.49 | 40.073 | 480.022
40.189 | 26.49 | 40.073 | 480.022
40.305 | 26.384 | 40.189 | 468.954
40.42 | 26.824 | 40.305 | 459.215
40.535 | 26.441 | 40.42 | 449.609
40.649 | 25.101 | 40.535 | 439.986
40.763 | 24.395 | 40.649 | 427.515
40.877 | 22.718 | 40.763 | 418.894
40.99 | 20.399 | 40.877 | 410.64
41.103 | 18.965 | 40.99 | 401.292
41.215 | 18.874 | 41.103 | 339.118
41.327 | 19.162 | 41.215 | 244.004
41.439 | 19.234 | 41.327 | 174.513
455.669
323.389
196.583
73.469
0
0
0