## No Diffuser
Desire
D60 Tungsten Luxeon TX | 2016-06-06
Diffuser | Beam Angle | Field Angle
None | 10.3 | 20.2
Row Mult
| For Field diameter at any distance, multiply distance by |  |  |  | 0.35625
| For Beam diameter at any distance, multiply distance by |  |  |  | 0.18025
Mode | Candela | Field Lumens | Beam Lumens | Power Consump | Efficacy (lpw)
Boost Full | 255522.92 | 8869.3131 | 4391.4094 | 140 | 63.3522
Regulated Full | 245200 | 8511 | 4214 | 136 | 62.5809
Dist for 1.0 fc
Throw Distance (ft) | 10 | 15 | 20 | 30 | 495.1767
Throw Distance (m) | 3.048 | 4.572 | 6.096 | 9.144 | 150.9299
Field Diameter (ft) | 3.5625 | 5.3438 | 7.1251 | 10.6876
Field Diameter (m) | 1.0859 | 1.6288 | 2.1717 | 3.2576
Illuminance (fc) | 2452 | 1089.7778 | 613 | 272.4444
Illuminance (lux) | 26393.0828 | 11730.259 | 6598.2707 | 2932.5648
Test Distance | Iso-Illuminance Diagram grid lines
193 | 0 | 10 | 20 | 30
| 0 | 0.051813 | 0.10363 | 0.15544
Measurement: Full reg. no difusser - Intensity
Degrees | (Cd)
-16.9493 | 0
-16.8982 | 0
-16.8472 | 0
-16.7961 | 0
-16.745 | 0
-16.694 | 0
-16.6429 | 0
-16.5918 | 0
-16.5408 | 0
-16.4897 | 0
-16.4386 | 0
-16.3876 | 0
-16.3365 | 0
-16.2854 | 0
-16.2344 | 0
-16.1833 | 0
-16.1322 | 0
-16.0812 | 0
-16.0301 | 0
-15.979 | 0
-15.928 | 0
-15.8769 | 0
-15.8258 | 0
-15.7748 | 0
-15.7237 | 0
-15.6726 | 0
-15.6216 | 0
-15.5705 | 0
-15.5194 | 0
-15.4684 | 0
-15.4173 | 0
-15.3662 | 0
-15.3152 | 106.0651
-15.2641 | 397.8126
-15.213 | 699.399
-15.162 | 988.5948
-15.1109 | 1292.637
-15.0598 | 1605.266
-15.0088 | 1981.716
-14.9577 | 2284.453
-14.9066 | 2592.096
-14.8556 | 2902.307
-14.8045 | 3117.392
-14.7534 | 3167.377
-14.7024 | 3216.164
-14.6513 | 3264.453
-14.6002 | 3303.73
-14.5492 | 3341.475
-14.4981 | 3399.956
-14.447 | 3444.767
-14.396 | 3491.829
-14.3449 | 3542.813
-14.2938 | 3602.484
-14.2428 | 3681.452
-14.1917 | 3736
-14.1406 | 3810.529
-14.0896 | 3874.126
-14.0385 | 3938.351
-13.9874 | 4019.147
-13.9364 | 4094.893
-13.8853 | 4175.581
-13.8342 | 4256.901
-13.7832 | 4324.328
-13.7321 | 4414.348
-13.681 | 4489.966
-13.63 | 4567.099
-13.5789 | 4650.048
-13.5278 | 4743.338
-13.4768 | 4864.361
-13.4257 | 4949.006
-13.3746 | 5042.409
-13.3236 | 5124.662
-13.2725 | 5218.381
-13.2214 | 5353.657
-13.1704 | 5455.313
-13.1193 | 5574.621
-13.0682 | 5673.82
-13.0172 | 5782.179
-12.9661 | 5927.967
-12.915 | 6050.88
-12.864 | 6166.266
-12.8129 | 6294.085
-12.7618 | 6420.551
-12.7108 | 6577.785
-12.6597 | 6703.964
-12.6086 | 6850.251
-12.5576 | 6988.414
-12.5065 | 7123.104
-12.4554 | 7313.636
-12.4044 | 7485.845
-12.3533 | 7652.637
-12.3022 | 7820.537
-12.2512 | 7993.396
-12.2001 | 8212.099
-12.149 | 8396.463
-12.098 | 8576.174
-12.0469 | 8764.988
-11.9958 | 8968.3
-11.9448 | 9217.989
-11.8937 | 9411.02
-11.8426 | 9623.291
-11.7916 | 9841.945
-11.7405 | 10072.61
-11.6894 | 10360.54
-11.6384 | 10576.85
-11.5873 | 10822.69
-11.5362 | 11077.21
-11.4852 | 11310.3
-11.4341 | 11632.67
-11.383 | 11896.42
-11.332 | 12167.13
-11.2809 | 12449.18
-11.2298 | 12735.65
-11.1788 | 13112.86
-11.1277 | 13426.87
-11.0766 | 13744.45
-11.0256 | 14055.95
-10.9745 | 14392.77
-10.9234 | 14798.29
-10.8724 | 15142.05
-10.8213 | 15472.54
-10.7702 | 15816.96
-10.7192 | 16156.8
-10.6681 | 16590.58
-10.617 | 16953.97
-10.566 | 17328.03
-10.5149 | 17716.15
-10.4638 | 18101.74
-10.4128 | 18601.8
-10.3617 | 19010.36
-10.3106 | 19437.29
-10.2596 | 19855.29
-10.2085 | 20294.71
-10.1574 | 20846.15
-10.1064 | 21295.34
-10.0553 | 21749.99
-10.0042 | 22238.79
-9.9532 | 22729.81
-9.9021 | 23350.36
-9.851 | 23825.85
-9.8 | 24308.86
-9.7489 | 24806.32
-9.6978 | 25311.99
-9.6468 | 25967.38
-9.5957 | 26522.67
-9.5446 | 27064.72
-9.4936 | 27626.55
-9.4425 | 28175.89
-9.3914 | 28908.18
-9.3404 | 29506.86
-9.2893 | 30114.69
-9.2382 | 30744.66
-9.1872 | 31388.86
-9.1361 | 32144.81
-9.085 | 32757.89
-9.034 | 33394.23
-8.9829 | 34016.17
-8.9318 | 34662.51
-8.8808 | 35498.93
-8.8297 | 36151.68
-8.7786 | 36805.34
-8.7276 | 37491.48
-8.6765 | 38143.65
-8.6254 | 38995.54
-8.5744 | 39682.73
-8.5233 | 40420.66
-8.4722 | 41170.5
-8.4212 | 41899.46
-8.3701 | 42852.5
-8.319 | 43653.93
-8.268 | 44459.21
-8.2169 | 45228.03
-8.1658 | 46045
-8.1148 | 47091.5
-8.0637 | 47901.18
-8.0126 | 48757.78
-7.9615 | 49597.19
-7.9105 | 50437
-7.8594 | 51540.7
-7.8083 | 52438.94
-7.7573 | 53403.72
-7.7062 | 54369.09
-7.6551 | 55343.51
-7.6041 | 56580.41
-7.553 | 57576.76
-7.5019 | 58623.01
-7.4509 | 59674.45
-7.3998 | 60751.6
-7.3487 | 62107
-7.2977 | 63154.75
-7.2466 | 64196.6
-7.1955 | 65290.57
-7.1445 | 66373.98
-7.0934 | 67775.52
-7.0423 | 68923
-6.9913 | 70079.89
-6.9402 | 71256.2
-6.8891 | 72415.95
-6.8381 | 73886.89
-6.787 | 75058.3
-6.7359 | 76247.51
-6.6849 | 77451.05
-6.6338 | 78627.41
-6.5827 | 80131.35
-6.5317 | 81333.41
-6.4806 | 82499.23
-6.4295 | 83711.37
-6.3785 | 84986.22
-6.3274 | 86664.13
-6.2763 | 88059.99
-6.2253 | 89460.19
-6.1742 | 90844.93
-6.1231 | 92316.98
-6.0721 | 94144.48
-6.021 | 95670.75
-5.9699 | 97222.23
-5.9189 | 98805.84
-5.8678 | 100339.4
-5.8167 | 102186.9
-5.7657 | 103687.1
-5.7146 | 105170
-5.6635 | 106733.5
-5.6125 | 108303
-5.5614 | 110184.5
-5.5103 | 111727.1
-5.4593 | 113312.1
-5.4082 | 114862.6
-5.3571 | 116546.1
-5.3061 | 118669.4
-5.255 | 120267.8
-5.2039 | 121984.9
-5.1529 | 123587.7
-5.1018 | 125204.2
-5.0507 | 127271.7
-4.9997 | 128918.5
-4.9486 | 130592
-4.8975 | 132278.5
-4.8465 | 133914.6
-4.7954 | 135981.7
-4.7443 | 137739.4
-4.6933 | 139383.7
-4.6422 | 141114
-4.5911 | 142893.3
-4.5401 | 145131.1
-4.489 | 146808.4
-4.4379 | 148556.3
-4.3869 | 150292.1
-4.3358 | 152041.2
-4.2847 | 154302.8
-4.2337 | 156058.9
-4.1826 | 157814.6
-4.1315 | 159516.8
-4.0805 | 161157.5
-4.0294 | 163248.2
-3.9783 | 164956.4
-3.9273 | 166619.8
-3.8762 | 168273.4
-3.8251 | 169920.2
-3.7741 | 172012.9
-3.723 | 173620.9
-3.6719 | 175234.5
-3.6209 | 176899.1
-3.5698 | 178559.1
-3.5187 | 180617.4
-3.4677 | 182192.6
-3.4166 | 183771.7
-3.3655 | 185287.2
-3.3145 | 186707.7
-3.2634 | 188606.5
-3.2123 | 190194.5
-3.1613 | 191747.6
-3.1102 | 193244.4
-3.0591 | 194711.5
-3.0081 | 196520.3
-2.957 | 197933.1
-2.9059 | 199385.9
-2.8549 | 200877
-2.8038 | 202352.6
-2.7527 | 204076.9
-2.7017 | 205385
-2.6506 | 206750.2
-2.5995 | 208043.3
-2.5485 | 209380.3
-2.4974 | 211043.3
-2.4463 | 212268.9
-2.3953 | 213534.4
-2.3442 | 214733.5
-2.2931 | 215818.9
-2.2421 | 217143
-2.191 | 218186.7
-2.1399 | 219146.5
-2.0889 | 220124.1
-2.0378 | 221060.2
-1.9867 | 222283.8
-1.9357 | 223113.9
-1.8846 | 223898.2
-1.8335 | 224809.8
-1.7825 | 225534.1
-1.7314 | 226492.3
-1.6803 | 227203.6
-1.6293 | 227979.7
-1.5782 | 228899.8
-1.5271 | 229729.4
-1.4761 | 230723.6
-1.425 | 231450.9
-1.3739 | 231915.7
-1.3229 | 232523.1
-1.2718 | 233134.4
-1.2207 | 233679.3
-1.1697 | 234122
-1.1186 | 234437.1
-1.0675 | 234572.5
-1.0165 | 234848.6
-0.9654 | 235045.3
-0.91434 | 235473.5
-0.86327 | 235809.1
-0.8122 | 236121.5
-0.76114 | 236539.8
-0.71007 | 237327.3
-0.659 | 237972
-0.60794 | 238724.4
-0.55687 | 239436.6
-0.5058 | 239922.7
-0.45474 | 240688.2
-0.40367 | 241212.1
-0.3526 | 241657.4
-0.30154 | 241995.5
-0.25047 | 242292
-0.1994 | 242285.6
-0.14834 | 242206.6
-0.09727 | 241966.9
-0.046203 | 241665.6
0.0048635 | 241435.2
0.05593 | 241012.5
0.107 | 240800.5
0.15806 | 240558.3
0.20913 | 240135.7
0.2602 | 239784.5
0.31126 | 239428.1
0.36233 | 239207.9
0.4134 | 239090.9
0.46446 | 239138.8
0.51553 | 239160.7
0.5666 | 239057.9
0.61766 | 238755.9
0.66873 | 238544
0.7198 | 238336
0.77086 | 237972.7
0.82193 | 237421.3
0.873 | 236971.1
0.92407 | 236337
0.97513 | 235656.7
1.0262 | 234992.1
1.0773 | 234315.6
1.1283 | 233682.9
1.1794 | 233017.4
1.2305 | 232472.6
1.2815 | 231795.8
1.3326 | 230969.3
1.3837 | 230287.9
1.4347 | 229697.2
1.4858 | 229072.3
1.5369 | 228322.9
1.5879 | 227305.5
1.639 | 226667.2
1.6901 | 226077.4
1.7411 | 225497.3
1.7922 | 224995.6
1.8433 | 224330.5
1.8943 | 223865.5
1.9454 | 223292.3
1.9965 | 222632.6
2.0475 | 221992.3
2.0986 | 221185.9
2.1497 | 220342.8
2.2007 | 219442.2
2.2518 | 218542
2.3029 | 217530.7
2.3539 | 216139
2.405 | 214868.3
2.4561 | 213575.7
2.5071 | 212202.2
2.5582 | 210818.5
2.6093 | 209154.4
2.6603 | 207826
2.7114 | 206462.5
2.7625 | 204972.6
2.8135 | 203502.1
2.8646 | 201689.8
2.9157 | 200334.4
2.9667 | 199003.1
3.0178 | 197694
3.0689 | 196353.2
3.1199 | 194541.3
3.171 | 193051.4
3.2221 | 191558
3.2731 | 190137.4
3.3242 | 188638.2
3.3753 | 186640.9
3.4263 | 185002.7
3.4774 | 183340.5
3.5285 | 181598.7
3.5795 | 179845.9
3.6306 | 177655
3.6817 | 175852.2
3.7327 | 173951.1
3.7838 | 172079.1
3.8349 | 170319.3
3.8859 | 168064.6
3.937 | 166118.9
3.9881 | 164200.7
4.0391 | 162319.8
4.0902 | 160401.4
4.1413 | 158082.9
4.1923 | 156190.4
4.2434 | 154325.7
4.2945 | 152443.3
4.3455 | 150466
4.3966 | 148047.1
4.4477 | 146268.3
4.4987 | 144437.9
4.5498 | 142594.5
4.6009 | 140769.1
4.6519 | 138418.4
4.703 | 136547
4.7541 | 134700.5
4.8051 | 132827.8
4.8562 | 130904.6
4.9073 | 128455
4.9583 | 126540
5.0094 | 124673.1
5.0605 | 122757.3
5.1115 | 120825
5.1626 | 118476.5
5.2137 | 116588.8
5.2647 | 114717.4
5.3158 | 112904.8
5.3669 | 111238.3
5.4179 | 109127.2
5.469 | 107401.6
5.5201 | 105655.7
5.5711 | 104029.3
5.6222 | 102417.5
5.6733 | 100442.6
5.7243 | 98904.73
5.7754 | 97422.06
5.8265 | 95979.17
5.8775 | 94618.16
5.9286 | 93068.49
5.9797 | 91766.04
6.0307 | 90436.09
6.0818 | 89090.29
6.1329 | 87865.3
6.1839 | 86329.37
6.235 | 85160.73
6.2861 | 83928.29
6.3371 | 82635.17
6.3882 | 81293.06
6.4393 | 79667.43
6.4903 | 78432.57
6.5414 | 77314.27
6.5925 | 76242.81
6.6435 | 75091.47
6.6946 | 73645.99
6.7457 | 72533.28
6.7967 | 71490.98
6.8478 | 70475.32
6.8989 | 69447.06
6.9499 | 68179.21
7.001 | 67156.98
7.0521 | 66112.38
7.1031 | 65099.64
7.1542 | 64163.85
7.2053 | 62999.8
7.2563 | 62131.98
7.3074 | 61230.4
7.3585 | 60393.3
7.4095 | 59563.24
7.4606 | 58532.85
7.5117 | 57755.77
7.5627 | 56992.91
7.6138 | 56292.05
7.6649 | 55533.52
7.7159 | 54555.69
7.767 | 53805.84
7.8181 | 53086.54
7.8691 | 52318.26
7.9202 | 51614.96
7.9713 | 50740.33
8.0223 | 50014.6
8.0734 | 49308.34
8.1245 | 48553.38
8.1755 | 47853.2
8.2266 | 47018.3
8.2777 | 46310.48
8.3287 | 45651.23
8.3798 | 45039.12
8.4309 | 44408.04
8.4819 | 43587.03
8.533 | 42978.32
8.5841 | 42402.83
8.6351 | 41821.37
8.6862 | 41237.39
8.7373 | 40512.7
8.7883 | 39950.28
8.8394 | 39340.43
8.8905 | 38788.07
8.9415 | 38219.6
8.9926 | 37535.22
9.0437 | 37010.8
9.0947 | 36435.58
9.1458 | 35860.72
9.1969 | 35294.3
9.2479 | 34625.8
9.299 | 34108.04
9.3501 | 33564.34
9.4011 | 33018.85
9.4522 | 32502.56
9.5033 | 31861.75
9.5543 | 31323.6
9.6054 | 30815.04
9.6565 | 30325.45
9.7075 | 29835.66
9.7586 | 29224.15
9.8097 | 28742.3
9.8607 | 28281.26
9.9118 | 27821.79
9.9629 | 27376.21
10.0139 | 26856.76
10.065 | 26442.62
10.1161 | 26019.2
10.1671 | 25634.23
10.2182 | 25247.08
10.2693 | 24746.91
10.3203 | 24368.37
10.3714 | 23973.85
10.4225 | 23619.45
10.4735 | 23244.87
10.5246 | 22770.1
10.5757 | 22411.09
10.6267 | 22091.01
10.6778 | 21737.13
10.7289 | 21391.92
10.7799 | 21003.78
10.831 | 20672.81
10.8821 | 20348.98
10.9331 | 20019.21
10.9842 | 19715.15
11.0353 | 19292.92
11.0863 | 18962.96
11.1374 | 18639.07
11.1885 | 18303.67
11.2395 | 17968.58
11.2906 | 17540.63
11.3417 | 17216.7
11.3927 | 16915.8
11.4438 | 16637.2
11.4949 | 16374.6
11.5459 | 16071.75
11.597 | 15819.52
11.6481 | 15567.53
11.6991 | 15323.55
11.7502 | 15101.81
11.8013 | 14824.82
11.8523 | 14623.88
11.9034 | 14373.86
11.9545 | 14129.76
12.0055 | 13897.76
12.0566 | 13620.51
12.1077 | 13406.72
12.1587 | 13170.45
12.2098 | 12947.87
12.2609 | 12709.17
12.3119 | 12428.9
12.363 | 12211.85
12.4141 | 11987.88
12.4651 | 11777.6
12.5162 | 11583.62
12.5673 | 11317.08
12.6183 | 11120.23
12.6694 | 10929.61
12.7205 | 10742.33
12.7715 | 10585.12
12.8226 | 10373.08
12.8737 | 10198.67
12.9247 | 10031.59
12.9758 | 9854.149
13.0269 | 9688.25
13.0779 | 9521.798
13.129 | 9359.263
13.1801 | 9204.377
13.2311 | 9067.412
13.2822 | 8912.755
13.3333 | 8749.274
13.3843 | 8639.512
13.4354 | 8503.621
13.4865 | 8381.044
13.5375 | 8231.654
13.5886 | 8064.217
13.6397 | 7958.82
13.6907 | 7832.408
13.7418 | 7698.116
13.7929 | 7576.012
13.8439 | 7393.428
13.895 | 7275.726
13.9461 | 7152.004
13.9971 | 7045.88
14.0482 | 6926.183
14.0993 | 6780.392
14.1503 | 6643.04
14.2014 | 6537.415
14.2525 | 6444.258
14.3035 | 6366.701
14.3546 | 6270.789
14.4057 | 6172.753
14.4567 | 6096.359
14.5078 | 6030.86
14.5589 | 5978.38
14.6099 | 5895.062
14.661 | 5836.2
14.7121 | 5758.836
14.7631 | 5676.847
14.8142 | 5588.017
14.8653 | 5497.193
14.9163 | 5424.53
14.9674 | 5330.741
15.0185 | 5225.688
15.0695 | 5125.436
15.1206 | 5021.287
15.1717 | 4936.115
15.2227 | 4873.718
15.2738 | 4806.589
15.3249 | 4732.76
15.3759 | 4636.937
15.427 | 4567.228
15.4781 | 4498.11
15.5291 | 4435.972
15.5802 | 4374.277
15.6313 | 4304.35
15.6823 | 4237.31
15.7334 | 4166.716
15.7845 | 4095.807
15.8356 | 4035.309
15.8866 | 3975.061
15.9377 | 3943.595
15.9888 | 3909.248
16.0398 | 3877.357
16.0909 | 3830.638
16.142 | 3778.439
16.193 | 3753.079
16.2441 | 3718.187
16.2952 | 3689.134
16.3462 | 3649.986
16.3973 | 3573.851
16.4484 | 3519.948
16.4994 | 3467.708
16.5505 | 3424.885
16.6016 | 3379.496
16.6526 | 3316.666
16.7037 | 3273.668
16.7548 | 3251.941
16.8058 | 3225.822
16.8569 | 3206.09
16.908 | 3192.802
Degrees | (Cd)
-16.9493 | 0
-16.8982 | 0
-16.8472 | 0
-16.7961 | 0
-16.745 | 0
-16.694 | 0
-16.6429 | 0
-16.5918 | 0
-16.5408 | 0
-16.4897 | 0
-16.4386 | 0
-16.3876 | 0
-16.3365 | 0
-16.2854 | 0
-16.2344 | 0
-16.1833 | 0
-16.1322 | 0
-16.0812 | 0
-16.0301 | 0
-15.979 | 0
-15.928 | 0
-15.8769 | 0
-15.8258 | 0
-15.7748 | 0
-15.7237 | 0
-15.6726 | 0
-15.6216 | 0
-15.5705 | 0
-15.5194 | 0
-15.4684 | 0
-15.4173 | 0
-15.3662 | 0
-15.3152 | 0
-15.2641 | 0
-15.213 | 0
-15.162 | 0
-15.1109 | 0
-15.0598 | 0
-15.0088 | 0
-14.9577 | 0
-14.9066 | 0
-14.8556 | 0
-14.8045 | 0
-14.7534 | 0
-14.7024 | 0
-14.6513 | 0
-14.6002 | 0
-14.5492 | 0
-14.4981 | 0
-14.447 | 0
-14.396 | 0
-14.3449 | 0
-14.2938 | 0
-14.2428 | 0
-14.1917 | 0
-14.1406 | 0
-14.0896 | 0
-14.0385 | 0
-13.9874 | 0
-13.9364 | 0
-13.8853 | 0
-13.8342 | 0
-13.7832 | 0
-13.7321 | 0
-13.681 | 0
-13.63 | 0
-13.5789 | 0
-13.5278 | 0
-13.4768 | 0
-13.4257 | 0
-13.3746 | 0
-13.3236 | 0
-13.2725 | 0
-13.2214 | 0
-13.1704 | 0
-13.1193 | 0
-13.0682 | 0
-13.0172 | 604.9271
-12.9661 | 1778.696
-12.915 | 2626.76
-12.864 | 3494.115
-12.8129 | 4387.095
-12.7618 | 5278.281
-12.7108 | 6494.116
-12.6597 | 7474.475
-12.6086 | 8463.217
-12.5576 | 9221.394
-12.5065 | 9507.303
-12.4554 | 9766.007
-12.4044 | 9953.973
-12.3533 | 10135.85
-12.3022 | 10308.27
-12.2512 | 10507.5
-12.2001 | 10768.14
-12.149 | 10965.51
-12.098 | 11200.15
-12.0469 | 11442.45
-11.9958 | 11650.17
-11.9448 | 11931.96
-11.8937 | 12169.29
-11.8426 | 12433.67
-11.7916 | 12708.99
-11.7405 | 12982.6
-11.6894 | 13322.78
-11.6384 | 13598.72
-11.5873 | 13858.48
-11.5362 | 14145.75
-11.4852 | 14460.66
-11.4341 | 14824.54
-11.383 | 15144.73
-11.332 | 15450.84
-11.2809 | 15753.79
-11.2298 | 16076.84
-11.1788 | 16492.76
-11.1277 | 16840.64
-11.0766 | 17197.78
-11.0256 | 17555.63
-10.9745 | 17928.42
-10.9234 | 18398.39
-10.8724 | 18776.28
-10.8213 | 19151.37
-10.7702 | 19559.45
-10.7192 | 19958.75
-10.6681 | 20463.96
-10.617 | 20832.36
-10.566 | 21237.41
-10.5149 | 21659.41
-10.4638 | 22099.55
-10.4128 | 22616.32
-10.3617 | 23033.78
-10.3106 | 23476.52
-10.2596 | 23918.32
-10.2085 | 24375.8
-10.1574 | 24957.09
-10.1064 | 25430.31
-10.0553 | 25905.39
-10.0042 | 26343.9
-9.9532 | 26823.09
-9.9021 | 27471.47
-9.851 | 27976.33
-9.8 | 28484.78
-9.7489 | 28980.34
-9.6978 | 29495.48
-9.6468 | 30180.95
-9.5957 | 30731.88
-9.5446 | 31285.38
-9.4936 | 31867.69
-9.4425 | 32440.37
-9.3914 | 33145.54
-9.3404 | 33737.42
-9.2893 | 34348.93
-9.2382 | 34971.56
-9.1872 | 35588.94
-9.1361 | 36343.91
-9.085 | 36967.41
-9.034 | 37564.44
-8.9829 | 38187.95
-8.9318 | 38852.16
-8.8808 | 39689.27
-8.8297 | 40348.1
-8.7786 | 41013.49
-8.7276 | 41679.72
-8.6765 | 42357.53
-8.6254 | 43233
-8.5744 | 43995.07
-8.5233 | 44746.47
-8.4722 | 45466.24
-8.4212 | 46248.86
-8.3701 | 47179.53
-8.319 | 47969.17
-8.268 | 48750.72
-8.2169 | 49525.39
-8.1658 | 50318.95
-8.1148 | 51291.18
-8.0637 | 52086.7
-8.0126 | 52914.84
-7.9615 | 53786.16
-7.9105 | 54650.63
-7.8594 | 55765.77
-7.8083 | 56634.32
-7.7573 | 57509.36
-7.7062 | 58429.92
-7.6551 | 59347.83
-7.6041 | 60523.53
-7.553 | 61555.24
-7.5019 | 62624.92
-7.4509 | 63611.5
-7.3998 | 64611.62
-7.3487 | 65898.84
-7.2977 | 66941.68
-7.2466 | 68001.26
-7.1955 | 69072.49
-7.1445 | 70166.84
-7.0934 | 71542.95
-7.0423 | 72554.57
-6.9913 | 73575.16
-6.9402 | 74634.49
-6.8891 | 75770.09
-6.8381 | 77158.55
-6.787 | 78320.95
-6.7359 | 79527.62
-6.6849 | 80782.23
-6.6338 | 82014.1
-6.5827 | 83479.11
-6.5317 | 84821.98
-6.4806 | 86109.4
-6.4295 | 87372.36
-6.3785 | 88673.83
-6.3274 | 90295.13
-6.2763 | 91577.95
-6.2253 | 92811.46
-6.1742 | 94059.38
-6.1231 | 95397.73
-6.0721 | 97084.12
-6.021 | 98325.87
-5.9699 | 99821.09
-5.9189 | 101305.2
-5.8678 | 102785
-5.8167 | 104794.4
-5.7657 | 106427.2
-5.7146 | 108093.1
-5.6635 | 109682.1
-5.6125 | 111240.4
-5.5614 | 113353.1
-5.5103 | 114971.5
-5.4593 | 116572.6
-5.4082 | 118249.8
-5.3571 | 119826.6
-5.3061 | 121894.6
-5.255 | 123459.1
-5.2039 | 125124.5
-5.1529 | 126796.9
-5.1018 | 128523
-5.0507 | 130613.1
-4.9997 | 132335.8
-4.9486 | 133915.8
-4.8975 | 135567.6
-4.8465 | 137325.5
-4.7954 | 139505.4
-4.7443 | 141310.5
-4.6933 | 143099.9
-4.6422 | 144941.7
-4.5911 | 146717.5
-4.5401 | 148923.9
-4.489 | 150802.4
-4.4379 | 152664.3
-4.3869 | 154479.3
-4.3358 | 156137.4
-4.2847 | 158406
-4.2337 | 160168.9
-4.1826 | 161860.3
-4.1315 | 163505.8
-4.0805 | 165219.9
-4.0294 | 167417.8
-3.9783 | 169159
-3.9273 | 170897.1
-3.8762 | 172687.1
-3.8251 | 174467.5
-3.7741 | 176439.6
-3.723 | 178123.3
-3.6719 | 179839.6
-3.6209 | 181600.3
-3.5698 | 183284.6
-3.5187 | 185393.2
-3.4677 | 186949.5
-3.4166 | 188442.6
-3.3655 | 189939.8
-3.3145 | 191469.1
-3.2634 | 193387.7
-3.2123 | 194823.9
-3.1613 | 196175.7
-3.1102 | 197544.5
-3.0591 | 198949
-3.0081 | 200636.3
-2.957 | 202147.1
-2.9059 | 203557.4
-2.8549 | 204968.9
-2.8038 | 206349.8
-2.7527 | 208062.2
-2.7017 | 209336.1
-2.6506 | 210721.9
-2.5995 | 212006.8
-2.5485 | 213288
-2.4974 | 214617.2
-2.4463 | 215758.4
-2.3953 | 216808.9
-2.3442 | 217852.1
-2.2931 | 218916.8
-2.2421 | 220104.5
-2.191 | 221112.8
-2.1399 | 221934.3
-2.0889 | 222817.5
-2.0378 | 223557
-1.9867 | 224737.6
-1.9357 | 225728
-1.8846 | 226462
-1.8335 | 227132.2
-1.7825 | 227823.6
-1.7314 | 229144.1
-1.6803 | 230044.3
-1.6293 | 231023.7
-1.5782 | 231834.8
-1.5271 | 232695.2
-1.4761 | 233449.3
-1.425 | 233958
-1.3739 | 234516
-1.3229 | 234881.2
-1.2718 | 235197.7
-1.2207 | 235648.6
-1.1697 | 236093.8
-1.1186 | 236546
-1.0675 | 236915.5
-1.0165 | 237399.7
-0.9654 | 238262.5
-0.91434 | 238991.1
-0.86327 | 239724.4
-0.8122 | 240402.8
-0.76114 | 240893.8
-0.71007 | 241153.6
-0.659 | 241202.5
-0.60794 | 241211.2
-0.55687 | 241514.9
-0.5058 | 241573.9
-0.45474 | 241254.3
-0.40367 | 241279.5
-0.3526 | 241373.3
-0.30154 | 241499.6
-0.25047 | 241734.8
-0.1994 | 241912.2
-0.14834 | 242117.5
-0.09727 | 241911.5
-0.046203 | 241640.6
0.0048635 | 241435.2
0.05593 | 241285.9
0.107 | 241054.7
0.15806 | 240633.3
0.20913 | 240336.5
0.2602 | 239886
0.31126 | 239572.8
0.36233 | 239281.1
0.4134 | 239380
0.46446 | 239483.5
0.51553 | 239449.5
0.5666 | 239247
0.61766 | 238892.9
0.66873 | 238478
0.7198 | 237909.9
0.77086 | 237047.1
0.82193 | 236146.6
0.873 | 235473.7
0.92407 | 234809.2
0.97513 | 234023.9
1.0262 | 233230.2
1.0773 | 232366.6
1.1283 | 231640.5
1.1794 | 231065.6
1.2305 | 230603.9
1.2815 | 230217
1.3326 | 229661.6
1.3837 | 229041.8
1.4347 | 228177
1.4858 | 227286.9
1.5369 | 226411.7
1.5879 | 225416.5
1.639 | 224447.7
1.6901 | 223235.1
1.7411 | 221935.8
1.7922 | 220592.9
1.8433 | 218941.9
1.8943 | 217742
1.9454 | 216542.5
1.9965 | 215426.5
2.0475 | 214464.7
2.0986 | 213159.2
2.1497 | 212398.4
2.2007 | 211723.1
2.2518 | 211106.6
2.3029 | 210436.5
2.3539 | 209429
2.405 | 208566.5
2.4561 | 207735.7
2.5071 | 206744.5
2.5582 | 205593.6
2.6093 | 204000.8
2.6603 | 202688.3
2.7114 | 201314.3
2.7625 | 199756.5
2.8135 | 198207.2
2.8646 | 196190.8
2.9157 | 194613.9
2.9667 | 193059.2
3.0178 | 191483.5
3.0689 | 189823.3
3.1199 | 187725.8
3.171 | 186015.7
3.2221 | 184324.9
3.2731 | 182739.7
3.3242 | 181174
3.3753 | 179179.5
3.4263 | 177547.5
3.4774 | 175916.5
3.5285 | 174266.6
3.5795 | 172608.8
3.6306 | 170686.3
3.6817 | 169011
3.7327 | 167388.9
3.7838 | 165632.4
3.8349 | 163915.8
3.8859 | 161629
3.937 | 159690.1
3.9881 | 157812.2
4.0391 | 155984.4
4.0902 | 154269.4
4.1413 | 151921.8
4.1923 | 150116.1
4.2434 | 148270.6
4.2945 | 146436.5
4.3455 | 144649.5
4.3966 | 142387
4.4477 | 140725.7
4.4987 | 138948.5
4.5498 | 137120.1
4.6009 | 135311.3
4.6519 | 133203.8
4.703 | 131468.6
4.7541 | 129794.3
4.8051 | 128126
4.8562 | 126441
4.9073 | 124373.1
4.9583 | 122751.2
5.0094 | 121145.7
5.0605 | 119549.6
5.1115 | 117886
5.1626 | 115798.3
5.2137 | 114231.2
5.2647 | 112653
5.3158 | 111042.4
5.3669 | 109505.4
5.4179 | 107476.8
5.469 | 105852
5.5201 | 104319.5
5.5711 | 102807.1
5.6222 | 101358.6
5.6733 | 99542.45
5.7243 | 98078.11
5.7754 | 96675.62
5.8265 | 95284.48
5.8775 | 93902.62
5.9286 | 92236.75
5.9797 | 90928.55
6.0307 | 89558.11
6.0818 | 88181.46
6.1329 | 86809.83
6.1839 | 85178.44
6.235 | 83874.09
6.2861 | 82575.44
6.3371 | 81315.57
6.3882 | 80078.78
6.4393 | 78553.94
6.4903 | 77335.42
6.5414 | 76214.95
6.5925 | 75113.52
6.6435 | 73965.28
6.6946 | 72456.52
6.7457 | 71346.2
6.7967 | 70244.7
6.8478 | 69198.13
6.8989 | 68151.69
6.9499 | 66813.19
7.001 | 65790.41
7.0521 | 64730.04
7.1031 | 63690.47
7.1542 | 62726.35
7.2053 | 61531.61
7.2563 | 60574.57
7.3074 | 59645.66
7.3585 | 58731.66
7.4095 | 57886.23
7.4606 | 56792.34
7.5117 | 55940.89
7.5627 | 55097.74
7.6138 | 54297.85
7.6649 | 53461.13
7.7159 | 52468.63
7.767 | 51644.49
7.8181 | 50825.51
7.8691 | 49996.81
7.9202 | 49146.73
7.9713 | 48192.43
8.0223 | 47436.57
8.0734 | 46689.49
8.1245 | 45911.05
8.1755 | 45209.95
8.2266 | 44321.05
8.2777 | 43671.89
8.3287 | 43010.34
8.3798 | 42378.15
8.4309 | 41741.74
8.4819 | 40928.74
8.533 | 40297.48
8.5841 | 39670.55
8.6351 | 39077.25
8.6862 | 38458.64
8.7373 | 37690.9
8.7883 | 37098.18
8.8394 | 36498.68
8.8905 | 35928.93
8.9415 | 35404.51
8.9926 | 34666.01
9.0437 | 34088.62
9.0947 | 33530.56
9.1458 | 32971.23
9.1969 | 32404.02
9.2479 | 31700.64
9.299 | 31162.69
9.3501 | 30619.79
9.4011 | 30050.6
9.4522 | 29538.54
9.5033 | 28922.42
9.5543 | 28403.78
9.6054 | 27917.34
9.6565 | 27422.3
9.7075 | 26945.93
9.7586 | 26376.84
9.8097 | 25901.16
9.8607 | 25477.09
9.9118 | 25016.88
9.9629 | 24565.52
10.0139 | 23986.48
10.065 | 23563.19
10.1161 | 23152.88
10.1671 | 22749.81
10.2182 | 22343.22
10.2693 | 21818.64
10.3203 | 21391.58
10.3714 | 20972.16
10.4225 | 20576.27
10.4735 | 20191.37
10.5246 | 19750.25
10.5757 | 19385.18
10.6267 | 18991.75
10.6778 | 18629.66
10.7289 | 18278.1
10.7799 | 17852.5
10.831 | 17536.59
10.8821 | 17225.38
10.9331 | 16916.83
10.9842 | 16612.55
11.0353 | 16227.48
11.0863 | 15919.45
11.1374 | 15628.2
11.1885 | 15313.87
11.2395 | 15009.75
11.2906 | 14666.22
11.3417 | 14392.18
11.3927 | 14119.02
11.4438 | 13839.24
11.4949 | 13578.61
11.5459 | 13251.96
11.597 | 13006.24
11.6481 | 12765.69
11.6991 | 12529.22
11.7502 | 12295.64
11.8013 | 11998.01
11.8523 | 11779.71
11.9034 | 11566.43
11.9545 | 11363.85
12.0055 | 11139.42
12.0566 | 10879.72
12.1077 | 10658.16
12.1587 | 10439.73
12.2098 | 10245.4
12.2609 | 10055.38
12.3119 | 9810.292
12.363 | 9592.652
12.4141 | 9383.932
12.4651 | 9208.099
12.5162 | 9034.629
12.5673 | 8370.436
12.6183 | 7463.141
12.6694 | 6568.173
12.7205 | 5684.832
12.7715 | 4812.041
12.8226 | 3718.901
12.8737 | 2855.986
12.9247 | 2000.032
12.9758 | 1145.02
13.0269 | 336.4871
13.0779 | 0
13.129 | 0
13.1801 | 0
13.2311 | 0
13.2822 | 0
13.3333 | 0
13.3843 | 0
13.4354 | 0
13.4865 | 0
13.5375 | 0
13.5886 | 0
13.6397 | 0
13.6907 | 0
13.7418 | 0
13.7929 | 0
13.8439 | 0
13.895 | 0
13.9461 | 0
13.9971 | 0
14.0482 | 0
14.0993 | 0
14.1503 | 0
14.2014 | 0
14.2525 | 0
14.3035 | 0
14.3546 | 0
14.4057 | 0
14.4567 | 0
14.5078 | 0
14.5589 | 0
14.6099 | 0
14.661 | 0
14.7121 | 0
14.7631 | 0
14.8142 | 0
14.8653 | 0
14.9163 | 0
14.9674 | 0
15.0185 | 0
15.0695 | 0
15.1206 | 0
15.1717 | 0
15.2227 | 0
15.2738 | 0
15.3249 | 0
15.3759 | 0
15.427 | 0
15.4781 | 0
15.5291 | 0
15.5802 | 0
15.6313 | 0
15.6823 | 0
15.7334 | 0
15.7845 | 0
15.8356 | 0
15.8866 | 0
15.9377 | 0
15.9888 | 0
16.0398 | 0
16.0909 | 0
16.142 | 0
16.193 | 0
16.2441 | 0
16.2952 | 0
16.3462 | 0
16.3973 | 0
16.4484 | 0
16.4994 | 0
16.5505 | 0
16.6016 | 0
16.6526 | 0
16.7037 | 0
16.7548 | 0
16.8058 | 0
16.8569 | 0
16.908 | 0

## VNR
Desire
D60 Tungsten Luxeon TX | 2016-08-01
Diffuser | Beam Angle | Field Angle
Very Narrow Round | 11.9 | 22.9
Row Mult
| For Field diameter at any distance, multiply distance by |  |  |  | 0.40509
| For Beam diameter at any distance, multiply distance by |  |  |  | 0.20844
Mode | Candela | Field Lumens | Beam Lumens | Power Consump | Efficacy (lpw)
Boost Full | 182367.5 | 8253.432 | 4012.085 | 140 | 58.9531
Regulated Full | 175000 | 7920 | 3850 | 135 | 58.6667
Dist for 1.0 fc
Throw Distance (ft) | 10 | 15 | 20 | 30 | 418.33
Throw Distance (m) | 3.048 | 4.572 | 6.096 | 9.144 | 127.507
Field Diameter (ft) | 4.0509 | 6.0763 | 8.1017 | 12.1526
Field Diameter (m) | 1.2347 | 1.8521 | 2.4694 | 3.7041
Illuminance (fc) | 1750 | 777.7778 | 437.5 | 194.4444
Illuminance (lux) | 18836.825 | 8371.9222 | 4709.2063 | 2092.9806
Test Distance | Iso-Illuminance Diagram grid lines
197 | 0 | 10 | 20 | 30
| 0 | 0.050761 | 0.10152 | 0.15228
Measurement: VNR full reg. - Intensity
Degrees | (Cd)
-16.623 | 0
-16.573 | 0
-16.5229 | 0
-16.4728 | 0
-16.4227 | 0
-16.3726 | 0
-16.3225 | 0
-16.2725 | 0
-16.2224 | 0
-16.1723 | 0
-16.1222 | 0
-16.0721 | 0
-16.022 | 0
-15.972 | 0
-15.9219 | 0
-15.8718 | 0
-15.8217 | 0
-15.7716 | 0
-15.7215 | 0
-15.6715 | 0
-15.6214 | 0
-15.5713 | 0
-15.5212 | 0
-15.4711 | 0
-15.421 | 0
-15.371 | 0
-15.3209 | 0
-15.2708 | 0
-15.2207 | 0
-15.1706 | 0
-15.1205 | 0
-15.0704 | 0
-15.0204 | 133.5075
-14.9703 | 566.4448
-14.9202 | 1010.611
-14.8701 | 1531.898
-14.82 | 2156.426
-14.7699 | 2628.656
-14.7199 | 3105.714
-14.6698 | 3586.746
-14.6197 | 4077.862
-14.5696 | 4580.533
-14.5195 | 4960.196
-14.4694 | 5046.615
-14.4194 | 5131.21
-14.3693 | 5246.427
-14.3192 | 5351.263
-14.2691 | 5439.92
-14.219 | 5533.015
-14.1689 | 5639.15
-14.1189 | 5739.79
-14.0688 | 5846.868
-14.0187 | 5944.075
-13.9686 | 6054.195
-13.9185 | 6165.875
-13.8684 | 6297.745
-13.8184 | 6450.996
-13.7683 | 6577.75
-13.7182 | 6708.87
-13.6681 | 6832.443
-13.618 | 6967.259
-13.5679 | 7101.206
-13.5178 | 7244.81
-13.4678 | 7387.232
-13.4177 | 7529.68
-13.3676 | 7715.086
-13.3175 | 7885.691
-13.2674 | 8029.849
-13.2173 | 8183.109
-13.1673 | 8338.407
-13.1172 | 8501.086
-13.0671 | 8664.568
-13.017 | 8827.097
-12.9669 | 8990.806
-12.9169 | 9156.1
-12.8668 | 9382.11
-12.8167 | 9619.415
-12.7666 | 9807.844
-12.7165 | 9995.909
-12.6664 | 10193.62
-12.6163 | 10383.18
-12.5663 | 10576.35
-12.5162 | 10787.32
-12.4661 | 11002.32
-12.416 | 11214.94
-12.3659 | 11476.32
-12.3158 | 11752.4
-12.2658 | 11974.33
-12.2157 | 12199.01
-12.1656 | 12434.54
-12.1155 | 12674.96
-12.0654 | 12919.62
-12.0153 | 13153.54
-11.9652 | 13395.48
-11.9152 | 13656.24
-11.8651 | 13997.29
-11.815 | 14326.87
-11.7649 | 14607.67
-11.7148 | 14887.35
-11.6647 | 15167.75
-11.6147 | 15452.61
-11.5646 | 15737.74
-11.5145 | 16024.19
-11.4644 | 16324.84
-11.4143 | 16617.5
-11.3643 | 17014.48
-11.3142 | 17405.06
-11.2641 | 17701.29
-11.214 | 18031.33
-11.1639 | 18350.47
-11.1138 | 18686.2
-11.0638 | 19031.89
-11.0137 | 19373.23
-10.9636 | 19724.3
-10.9135 | 20085.06
-10.8634 | 20514.55
-10.8133 | 20987.72
-10.7632 | 21375
-10.7132 | 21743.59
-10.6631 | 22127.67
-10.613 | 22512.98
-10.5629 | 22920.15
-10.5128 | 23340.58
-10.4627 | 23728.57
-10.4127 | 24158.54
-10.3626 | 24695.32
-10.3125 | 25246.96
-10.2624 | 25690
-10.2123 | 26146.45
-10.1622 | 26593.04
-10.1121 | 27063.63
-10.0621 | 27522.37
-10.012 | 28000.04
-9.9619 | 28497.83
-9.9118 | 28975.23
-9.8617 | 29576.6
-9.8117 | 30197.71
-9.7616 | 30709.05
-9.7115 | 31205.06
-9.6614 | 31735.66
-9.6113 | 32225.07
-9.5612 | 32758.05
-9.5111 | 33287.75
-9.4611 | 33828.74
-9.411 | 34384.71
-9.3609 | 35067.64
-9.3108 | 35761.54
-9.2607 | 36337.74
-9.2106 | 36944.84
-9.1606 | 37540.91
-9.1105 | 38156.13
-9.0604 | 38757.75
-9.0103 | 39375.29
-8.9602 | 39998.77
-8.9101 | 40610.23
-8.8601 | 41395.29
-8.81 | 42193.64
-8.7599 | 42818.01
-8.7098 | 43459.57
-8.6597 | 44088.02
-8.6096 | 44726.6
-8.5596 | 45346.14
-8.5095 | 45997.45
-8.4594 | 46658.98
-8.4093 | 47318.86
-8.3592 | 48163.02
-8.3091 | 49047.16
-8.2591 | 49745.96
-8.209 | 50437.45
-8.1589 | 51179.62
-8.1088 | 51928.14
-8.0587 | 52683.32
-8.0086 | 53425.38
-7.9586 | 54163.7
-7.9085 | 54951.36
-7.8584 | 55885.55
-7.8083 | 56822.83
-7.7582 | 57619.91
-7.7081 | 58403.28
-7.658 | 59192.04
-7.608 | 60009.89
-7.5579 | 60830.82
-7.5078 | 61665.32
-7.4577 | 62536.19
-7.4076 | 63381.48
-7.3575 | 64458.77
-7.3075 | 65564.16
-7.2574 | 66410.13
-7.2073 | 67279.52
-7.1572 | 68149.4
-7.1071 | 69019.27
-7.057 | 69886.18
-7.007 | 70779.27
-6.9569 | 71656.34
-6.9068 | 72556.76
-6.8567 | 73647.39
-6.8066 | 74803.27
-6.7565 | 75741.33
-6.7065 | 76684.9
-6.6564 | 77586.98
-6.6063 | 78514.26
-6.5562 | 79422.77
-6.5061 | 80356.44
-6.456 | 81255.58
-6.406 | 82153.9
-6.3559 | 83344.63
-6.3058 | 84473.13
-6.2557 | 85416.32
-6.2056 | 86331.88
-6.1555 | 87266.56
-6.1055 | 88168.34
-6.0554 | 89108.62
-6.0053 | 90035.52
-5.9552 | 91048.39
-5.9051 | 92011.35
-5.855 | 93194.07
-5.8049 | 94404.45
-5.7549 | 95301.95
-5.7048 | 96262.35
-5.6547 | 97262.79
-5.6046 | 98264.09
-5.5545 | 99288.09
-5.5044 | 100233.9
-5.4544 | 101105.7
-5.4043 | 102068.5
-5.3542 | 103324.7
-5.3041 | 104558.7
-5.254 | 105593.7
-5.2039 | 106557.9
-5.1539 | 107503.8
-5.1038 | 108495.5
-5.0537 | 109449.1
-5.0036 | 110443.6
-4.9535 | 111452.6
-4.9034 | 112432.8
-4.8534 | 113665.8
-4.8033 | 114821.2
-4.7532 | 115751
-4.7031 | 116742.4
-4.653 | 117737.3
-4.6029 | 118699.6
-4.5529 | 119634.7
-4.5028 | 120644.9
-4.4527 | 121650.3
-4.4026 | 122596.4
-4.3525 | 123776.5
-4.3024 | 124923.5
-4.2524 | 125854.6
-4.2023 | 126785.7
-4.1522 | 127723
-4.1021 | 128630.7
-4.052 | 129610.3
-4.0019 | 130495.4
-3.9518 | 131357.3
-3.9018 | 132277.8
-3.8517 | 133397
-3.8016 | 134466.3
-3.7515 | 135332.6
-3.7014 | 136211.1
-3.6513 | 137050.2
-3.6013 | 137897.8
-3.5512 | 138685.3
-3.5011 | 139495.9
-3.451 | 140318.2
-3.4009 | 141094.4
-3.3508 | 142116.2
-3.3008 | 143151.6
-3.2507 | 143946.8
-3.2006 | 144701.9
-3.1505 | 145405.6
-3.1004 | 146090
-3.0503 | 146807.4
-3.0003 | 147509.9
-2.9502 | 148175.3
-2.9001 | 148885.1
-2.85 | 149738
-2.7999 | 150622.3
-2.7498 | 151328.4
-2.6998 | 152036.8
-2.6497 | 152753.1
-2.5996 | 153494.8
-2.5495 | 154174.9
-2.4994 | 154878.8
-2.4493 | 155553.6
-2.3993 | 156204.1
-2.3492 | 156962.2
-2.2991 | 157641.9
-2.249 | 158224.3
-2.1989 | 158732.4
-2.1488 | 159269.7
-2.0987 | 159790.7
-2.0487 | 160286.8
-1.9986 | 160703.5
-1.9485 | 161228.5
-1.8984 | 161651.1
-1.8483 | 162260.2
-1.7982 | 162855.6
-1.7482 | 163325.7
-1.6981 | 163795.2
-1.648 | 164229.2
-1.5979 | 164643.9
-1.5478 | 165145
-1.4977 | 165650.7
-1.4477 | 166042.1
-1.3976 | 166356.8
-1.3475 | 166665.4
-1.2974 | 167003.2
-1.2473 | 167212.5
-1.1972 | 167447.8
-1.1472 | 167705.4
-1.0971 | 167859.4
-1.047 | 167922.4
-0.99691 | 168071.4
-0.94682 | 168190.2
-0.89674 | 168437.7
-0.84665 | 168727.8
-0.79657 | 169056.6
-0.74649 | 169388.7
-0.6964 | 169762.4
-0.64632 | 170074.8
-0.59624 | 170515.8
-0.54615 | 170978.3
-0.49607 | 171273.5
-0.44598 | 171646
-0.3959 | 171964.2
-0.34582 | 172332.3
-0.29573 | 172457.5
-0.24565 | 172481.2
-0.19557 | 172430.4
-0.14548 | 172323.7
-0.095398 | 172080.7
-0.045314 | 171771.7
0.0047699 | 171547.1
0.054854 | 171251.6
0.10494 | 170975.3
0.15502 | 170639.8
0.20511 | 170346.8
0.25519 | 170123.9
0.30527 | 169845.5
0.35536 | 169568.3
0.40544 | 169436.9
0.45552 | 169433.5
0.50561 | 169290.9
0.55569 | 169129.6
0.60578 | 168856.9
0.65586 | 168554.8
0.70594 | 168079.5
0.75603 | 167671.4
0.80611 | 167254.5
0.85619 | 166849
0.90628 | 166348.4
0.95636 | 165735.2
1.0064 | 165302.6
1.0565 | 164872.8
1.1066 | 164438
1.1567 | 163796.4
1.2068 | 163176.9
1.2569 | 162642.2
1.3069 | 162113.9
1.357 | 161600.5
1.4071 | 161038.8
1.4572 | 160466
1.5073 | 159759.8
1.5574 | 159065.8
1.6075 | 158449.6
1.6575 | 157843.9
1.7076 | 157290.4
1.7577 | 156869.3
1.8078 | 156369
1.8579 | 155935.7
1.908 | 155489.2
1.958 | 154997.4
2.0081 | 154499.3
2.0582 | 154017.6
2.1083 | 153492.7
2.1584 | 152709
2.2085 | 151845.8
2.2585 | 151106.2
2.3086 | 150355.9
2.3587 | 149545.6
2.4088 | 148761.5
2.4589 | 147948.6
2.509 | 147105
2.559 | 146280.8
2.6091 | 145471.2
2.6592 | 144447.6
2.7093 | 143361.3
2.7594 | 142556.8
2.8095 | 141787.3
2.8595 | 140963.2
2.9096 | 140050.8
2.9597 | 139249
3.0098 | 138453.7
3.0599 | 137652.5
3.11 | 136802.4
3.16 | 135738.7
3.2101 | 134721
3.2602 | 133812.9
3.3103 | 132918.6
3.3604 | 132096.1
3.4105 | 131315.5
3.4606 | 130441.1
3.5106 | 129630.1
3.5607 | 128638.1
3.6108 | 127680.1
3.6609 | 126473.5
3.711 | 125344.5
3.7611 | 124484.5
3.8111 | 123590.7
3.8612 | 122617.4
3.9113 | 121688.3
3.9614 | 120704.9
4.0115 | 119655.8
4.0616 | 118730
4.1116 | 117796.3
4.1617 | 116656.3
4.2118 | 115477.4
4.2619 | 114500.6
4.312 | 113549.6
4.3621 | 112631.7
4.4121 | 111669.7
4.4622 | 110785.1
4.5123 | 109860
4.5624 | 108876.9
4.6125 | 107899.9
4.6626 | 106581
4.7126 | 105244.5
4.7627 | 104187.9
4.8128 | 103141.8
4.8629 | 102049.5
4.913 | 100959.7
4.9631 | 99872.65
5.0131 | 98787.02
5.0632 | 97765.48
5.1133 | 96753.52
5.1634 | 95465.88
5.2135 | 94317.93
5.2636 | 93361.83
5.3137 | 92377.52
5.3637 | 91468.87
5.4138 | 90577.08
5.4639 | 89628.23
5.514 | 88721.38
5.5641 | 87785.2
5.6142 | 86838.3
5.6642 | 85709.01
5.7143 | 84565.28
5.7644 | 83685.32
5.8145 | 82839.07
5.8646 | 81932.98
5.9147 | 81015.23
5.9647 | 80176.7
6.0148 | 79305.3
6.0649 | 78411.53
6.115 | 77510.35
6.1651 | 76419.77
6.2152 | 75236.42
6.2652 | 74323.63
6.3153 | 73425.73
6.3654 | 72533.61
6.4155 | 71665.43
6.4656 | 70773.93
6.5157 | 69936.52
6.5657 | 69160.25
6.6158 | 68433.36
6.6659 | 67445.7
6.716 | 66486.7
6.7661 | 65701.02
6.8162 | 64918.96
6.8662 | 64185.28
6.9163 | 63411.88
6.9664 | 62647.68
7.0165 | 61883.25
7.0666 | 61131.42
7.1167 | 60344.5
7.1668 | 59468.59
7.2168 | 58668.07
7.2669 | 57992.36
7.317 | 57280.79
7.3671 | 56541.77
7.4172 | 55877.44
7.4673 | 55223.42
7.5173 | 54588.39
7.5674 | 53945.72
7.6175 | 53271.92
7.6676 | 52402.07
7.7177 | 51512.21
7.7678 | 50816.91
7.8178 | 50190.7
7.8679 | 49573.76
7.918 | 48940.26
7.9681 | 48321.69
8.0182 | 47696.8
8.0683 | 47034.16
8.1183 | 46436.39
8.1684 | 45674.96
8.2185 | 44947.52
8.2686 | 44391.46
8.3187 | 43791.96
8.3688 | 43224.64
8.4188 | 42634.46
8.4689 | 42071.5
8.519 | 41518.66
8.5691 | 40986.93
8.6192 | 40451.49
8.6693 | 39740.75
8.7193 | 39091.2
8.7694 | 38535.21
8.8195 | 37999.95
8.8696 | 37469.74
8.9197 | 36958.17
8.9698 | 36419.84
9.0198 | 35884.2
9.0699 | 35349.85
9.12 | 34834.45
9.1701 | 34228.92
9.2202 | 33614.09
9.2703 | 33142.96
9.3204 | 32679.74
9.3704 | 32212.74
9.4205 | 31742.88
9.4706 | 31306.27
9.5207 | 30877.08
9.5708 | 30468.14
9.6209 | 30019.2
9.6709 | 29483.88
9.721 | 28961.39
9.7711 | 28551.01
9.8212 | 28116.28
9.8713 | 27703.1
9.9214 | 27326.58
9.9714 | 26941.61
10.0215 | 26553.9
10.0716 | 26176.54
10.1217 | 25832.5
10.1718 | 25379.07
10.2219 | 24947.78
10.2719 | 24616.3
10.322 | 24300.86
10.3721 | 23982.63
10.4222 | 23650.35
10.4723 | 23317.9
10.5224 | 23004.19
10.5724 | 22684.3
10.6225 | 22370.43
10.6726 | 21987.3
10.7227 | 21637.9
10.7728 | 21350.25
10.8229 | 21075.87
10.8729 | 20791.08
10.923 | 20509.92
10.9731 | 20205.21
11.0232 | 19901.54
11.0733 | 19616.86
11.1234 | 19347.48
11.1735 | 19008.44
11.2235 | 18623.81
11.2736 | 18354.62
11.3237 | 18095.83
11.3738 | 17847.8
11.4239 | 17597.15
11.474 | 17349.34
11.524 | 17085.47
11.5741 | 16820.56
11.6242 | 16558.33
11.6743 | 16269.76
11.7244 | 16009.89
11.7745 | 15768.87
11.8245 | 15548.04
11.8746 | 15326.4
11.9247 | 15117.53
11.9748 | 14922.21
12.0249 | 14741.84
12.075 | 14559.53
12.125 | 14358.48
12.1751 | 14089.89
12.2252 | 13833.35
12.2753 | 13637.74
12.3254 | 13431
12.3755 | 13213.2
12.4255 | 12978.88
12.4756 | 12764.16
12.5257 | 12564.27
12.5758 | 12386.18
12.6259 | 12214.83
12.676 | 11984.13
12.7261 | 11778.83
12.7761 | 11602.79
12.8262 | 11437.76
12.8763 | 11277.77
12.9264 | 11135.51
12.9765 | 10999.63
13.0266 | 10847.71
13.0766 | 10667.61
13.1267 | 10503.25
13.1768 | 10308.73
13.2269 | 10102.27
13.277 | 9944.872
13.327 | 9786.708
13.3771 | 9640.903
13.4272 | 9499.65
13.4773 | 9348.917
13.5274 | 9220.716
13.5775 | 9104.61
13.6276 | 8976.258
13.6776 | 8809.259
13.7277 | 8629.94
13.7778 | 8503.575
13.8279 | 8386.175
13.878 | 8269.504
13.9281 | 8146.822
13.9781 | 8014.735
14.0282 | 7891.614
14.0783 | 7762.809
14.1284 | 7651.909
14.1785 | 7539.402
14.2286 | 7429.619
14.2787 | 7338.145
14.3287 | 7240.121
14.3788 | 7142.963
14.4289 | 7068.263
14.479 | 6990.143
14.5291 | 6883.493
14.5792 | 6803.813
14.6292 | 6720.073
14.6793 | 6611.328
14.7294 | 6494.061
14.7795 | 6398.098
14.8296 | 6293.661
14.8796 | 6204.136
14.9297 | 6097.146
14.9798 | 6003.146
15.0299 | 5912.515
15.08 | 5808.404
15.1301 | 5706.809
15.1801 | 5594.705
15.2302 | 5476.522
15.2803 | 5393.271
15.3304 | 5339.205
15.3805 | 5269.043
15.4306 | 5202.025
15.4807 | 5146.337
15.5307 | 5093.427
15.5808 | 5041.812
15.6309 | 4998.269
15.681 | 4939.814
15.7311 | 4868.772
15.7812 | 4824.375
15.8312 | 4758.325
15.8813 | 4697.67
15.9314 | 4630.4
15.9815 | 4569.669
16.0316 | 4506.185
16.0817 | 4444.335
16.1318 | 4358.419
16.1818 | 4269.107
16.2319 | 4206.579
16.282 | 4138.065
16.3321 | 4078.151
16.3822 | 4034.779
16.4322 | 4011.865
16.4823 | 3972.216
16.5324 | 3942.739
16.5825 | 3909.664
Degrees | (Cd)
-16.623 | 0
-16.573 | 0
-16.5229 | 0
-16.4728 | 0
-16.4227 | 0
-16.3726 | 0
-16.3225 | 0
-16.2725 | 0
-16.2224 | 0
-16.1723 | 0
-16.1222 | 0
-16.0721 | 0
-16.022 | 0
-15.972 | 0
-15.9219 | 0
-15.8718 | 0
-15.8217 | 0
-15.7716 | 0
-15.7215 | 0
-15.6715 | 0
-15.6214 | 0
-15.5713 | 0
-15.5212 | 0
-15.4711 | 0
-15.421 | 0
-15.371 | 0
-15.3209 | 0
-15.2708 | 0
-15.2207 | 0
-15.1706 | 0
-15.1205 | 0
-15.0704 | 0
-15.0204 | 0
-14.9703 | 0
-14.9202 | 0
-14.8701 | 0
-14.82 | 0
-14.7699 | 0
-14.7199 | 0
-14.6698 | 0
-14.6197 | 0
-14.5696 | 0
-14.5195 | 0
-14.4694 | 0
-14.4194 | 0
-14.3693 | 0
-14.3192 | 0
-14.2691 | 0
-14.219 | 0
-14.1689 | 0
-14.1189 | 0
-14.0688 | 0
-14.0187 | 0
-13.9686 | 0
-13.9185 | 0
-13.8684 | 0
-13.8184 | 0
-13.7683 | 0
-13.7182 | 0
-13.6681 | 0
-13.618 | 0
-13.5679 | 0
-13.5178 | 0
-13.4678 | 0
-13.4177 | 0
-13.3676 | 0
-13.3175 | 0
-13.2674 | 0
-13.2173 | 0
-13.1673 | 0
-13.1172 | 0
-13.0671 | 0
-13.017 | 0
-12.9669 | 0
-12.9169 | 0
-12.8668 | 0
-12.8167 | 278.545
-12.7666 | 1117.914
-12.7165 | 2128.462
-12.6664 | 3168.847
-12.6163 | 4229.262
-12.5663 | 5323.638
-12.5162 | 6440.56
-12.4661 | 7577.347
-12.416 | 8702.566
-12.3659 | 10358.21
-12.3158 | 11354.51
-12.2658 | 11723.4
-12.2157 | 11948.23
-12.1656 | 12140.14
-12.1155 | 12349.63
-12.0654 | 12533.78
-12.0153 | 12709.99
-11.9652 | 12881.13
-11.9152 | 13099.7
-11.8651 | 13341.52
-11.815 | 13619.81
-11.7649 | 13834.87
-11.7148 | 14043.3
-11.6647 | 14312.75
-11.6147 | 14564.02
-11.5646 | 14809.09
-11.5145 | 15064.34
-11.4644 | 15331.04
-11.4143 | 15593.23
-11.3643 | 15928.81
-11.3142 | 16296.05
-11.2641 | 16577.79
-11.214 | 16869.57
-11.1639 | 17123.6
-11.1138 | 17388.7
-11.0638 | 17683.62
-11.0137 | 17980.67
-10.9636 | 18281.38
-10.9135 | 18579.24
-10.8634 | 18947.91
-10.8133 | 19317.91
-10.7632 | 19627.19
-10.7132 | 19956.15
-10.6631 | 20290.47
-10.613 | 20628.1
-10.5629 | 20979.86
-10.5128 | 21344.19
-10.4627 | 21698.75
-10.4127 | 22050.7
-10.3626 | 22513.7
-10.3125 | 22958.64
-10.2624 | 23340.56
-10.2123 | 23694.86
-10.1622 | 24059.09
-10.1121 | 24419.88
-10.0621 | 24783.7
-10.012 | 25159.34
-9.9619 | 25587.69
-9.9118 | 26010.88
-9.8617 | 26513.66
-9.8117 | 27033.8
-9.7616 | 27435.29
-9.7115 | 27867.24
-9.6614 | 28292.32
-9.6113 | 28747.09
-9.5612 | 29190.16
-9.5111 | 29655.72
-9.4611 | 30090.76
-9.411 | 30560.07
-9.3609 | 31168.66
-9.3108 | 31830.68
-9.2607 | 32317.7
-9.2106 | 32799.3
-9.1606 | 33306.43
-9.1105 | 33807.11
-9.0604 | 34328.96
-9.0103 | 34818.07
-8.9602 | 35319.48
-8.9101 | 35827.64
-8.8601 | 36478.89
-8.81 | 37129.42
-8.7599 | 37704.27
-8.7098 | 38275.5
-8.6597 | 38859.86
-8.6096 | 39418.06
-8.5596 | 40004.42
-8.5095 | 40594.11
-8.4594 | 41198.86
-8.4093 | 41774.05
-8.3592 | 42491.4
-8.3091 | 43244.41
-8.2591 | 43823.96
-8.209 | 44440.16
-8.1589 | 45051.31
-8.1088 | 45685.12
-8.0587 | 46323.53
-8.0086 | 46940.13
-7.9586 | 47582.71
-7.9085 | 48237.71
-7.8584 | 49042.89
-7.8083 | 49879.47
-7.7582 | 50561.84
-7.7081 | 51209.31
-7.658 | 51863.02
-7.608 | 52527.62
-7.5579 | 53175.6
-7.5078 | 53875.19
-7.4577 | 54526.34
-7.4076 | 55198.95
-7.3575 | 56124.16
-7.3075 | 57060.02
-7.2574 | 57810.67
-7.2073 | 58580.09
-7.1572 | 59375.69
-7.1071 | 60178.38
-7.057 | 60990.69
-7.007 | 61728.83
-6.9569 | 62518.72
-6.9068 | 63316.11
-6.8567 | 64213.68
-6.8066 | 65198.23
-6.7565 | 65963.38
-6.7065 | 66710.34
-6.6564 | 67463.72
-6.6063 | 68244.57
-6.5562 | 69039.47
-6.5061 | 69939.64
-6.456 | 70812.05
-6.406 | 71674.51
-6.3559 | 72813.89
-6.3058 | 73868.1
-6.2557 | 74744.17
-6.2056 | 75624.23
-6.1555 | 76540.99
-6.1055 | 77383.96
-6.0554 | 78189.64
-6.0053 | 79028.32
-5.9552 | 79902.57
-5.9051 | 80803.65
-5.855 | 81878.23
-5.8049 | 82972.17
-5.7549 | 83858.87
-5.7048 | 84796.33
-5.6547 | 85679.09
-5.6046 | 86642.96
-5.5545 | 87604.69
-5.5044 | 88494.69
-5.4544 | 89377.85
-5.4043 | 90224.53
-5.3542 | 91361.87
-5.3041 | 92502.18
-5.254 | 93407
-5.2039 | 94359.13
-5.1539 | 95286.77
-5.1038 | 96220.53
-5.0537 | 97160.39
-5.0036 | 98173.12
-4.9535 | 99181.05
-4.9034 | 100133
-4.8534 | 101328
-4.8033 | 102510.5
-4.7532 | 103501.5
-4.7031 | 104488
-4.653 | 105458.2
-4.6029 | 106435.2
-4.5529 | 107446.5
-4.5028 | 108347.4
-4.4527 | 109250
-4.4026 | 110247.5
-4.3525 | 111477.8
-4.3024 | 112706
-4.2524 | 113628.3
-4.2023 | 114543.8
-4.1522 | 115457.5
-4.1021 | 116368.1
-4.052 | 117243
-4.0019 | 118177.5
-3.9518 | 119130.3
-3.9018 | 120091.9
-3.8517 | 121271.4
-3.8016 | 122502.5
-3.7515 | 123475.6
-3.7014 | 124379.7
-3.6513 | 125366.8
-3.6013 | 126264.8
-3.5512 | 127177.4
-3.5011 | 128120.1
-3.451 | 129075.7
-3.4009 | 129986.7
-3.3508 | 131086.8
-3.3008 | 132033.1
-3.2507 | 132892.4
-3.2006 | 133803.4
-3.1505 | 134647.7
-3.1004 | 135474
-3.0503 | 136291.5
-3.0003 | 137137.6
-2.9502 | 137968.8
-2.9001 | 138869.9
-2.85 | 140013.4
-2.7999 | 141119.9
-2.7498 | 142003.8
-2.6998 | 142846.9
-2.6497 | 143654.8
-2.5996 | 144544.9
-2.5495 | 145411.2
-2.4994 | 146212.8
-2.4493 | 146952.3
-2.3993 | 147655.3
-2.3492 | 148543.3
-2.2991 | 149405.2
-2.249 | 150082.9
-2.1989 | 150705.5
-2.1488 | 151365
-2.0987 | 151980.9
-2.0487 | 152639.7
-1.9986 | 153221.8
-1.9485 | 153873.8
-1.8984 | 154558.7
-1.8483 | 155348.7
-1.7982 | 156140.5
-1.7482 | 156809.5
-1.6981 | 157573.3
-1.648 | 158358.3
-1.5979 | 159110
-1.5478 | 159849
-1.4977 | 160608.7
-1.4477 | 161229.5
-1.3976 | 161695.1
-1.3475 | 162285.7
-1.2974 | 162720.3
-1.2473 | 163155.3
-1.1972 | 163604.9
-1.1472 | 163965.1
-1.0971 | 164410.8
-1.047 | 164854.8
-0.99691 | 165329.9
-0.94682 | 165916.7
-0.89674 | 166541.2
-0.84665 | 167421.3
-0.79657 | 168131.7
-0.74649 | 168667.8
-0.6964 | 168947.3
-0.64632 | 169176.7
-0.59624 | 169407.3
-0.54615 | 169619.3
-0.49607 | 169734.8
-0.44598 | 169700.3
-0.3959 | 169771.5
-0.34582 | 170081.2
-0.29573 | 170448.6
-0.24565 | 170813.3
-0.19557 | 171018.8
-0.14548 | 171362.2
-0.095398 | 171430.9
-0.045314 | 171453.5
0.0047699 | 171547.1
0.054854 | 171595.7
0.10494 | 171580
0.15502 | 171371.6
0.20511 | 171303.8
0.25519 | 171080.3
0.30527 | 171128.8
0.35536 | 171155.3
0.40544 | 171369
0.45552 | 171667.3
0.50561 | 171908.5
0.55569 | 172144.8
0.60578 | 172150.5
0.65586 | 172176.6
0.70594 | 171855.7
0.75603 | 171416.5
0.80611 | 171076.4
0.85619 | 170659
0.90628 | 170259.1
0.95636 | 169801.1
1.0064 | 169341.4
1.0565 | 168847.7
1.1066 | 168551.7
1.1567 | 168151.2
1.2068 | 167875.7
1.2569 | 167776.7
1.3069 | 167657.9
1.357 | 167323.8
1.4071 | 166878.1
1.4572 | 166399.7
1.5073 | 165895.4
1.5574 | 165490.1
1.6075 | 165077.4
1.6575 | 164297.6
1.7076 | 163305.7
1.7577 | 162592
1.8078 | 161768.6
1.8579 | 161161.2
1.908 | 160591.3
1.958 | 160005.6
2.0081 | 159533
2.0582 | 159135.2
2.1083 | 158741.6
2.1584 | 158484.3
2.2085 | 158445.5
2.2585 | 158238.9
2.3086 | 158023.6
2.3587 | 157782.4
2.4088 | 157535.1
2.4589 | 157203.4
2.509 | 156773.9
2.559 | 156197
2.6091 | 155602.2
2.6592 | 154816.8
2.7093 | 153823.5
2.7594 | 153119.5
2.8095 | 152420.7
2.8595 | 151735.9
2.9096 | 151051
2.9597 | 150422.2
3.0098 | 149676.7
3.0599 | 148939.2
3.11 | 148171.6
3.16 | 147109.5
3.2101 | 146304.8
3.2602 | 145636.6
3.3103 | 144916
3.3604 | 144186.1
3.4105 | 143376
3.4606 | 142587.7
3.5106 | 141860.2
3.5607 | 141199.1
3.6108 | 140501.2
3.6609 | 139626.5
3.711 | 138541
3.7611 | 137703
3.8111 | 136855.3
3.8612 | 135903
3.9113 | 135038.6
3.9614 | 134141.6
4.0115 | 133230.2
4.0616 | 132270.2
4.1116 | 131297.7
4.1617 | 130156.4
4.2118 | 129010.5
4.2619 | 128035.2
4.312 | 127109.7
4.3621 | 126219.5
4.4121 | 125282.5
4.4622 | 124255.4
4.5123 | 123299
4.5624 | 122397.6
4.6125 | 121458.5
4.6626 | 120274.2
4.7126 | 119124.5
4.7627 | 118196.3
4.8128 | 117311.7
4.8629 | 116424.6
4.913 | 115519.6
4.9631 | 114636.4
5.0131 | 113711.4
5.0632 | 112717.3
5.1133 | 111756.8
5.1634 | 110555.4
5.2135 | 109362
5.2636 | 108411
5.3137 | 107372
5.3637 | 106328.4
5.4138 | 105345.4
5.4639 | 104345.8
5.514 | 103390.8
5.5641 | 102410.7
5.6142 | 101481.7
5.6642 | 100278.7
5.7143 | 99066.66
5.7644 | 98129.2
5.8145 | 97200.93
5.8646 | 96306.3
5.9147 | 95329.9
5.9647 | 94457.57
6.0148 | 93515.23
6.0649 | 92617.16
6.115 | 91639.4
6.1651 | 90499.63
6.2152 | 89354.65
6.2652 | 88423.22
6.3153 | 87533.97
6.3654 | 86595.49
6.4155 | 85717.27
6.4656 | 84795.41
6.5157 | 83846.96
6.5657 | 82905.08
6.6158 | 82020.18
6.6659 | 80812.77
6.716 | 79784.43
6.7661 | 78879.12
6.8162 | 77970.33
6.8662 | 77095.25
6.9163 | 76213.01
6.9664 | 75309.74
7.0165 | 74453.55
7.0666 | 73615.81
7.1167 | 72765.74
7.1668 | 71688.48
7.2168 | 70640.4
7.2669 | 69825.26
7.317 | 68964.7
7.3671 | 68154.33
7.4172 | 67356.97
7.4673 | 66583.96
7.5173 | 65785.98
7.5674 | 64979.64
7.6175 | 64178.04
7.6676 | 63176.29
7.7177 | 62189.67
7.7678 | 61403.51
7.8178 | 60620.41
7.8679 | 59812.52
7.918 | 59026.87
7.9681 | 58235.92
8.0182 | 57522.13
8.0683 | 56779.65
8.1183 | 56046.07
8.1684 | 55100.19
8.2185 | 54232.55
8.2686 | 53521.33
8.3187 | 52845.04
8.3688 | 52191.82
8.4188 | 51542.23
8.4689 | 50847.45
8.519 | 50137.14
8.5691 | 49464.03
8.6192 | 48822.33
8.6693 | 48051.48
8.7193 | 47252.14
8.7694 | 46632.88
8.8195 | 46017
8.8696 | 45375.81
8.9197 | 44714.2
8.9698 | 44143.24
9.0198 | 43577.65
9.0699 | 42994.09
9.12 | 42386.58
9.1701 | 41609.97
9.2202 | 40868.69
9.2703 | 40285.93
9.3204 | 39714.95
9.3704 | 39123.98
9.4205 | 38573
9.4706 | 38025.86
9.5207 | 37446.14
9.5708 | 36888.31
9.6209 | 36370.05
9.6709 | 35734.85
9.721 | 35114.96
9.7711 | 34612.46
9.8212 | 34092.81
9.8713 | 33619.01
9.9214 | 33123.61
9.9714 | 32610.89
10.0215 | 32133.43
10.0716 | 31667.16
10.1217 | 31180.95
10.1718 | 30594.2
10.2219 | 30016.41
10.2719 | 29543.71
10.322 | 29115.87
10.3721 | 28688.01
10.4222 | 28269.09
10.4723 | 27849.87
10.5224 | 27445.83
10.5724 | 27016.17
10.6225 | 26595.61
10.6726 | 26062.52
10.7227 | 25570.79
10.7728 | 25186.05
10.8229 | 24785.59
10.8729 | 24411.54
10.923 | 24037.77
10.9731 | 23665.41
11.0232 | 23301.45
11.0733 | 22979.01
11.1234 | 22647.23
11.1735 | 22209.43
11.2235 | 21776.23
11.2736 | 21473.54
11.3237 | 21134.86
11.3738 | 20782.55
11.4239 | 20435.87
11.474 | 20109.6
11.524 | 19753.5
11.5741 | 19419.67
11.6242 | 19082.9
11.6743 | 18712.77
11.7244 | 18348.83
11.7745 | 18020.18
11.8245 | 17733.82
11.8746 | 17457.15
11.9247 | 17198.4
11.9748 | 16935.66
12.0249 | 16683.59
12.075 | 16410.08
12.125 | 16147.75
12.1751 | 15787.28
12.2252 | 15467.91
12.2753 | 15156.64
12.3254 | 14093.25
12.3755 | 12558.39
12.4255 | 11032.04
12.4756 | 9533.876
12.5257 | 8070.462
12.5758 | 6632.246
12.6259 | 5219.842
12.676 | 3299.472
12.7261 | 1778.838
12.7761 | 499.4019
12.8262 | 0
12.8763 | 0
12.9264 | 0
12.9765 | 0
13.0266 | 0
13.0766 | 0
13.1267 | 0
13.1768 | 0
13.2269 | 0
13.277 | 0
13.327 | 0
13.3771 | 0
13.4272 | 0
13.4773 | 0
13.5274 | 0
13.5775 | 0
13.6276 | 0
13.6776 | 0
13.7277 | 0
13.7778 | 0
13.8279 | 0
13.878 | 0
13.9281 | 0
13.9781 | 0
14.0282 | 0
14.0783 | 0
14.1284 | 0
14.1785 | 0
14.2286 | 0
14.2787 | 0
14.3287 | 0
14.3788 | 0
14.4289 | 0
14.479 | 0
14.5291 | 0
14.5792 | 0
14.6292 | 0
14.6793 | 0
14.7294 | 0
14.7795 | 0
14.8296 | 0
14.8796 | 0
14.9297 | 0
14.9798 | 0
15.0299 | 0
15.08 | 0
15.1301 | 0
15.1801 | 0
15.2302 | 0
15.2803 | 0
15.3304 | 0
15.3805 | 0
15.4306 | 0
15.4807 | 0
15.5307 | 0
15.5808 | 0
15.6309 | 0
15.681 | 0
15.7311 | 0
15.7812 | 0
15.8312 | 0
15.8813 | 0
15.9314 | 0
15.9815 | 0
16.0316 | 0
16.0817 | 0
16.1318 | 0
16.1818 | 0
16.2319 | 0
16.282 | 0
16.3321 | 0
16.3822 | 0
16.4322 | 0
16.4823 | 0
16.5324 | 0
16.5825 | 0

## NR
Desire
D60 Tungsten Luxeon TX | 2016-08-01
Diffuser | Beam Angle | Field Angle
Narrow Round | 16.1 | 30.3
Row Mult
| For Field diameter at any distance, multiply distance by |  |  |  | 0.54151
| For Beam diameter at any distance, multiply distance by |  |  |  | 0.28286
Mode | Candela | Field Lumens | Beam Lumens | Power Consump | Efficacy (lpw)
Boost Full | 105564.73 | 8451.431 | 4237.1786 | 140 | 60.3674
Regulated Full | 101300 | 8110 | 4066 | 136 | 59.6324
Dist for 1.0 fc
Throw Distance (ft) | 10 | 15 | 20 | 30 | 318.2766
Throw Distance (m) | 3.048 | 4.572 | 6.096 | 9.144 | 97.0107
Field Diameter (ft) | 5.4151 | 8.1227 | 10.8303 | 16.2454
Field Diameter (m) | 1.6505 | 2.4758 | 3.3011 | 4.9516
Illuminance (fc) | 1013 | 450.2222 | 253.25 | 112.5556
Illuminance (lux) | 10903.8307 | 4846.147 | 2725.9577 | 1211.5367
Test Distance | Iso-Illuminance Diagram grid lines
148.125 | 0 | 12.5 | 25 | 37.5
| 0 | 0.084388 | 0.16878 | 0.25316
Measurement: NR full reg. - Intensity
Degrees | (Cd)
-21.6588 | 0
-21.5594 | 0
-21.4599 | 0
-21.3605 | 0
-21.2611 | 0
-21.1616 | 0
-21.0622 | 0
-20.9627 | 0
-20.8633 | 0
-20.7639 | 0
-20.6644 | 0
-20.565 | 0
-20.4656 | 0
-20.3661 | 0
-20.2667 | 0
-20.1672 | 0
-20.0678 | 0
-19.9684 | 0
-19.8689 | 0
-19.7695 | 168.1559
-19.67 | 470.8076
-19.5706 | 728.1214
-19.4712 | 980.743
-19.3717 | 1237.821
-19.2723 | 1500.496
-19.1729 | 1806.541
-19.0734 | 2143.967
-18.974 | 2427.371
-18.8745 | 2720.69
-18.7751 | 2857.439
-18.6757 | 2949.764
-18.5762 | 3040.929
-18.4768 | 3121.881
-18.3773 | 3204.781
-18.2779 | 3291.615
-18.1785 | 3399.886
-18.079 | 3505.79
-17.9796 | 3608.604
-17.8802 | 3712.169
-17.7807 | 3819.326
-17.6813 | 3947.201
-17.5818 | 4078.387
-17.4824 | 4193.103
-17.383 | 4314.875
-17.2835 | 4439.39
-17.1841 | 4584
-17.0847 | 4736.311
-16.9852 | 4868.077
-16.8858 | 5002.963
-16.7863 | 5142.324
-16.6869 | 5312.649
-16.5875 | 5483.031
-16.488 | 5637.029
-16.3886 | 5792.901
-16.2892 | 5955.505
-16.1897 | 6153.324
-16.0903 | 6357.205
-15.9909 | 6537.638
-15.8914 | 6722.618
-15.792 | 6909.27
-15.6925 | 7137.939
-15.5931 | 7373.94
-15.4937 | 7583.469
-15.3942 | 7799.907
-15.2948 | 8017.847
-15.1953 | 8280.65
-15.0959 | 8548.542
-14.9965 | 8789.432
-14.897 | 9038.506
-14.7976 | 9289.011
-14.6982 | 9595.435
-14.5987 | 9898.646
-14.4993 | 10171.19
-14.3998 | 10450.61
-14.3004 | 10737.9
-14.201 | 11082.46
-14.1015 | 11432.98
-14.0021 | 11736.37
-13.9026 | 12054.03
-13.8032 | 12376.07
-13.7038 | 12759.24
-13.6043 | 13158.07
-13.5049 | 13510.86
-13.4055 | 13875.55
-13.306 | 14245.78
-13.2066 | 14676.82
-13.1072 | 15126.1
-13.0077 | 15522.01
-12.9083 | 15921.37
-12.8088 | 16331.58
-12.7094 | 16818.11
-12.61 | 17307.24
-12.5105 | 17732.56
-12.4111 | 18165.29
-12.3117 | 18611.43
-12.2122 | 19157.63
-12.1128 | 19710.21
-12.0133 | 20192.73
-11.9139 | 20670.64
-11.8145 | 21165.19
-11.715 | 21755.55
-11.6156 | 22340.17
-11.5161 | 22858.27
-11.4167 | 23379.55
-11.3173 | 23903.95
-11.2178 | 24534.33
-11.1184 | 25160.29
-11.019 | 25706.68
-10.9195 | 26282.46
-10.8201 | 26852.44
-10.7206 | 27545.26
-10.6212 | 28247.71
-10.5218 | 28866.45
-10.4223 | 29486.64
-10.3229 | 30125.63
-10.2234 | 30874.42
-10.124 | 31629.54
-10.0246 | 32292.95
-9.9251 | 32956.03
-9.8257 | 33648.6
-9.7263 | 34463.51
-9.6268 | 35273.28
-9.5274 | 35969.92
-9.4279 | 36680.94
-9.3285 | 37400.64
-9.2291 | 38245.04
-9.1296 | 39095.34
-9.0302 | 39831.27
-8.9308 | 40566.01
-8.8313 | 41293.8
-8.7319 | 42156.66
-8.6324 | 43010.24
-8.533 | 43745.66
-8.4336 | 44487.18
-8.3341 | 45230.77
-8.2347 | 46126.91
-8.1353 | 47021.15
-8.0358 | 47792.61
-7.9364 | 48570.72
-7.8369 | 49349.06
-7.7375 | 50255.59
-7.6381 | 51178.88
-7.5386 | 51993.65
-7.4392 | 52805.34
-7.3398 | 53616.94
-7.2403 | 54579.42
-7.1409 | 55517.95
-7.0414 | 56317.01
-6.942 | 57135.36
-6.8426 | 57951.04
-6.7431 | 58895.39
-6.6437 | 59837.32
-6.5443 | 60655.36
-6.4448 | 61468.04
-6.3454 | 62279.35
-6.2459 | 63210.98
-6.1465 | 64147.48
-6.0471 | 64959.5
-5.9476 | 65751.87
-5.8482 | 66542.68
-5.7487 | 67491.52
-5.6493 | 68416.06
-5.5499 | 69207.52
-5.4504 | 69997.98
-5.351 | 70789.95
-5.2516 | 71692.5
-5.1521 | 72588.84
-5.0527 | 73364.32
-4.9532 | 74128.37
-4.8538 | 74886.27
-4.7544 | 75733.5
-4.6549 | 76602.66
-4.5555 | 77296.7
-4.4561 | 78005.5
-4.3566 | 78667.5
-4.2572 | 79461.84
-4.1577 | 80256.15
-4.0583 | 80910.06
-3.9589 | 81570.03
-3.8594 | 82218.59
-3.76 | 82976.95
-3.6606 | 83712.38
-3.5611 | 84348.45
-3.4617 | 84972.17
-3.3622 | 85611.33
-3.2628 | 86323.55
-3.1634 | 86992.16
-3.0639 | 87568.58
-2.9645 | 88136
-2.8651 | 88678.13
-2.7656 | 89303.63
-2.6662 | 89904.77
-2.5667 | 90413.64
-2.4673 | 90894.21
-2.3679 | 91362.3
-2.2684 | 91881.61
-2.169 | 92427.69
-2.0696 | 92867.78
-1.9701 | 93235.85
-1.8707 | 93617.11
-1.7712 | 94014.1
-1.6718 | 94404.95
-1.5724 | 94697.2
-1.4729 | 95009.43
-1.3735 | 95279.27
-1.274 | 95610.2
-1.1746 | 95974.81
-1.0752 | 96348.14
-0.97573 | 96740.8
-0.8763 | 97128.84
-0.77686 | 97550.05
-0.67742 | 97952.62
-0.57798 | 98241.46
-0.47854 | 98459.3
-0.37911 | 98632.95
-0.27967 | 98716.06
-0.18023 | 98751.2
-0.080793 | 98671.89
0.018645 | 98606.82
0.11808 | 98469.7
0.21752 | 98372.17
0.31696 | 98274.5
0.4164 | 98280.02
0.51583 | 98276.51
0.61527 | 98284.14
0.71471 | 98226.16
0.81415 | 98146.33
0.91359 | 98025.89
1.013 | 97861.88
1.1125 | 97699.79
1.2119 | 97442.97
1.3113 | 97105.89
1.4108 | 96734.07
1.5102 | 96316.44
1.6097 | 95898
1.7091 | 95472.1
1.8085 | 95077.21
1.908 | 94721.34
2.0074 | 94390.64
2.1068 | 94096.46
2.2063 | 93682.39
2.3057 | 93283.98
2.4052 | 92886.46
2.5046 | 92517.67
2.604 | 92140.12
2.7035 | 91667.91
2.8029 | 91148.38
2.9023 | 90676.94
3.0018 | 90164.73
3.1012 | 89599.64
3.2007 | 88915.98
3.3001 | 88220.73
3.3995 | 87655.95
3.499 | 87074.68
3.5984 | 86506.9
3.6978 | 85771.77
3.7973 | 85071.74
3.8967 | 84476.47
3.9962 | 83869.26
4.0956 | 83249.98
4.195 | 82520.58
4.2945 | 81801.71
4.3939 | 81157.36
4.4933 | 80516.83
4.5928 | 79827.3
4.6922 | 79060.63
4.7917 | 78260.84
4.8911 | 77556.55
4.9905 | 76831.07
5.09 | 76071.51
5.1894 | 75219.56
5.2888 | 74340.06
5.3883 | 73621.66
5.4877 | 72861.59
5.5872 | 72105.27
5.6866 | 71187.42
5.786 | 70296.34
5.8855 | 69511.86
5.9849 | 68722.22
6.0844 | 67928.36
6.1838 | 66942.22
6.2832 | 65999
6.3827 | 65126.77
6.4821 | 64261.45
6.5815 | 63401.68
6.681 | 62413.34
6.7804 | 61432.03
6.8799 | 60589.91
6.9793 | 59749.34
7.0787 | 58927.18
7.1782 | 57981.35
7.2776 | 57035.85
7.377 | 56246.22
7.4765 | 55484.56
7.5759 | 54700.48
7.6754 | 53787.3
7.7748 | 52860.47
7.8742 | 52057.75
7.9737 | 51260.26
8.0731 | 50458.68
8.1725 | 49536.05
8.272 | 48612.49
8.3714 | 47833.04
8.4709 | 47029.17
8.5703 | 46263.66
8.6697 | 45375.34
8.7692 | 44496.05
8.8686 | 43763.08
8.968 | 43046.09
9.0675 | 42340.78
9.1669 | 41555.82
9.2664 | 40768.55
9.3658 | 40094.62
9.4652 | 39430.54
9.5647 | 38753.48
9.6641 | 37956.85
9.7636 | 37168.61
9.863 | 36520.91
9.9624 | 35848.39
10.0619 | 35215.14
10.1613 | 34460.83
10.2607 | 33681.13
10.3602 | 33028.6
10.4596 | 32399.74
10.559 | 31778.34
10.6585 | 31086.01
10.7579 | 30393.32
10.8574 | 29790.13
10.9568 | 29219.27
11.0562 | 28632.05
11.1557 | 27962.78
11.2551 | 27307.67
11.3546 | 26760.54
11.454 | 26207
11.5534 | 25666.12
11.6529 | 25042.97
11.7523 | 24414.14
11.8517 | 23895.88
11.9512 | 23383.45
12.0506 | 22889.96
12.1501 | 22303
12.2495 | 21742.63
12.3489 | 21260.14
12.4484 | 20790.29
12.5478 | 20333.8
12.6472 | 19816.61
12.7467 | 19313.05
12.8461 | 18881.41
12.9456 | 18458.55
13.045 | 18029.78
13.1444 | 17574.36
13.2439 | 17124.66
13.3433 | 16738.2
13.4428 | 16363.15
13.5422 | 15997.77
13.6416 | 15600.75
13.7411 | 15188.21
13.8405 | 14855.45
13.9399 | 14529.65
14.0394 | 14206.42
14.1388 | 13831.81
14.2383 | 13453.65
14.3377 | 13153.62
14.4371 | 12859.64
14.5366 | 12575.55
14.636 | 12221.62
14.7354 | 11891.91
14.8349 | 11619.94
14.9343 | 11340.84
15.0338 | 11073.66
15.1332 | 10768.76
15.2326 | 10483.17
15.3321 | 10246.2
15.4315 | 10008.3
15.531 | 9770.029
15.6304 | 9513.981
15.7298 | 9257.273
15.8293 | 9031.105
15.9287 | 8822.886
16.0281 | 8625.649
16.1276 | 8397.56
16.227 | 8168.901
16.3265 | 7967.518
16.4259 | 7772.636
16.5253 | 7582.163
16.6248 | 7361.824
16.7242 | 7147.96
16.8236 | 6977.205
16.9231 | 6812.003
17.0225 | 6650.511
17.1219 | 6466.758
17.2214 | 6275.914
17.3208 | 6119.847
17.4203 | 5969.5
17.5197 | 5817.374
17.6191 | 5657.677
17.7186 | 5505.674
17.818 | 5380.427
17.9174 | 5253.94
18.0169 | 5133.885
18.1163 | 4997.89
18.2158 | 4857.469
18.3152 | 4743.432
18.4146 | 4640.989
18.5141 | 4547.638
18.6135 | 4434.014
18.713 | 4316.442
18.8124 | 4222.776
18.9118 | 4128.188
19.0113 | 4028.5
19.1107 | 3925.173
19.2101 | 3823.806
19.3096 | 3744.544
19.409 | 3664.48
19.5085 | 3582.047
19.6079 | 3482.25
19.7073 | 3392.344
19.8068 | 3314.28
19.9062 | 3236.814
20.0056 | 3167.016
20.1051 | 3086.893
20.2045 | 3009.208
20.304 | 2944.062
20.4034 | 2876.332
20.5028 | 2818.396
20.6023 | 2755.464
20.7017 | 2689.871
20.8011 | 2626.434
20.9006 | 2570.312
21 | 2518.05
21.0995 | 2459.919
21.1989 | 2417.203
21.2983 | 2392.309
21.3978 | 2369.329
21.4972 | 2340.079
21.5967 | 2314.047
Degrees | (Cd)
-21.6588 | 0
-21.5594 | 0
-21.4599 | 0
-21.3605 | 0
-21.2611 | 0
-21.1616 | 0
-21.0622 | 0
-20.9627 | 0
-20.8633 | 0
-20.7639 | 0
-20.6644 | 0
-20.565 | 0
-20.4656 | 0
-20.3661 | 0
-20.2667 | 0
-20.1672 | 0
-20.0678 | 0
-19.9684 | 0
-19.8689 | 0
-19.7695 | 0
-19.67 | 0
-19.5706 | 0
-19.4712 | 0
-19.3717 | 0
-19.2723 | 0
-19.1729 | 0
-19.0734 | 0
-18.974 | 0
-18.8745 | 0
-18.7751 | 0
-18.6757 | 0
-18.5762 | 0
-18.4768 | 0
-18.3773 | 0
-18.2779 | 0
-18.1785 | 0
-18.079 | 0
-17.9796 | 0
-17.8802 | 0
-17.7807 | 0
-17.6813 | 0
-17.5818 | 0
-17.4824 | 0
-17.383 | 0
-17.2835 | 0
-17.1841 | 0
-17.0847 | 0
-16.9852 | 142.3806
-16.8858 | 763.4174
-16.7863 | 1485.02
-16.6869 | 2416.111
-16.5875 | 3277.563
-16.488 | 4079.941
-16.3886 | 4904.136
-16.2892 | 5750.187
-16.1897 | 6696.098
-16.0903 | 7800.416
-15.9909 | 8570.259
-15.8914 | 8881.01
-15.792 | 9119.964
-15.6925 | 9403.726
-15.5931 | 9677.246
-15.4937 | 9925.923
-15.3942 | 10177.81
-15.2948 | 10433.62
-15.1953 | 10749.93
-15.0959 | 11064.62
-14.9965 | 11349.01
-14.897 | 11651.59
-14.7976 | 11955.48
-14.6982 | 12304.12
-14.5987 | 12670.27
-14.4993 | 12988.85
-14.3998 | 13313.11
-14.3004 | 13646.98
-14.201 | 14064.09
-14.1015 | 14479.49
-14.0021 | 14843.72
-13.9026 | 15196.95
-13.8032 | 15561.88
-13.7038 | 15997.26
-13.6043 | 16438.85
-13.5049 | 16828.42
-13.4055 | 17222.44
-13.306 | 17632.23
-13.2066 | 18108.2
-13.1072 | 18588.61
-13.0077 | 19003.74
-12.9083 | 19433.87
-12.8088 | 19868.98
-12.7094 | 20399.49
-12.61 | 20956.03
-12.5105 | 21427.5
-12.4111 | 21925.48
-12.3117 | 22412.75
-12.2122 | 22977.07
-12.1128 | 23567.63
-12.0133 | 24095.01
-11.9139 | 24623.37
-11.8145 | 25158.1
-11.715 | 25798.47
-11.6156 | 26434.88
-11.5161 | 26986.05
-11.4167 | 27531.36
-11.3173 | 28103.55
-11.2178 | 28782.67
-11.1184 | 29457.24
-11.019 | 30040.52
-10.9195 | 30630.43
-10.8201 | 31236.42
-10.7206 | 31954.96
-10.6212 | 32648.32
-10.5218 | 33275.11
-10.4223 | 33901.91
-10.3229 | 34536.36
-10.2234 | 35281.2
-10.124 | 36038.41
-10.0246 | 36692.2
-9.9251 | 37367.23
-9.8257 | 38051.59
-9.7263 | 38842.52
-9.6268 | 39662.17
-9.5274 | 40364.61
-9.4279 | 41066.94
-9.3285 | 41771.85
-9.2291 | 42613.72
-9.1296 | 43460.36
-9.0302 | 44199.5
-8.9308 | 44939.77
-8.8313 | 45677.94
-8.7319 | 46561.27
-8.6324 | 47440.95
-8.533 | 48203.16
-8.4336 | 48975.72
-8.3341 | 49730.39
-8.2347 | 50630.45
-8.1353 | 51531.62
-8.0358 | 52295.87
-7.9364 | 53051.46
-7.8369 | 53815.26
-7.7375 | 54713.62
-7.6381 | 55600.34
-7.5386 | 56377
-7.4392 | 57150.05
-7.3398 | 57930.92
-7.2403 | 58822.31
-7.1409 | 59720.22
-7.0414 | 60502.26
-6.942 | 61287.07
-6.8426 | 62067.64
-6.7431 | 62992.88
-6.6437 | 63880.96
-6.5443 | 64626.38
-6.4448 | 65390.32
-6.3454 | 66181.6
-6.2459 | 67110.02
-6.1465 | 68020.34
-6.0471 | 68790.6
-5.9476 | 69574.46
-5.8482 | 70346.45
-5.7487 | 71228.7
-5.6493 | 72112.68
-5.5499 | 72873.96
-5.4504 | 73624.85
-5.351 | 74378.8
-5.2516 | 75224.04
-5.1521 | 76083.09
-5.0527 | 76788.9
-4.9532 | 77483.71
-4.8538 | 78167.99
-4.7544 | 78973.3
-4.6549 | 79789.05
-4.5555 | 80441.26
-4.4561 | 81112.16
-4.3566 | 81738.22
-4.2572 | 82467.79
-4.1577 | 83212.52
-4.0583 | 83875.25
-3.9589 | 84505.39
-3.8594 | 85130.53
-3.76 | 85827.14
-3.6606 | 86494.68
-3.5611 | 87088.95
-3.4617 | 87642.22
-3.3622 | 88190.52
-3.2628 | 88809.35
-3.1634 | 89433.2
-3.0639 | 89926.64
-2.9645 | 90404.87
-2.8651 | 90854.94
-2.7656 | 91363.41
-2.6662 | 91899.62
-2.5667 | 92330.13
-2.4673 | 92786.09
-2.3679 | 93298.83
-2.2684 | 93903.9
-2.169 | 94422
-2.0696 | 94806.44
-1.9701 | 95159.13
-1.8707 | 95447.85
-1.7712 | 95835.34
-1.6718 | 96229
-1.5724 | 96593.63
-1.4729 | 96907.78
-1.3735 | 97154.69
-1.274 | 97392.09
-1.1746 | 97606.85
-1.0752 | 97832.13
-0.97573 | 98056.02
-0.8763 | 98324.34
-0.77686 | 98486.54
-0.67742 | 98641.34
-0.57798 | 98779.14
-0.47854 | 98871.78
-0.37911 | 98873.11
-0.27967 | 98827.8
-0.18023 | 98802.28
-0.080793 | 98716.01
0.018645 | 98617.9
0.11808 | 98533.12
0.21752 | 98485.19
0.31696 | 98432.11
0.4164 | 98330.15
0.51583 | 98227.74
0.61527 | 98072.94
0.71471 | 97850.99
0.81415 | 97593.48
0.91359 | 97363.23
1.013 | 97145.06
1.1125 | 96910.6
1.2119 | 96501.95
1.3113 | 96103.64
1.4108 | 95691.16
1.5102 | 95286.68
1.6097 | 94932.3
1.7091 | 94476.35
1.8085 | 94022.6
1.908 | 93607.95
2.0074 | 93162.32
2.1068 | 92566.3
2.2063 | 91913.26
2.3057 | 91278.52
2.4052 | 90719.72
2.5046 | 90203.2
2.604 | 89723.72
2.7035 | 89266.05
2.8029 | 88760.52
2.9023 | 88360.39
3.0018 | 87932.33
3.1012 | 87608.3
3.2007 | 87158.62
3.3001 | 86702.09
3.3995 | 86250.02
3.499 | 85720.1
3.5984 | 85149.91
3.6978 | 84431.16
3.7973 | 83717.3
3.8967 | 83076.75
3.9962 | 82446.12
4.0956 | 81806.02
4.195 | 81048.12
4.2945 | 80299.93
4.3939 | 79646.79
4.4933 | 78998.8
4.5928 | 78351.67
4.6922 | 77561.92
4.7917 | 76749.1
4.8911 | 76038.08
4.9905 | 75314.2
5.09 | 74608.87
5.1894 | 73759.02
5.2888 | 72904.5
5.3883 | 72166.53
5.4877 | 71370.53
5.5872 | 70570.06
5.6866 | 69673.16
5.786 | 68786.48
5.8855 | 68031.28
5.9849 | 67277.23
6.0844 | 66481.17
6.1838 | 65554.98
6.2832 | 64658.63
6.3827 | 63876.48
6.4821 | 63109.91
6.5815 | 62334.67
6.681 | 61413.8
6.7804 | 60484.76
6.8799 | 59681.54
6.9793 | 58890.64
7.0787 | 58082
7.1782 | 57172.81
7.2776 | 56236.39
7.377 | 55445.25
7.4765 | 54665.23
7.5759 | 53892.24
7.6754 | 52981.69
7.7748 | 52084.81
7.8742 | 51320.77
7.9737 | 50536.87
8.0731 | 49783.04
8.1725 | 48880.14
8.272 | 47990.02
8.3714 | 47239.52
8.4709 | 46492.97
8.5703 | 45733.1
8.6697 | 44845.96
8.7692 | 43979.34
8.8686 | 43243.94
8.968 | 42523.32
9.0675 | 41800.37
9.1669 | 40972.03
9.2664 | 40128.89
9.3658 | 39410.97
9.4652 | 38706.03
9.5647 | 38027.15
9.6641 | 37257.35
9.7636 | 36462.27
9.863 | 35794.49
9.9624 | 35145.33
10.0619 | 34492.43
10.1613 | 33724.41
10.2607 | 32978.35
10.3602 | 32352.31
10.4596 | 31728.77
10.559 | 31114.1
10.6585 | 30399.49
10.7579 | 29698.65
10.8574 | 29105.27
10.9568 | 28512.49
11.0562 | 27935.49
11.1557 | 27273.55
11.2551 | 26625.31
11.3546 | 26071.44
11.454 | 25536.48
11.5534 | 24989.64
11.6529 | 24380.87
11.7523 | 23768.34
11.8517 | 23255.58
11.9512 | 22756.24
12.0506 | 22264.86
12.1501 | 21704.3
12.2495 | 21145.9
12.3489 | 20680.59
12.4484 | 20211.05
12.5478 | 19759.54
12.6472 | 19245.06
12.7467 | 18733.14
12.8461 | 18304.61
12.9456 | 17871.32
13.045 | 17455.69
13.1444 | 16986.16
13.2439 | 16522.58
13.3433 | 16126.74
13.4428 | 15736.7
13.5422 | 15355.16
13.6416 | 14938.72
13.7411 | 14512.92
13.8405 | 14169.71
13.9399 | 13832.15
14.0394 | 13492.8
14.1388 | 13118.65
14.2383 | 12747.13
14.3377 | 12438.05
14.4371 | 12141.8
14.5366 | 11841.93
14.636 | 11500.47
14.7354 | 11165.33
14.8349 | 10883.09
14.9343 | 10610.76
15.0338 | 10344.5
15.1332 | 10038.7
15.2326 | 9735.438
15.3321 | 9486.995
15.4315 | 9245.639
15.531 | 9012.726
15.6304 | 8744.279
15.7298 | 8478.647
15.8293 | 8262.979
15.9287 | 8048.545
16.0281 | 7554.965
16.1276 | 6517.604
16.227 | 5647.525
16.3265 | 4868.174
16.4259 | 4105.093
16.5253 | 3365.403
16.6248 | 2562.158
16.7242 | 1704.315
16.8236 | 1020.789
16.9231 | 358.3553
17.0225 | 0
17.1219 | 0
17.2214 | 0
17.3208 | 0
17.4203 | 0
17.5197 | 0
17.6191 | 0
17.7186 | 0
17.818 | 0
17.9174 | 0
18.0169 | 0
18.1163 | 0
18.2158 | 0
18.3152 | 0
18.4146 | 0
18.5141 | 0
18.6135 | 0
18.713 | 0
18.8124 | 0
18.9118 | 0
19.0113 | 0
19.1107 | 0
19.2101 | 0
19.3096 | 0
19.409 | 0
19.5085 | 0
19.6079 | 0
19.7073 | 0
19.8068 | 0
19.9062 | 0
20.0056 | 0
20.1051 | 0
20.2045 | 0
20.304 | 0
20.4034 | 0
20.5028 | 0
20.6023 | 0
20.7017 | 0
20.8011 | 0
20.9006 | 0
21 | 0
21.0995 | 0
21.1989 | 0
21.2983 | 0
21.3978 | 0
21.4972 | 0
21.5967 | 0

## MR
Desire
D60 Tungsten Luxeon TX | 2016-08-01
Diffuser | Beam Angle | Field Angle
Medium Round | 24.5 | 44.5
Row Mult
| For Field diameter at any distance, multiply distance by |  |  |  | 0.81822
| For Beam diameter at any distance, multiply distance by |  |  |  | 0.43424
Mode | Candela | Field Lumens | Beam Lumens | Power Consump | Efficacy (lpw)
Boost Full | 49520.592 | 8709.8718 | 4366.399 | 140 | 62.2134
Regulated Full | 47520 | 8358 | 4190 | 136 | 61.4559
Dist for 1.0 fc
Throw Distance (ft) | 10 | 15 | 20 | 30 | 217.9908
Throw Distance (m) | 3.048 | 4.572 | 6.096 | 9.144 | 66.4436
Field Diameter (ft) | 8.1822 | 12.2733 | 16.3644 | 24.5466
Field Diameter (m) | 2.4939 | 3.7409 | 4.9879 | 7.4818
Illuminance (fc) | 475.2 | 211.2 | 118.8 | 52.8
Illuminance (lux) | 5115.0053 | 2273.3357 | 1278.7513 | 568.3339
Test Distance | Iso-Illuminance Diagram grid lines
96.5 | 0 | 10 | 20 | 30
| 0 | 0.10363 | 0.20725 | 0.31088
Measurement: MR full reg. - Intensity
Degrees | (Cd)
-31.3634 | 0
-31.3139 | 0
-31.2644 | 0
-31.2149 | 0
-31.1654 | 0
-31.1159 | 0
-31.0664 | 0
-31.0169 | 0
-30.9674 | 0
-30.9179 | 0
-30.8684 | 0
-30.8189 | 0
-30.7694 | 0
-30.7199 | 0
-30.6704 | 0
-30.621 | 0
-30.5714 | 0
-30.522 | 0
-30.4724 | 0
-30.423 | 0
-30.3735 | 0
-30.324 | 0
-30.2745 | 0
-30.225 | 0
-30.1755 | 0
-30.126 | 0
-30.0765 | 0
-30.027 | 0
-29.9775 | 0
-29.928 | 0
-29.8785 | 0
-29.829 | 0
-29.7795 | 0
-29.73 | 0
-29.6805 | 0
-29.631 | 0
-29.5815 | 0
-29.532 | 0
-29.4825 | 0
-29.433 | 0
-29.3835 | 0
-29.334 | 0
-29.2845 | 0
-29.235 | 0
-29.1855 | 0
-29.136 | 0
-29.0865 | 0
-29.037 | 0
-28.9875 | 0
-28.938 | 0
-28.8885 | 0
-28.839 | 0
-28.7895 | 0
-28.74 | 0
-28.6905 | 0
-28.641 | 0
-28.5916 | 0
-28.542 | 106.4138
-28.4926 | 218.6297
-28.4431 | 321.0286
-28.3936 | 427.0396
-28.3441 | 542.5153
-28.2946 | 659.9543
-28.2451 | 780.4769
-28.1956 | 897.5258
-28.1461 | 1046.851
-28.0966 | 1260.793
-28.0471 | 1277.268
-27.9976 | 1286.984
-27.9481 | 1310.243
-27.8986 | 1329.096
-27.8491 | 1343.104
-27.7996 | 1356.836
-27.7501 | 1366.099
-27.7006 | 1380.396
-27.6511 | 1392.675
-27.6016 | 1414.555
-27.5521 | 1433.975
-27.5026 | 1457.246
-27.4531 | 1471.355
-27.4036 | 1487.112
-27.3541 | 1501.007
-27.3046 | 1511.957
-27.2551 | 1525.474
-27.2056 | 1544.441
-27.1561 | 1577.303
-27.1066 | 1604.74
-27.0571 | 1616.269
-27.0076 | 1624.009
-26.9581 | 1643.303
-26.9086 | 1668.362
-26.8591 | 1684.749
-26.8096 | 1705.302
-26.7601 | 1719.045
-26.7107 | 1733.859
-26.6611 | 1762.334
-26.6117 | 1784.341
-26.5621 | 1799.582
-26.5127 | 1821.457
-26.4632 | 1846.1
-26.4137 | 1857.969
-26.3642 | 1880.346
-26.3147 | 1904.901
-26.2652 | 1932.263
-26.2157 | 1949.267
-26.1662 | 1980.985
-26.1167 | 2017.797
-26.0672 | 2040.401
-26.0177 | 2054.699
-25.9682 | 2069.5
-25.9187 | 2094.797
-25.8692 | 2112.053
-25.8197 | 2127.344
-25.7702 | 2155.461
-25.7207 | 2184.195
-25.6712 | 2220.668
-25.6217 | 2255.494
-25.5722 | 2280.502
-25.5227 | 2311.351
-25.4732 | 2341.255
-25.4237 | 2366.489
-25.3742 | 2397.929
-25.3247 | 2425.555
-25.2752 | 2442.093
-25.2257 | 2467.239
-25.1762 | 2500.834
-25.1267 | 2538.085
-25.0772 | 2573.93
-25.0277 | 2607.295
-24.9782 | 2627.508
-24.9287 | 2655.789
-24.8792 | 2678.62
-24.8297 | 2705.516
-24.7802 | 2734.136
-24.7308 | 2757.911
-24.6812 | 2810.628
-24.6318 | 2856.861
-24.5822 | 2876.457
-24.5328 | 2893.36
-24.4833 | 2923.806
-24.4338 | 2949.153
-24.3843 | 2978.013
-24.3348 | 3010.875
-24.2853 | 3055.441
-24.2358 | 3091.588
-24.1863 | 3144.742
-24.1368 | 3182.722
-24.0873 | 3220.292
-24.0378 | 3263.902
-23.9883 | 3298.815
-23.9388 | 3337.693
-23.8893 | 3378.509
-23.8398 | 3411.509
-23.7903 | 3435.423
-23.7408 | 3467.479
-23.6913 | 3521.208
-23.6418 | 3574.723
-23.5923 | 3621.518
-23.5428 | 3651.598
-23.4933 | 3684.082
-23.4438 | 3722.268
-23.3943 | 3758.326
-23.3448 | 3798.438
-23.2953 | 3837.995
-23.2458 | 3885.419
-23.1963 | 3957.529
-23.1468 | 4018.162
-23.0973 | 4046.229
-23.0478 | 4098.095
-22.9983 | 4146.387
-22.9488 | 4183.893
-22.8993 | 4229.291
-22.8498 | 4272.02
-22.8003 | 4321.256
-22.7508 | 4354.659
-22.7014 | 4399.433
-22.6518 | 4455.648
-22.6024 | 4500.366
-22.5529 | 4540.854
-22.5034 | 4576.963
-22.4539 | 4622.625
-22.4044 | 4663.618
-22.3549 | 4707.291
-22.3054 | 4752.21
-22.2559 | 4798.866
-22.2064 | 4873.215
-22.1569 | 4956.429
-22.1074 | 5007.565
-22.0579 | 5051.49
-22.0084 | 5107.56
-21.9589 | 5157.526
-21.9094 | 5206.221
-21.8599 | 5248.912
-21.8104 | 5286.632
-21.7609 | 5335.944
-21.7114 | 5407.301
-21.6619 | 5469.455
-21.6124 | 5516.917
-21.5629 | 5572.143
-21.5134 | 5629.561
-21.4639 | 5681.666
-21.4144 | 5738.466
-21.3649 | 5803.711
-21.3154 | 5865.433
-21.2659 | 5919.552
-21.2164 | 6002.337
-21.1669 | 6092.86
-21.1174 | 6152.542
-21.0679 | 6212.778
-21.0184 | 6270.837
-20.9689 | 6334.144
-20.9194 | 6392.354
-20.8699 | 6447.908
-20.8204 | 6504.834
-20.7709 | 6570.495
-20.7215 | 6668.083
-20.6719 | 6758.856
-20.6225 | 6806.253
-20.573 | 6851.714
-20.5235 | 6906.085
-20.474 | 6958.267
-20.4245 | 7016.728
-20.375 | 7092.91
-20.3255 | 7166.941
-20.276 | 7227.718
-20.2265 | 7322.778
-20.177 | 7429.08
-20.1275 | 7514.903
-20.078 | 7604.301
-20.0285 | 7677.525
-19.979 | 7761.335
-19.9295 | 7837.354
-19.88 | 7888.604
-19.8305 | 7942.358
-19.781 | 8014.815
-19.7315 | 8127.801
-19.682 | 8243.614
-19.6325 | 8313.177
-19.583 | 8363.948
-19.5335 | 8427.028
-19.484 | 8485.754
-19.4345 | 8552.698
-19.385 | 8640.448
-19.3355 | 8731.229
-19.286 | 8817.544
-19.2365 | 8944.995
-19.187 | 9049.527
-19.1375 | 9120.084
-19.088 | 9211.936
-19.0385 | 9306.997
-18.989 | 9386.313
-18.9395 | 9462.206
-18.89 | 9524.079
-18.8405 | 9592.709
-18.791 | 9676.595
-18.7416 | 9789.602
-18.692 | 9902.398
-18.6426 | 9984.71
-18.5931 | 10068.41
-18.5436 | 10140.85
-18.4941 | 10217.95
-18.4446 | 10302.35
-18.3951 | 10397.44
-18.3456 | 10485.89
-18.2961 | 10559.02
-18.2466 | 10697.51
-18.1971 | 10831.01
-18.1476 | 10908.97
-18.0981 | 10987.54
-18.0486 | 11065.83
-17.9991 | 11157.79
-17.9496 | 11254.11
-17.9001 | 11342.19
-17.8506 | 11429.63
-17.8011 | 11505.07
-17.7516 | 11608.51
-17.7021 | 11716.35
-17.6526 | 11819.21
-17.6031 | 11912.91
-17.5536 | 12001.75
-17.5041 | 12094.08
-17.4546 | 12171.28
-17.4051 | 12255.62
-17.3556 | 12353.83
-17.3061 | 12453.51
-17.2566 | 12598.28
-17.2071 | 12747.16
-17.1576 | 12825.98
-17.1081 | 12906.05
-17.0586 | 12998.86
-17.0091 | 13082.65
-16.9596 | 13167.95
-16.9101 | 13267.06
-16.8606 | 13361.08
-16.8112 | 13446.5
-16.7616 | 13602.67
-16.7122 | 13743.44
-16.6626 | 13834.42
-16.6132 | 13929.75
-16.5637 | 14033.59
-16.5142 | 14129.21
-16.4647 | 14236.29
-16.4152 | 14332.21
-16.3657 | 14424.56
-16.3162 | 14529.91
-16.2667 | 14685.23
-16.2172 | 14822.05
-16.1677 | 14938.67
-16.1182 | 15049.11
-16.0687 | 15153.45
-16.0192 | 15276.3
-15.9697 | 15393.07
-15.9202 | 15478.32
-15.8707 | 15568.55
-15.8212 | 15675.39
-15.7717 | 15844.11
-15.7222 | 15982.41
-15.6727 | 16065.98
-15.6232 | 16163.88
-15.5737 | 16267.49
-15.5242 | 16360.58
-15.4747 | 16455.42
-15.4252 | 16588.67
-15.3757 | 16712.59
-15.3262 | 16822.42
-15.2767 | 16994.28
-15.2272 | 17171.63
-15.1777 | 17308.54
-15.1282 | 17446.79
-15.0787 | 17571.13
-15.0292 | 17707.47
-14.9797 | 17830.69
-14.9302 | 17943.44
-14.8807 | 18040.78
-14.8313 | 18173.5
-14.7818 | 18339.08
-14.7323 | 18529.33
-14.6828 | 18642.84
-14.6333 | 18736.78
-14.5838 | 18837.08
-14.5343 | 18942.06
-14.4848 | 19062.81
-14.4353 | 19182.41
-14.3858 | 19323.2
-14.3363 | 19421.76
-14.2868 | 19591.35
-14.2373 | 19748.75
-14.1878 | 19847.94
-14.1383 | 19964.12
-14.0888 | 20085.3
-14.0393 | 20185.95
-13.9898 | 20291.87
-13.9403 | 20392.39
-13.8908 | 20465.83
-13.8413 | 20569.67
-13.7918 | 20774.24
-13.7423 | 20953.66
-13.6928 | 21074.22
-13.6433 | 21185.6
-13.5938 | 21299.85
-13.5443 | 21430.05
-13.4948 | 21550.76
-13.4453 | 21680.45
-13.3958 | 21837.83
-13.3463 | 21970.04
-13.2968 | 22141.11
-13.2473 | 22298.28
-13.1978 | 22423.72
-13.1483 | 22560.79
-13.0988 | 22686.45
-13.0493 | 22797.59
-12.9998 | 22921.33
-12.9503 | 23045.77
-12.9009 | 23170.47
-12.8514 | 23288.98
-12.8018 | 23461.91
-12.7523 | 23644.88
-12.7029 | 23778.38
-12.6534 | 23892.92
-12.6039 | 23989.07
-12.5544 | 24084.86
-12.5049 | 24178.82
-12.4554 | 24269.34
-12.4059 | 24356.39
-12.3564 | 24462.74
-12.3069 | 24617.44
-12.2574 | 24781.74
-12.2079 | 24881.73
-12.1584 | 24987.61
-12.1089 | 25122.65
-12.0594 | 25284.24
-12.0099 | 25438.61
-11.9604 | 25582.48
-11.9109 | 25723.4
-11.8614 | 25858.68
-11.8119 | 26049.94
-11.7624 | 26263.83
-11.7129 | 26382.18
-11.6634 | 26498.57
-11.6139 | 26615.52
-11.5644 | 26709.66
-11.5149 | 26810.3
-11.4654 | 26931.24
-11.4159 | 27038.59
-11.3664 | 27152.57
-11.3169 | 27305.43
-11.2674 | 27471.33
-11.2179 | 27587
-11.1684 | 27712.45
-11.1189 | 27839.56
-11.0694 | 27951.89
-11.0199 | 28055.33
-10.9704 | 28167.57
-10.9209 | 28293.27
-10.8714 | 28419.04
-10.8219 | 28620.1
-10.7724 | 28812.4
-10.723 | 28947.17
-10.6735 | 29077.36
-10.624 | 29211.2
-10.5745 | 29364.54
-10.525 | 29500.11
-10.4755 | 29608.02
-10.426 | 29712.73
-10.3765 | 29810.54
-10.327 | 29982.92
-10.2775 | 30146.19
-10.228 | 30267.77
-10.1785 | 30373.74
-10.129 | 30478.64
-10.0795 | 30596.32
-10.03 | 30723.25
-9.9805 | 30838.07
-9.931 | 30952.78
-9.8815 | 31084.13
-9.832 | 31271.82
-9.7825 | 31467.66
-9.733 | 31588.22
-9.6835 | 31735.66
-9.634 | 31835.76
-9.5845 | 31933.6
-9.535 | 32034.06
-9.4855 | 32156.09
-9.436 | 32289.41
-9.3865 | 32415.12
-9.337 | 32584.59
-9.2875 | 32753.56
-9.238 | 32859.22
-9.1885 | 32961.64
-9.139 | 33077.03
-9.0895 | 33186.87
-9.04 | 33322.89
-8.9905 | 33457.21
-8.941 | 33583
-8.8915 | 33693.4
-8.8421 | 33852.94
-8.7926 | 34028.64
-8.7431 | 34124.13
-8.6936 | 34211.49
-8.6441 | 34335.27
-8.5946 | 34466.72
-8.5451 | 34566.18
-8.4956 | 34665.91
-8.4461 | 34744.61
-8.3966 | 34825.61
-8.3471 | 34961.05
-8.2976 | 35121.96
-8.2481 | 35260.45
-8.1986 | 35374.12
-8.1491 | 35473.65
-8.0996 | 35549.2
-8.0501 | 35656.94
-8.0006 | 35763.23
-7.9511 | 35877.53
-7.9016 | 35984.94
-7.8521 | 36138.37
-7.8026 | 36292.58
-7.7531 | 36367.63
-7.7036 | 36463.68
-7.6541 | 36566.84
-7.6046 | 36684.68
-7.5551 | 36757.3
-7.5056 | 36807.16
-7.4561 | 36897.39
-7.4066 | 37027.97
-7.3571 | 37265.7
-7.3076 | 37428.12
-7.2581 | 37532.77
-7.2086 | 37647.93
-7.1591 | 37747.16
-7.1096 | 37845.66
-7.0601 | 37954.26
-7.0106 | 38089.66
-6.9611 | 38210.81
-6.9116 | 38286.89
-6.8622 | 38362.73
-6.8127 | 38441.72
-6.7632 | 38518.09
-6.7137 | 38606.17
-6.6642 | 38710.46
-6.6147 | 38825.78
-6.5652 | 38905.82
-6.5157 | 39011.99
-6.4662 | 39077.36
-6.4167 | 39155.59
-6.3672 | 39295.8
-6.3177 | 39451.36
-6.2682 | 39551.55
-6.2187 | 39633.13
-6.1692 | 39704.29
-6.1197 | 39757.55
-6.0702 | 39859.34
-6.0207 | 39932.61
-5.9712 | 40037.44
-5.9217 | 40135.45
-5.8722 | 40259.04
-5.8227 | 40398.64
-5.7732 | 40503.14
-5.7237 | 40592.16
-5.6742 | 40667.95
-5.6247 | 40752.92
-5.5752 | 40840.61
-5.5257 | 40908.99
-5.4762 | 40987.77
-5.4267 | 41069.57
-5.3772 | 41219.2
-5.3277 | 41358.03
-5.2782 | 41419.72
-5.2287 | 41484.24
-5.1792 | 41586.95
-5.1297 | 41697.47
-5.0802 | 41790.29
-5.0307 | 41882.24
-4.9812 | 41948.42
-4.9318 | 42025.03
-4.8823 | 42127.27
-4.8328 | 42187.01
-4.7833 | 42223.9
-4.7338 | 42282.51
-4.6843 | 42317.76
-4.6348 | 42329.41
-4.5853 | 42358.82
-4.5358 | 42412.98
-4.4863 | 42473.9
-4.4368 | 42515.2
-4.3873 | 42582.52
-4.3378 | 42670.56
-4.2883 | 42760.11
-4.2388 | 42817.32
-4.1893 | 42873.93
-4.1398 | 42960.14
-4.0903 | 43047.9
-4.0408 | 43110.57
-3.9913 | 43168.42
-3.9418 | 43223.84
-3.8923 | 43297.39
-3.8428 | 43383.61
-3.7933 | 43452.71
-3.7438 | 43537.31
-3.6943 | 43599.55
-3.6448 | 43629.24
-3.5953 | 43667.55
-3.5458 | 43723.71
-3.4963 | 43788.27
-3.4468 | 43865.71
-3.3973 | 43936.44
-3.3478 | 44008.03
-3.2983 | 44062.2
-3.2488 | 44092.39
-3.1993 | 44147.7
-3.1498 | 44231.09
-3.1003 | 44301.68
-3.0508 | 44355.89
-3.0013 | 44398.73
-2.9518 | 44443.89
-2.9024 | 44539.88
-2.8529 | 44667.95
-2.8034 | 44696.17
-2.7539 | 44759.62
-2.7044 | 44808.96
-2.6549 | 44814.87
-2.6054 | 44792.21
-2.5559 | 44770.37
-2.5064 | 44766.99
-2.4569 | 44780.81
-2.4074 | 44784.08
-2.3579 | 44741.5
-2.3084 | 44728.53
-2.2589 | 44714.55
-2.2094 | 44706.44
-2.1599 | 44727.21
-2.1104 | 44784.87
-2.0609 | 44850.63
-2.0114 | 44896.56
-1.9619 | 44926.32
-1.9124 | 44929.7
-1.8629 | 45006.38
-1.8134 | 45070.53
-1.7639 | 45129.09
-1.7144 | 45175.53
-1.6649 | 45192.11
-1.6154 | 45211.98
-1.5659 | 45239.67
-1.5164 | 45264.11
-1.4669 | 45294.8
-1.4174 | 45374.89
-1.3679 | 45459.07
-1.3184 | 45493.54
-1.2689 | 45514.76
-1.2194 | 45549.2
-1.1699 | 45622.53
-1.1204 | 45677.64
-1.0709 | 45730.96
-1.0214 | 45800.98
-0.97195 | 45836.18
-0.92245 | 45841.8
-0.87296 | 45893.42
-0.82346 | 45945.36
-0.77396 | 46010.71
-0.72446 | 46078.2
-0.67497 | 46111.89
-0.62547 | 46133.41
-0.57597 | 46148.54
-0.52647 | 46133.41
-0.47698 | 46138.23
-0.42748 | 46213.34
-0.37798 | 46287.12
-0.32848 | 46302.27
-0.27899 | 46337.8
-0.22949 | 46366.9
-0.17999 | 46421.77
-0.13049 | 46463.88
-0.080996 | 46486.67
-0.031498 | 46517.86
0.017999 | 46524.3
0.067497 | 46429.52
0.11699 | 46338.42
0.16649 | 46256.24
0.21599 | 46155.7
0.26549 | 46047.52
0.31498 | 45936.26
0.36448 | 45813.12
0.41398 | 45698.89
0.46348 | 45615.62
0.51297 | 45565.32
0.56247 | 45501.03
0.61197 | 45431.55
0.66147 | 45396.68
0.71096 | 45331.93
0.76046 | 45253.13
0.80996 | 45169.8
0.85946 | 45141.78
0.90895 | 45134.14
0.95845 | 45104.64
1.0079 | 45058.81
1.0574 | 44994.04
1.1069 | 44965.76
1.1564 | 44950.29
1.2059 | 44953.87
1.2554 | 44971.39
1.3049 | 44975.69
1.3544 | 44946.84
1.4039 | 44890.32
1.4534 | 44827.81
1.5029 | 44788.77
1.5524 | 44718.68
1.6019 | 44635.56
1.6514 | 44583.73
1.7009 | 44541.79
1.7504 | 44491.04
1.7999 | 44431.15
1.8494 | 44363.45
1.8989 | 44295.73
1.9484 | 44266.85
1.9979 | 44244.88
2.0474 | 44181.2
2.0969 | 44113.42
2.1464 | 44035.23
2.1959 | 43975.7
2.2454 | 43946.08
2.2949 | 43931.98
2.3444 | 43929.4
2.3939 | 43953.11
2.4434 | 43937.33
2.4929 | 43888.34
2.5424 | 43779.16
2.5919 | 43758.9
2.6414 | 43742.69
2.6909 | 43682.04
2.7404 | 43591.09
2.7899 | 43491.75
2.8394 | 43391.52
2.8889 | 43286.64
2.9384 | 43180.01
2.9878 | 43062.55
3.0373 | 42894.07
3.0868 | 42787.47
3.1363 | 42714.26
3.1858 | 42652.02
3.2353 | 42594.31
3.2848 | 42547.41
3.3343 | 42480.91
3.3838 | 42418.86
3.4333 | 42374.94
3.4828 | 42341.6
3.5323 | 42322.71
3.5818 | 42307.13
3.6313 | 42285.93
3.6808 | 42270.65
3.7303 | 42235.25
3.7798 | 42198.25
3.8293 | 42197.27
3.8788 | 42180.87
3.9283 | 42133.89
3.9778 | 42085.19
4.0273 | 42027.04
4.0768 | 41956.98
4.1263 | 41873.28
4.1758 | 41781.53
4.2253 | 41720.23
4.2748 | 41645.4
4.3243 | 41548.77
4.3738 | 41466.33
4.4233 | 41411.24
4.4728 | 41362.24
4.5223 | 41252.74
4.5718 | 41096.25
4.6213 | 41042.07
4.6708 | 41000.55
4.7203 | 40946.78
4.7698 | 40885.43
4.8193 | 40823.67
4.8688 | 40749.11
4.9183 | 40667.6
4.9677 | 40574.79
5.0172 | 40423.39
5.0667 | 40326.3
5.1162 | 40238.46
5.1657 | 40142.81
5.2152 | 40026.26
5.2647 | 39896.14
5.3142 | 39762.09
5.3637 | 39635.77
5.4132 | 39515.52
5.4627 | 39409.25
5.5122 | 39286.91
5.5617 | 39116.96
5.6112 | 38988.04
5.6607 | 38848.07
5.7102 | 38737.09
5.7597 | 38668.98
5.8092 | 38615.05
5.8587 | 38549.6
5.9082 | 38479.77
5.9577 | 38411.32
6.0072 | 38292.56
6.0567 | 38144.14
6.1062 | 38039.52
6.1557 | 37953.67
6.2052 | 37855.82
6.2547 | 37752.66
6.3042 | 37669.45
6.3537 | 37607.28
6.4032 | 37537.23
6.4527 | 37440.3
6.5022 | 37293.29
6.5517 | 37154.51
6.6012 | 37066.3
6.6507 | 36986.41
6.7002 | 36952.95
6.7497 | 36893.86
6.7992 | 36786.31
6.8487 | 36642.04
6.8982 | 36492.24
6.9476 | 36359.65
6.9971 | 36175.84
7.0466 | 36026
7.0961 | 35970.87
7.1456 | 35872.88
7.1951 | 35722.59
7.2446 | 35582.28
7.2941 | 35463.53
7.3436 | 35372.47
7.3931 | 35299.68
7.4426 | 35209.9
7.4921 | 35016.63
7.5416 | 34843.26
7.5911 | 34702.54
7.6406 | 34599.64
7.6901 | 34523.55
7.7396 | 34448.91
7.7891 | 34358.1
7.8386 | 34235.98
7.8881 | 34105.29
7.9376 | 34009.29
7.9871 | 33894.38
8.0366 | 33744.94
8.0861 | 33605.09
8.1356 | 33457.57
8.1851 | 33315.98
8.2346 | 33154.67
8.2841 | 32993.03
8.3336 | 32862.33
8.3831 | 32738.42
8.4326 | 32595.9
8.4821 | 32379
8.5316 | 32186.54
8.5811 | 32096.16
8.6306 | 32002.37
8.6801 | 31888.77
8.7296 | 31801.92
8.7791 | 31718.71
8.8286 | 31598.96
8.878 | 31488.71
8.9275 | 31395.77
8.977 | 31251.95
9.0265 | 31110.4
9.076 | 31014.53
9.1255 | 30913.4
9.175 | 30799
9.2245 | 30669.99
9.274 | 30560.56
9.3235 | 30484.31
9.373 | 30378.38
9.4225 | 30249.61
9.472 | 30043.24
9.5215 | 29853.27
9.571 | 29706.75
9.6205 | 29558.52
9.67 | 29422.01
9.7195 | 29294.38
9.769 | 29152.43
9.8185 | 28984.1
9.868 | 28798.9
9.9175 | 28639.91
9.967 | 28445.09
10.0165 | 28232.61
10.066 | 28093.85
10.1155 | 27978.85
10.165 | 27864.35
10.2145 | 27727.09
10.264 | 27598.31
10.3135 | 27495.63
10.363 | 27416.1
10.4125 | 27311.2
10.462 | 27129.98
10.5115 | 26970.69
10.561 | 26859.97
10.6105 | 26725.41
10.66 | 26586.22
10.7095 | 26463.86
10.759 | 26338.11
10.8085 | 26196.48
10.858 | 26057.31
10.9075 | 25941.83
10.9569 | 25816.16
11.0064 | 25620.89
11.0559 | 25467.75
11.1054 | 25345
11.1549 | 25243.52
11.2044 | 25153.94
11.2539 | 25057.99
11.3034 | 24951.68
11.3529 | 24833.63
11.4024 | 24704.35
11.4519 | 24510.61
11.5014 | 24318.25
11.5509 | 24235
11.6004 | 24123.36
11.6499 | 23992.57
11.6994 | 23849.71
11.7489 | 23742.8
11.7984 | 23672.48
11.8479 | 23603.46
11.8974 | 23525.91
11.9469 | 23370.78
11.9964 | 23204.08
12.0459 | 23089.93
12.0954 | 22972.37
12.1449 | 22854.8
12.1944 | 22744.64
12.2439 | 22618.19
12.2934 | 22479.83
12.3429 | 22346.88
12.3924 | 22206.78
12.4419 | 21992.79
12.4914 | 21798.14
12.5409 | 21665.54
12.5904 | 21541.68
12.6399 | 21427.94
12.6894 | 21320.01
12.7388 | 21197.06
12.7883 | 21063.42
12.8378 | 20946.25
12.8873 | 20847.31
12.9368 | 20716.07
12.9863 | 20568.81
13.0358 | 20458.18
13.0853 | 20337.98
13.1348 | 20218.79
13.1843 | 20098.07
13.2338 | 19983.97
13.2833 | 19868.66
13.3328 | 19741.14
13.3823 | 19605.13
13.4318 | 19433.2
13.4813 | 19265.53
13.5308 | 19169.94
13.5803 | 19079.12
13.6298 | 18992.97
13.6793 | 18904.12
13.7288 | 18813.7
13.7783 | 18728.88
13.8278 | 18642.85
13.8773 | 18552.88
13.9268 | 18407.29
13.9763 | 18237.06
14.0258 | 18136.12
14.0753 | 18036.74
14.1248 | 17917.04
14.1743 | 17801.93
14.2238 | 17708.02
14.2733 | 17609.07
14.3228 | 17506.51
14.3723 | 17397.74
14.4218 | 17220.44
14.4713 | 17048.69
14.5208 | 16933.55
14.5703 | 16824.19
14.6198 | 16733.05
14.6693 | 16643.12
14.7188 | 16537.04
14.7683 | 16431.51
14.8178 | 16330.38
14.8673 | 16239.47
14.9167 | 16110.89
14.9662 | 15999.29
15.0157 | 15921.82
15.0652 | 15829.7
15.1147 | 15731.22
15.1642 | 15641.81
15.2137 | 15554.54
15.2632 | 15469.62
15.3127 | 15382.5
15.3622 | 15290.3
15.4117 | 15138.62
15.4612 | 14993.13
15.5107 | 14891.76
15.5602 | 14802.05
15.6097 | 14713.31
15.6592 | 14596.2
15.7087 | 14479.07
15.7582 | 14382.89
15.8077 | 14281.9
15.8572 | 14175.55
15.9067 | 14009.59
15.9562 | 13849.98
16.0057 | 13750.31
16.0552 | 13650.82
16.1047 | 13550.79
16.1542 | 13468.89
16.2037 | 13386.94
16.2532 | 13289.05
16.3027 | 13199.25
16.3522 | 13114.06
16.4017 | 12987.44
16.4512 | 12869.27
16.5007 | 12781.89
16.5502 | 12700.07
16.5997 | 12612.55
16.6491 | 12516.28
16.6987 | 12424.22
16.7481 | 12335.29
16.7977 | 12249.71
16.8471 | 12168.89
16.8966 | 12038.96
16.9461 | 11917.73
16.9956 | 11836.3
17.0451 | 11749.63
17.0946 | 11671.74
17.1441 | 11603.89
17.1936 | 11525.7
17.2431 | 11436.87
17.2926 | 11354.08
17.3421 | 11274.85
17.3916 | 11142.74
17.4411 | 11024.14
17.4906 | 10930.21
17.5401 | 10832.75
17.5896 | 10741.87
17.6391 | 10652.22
17.6886 | 10569.35
17.7381 | 10491.88
17.7876 | 10413.51
17.8371 | 10340.98
17.8866 | 10214.82
17.9361 | 10104.11
17.9856 | 10040.29
18.0351 | 9971.419
18.0846 | 9890.794
18.1341 | 9804.808
18.1836 | 9717.108
18.2331 | 9628.541
18.2826 | 9533.732
18.3321 | 9448.538
18.3816 | 9372.813
18.4311 | 9278.942
18.4806 | 9192.855
18.5301 | 9122.312
18.5796 | 9060.804
18.6291 | 8999.951
18.6786 | 8936.782
18.728 | 8875.1
18.7776 | 8816.046
18.827 | 8740.581
18.8765 | 8608.735
18.926 | 8478.203
18.9755 | 8422.146
19.025 | 8359.417
19.0745 | 8292.825
19.124 | 8226.522
19.1735 | 8160.308
19.223 | 8088.694
19.2725 | 8016.766
19.322 | 7952.477
19.3715 | 7883.561
19.421 | 7800.301
19.4705 | 7735.345
19.52 | 7675.248
19.5695 | 7604.237
19.619 | 7520.088
19.6685 | 7452.64
19.718 | 7404.311
19.7675 | 7360.487
19.817 | 7310.734
19.8665 | 7229.651
19.916 | 7142.7
19.9655 | 7099.203
20.015 | 7043.247
20.0645 | 6987.465
20.114 | 6935.347
20.1635 | 6866.653
20.213 | 6800.502
20.2625 | 6737.988
20.312 | 6676.48
20.3615 | 6604.007
20.411 | 6504.583
20.4605 | 6445.315
20.51 | 6394.167
20.5595 | 6350.065
20.609 | 6313.05
20.6584 | 6275.267
20.708 | 6225.981
20.7574 | 6177.084
20.8069 | 6131.851
20.8564 | 6068.214
20.9059 | 5996.464
20.9554 | 5950.853
21.0049 | 5908.048
21.0544 | 5868.768
21.1039 | 5827.637
21.1534 | 5793.403
21.2029 | 5766.621
21.2524 | 5732.525
21.3019 | 5692.578
21.3514 | 5611.126
21.4009 | 5516.866
21.4504 | 5445.479
21.4999 | 5369.322
21.5494 | 5305.511
21.5989 | 5251.341
21.6484 | 5188.601
21.6979 | 5121.82
21.7474 | 5063.132
21.7969 | 5002.984
21.8464 | 4950.109
21.8959 | 4909.231
21.9454 | 4893.813
21.9949 | 4873.487
22.0444 | 4832.143
22.0939 | 4778.627
22.1434 | 4736.767
22.1929 | 4699.714
22.2424 | 4663.429
22.2919 | 4635.626
22.3414 | 4579.711
22.3909 | 4485.54
22.4404 | 4443.667
22.4899 | 4416.204
22.5394 | 4392.656
22.5889 | 4375.363
22.6383 | 4351.185
22.6879 | 4317.505
22.7373 | 4279.924
22.7868 | 4242.065
22.8363 | 4169.984
22.8858 | 4119.252
22.9353 | 4072.231
22.9848 | 4019.723
23.0343 | 3975.068
23.0838 | 3937.574
23.1333 | 3892.328
23.1828 | 3840.248
23.2323 | 3789.741
23.2818 | 3744.129
23.3313 | 3708.189
23.3808 | 3678.959
23.4303 | 3662.007
23.4798 | 3641.542
23.5293 | 3613.387
23.5788 | 3581.683
23.6283 | 3560.753
23.6778 | 3546.04
23.7273 | 3530.194
23.7768 | 3512.335
23.8263 | 3478.382
23.8758 | 3433.962
23.9253 | 3398.76
23.9748 | 3359.756
24.0243 | 3325.459
24.0738 | 3295.316
24.1233 | 3267.539
24.1728 | 3244.218
24.2223 | 3221.99
24.2718 | 3193.899
24.3213 | 3143.415
24.3708 | 3091.387
24.4203 | 3063.949
24.4698 | 3043.812
24.5193 | 3026.003
24.5688 | 3002.719
24.6182 | 2975.735
24.6678 | 2950.488
24.7172 | 2922.572
24.7667 | 2890.44
24.8162 | 2844.616
24.8657 | 2800.174
24.9152 | 2764.493
24.9647 | 2724.81
25.0142 | 2691.054
25.0637 | 2668.337
25.1132 | 2643.366
25.1627 | 2611.499
25.2122 | 2582.438
25.2617 | 2558.084
25.3112 | 2522.905
25.3607 | 2498.113
25.4102 | 2483.4
25.4597 | 2474.715
25.5092 | 2465.314
25.5587 | 2439.966
25.6082 | 2408.904
25.6577 | 2379.251
25.7072 | 2351.172
25.7567 | 2329.751
25.8062 | 2303.366
25.8557 | 2259.987
25.9052 | 2234.035
25.9547 | 2209.09
26.0042 | 2178.821
26.0537 | 2155.637
26.1032 | 2141.944
26.1527 | 2128.855
26.2022 | 2109.309
26.2517 | 2084.401
26.3012 | 2046.62
26.3507 | 2014.235
26.4002 | 1993.418
26.4497 | 1972.437
26.4992 | 1956.441
26.5486 | 1939.022
26.5982 | 1920.093
26.6476 | 1904.373
26.6972 | 1897.023
26.7466 | 1896.834
26.7961 | 1898.137
26.8456 | 1889.76
26.8951 | 1882.65
26.9446 | 1873.336
26.9941 | 1853.236
27.0436 | 1831.135
27.0931 | 1816.045
27.1426 | 1806.278
27.1921 | 1797.292
27.2416 | 1779.156
27.2911 | 1751.651
27.3406 | 1728.837
27.3901 | 1717.522
27.4396 | 1699.638
27.4891 | 1680.973
27.5386 | 1672.201
27.5881 | 1664.876
27.6376 | 1657.916
27.6871 | 1645.002
27.7366 | 1628.15
27.7861 | 1603.077
27.8356 | 1580.122
27.8851 | 1572.495
27.9346 | 1565.12
27.9841 | 1561.659
28.0336 | 1553.302
28.0831 | 1541.874
28.1326 | 1524.807
28.1821 | 1506.193
28.2316 | 1488.686
28.2811 | 1454.871
28.3306 | 1426.423
28.3801 | 1398.47
28.4296 | 1378.509
28.4791 | 1363.682
28.5285 | 1346.842
28.5781 | 1327.385
28.6275 | 1311.753
28.6771 | 1307.146
28.7265 | 1315.29
28.776 | 1309.723
28.8255 | 1295.379
28.875 | 1286.619
28.9245 | 1284.618
28.974 | 1277.884
29.0235 | 1268.86
29.073 | 1256.501
29.1225 | 1238.679
29.172 | 1213.356
29.2215 | 1183.629
29.271 | 1169.179
29.3205 | 1170.942
29.37 | 1166.335
29.4195 | 1151.774
29.469 | 1138.986
29.5185 | 1127.948
29.568 | 1118.66
29.6175 | 1110.517
29.667 | 1102.676
29.7165 | 1094.168
29.766 | 1084.22
29.8155 | 1059.406
29.865 | 1050.47
29.9145 | 1043.963
29.964 | 1042.05
30.0135 | 1045.372
30.063 | 1050.658
30.1125 | 1049.928
30.162 | 1041.345
30.2115 | 1035.304
30.261 | 1022.531
30.3105 | 1011.705
30.36 | 1006.847
30.4095 | 1004.607
30.459 | 999.3206
30.5084 | 986.8479
30.558 | 972.9028
30.6075 | 967.8432
30.6569 | 973.1293
30.7064 | 977.6602
30.7559 | 979.9478
30.8054 | 977.2448
30.8549 | 968.4348
30.9044 | 957.4976
30.9539 | 949.7447
31.0034 | 943.8419
31.0529 | 928.9905
31.1024 | 913.2078
31.1519 | 905.8035
31.2014 | 895.0464
31.2509 | 880.6481
31.3004 | 862.0273
31.3499 | 858.8292
Degrees | (Cd)
-31.3634 | 0
-31.3139 | 0
-31.2644 | 0
-31.2149 | 0
-31.1654 | 0
-31.1159 | 0
-31.0664 | 0
-31.0169 | 0
-30.9674 | 0
-30.9179 | 0
-30.8684 | 0
-30.8189 | 0
-30.7694 | 0
-30.7199 | 0
-30.6704 | 0
-30.621 | 0
-30.5714 | 0
-30.522 | 0
-30.4724 | 0
-30.423 | 0
-30.3735 | 0
-30.324 | 0
-30.2745 | 0
-30.225 | 0
-30.1755 | 0
-30.126 | 0
-30.0765 | 0
-30.027 | 0
-29.9775 | 0
-29.928 | 0
-29.8785 | 0
-29.829 | 0
-29.7795 | 0
-29.73 | 0
-29.6805 | 0
-29.631 | 0
-29.5815 | 0
-29.532 | 0
-29.4825 | 0
-29.433 | 0
-29.3835 | 0
-29.334 | 0
-29.2845 | 0
-29.235 | 0
-29.1855 | 0
-29.136 | 0
-29.0865 | 0
-29.037 | 0
-28.9875 | 0
-28.938 | 0
-28.8885 | 0
-28.839 | 0
-28.7895 | 0
-28.74 | 0
-28.6905 | 0
-28.641 | 0
-28.5916 | 0
-28.542 | 0
-28.4926 | 0
-28.4431 | 0
-28.3936 | 0
-28.3441 | 0
-28.2946 | 0
-28.2451 | 0
-28.1956 | 0
-28.1461 | 0
-28.0966 | 0
-28.0471 | 0
-27.9976 | 0
-27.9481 | 0
-27.8986 | 0
-27.8491 | 0
-27.7996 | 0
-27.7501 | 0
-27.7006 | 0
-27.6511 | 0
-27.6016 | 0
-27.5521 | 0
-27.5026 | 0
-27.4531 | 0
-27.4036 | 0
-27.3541 | 0
-27.3046 | 0
-27.2551 | 0
-27.2056 | 0
-27.1561 | 0
-27.1066 | 0
-27.0571 | 0
-27.0076 | 0
-26.9581 | 0
-26.9086 | 0
-26.8591 | 0
-26.8096 | 0
-26.7601 | 0
-26.7107 | 0
-26.6611 | 0
-26.6117 | 0
-26.5621 | 0
-26.5127 | 0
-26.4632 | 0
-26.4137 | 0
-26.3642 | 0
-26.3147 | 0
-26.2652 | 0
-26.2157 | 0
-26.1662 | 0
-26.1167 | 0
-26.0672 | 0
-26.0177 | 0
-25.9682 | 0
-25.9187 | 0
-25.8692 | 0
-25.8197 | 0
-25.7702 | 0
-25.7207 | 0
-25.6712 | 0
-25.6217 | 0
-25.5722 | 0
-25.5227 | 0
-25.4732 | 0
-25.4237 | 0
-25.3742 | 0
-25.3247 | 0
-25.2752 | 0
-25.2257 | 0
-25.1762 | 0
-25.1267 | 0
-25.0772 | 0
-25.0277 | 0
-24.9782 | 0
-24.9287 | 0
-24.8792 | 0
-24.8297 | 0
-24.7802 | 0
-24.7308 | 0
-24.6812 | 360.6144
-24.6318 | 646.3364
-24.5822 | 909.5328
-24.5328 | 1174.906
-24.4833 | 1446.082
-24.4338 | 1716.855
-24.3843 | 1987.427
-24.3348 | 2265.626
-24.2853 | 2551.93
-24.2358 | 2846.302
-24.1863 | 3016.299
-24.1368 | 3100.6
-24.0873 | 3141.29
-24.0378 | 3176.983
-23.9883 | 3210.122
-23.9388 | 3249.969
-23.8893 | 3295.19
-23.8398 | 3338.121
-23.7903 | 3368.704
-23.7408 | 3395.462
-23.6913 | 3451.201
-23.6418 | 3500.051
-23.5923 | 3525.99
-23.5428 | 3557.908
-23.4933 | 3602.45
-23.4438 | 3636.658
-23.3943 | 3668.727
-23.3448 | 3697.322
-23.2953 | 3730.121
-23.2458 | 3767.199
-23.1963 | 3815.703
-23.1468 | 3846.768
-23.0973 | 3887.093
-23.0478 | 3931.458
-22.9983 | 3963.879
-22.9488 | 4003.902
-22.8993 | 4043.221
-22.8498 | 4082.161
-22.8003 | 4121.341
-22.7508 | 4164.826
-22.7014 | 4245.102
-22.6518 | 4325.673
-22.6024 | 4368.277
-22.5529 | 4409.344
-22.5034 | 4451.558
-22.4539 | 4488.396
-22.4044 | 4526.595
-22.3549 | 4570.696
-22.3054 | 4616.987
-22.2559 | 4656.557
-22.2064 | 4721.894
-22.1569 | 4765.4
-22.1074 | 4809.362
-22.0579 | 4852.482
-22.0084 | 4878.61
-21.9589 | 4914.996
-21.9094 | 4959.839
-21.8599 | 5005.652
-21.8104 | 5052.962
-21.7609 | 5106.364
-21.7114 | 5184.3
-21.6619 | 5247.339
-21.6124 | 5291.579
-21.5629 | 5336.485
-21.5134 | 5406.714
-21.4639 | 5474.099
-21.4144 | 5523.939
-21.3649 | 5569.727
-21.3154 | 5621.694
-21.2659 | 5670.502
-21.2164 | 5758.397
-21.1669 | 5842.463
-21.1174 | 5909.294
-21.0679 | 5973.356
-21.0184 | 6025.588
-20.9689 | 6074.359
-20.9194 | 6134.62
-20.8699 | 6193.308
-20.8204 | 6244.936
-20.7709 | 6293.278
-20.7215 | 6366.666
-20.6719 | 6450.703
-20.6225 | 6507.339
-20.573 | 6563.937
-20.5235 | 6637.036
-20.474 | 6697.877
-20.4245 | 6754.778
-20.375 | 6817.657
-20.3255 | 6880.511
-20.276 | 6939.061
-20.2265 | 7040.847
-20.177 | 7148.313
-20.1275 | 7216.882
-20.078 | 7271.165
-20.0285 | 7323.56
-19.979 | 7389.006
-19.9295 | 7460.532
-19.88 | 7505.174
-19.8305 | 7562.05
-19.781 | 7624.438
-19.7315 | 7717
-19.682 | 7794.876
-19.6325 | 7843.597
-19.583 | 7919.829
-19.5335 | 7998.239
-19.484 | 8070.596
-19.4345 | 8135.791
-19.385 | 8229.845
-19.3355 | 8313.831
-19.286 | 8382.524
-19.2365 | 8480.512
-19.187 | 8597.026
-19.1375 | 8668.954
-19.088 | 8744.722
-19.0385 | 8796.11
-18.989 | 8863.709
-18.9395 | 8929.219
-18.89 | 8989.002
-18.8405 | 9055.694
-18.791 | 9130.744
-18.7416 | 9249.401
-18.692 | 9371.273
-18.6426 | 9463.516
-18.5931 | 9528.849
-18.5436 | 9606.97
-18.4941 | 9679.162
-18.4446 | 9763.324
-18.3951 | 9842.25
-18.3456 | 9930.352
-18.2961 | 10027.7
-18.2466 | 10149.74
-18.1971 | 10241.76
-18.1476 | 10294.71
-18.0981 | 10363.99
-18.0486 | 10439.41
-17.9991 | 10501.54
-17.9496 | 10574.47
-17.9001 | 10656.97
-17.8506 | 10710.27
-17.8011 | 10786.73
-17.7516 | 10914.74
-17.7021 | 11038.97
-17.6526 | 11132.83
-17.6031 | 11226.8
-17.5536 | 11323.66
-17.5041 | 11439.34
-17.4546 | 11543.41
-17.4051 | 11647.92
-17.3556 | 11771.84
-17.3061 | 11868.44
-17.2566 | 12006.85
-17.2071 | 12150.81
-17.1576 | 12252.48
-17.1081 | 12350.38
-17.0586 | 12440.72
-17.0091 | 12519.66
-16.9596 | 12600.46
-16.9101 | 12683.13
-16.8606 | 12761.44
-16.8112 | 12835.06
-16.7616 | 12953.04
-16.7122 | 13070.32
-16.6626 | 13161.03
-16.6132 | 13254.48
-16.5637 | 13339.31
-16.5142 | 13443.77
-16.4647 | 13546.23
-16.4152 | 13634.26
-16.3657 | 13715.94
-16.3162 | 13814.9
-16.2667 | 13971.16
-16.2172 | 14133.38
-16.1677 | 14217.07
-16.1182 | 14298.73
-16.0687 | 14398.57
-16.0192 | 14484.48
-15.9697 | 14552.55
-15.9202 | 14645.86
-15.8707 | 14735.41
-15.8212 | 14840.71
-15.7717 | 14977.4
-15.7222 | 15106.92
-15.6727 | 15207.61
-15.6232 | 15315.33
-15.5737 | 15408.05
-15.5242 | 15498.11
-15.4747 | 15604.21
-15.4252 | 15718.29
-15.3757 | 15855.4
-15.3262 | 15954.88
-15.2767 | 16110.05
-15.2272 | 16277.58
-15.1777 | 16370.85
-15.1282 | 16470.19
-15.0787 | 16589.36
-15.0292 | 16687.56
-14.9797 | 16781.42
-14.9302 | 16878.25
-14.8807 | 16974.79
-14.8313 | 17062.54
-14.7818 | 17218.9
-14.7323 | 17375.31
-14.6828 | 17488.79
-14.6333 | 17596.87
-14.5838 | 17706.17
-14.5343 | 17840.63
-14.4848 | 17988.69
-14.4353 | 18115.06
-14.3858 | 18227.64
-14.3363 | 18357.59
-14.2868 | 18522.86
-14.2373 | 18685.47
-14.1878 | 18803.01
-14.1383 | 18919.49
-14.0888 | 19021.29
-14.0393 | 19113.87
-13.9898 | 19209.43
-13.9403 | 19317.11
-13.8908 | 19418.95
-13.8413 | 19525.11
-13.7918 | 19733.54
-13.7423 | 19944.18
-13.6928 | 20061.22
-13.6433 | 20187.45
-13.5938 | 20314.68
-13.5443 | 20452.25
-13.4948 | 20577.71
-13.4453 | 20689.23
-13.3958 | 20810.18
-13.3463 | 20936.87
-13.2968 | 21113.41
-13.2473 | 21253.96
-13.1978 | 21370.85
-13.1483 | 21464.16
-13.0988 | 21566.52
-13.0493 | 21665.17
-12.9998 | 21768.6
-12.9503 | 21880.44
-12.9009 | 21992.69
-12.8514 | 22098.83
-12.8018 | 22279.09
-12.7523 | 22450.48
-12.7029 | 22563.47
-12.6534 | 22693.57
-12.6039 | 22813.51
-12.5544 | 22932.18
-12.5049 | 23068.45
-12.4554 | 23199.13
-12.4059 | 23308.46
-12.3564 | 23436.14
-12.3069 | 23592.46
-12.2574 | 23748.06
-12.2079 | 23884.53
-12.1584 | 24006.76
-12.1089 | 24112.93
-12.0594 | 24217.53
-12.0099 | 24293.92
-11.9604 | 24387.57
-11.9109 | 24515.72
-11.8614 | 24629.24
-11.8119 | 24825.71
-11.7624 | 25031.24
-11.7129 | 25135.68
-11.6634 | 25231.96
-11.6139 | 25339.52
-11.5644 | 25483.66
-11.5149 | 25647.37
-11.4654 | 25802.23
-11.4159 | 25916.61
-11.3664 | 26020.36
-11.3169 | 26196.15
-11.2674 | 26352.25
-11.2179 | 26471.75
-11.1684 | 26600.68
-11.1189 | 26721.03
-11.0694 | 26827.04
-11.0199 | 26934.13
-10.9704 | 27009.16
-10.9209 | 27122.26
-10.8714 | 27253.13
-10.8219 | 27423.71
-10.7724 | 27561.87
-10.723 | 27654.57
-10.6735 | 27772.71
-10.624 | 27900.79
-10.5745 | 28010.44
-10.525 | 28118.28
-10.4755 | 28258.87
-10.426 | 28396.21
-10.3765 | 28498.02
-10.327 | 28690.38
-10.2775 | 28878.63
-10.228 | 29050.39
-10.1785 | 29173.46
-10.129 | 29294.99
-10.0795 | 29435.01
-10.03 | 29564.82
-9.9805 | 29690.03
-9.931 | 29811.48
-9.8815 | 29965.43
-9.832 | 30181.75
-9.7825 | 30363.73
-9.733 | 30444.29
-9.6835 | 30554.05
-9.634 | 30674.6
-9.5845 | 30777.35
-9.535 | 30874.5
-9.4855 | 30975.94
-9.436 | 31070.73
-9.3865 | 31162.59
-9.337 | 31303.94
-9.2875 | 31490.84
-9.238 | 31616.83
-9.1885 | 31751.8
-9.139 | 31881.12
-9.0895 | 31994.83
-9.04 | 32139.39
-8.9905 | 32278.39
-8.941 | 32428.3
-8.8915 | 32578.04
-8.8421 | 32771.84
-8.7926 | 32955.48
-8.7431 | 33088.94
-8.6936 | 33206.49
-8.6441 | 33298.98
-8.5946 | 33420.87
-8.5451 | 33543.99
-8.4956 | 33648.98
-8.4461 | 33724.8
-8.3966 | 33791.95
-8.3471 | 33948.98
-8.2976 | 34114.49
-8.2481 | 34181.3
-8.1986 | 34259.1
-8.1491 | 34382.71
-8.0996 | 34519.84
-8.0501 | 34594.07
-8.0006 | 34687.56
-7.9511 | 34813.52
-7.9016 | 34959.83
-7.8521 | 35151.61
-7.8026 | 35297.56
-7.7531 | 35431.49
-7.7036 | 35589.77
-7.6541 | 35723.37
-7.6046 | 35808.26
-7.5551 | 35921.25
-7.5056 | 36042
-7.4561 | 36152.78
-7.4066 | 36228.1
-7.3571 | 36386
-7.3076 | 36506.45
-7.2581 | 36595.86
-7.2086 | 36676.14
-7.1591 | 36772.43
-7.1096 | 36885.64
-7.0601 | 36989.42
-7.0106 | 37085.66
-6.9611 | 37174.64
-6.9116 | 37284.45
-6.8622 | 37427.3
-6.8127 | 37604.68
-6.7632 | 37744.91
-6.7137 | 37837.46
-6.6642 | 37891.68
-6.6147 | 37986.65
-6.5652 | 38091.32
-6.5157 | 38185.22
-6.4662 | 38286.41
-6.4167 | 38367.05
-6.3672 | 38464.41
-6.3177 | 38569.58
-6.2682 | 38627.48
-6.2187 | 38720.52
-6.1692 | 38832.04
-6.1197 | 38917.93
-6.0702 | 38974.02
-6.0207 | 39072.16
-5.9712 | 39140.29
-5.9217 | 39232.25
-5.8722 | 39408
-5.8227 | 39573.65
-5.7732 | 39688.18
-5.7237 | 39792.86
-5.6742 | 39908.57
-5.6247 | 39972.38
-5.5752 | 40098.39
-5.5257 | 40177.38
-5.4762 | 40277.04
-5.4267 | 40371.48
-5.3772 | 40524.76
-5.3277 | 40667.38
-5.2782 | 40742.85
-5.2287 | 40822.11
-5.1792 | 40880.4
-5.1297 | 40984.59
-5.0802 | 41111.04
-5.0307 | 41210.18
-4.9812 | 41301.88
-4.9318 | 41365.74
-4.8823 | 41488.02
-4.8328 | 41582.02
-4.7833 | 41626.29
-4.7338 | 41664.66
-4.6843 | 41771.2
-4.6348 | 41854.74
-4.5853 | 41847.79
-4.5358 | 41912.79
-4.4863 | 41996.59
-4.4368 | 42098.89
-4.3873 | 42243.1
-4.3378 | 42319.95
-4.2883 | 42391.82
-4.2388 | 42441.14
-4.1893 | 42485.43
-4.1398 | 42540.94
-4.0903 | 42636.63
-4.0408 | 42683.46
-3.9913 | 42728.89
-3.9418 | 42793.32
-3.8923 | 42864.49
-3.8428 | 42892.16
-3.7933 | 42986.43
-3.7438 | 43091.77
-3.6943 | 43176.27
-3.6448 | 43244.78
-3.5953 | 43294.88
-3.5458 | 43348.86
-3.4963 | 43400.38
-3.4468 | 43447.93
-3.3973 | 43558.31
-3.3478 | 43692.75
-3.2983 | 43766.16
-3.2488 | 43843.61
-3.1993 | 43919.28
-3.1498 | 44033.26
-3.1003 | 44168.72
-3.0508 | 44279.63
-3.0013 | 44340.18
-2.9518 | 44382.59
-2.9024 | 44477.1
-2.8529 | 44619.29
-2.8034 | 44674.6
-2.7539 | 44718.34
-2.7044 | 44720.74
-2.6549 | 44695.32
-2.6054 | 44647.14
-2.5559 | 44606.9
-2.5064 | 44608.93
-2.4569 | 44634.25
-2.4074 | 44594.17
-2.3579 | 44538.14
-2.3084 | 44502.55
-2.2589 | 44509.74
-2.2094 | 44566.02
-2.1599 | 44630.8
-2.1104 | 44713.82
-2.0609 | 44847.36
-2.0114 | 44936.17
-1.9619 | 45057.31
-1.9124 | 45317.18
-1.8629 | 45528.89
-1.8134 | 45635.82
-1.7639 | 45715.24
-1.7144 | 45758.37
-1.6649 | 45798
-1.6154 | 45846.59
-1.5659 | 45866.96
-1.5164 | 45869.92
-1.4669 | 45867.58
-1.4174 | 45860.5
-1.3679 | 45787.31
-1.3184 | 45813.23
-1.2689 | 45850.39
-1.2194 | 45890.49
-1.1699 | 45898.73
-1.1204 | 45864.52
-1.0709 | 45777.54
-1.0214 | 45821.48
-0.97195 | 45797.69
-0.92245 | 45708.34
-0.87296 | 45683.17
-0.82346 | 45662.28
-0.77396 | 45596.15
-0.72446 | 45518.23
-0.67497 | 45477.79
-0.62547 | 45477.44
-0.57597 | 45552.74
-0.52647 | 45580.08
-0.47698 | 45663.13
-0.42748 | 45864.05
-0.37798 | 45960.23
-0.32848 | 46069.98
-0.27899 | 46280.27
-0.22949 | 46457.48
-0.17999 | 46523.77
-0.13049 | 46564.22
-0.080996 | 46581.64
-0.031498 | 46582.59
0.017999 | 46524.3
0.067497 | 46275.98
0.11699 | 46134.11
0.16649 | 45978.73
0.21599 | 45732.7
0.26549 | 45526.73
0.31498 | 45440.92
0.36448 | 45386.32
0.41398 | 45334.39
0.46348 | 45272.9
0.51297 | 45230.77
0.56247 | 45258.45
0.61197 | 45297.84
0.66147 | 45299.05
0.71096 | 45402.44
0.76046 | 45462.99
0.80996 | 45492.47
0.85946 | 45476.08
0.90895 | 45453.61
0.95845 | 45481.37
1.0079 | 45518.29
1.0574 | 45552.45
1.1069 | 45558.81
1.1564 | 45591.97
1.2059 | 45572.89
1.2554 | 45609.14
1.3049 | 45632.99
1.3544 | 45666.93
1.4039 | 45702.43
1.4534 | 45650.6
1.5029 | 45604.71
1.5524 | 45502.38
1.6019 | 45471.7
1.6514 | 45409.45
1.7009 | 45292.46
1.7504 | 45113.32
1.7999 | 44939.75
1.8494 | 44828.94
1.8989 | 44732.03
1.9484 | 44665.08
1.9979 | 44595.93
2.0474 | 44494.81
2.0969 | 44349.52
2.1464 | 44298.54
2.1959 | 44267.54
2.2454 | 44275.45
2.2949 | 44317.34
2.3444 | 44324.79
2.3939 | 44258.94
2.4434 | 44217.57
2.4929 | 44161.17
2.5424 | 44126.2
2.5919 | 44116.63
2.6414 | 44058.52
2.6909 | 44012.41
2.7404 | 43987.9
2.7899 | 43914.38
2.8394 | 43886.76
2.8889 | 43830.48
2.9384 | 43788.58
2.9878 | 43743.13
3.0373 | 43630.91
3.0868 | 43479.44
3.1363 | 43384.93
3.1858 | 43287.6
3.2353 | 43175.46
3.2848 | 43103.4
3.3343 | 42957.3
3.3838 | 42929.74
3.4333 | 42844.62
3.4828 | 42779.97
3.5323 | 42654.02
3.5818 | 42520.03
3.6313 | 42407.86
3.6808 | 42288.92
3.7303 | 42154.04
3.7798 | 42030.3
3.8293 | 41905.15
3.8788 | 41760.55
3.9283 | 41650.11
3.9778 | 41527.95
4.0273 | 41374.85
4.0768 | 41217.13
4.1263 | 41166.11
4.1758 | 41130.57
4.2253 | 41114.56
4.2748 | 41100.27
4.3243 | 41137.34
4.3738 | 41130.95
4.4233 | 41112.43
4.4728 | 41098.61
4.5223 | 41080.96
4.5718 | 41148.62
4.6213 | 41184.8
4.6708 | 41205.54
4.7203 | 41186.86
4.7698 | 41157.57
4.8193 | 41080.61
4.8688 | 41029.09
4.9183 | 40984.04
4.9677 | 40907.55
5.0172 | 40781.14
5.0667 | 40634.1
5.1162 | 40540.04
5.1657 | 40408.09
5.2152 | 40316.19
5.2647 | 40203.46
5.3142 | 40108.64
5.3637 | 40004.81
5.4132 | 39892.05
5.4627 | 39817.22
5.5122 | 39740.2
5.5617 | 39610.32
5.6112 | 39548.11
5.6607 | 39481.66
5.7102 | 39383.26
5.7597 | 39317.17
5.8092 | 39255.78
5.8587 | 39169.43
5.9082 | 39065.59
5.9577 | 38962.55
6.0072 | 38810.9
6.0567 | 38693.93
6.1062 | 38584.48
6.1557 | 38517.05
6.2052 | 38465.28
6.2547 | 38353.66
6.3042 | 38243.95
6.3537 | 38160.13
6.4032 | 38063.98
6.4527 | 37952.77
6.5022 | 37804.11
6.5517 | 37632.36
6.6012 | 37473.45
6.6507 | 37328.7
6.7002 | 37205.09
6.7497 | 37119.88
6.7992 | 36999.83
6.8487 | 36872.51
6.8982 | 36793.85
6.9476 | 36731.98
6.9971 | 36618.3
7.0466 | 36512.27
7.0961 | 36448.22
7.1456 | 36380.1
7.1951 | 36297.39
7.2446 | 36229.51
7.2941 | 36174.3
7.3436 | 36124.89
7.3931 | 36065.77
7.4426 | 35995.54
7.4921 | 35873.53
7.5416 | 35698.25
7.5911 | 35599.65
7.6406 | 35485.22
7.6901 | 35366.7
7.7396 | 35232.76
7.7891 | 35105.55
7.8386 | 34990.06
7.8881 | 34862.92
7.9376 | 34720.45
7.9871 | 34501.52
8.0366 | 34272.34
8.0861 | 34121.38
8.1356 | 34000.26
8.1851 | 33904.35
8.2346 | 33797.86
8.2841 | 33675.55
8.3336 | 33543.82
8.3831 | 33416.21
8.4326 | 33292.15
8.4821 | 33107.28
8.5316 | 32970.63
8.5811 | 32920.27
8.6306 | 32812.11
8.6801 | 32721.17
8.7296 | 32614.3
8.7791 | 32500.65
8.8286 | 32394.03
8.878 | 32261.13
8.9275 | 32124.71
8.977 | 31927.85
9.0265 | 31740.1
9.076 | 31576.76
9.1255 | 31473.02
9.175 | 31336.77
9.2245 | 31203.97
9.274 | 31105.41
9.3235 | 30984.54
9.373 | 30894.18
9.4225 | 30811.43
9.472 | 30677.34
9.5215 | 30531.35
9.571 | 30417.03
9.6205 | 30276.35
9.67 | 30133.32
9.7195 | 30037.45
9.769 | 29938.03
9.8185 | 29818.86
9.868 | 29669.88
9.9175 | 29532.06
9.967 | 29380.48
10.0165 | 29237.3
10.066 | 29163.31
10.1155 | 29087.29
10.165 | 29005.67
10.2145 | 28879.32
10.264 | 28723.38
10.3135 | 28613.44
10.363 | 28553.83
10.4125 | 28475.22
10.462 | 28301.81
10.5115 | 28091.06
10.561 | 27942.7
10.6105 | 27828.54
10.66 | 27706.88
10.7095 | 27577.87
10.759 | 27448.99
10.8085 | 27314.23
10.858 | 27172.08
10.9075 | 27037.02
10.9569 | 26840.17
11.0064 | 26644.52
11.0559 | 26547.64
11.1054 | 26410.39
11.1549 | 26273.31
11.2044 | 26152.77
11.2539 | 26048.89
11.3034 | 25941.58
11.3529 | 25825.56
11.4024 | 25700.85
11.4519 | 25505.31
11.5014 | 25313.72
11.5509 | 25176.61
11.6004 | 25039.03
11.6499 | 24904.31
11.6994 | 24789.54
11.7489 | 24658.22
11.7984 | 24553.24
11.8479 | 24430.33
11.8974 | 24315.47
11.9469 | 24135.38
11.9964 | 23979.21
12.0459 | 23861.46
12.0954 | 23766.08
12.1449 | 23671.44
12.1944 | 23558.16
12.2439 | 23471.61
12.2934 | 23352.41
12.3429 | 23238.52
12.3924 | 23133.72
12.4419 | 22968.48
12.4914 | 22809.79
12.5409 | 22732.05
12.5904 | 22626.4
12.6399 | 22502.77
12.6894 | 22383.21
12.7388 | 22258.03
12.7883 | 22146.69
12.8378 | 22038.88
12.8873 | 21899.83
12.9368 | 21715.44
12.9863 | 21562.73
13.0358 | 21425.97
13.0853 | 21295.91
13.1348 | 21190.35
13.1843 | 21092.88
13.2338 | 20971.88
13.2833 | 20855.71
13.3328 | 20727.85
13.3823 | 20616.98
13.4318 | 20451.83
13.4813 | 20297.61
13.5308 | 20199.33
13.5803 | 20079.71
13.6298 | 19941.96
13.6793 | 19808.06
13.7288 | 19699.16
13.7783 | 19571.38
13.8278 | 19466.13
13.8773 | 19373.19
13.9268 | 19245.18
13.9763 | 19057.91
14.0258 | 18929.74
14.0753 | 18816.65
14.1248 | 18711.7
14.1743 | 18602.38
14.2238 | 18497.89
14.2733 | 18398.8
14.3228 | 18281.81
14.3723 | 18172.3
14.4218 | 17963.47
14.4713 | 17755.71
14.5208 | 17639.55
14.5703 | 17522.83
14.6198 | 17417.92
14.6693 | 17313.97
14.7188 | 17204.42
14.7683 | 17091.87
14.8178 | 16989.64
14.8673 | 16876.12
14.9167 | 16757.83
14.9662 | 16635.78
15.0157 | 16545.01
15.0652 | 16469.51
15.1147 | 16385.32
15.1642 | 16298.07
15.2137 | 16216.75
15.2632 | 16122.8
15.3127 | 16032.71
15.3622 | 15936.51
15.4117 | 15751.95
15.4612 | 15587.68
15.5107 | 15470.8
15.5602 | 15375.29
15.6097 | 15270.46
15.6592 | 15159.67
15.7087 | 15058.62
15.7582 | 14960.21
15.8077 | 14842.13
15.8572 | 14734.35
15.9067 | 14607.34
15.9562 | 14486.47
16.0057 | 14400.5
16.0552 | 14299.46
16.1047 | 14213.06
16.1542 | 14116.67
16.2037 | 14002.8
16.2532 | 13912.71
16.3027 | 13833.25
16.3522 | 13740.68
16.4017 | 13607.29
16.4512 | 13471.07
16.5007 | 13373.04
16.5502 | 13261.55
16.5997 | 13168.83
16.6491 | 13090.71
16.6987 | 13007.82
16.7481 | 12906.84
16.7977 | 12803.98
16.8471 | 12707.59
16.8966 | 12563.42
16.9461 | 12411.26
16.9956 | 12329.06
17.0451 | 12254.3
17.0946 | 12154.33
17.1441 | 12056.3
17.1936 | 11966.31
17.2431 | 11890.19
17.2926 | 11823.38
17.3421 | 11740.56
17.3916 | 11595.41
17.4411 | 11478.19
17.4906 | 11402.07
17.5401 | 11325.49
17.5896 | 11253.57
17.6391 | 11174.67
17.6886 | 11091.94
17.7381 | 11005.48
17.7876 | 10931.5
17.8371 | 10853.07
17.8866 | 10732.98
17.9361 | 10608.81
17.9856 | 10504.24
18.0351 | 10419.16
18.0846 | 10336.81
18.1341 | 10260.55
18.1836 | 10178.44
18.2331 | 10096.2
18.2826 | 9994.087
18.3321 | 9916.909
18.3816 | 9819.159
18.4311 | 9721.325
18.4806 | 9679.754
18.5301 | 9608.429
18.5796 | 9532.07
18.6291 | 9452.226
18.6786 | 9382.399
18.728 | 9314.523
18.7776 | 9253.394
18.827 | 9184.813
18.8765 | 9075.388
18.926 | 8961.628
18.9755 | 8888.604
19.025 | 8813.189
19.0745 | 8740.518
19.124 | 8668.69
19.1735 | 8591.274
19.223 | 8513.317
19.2725 | 8433.523
19.322 | 8362.865
19.3715 | 8272.279
19.421 | 8155.651
19.4705 | 8077.279
19.52 | 8014.639
19.5695 | 7954.868
19.619 | 7884.06
19.6685 | 7829.475
19.718 | 7778.477
19.7675 | 7724.635
19.817 | 7658.734
19.8665 | 7565.737
19.916 | 7479.738
19.9655 | 7424.045
20.015 | 7358.044
20.0645 | 7286.368
20.114 | 7229.896
20.1635 | 7169.949
20.213 | 7105.446
20.2625 | 7041.044
20.312 | 6984.508
20.3615 | 6884.046
20.411 | 6788.256
20.4605 | 6717.398
20.51 | 6653.738
20.5595 | 6608.077
20.609 | 6565.385
20.6584 | 6503.777
20.708 | 6439.539
20.7574 | 6380.964
20.8069 | 6328.732
20.8564 | 6266.732
20.9059 | 6190.3
20.9554 | 6130.882
21.0049 | 6085.749
21.0544 | 6033.089
21.1039 | 5979.058
21.1534 | 5928.916
21.2029 | 5889.736
21.2524 | 5834.962
21.3019 | 5785.776
21.3514 | 5705.592
21.4009 | 5615.048
21.4504 | 5572.571
21.4999 | 5523.184
21.5494 | 5467.063
21.5989 | 5411.761
21.6484 | 5370.215
21.6979 | 5326.542
21.7474 | 5289.313
21.7969 | 5237.069
21.8464 | 5151.997
21.8959 | 5086.114
21.9454 | 5035.783
21.9949 | 4978.982
22.0444 | 4929.96
22.0939 | 4881.329
22.1434 | 4828.43
22.1929 | 4769.251
22.2424 | 4716.969
22.2919 | 4681.716
22.3414 | 4629.621
22.3909 | 4568.141
22.4404 | 4524.757
22.4899 | 4487.251
22.5394 | 4452.741
22.5889 | 4419.489
22.6383 | 4396.003
22.6879 | 4372.442
22.7373 | 4342.5
22.7868 | 4303.485
22.8363 | 4238.826
22.8858 | 4184.347
22.9353 | 4149.068
22.9848 | 4110.618
23.0343 | 4067.285
23.0838 | 4029.326
23.1333 | 3972.664
23.1828 | 3921.2
23.2323 | 3888.125
23.2818 | 3844.628
23.3313 | 3786.941
23.3808 | 3735.181
23.4303 | 3699.374
23.4798 | 3666.927
23.5293 | 3631.322
23.5788 | 3590.934
23.6283 | 3568.493
23.6778 | 3542.679
23.7273 | 3506.167
23.7768 | 3466.975
23.8263 | 3418.401
23.8758 | 3361.87
23.9253 | 3326.391
23.9748 | 3290.206
24.0243 | 3256.501
24.0738 | 3217.07
24.1233 | 3170.011
24.1728 | 3126.841
24.2223 | 3079.594
24.2718 | 2785.663
24.3213 | 2277.292
24.3708 | 1910.099
24.4203 | 1628.578
24.4698 | 1347.522
24.5193 | 1070.393
24.5688 | 800.0228
24.6182 | 530.5587
24.6678 | 261.2833
24.7172 | 0
24.7667 | 0
24.8162 | 0
24.8657 | 0
24.9152 | 0
24.9647 | 0
25.0142 | 0
25.0637 | 0
25.1132 | 0
25.1627 | 0
25.2122 | 0
25.2617 | 0
25.3112 | 0
25.3607 | 0
25.4102 | 0
25.4597 | 0
25.5092 | 0
25.5587 | 0
25.6082 | 0
25.6577 | 0
25.7072 | 0
25.7567 | 0
25.8062 | 0
25.8557 | 0
25.9052 | 0
25.9547 | 0
26.0042 | 0
26.0537 | 0
26.1032 | 0
26.1527 | 0
26.2022 | 0
26.2517 | 0
26.3012 | 0
26.3507 | 0
26.4002 | 0
26.4497 | 0
26.4992 | 0
26.5486 | 0
26.5982 | 0
26.6476 | 0
26.6972 | 0
26.7466 | 0
26.7961 | 0
26.8456 | 0
26.8951 | 0
26.9446 | 0
26.9941 | 0
27.0436 | 0
27.0931 | 0
27.1426 | 0
27.1921 | 0
27.2416 | 0
27.2911 | 0
27.3406 | 0
27.3901 | 0
27.4396 | 0
27.4891 | 0
27.5386 | 0
27.5881 | 0
27.6376 | 0
27.6871 | 0
27.7366 | 0
27.7861 | 0
27.8356 | 0
27.8851 | 0
27.9346 | 0
27.9841 | 0
28.0336 | 0
28.0831 | 0
28.1326 | 0
28.1821 | 0
28.2316 | 0
28.2811 | 0
28.3306 | 0
28.3801 | 0
28.4296 | 0
28.4791 | 0
28.5285 | 0
28.5781 | 0
28.6275 | 0
28.6771 | 0
28.7265 | 0
28.776 | 0
28.8255 | 0
28.875 | 0
28.9245 | 0
28.974 | 0
29.0235 | 0
29.073 | 0
29.1225 | 0
29.172 | 0
29.2215 | 0
29.271 | 0
29.3205 | 0
29.37 | 0
29.4195 | 0
29.469 | 0
29.5185 | 0
29.568 | 0
29.6175 | 0
29.667 | 0
29.7165 | 0
29.766 | 0
29.8155 | 0
29.865 | 0
29.9145 | 0
29.964 | 0
30.0135 | 0
30.063 | 0
30.1125 | 0
30.162 | 0
30.2115 | 0
30.261 | 0
30.3105 | 0
30.36 | 0
30.4095 | 0
30.459 | 0
30.5084 | 0
30.558 | 0
30.6075 | 0
30.6569 | 0
30.7064 | 0
30.7559 | 0
30.8054 | 0
30.8549 | 0
30.9044 | 0
30.9539 | 0
31.0034 | 0
31.0529 | 0
31.1024 | 0
31.1519 | 0
31.2014 | 0
31.2509 | 0
31.3004 | 0
31.3499 | 0

## WR
Desire
D60 Tungsten Luxeon TX | 2016-08-01
Diffuser | Beam Angle | Field Angle
Wide Round | 38 | 65.4
Row Mult
| For Field diameter at any distance, multiply distance by |  |  |  | 1.284
| For Beam diameter at any distance, multiply distance by |  |  |  | 0.68866
Mode | Candela | Field Lumens | Beam Lumens | Power Consump | Efficacy (lpw)
Boost Full | 23426.408 | 9068.3542 | 4736.3445 | 140 | 64.774
Regulated Full | 22480 | 8702 | 4545 | 136 | 63.9853
Dist for 1.0 fc
Throw Distance (ft) | 10 | 15 | 20 | 30 | 149.9333
Throw Distance (m) | 3.048 | 4.572 | 6.096 | 9.144 | 45.6997
Field Diameter (ft) | 12.8398 | 19.2597 | 25.6795 | 38.5193
Field Diameter (m) | 3.9136 | 5.8703 | 7.8271 | 11.7407
Illuminance (fc) | 224.8 | 99.9111 | 56.2 | 24.9778
Illuminance (lux) | 2419.7247 | 1075.4332 | 604.9312 | 268.8583
Test Distance | Iso-Illuminance Diagram grid lines
57 |  | 10 | 20 | 30
| 0 | 0.17544 | 0.35088 | 0.52632
Measurement: WR full reg. - Intensity
Degrees | (Cd)
-45.8948 | 0
-45.829 | 0
-45.7631 | 0
-45.6973 | 0
-45.6314 | 0
-45.5656 | 0
-45.4997 | 0
-45.4339 | 0
-45.368 | 0
-45.3022 | 0
-45.2364 | 0
-45.1705 | 0
-45.1047 | 0
-45.0388 | 0
-44.973 | 0
-44.9071 | 0
-44.8413 | 0
-44.7754 | 0
-44.7096 | 0
-44.6437 | 0
-44.5779 | 0
-44.512 | 0
-44.4462 | 0
-44.3803 | 0
-44.3145 | 0
-44.2486 | 0
-44.1828 | 0
-44.117 | 0
-44.0511 | 0
-43.9853 | 0
-43.9194 | 0
-43.8536 | 0
-43.7877 | 0
-43.7219 | 0
-43.656 | 0
-43.5902 | 0
-43.5243 | 0
-43.4585 | 0
-43.3927 | 0
-43.3268 | 0
-43.261 | 0
-43.1951 | 0
-43.1293 | 0
-43.0634 | 0
-42.9976 | 0
-42.9317 | 0
-42.8659 | 0
-42.8 | 0
-42.7342 | 0
-42.6683 | 0
-42.6025 | 0
-42.5367 | 69.0327
-42.4708 | 140.195
-42.405 | 211.2144
-42.3391 | 284.8922
-42.2733 | 363.115
-42.2074 | 435.9495
-42.1416 | 513.0146
-42.0757 | 521.2328
-42.0099 | 526.9355
-41.944 | 532.9098
-41.8782 | 533.5672
-41.8123 | 529.7368
-41.7465 | 536.2685
-41.6806 | 538.7554
-41.6148 | 540.3419
-41.549 | 547.1737
-41.4831 | 557.1069
-41.4173 | 566.6972
-41.3514 | 575.3585
-41.2856 | 582.0759
-41.2197 | 583.5767
-41.1539 | 588.2502
-41.088 | 591.2946
-41.0222 | 588.0073
-40.9563 | 595.9254
-40.8905 | 601.3136
-40.8246 | 609.6318
-40.7588 | 618.6218
-40.693 | 627.6833
-40.6271 | 637.9167
-40.5613 | 651.4088
-40.4954 | 663.9862
-40.4296 | 666.7875
-40.3637 | 668.717
-40.2979 | 677.2639
-40.232 | 683.3239
-40.1662 | 692.2424
-40.1003 | 694.9294
-40.0345 | 697.1019
-39.9686 | 712.4235
-39.9028 | 721.9423
-39.837 | 731.8612
-39.7711 | 737.0065
-39.7053 | 740.0937
-39.6394 | 750.0555
-39.5736 | 759.8602
-39.5077 | 761.8612
-39.4419 | 768.6501
-39.376 | 778.5405
-39.3102 | 788.3023
-39.2443 | 792.2899
-39.1785 | 805.6677
-39.1127 | 811.0559
-39.0468 | 825.7343
-38.981 | 836.425
-38.9151 | 843.457
-38.8493 | 855.5342
-38.7834 | 867.9972
-38.7176 | 876.2868
-38.6517 | 881.475
-38.5859 | 890.708
-38.52 | 904.7432
-38.4542 | 915.3482
-38.3883 | 925.5674
-38.3225 | 935.0004
-38.2567 | 945.2767
-38.1908 | 960.7268
-38.125 | 967.4586
-38.0591 | 974.6906
-37.9933 | 986.0389
-37.9274 | 999.631
-37.8616 | 1016.568
-37.7957 | 1026.987
-37.7299 | 1033.619
-37.664 | 1053.371
-37.5982 | 1065.291
-37.5323 | 1075.596
-37.4665 | 1083.285
-37.4006 | 1097.106
-37.3348 | 1111.455
-37.269 | 1124.133
-37.2031 | 1128.135
-37.1373 | 1143.342
-37.0714 | 1150.703
-37.0056 | 1166.51
-36.9397 | 1179.559
-36.8739 | 1182.532
-36.808 | 1198.468
-36.7422 | 1214.133
-36.6763 | 1218.163
-36.6105 | 1240.288
-36.5446 | 1252.308
-36.4788 | 1257.039
-36.413 | 1278.649
-36.3471 | 1291.812
-36.2813 | 1309.578
-36.2154 | 1334.418
-36.1496 | 1346.981
-36.0837 | 1360.888
-36.0179 | 1381.312
-35.952 | 1395.576
-35.8862 | 1415.385
-35.8203 | 1429.106
-35.7545 | 1441.126
-35.6887 | 1453.532
-35.6228 | 1476.185
-35.557 | 1492.836
-35.4911 | 1509.487
-35.4253 | 1521.207
-35.3594 | 1531.497
-35.2936 | 1535.314
-35.2277 | 1547.934
-35.1619 | 1562.898
-35.096 | 1582.993
-35.0302 | 1601.631
-34.9643 | 1613.979
-34.8985 | 1638.905
-34.8327 | 1673.136
-34.7668 | 1702.021
-34.7009 | 1717.286
-34.6351 | 1732.464
-34.5693 | 1745.27
-34.5034 | 1770.697
-34.4376 | 1791.192
-34.3717 | 1808.314
-34.3059 | 1821.864
-34.24 | 1844.875
-34.1742 | 1861.725
-34.1083 | 1886.651
-34.0425 | 1910.906
-33.9766 | 1934.503
-33.9108 | 1950.439
-33.8449 | 1970.22
-33.7791 | 1991.458
-33.7133 | 2016.97
-33.6474 | 2045.184
-33.5816 | 2070.739
-33.5157 | 2092.735
-33.4499 | 2122.092
-33.384 | 2153.164
-33.3182 | 2169.1
-33.2523 | 2186.679
-33.1865 | 2202.83
-33.1206 | 2220.395
-33.0548 | 2239.347
-32.989 | 2259.385
-32.9231 | 2279.252
-32.8573 | 2305.622
-32.7914 | 2333.12
-32.7256 | 2359.49
-32.6597 | 2383.959
-32.5939 | 2410.385
-32.528 | 2428.88
-32.4622 | 2454.606
-32.3963 | 2485.979
-32.3305 | 2512.448
-32.2646 | 2541.004
-32.1988 | 2574.978
-32.133 | 2610.538
-32.0671 | 2648.884
-32.0013 | 2674.882
-31.9354 | 2696.993
-31.8696 | 2725.049
-31.8037 | 2756.421
-31.7379 | 2779.632
-31.672 | 2805.716
-31.6062 | 2825.454
-31.5403 | 2860.213
-31.4745 | 2893.729
-31.4086 | 2930.218
-31.3428 | 2962.204
-31.2769 | 2996.72
-31.2111 | 3021.532
-31.1453 | 3059.736
-31.0794 | 3088.435
-31.0136 | 3122.68
-30.9477 | 3149.178
-30.8819 | 3177.021
-30.816 | 3207.663
-30.7502 | 3242.28
-30.6843 | 3282.87
-30.6185 | 3310.412
-30.5526 | 3335.824
-30.4868 | 3365.495
-30.421 | 3399.697
-30.3551 | 3430.741
-30.2893 | 3460.483
-30.2234 | 3490.555
-30.1576 | 3533.175
-30.0917 | 3577.481
-30.0259 | 3619.387
-29.96 | 3654.804
-29.8942 | 3692.936
-29.8283 | 3737.057
-29.7625 | 3772.031
-29.6966 | 3805.418
-29.6308 | 3838.763
-29.5649 | 3879.282
-29.4991 | 3917.886
-29.4333 | 3956.004
-29.3674 | 3993.55
-29.3016 | 4037.042
-29.2357 | 4077.59
-29.1699 | 4110.191
-29.104 | 4143.407
-29.0382 | 4183.012
-28.9723 | 4220.458
-28.9065 | 4253.216
-28.8406 | 4282.973
-28.7748 | 4314.574
-28.709 | 4358.738
-28.6431 | 4405.445
-28.5773 | 4441.52
-28.5114 | 4474.164
-28.4456 | 4510.567
-28.3797 | 4557.875
-28.3139 | 4608.513
-28.248 | 4650.762
-28.1822 | 4690.609
-28.1163 | 4733.158
-28.0505 | 4773.22
-27.9846 | 4808.608
-27.9188 | 4836.164
-27.8529 | 4866.979
-27.7871 | 4899.966
-27.7213 | 4931.066
-27.6554 | 4970.185
-27.5896 | 5022.167
-27.5237 | 5080.565
-27.4579 | 5131.847
-27.392 | 5179.141
-27.3262 | 5227.649
-27.2603 | 5273.757
-27.1945 | 5311.747
-27.1286 | 5342.918
-27.0628 | 5364.857
-26.9969 | 5391.77
-26.9311 | 5428.173
-26.8653 | 5471.479
-26.7994 | 5519.488
-26.7336 | 5572.584
-26.6677 | 5622.322
-26.6019 | 5679.249
-26.536 | 5731.56
-26.4702 | 5776.167
-26.4043 | 5821.889
-26.3385 | 5866.681
-26.2726 | 5904.099
-26.2068 | 5942.817
-26.141 | 5994.742
-26.0751 | 6046.18
-26.0093 | 6097.548
-25.9434 | 6151.03
-25.8776 | 6204.212
-25.8117 | 6262.054
-25.7459 | 6319.624
-25.68 | 6355.413
-25.6142 | 6394.774
-25.5483 | 6441.768
-25.4825 | 6491.792
-25.4166 | 6539.014
-25.3508 | 6570.028
-25.2849 | 6610.962
-25.2191 | 6663.473
-25.1532 | 6725.317
-25.0874 | 6779.643
-25.0216 | 6821.434
-24.9557 | 6855.45
-24.8899 | 6923.54
-24.824 | 6999.189
-24.7582 | 7087.617
-24.6923 | 7159.179
-24.6265 | 7227.598
-24.5606 | 7301.433
-24.4948 | 7383.357
-24.429 | 7446.073
-24.3631 | 7490.965
-24.2972 | 7516.892
-24.2314 | 7557.883
-24.1656 | 7610.722
-24.0997 | 7669.436
-24.0339 | 7700.908
-23.968 | 7735.395
-23.9022 | 7787.549
-23.8363 | 7851.193
-23.7705 | 7906.663
-23.7046 | 7953.442
-23.6388 | 7991.145
-23.5729 | 8056.833
-23.5071 | 8126.224
-23.4413 | 8187.496
-23.3754 | 8241.593
-23.3096 | 8297.219
-23.2437 | 8339.067
-23.1779 | 8388.348
-23.112 | 8445.289
-23.0462 | 8491.568
-22.9803 | 8532.845
-22.9145 | 8577.823
-22.8486 | 8632.078
-22.7828 | 8700.481
-22.7169 | 8749.533
-22.6511 | 8782.635
-22.5852 | 8829.686
-22.5194 | 8899.962
-22.4536 | 8955.846
-22.3877 | 9004.025
-22.3219 | 9063.539
-22.256 | 9128.428
-22.1902 | 9209.365
-22.1243 | 9293.948
-22.0585 | 9352.72
-21.9926 | 9416.393
-21.9268 | 9484.953
-21.8609 | 9542.523
-21.7951 | 9602.581
-21.7293 | 9653.805
-21.6634 | 9698.14
-21.5976 | 9733.528
-21.5317 | 9764.443
-21.4659 | 9801.633
-21.4 | 9853.342
-21.3342 | 9903.009
-21.2683 | 9946.215
-21.2025 | 9993.366
-21.1366 | 10052.12
-21.0708 | 10135.36
-21.0049 | 10187.4
-20.9391 | 10227.08
-20.8732 | 10282.72
-20.8074 | 10343.26
-20.7416 | 10401.22
-20.6757 | 10454.16
-20.6099 | 10494.22
-20.544 | 10542.94
-20.4782 | 10597.74
-20.4123 | 10654.24
-20.3465 | 10717.01
-20.2806 | 10778.25
-20.2148 | 10856.56
-20.1489 | 10938.74
-20.0831 | 11023.33
-20.0173 | 11098.33
-19.9514 | 11162.58
-19.8856 | 11215.92
-19.8197 | 11264
-19.7539 | 11309.45
-19.688 | 11359.44
-19.6222 | 11425.42
-19.5563 | 11491.29
-19.4905 | 11551.55
-19.4246 | 11622.21
-19.3588 | 11697.52
-19.2929 | 11758.5
-19.2271 | 11803.57
-19.1612 | 11846.2
-19.0954 | 11878.42
-19.0296 | 11925.27
-18.9637 | 11981.01
-18.8979 | 12034.89
-18.832 | 12094.26
-18.7662 | 12147.74
-18.7003 | 12182.53
-18.6345 | 12239.77
-18.5686 | 12302.57
-18.5028 | 12360.79
-18.4369 | 12423.29
-18.3711 | 12479.49
-18.3053 | 12542.56
-18.2394 | 12624.8
-18.1736 | 12694.5
-18.1077 | 12739.38
-18.0419 | 12793.37
-17.976 | 12818.68
-17.9102 | 12858.98
-17.8443 | 12918.12
-17.7785 | 12971.66
-17.7126 | 13029.46
-17.6468 | 13085.45
-17.5809 | 13144.07
-17.5151 | 13228.84
-17.4492 | 13297.78
-17.3834 | 13348.49
-17.3176 | 13407.4
-17.2517 | 13465.51
-17.1859 | 13500.81
-17.12 | 13519.07
-17.0542 | 13556.91
-16.9883 | 13614.45
-16.9225 | 13669.91
-16.8566 | 13712.29
-16.7908 | 13760.69
-16.7249 | 13833.62
-16.6591 | 13909.42
-16.5932 | 13967.71
-16.5274 | 14012.2
-16.4615 | 14055.98
-16.3957 | 14106.44
-16.3299 | 14156.03
-16.264 | 14219.24
-16.1982 | 14273.69
-16.1323 | 14331.76
-16.0665 | 14405.06
-16.0006 | 14467.8
-15.9348 | 14543.24
-15.8689 | 14593.99
-15.8031 | 14631.55
-15.7372 | 14675.58
-15.6714 | 14716.88
-15.6055 | 14741.63
-15.5397 | 14783.21
-15.4739 | 14827.64
-15.408 | 14893.13
-15.3422 | 14966.59
-15.2763 | 15036.89
-15.2105 | 15096.11
-15.1446 | 15148.78
-15.0788 | 15207.29
-15.0129 | 15257.63
-14.9471 | 15308.33
-14.8812 | 15352.96
-14.8154 | 15382.06
-14.7495 | 15422.71
-14.6837 | 15490.92
-14.6179 | 15548.67
-14.552 | 15585.7
-14.4862 | 15616.76
-14.4203 | 15662.94
-14.3545 | 15714.12
-14.2886 | 15766.65
-14.2228 | 15813.33
-14.1569 | 15863.95
-14.0911 | 15911.68
-14.0252 | 15967.77
-13.9594 | 16018.98
-13.8935 | 16077.16
-13.8277 | 16129.53
-13.7619 | 16174.08
-13.696 | 16212.11
-13.6302 | 16273.23
-13.5643 | 16316.94
-13.4985 | 16356.22
-13.4326 | 16406.56
-13.3668 | 16458.73
-13.3009 | 16489.52
-13.2351 | 16538.13
-13.1692 | 16570.23
-13.1034 | 16607.34
-13.0375 | 16644.71
-12.9717 | 16670.29
-12.9059 | 16696.3
-12.84 | 16751.17
-12.7742 | 16793.3
-12.7083 | 16832.08
-12.6425 | 16866.92
-12.5766 | 16906.5
-12.5108 | 16960.17
-12.4449 | 17023.67
-12.3791 | 17077.27
-12.3132 | 17122.02
-12.2474 | 17183.26
-12.1815 | 17256.24
-12.1157 | 17328.14
-12.0499 | 17389.1
-11.984 | 17432.09
-11.9182 | 17470.65
-11.8523 | 17518.18
-11.7865 | 17560.75
-11.7206 | 17593.4
-11.6548 | 17615.91
-11.5889 | 17647.72
-11.5231 | 17687.84
-11.4572 | 17725.46
-11.3914 | 17763.99
-11.3255 | 17805.96
-11.2597 | 17858.17
-11.1939 | 17907.32
-11.128 | 17948.28
-11.0622 | 17992.9
-10.9963 | 18053.3
-10.9305 | 18117.57
-10.8646 | 18154.96
-10.7988 | 18194.11
-10.7329 | 18242.88
-10.6671 | 18291.63
-10.6012 | 18337.68
-10.5354 | 18378.11
-10.4695 | 18416.14
-10.4037 | 18467.15
-10.3379 | 18497.25
-10.272 | 18513
-10.2062 | 18537.04
-10.1403 | 18574.16
-10.0745 | 18600.9
-10.0086 | 18616.21
-9.9428 | 18640.32
-9.8769 | 18678.81
-9.8111 | 18721.06
-9.7452 | 18756.16
-9.6794 | 18774.96
-9.6135 | 18795
-9.5477 | 18832.96
-9.4819 | 18872.27
-9.416 | 18914.05
-9.3502 | 18965.22
-9.2843 | 19012.04
-9.2185 | 19052.33
-9.1526 | 19097.11
-9.0868 | 19132.14
-9.0209 | 19165.34
-8.9551 | 19200.52
-8.8892 | 19236.49
-8.8234 | 19272.24
-8.7575 | 19302.01
-8.6917 | 19322.02
-8.6259 | 19347.64
-8.56 | 19388.06
-8.4942 | 19438.24
-8.4283 | 19489.68
-8.3625 | 19532.26
-8.2966 | 19563.04
-8.2308 | 19596.15
-8.1649 | 19635.52
-8.0991 | 19662.09
-8.0332 | 19668.5
-7.9674 | 19697.7
-7.9015 | 19718.33
-7.8357 | 19738.64
-7.7699 | 19756.91
-7.704 | 19772.4
-7.6382 | 19782.86
-7.5723 | 19795.27
-7.5065 | 19792.05
-7.4406 | 19817.09
-7.3748 | 19853.14
-7.3089 | 19894.52
-7.2431 | 19911.94
-7.1772 | 19938.05
-7.1114 | 19987.23
-7.0455 | 20016.99
-6.9797 | 20007.47
-6.9139 | 20000.68
-6.848 | 20007.38
-6.7822 | 20047.79
-6.7163 | 20081.09
-6.6505 | 20086.16
-6.5846 | 20103.4
-6.5188 | 20153.45
-6.4529 | 20199.38
-6.3871 | 20224.69
-6.3212 | 20232.85
-6.2554 | 20244.95
-6.1895 | 20267.41
-6.1237 | 20285.36
-6.0579 | 20291.46
-5.992 | 20293.05
-5.9262 | 20307.01
-5.8603 | 20345.72
-5.7945 | 20364.91
-5.7286 | 20391.87
-5.6628 | 20428.28
-5.5969 | 20472.48
-5.5311 | 20520.23
-5.4652 | 20569.34
-5.3994 | 20601.78
-5.3335 | 20645.14
-5.2677 | 20666.32
-5.2019 | 20714.65
-5.136 | 20729.08
-5.0702 | 20729.58
-5.0043 | 20720.82
-4.9385 | 20719.44
-4.8726 | 20735.79
-4.8068 | 20763.87
-4.7409 | 20750.72
-4.6751 | 20769.67
-4.6092 | 20825.79
-4.5434 | 20873.38
-4.4775 | 20903.64
-4.4117 | 20922.43
-4.3459 | 20931.87
-4.28 | 20929.21
-4.2142 | 20909.05
-4.1483 | 20864.39
-4.0825 | 20833.66
-4.0166 | 20827.97
-3.9508 | 20842.97
-3.8849 | 20863.58
-3.8191 | 20879.04
-3.7532 | 20887.39
-3.6874 | 20910.04
-3.6215 | 20938.1
-3.5557 | 20944.56
-3.4898 | 20933.32
-3.424 | 20942.93
-3.3582 | 20974.14
-3.2923 | 21014.62
-3.2265 | 21039.73
-3.1606 | 21059.8
-3.0948 | 21073.5
-3.0289 | 21079.72
-2.9631 | 21069.04
-2.8972 | 21056.92
-2.8314 | 21049.78
-2.7655 | 21059.94
-2.6997 | 21064.94
-2.6338 | 21069.42
-2.568 | 21082.05
-2.5022 | 21108.76
-2.4363 | 21139.54
-2.3705 | 21167.59
-2.3046 | 21172.71
-2.2388 | 21186.74
-2.1729 | 21209.46
-2.1071 | 21231.75
-2.0412 | 21245.57
-1.9754 | 21263.72
-1.9095 | 21307.9
-1.8437 | 21380.66
-1.7778 | 21441.55
-1.712 | 21484.83
-1.6462 | 21547.71
-1.5803 | 21583.53
-1.5145 | 21594.42
-1.4486 | 21582.67
-1.3828 | 21556.69
-1.3169 | 21528.08
-1.2511 | 21499.82
-1.1852 | 21438.19
-1.1194 | 21400.23
-1.0535 | 21412.49
-0.98769 | 21462.8
-0.92185 | 21530.19
-0.856 | 21603.18
-0.79015 | 21670.13
-0.72431 | 21731.09
-0.65846 | 21759.83
-0.59262 | 21737.1
-0.52677 | 21687.92
-0.46092 | 21626.52
-0.39508 | 21580.04
-0.32923 | 21575.55
-0.26338 | 21611.57
-0.19754 | 21686.42
-0.13169 | 21763.64
-0.065846 | 21817.44
6.537e-13 | 21845.6
0.065846 | 21836.94
0.13169 | 21787.29
0.19754 | 21708.79
0.26338 | 21611.27
0.32923 | 21516.07
0.39508 | 21440.72
0.46092 | 21382.76
0.52677 | 21349.33
0.59262 | 21338.66
0.65846 | 21341.23
0.72431 | 21349.12
0.79015 | 21340.35
0.856 | 21322.87
0.92185 | 21323.51
0.98769 | 21326.18
1.0535 | 21307.29
1.1194 | 21261.31
1.1852 | 21204.58
1.2511 | 21165.26
1.3169 | 21122
1.3828 | 21065.69
1.4486 | 21010.78
1.5145 | 20975.57
1.5803 | 20960.27
1.6462 | 20974.36
1.712 | 21014.66
1.7778 | 21071.19
1.8437 | 21112.85
1.9095 | 21136.71
1.9754 | 21144.71
2.0412 | 21129.49
2.1071 | 21077.13
2.1729 | 21020.46
2.2388 | 20987.36
2.3046 | 20984.55
2.3705 | 20995.01
2.4363 | 21003.54
2.5022 | 21030.38
2.568 | 21056.44
2.6338 | 21050.49
2.6997 | 21005.37
2.7655 | 20934.71
2.8314 | 20854.97
2.8972 | 20784.1
2.9631 | 20720.21
3.0289 | 20695.98
3.0948 | 20674.83
3.1606 | 20654.79
3.2265 | 20645.34
3.2923 | 20654.66
3.3582 | 20678.52
3.424 | 20679.63
3.4898 | 20651.63
3.5557 | 20631.97
3.6215 | 20607.11
3.6874 | 20560.52
3.7532 | 20491.86
3.8191 | 20410.73
3.8849 | 20354.79
3.9508 | 20321.18
4.0166 | 20302.7
4.0825 | 20303.21
4.1483 | 20334.33
4.2142 | 20396.5
4.28 | 20436.29
4.3459 | 20451.77
4.4117 | 20442.26
4.4775 | 20409.85
4.5434 | 20351.09
4.6092 | 20308.8
4.6751 | 20254.82
4.7409 | 20217.47
4.8068 | 20185.25
4.8726 | 20153.8
4.9385 | 20118.95
5.0043 | 20094.71
5.0702 | 20040.1
5.136 | 19968.88
5.2019 | 19903.96
5.2677 | 19852.85
5.3335 | 19807.52
5.3994 | 19760.81
5.4652 | 19731.71
5.5311 | 19721.99
5.5969 | 19729.94
5.6628 | 19730.84
5.7286 | 19699.63
5.7945 | 19685.59
5.8603 | 19689.71
5.9262 | 19680.47
5.992 | 19650.91
6.0579 | 19613.91
6.1237 | 19588.71
6.1895 | 19595.53
6.2554 | 19595.28
6.3212 | 19599.66
6.3871 | 19611.13
6.4529 | 19628.28
6.5188 | 19647.01
6.5846 | 19657.75
6.6505 | 19642.77
6.7163 | 19599.21
6.7822 | 19539.08
6.848 | 19487.61
6.9139 | 19457.94
6.9797 | 19414.88
7.0455 | 19364.32
7.1114 | 19330.99
7.1772 | 19321
7.2431 | 19321.59
7.3089 | 19306.64
7.3748 | 19259.02
7.4406 | 19211.84
7.5065 | 19168.77
7.5723 | 19130.72
7.6382 | 19098.57
7.704 | 19068.81
7.7699 | 19040.03
7.8357 | 19013.44
7.9015 | 18989.1
7.9674 | 18973.55
8.0332 | 18945.1
8.0991 | 18895.44
8.1649 | 18832.56
8.2308 | 18769.61
8.2966 | 18716.46
8.3625 | 18665.68
8.4283 | 18605.18
8.4942 | 18553.38
8.56 | 18522.72
8.6259 | 18494.18
8.6917 | 18467.8
8.7575 | 18439.6
8.8234 | 18411.29
8.8892 | 18373.94
8.9551 | 18333.28
9.0209 | 18280.01
9.0868 | 18229.77
9.1526 | 18175.92
9.2185 | 18119.65
9.2843 | 18062.39
9.3502 | 18019.81
9.416 | 17984.08
9.4819 | 17951.85
9.5477 | 17915.94
9.6135 | 17891.9
9.6794 | 17862.6
9.7452 | 17821.86
9.8111 | 17769.79
9.8769 | 17720.26
9.9428 | 17674.24
10.0086 | 17632.97
10.0745 | 17577.86
10.1403 | 17532.4
10.2062 | 17528.49
10.272 | 17522.71
10.3379 | 17498.87
10.4037 | 17468.78
10.4695 | 17441.84
10.5354 | 17415.33
10.6012 | 17383.78
10.6671 | 17324.31
10.7329 | 17274.95
10.7988 | 17239.9
10.8646 | 17223.19
10.9305 | 17186.82
10.9963 | 17146.38
11.0622 | 17111.87
11.128 | 17087.97
11.1939 | 17049.55
11.2597 | 16994.4
11.3255 | 16922.96
11.3914 | 16881.07
11.4572 | 16855.79
11.5231 | 16804.72
11.5889 | 16736.13
11.6548 | 16676.4
11.7206 | 16622.62
11.7865 | 16560.29
11.8523 | 16475.94
11.9182 | 16399.87
11.984 | 16359.77
12.0499 | 16329.78
12.1157 | 16296.57
12.1815 | 16261.72
12.2474 | 16233.15
12.3132 | 16216.52
12.3791 | 16178.34
12.4449 | 16119.48
12.5108 | 16059.31
12.5766 | 16000.64
12.6425 | 15929.18
12.7083 | 15869.84
12.7742 | 15822.67
12.84 | 15777.58
12.9059 | 15727.38
12.9717 | 15675.72
13.0375 | 15636.98
13.1034 | 15624.18
13.1692 | 15603.4
13.2351 | 15566.28
13.3009 | 15514.2
13.3668 | 15456.41
13.4326 | 15389.91
13.4985 | 15318.16
13.5643 | 15249.12
13.6302 | 15187.44
13.696 | 15129.69
13.7619 | 15082.81
13.8277 | 15044.79
13.8935 | 15004.36
13.9594 | 14943.87
14.0252 | 14862.04
14.0911 | 14777.25
14.1569 | 14690.78
14.2228 | 14614.03
14.2886 | 14552.73
14.3545 | 14507.68
14.4203 | 14448.81
14.4862 | 14403.44
14.552 | 14361.91
14.6179 | 14333.47
14.6837 | 14305.47
14.7495 | 14259.29
14.8154 | 14200.76
14.8812 | 14172.58
14.9471 | 14147.38
15.0129 | 14116.21
15.0788 | 14074.67
15.1446 | 14024.6
15.2105 | 13968.18
15.2763 | 13915.13
15.3422 | 13863.94
15.408 | 13808.92
15.4739 | 13746.5
15.5397 | 13674.93
15.6055 | 13605.75
15.6714 | 13552.05
15.7372 | 13504.39
15.8031 | 13452.58
15.8689 | 13390.42
15.9348 | 13326.02
16.0006 | 13277.79
16.0665 | 13239.29
16.1323 | 13198.88
16.1982 | 13147.66
16.264 | 13096.25
16.3299 | 13056.76
16.3957 | 13010.38
16.4615 | 12933.02
16.5274 | 12820.46
16.5932 | 12710.55
16.6591 | 12627.76
16.7249 | 12560.53
16.7908 | 12479.96
16.8566 | 12407.9
16.9225 | 12359.93
16.9883 | 12343.59
17.0542 | 12324.2
17.12 | 12279.11
17.1859 | 12214.65
17.2517 | 12152.63
17.3176 | 12087.47
17.3834 | 12014.98
17.4492 | 11933.94
17.5151 | 11857.02
17.5809 | 11790.89
17.6468 | 11727.95
17.7126 | 11665.57
17.7785 | 11601.1
17.8443 | 11548.43
17.9102 | 11504.13
17.976 | 11450.9
18.0419 | 11383.64
18.1077 | 11318.75
18.1736 | 11266.47
18.2394 | 11234.9
18.3053 | 11188.72
18.3711 | 11128.1
18.4369 | 11065.07
18.5028 | 11014.62
18.5686 | 10979.8
18.6345 | 10937.29
18.7003 | 10870.07
18.7662 | 10823.29
18.832 | 10778.85
18.8979 | 10724.87
18.9637 | 10667.76
19.0296 | 10612.56
19.0954 | 10558.35
19.1612 | 10506.07
19.2271 | 10429.83
19.2929 | 10364.71
19.3588 | 10321.49
19.4246 | 10274.36
19.4905 | 10210.08
19.5563 | 10156.46
19.6222 | 10123.21
19.688 | 10109.28
19.7539 | 10083.37
19.8197 | 10043.56
19.8856 | 10003.38
19.9514 | 9956.105
20.0173 | 9891.561
20.0831 | 9821.112
20.1489 | 9756.839
20.2148 | 9690.923
20.2806 | 9623.72
20.3465 | 9556.373
20.4123 | 9490.542
20.4782 | 9429.713
20.544 | 9369.084
20.6099 | 9298.122
20.6757 | 9231.563
20.7416 | 9173.72
20.8074 | 9126.326
20.8732 | 9076.574
20.9391 | 9024.206
21.0049 | 8967.608
21.0708 | 8907.079
21.1366 | 8849.237
21.2025 | 8789.21
21.2683 | 8719.533
21.3342 | 8658.719
21.4 | 8606.58
21.4659 | 8561.059
21.5317 | 8511.706
21.5976 | 8460.64
21.6634 | 8412.502
21.7293 | 8370.625
21.7951 | 8333.736
21.8609 | 8294.732
21.9268 | 8243.551
21.9926 | 8190.054
22.0585 | 8137.058
22.1243 | 8090.393
22.1902 | 8045.886
22.256 | 8000.292
22.3219 | 7947.239
22.3877 | 7895.171
22.4536 | 7850.75
22.5194 | 7811.317
22.5852 | 7765.938
22.6511 | 7716.43
22.7169 | 7665.52
22.7828 | 7618.983
22.8486 | 7571.417
22.9145 | 7515.648
22.9803 | 7466.511
23.0462 | 7425.392
23.112 | 7390.117
23.1779 | 7353.329
23.2437 | 7316.025
23.3096 | 7281.795
23.3754 | 7254.239
23.4413 | 7219.223
23.5071 | 7175.359
23.5729 | 7122.633
23.6388 | 7068.522
23.7046 | 7017.969
23.7705 | 6973.048
23.8363 | 6936.188
23.9022 | 6906.674
23.968 | 6874.888
24.0339 | 6836.612
24.0997 | 6790.962
24.1656 | 6740.281
24.2314 | 6685.813
24.2972 | 6625.24
24.3631 | 6560.795
24.429 | 6504.34
24.4948 | 6451.844
24.5606 | 6392.559
24.6265 | 6342.164
24.6923 | 6303.402
24.7582 | 6275.818
24.824 | 6244.66
24.8899 | 6200.954
24.9557 | 6165.123
25.0216 | 6146.714
25.0874 | 6119.958
25.1532 | 6081.068
25.2191 | 6031.402
25.2849 | 5980.707
25.3508 | 5934.299
25.4166 | 5880.302
25.4825 | 5820.53
25.5483 | 5764.361
25.6142 | 5716.424
25.68 | 5676.505
25.7459 | 5639.802
25.8117 | 5602.756
25.8776 | 5560.564
25.9434 | 5519.459
26.0093 | 5480.727
26.0751 | 5443.738
26.141 | 5397.401
26.2068 | 5344.176
26.2726 | 5287.75
26.3385 | 5236.511
26.4043 | 5189.06
26.4702 | 5140.394
26.536 | 5082.896
26.6019 | 5025.082
26.6677 | 4974.115
26.7336 | 4933.496
26.7994 | 4898.808
26.8653 | 4863.72
26.9311 | 4827.403
26.9969 | 4794.63
27.0628 | 4769.461
27.1286 | 4749.637
27.1945 | 4732.443
27.2603 | 4717.822
27.3262 | 4699.256
27.392 | 4673.601
27.4579 | 4640.314
27.5237 | 4600.638
27.5896 | 4557.375
27.6554 | 4509.795
27.7213 | 4457.298
27.7871 | 4409.019
27.8529 | 4371.615
27.9188 | 4341.401
27.9846 | 4308.657
28.0505 | 4268.366
28.1163 | 4225.66
28.1822 | 4183.912
28.248 | 4142.792
28.3139 | 4100.172
28.3797 | 4055.179
28.4456 | 4012.045
28.5114 | 3973.384
28.5773 | 3935.937
28.6431 | 3896.761
28.709 | 3854.556
28.7748 | 3810.492
28.8406 | 3768.501
28.9065 | 3733.756
28.9723 | 3709.244
29.0382 | 3684.575
29.104 | 3653.475
29.1699 | 3622.374
29.2357 | 3597.92
29.3016 | 3581.669
29.3674 | 3559.473
29.4333 | 3522.541
29.4991 | 3482.079
29.5649 | 3451.679
29.6308 | 3430.183
29.6966 | 3402.299
29.7625 | 3362.751
29.8283 | 3323.776
29.8942 | 3289.745
29.96 | 3259.217
30.0259 | 3232.461
30.0917 | 3201.546
30.1576 | 3169.459
30.2234 | 3137.716
30.2893 | 3104.843
30.3551 | 3075.2
30.421 | 3049.517
30.4868 | 3019.803
30.5526 | 2983.229
30.6185 | 2948.555
30.6843 | 2923.143
30.7502 | 2904.734
30.816 | 2886.54
30.8819 | 2864.772
30.9477 | 2839.375
31.0136 | 2817.021
31.0794 | 2795.668
31.1453 | 2768.655
31.2111 | 2737.784
31.2769 | 2708.641
31.3428 | 2684.973
31.4086 | 2668.594
31.4745 | 2650.728
31.5403 | 2627.846
31.6062 | 2608.308
31.672 | 2589.156
31.7379 | 2564.802
31.8037 | 2537.96
31.8696 | 2504.301
31.9354 | 2467.17
32.0013 | 2438.427
32.0671 | 2412.186
32.133 | 2390.262
32.1988 | 2369.781
32.2646 | 2344.74
32.3305 | 2324.316
32.3963 | 2315.726
32.4622 | 2308.68
32.528 | 2292.201
32.5939 | 2268.99
32.6597 | 2250.753
32.7256 | 2237.732
32.7914 | 2222.425
32.8573 | 2200.486
32.9231 | 2174.888
32.989 | 2154.936
33.0548 | 2141.301
33.1206 | 2122.377
33.1865 | 2097.137
33.2523 | 2075.241
33.3182 | 2055.403
33.384 | 2029.548
33.4499 | 2008.209
33.5157 | 1986.885
33.5816 | 1965.66
33.6474 | 1948.838
33.7133 | 1926.956
33.7791 | 1899.672
33.8449 | 1880.62
33.9108 | 1859.553
33.9766 | 1832.554
34.0425 | 1814.432
34.1083 | 1805.313
34.1742 | 1789.763
34.24 | 1776.671
34.3059 | 1765.008
34.3717 | 1748.172
34.4376 | 1735.28
34.5034 | 1721.387
34.5693 | 1697.462
34.6351 | 1679.811
34.7009 | 1664.846
34.7668 | 1648.153
34.8327 | 1636.304
34.8985 | 1627.4
34.9643 | 1615.309
35.0302 | 1605.904
35.096 | 1597.2
35.1619 | 1585.866
35.2277 | 1571.259
35.2936 | 1557.267
35.3594 | 1536.285
35.4253 | 1510.044
35.4911 | 1486.976
35.557 | 1465.652
35.6228 | 1446.614
35.6887 | 1433.637
35.7545 | 1417.729
35.8203 | 1403.923
35.8862 | 1395.776
35.952 | 1384.313
36.0179 | 1372.022
36.0837 | 1357.615
36.1496 | 1339.664
36.2154 | 1324.456
36.2813 | 1312.579
36.3471 | 1302.66
36.413 | 1296.014
36.4788 | 1280.95
36.5446 | 1266.672
36.6105 | 1256.11
36.6763 | 1249.878
36.7422 | 1244.176
36.808 | 1233.27
36.8739 | 1216.62
36.9397 | 1207.83
37.0056 | 1201.255
37.0714 | 1194.48
37.1373 | 1189.021
37.2031 | 1188.292
37.269 | 1185.734
37.3348 | 1178.716
37.4006 | 1168.868
37.4665 | 1160.179
37.5323 | 1153.204
37.5982 | 1140.412
37.664 | 1114.343
37.7299 | 1088.788
37.7957 | 1070.279
37.8616 | 1057.93
37.9274 | 1050.098
37.9933 | 1042.094
38.0591 | 1035.219
38.125 | 1030.103
38.1908 | 1024.286
38.2567 | 1018.326
38.3225 | 1012.623
38.3883 | 1007.964
38.4542 | 1003.89
38.52 | 992.985
38.5859 | 980.4791
38.6517 | 966.8726
38.7176 | 955.7388
38.7834 | 943.6473
38.8493 | 926.6821
38.9151 | 907.9304
38.981 | 893.6379
39.0468 | 885.8771
39.1127 | 883.6475
39.1785 | 875.8438
39.2443 | 864.2954
39.3102 | 852.5184
39.376 | 849.4026
39.4419 | 848.4879
39.5077 | 843.8286
39.5736 | 836.8824
39.6394 | 830.5366
39.7053 | 825.2341
39.7711 | 821.275
39.837 | 812.8997
39.9028 | 805.8392
39.9686 | 798.7786
40.0345 | 788.8597
40.1003 | 782.4423
40.1662 | 781.7992
40.232 | 780.1413
40.2979 | 776.1536
40.3637 | 769.4076
40.4296 | 758.2594
40.4954 | 755.2294
40.5613 | 753.9431
40.6271 | 748.7407
40.693 | 748.6978
40.7588 | 746.9683
40.8246 | 743.7955
40.8905 | 746.4396
40.9563 | 743.238
41.0222 | 735.9632
41.088 | 728.9026
41.1539 | 720.4559
41.2197 | 711.9947
41.2856 | 703.2191
41.3514 | 690.8846
41.4173 | 683.6384
41.4831 | 681.8089
41.549 | 683.2811
41.6148 | 682.1662
41.6806 | 677.8356
41.7465 | 672.9761
41.8123 | 673.3192
41.8782 | 667.6451
41.944 | 657.5688
42.0099 | 646.9495
42.0757 | 638.1168
42.1416 | 633.5003
42.2074 | 629.5413
42.2733 | 620.537
42.3391 | 613.4479
42.405 | 613.8481
42.4708 | 619.4079
42.5367 | 622.7381
42.6025 | 616.1921
42.6683 | 602.8429
42.7342 | 592.5095
42.8 | 590.9373
42.8659 | 585.9634
42.9317 | 575.8873
42.9976 | 564.7534
43.0634 | 550.0608
43.1293 | 541.6996
43.1951 | 544.0436
43.261 | 550.7897
43.3268 | 546.359
43.3927 | 539.1699
43.4585 | 535.754
43.5243 | 544.501
43.5902 | 551.6615
43.656 | 551.4614
43.7219 | 536.3972
43.7877 | 519.5034
43.8536 | 521.5186
43.9194 | 516.7878
43.9853 | 504.0103
44.0511 | 505.6111
44.117 | 503.653
44.1828 | 500.6659
44.2486 | 509.37
44.3145 | 508.3982
44.3803 | 504.7679
44.4462 | 510.442
44.512 | 505.997
44.5779 | 495.9065
44.6437 | 486.8165
44.7096 | 484.8727
44.7754 | 480.6422
44.8413 | 480.2563
44.9071 | 480.9709
44.973 | 472.6955
45.0388 | 472.281
45.1047 | 483.029
45.1705 | 484.3439
45.2364 | 474.3106
45.3022 | 465.0062
45.368 | 452.7146
45.4339 | 448.0981
45.4997 | 448.6841
45.5656 | 444.8252
45.6314 | 442.5527
45.6973 | 442.6765
45.7631 | 447.192
45.829 | 453.0398
Degrees | (Cd)
-45.8948 | 0
-45.829 | 0
-45.7631 | 0
-45.6973 | 0
-45.6314 | 0
-45.5656 | 0
-45.4997 | 0
-45.4339 | 0
-45.368 | 0
-45.3022 | 0
-45.2364 | 0
-45.1705 | 0
-45.1047 | 0
-45.0388 | 0
-44.973 | 0
-44.9071 | 0
-44.8413 | 0
-44.7754 | 0
-44.7096 | 0
-44.6437 | 0
-44.5779 | 0
-44.512 | 0
-44.4462 | 0
-44.3803 | 0
-44.3145 | 0
-44.2486 | 0
-44.1828 | 0
-44.117 | 0
-44.0511 | 0
-43.9853 | 0
-43.9194 | 0
-43.8536 | 0
-43.7877 | 0
-43.7219 | 0
-43.656 | 0
-43.5902 | 0
-43.5243 | 0
-43.4585 | 0
-43.3927 | 0
-43.3268 | 0
-43.261 | 0
-43.1951 | 0
-43.1293 | 0
-43.0634 | 0
-42.9976 | 0
-42.9317 | 0
-42.8659 | 0
-42.8 | 0
-42.7342 | 0
-42.6683 | 0
-42.6025 | 0
-42.5367 | 0
-42.4708 | 0
-42.405 | 0
-42.3391 | 0
-42.2733 | 0
-42.2074 | 0
-42.1416 | 0
-42.0757 | 0
-42.0099 | 0
-41.944 | 0
-41.8782 | 0
-41.8123 | 0
-41.7465 | 0
-41.6806 | 0
-41.6148 | 0
-41.549 | 0
-41.4831 | 0
-41.4173 | 0
-41.3514 | 0
-41.2856 | 0
-41.2197 | 0
-41.1539 | 0
-41.088 | 0
-41.0222 | 0
-40.9563 | 0
-40.8905 | 0
-40.8246 | 0
-40.7588 | 0
-40.693 | 0
-40.6271 | 0
-40.5613 | 0
-40.4954 | 0
-40.4296 | 0
-40.3637 | 0
-40.2979 | 0
-40.232 | 0
-40.1662 | 0
-40.1003 | 0
-40.0345 | 0
-39.9686 | 0
-39.9028 | 0
-39.837 | 0
-39.7711 | 0
-39.7053 | 0
-39.6394 | 0
-39.5736 | 0
-39.5077 | 0
-39.4419 | 0
-39.376 | 0
-39.3102 | 0
-39.2443 | 0
-39.1785 | 0
-39.1127 | 0
-39.0468 | 0
-38.981 | 0
-38.9151 | 0
-38.8493 | 0
-38.7834 | 0
-38.7176 | 0
-38.6517 | 0
-38.5859 | 0
-38.52 | 0
-38.4542 | 0
-38.3883 | 0
-38.3225 | 0
-38.2567 | 0
-38.1908 | 0
-38.125 | 0
-38.0591 | 0
-37.9933 | 0
-37.9274 | 0
-37.8616 | 0
-37.7957 | 115.0831
-37.7299 | 258.6226
-37.664 | 405.2207
-37.5982 | 556.0208
-37.5323 | 706.8208
-37.4665 | 852.2183
-37.4006 | 1008.978
-37.3348 | 1050.226
-37.269 | 1058.016
-37.2031 | 1070.222
-37.1373 | 1078.969
-37.0714 | 1084.157
-37.0056 | 1100.279
-36.9397 | 1112.27
-36.8739 | 1125.862
-36.808 | 1151.346
-36.7422 | 1172.198
-36.6763 | 1185.276
-36.6105 | 1203.642
-36.5446 | 1221.293
-36.4788 | 1234.557
-36.413 | 1255.81
-36.3471 | 1254.523
-36.2813 | 1255.838
-36.2154 | 1266.186
-36.1496 | 1277.92
-36.0837 | 1285.395
-36.0179 | 1294.371
-35.952 | 1296.257
-35.8862 | 1318.682
-35.8203 | 1337.891
-35.7545 | 1351.012
-35.6887 | 1371.336
-35.6228 | 1388.887
-35.557 | 1403.623
-35.4911 | 1415.142
-35.4253 | 1427.591
-35.3594 | 1442.255
-35.2936 | 1469.525
-35.2277 | 1482.345
-35.1619 | 1494.794
-35.096 | 1507.557
-35.0302 | 1520.592
-34.9643 | 1532.269
-34.8985 | 1546.49
-34.8327 | 1548.22
-34.7668 | 1565.671
-34.7009 | 1582.207
-34.6351 | 1600.916
-34.5693 | 1624.341
-34.5034 | 1643.908
-34.4376 | 1656.128
-34.3717 | 1671.821
-34.3059 | 1683.727
-34.24 | 1695.99
-34.1742 | 1711.668
-34.1083 | 1723.946
-34.0425 | 1736.68
-33.9766 | 1756.79
-33.9108 | 1783.717
-33.8449 | 1795.708
-33.7791 | 1820.963
-33.7133 | 1842.931
-33.6474 | 1866.328
-33.5816 | 1890.139
-33.5157 | 1910.105
-33.4499 | 1929.072
-33.384 | 1958.686
-33.3182 | 1974.493
-33.2523 | 1994.588
-33.1865 | 2012.683
-33.1206 | 2046.999
-33.0548 | 2071.396
-32.989 | 2095.064
-32.9231 | 2114.674
-32.8573 | 2142.873
-32.7914 | 2165.698
-32.7256 | 2197.999
-32.6597 | 2215.922
-32.5939 | 2231.429
-32.528 | 2247.623
-32.4622 | 2280.281
-32.3963 | 2319.742
-32.3305 | 2349.457
-32.2646 | 2370.567
-32.1988 | 2394.978
-32.133 | 2429.08
-32.0671 | 2460.995
-32.0013 | 2481.419
-31.9354 | 2490.895
-31.8696 | 2509.732
-31.8037 | 2534.587
-31.7379 | 2550.552
-31.672 | 2583.196
-31.6062 | 2608.722
-31.5403 | 2639.723
-31.4745 | 2667.993
-31.4086 | 2697.679
-31.3428 | 2726.75
-31.2769 | 2761.295
-31.2111 | 2775.873
-31.1453 | 2798.341
-31.0794 | 2814.42
-31.0136 | 2833.157
-30.9477 | 2856.211
-30.8819 | 2883.081
-30.816 | 2910.851
-30.7502 | 2942.995
-30.6843 | 2977.197
-30.6185 | 3008.712
-30.5526 | 3035.596
-30.4868 | 3069.284
-30.421 | 3101.37
-30.3551 | 3131.313
-30.2893 | 3161.413
-30.2234 | 3190.184
-30.1576 | 3221.984
-30.0917 | 3257.53
-30.0259 | 3277.511
-29.96 | 3296.491
-29.8942 | 3319.874
-29.8283 | 3344.257
-29.7625 | 3366.053
-29.6966 | 3395.996
-29.6308 | 3437.472
-29.5649 | 3481.165
-29.4991 | 3520.069
-29.4333 | 3559.102
-29.3674 | 3599.449
-29.3016 | 3634.966
-29.2357 | 3663.794
-29.1699 | 3688.792
-29.104 | 3718.806
-29.0382 | 3757.91
-28.9723 | 3793.57
-28.9065 | 3820.025
-28.8406 | 3861.874
-28.7748 | 3905.951
-28.709 | 3933.379
-28.6431 | 3957.647
-28.5773 | 3985.375
-28.5114 | 4018.476
-28.4456 | 4060.268
-28.3797 | 4100
-28.3139 | 4130.272
-28.248 | 4165.403
-28.1822 | 4207.666
-28.1163 | 4240.167
-28.0505 | 4266.68
-27.9846 | 4301.311
-27.9188 | 4329.381
-27.8529 | 4363.912
-27.7871 | 4411.52
-27.7213 | 4457.042
-27.6554 | 4508.194
-27.5896 | 4559.833
-27.5237 | 4604.168
-27.4579 | 4653.292
-27.392 | 4701.014
-27.3262 | 4743.22
-27.2603 | 4782.91
-27.1945 | 4806.736
-27.1286 | 4838.451
-27.0628 | 4875.611
-26.9969 | 4906.412
-26.9311 | 4943.443
-26.8653 | 4973.158
-26.7994 | 5014.505
-26.7336 | 5069.089
-26.6677 | 5116.368
-26.6019 | 5161.003
-26.536 | 5197.707
-26.4702 | 5244.271
-26.4043 | 5294.038
-26.3385 | 5330.384
-26.2726 | 5354.738
-26.2068 | 5385.825
-26.141 | 5425.586
-26.0751 | 5469.95
-26.0093 | 5497.263
-25.9434 | 5533.323
-25.8776 | 5579.088
-25.8117 | 5638.087
-25.7459 | 5689.611
-25.68 | 5734.418
-25.6142 | 5786.929
-25.5483 | 5833.836
-25.4825 | 5874.599
-25.4166 | 5908.873
-25.3508 | 5943.403
-25.2849 | 5980.964
-25.2191 | 6001.345
-25.1532 | 6016.896
-25.0874 | 6061.402
-25.0216 | 6105.895
-24.9557 | 6139.425
-24.8899 | 6179.543
-24.824 | 6234.284
-24.7582 | 6292.969
-24.6923 | 6358.9
-24.6265 | 6395.918
-24.5606 | 6435.951
-24.4948 | 6491.849
-24.429 | 6547.261
-24.3631 | 6601.93
-24.2972 | 6653.111
-24.2314 | 6703.549
-24.1656 | 6766.222
-24.0997 | 6832.796
-24.0339 | 6893.568
-23.968 | 6944.121
-23.9022 | 6975.164
-23.8363 | 7009.266
-23.7705 | 7028.832
-23.7046 | 7063.677
-23.6388 | 7120.146
-23.5729 | 7175.044
-23.5071 | 7214.377
-23.4413 | 7256.783
-23.3754 | 7323.786
-23.3096 | 7399.465
-23.2437 | 7452.962
-23.1779 | 7486.549
-23.112 | 7537.402
-23.0462 | 7607.349
-22.9803 | 7678.869
-22.9145 | 7736.968
-22.8486 | 7792.938
-22.7828 | 7849.135
-22.7169 | 7905.09
-22.6511 | 7941.021
-22.5852 | 7963.404
-22.5194 | 7985.729
-22.4536 | 8029.707
-22.3877 | 8071.912
-22.3219 | 8117.362
-22.256 | 8163.47
-22.1902 | 8222.912
-22.1243 | 8288.801
-22.0585 | 8350.158
-21.9926 | 8402.04
-21.9268 | 8465.155
-21.8609 | 8536.918
-21.7951 | 8600.405
-21.7293 | 8657.818
-21.6634 | 8726.837
-21.5976 | 8796.57
-21.5317 | 8844.821
-21.4659 | 8882.296
-21.4 | 8915.626
-21.3342 | 8968.294
-21.2683 | 9007.685
-21.2025 | 9044.201
-21.1366 | 9098.556
-21.0708 | 9155.626
-21.0049 | 9215.082
-20.9391 | 9266.993
-20.8732 | 9307.012
-20.8074 | 9365.011
-20.7416 | 9419.851
-20.6757 | 9471.99
-20.6099 | 9548.54
-20.544 | 9601.752
-20.4782 | 9665.796
-20.4123 | 9737.03
-20.3465 | 9798.745
-20.2806 | 9847.812
-20.2148 | 9877.739
-20.1489 | 9891.317
-20.0831 | 9941.142
-20.0173 | 9997.625
-19.9514 | 10033.84
-19.8856 | 10062.06
-19.8197 | 10099.79
-19.7539 | 10147.7
-19.688 | 10197.08
-19.6222 | 10252.69
-19.5563 | 10285.59
-19.4905 | 10343.82
-19.4246 | 10414.94
-19.3588 | 10479.61
-19.2929 | 10553.13
-19.2271 | 10634.98
-19.1612 | 10688.24
-19.0954 | 10745.55
-19.0296 | 10794.67
-18.9637 | 10864.65
-18.8979 | 10939.47
-18.832 | 10994.83
-18.7662 | 11028.87
-18.7003 | 11072.63
-18.6345 | 11131.85
-18.5686 | 11178.86
-18.5028 | 11190.81
-18.4369 | 11225.79
-18.3711 | 11289.54
-18.3053 | 11355.64
-18.2394 | 11409.15
-18.1736 | 11465.41
-18.1077 | 11535.84
-18.0419 | 11614.78
-17.976 | 11666.3
-17.9102 | 11690.96
-17.8443 | 11716.55
-17.7785 | 11764.05
-17.7126 | 11821.95
-17.6468 | 11862.65
-17.5809 | 11922.18
-17.5151 | 11975.28
-17.4492 | 12029.99
-17.3834 | 12098.61
-17.3176 | 12167.44
-17.2517 | 12202.7
-17.1859 | 12279.35
-17.12 | 12320.8
-17.0542 | 12377.12
-16.9883 | 12450.93
-16.9225 | 12522.54
-16.8566 | 12583.72
-16.7908 | 12649.2
-16.7249 | 12684.6
-16.6591 | 12746.44
-16.5932 | 12807.7
-16.5274 | 12854.46
-16.4615 | 12896.86
-16.3957 | 12950.57
-16.3299 | 13011.14
-16.264 | 13075.17
-16.1982 | 13133.98
-16.1323 | 13195.4
-16.0665 | 13261.1
-16.0006 | 13314.15
-15.9348 | 13364.44
-15.8689 | 13401.61
-15.8031 | 13426.52
-15.7372 | 13446.4
-15.6714 | 13466.47
-15.6055 | 13501.5
-15.5397 | 13539.29
-15.4739 | 13590.29
-15.408 | 13650.39
-15.3422 | 13713.81
-15.2763 | 13780.93
-15.2105 | 13833.04
-15.1446 | 13898.95
-15.0788 | 13954.46
-15.0129 | 13987.92
-14.9471 | 14042.7
-14.8812 | 14122.75
-14.8154 | 14195.49
-14.7495 | 14274.62
-14.6837 | 14315.81
-14.6179 | 14376.53
-14.552 | 14447.59
-14.4862 | 14498.97
-14.4203 | 14507.48
-14.3545 | 14512.02
-14.2886 | 14531.96
-14.2228 | 14571.65
-14.1569 | 14620.62
-14.0911 | 14674.5
-14.0252 | 14738.84
-13.9594 | 14805.95
-13.8935 | 14872.72
-13.8277 | 14935.69
-13.7619 | 15003
-13.696 | 15067.56
-13.6302 | 15101.16
-13.5643 | 15128.82
-13.4985 | 15194.39
-13.4326 | 15281.9
-13.3668 | 15352.39
-13.3009 | 15406.13
-13.2351 | 15456.77
-13.1692 | 15516.26
-13.1034 | 15560.4
-13.0375 | 15582.26
-12.9717 | 15605.1
-12.9059 | 15650.66
-12.84 | 15683.15
-12.7742 | 15710.6
-12.7083 | 15761.54
-12.6425 | 15832.75
-12.5766 | 15887.13
-12.5108 | 15931.52
-12.4449 | 15970.44
-12.3791 | 16028.44
-12.3132 | 16092.19
-12.2474 | 16154.42
-12.1815 | 16211.89
-12.1157 | 16288.82
-12.0499 | 16340.09
-11.984 | 16364.93
-11.9182 | 16421.81
-11.8523 | 16478.21
-11.7865 | 16517.89
-11.7206 | 16551.22
-11.6548 | 16580.77
-11.5889 | 16624.02
-11.5231 | 16682.05
-11.4572 | 16689.04
-11.3914 | 16693.51
-11.3255 | 16716.75
-11.2597 | 16756.44
-11.1939 | 16823.23
-11.128 | 16895.61
-11.0622 | 16940.24
-10.9963 | 16982.96
-10.9305 | 17047.32
-10.8646 | 17092.59
-10.7988 | 17129.91
-10.7329 | 17144.03
-10.6671 | 17158.46
-10.6012 | 17198.61
-10.5354 | 17247.15
-10.4695 | 17286.75
-10.4037 | 17334.82
-10.3379 | 17367.3
-10.272 | 17391.17
-10.2062 | 17448.87
-10.1403 | 17486.6
-10.0745 | 17528.21
-10.0086 | 17556.55
-9.9428 | 17581.19
-9.8769 | 17649.63
-9.8111 | 17728.33
-9.7452 | 17775.53
-9.6794 | 17849.2
-9.6135 | 17927.27
-9.5477 | 18005.75
-9.4819 | 18084.57
-9.416 | 18120.73
-9.3502 | 18136.54
-9.2843 | 18131.24
-9.2185 | 18116.04
-9.1526 | 18118.43
-9.0868 | 18118.02
-9.0209 | 18112.77
-8.9551 | 18127.41
-8.8892 | 18189.62
-8.8234 | 18262.5
-8.7575 | 18334.33
-8.6917 | 18386.69
-8.6259 | 18448.92
-8.56 | 18496.04
-8.4942 | 18534.1
-8.4283 | 18560.38
-8.3625 | 18613.14
-8.2966 | 18655.5
-8.2308 | 18699.25
-8.1649 | 18724.11
-8.0991 | 18777.3
-8.0332 | 18850.71
-7.9674 | 18903.23
-7.9015 | 18920.33
-7.8357 | 18942.87
-7.7699 | 18971.15
-7.704 | 19038.87
-7.6382 | 19085.9
-7.5723 | 19087.82
-7.5065 | 19086.52
-7.4406 | 19111.3
-7.3748 | 19155.14
-7.3089 | 19202.27
-7.2431 | 19221.1
-7.1772 | 19255.57
-7.1114 | 19308.67
-7.0455 | 19340.4
-6.9797 | 19385.79
-6.9139 | 19426.98
-6.848 | 19441.49
-6.7822 | 19435.94
-6.7163 | 19440.36
-6.6505 | 19483.46
-6.5846 | 19538.45
-6.5188 | 19547.07
-6.4529 | 19564.96
-6.3871 | 19585.07
-6.3212 | 19625.47
-6.2554 | 19653.95
-6.1895 | 19643.28
-6.1237 | 19648.34
-6.0579 | 19704.66
-5.992 | 19758.65
-5.9262 | 19807.56
-5.8603 | 19823.73
-5.7945 | 19877.54
-5.7286 | 19918.6
-5.6628 | 19955.14
-5.5969 | 19972.24
-5.5311 | 19971.17
-5.4652 | 19996.59
-5.3994 | 20072.12
-5.3335 | 20115.16
-5.2677 | 20162.07
-5.2019 | 20210.17
-5.136 | 20257.3
-5.0702 | 20312.09
-5.0043 | 20355.52
-4.9385 | 20385.68
-4.8726 | 20393.08
-4.8068 | 20436.77
-4.7409 | 20488.5
-4.6751 | 20520.36
-4.6092 | 20560.1
-4.5434 | 20584.99
-4.4775 | 20584.99
-4.4117 | 20595.36
-4.3459 | 20590.43
-4.28 | 20560.92
-4.2142 | 20565.12
-4.1483 | 20537.29
-4.0825 | 20479.07
-4.0166 | 20482.18
-3.9508 | 20459.6
-3.8849 | 20423.22
-3.8191 | 20416.56
-3.7532 | 20405.19
-3.6874 | 20418.49
-3.6215 | 20484.34
-3.5557 | 20523.21
-3.4898 | 20604.14
-3.424 | 20653.3
-3.3582 | 20719.72
-3.2923 | 20785.84
-3.2265 | 20860.78
-3.1606 | 20936.21
-3.0948 | 20991.38
-3.0289 | 21048.86
-2.9631 | 21130.3
-2.8972 | 21158.4
-2.8314 | 21191.49
-2.7655 | 21216.36
-2.6997 | 21239.55
-2.6338 | 21265.41
-2.568 | 21266.67
-2.5022 | 21277.9
-2.4363 | 21306.13
-2.3705 | 21319.13
-2.3046 | 21343.5
-2.2388 | 21354.95
-2.1729 | 21347.68
-2.1071 | 21336.1
-2.0412 | 21323.42
-1.9754 | 21330.8
-1.9095 | 21326.84
-1.8437 | 21274.23
-1.7778 | 21219.16
-1.712 | 21200.39
-1.6462 | 21187.69
-1.5803 | 21168.42
-1.5145 | 21128.2
-1.4486 | 21082.48
-1.3828 | 21054.24
-1.3169 | 21084.94
-1.2511 | 21098.92
-1.1852 | 21100.17
-1.1194 | 21081.09
-1.0535 | 21048.39
-0.98769 | 21068.12
-0.92185 | 21135.13
-0.856 | 21157.74
-0.79015 | 21164.88
-0.72431 | 21211.76
-0.65846 | 21320.56
-0.59262 | 21476.48
-0.52677 | 21599
-0.46092 | 21665.59
-0.39508 | 21717.05
-0.32923 | 21820.02
-0.26338 | 21944.73
-0.19754 | 22001.29
-0.13169 | 21957.55
-0.065846 | 21882.57
6.537e-13 | 21845.6
0.065846 | 21839.31
0.13169 | 21776.84
0.19754 | 21637.13
0.26338 | 21484.67
0.32923 | 21362.58
0.39508 | 21254.16
0.46092 | 21181.97
0.52677 | 21103.46
0.59262 | 21045.63
0.65846 | 21028.34
0.72431 | 21015.61
0.79015 | 21045.46
0.856 | 21106.59
0.92185 | 21147.41
0.98769 | 21176.88
1.0535 | 21199.78
1.1194 | 21212.29
1.1852 | 21251.3
1.2511 | 21262.77
1.3169 | 21276.13
1.3828 | 21280.59
1.4486 | 21285.1
1.5145 | 21282.69
1.5803 | 21269.22
1.6462 | 21246.99
1.712 | 21264.09
1.7778 | 21274.53
1.8437 | 21253.92
1.9095 | 21245.64
1.9754 | 21254.43
2.0412 | 21289.35
2.1071 | 21358.91
2.1729 | 21407.21
2.2388 | 21446.75
2.3046 | 21488.57
2.3705 | 21491.95
2.4363 | 21472.56
2.5022 | 21440.83
2.568 | 21373.25
2.6338 | 21302.79
2.6997 | 21238.44
2.7655 | 21204.15
2.8314 | 21173.62
2.8972 | 21174.47
2.9631 | 21199.65
3.0289 | 21230.19
3.0948 | 21225.52
3.1606 | 21176.15
3.2265 | 21116.14
3.2923 | 21103.48
3.3582 | 21032.41
3.424 | 20954.02
3.4898 | 20890.63
3.5557 | 20854.14
3.6215 | 20834.39
3.6874 | 20818.05
3.7532 | 20797.12
3.8191 | 20818.43
3.8849 | 20799.69
3.9508 | 20786.91
4.0166 | 20792.61
4.0825 | 20803.96
4.1483 | 20799.92
4.2142 | 20779.42
4.28 | 20754.1
4.3459 | 20738.33
4.4117 | 20727.15
4.4775 | 20733.51
4.5434 | 20711.23
4.6092 | 20723.75
4.6751 | 20720.08
4.7409 | 20705.14
4.8068 | 20715.86
4.8726 | 20719.09
4.9385 | 20692.37
5.0043 | 20691.59
5.0702 | 20656.56
5.136 | 20628.49
5.2019 | 20603.45
5.2677 | 20555.21
5.3335 | 20491.63
5.3994 | 20421.87
5.4652 | 20359.96
5.5311 | 20304.3
5.5969 | 20265.44
5.6628 | 20244.25
5.7286 | 20199.75
5.7945 | 20199.52
5.8603 | 20225.03
5.9262 | 20237.89
5.992 | 20226.25
6.0579 | 20209.57
6.1237 | 20162.24
6.1895 | 20117.89
6.2554 | 20022.11
6.3212 | 19916.93
6.3871 | 19833.89
6.4529 | 19755.55
6.5188 | 19659.46
6.5846 | 19600.11
6.6505 | 19600.75
6.7163 | 19590.62
6.7822 | 19577.24
6.848 | 19559.92
6.9139 | 19563.96
6.9797 | 19581.75
7.0455 | 19584.55
7.1114 | 19545.51
7.1772 | 19526.51
7.2431 | 19510.41
7.3089 | 19503.47
7.3748 | 19497
7.4406 | 19479.51
7.5065 | 19460.15
7.5723 | 19458.68
7.6382 | 19473.37
7.704 | 19481.82
7.7699 | 19475.09
7.8357 | 19468.21
7.9015 | 19464.58
7.9674 | 19456.57
8.0332 | 19421.79
8.0991 | 19363.45
8.1649 | 19312.91
8.2308 | 19311.31
8.2966 | 19276.87
8.3625 | 19247.31
8.4283 | 19233.73
8.4942 | 19228.21
8.56 | 19220.43
8.6259 | 19219.78
8.6917 | 19156.94
8.7575 | 19106.14
8.8234 | 19056.55
8.8892 | 19005.64
8.9551 | 18953.07
9.0209 | 18904.52
9.0868 | 18848.25
9.1526 | 18834.07
9.2185 | 18820.49
9.2843 | 18788.89
9.3502 | 18760.39
9.416 | 18752.3
9.4819 | 18732.68
9.5477 | 18743.94
9.6135 | 18717.03
9.6794 | 18686.96
9.7452 | 18655.37
9.8111 | 18608.74
9.8769 | 18571.33
9.9428 | 18544.08
10.0086 | 18465.1
10.0745 | 18387.57
10.1403 | 18334.15
10.2062 | 18287.9
10.272 | 18246.98
10.3379 | 18209.83
10.4037 | 18201
10.4695 | 18179.9
10.5354 | 18156.85
10.6012 | 18123.06
10.6671 | 18086.23
10.7329 | 18039.92
10.7988 | 17971.55
10.8646 | 17876.93
10.9305 | 17802.63
10.9963 | 17743.75
11.0622 | 17691.56
11.128 | 17634.99
11.1939 | 17606.72
11.2597 | 17562.18
11.3255 | 17521.42
11.3914 | 17487.32
11.4572 | 17448.69
11.5231 | 17426.95
11.5889 | 17399.96
11.6548 | 17344.25
11.7206 | 17308.15
11.7865 | 17286.64
11.8523 | 17261.63
11.9182 | 17246.08
11.984 | 17215.02
12.0499 | 17183.86
12.1157 | 17133.54
12.1815 | 17073.01
12.2474 | 17016.45
12.3132 | 16963.37
12.3791 | 16895.37
12.4449 | 16818.76
12.5108 | 16756.66
12.5766 | 16733.95
12.6425 | 16742.99
12.7083 | 16727.67
12.7742 | 16696.66
12.84 | 16662.97
12.9059 | 16620.14
12.9717 | 16566.6
13.0375 | 16503.49
13.1034 | 16409.25
13.1692 | 16320.99
13.2351 | 16255.28
13.3009 | 16203.92
13.3668 | 16140.14
13.4326 | 16080.98
13.4985 | 16004.13
13.5643 | 15917.95
13.6302 | 15858.46
13.696 | 15762.29
13.7619 | 15671.5
13.8277 | 15617.62
13.8935 | 15572.87
13.9594 | 15538.61
14.0252 | 15528.92
14.0911 | 15497.95
14.1569 | 15499.49
14.2228 | 15480.27
14.2886 | 15440.36
14.3545 | 15398.74
14.4203 | 15356.88
14.4862 | 15324.16
14.552 | 15277.1
14.6179 | 15222.13
14.6837 | 15181.18
14.7495 | 15140.83
14.8154 | 15103.39
14.8812 | 15040.83
14.9471 | 14939.87
15.0129 | 14848.25
15.0788 | 14766.37
15.1446 | 14686.89
15.2105 | 14607.95
15.2763 | 14518.81
15.3422 | 14453.04
15.408 | 14411.33
15.4739 | 14389.19
15.5397 | 14370.75
15.6055 | 14316.42
15.6714 | 14263.21
15.7372 | 14225.44
15.8031 | 14189.36
15.8689 | 14140.35
15.9348 | 14088.76
16.0006 | 14045.63
16.0665 | 14034.17
16.1323 | 14018.99
16.1982 | 13966.58
16.264 | 13901.68
16.3299 | 13861.81
16.3957 | 13805.27
16.4615 | 13720.8
16.5274 | 13611.59
16.5932 | 13504.62
16.6591 | 13428.54
16.7249 | 13370.97
16.7908 | 13296.13
16.8566 | 13215.78
16.9225 | 13157.07
16.9883 | 13103.11
17.0542 | 13046.17
17.12 | 12992.63
17.1859 | 12948.65
17.2517 | 12910.88
17.3176 | 12876.02
17.3834 | 12817.13
17.4492 | 12748.2
17.5151 | 12683.98
17.5809 | 12627.33
17.6468 | 12566.03
17.7126 | 12497.94
17.7785 | 12441.38
17.8443 | 12400.94
17.9102 | 12359.29
17.976 | 12309.89
18.0419 | 12252.42
18.1077 | 12181.85
18.1736 | 12095.92
18.2394 | 12009.18
18.3053 | 11925.83
18.3711 | 11870.96
18.4369 | 11826.58
18.5028 | 11768.32
18.5686 | 11705.42
18.6345 | 11659.4
18.7003 | 11616.09
18.7662 | 11551.8
18.832 | 11484.67
18.8979 | 11412.9
18.9637 | 11330.67
19.0296 | 11249.08
19.0954 | 11189.56
19.1612 | 11138.27
19.2271 | 11090.21
19.2929 | 11036.26
19.3588 | 10985.19
19.4246 | 10946.12
19.4905 | 10909
19.5563 | 10846
19.6222 | 10768.82
19.688 | 10708.79
19.7539 | 10646.72
19.8197 | 10585.8
19.8856 | 10543.37
19.9514 | 10499.02
20.0173 | 10446.11
20.0831 | 10395.86
20.1489 | 10330.04
20.2148 | 10255.93
20.2806 | 10183.84
20.3465 | 10104.33
20.4123 | 10026.41
20.4782 | 9975.186
20.544 | 9937.039
20.6099 | 9906.825
20.6757 | 9880.327
20.7416 | 9840.894
20.8074 | 9797.072
20.8732 | 9751.309
20.9391 | 9689.65
21.0049 | 9621.704
21.0708 | 9542.638
21.1366 | 9460.771
21.2025 | 9385.893
21.2683 | 9305.211
21.3342 | 9241.452
21.4 | 9184.825
21.4659 | 9118.38
21.5317 | 9073.301
21.5976 | 9036.813
21.6634 | 9000.353
21.7293 | 8961.705
21.7951 | 8916.898
21.8609 | 8870.52
21.9268 | 8817.708
21.9926 | 8749.619
22.0585 | 8683.045
22.1243 | 8618.743
22.1902 | 8556.213
22.256 | 8487.781
22.3219 | 8419.691
22.3877 | 8364.579
22.4536 | 8317.929
22.5194 | 8278.31
22.5852 | 8241.335
22.6511 | 8191.354
22.7169 | 8132.112
22.7828 | 8078.944
22.8486 | 8016.843
22.9145 | 7938.62
22.9803 | 7867.244
23.0462 | 7805.557
23.112 | 7745.471
23.1779 | 7687.058
23.2437 | 7620.126
23.3096 | 7556.911
23.3754 | 7505.215
23.4413 | 7444.643
23.5071 | 7368.993
23.5729 | 7313.31
23.6388 | 7281.723
23.7046 | 7245.577
23.7705 | 7223.438
23.8363 | 7188.865
23.9022 | 7152.962
23.968 | 7116.044
24.0339 | 7076.654
24.0997 | 7027.131
24.1656 | 6968.803
24.2314 | 6888.48
24.2972 | 6830.781
24.3631 | 6774.297
24.429 | 6714.997
24.4948 | 6650.452
24.5606 | 6593.254
24.6265 | 6543.788
24.6923 | 6499.609
24.7582 | 6454.059
24.824 | 6410.553
24.8899 | 6378.466
24.9557 | 6348.066
25.0216 | 6300.344
25.0874 | 6259.61
25.1532 | 6228.324
25.2191 | 6192.85
25.2849 | 6138.667
25.3508 | 6071.793
25.4166 | 6009.648
25.4825 | 5956.338
25.5483 | 5901.983
25.6142 | 5838.21
25.68 | 5777.138
25.7459 | 5725.6
25.8117 | 5674.619
25.8776 | 5617.734
25.9434 | 5560.45
26.0093 | 5507.939
26.0751 | 5466.105
26.141 | 5422.342
26.2068 | 5372.818
26.2726 | 5345.377
26.3385 | 5309.488
26.4043 | 5288.95
26.4702 | 5245.086
26.536 | 5197.635
26.6019 | 5158.703
26.6677 | 5126.973
26.7336 | 5071.118
26.7994 | 5021.366
26.8653 | 4957.764
26.9311 | 4914.815
26.9969 | 4875.783
27.0628 | 4825.859
27.1286 | 4773.834
27.1945 | 4724.883
27.2603 | 4687.25
27.3262 | 4657.165
27.392 | 4622.834
27.4579 | 4571.738
27.5237 | 4519.886
27.5896 | 4488.642
27.6554 | 4466.832
27.7213 | 4431.072
27.7871 | 4385.265
27.8529 | 4337.27
27.9188 | 4300.339
27.9846 | 4271.768
28.0505 | 4226.575
28.1163 | 4178.795
28.1822 | 4147.08
28.248 | 4116.952
28.3139 | 4087.895
28.3797 | 4066.285
28.4456 | 4034.112
28.5114 | 3998.138
28.5773 | 3964.208
28.6431 | 3920.887
28.709 | 3879.51
28.7748 | 3843.136
28.8406 | 3799.344
28.9065 | 3761.483
28.9723 | 3729.068
29.0382 | 3693.737
29.104 | 3665.052
29.1699 | 3636.138
29.2357 | 3602.737
29.3016 | 3575.323
29.3674 | 3542.765
29.4333 | 3509.364
29.4991 | 3469.788
29.5649 | 3424.152
29.6308 | 3380.76
29.6966 | 3342.627
29.7625 | 3306.753
29.8283 | 3267.292
29.8942 | 3229.073
29.96 | 3196.687
30.0259 | 3170.317
30.0917 | 3143.933
30.1576 | 3121.251
30.2234 | 3093.152
30.2893 | 3063.867
30.3551 | 3036.668
30.421 | 3008.098
30.4868 | 2980.956
30.5526 | 2952.485
30.6185 | 2916.897
30.6843 | 2882.081
30.7502 | 2853.396
30.816 | 2820.094
30.8819 | 2789.036
30.9477 | 2755.749
31.0136 | 2722.876
31.0794 | 2694.677
31.1453 | 2664.992
31.2111 | 2634.563
31.2769 | 2614.539
31.3428 | 2586.712
31.4086 | 2552.81
31.4745 | 2519.437
31.5403 | 2493.268
31.6062 | 2473.158
31.672 | 2453.306
31.7379 | 2429.852
31.8037 | 2420.104
31.8696 | 2413.944
31.9354 | 2399.28
32.0013 | 2381.4
32.0671 | 2348.413
32.133 | 2323.816
32.1988 | 2298.361
32.2646 | 2266.532
32.3305 | 2233.788
32.3963 | 2207.075
32.4622 | 2174.459
32.528 | 2145.746
32.5939 | 2114.231
32.6597 | 2087.004
32.7256 | 2066.508
32.7914 | 2050.629
32.8573 | 2028.847
32.9231 | 2015.055
32.989 | 2004.393
33.0548 | 1990.758
33.1206 | 1970.477
33.1865 | 1950.339
33.2523 | 1927.071
33.3182 | 1907.533
33.384 | 1881.935
33.4499 | 1862.912
33.5157 | 1843.288
33.5816 | 1825.365
33.6474 | 1806.642
33.7133 | 1788.262
33.7791 | 1774.37
33.8449 | 1757.762
33.9108 | 1722.073
33.9766 | 1703.665
34.0425 | 1682.812
34.1083 | 1662.888
34.1742 | 1644.036
34.24 | 1619.368
34.3059 | 1591.183
34.3717 | 1582.321
34.4376 | 1557.939
34.5034 | 1539.23
34.5693 | 1524.494
34.6351 | 1508.987
34.7009 | 1494.823
34.7668 | 1489.306
34.8327 | 1477.529
34.8985 | 1464.48
34.9643 | 1444.456
35.0302 | 1420.988
35.096 | 1396.605
35.1619 | 1375.266
35.2277 | 1360.702
35.2936 | 1348.825
35.3594 | 1338.535
35.4253 | 1331.16
35.4911 | 1319.083
35.557 | 1305.933
35.6228 | 1294.471
35.6887 | 1276.033
35.7545 | 1255.767
35.8203 | 1238.616
35.8862 | 1218.177
35.952 | 1204.943
36.0179 | 1198.754
36.0837 | 1189.893
36.1496 | 1177.916
36.2154 | 1167.139
36.2813 | 1157.363
36.3471 | 1149.273
36.413 | 1138.068
36.4788 | 1123.876
36.5446 | 1118.044
36.6105 | 1108.54
36.6763 | 1096.52
36.7422 | 1080.169
36.808 | 1068.206
36.8739 | 1051.213
36.9397 | 1040.365
37.0056 | 1032.732
37.0714 | 1027.959
37.1373 | 1022.127
37.2031 | 1014.924
37.269 | 1005.934
37.3348 | 999.1165
37.4006 | 854.2192
37.4665 | 701.8327
37.5323 | 551.733
37.5982 | 407.9934
37.664 | 270.1138
37.7299 | 133.4347
37.7957 | 0
37.8616 | 0
37.9274 | 0
37.9933 | 0
38.0591 | 0
38.125 | 0
38.1908 | 0
38.2567 | 0
38.3225 | 0
38.3883 | 0
38.4542 | 0
38.52 | 0
38.5859 | 0
38.6517 | 0
38.7176 | 0
38.7834 | 0
38.8493 | 0
38.9151 | 0
38.981 | 0
39.0468 | 0
39.1127 | 0
39.1785 | 0
39.2443 | 0
39.3102 | 0
39.376 | 0
39.4419 | 0
39.5077 | 0
39.5736 | 0
39.6394 | 0
39.7053 | 0
39.7711 | 0
39.837 | 0
39.9028 | 0
39.9686 | 0
40.0345 | 0
40.1003 | 0
40.1662 | 0
40.232 | 0
40.2979 | 0
40.3637 | 0
40.4296 | 0
40.4954 | 0
40.5613 | 0
40.6271 | 0
40.693 | 0
40.7588 | 0
40.8246 | 0
40.8905 | 0
40.9563 | 0
41.0222 | 0
41.088 | 0
41.1539 | 0
41.2197 | 0
41.2856 | 0
41.3514 | 0
41.4173 | 0
41.4831 | 0
41.549 | 0
41.6148 | 0
41.6806 | 0
41.7465 | 0
41.8123 | 0
41.8782 | 0
41.944 | 0
42.0099 | 0
42.0757 | 0
42.1416 | 0
42.2074 | 0
42.2733 | 0
42.3391 | 0
42.405 | 0
42.4708 | 0
42.5367 | 0
42.6025 | 0
42.6683 | 0
42.7342 | 0
42.8 | 0
42.8659 | 0
42.9317 | 0
42.9976 | 0
43.0634 | 0
43.1293 | 0
43.1951 | 0
43.261 | 0
43.3268 | 0
43.3927 | 0
43.4585 | 0
43.5243 | 0
43.5902 | 0
43.656 | 0
43.7219 | 0
43.7877 | 0
43.8536 | 0
43.9194 | 0
43.9853 | 0
44.0511 | 0
44.117 | 0
44.1828 | 0
44.2486 | 0
44.3145 | 0
44.3803 | 0
44.4462 | 0
44.512 | 0
44.5779 | 0
44.6437 | 0
44.7096 | 0
44.7754 | 0
44.8413 | 0
44.9071 | 0
44.973 | 0
45.0388 | 0
45.1047 | 0
45.1705 | 0
45.2364 | 0
45.3022 | 0
45.368 | 0
45.4339 | 0
45.4997 | 0
45.5656 | 0
45.6314 | 0
45.6973 | 0
45.7631 | 0
45.829 | 0

## EWR
Desire
D60 Tungsten Luxeon TX | 2016-08-01
Diffuser | Beam Angle | Field Angle
Extra Wide Round | 64 | 96.4
Row Mult
| For Field diameter at any distance, multiply distance by |  |  |  | 2.2369
| For Beam diameter at any distance, multiply distance by |  |  |  | 1.2497
Mode | Candela | Field Lumens | Beam Lumens | Power Consump | Efficacy (lpw)
Boost Full | 10223.001 | 9242.3849 | 4856.186 | 140 | 66.017
Regulated Full | 9810 | 8869 | 4660 | 136 | 65.2132
Dist for 1.0 fc
Throw Distance (ft) | 10 | 15 | 20 | 30 | 99.0454
Throw Distance (m) | 3.048 | 4.572 | 6.096 | 9.144 | 30.1891
Field Diameter (ft) | 22.3688 | 33.5532 | 44.7376 | 67.1063
Field Diameter (m) | 6.818 | 10.227 | 13.636 | 20.454
Illuminance (fc) | 98.1 | 43.6 | 24.525 | 10.9
Illuminance (lux) | 1055.9386 | 469.306 | 263.9846 | 117.3265
Test Distance | Iso-Illuminance Diagram grid lines
41.5 | 0 | 10 | 20 | 30
| 0 | 0.24096 | 0.48193 | 0.72289
Measurement: XWR full reg. - Intensity
Degrees | (Cd)
-54.7966 | 0
-54.7179 | 0
-54.6393 | 0
-54.5607 | 0
-54.4821 | 0
-54.4035 | 0
-54.3248 | 0
-54.2462 | 0
-54.1676 | 0
-54.089 | 0
-54.0104 | 0
-53.9318 | 0
-53.8531 | 0
-53.7745 | 0
-53.6959 | 0
-53.6173 | 0
-53.5387 | 0
-53.4601 | 0
-53.3814 | 0
-53.3028 | 0
-53.2242 | 0
-53.1456 | 0
-53.067 | 0
-52.9883 | 0
-52.9097 | 0
-52.8311 | 0
-52.7525 | 0
-52.6739 | 0
-52.5953 | 0
-52.5166 | 0
-52.438 | 0
-52.3594 | 0
-52.2808 | 0
-52.2022 | 0
-52.1236 | 0
-52.0449 | 0
-51.9663 | 0
-51.8877 | 0
-51.8091 | 0
-51.7305 | 0
-51.6518 | 45.3297
-51.5732 | 127.4357
-51.4946 | 210.6139
-51.416 | 300.4255
-51.3374 | 386.5276
-51.2587 | 475.9713
-51.1801 | 564.6108
-51.1015 | 611.1687
-51.0229 | 623.6124
-50.9443 | 633.8118
-50.8657 | 636.8042
-50.7871 | 649.516
-50.7084 | 655.8812
-50.6298 | 668.3187
-50.5512 | 673.2812
-50.4726 | 676.4732
-50.394 | 679.715
-50.3153 | 686.1987
-50.2367 | 688.867
-50.1581 | 697.7571
-50.0795 | 706.6847
-50.0009 | 714.303
-49.9222 | 724.5273
-49.8436 | 739.8575
-49.765 | 752.9744
-49.6864 | 763.9843
-49.6078 | 777.494
-49.5292 | 784.3206
-49.4505 | 797.8677
-49.3719 | 806.3839
-49.2933 | 818.1418
-49.2147 | 826.7015
-49.1361 | 837.5367
-49.0575 | 843.7212
-48.9788 | 852.8981
-48.9002 | 859.6935
-48.8216 | 870.803
-48.743 | 876.283
-48.6644 | 885.8652
-48.5857 | 889.612
-48.5071 | 898.2902
-48.4285 | 910.3161
-48.3499 | 921.7748
-48.2713 | 934.0689
-48.1927 | 941.6935
-48.114 | 952.7344
-48.0354 | 967.6719
-47.9568 | 984.1242
-47.8782 | 996.437
-47.7996 | 1010.296
-47.721 | 1021.169
-47.6423 | 1035.607
-47.5637 | 1046.823
-47.4851 | 1061.28
-47.4065 | 1066.249
-47.3279 | 1071.087
-47.2493 | 1078.929
-47.1706 | 1088.375
-47.092 | 1099.758
-47.0134 | 1111.317
-46.9348 | 1121.628
-46.8562 | 1136.641
-46.7775 | 1153.355
-46.6989 | 1170.025
-46.6203 | 1184.009
-46.5417 | 1196.147
-46.4631 | 1211.328
-46.3845 | 1222.35
-46.3058 | 1233.734
-46.2272 | 1245.51
-46.1486 | 1258.21
-46.07 | 1269.512
-45.9914 | 1288.452
-45.9128 | 1299.574
-45.8341 | 1313.265
-45.7555 | 1323.39
-45.6769 | 1334.312
-45.5983 | 1342.635
-45.5197 | 1359.012
-45.441 | 1373.401
-45.3624 | 1383.906
-45.2838 | 1405.876
-45.2052 | 1428.955
-45.1266 | 1444.348
-45.048 | 1462.246
-44.9693 | 1479.459
-44.8907 | 1490.457
-44.8121 | 1509.883
-44.7335 | 1519.789
-44.6549 | 1532.912
-44.5763 | 1551.198
-44.4976 | 1570.013
-44.419 | 1587.793
-44.3404 | 1601.234
-44.2618 | 1610.199
-44.1832 | 1619.451
-44.1045 | 1635.417
-44.0259 | 1650.136
-43.9473 | 1664.619
-43.8687 | 1668.228
-43.7901 | 1687.417
-43.7114 | 1713.552
-43.6328 | 1741.799
-43.5542 | 1757.13
-43.4756 | 1778.295
-43.397 | 1799.51
-43.3184 | 1826.692
-43.2398 | 1846.38
-43.1611 | 1863.605
-43.0825 | 1873.375
-43.0039 | 1892.632
-42.9253 | 1910.625
-42.8467 | 1923.374
-42.768 | 1941.996
-42.6894 | 1953.429
-42.6108 | 1966.652
-42.5322 | 1987.126
-42.4536 | 2005.424
-42.3749 | 2021.284
-42.2963 | 2039.924
-42.2177 | 2058.272
-42.1391 | 2085.634
-42.0605 | 2105.422
-41.9819 | 2125.727
-41.9032 | 2142.56
-41.8246 | 2161.213
-41.746 | 2176.593
-41.6674 | 2190.552
-41.5888 | 2202.366
-41.5102 | 2220.763
-41.4315 | 2238.88
-41.3529 | 2258.469
-41.2743 | 2281.043
-41.1957 | 2311.073
-41.1171 | 2334.982
-41.0384 | 2352.276
-40.9598 | 2369.838
-40.8812 | 2390
-40.8026 | 2409.738
-40.724 | 2424.663
-40.6454 | 2437.318
-40.5667 | 2455.367
-40.4881 | 2483.035
-40.4095 | 2509.368
-40.3309 | 2532.055
-40.2523 | 2556.02
-40.1737 | 2579.38
-40.095 | 2601.387
-40.0164 | 2618.874
-39.9378 | 2638.319
-39.8592 | 2662.533
-39.7806 | 2679.69
-39.7019 | 2695.513
-39.6233 | 2707.046
-39.5447 | 2734.82
-39.4661 | 2761.397
-39.3875 | 2783.853
-39.3089 | 2803.098
-39.2302 | 2825
-39.1516 | 2845.336
-39.073 | 2875.31
-38.9944 | 2893.309
-38.9158 | 2919.836
-38.8372 | 2934.642
-38.7585 | 2953.638
-38.6799 | 2982.466
-38.6013 | 3010.695
-38.5227 | 3030.164
-38.4441 | 3049.266
-38.3655 | 3067.751
-38.2868 | 3096.629
-38.2082 | 3118.923
-38.1296 | 3138.411
-38.051 | 3154.695
-37.9724 | 3179.376
-37.8937 | 3208.522
-37.8151 | 3229.419
-37.7365 | 3256.308
-37.6579 | 3281.333
-37.5793 | 3295.36
-37.5007 | 3314.618
-37.422 | 3340.222
-37.3434 | 3362.073
-37.2648 | 3385.976
-37.1862 | 3404.117
-37.1076 | 3425.663
-37.029 | 3456.405
-36.9503 | 3486.093
-36.8717 | 3508.206
-36.7931 | 3526.123
-36.7145 | 3547.55
-36.6359 | 3562.787
-36.5572 | 3584.121
-36.4786 | 3607.175
-36.4 | 3625.504
-36.3214 | 3636.308
-36.2428 | 3653.577
-36.1641 | 3677.343
-36.0855 | 3694.655
-36.0069 | 3713.614
-35.9283 | 3729.312
-35.8497 | 3754.424
-35.7711 | 3788.301
-35.6924 | 3810.264
-35.6138 | 3828.974
-35.5352 | 3858.898
-35.4566 | 3887.869
-35.378 | 3911.56
-35.2993 | 3927.744
-35.2207 | 3944.558
-35.1421 | 3966.154
-35.0635 | 3980
-34.9849 | 3996.527
-34.9063 | 4012.306
-34.8276 | 4034.993
-34.749 | 4060.36
-34.6704 | 4085.74
-34.5918 | 4112.117
-34.5132 | 4146.257
-34.4346 | 4177.827
-34.3559 | 4199.13
-34.2773 | 4220.625
-34.1987 | 4249.223
-34.1201 | 4275.843
-34.0415 | 4297.651
-33.9629 | 4318.592
-33.8842 | 4336.229
-33.8056 | 4358.492
-33.727 | 4387.662
-33.6484 | 4409.413
-33.5698 | 4428.341
-33.4911 | 4454.4
-33.4125 | 4472.529
-33.3339 | 4491.451
-33.2553 | 4523.47
-33.1767 | 4540.995
-33.0981 | 4561.25
-33.0194 | 4579.922
-32.9408 | 4594.803
-32.8622 | 4613.587
-32.7836 | 4635.769
-32.705 | 4647.651
-32.6264 | 4670.556
-32.5477 | 4695.905
-32.4691 | 4722.033
-32.3905 | 4749.895
-32.3119 | 4782.176
-32.2333 | 4824.102
-32.1546 | 4863.222
-32.076 | 4895.584
-31.9974 | 4929.23
-31.9188 | 4963.713
-31.8402 | 4998.874
-31.7616 | 5029.46
-31.6829 | 5054.023
-31.6043 | 5080.631
-31.5257 | 5103.031
-31.4471 | 5115.293
-31.3685 | 5129.976
-31.2899 | 5145.979
-31.2112 | 5157.912
-31.1326 | 5168.242
-31.054 | 5178.99
-30.9754 | 5199.688
-30.8968 | 5226.602
-30.8181 | 5253.478
-30.7395 | 5283.57
-30.6609 | 5313.682
-30.5823 | 5336.176
-30.5037 | 5356.025
-30.4251 | 5372.821
-30.3464 | 5392.172
-30.2678 | 5407.615
-30.1892 | 5416.798
-30.1106 | 5439.172
-30.032 | 5467.408
-29.9534 | 5497.233
-29.8747 | 5527.906
-29.7961 | 5549.29
-29.7175 | 5567.033
-29.6389 | 5589.557
-29.5603 | 5608.578
-29.4816 | 5628.889
-29.403 | 5641.345
-29.3244 | 5647.985
-29.2458 | 5673.702
-29.1672 | 5707.111
-29.0886 | 5731.755
-29.0099 | 5750.353
-28.9313 | 5768.445
-28.8527 | 5797.347
-28.7741 | 5830.707
-28.6955 | 5846.872
-28.6168 | 5860.793
-28.5382 | 5879.378
-28.4596 | 5901.684
-28.381 | 5922.881
-28.3024 | 5936.696
-28.2238 | 5953.018
-28.1451 | 5979.445
-28.0665 | 6009.132
-27.9879 | 6023.478
-27.9093 | 6034.825
-27.8307 | 6053.103
-27.7521 | 6072.143
-27.6734 | 6085.197
-27.5948 | 6089.674
-27.5162 | 6098.365
-27.4376 | 6121.594
-27.359 | 6146.693
-27.2803 | 6162.521
-27.2017 | 6172.397
-27.1231 | 6190.171
-27.0445 | 6214.404
-26.9659 | 6232.677
-26.8873 | 6250.987
-26.8086 | 6270.313
-26.73 | 6292.8
-26.6514 | 6315.88
-26.5728 | 6327.089
-26.4942 | 6341.085
-26.4155 | 6354.065
-26.3369 | 6370.374
-26.2583 | 6390.566
-26.1797 | 6410.049
-26.1011 | 6437.493
-26.0225 | 6469.562
-25.9439 | 6500.796
-25.8652 | 6531.444
-25.7866 | 6555.421
-25.708 | 6580.252
-25.6294 | 6607.857
-25.5508 | 6626.349
-25.4721 | 6642.24
-25.3935 | 6653.692
-25.3149 | 6668.804
-25.2363 | 6690.039
-25.1577 | 6706.996
-25.079 | 6718.859
-25.0004 | 6741.11
-24.9218 | 6765.243
-24.8432 | 6776.677
-24.7646 | 6787.886
-24.686 | 6802.643
-24.6074 | 6814.008
-24.5287 | 6828.153
-24.4501 | 6847.193
-24.3715 | 6868.352
-24.2929 | 6889.755
-24.2143 | 6904.362
-24.1356 | 6915.291
-24.057 | 6931.437
-23.9784 | 6947.334
-23.8998 | 6952.248
-23.8212 | 6956.568
-23.7426 | 6976.069
-23.6639 | 7004.609
-23.5853 | 7032.408
-23.5067 | 7059.852
-23.4281 | 7085.313
-23.3495 | 7115.275
-23.2708 | 7146.447
-23.1922 | 7170.193
-23.1136 | 7187.624
-23.035 | 7197.375
-22.9564 | 7201.807
-22.8778 | 7212.187
-22.7991 | 7226.987
-22.7205 | 7233.814
-22.6419 | 7246.445
-22.5633 | 7263.483
-22.4847 | 7284.923
-22.4061 | 7300.59
-22.3274 | 7313.695
-22.2488 | 7328.177
-22.1702 | 7352.278
-22.0916 | 7366.443
-22.013 | 7365.103
-21.9343 | 7369.716
-21.8557 | 7388.263
-21.7771 | 7406.081
-21.6985 | 7409.703
-21.6199 | 7434.192
-21.5413 | 7458.063
-21.4626 | 7478.511
-21.384 | 7500.057
-21.3054 | 7516.565
-21.2268 | 7525.811
-21.1482 | 7541.403
-21.0695 | 7536.478
-20.9909 | 7535.742
-20.9123 | 7557.531
-20.8337 | 7574.308
-20.7551 | 7586.789
-20.6765 | 7609.213
-20.5978 | 7632.212
-20.5192 | 7646.445
-20.4406 | 7659.444
-20.362 | 7665.69
-20.2834 | 7680.858
-20.2048 | 7700.341
-20.1261 | 7715.92
-20.0475 | 7733.077
-19.9689 | 7745.595
-19.8903 | 7761.985
-19.8117 | 7780.184
-19.733 | 7792.222
-19.6544 | 7802.478
-19.5758 | 7812.671
-19.4972 | 7821.1
-19.4186 | 7836.005
-19.34 | 7844.983
-19.2613 | 7851.435
-19.1827 | 7861.292
-19.1041 | 7878.368
-19.0255 | 7890.388
-18.9469 | 7900.032
-18.8682 | 7912.401
-18.7896 | 7931.572
-18.711 | 7948.341
-18.6324 | 7962.755
-18.5538 | 7966.072
-18.4752 | 7966.184
-18.3966 | 7970.224
-18.3179 | 7975.112
-18.2393 | 7979.869
-18.1607 | 7987.169
-18.0821 | 7991.184
-18.0035 | 7995.997
-17.9248 | 8006.876
-17.8462 | 8016.794
-17.7676 | 8022.761
-17.689 | 8025.011
-17.6104 | 8027.106
-17.5317 | 8031.52
-17.4531 | 8036.582
-17.3745 | 8044.512
-17.2959 | 8056.251
-17.2173 | 8075.996
-17.1387 | 8097.535
-17.0601 | 8115.982
-16.9814 | 8129.355
-16.9028 | 8146.474
-16.8242 | 8161.562
-16.7456 | 8165.408
-16.667 | 8159.118
-16.5883 | 8166.474
-16.5097 | 8178.899
-16.4311 | 8197.964
-16.3525 | 8219.958
-16.2739 | 8224.104
-16.1953 | 8241.554
-16.1166 | 8270.656
-16.038 | 8284.689
-15.9594 | 8289.901
-15.8808 | 8289.614
-15.8022 | 8285.27
-15.7235 | 8293.966
-15.6449 | 8300.556
-15.5663 | 8302.102
-15.4877 | 8304.95
-15.4091 | 8315.674
-15.3305 | 8331.746
-15.2518 | 8348.915
-15.1732 | 8365.648
-15.0946 | 8381.988
-15.016 | 8398.59
-14.9374 | 8417.643
-14.8588 | 8439.388
-14.7801 | 8442.63
-14.7015 | 8441.289
-14.6229 | 8458.515
-14.5443 | 8471.015
-14.4657 | 8474.854
-14.387 | 8471.251
-14.3084 | 8467.504
-14.2298 | 8480.696
-14.1512 | 8500.776
-14.0726 | 8511.55
-13.9939 | 8518.781
-13.9153 | 8529.96
-13.8367 | 8547.628
-13.7581 | 8568.288
-13.6795 | 8580.744
-13.6009 | 8585.757
-13.5222 | 8586.729
-13.4436 | 8592.122
-13.365 | 8592.128
-13.2864 | 8583.183
-13.2078 | 8570.433
-13.1292 | 8557.354
-13.0505 | 8546.412
-12.9719 | 8541.182
-12.8933 | 8542.447
-12.8147 | 8556.648
-12.7361 | 8581.673
-12.6575 | 8600.919
-12.5788 | 8618.948
-12.5002 | 8632.508
-12.4216 | 8637.271
-12.343 | 8641.117
-12.2644 | 8643.729
-12.1858 | 8645.195
-12.1071 | 8651.897
-12.0285 | 8662.813
-11.9499 | 8675.762
-11.8713 | 8689.078
-11.7927 | 8693.822
-11.714 | 8695.431
-11.6354 | 8700.811
-11.5568 | 8704.802
-11.4782 | 8711.066
-11.3996 | 8720.812
-11.3209 | 8734.252
-11.2423 | 8747.587
-11.1637 | 8758.104
-11.0851 | 8767.369
-11.0065 | 8775.398
-10.9279 | 8786.314
-10.8492 | 8805.847
-10.7706 | 8811.882
-10.692 | 8814.095
-10.6134 | 8817.424
-10.5348 | 8821.501
-10.4562 | 8822.86
-10.3775 | 8816.046
-10.2989 | 8798.035
-10.2203 | 8800.604
-10.1417 | 8815.572
-10.0631 | 8827.629
-9.9845 | 8829.014
-9.9058 | 8826.295
-9.8272 | 8823.01
-9.7486 | 8837.667
-9.67 | 8850.858
-9.5914 | 8857.486
-9.5127 | 8857.174
-9.4341 | 8859.419
-9.3555 | 8869.487
-9.2769 | 8892.46
-9.1983 | 8898.47
-9.1197 | 8891.432
-9.041 | 8874.263
-8.9624 | 8870.915
-8.8838 | 8875.347
-8.8052 | 8882.529
-8.7266 | 8878.346
-8.6479 | 8874.886
-8.5693 | 8878.976
-8.4907 | 8892.679
-8.4121 | 8902.616
-8.3335 | 8907.379
-8.2549 | 8906.85
-8.1762 | 8905.247
-8.0976 | 8904.43
-8.019 | 8917.03
-7.9404 | 8923.95
-7.8618 | 8929.187
-7.7832 | 8947.484
-7.7045 | 8962.995
-7.6259 | 8978.183
-7.5473 | 8988.712
-7.4687 | 8992.097
-7.3901 | 9009.728
-7.3114 | 9035.164
-7.2328 | 9036.535
-7.1542 | 9042.445
-7.0756 | 9059.035
-6.997 | 9066.678
-6.9184 | 9060.6
-6.8397 | 9046.448
-6.7611 | 9032.233
-6.6825 | 9032.851
-6.6039 | 9033.518
-6.5253 | 9026.542
-6.4467 | 9032.944
-6.368 | 9047.701
-6.2894 | 9069.01
-6.2108 | 9076.734
-6.1322 | 9076.397
-6.0536 | 9077.033
-5.9749 | 9077.308
-5.8963 | 9071.653
-5.8177 | 9053.973
-5.7391 | 9025.188
-5.6605 | 9004.784
-5.5819 | 8993.793
-5.5032 | 8986.68
-5.4246 | 8986.673
-5.346 | 8995.508
-5.2674 | 9006.293
-5.1888 | 9020.288
-5.1102 | 9035.619
-5.0315 | 9050.681
-4.9529 | 9062.794
-4.8743 | 9071.56
-4.7957 | 9076.161
-4.7171 | 9085.942
-4.6384 | 9098.019
-4.5598 | 9116.322
-4.4812 | 9116.453
-4.4026 | 9101.248
-4.324 | 9085.605
-4.2454 | 9074.465
-4.1667 | 9069.502
-4.0881 | 9067.981
-4.0095 | 9063.929
-3.9309 | 9076.834
-3.8523 | 9102.102
-3.7737 | 9119.613
-3.695 | 9125.954
-3.6164 | 9119.589
-3.5378 | 9114.713
-3.4592 | 9110.624
-3.3806 | 9109.583
-3.3019 | 9108.262
-3.2233 | 9111.123
-3.1447 | 9118.205
-3.0661 | 9133.298
-2.9875 | 9144.719
-2.9089 | 9153.13
-2.8302 | 9156.97
-2.7516 | 9166.727
-2.673 | 9186.758
-2.5944 | 9216.308
-2.5158 | 9245.316
-2.4371 | 9267.492
-2.3585 | 9280.665
-2.2799 | 9293.488
-2.2013 | 9303.14
-2.1227 | 9301.942
-2.0441 | 9291.887
-1.9654 | 9280.82
-1.8868 | 9273.602
-1.8082 | 9270.915
-1.7296 | 9264.773
-1.651 | 9252.38
-1.5724 | 9243.995
-1.4937 | 9240.896
-1.4151 | 9242.536
-1.3365 | 9255.322
-1.2579 | 9278.957
-1.1793 | 9310.745
-1.1006 | 9340.327
-1.022 | 9360.364
-0.94341 | 9368.601
-0.86479 | 9378.157
-0.78618 | 9380.726
-0.70756 | 9373.356
-0.62894 | 9358.076
-0.55032 | 9348.868
-0.47171 | 9351.293
-0.39309 | 9372.21
-0.31447 | 9394.641
-0.23585 | 9414.952
-0.15724 | 9428.119
-0.078618 | 9433.892
7.816e-13 | 9428.643
0.078618 | 9413.106
0.15724 | 9385.396
0.23585 | 9352.995
0.31447 | 9323.932
0.39309 | 9298.271
0.47171 | 9271.8
0.55032 | 9249.499
0.62894 | 9231.532
0.70756 | 9217.131
0.78618 | 9205.835
0.86479 | 9194.874
0.94341 | 9192.773
1.022 | 9204.793
1.1006 | 9215.348
1.1793 | 9217.442
1.2579 | 9218.945
1.3365 | 9221.259
1.4151 | 9224.294
1.4937 | 9223.553
1.5724 | 9209.868
1.651 | 9192.904
1.7296 | 9178.996
1.8082 | 9166.988
1.8868 | 9154.152
1.9654 | 9137.063
2.0441 | 9118.815
2.1227 | 9109.738
2.2013 | 9114.146
2.2799 | 9134.309
2.3585 | 9158.117
2.4371 | 9178.229
2.5158 | 9188.771
2.5944 | 9192.193
2.673 | 9191.19
2.7516 | 9191.688
2.8302 | 9188.029
2.9089 | 9181.738
2.9875 | 9170.199
3.0661 | 9168.316
3.1447 | 9181.408
3.2233 | 9199.98
3.3019 | 9212.299
3.3806 | 9215.447
3.4592 | 9213.708
3.5378 | 9213.846
3.6164 | 9208.92
3.695 | 9196.215
3.7737 | 9180.18
3.8523 | 9163.023
3.9309 | 9144.906
4.0095 | 9122.076
4.0881 | 9098.342
4.1667 | 9084.427
4.2454 | 9072.121
4.324 | 9060.444
4.4026 | 9048.38
4.4812 | 9040.195
4.5598 | 9038.823
4.6384 | 9047.326
4.7171 | 9047.913
4.7957 | 9045.949
4.8743 | 9049.465
4.9529 | 9056.41
5.0315 | 9062.077
5.1102 | 9059.914
5.1888 | 9045.238
5.2674 | 9030.8
5.346 | 9021.23
5.4246 | 9014.198
5.5032 | 9010.899
5.5819 | 9011.28
5.6605 | 9014.615
5.7391 | 9028.206
5.8177 | 9051.024
5.8963 | 9061.79
5.9749 | 9062.009
6.0536 | 9056.073
6.1322 | 9040.407
6.2108 | 9011.872
6.2894 | 8970.408
6.368 | 8946.35
6.4467 | 8942.359
6.5253 | 8946.169
6.6039 | 8948.164
6.6825 | 8952.733
6.7611 | 8970.408
6.8397 | 8998.4
6.9184 | 8992.933
6.997 | 8967.584
7.0756 | 8931.637
7.1542 | 8899.486
7.2328 | 8876.276
7.3114 | 8861.301
7.3901 | 8846.931
7.4687 | 8839.325
7.5473 | 8837.505
7.6259 | 8848.277
7.7045 | 8865.022
7.7832 | 8881.332
7.8618 | 8885.135
7.9404 | 8892.187
8.019 | 8902.703
8.0976 | 8904.854
8.1762 | 8897.235
8.2549 | 8885.971
8.3335 | 8880.584
8.4121 | 8871.357
8.4907 | 8855.372
8.5693 | 8844.593
8.6479 | 8849.898
8.7266 | 8861.345
8.8052 | 8871.139
8.8838 | 8870.154
8.9624 | 8883.265
9.041 | 8901.069
9.1197 | 8912.609
9.1983 | 8915.901
9.2769 | 8912.111
9.3555 | 8902.03
9.4341 | 8895.004
9.5127 | 8887.073
9.5914 | 8878.215
9.67 | 8869.836
9.7486 | 8864.237
9.8272 | 8862.492
9.9058 | 8865.908
9.9845 | 8870.391
10.0631 | 8874.263
10.1417 | 8874.394
10.2203 | 8870.759
10.2989 | 8866.382
10.3775 | 8864.381
10.4562 | 8859.126
10.5348 | 8851.501
10.6134 | 8844.138
10.692 | 8840.067
10.7706 | 8837.598
10.8492 | 8833.957
10.9279 | 8827.306
11.0065 | 8817.754
11.0851 | 8802.998
11.1637 | 8782.86
11.2423 | 8765.698
11.3209 | 8753.404
11.3996 | 8744.339
11.4782 | 8728.093
11.5568 | 8712.551
11.6354 | 8700.755
11.714 | 8696.821
11.7927 | 8691.41
11.8713 | 8685.979
11.9499 | 8683.611
12.0285 | 8690.294
12.1071 | 8700.113
12.1858 | 8706.429
12.2644 | 8699.795
12.343 | 8679.571
12.4216 | 8648.38
12.5002 | 8611.187
12.5788 | 8582.035
12.6575 | 8561.125
12.7361 | 8547.291
12.8147 | 8536.6
12.8933 | 8532.18
12.9719 | 8533.426
13.0505 | 8538.706
13.1292 | 8537.977
13.2078 | 8531.063
13.2864 | 8519.118
13.365 | 8511.257
13.4436 | 8508.801
13.5222 | 8509.479
13.6009 | 8507.585
13.6795 | 8499.025
13.7581 | 8490.128
13.8367 | 8487.747
13.9153 | 8497.491
13.9939 | 8500.84
14.0726 | 8495.334
14.1512 | 8489.892
14.2298 | 8487.896
14.3084 | 8482.292
14.387 | 8466.713
14.4657 | 8439.038
14.5443 | 8419.432
14.6229 | 8411.427
14.7015 | 8407.897
14.7801 | 8402.399
14.8588 | 8400.224
14.9374 | 8404.956
15.016 | 8412.779
15.0946 | 8417.368
15.1732 | 8412.954
15.2518 | 8395.885
15.3305 | 8383.591
15.4091 | 8376.234
15.4877 | 8372.687
15.5663 | 8370.336
15.6449 | 8362.911
15.7235 | 8354.077
15.8022 | 8347.563
15.8808 | 8333.983
15.9594 | 8313.878
16.038 | 8284.926
16.1166 | 8246.36
16.1953 | 8215.551
16.2739 | 8194.404
16.3525 | 8180.514
16.4311 | 8168.388
16.5097 | 8163.232
16.5883 | 8166.717
16.667 | 8179.448
16.7456 | 8189.392
16.8242 | 8187.222
16.9028 | 8181.25
16.9814 | 8180.015
17.0601 | 8174.404
17.1387 | 8159.161
17.2173 | 8137.908
17.2959 | 8115.483
17.3745 | 8098.221
17.4531 | 8080.996
17.5317 | 8062.268
17.6104 | 8046.975
17.689 | 8039.063
17.7676 | 8031.701
17.8462 | 8019.4
17.9248 | 8002.823
18.0035 | 7990.878
18.0821 | 7980.791
18.1607 | 7969.364
18.2393 | 7957.587
18.3179 | 7947.351
18.3966 | 7941.503
18.4752 | 7939.726
18.5538 | 7930.256
18.6324 | 7911.809
18.711 | 7887.064
18.7896 | 7858.873
18.8682 | 7831.074
18.9469 | 7801.723
19.0255 | 7768.282
19.1041 | 7736.811
19.1827 | 7715.297
19.2613 | 7703.233
19.34 | 7697.828
19.4186 | 7691.575
19.4972 | 7680.89
19.5758 | 7672.841
19.6544 | 7667.965
19.733 | 7664.605
19.8117 | 7661.445
19.8903 | 7649.288
19.9689 | 7635.186
20.0475 | 7626.059
20.1261 | 7621.14
20.2048 | 7619.332
20.2834 | 7610.379
20.362 | 7593.578
20.4406 | 7580.28
20.5192 | 7571.084
20.5978 | 7560.68
20.6765 | 7548.012
20.7551 | 7531.085
20.8337 | 7514.708
20.9123 | 7493.548
20.9909 | 7472.214
21.0695 | 7452.776
21.1482 | 7442.159
21.2268 | 7440.164
21.3054 | 7430.027
21.384 | 7413.618
21.4626 | 7403.475
21.5413 | 7397.44
21.6199 | 7382.391
21.6985 | 7358.563
21.7771 | 7327.809
21.8557 | 7303.221
21.9343 | 7278.234
22.013 | 7248.664
22.0916 | 7212.057
22.1702 | 7176.608
22.2488 | 7140.829
22.3274 | 7108.58
22.4061 | 7081.934
22.4847 | 7060.058
22.5633 | 7039.316
22.6419 | 7019.616
22.7205 | 7003.563
22.7991 | 6990.832
22.8778 | 6984.566
22.9564 | 6982.253
23.035 | 6980.738
23.1136 | 6972.846
23.1922 | 6961.193
23.2708 | 6948.594
23.3495 | 6935.665
23.4281 | 6911.425
23.5067 | 6873.259
23.5853 | 6833.129
23.6639 | 6797.911
23.7426 | 6759.9
23.8212 | 6716.989
23.8998 | 6682.458
23.9784 | 6657.065
24.057 | 6640.376
24.1356 | 6625.052
24.2143 | 6611.523
24.2929 | 6607.515
24.3715 | 6616.599
24.4501 | 6609.747
24.5287 | 6588.325
24.6074 | 6561.836
24.686 | 6538.246
24.7646 | 6520.702
24.8432 | 6503.065
24.9218 | 6479.624
25.0004 | 6468.483
25.079 | 6466.756
25.1577 | 6458.721
25.2363 | 6437.667
25.3149 | 6419.095
25.3935 | 6405.28
25.4721 | 6393.908
25.5508 | 6376.714
25.6294 | 6350.692
25.708 | 6333.573
25.7866 | 6329.421
25.8652 | 6318.704
25.9439 | 6304.465
26.0225 | 6292.27
26.1011 | 6282.202
26.1797 | 6268.119
26.2583 | 6253.611
26.3369 | 6239.329
26.4155 | 6225.944
26.4942 | 6206.505
26.5728 | 6173.22
26.6514 | 6133.514
26.73 | 6107.529
26.8086 | 6077.816
26.8873 | 6042.623
26.9659 | 6007.075
27.0445 | 5979.239
27.1231 | 5964.564
27.2017 | 5956.085
27.2803 | 5939.189
27.359 | 5924.434
27.4376 | 5912.146
27.5162 | 5896.173
27.5948 | 5872.208
27.6734 | 5844.135
27.7521 | 5814.042
27.8307 | 5784.074
27.9093 | 5753.495
27.9879 | 5722.635
28.0665 | 5693.09
28.1451 | 5664.63
28.2238 | 5633.066
28.3024 | 5601.658
28.381 | 5577.313
28.4596 | 5549.932
28.5382 | 5520.237
28.6168 | 5494.384
28.6955 | 5475.787
28.7741 | 5462.763
28.8527 | 5449.678
28.9313 | 5427.777
29.0099 | 5415.002
29.0886 | 5410.62
29.1672 | 5402.952
29.2458 | 5390.29
29.3244 | 5375.302
29.403 | 5359.859
29.4816 | 5347.223
29.5603 | 5328.987
29.6389 | 5304.567
29.7175 | 5276.245
29.7961 | 5248.247
29.8747 | 5222.493
29.9534 | 5201.813
30.032 | 5183.965
30.1106 | 5162.65
30.1892 | 5141.659
30.2678 | 5131.703
30.3464 | 5123.841
30.4251 | 5111.853
30.5037 | 5097.756
30.5823 | 5083.2
30.6609 | 5069.608
30.7395 | 5051.554
30.8181 | 5024.834
30.8968 | 5000.427
30.9754 | 4983.008
31.054 | 4965.833
31.1326 | 4943.626
31.2112 | 4915.771
31.2899 | 4894.306
31.3685 | 4880.441
31.4471 | 4862.773
31.5257 | 4837.985
31.6043 | 4808.229
31.6829 | 4787.631
31.7616 | 4776.24
31.8402 | 4757.912
31.9188 | 4733.866
31.9974 | 4711.254
32.076 | 4691.741
32.1546 | 4678.168
32.2333 | 4664.372
32.3119 | 4648.138
32.3905 | 4630.944
32.4691 | 4613.724
32.5477 | 4596.2
32.6264 | 4578.095
32.705 | 4560.253
32.7836 | 4542.74
32.8622 | 4520.502
32.9408 | 4500.509
33.0194 | 4483.695
33.0981 | 4459.176
33.1767 | 4426.483
33.2553 | 4392.069
33.3339 | 4353.722
33.4125 | 4321.005
33.4911 | 4294.97
33.5698 | 4268.512
33.6484 | 4248.294
33.727 | 4227.234
33.8056 | 4196.63
33.8842 | 4170.134
33.9629 | 4148.233
34.0415 | 4122.623
34.1201 | 4095.148
34.1987 | 4068.945
34.2773 | 4052.299
34.3559 | 4039.731
34.4346 | 4017.518
34.5132 | 3993.129
34.5918 | 3973.529
34.6704 | 3955.823
34.749 | 3935.942
34.8276 | 3912.058
34.9063 | 3889.147
34.9849 | 3872.72
35.0635 | 3858.175
35.1421 | 3839.466
35.2207 | 3817.777
35.2993 | 3797.129
35.378 | 3774.617
35.4566 | 3752.715
35.5352 | 3734.673
35.6138 | 3713.832
35.6924 | 3690.073
35.7711 | 3661.701
35.8497 | 3633.204
35.9283 | 3615.249
36.0069 | 3590.212
36.0855 | 3554.24
36.1641 | 3525.624
36.2428 | 3500.756
36.3214 | 3478.406
36.4 | 3453.406
36.4786 | 3420.981
36.5572 | 3397.771
36.6359 | 3378.638
36.7145 | 3350.291
36.7931 | 3321.307
36.8717 | 3295.659
36.9503 | 3273.72
37.029 | 3253.26
37.1076 | 3226.782
37.1862 | 3201.328
37.2648 | 3186.945
37.3434 | 3171.752
37.422 | 3152.357
37.5007 | 3130.736
37.5793 | 3111.647
37.6579 | 3102.888
37.7365 | 3097.215
37.8151 | 3080.968
37.8937 | 3062.595
37.9724 | 3046.018
38.051 | 3026.792
38.1296 | 3002.64
38.2082 | 2979.274
38.2868 | 2952.379
38.3655 | 2921.207
38.4441 | 2900.042
38.5227 | 2883.739
38.6013 | 2867.549
38.6799 | 2843.615
38.7585 | 2812.948
38.8372 | 2789.189
38.9158 | 2771.914
38.9944 | 2750.886
39.073 | 2730.867
39.1516 | 2706.909
39.2302 | 2692.757
39.3089 | 2684.97
39.3875 | 2669.572
39.4661 | 2655.282
39.5447 | 2641.1
39.6233 | 2617.097
39.7019 | 2600.352
39.7806 | 2586.026
39.8592 | 2566.044
39.9378 | 2550.072
40.0164 | 2533.289
40.095 | 2510.503
40.1737 | 2489.101
40.2523 | 2466.545
40.3309 | 2446.365
40.4095 | 2424.85
40.4881 | 2402.275
40.5667 | 2385.567
40.6454 | 2369.57
40.724 | 2355.543
40.8026 | 2340.443
40.8812 | 2316.803
40.9598 | 2297.115
41.0384 | 2280.65
41.1171 | 2258.194
41.1957 | 2238.032
41.2743 | 2223.88
41.3529 | 2220.333
41.4315 | 2219.086
41.5102 | 2211.424
41.5888 | 2196.312
41.6674 | 2184.854
41.746 | 2176.207
41.8246 | 2162.516
41.9032 | 2132.953
41.9819 | 2103.658
42.0605 | 2081.912
42.1391 | 2066.713
42.2177 | 2053.141
42.2963 | 2036.028
42.3749 | 2014.451
42.4536 | 1997.949
42.5322 | 1981.771
42.6108 | 1964.558
42.6894 | 1948.411
42.768 | 1925.637
42.8467 | 1903.748
42.9253 | 1888.25
43.0039 | 1874.478
43.0825 | 1859.778
43.1611 | 1842.839
43.2398 | 1824.136
43.3184 | 1811.699
43.397 | 1797.409
43.4756 | 1779.991
43.5542 | 1764.773
43.6328 | 1753.376
43.7114 | 1747.211
43.7901 | 1738.514
43.8687 | 1713.614
43.9473 | 1697.885
44.0259 | 1687.885
44.1045 | 1674.176
44.1832 | 1658.627
44.2618 | 1641.346
44.3404 | 1623.578
44.419 | 1613.759
44.4976 | 1601.29
44.5763 | 1582.606
44.6549 | 1566.135
44.7335 | 1554.888
44.8121 | 1544.49
44.8907 | 1537.887
44.9693 | 1531.497
45.048 | 1516.136
45.1266 | 1508.299
45.2052 | 1501.092
45.2838 | 1491.442
45.3624 | 1480.638
45.441 | 1460.819
45.5197 | 1442.247
45.5983 | 1430.383
45.6769 | 1419.473
45.7555 | 1414.273
45.8341 | 1408.538
45.9128 | 1397.709
45.9914 | 1390.957
46.07 | 1386.094
46.1486 | 1380.246
46.2272 | 1372.46
46.3058 | 1356.812
46.3845 | 1334.605
46.4631 | 1313.495
46.5417 | 1300.834
46.6203 | 1293.477
46.6989 | 1286.8
46.7775 | 1273.758
46.8562 | 1258.515
46.9348 | 1251.901
47.0134 | 1252.886
47.092 | 1247.886
47.1706 | 1231.801
47.2493 | 1215.38
47.3279 | 1202.257
47.4065 | 1194.302
47.4851 | 1185.58
47.5637 | 1173.317
47.6423 | 1154.745
47.721 | 1152.706
47.7996 | 1144.658
47.8782 | 1115.126
47.9568 | 1054.086
48.0354 | 970.6519
48.114 | 879.9426
48.1927 | 794.5137
48.2713 | 694.4592
48.3499 | 597.1664
48.4285 | 524.7922
48.5071 | 482.5548
48.5857 | 458.7459
48.6644 | 439.6752
48.743 | 423.0108
48.8216 | 412.8738
48.9002 | 407.3004
48.9788 | 403.2543
49.0575 | 399.1209
49.1361 | 401.5274
49.2147 | 411.334
49.2933 | 422.0133
49.3719 | 429.108
49.4505 | 437.8235
49.5292 | 444.382
49.6078 | 455.0614
49.6864 | 462.6361
49.765 | 465.1361
49.8436 | 469.4876
49.9222 | 481.4513
50.0009 | 489.0883
50.0795 | 498.0034
50.1581 | 502.118
50.2367 | 506.8125
50.3153 | 512.7351
50.394 | 512.7289
50.4726 | 515.8896
50.5512 | 506.2701
50.6298 | 481.657
50.7084 | 453.3096
50.7871 | 417.2254
50.8657 | 375.9542
50.9443 | 337.8625
51.0229 | 291.5166
51.1015 | 260.9373
51.1801 | 244.0984
51.2587 | 232.9203
51.3374 | 232.646
51.416 | 234.429
51.4946 | 232.1223
51.5732 | 229.5226
51.6518 | 227.0289
51.7305 | 219.2671
51.8091 | 212.3159
51.8877 | 209.3857
51.9663 | 200.6577
52.0449 | 204.7848
52.1236 | 204.417
52.2022 | 207.4344
52.2808 | 215.6201
52.3594 | 223.5813
52.438 | 224.2546
52.5166 | 233.3941
52.5953 | 235.3704
52.6739 | 239.4538
52.7525 | 237.9077
52.8311 | 238.1384
52.9097 | 237.6521
52.9883 | 237.9452
53.067 | 236.3304
53.1456 | 234.3854
53.2242 | 231.2433
53.3028 | 230.4889
53.3814 | 232.7582
53.4601 | 229.853
53.5387 | 223.6873
53.6173 | 227.2408
53.6959 | 231.5363
53.7745 | 237.8267
53.8531 | 241.4925
53.9318 | 236.7295
54.0104 | 240.0212
54.089 | 243.1757
54.1676 | 228.8119
54.2462 | 199.7225
54.3248 | 186.9796
54.4035 | 175.6082
54.4821 | 161.0074
54.5607 | 149.7587
54.6393 | 135.6425
54.7179 | 129.8078
Degrees | (Cd)
-54.7966 | 0
-54.7179 | 0
-54.6393 | 0
-54.5607 | 0
-54.4821 | 0
-54.4035 | 0
-54.3248 | 0
-54.2462 | 0
-54.1676 | 0
-54.089 | 0
-54.0104 | 0
-53.9318 | 0
-53.8531 | 0
-53.7745 | 0
-53.6959 | 0
-53.6173 | 0
-53.5387 | 0
-53.4601 | 0
-53.3814 | 0
-53.3028 | 0
-53.2242 | 0
-53.1456 | 0
-53.067 | 0
-52.9883 | 0
-52.9097 | 0
-52.8311 | 0
-52.7525 | 0
-52.6739 | 0
-52.5953 | 0
-52.5166 | 0
-52.438 | 0
-52.3594 | 0
-52.2808 | 0
-52.2022 | 0
-52.1236 | 0
-52.0449 | 0
-51.9663 | 0
-51.8877 | 0
-51.8091 | 0
-51.7305 | 0
-51.6518 | 0
-51.5732 | 0
-51.4946 | 0
-51.416 | 0
-51.3374 | 0
-51.2587 | 0
-51.1801 | 0
-51.1015 | 0
-51.0229 | 0
-50.9443 | 0
-50.8657 | 0
-50.7871 | 0
-50.7084 | 0
-50.6298 | 0
-50.5512 | 0
-50.4726 | 0
-50.394 | 0
-50.3153 | 0
-50.2367 | 0
-50.1581 | 0
-50.0795 | 0
-50.0009 | 0
-49.9222 | 0
-49.8436 | 0
-49.765 | 0
-49.6864 | 0
-49.6078 | 0
-49.5292 | 0
-49.4505 | 0
-49.3719 | 0
-49.2933 | 0
-49.2147 | 0
-49.1361 | 0
-49.0575 | 0
-48.9788 | 0
-48.9002 | 0
-48.8216 | 0
-48.743 | 0
-48.6644 | 0
-48.5857 | 0
-48.5071 | 0
-48.4285 | 0
-48.3499 | 0
-48.2713 | 0
-48.1927 | 0
-48.114 | 0
-48.0354 | 0
-47.9568 | 0
-47.8782 | 0
-47.7996 | 0
-47.721 | 0
-47.6423 | 0
-47.5637 | 0
-47.4851 | 0
-47.4065 | 0
-47.3279 | 0
-47.2493 | 0
-47.1706 | 0
-47.092 | 0
-47.0134 | 0
-46.9348 | 0
-46.8562 | 137.7971
-46.7775 | 330.3564
-46.6989 | 526.488
-46.6203 | 718.5922
-46.5417 | 913.0655
-46.4631 | 1115.238
-46.3845 | 1316.831
-46.3058 | 1385.034
-46.2272 | 1401.798
-46.1486 | 1416.898
-46.07 | 1436.655
-45.9914 | 1455.919
-45.9128 | 1474.316
-45.8341 | 1492.427
-45.7555 | 1505.843
-45.6769 | 1514.297
-45.5983 | 1526.479
-45.5197 | 1546.216
-45.441 | 1557.382
-45.3624 | 1568.766
-45.2838 | 1584.501
-45.2052 | 1602.469
-45.1266 | 1615.548
-45.048 | 1624.881
-44.9693 | 1628.821
-44.8907 | 1640.847
-44.8121 | 1656.863
-44.7335 | 1664.774
-44.6549 | 1674.992
-44.5763 | 1699.624
-44.4976 | 1723.015
-44.419 | 1740.341
-44.3404 | 1755.827
-44.2618 | 1764.667
-44.1832 | 1786.319
-44.1045 | 1801.979
-44.0259 | 1812.228
-43.9473 | 1818.245
-43.8687 | 1833.625
-43.7901 | 1854.441
-43.7114 | 1872.658
-43.6328 | 1887.302
-43.5542 | 1901.697
-43.4756 | 1917.514
-43.397 | 1933.935
-43.3184 | 1947.064
-43.2398 | 1956.322
-43.1611 | 1965.237
-43.0825 | 1978.847
-43.0039 | 1992.294
-42.9253 | 2000.586
-42.8467 | 2022.655
-42.768 | 2048.79
-42.6894 | 2071.127
-42.6108 | 2089.456
-42.5322 | 2105.802
-42.4536 | 2122.61
-42.3749 | 2149.293
-42.2963 | 2160.465
-42.2177 | 2165.003
-42.1391 | 2177.204
-42.0605 | 2196.487
-41.9819 | 2207.609
-41.9032 | 2226.486
-41.8246 | 2243.07
-41.746 | 2269.378
-41.6674 | 2293.48
-41.5888 | 2315.051
-41.5102 | 2334.159
-41.4315 | 2353.398
-41.3529 | 2375.929
-41.2743 | 2397.98
-41.1957 | 2412.581
-41.1171 | 2441.227
-41.0384 | 2467.056
-40.9598 | 2485.173
-40.8812 | 2515.272
-40.8026 | 2531.918
-40.724 | 2549.48
-40.6454 | 2567.354
-40.5667 | 2571.855
-40.4881 | 2591.724
-40.4095 | 2618.325
-40.3309 | 2629.367
-40.2523 | 2644.042
-40.1737 | 2665.17
-40.095 | 2692.327
-40.0164 | 2719.24
-39.9378 | 2732.731
-39.8592 | 2752.918
-39.7806 | 2778.391
-39.7019 | 2805.405
-39.6233 | 2816.652
-39.5447 | 2829.769
-39.4661 | 2847.137
-39.3875 | 2869.531
-39.3089 | 2892.505
-39.2302 | 2913.757
-39.1516 | 2939.561
-39.073 | 2972.703
-38.9944 | 2994.947
-38.9158 | 3020.863
-38.8372 | 3047.034
-38.7585 | 3061.211
-38.6799 | 3073.58
-38.6013 | 3090.768
-38.5227 | 3107.383
-38.4441 | 3125.456
-38.3655 | 3142.987
-38.2868 | 3152.388
-38.2082 | 3168.429
-38.1296 | 3196.876
-38.051 | 3219.108
-37.9724 | 3228.802
-37.8937 | 3254.538
-37.8151 | 3276.638
-37.7365 | 3305.927
-37.6579 | 3327.709
-37.5793 | 3344.711
-37.5007 | 3364.056
-37.422 | 3390.907
-37.3434 | 3407.341
-37.2648 | 3423.562
-37.1862 | 3435.09
-37.1076 | 3450.226
-37.029 | 3461.024
-36.9503 | 3474.839
-36.8717 | 3495.164
-36.7931 | 3512.551
-36.7145 | 3533.018
-36.6359 | 3547.625
-36.5572 | 3571.141
-36.4786 | 3584.645
-36.4 | 3598.323
-36.3214 | 3615.816
-36.2428 | 3638.098
-36.1641 | 3658.496
-36.0855 | 3692.642
-36.0069 | 3711.482
-35.9283 | 3741.837
-35.8497 | 3763.227
-35.7711 | 3794.423
-35.6924 | 3821.199
-35.6138 | 3842.234
-35.5352 | 3857.608
-35.4566 | 3883.892
-35.378 | 3907.364
-35.2993 | 3931.684
-35.2207 | 3938.479
-35.1421 | 3953.074
-35.0635 | 3977.457
-34.9849 | 4000.23
-34.9063 | 4023.765
-34.8276 | 4050.915
-34.749 | 4069.35
-34.6704 | 4091.868
-34.5918 | 4114.163
-34.5132 | 4119.648
-34.4346 | 4122.972
-34.3559 | 4129.636
-34.2773 | 4140.54
-34.1987 | 4160.253
-34.1201 | 4173.738
-34.0415 | 4185.059
-33.9629 | 4217.44
-33.8842 | 4250.868
-33.8056 | 4281.691
-33.727 | 4315.886
-33.6484 | 4340.599
-33.5698 | 4363.005
-33.4911 | 4380.312
-33.4125 | 4400.474
-33.3339 | 4414.326
-33.2553 | 4428.659
-33.1767 | 4429.332
-33.0981 | 4446.034
-33.0194 | 4474.263
-32.9408 | 4499.069
-32.8622 | 4508.813
-32.7836 | 4531.138
-32.705 | 4549.698
-32.6264 | 4567.017
-32.5477 | 4585.527
-32.4691 | 4610.557
-32.3905 | 4634.123
-32.3119 | 4653.057
-32.2333 | 4681.124
-32.1546 | 4707.763
-32.076 | 4742.257
-31.9974 | 4765.555
-31.9188 | 4779.507
-31.8402 | 4797.574
-31.7616 | 4822.493
-31.6829 | 4840.067
-31.6043 | 4862.523
-31.5257 | 4882.355
-31.4471 | 4904.175
-31.3685 | 4917.398
-31.2899 | 4927.298
-31.2112 | 4935.028
-31.1326 | 4936.213
-31.054 | 4951.724
-30.9754 | 4968.438
-30.8968 | 4987.141
-30.8181 | 5004.66
-30.7395 | 5033.063
-30.6609 | 5066.323
-30.5823 | 5098.474
-30.5037 | 5113.661
-30.4251 | 5132.85
-30.3464 | 5158.298
-30.2678 | 5193.16
-30.1892 | 5214.949
-30.1106 | 5244.937
-30.032 | 5262.312
-29.9534 | 5279.381
-29.8747 | 5296.949
-29.7961 | 5311.163
-29.7175 | 5319.05
-29.6389 | 5332.273
-29.5603 | 5343.177
-29.4816 | 5376.169
-29.403 | 5393.606
-29.3244 | 5408.151
-29.2458 | 5423.743
-29.1672 | 5442.54
-29.0886 | 5461.828
-29.0099 | 5474.366
-28.9313 | 5483.96
-28.8527 | 5503.517
-28.7741 | 5526.204
-28.6955 | 5554.664
-28.6168 | 5581.54
-28.5382 | 5606.209
-28.4596 | 5629.344
-28.381 | 5648.958
-28.3024 | 5671.071
-28.2238 | 5686.12
-28.1451 | 5699.343
-28.0665 | 5707.398
-27.9879 | 5722.417
-27.9093 | 5744.947
-27.8307 | 5768.114
-27.7521 | 5790.227
-27.6734 | 5815.869
-27.5948 | 5828.169
-27.5162 | 5860.525
-27.4376 | 5893.81
-27.359 | 5917.488
-27.2803 | 5930.692
-27.2017 | 5938.261
-27.1231 | 5959.732
-27.0445 | 5992.755
-26.9659 | 6007.225
-26.8873 | 6010.33
-26.8086 | 6015.941
-26.73 | 6030.946
-26.6514 | 6038.272
-26.5728 | 6047.879
-26.4942 | 6055.89
-26.4155 | 6072.155
-26.3369 | 6088.103
-26.2583 | 6094.101
-26.1797 | 6108.851
-26.1011 | 6137.061
-26.0225 | 6153.52
-25.9439 | 6170.365
-25.8652 | 6184.791
-25.7866 | 6201.954
-25.708 | 6217.92
-25.6294 | 6247.552
-25.5508 | 6276.148
-25.4721 | 6295.113
-25.3935 | 6304.34
-25.3149 | 6307.438
-25.2363 | 6320.985
-25.1577 | 6348.167
-25.079 | 6358.298
-25.0004 | 6373.528
-24.9218 | 6387.849
-24.8432 | 6404.102
-24.7646 | 6431.196
-24.686 | 6436.184
-24.6074 | 6443.453
-24.5287 | 6451.831
-24.4501 | 6458.857
-24.3715 | 6475.578
-24.2929 | 6489.387
-24.2143 | 6501.575
-24.1356 | 6532.796
-24.057 | 6554.91
-23.9784 | 6566.879
-23.8998 | 6573.407
-23.8212 | 6578.824
-23.7426 | 6597.696
-23.6639 | 6618.456
-23.5853 | 6637.016
-23.5067 | 6657.695
-23.4281 | 6676.797
-23.3495 | 6696.098
-23.2708 | 6709.471
-23.1922 | 6729.414
-23.1136 | 6734.078
-23.035 | 6743.199
-22.9564 | 6759.613
-22.8778 | 6783.173
-22.7991 | 6820.086
-22.7205 | 6856.763
-22.6419 | 6876.195
-22.5633 | 6902.872
-22.4847 | 6925.146
-22.4061 | 6940.751
-22.3274 | 6956.225
-22.2488 | 6959.354
-22.1702 | 6957.453
-22.0916 | 6958.887
-22.013 | 6969.492
-21.9343 | 6981.96
-21.8557 | 7001.916
-21.7771 | 7026.23
-21.6985 | 7044.996
-21.6199 | 7062.658
-21.5413 | 7079.122
-21.4626 | 7092.127
-21.384 | 7107.426
-21.3054 | 7109.041
-21.2268 | 7105.356
-21.1482 | 7110.468
-21.0695 | 7116.403
-20.9909 | 7125.992
-20.9123 | 7130.069
-20.8337 | 7133.71
-20.7551 | 7150.624
-20.6765 | 7168.367
-20.5978 | 7186.353
-20.5192 | 7206.552
-20.4406 | 7224.481
-20.362 | 7255.734
-20.2834 | 7267.479
-20.2048 | 7279.35
-20.1261 | 7295.665
-20.0475 | 7315.564
-19.9689 | 7345.159
-19.8903 | 7365.346
-19.8117 | 7365.558
-19.733 | 7379.161
-19.6544 | 7393.039
-19.5758 | 7399.628
-19.4972 | 7403.201
-19.4186 | 7399.909
-19.34 | 7399.965
-19.2613 | 7410.507
-19.1827 | 7425.357
-19.1041 | 7434.429
-19.0255 | 7444.983
-18.9469 | 7462.888
-18.8682 | 7477.751
-18.7896 | 7486.21
-18.711 | 7488.274
-18.6324 | 7496.416
-18.5538 | 7510.306
-18.4752 | 7522.232
-18.3966 | 7514.284
-18.3179 | 7521.01
-18.2393 | 7545.835
-18.1607 | 7574.183
-18.0821 | 7583.242
-18.0035 | 7595.336
-17.9248 | 7615.654
-17.8462 | 7652.492
-17.7676 | 7674.194
-17.689 | 7677.361
-17.6104 | 7677.292
-17.5317 | 7695.54
-17.4531 | 7713.028
-17.3745 | 7710.359
-17.2959 | 7698.202
-17.2173 | 7700.509
-17.1387 | 7723.85
-17.0601 | 7750.172
-16.9814 | 7766.019
-16.9028 | 7770.957
-16.8242 | 7784.061
-16.7456 | 7803.326
-16.667 | 7815.607
-16.5883 | 7820.17
-16.5097 | 7834.946
-16.4311 | 7854.235
-16.3525 | 7866.255
-16.2739 | 7865.307
-16.1953 | 7861.716
-16.1166 | 7862.645
-16.038 | 7875.145
-15.9594 | 7872.763
-15.8808 | 7875.232
-15.8022 | 7891.329
-15.7235 | 7911.559
-15.6449 | 7932.183
-15.5663 | 7943.928
-15.4877 | 7941.16
-15.4091 | 7954.246
-15.3305 | 7968.821
-15.2518 | 7981.826
-15.1732 | 8004.307
-15.0946 | 8032.137
-15.016 | 8057.81
-14.9374 | 8078.813
-14.8588 | 8094.699
-14.7801 | 8108.302
-14.7015 | 8113.277
-14.6229 | 8103.52
-14.5443 | 8099.842
-14.4657 | 8101.157
-14.387 | 8106.232
-14.3084 | 8108.582
-14.2298 | 8111.032
-14.1512 | 8116.276
-14.0726 | 8127.41
-13.9939 | 8128.862
-13.9153 | 8136.418
-13.8367 | 8152.696
-13.7581 | 8164.23
-13.6795 | 8158.862
-13.6009 | 8153.694
-13.5222 | 8167.939
-13.4436 | 8179.797
-13.365 | 8187.927
-13.2864 | 8195.794
-13.2078 | 8213.537
-13.1292 | 8241.735
-13.0505 | 8268.399
-12.9719 | 8281.03
-12.8933 | 8289.758
-12.8147 | 8295.506
-12.7361 | 8298.33
-12.6575 | 8293.629
-12.5788 | 8292.613
-12.5002 | 8294.109
-12.4216 | 8291.615
-12.343 | 8298.174
-12.2644 | 8307.781
-12.1858 | 8317.426
-12.1071 | 8335.387
-12.0285 | 8350.218
-11.9499 | 8363.267
-11.8713 | 8387.274
-11.7927 | 8398.578
-11.714 | 8401.832
-11.6354 | 8406.782
-11.5568 | 8406.37
-11.4782 | 8407.475
-11.3996 | 8411.364
-11.3209 | 8417.299
-11.2423 | 8432.529
-11.1637 | 8448.964
-11.0851 | 8453.278
-11.0065 | 8458.396
-10.9279 | 8465.416
-10.8492 | 8470.528
-10.7706 | 8473.701
-10.692 | 8472.835
-10.6134 | 8468.695
-10.5348 | 8489.262
-10.4562 | 8507.847
-10.3775 | 8516.992
-10.2989 | 8516.631
-10.2203 | 8517.965
-10.1417 | 8530.808
-10.0631 | 8556.93
-9.9845 | 8572.091
-9.9058 | 8584.84
-9.8272 | 8597.06
-9.7486 | 8623.954
-9.67 | 8646.76
-9.5914 | 8658.773
-9.5127 | 8657.14
-9.4341 | 8640.282
-9.3555 | 8619.341
-9.2769 | 8615.096
-9.1983 | 8612.751
-9.1197 | 8614.634
-9.041 | 8623.587
-8.9624 | 8634.478
-8.8838 | 8648.648
-8.8052 | 8663.424
-8.7266 | 8669.627
-8.6479 | 8673.019
-8.5693 | 8674.995
-8.4907 | 8671.03
-8.4121 | 8676.217
-8.3335 | 8695.917
-8.2549 | 8737.537
-8.1762 | 8765.848
-8.0976 | 8776.34
-8.019 | 8786.221
-7.9404 | 8802.381
-7.8618 | 8811.408
-7.7832 | 8795.566
-7.7045 | 8762.662
-7.6259 | 8746.017
-7.5473 | 8750.318
-7.4687 | 8764.264
-7.3901 | 8781.053
-7.3114 | 8802.998
-7.2328 | 8838.721
-7.1542 | 8866.975
-7.0756 | 8883.707
-6.997 | 8894.437
-6.9184 | 8898.77
-6.8397 | 8902.329
-6.7611 | 8903.906
-6.6825 | 8902.298
-6.6039 | 8904.798
-6.5253 | 8923.433
-6.4467 | 8949.76
-6.368 | 8977.995
-6.2894 | 9007.527
-6.2108 | 9023.425
-6.1322 | 9030.227
-6.0536 | 9028.624
-5.9749 | 9014.198
-5.8963 | 8995.271
-5.8177 | 8978.438
-5.7391 | 8959.087
-5.6605 | 8945.421
-5.5819 | 8928.645
-5.5032 | 8923.832
-5.4246 | 8922.853
-5.346 | 8917.473
-5.2674 | 8898.526
-5.1888 | 8875.809
-5.1102 | 8864.648
-5.0315 | 8874.524
-4.9529 | 8886.301
-4.8743 | 8905.465
-4.7957 | 8945.296
-4.7171 | 8979.566
-4.6384 | 9002.845
-4.5598 | 9034.814
-4.4812 | 9065.806
-4.4026 | 9095.355
-4.324 | 9122.251
-4.2454 | 9130.836
-4.1667 | 9150.991
-4.0881 | 9185.067
-4.0095 | 9202.773
-3.9309 | 9212.897
-3.8523 | 9217.306
-3.7737 | 9211.027
-3.695 | 9205.056
-3.6164 | 9206.283
-3.5378 | 9192.699
-3.4592 | 9182.773
-3.3806 | 9186.614
-3.3019 | 9184.993
-3.2233 | 9184.332
-3.1447 | 9180.91
-3.0661 | 9169.027
-2.9875 | 9170.822
-2.9089 | 9176.602
-2.8302 | 9172.106
-2.7516 | 9178.809
-2.673 | 9193.877
-2.5944 | 9208.048
-2.5158 | 9208.846
-2.4371 | 9194.382
-2.3585 | 9189.282
-2.2799 | 9180.062
-2.2013 | 9158.609
-2.1227 | 9132.962
-2.0441 | 9105.805
-1.9654 | 9085.063
-1.8868 | 9066.397
-1.8082 | 9051.055
-1.7296 | 9057.77
-1.651 | 9074.31
-1.5724 | 9080.83
-1.4937 | 9083.424
-1.4151 | 9095.406
-1.3365 | 9118.012
-1.2579 | 9128.018
-1.1793 | 9132.319
-1.1006 | 9139.676
-1.022 | 9162.12
-0.94341 | 9200.561
-0.86479 | 9246.919
-0.78618 | 9300.521
-0.70756 | 9352.809
-0.62894 | 9388.55
-0.55032 | 9417.365
-0.47171 | 9440.27
-0.39309 | 9475.675
-0.31447 | 9504.77
-0.23585 | 9512.756
-0.15724 | 9489.521
-0.078618 | 9457.114
7.816e-13 | 9428.643
0.078618 | 9417.559
0.15724 | 9383.674
0.23585 | 9328.027
0.31447 | 9270.777
0.39309 | 9227.866
0.47171 | 9187.549
0.55032 | 9154.956
0.62894 | 9114.771
0.70756 | 9084.028
0.78618 | 9068.381
0.86479 | 9074.603
0.94341 | 9102.899
1.022 | 9131.31
1.1006 | 9152.076
1.1793 | 9170.935
1.2579 | 9190.242
1.3365 | 9211.414
1.4151 | 9223.44
1.4937 | 9229.469
1.5724 | 9248.408
1.651 | 9265.547
1.7296 | 9266.444
1.8082 | 9256.271
1.8868 | 9249.325
1.9654 | 9258.521
2.0441 | 9264.773
2.1227 | 9266.332
2.2013 | 9269.144
2.2799 | 9274.144
2.3585 | 9281.47
2.4371 | 9297.915
2.5158 | 9295.29
2.5944 | 9289.954
2.673 | 9289.536
2.7516 | 9296.706
2.8302 | 9315.913
2.9089 | 9336.318
2.9875 | 9341.101
3.0661 | 9353.17
3.1447 | 9376.698
3.2233 | 9388.854
3.3019 | 9390.507
3.3806 | 9390.221
3.4592 | 9386.361
3.5378 | 9384.211
3.6164 | 9379.211
3.695 | 9364.815
3.7737 | 9360.875
3.8523 | 9360.932
3.9309 | 9348.949
4.0095 | 9342.547
4.0881 | 9341.83
4.1667 | 9328.015
4.2454 | 9312.036
4.324 | 9294.131
4.4026 | 9270.615
4.4812 | 9255.939
4.5598 | 9236.177
4.6384 | 9200.835
4.7171 | 9183.372
4.7957 | 9171.82
4.8743 | 9153.217
4.9529 | 9140.131
5.0315 | 9129.595
5.1102 | 9123.18
5.1888 | 9141.559
5.2674 | 9159.233
5.346 | 9165.1
5.4246 | 9181.371
5.5032 | 9196.309
5.5819 | 9206.339
5.6605 | 9215.915
5.7391 | 9207.63
5.8177 | 9188.334
5.8963 | 9180.729
5.9749 | 9172.101
6.0536 | 9166.733
6.1322 | 9174.844
6.2108 | 9180.623
6.2894 | 9184.426
6.368 | 9188.572
6.4467 | 9193.142
6.5253 | 9202.05
6.6039 | 9215.267
6.6825 | 9212.031
6.7611 | 9207.486
6.8397 | 9215.018
6.9184 | 9226.788
6.997 | 9236.108
7.0756 | 9244.082
7.1542 | 9237.393
7.2328 | 9235.348
7.3114 | 9238.147
7.3901 | 9217.58
7.4687 | 9201.67
7.5473 | 9193.678
7.6259 | 9164.302
7.7045 | 9150.96
7.7832 | 9151.017
7.8618 | 9141.483
7.9404 | 9145.057
8.019 | 9145.936
8.0976 | 9143.436
8.1762 | 9152.918
8.2549 | 9154.339
8.3335 | 9152.48
8.4121 | 9150.156
8.4907 | 9138.847
8.5693 | 9111.952
8.6479 | 9084.303
8.7266 | 9060.275
8.8052 | 9030.157
8.8838 | 8979.517
8.9624 | 8939.523
9.041 | 8922.965
9.1197 | 8937.578
9.1983 | 8946.88
9.2769 | 8951.611
9.3555 | 8953.831
9.4341 | 8971.873
9.5127 | 8987.758
9.5914 | 8991.106
9.67 | 8982.378
9.7486 | 8972.403
9.8272 | 8964.323
9.9058 | 8966.692
9.9845 | 8965.757
10.0631 | 8967.702
10.1417 | 8981.848
10.2203 | 8995.195
10.2989 | 9008.674
10.3775 | 9019.996
10.4562 | 9033.898
10.5348 | 9048.3
10.6134 | 9057.595
10.692 | 9052.601
10.7706 | 9049.098
10.8492 | 9049.422
10.9279 | 9045.463
11.0065 | 9037.826
11.0851 | 9028.917
11.1637 | 9017.957
11.2423 | 9024.147
11.3209 | 9024.946
11.3996 | 9015.569
11.4782 | 9027.62
11.5568 | 9038.897
11.6354 | 9044.877
11.714 | 9044.958
11.7927 | 9033.58
11.8713 | 9021.972
11.9499 | 9012.134
12.0285 | 8992.197
12.1071 | 8973.569
12.1858 | 8960.981
12.2644 | 8953.058
12.343 | 8937.858
12.4216 | 8927.585
12.5002 | 8941.412
12.5788 | 8944.717
12.6575 | 8942.646
12.7361 | 8941.069
12.8147 | 8944.243
12.8933 | 8953.288
12.9719 | 8963.955
13.0505 | 8971.206
13.1292 | 8980.477
13.2078 | 8983.818
13.2864 | 8977.203
13.365 | 8969.878
13.4436 | 8959.859
13.5222 | 8938.775
13.6009 | 8891.475
13.6795 | 8862.074
13.7581 | 8843.185
13.8367 | 8825.161
13.9153 | 8810.255
13.9939 | 8802.125
14.0726 | 8803.864
14.1512 | 8819.145
14.2298 | 8827.068
14.3084 | 8833.44
14.387 | 8845.066
14.4657 | 8856.756
14.5443 | 8858.109
14.6229 | 8849.338
14.7015 | 8836.271
14.7801 | 8804.644
14.8588 | 8780.654
14.9374 | 8775.878
15.016 | 8768.834
15.0946 | 8760.068
15.1732 | 8754.021
15.2518 | 8752.213
15.3305 | 8755.518
15.4091 | 8749.694
15.4877 | 8730.562
15.5663 | 8718.598
15.6449 | 8718.441
15.7235 | 8715.075
15.8022 | 8698.062
15.8808 | 8688.68
15.9594 | 8685.568
16.038 | 8677.551
16.1166 | 8654.727
16.1953 | 8635.713
16.2739 | 8627.439
16.3525 | 8626.112
16.4311 | 8609.965
16.5097 | 8601.798
16.5883 | 8602.084
16.667 | 8612.004
16.7456 | 8611.474
16.8242 | 8592.627
16.9028 | 8577.571
16.9814 | 8585.526
17.0601 | 8576.25
17.1387 | 8570.714
17.2173 | 8560.988
17.2959 | 8540.533
17.3745 | 8534.037
17.4531 | 8532.217
17.5317 | 8522.585
17.6104 | 8509.306
17.689 | 8479.779
17.7676 | 8452.554
17.8462 | 8434.22
17.9248 | 8404.875
18.0035 | 8379.451
18.0821 | 8358.821
18.1607 | 8349.526
18.2393 | 8349.265
18.3179 | 8334.95
18.3966 | 8319.059
18.4752 | 8308.056
18.5538 | 8280.824
18.6324 | 8262.283
18.711 | 8237.901
18.7896 | 8203.506
18.8682 | 8179.124
18.9469 | 8166.343
19.0255 | 8167.97
19.1041 | 8181.929
19.1827 | 8181.43
19.2613 | 8179.229
19.34 | 8187.714
19.4186 | 8199.473
19.4972 | 8200.177
19.5758 | 8194.728
19.6544 | 8187.577
19.733 | 8180.065
19.8117 | 8171.35
19.8903 | 8157.117
19.9689 | 8132.846
20.0475 | 8110.109
20.1261 | 8082.361
20.2048 | 8042.399
20.2834 | 8011.152
20.362 | 7984.525
20.4406 | 7954.981
20.5192 | 7931.527
20.5978 | 7909.39
20.6765 | 7890.388
20.7551 | 7885.718
20.8337 | 7879.185
20.9123 | 7865.606
20.9909 | 7856.653
21.0695 | 7854.16
21.1482 | 7856.105
21.2268 | 7858.013
21.3054 | 7859.334
21.384 | 7852.04
21.4626 | 7849.21
21.5413 | 7844.877
21.6199 | 7834.241
21.6985 | 7822.552
21.7771 | 7805.732
21.8557 | 7778.631
21.9343 | 7751.113
22.013 | 7714.492
22.0916 | 7677.517
22.1702 | 7642.717
22.2488 | 7605.797
22.3274 | 7578.316
22.4061 | 7563.603
22.4847 | 7554.869
22.5633 | 7549.314
22.6419 | 7536.571
22.7205 | 7545.842
22.7991 | 7552.762
22.8778 | 7548.454
22.9564 | 7528.76
23.035 | 7500.213
23.1136 | 7482.601
23.1922 | 7472.826
23.2708 | 7439.684
23.3495 | 7403.706
23.4281 | 7367.578
23.5067 | 7341.281
23.5853 | 7323.37
23.6639 | 7311.419
23.7426 | 7300.229
23.8212 | 7284.799
23.8998 | 7274.375
23.9784 | 7260.659
24.057 | 7238.802
24.1356 | 7217.312
24.2143 | 7192.593
24.2929 | 7166.072
24.3715 | 7142.862
24.4501 | 7118.093
24.5287 | 7097.482
24.6074 | 7085.812
24.686 | 7082.458
24.7646 | 7061.136
24.8432 | 7039.403
24.9218 | 7012.895
25.0004 | 6983.457
25.079 | 6962.042
25.1577 | 6946.812
25.2363 | 6919.043
25.3149 | 6894.075
25.3935 | 6871.675
25.4721 | 6855.834
25.5508 | 6842.499
25.6294 | 6840.81
25.708 | 6819.5
25.7866 | 6804.108
25.8652 | 6792.094
25.9439 | 6765.536
26.0225 | 6730.674
26.1011 | 6699.291
26.1797 | 6659.491
26.2583 | 6642.739
26.3369 | 6619.354
26.4155 | 6601.723
26.4942 | 6597.715
26.5728 | 6594.379
26.6514 | 6595.651
26.73 | 6585.888
26.8086 | 6556.362
26.8873 | 6528.445
26.9659 | 6500.933
27.0445 | 6467.467
27.1231 | 6436.003
27.2017 | 6402.586
27.2803 | 6376.671
27.359 | 6356.409
27.4376 | 6335.612
27.5162 | 6315.038
27.5948 | 6299.914
27.6734 | 6288.342
27.7521 | 6260.289
27.8307 | 6245.226
27.9093 | 6227.146
27.9879 | 6207.29
28.0665 | 6182.708
28.1451 | 6153.357
28.2238 | 6132.99
28.3024 | 6126.35
28.381 | 6092.623
28.4596 | 6065.192
28.5382 | 6041.09
28.6168 | 6020.785
28.6955 | 6002.549
28.7741 | 5976.483
28.8527 | 5950.673
28.9313 | 5933.199
29.0099 | 5903.081
29.0886 | 5876.84
29.1672 | 5848.761
29.2458 | 5820.252
29.3244 | 5790.258
29.403 | 5760.552
29.4816 | 5738.682
29.5603 | 5722.94
29.6389 | 5703.252
29.7175 | 5698.595
29.7961 | 5686.918
29.8747 | 5668.652
29.9534 | 5641.352
30.032 | 5611.914
30.1106 | 5585.349
30.1892 | 5556.665
30.2678 | 5519.783
30.3464 | 5484.179
30.4251 | 5454.117
30.5037 | 5418.438
30.5823 | 5380.701
30.6609 | 5344.76
30.7395 | 5317.872
30.8181 | 5281.177
30.8968 | 5248.902
30.9754 | 5223.384
31.054 | 5208.752
31.1326 | 5190.062
31.2112 | 5175.343
31.2899 | 5149.009
31.3685 | 5116.403
31.4471 | 5093.954
31.5257 | 5079.259
31.6043 | 5059.69
31.6829 | 5035.526
31.7616 | 5006.936
31.8402 | 4984.311
31.9188 | 4971.175
31.9974 | 4950.247
32.076 | 4917.224
32.1546 | 4894.057
32.2333 | 4869.568
32.3119 | 4840.716
32.3905 | 4826.9
32.4691 | 4811.683
32.5477 | 4789.258
32.6264 | 4762.194
32.705 | 4734.726
32.7836 | 4713.592
32.8622 | 4695.319
32.9408 | 4666.785
33.0194 | 4627.914
33.0981 | 4598.587
33.1767 | 4582.278
33.2553 | 4573.875
33.3339 | 4550.315
33.4125 | 4523.42
33.4911 | 4488.159
33.5698 | 4471.401
33.6484 | 4451.059
33.727 | 4411.863
33.8056 | 4367.045
33.8842 | 4340.48
33.9629 | 4322.357
34.0415 | 4300.057
34.1201 | 4272.994
34.1987 | 4245.264
34.2773 | 4226.935
34.3559 | 4209.729
34.4346 | 4188.506
34.5132 | 4162.011
34.5918 | 4137.89
34.6704 | 4106.968
34.749 | 4076.302
34.8276 | 4048.914
34.9063 | 4012.799
34.9849 | 3983.267
35.0635 | 3951.179
35.1421 | 3920.076
35.2207 | 3900.157
35.2993 | 3887.339
35.378 | 3870.32
35.4566 | 3848.836
35.5352 | 3816.056
35.6138 | 3794.99
35.6924 | 3774.492
35.7711 | 3748.451
35.8497 | 3721.257
35.9283 | 3690.148
36.0069 | 3662.848
36.0855 | 3660.036
36.1641 | 3636.433
36.2428 | 3603.304
36.3214 | 3579.439
36.4 | 3558.897
36.4786 | 3542.108
36.5572 | 3527.339
36.6359 | 3484.708
36.7145 | 3453.873
36.7931 | 3434.828
36.8717 | 3410.445
36.9503 | 3375.864
37.029 | 3343.451
37.1076 | 3312.747
37.1862 | 3287.617
37.2648 | 3269.113
37.3434 | 3247.324
37.422 | 3225.031
37.5007 | 3210.916
37.5793 | 3187.045
37.6579 | 3154.695
37.7365 | 3131.69
37.8151 | 3110.992
37.8937 | 3089.964
37.9724 | 3062.184
38.051 | 3027.209
38.1296 | 3001.449
38.2082 | 2990.776
38.2868 | 2978.102
38.3655 | 2958.32
38.4441 | 2939.736
38.5227 | 2919.144
38.6013 | 2902.299
38.6799 | 2890.553
38.7585 | 2867.91
38.8372 | 2843.023
38.9158 | 2821.639
38.9944 | 2797.78
39.073 | 2770.237
39.1516 | 2739.402
39.2302 | 2711.335
39.3089 | 2686.267
39.3875 | 2660.813
39.4661 | 2634.067
39.5447 | 2610.04
39.6233 | 2590.227
39.7019 | 2574.155
39.7806 | 2552.94
39.8592 | 2530.116
39.9378 | 2507.822
40.0164 | 2480.896
40.095 | 2455.161
40.1737 | 2437.412
40.2523 | 2425.885
40.3309 | 2406.92
40.4095 | 2383.784
40.4881 | 2362.575
40.5667 | 2341.422
40.6454 | 2333.455
40.724 | 2314.016
40.8026 | 2286.834
40.8812 | 2262.745
40.9598 | 2242.471
41.0384 | 2220.682
41.1171 | 2203.413
41.1957 | 2165.839
41.2743 | 2137.66
41.3529 | 2114.194
41.4315 | 2094.182
41.5102 | 2077.785
41.5888 | 2059.787
41.6674 | 2041.701
41.746 | 2035.591
41.8246 | 2018.21
41.9032 | 2004.57
41.9819 | 1984.277
42.0605 | 1960.038
42.1391 | 1939.957
42.2177 | 1921.996
42.2963 | 1898.474
42.3749 | 1889.497
42.4536 | 1862.583
42.5322 | 1845.189
42.6108 | 1837.01
42.6894 | 1825.95
42.768 | 1808.594
42.8467 | 1793.27
42.9253 | 1775.914
43.0039 | 1763.32
43.0825 | 1746.531
43.1611 | 1724.636
43.2398 | 1701.706
43.3184 | 1678.87
43.397 | 1663.247
43.4756 | 1637.886
43.5542 | 1614.501
43.6328 | 1597.463
43.7114 | 1584.688
43.7901 | 1569.346
43.8687 | 1551.74
43.9473 | 1534.452
44.0259 | 1521.279
44.1045 | 1513.206
44.1832 | 1497.557
44.2618 | 1479.16
44.3404 | 1465.145
44.419 | 1453.057
44.4976 | 1432.334
44.5763 | 1414.598
44.6549 | 1400.383
44.7335 | 1385.651
44.8121 | 1365.053
44.8907 | 1345.602
44.9693 | 1331.881
45.048 | 1319.057
45.1266 | 1304.35
45.2052 | 1287.312
45.2838 | 1270.915
45.3624 | 1264.494
45.441 | 1254.182
45.5197 | 1238.154
45.5983 | 1226.577
45.6769 | 1216.596
45.7555 | 1206.677
45.8341 | 1200.536
45.9128 | 1186.789
45.9914 | 1174.751
46.07 | 1168.785
46.1486 | 1150.574
46.2272 | 1142.133
46.3058 | 1126.865
46.3845 | 958.1147
46.4631 | 792.6372
46.5417 | 630.6821
46.6203 | 467.5426
46.6989 | 314.2345
46.7775 | 154.5674
46.8562 | 0
46.9348 | 0
47.0134 | 0
47.092 | 0
47.1706 | 0
47.2493 | 0
47.3279 | 0
47.4065 | 0
47.4851 | 0
47.5637 | 0
47.6423 | 0
47.721 | 0
47.7996 | 0
47.8782 | 0
47.9568 | 0
48.0354 | 0
48.114 | 0
48.1927 | 0
48.2713 | 0
48.3499 | 0
48.4285 | 0
48.5071 | 0
48.5857 | 0
48.6644 | 0
48.743 | 0
48.8216 | 0
48.9002 | 0
48.9788 | 0
49.0575 | 0
49.1361 | 0
49.2147 | 0
49.2933 | 0
49.3719 | 0
49.4505 | 0
49.5292 | 0
49.6078 | 0
49.6864 | 0
49.765 | 0
49.8436 | 0
49.9222 | 0
50.0009 | 0
50.0795 | 0
50.1581 | 0
50.2367 | 0
50.3153 | 0
50.394 | 0
50.4726 | 0
50.5512 | 0
50.6298 | 0
50.7084 | 0
50.7871 | 0
50.8657 | 0
50.9443 | 0
51.0229 | 0
51.1015 | 0
51.1801 | 0
51.2587 | 0
51.3374 | 0
51.416 | 0
51.4946 | 0
51.5732 | 0
51.6518 | 0
51.7305 | 0
51.8091 | 0
51.8877 | 0
51.9663 | 0
52.0449 | 0
52.1236 | 0
52.2022 | 0
52.2808 | 0
52.3594 | 0
52.438 | 0
52.5166 | 0
52.5953 | 0
52.6739 | 0
52.7525 | 0
52.8311 | 0
52.9097 | 0
52.9883 | 0
53.067 | 0
53.1456 | 0
53.2242 | 0
53.3028 | 0
53.3814 | 0
53.4601 | 0
53.5387 | 0
53.6173 | 0
53.6959 | 0
53.7745 | 0
53.8531 | 0
53.9318 | 0
54.0104 | 0
54.089 | 0
54.1676 | 0
54.2462 | 0
54.3248 | 0
54.4035 | 0
54.4821 | 0
54.5607 | 0
54.6393 | 0
54.7179 | 0

## VNL
Desire
D60 Tungsten Luxeon TX | 2016-08-01
Diffuser
Very Narrow Linear
Horizontal | Beam Angle | Field Angle
| 27.4 | 38.6
| For Field width at any distance, multiply distance by |  |  |  | 0.70039
| For Beam width at any distance, multiply distance by |  |  |  | 0.48755
Vertical | Beam Angle | Field Angle
| 10.9 | 22.5
| For Field height at any distance, multiply distance by |  |  |  | 0.39782
| For Beam height at any distance, multiply distance by |  |  |  | 0.19082
Row Mult
Mode | Candela | Field Lumens | Beam Lumens | Power Consump | Efficacy (lpw)
Boost Full | 96175.409 | 8796.3661 | 5143.8056 | 140 | 62.8312
Regulated Full | 92290 | 8441 | 4936 | 136 | 62.0662 | #REF! | #REF! | #REF!
Dist for 1.0 fc
Throw Distance (ft) | 10 | 15 | 20 | 30 | 303.7927
Throw Distance (m) | 3.048 | 4.572 | 6.096 | 9.144 | 92.596
Field Width (ft) | 7.0039 | 10.5059 | 14.0078 | 21.0117
Field Width (m) | 2.1348 | 3.2022 | 4.2696 | 6.4044
Illuminance (fc) | 922.9 | 410.1778 | 230.725 | 102.5444
Illuminance (lux) | 9934.0033 | 4415.1126 | 2483.5008 | 1103.7781
Test Distance | Iso-Illuminance Diagram grid lines
119 | 0 | 12.5 | 25 | 37.5
| 0 | 0.10504 | 0.21008 | 0.31513
Measurement: VNL full reg. - Intensity
Degrees | (Cd)
-26.2983 | 0
-26.2493 | 0
-26.2002 | 0
-26.1512 | 0
-26.1021 | 0
-26.0531 | 0
-26.004 | 0
-25.955 | 0
-25.9059 | 0
-25.8569 | 0
-25.8078 | 0
-25.7588 | 0
-25.7097 | 0
-25.6607 | 0
-25.6116 | 0
-25.5626 | 0
-25.5135 | 0
-25.4645 | 0
-25.4154 | 0
-25.3664 | 0
-25.3173 | 0
-25.2683 | 0
-25.2192 | 0
-25.1702 | 0
-25.1211 | 0
-25.0721 | 0
-25.023 | 0
-24.974 | 0
-24.9249 | 0
-24.8759 | 0
-24.8268 | 0
-24.7778 | 0
-24.7287 | 0
-24.6797 | 0
-24.6306 | 0
-24.5816 | 0
-24.5325 | 0
-24.4835 | 0
-24.4344 | 0
-24.3854 | 0
-24.3363 | 0
-24.2873 | 0
-24.2382 | 0
-24.1892 | 0
-24.1401 | 0
-24.0911 | 0
-24.042 | 0
-23.993 | 0
-23.9439 | 0
-23.8949 | 0
-23.8458 | 18.1268
-23.7968 | 152.694
-23.7477 | 397.6565
-23.6987 | 568.2092
-23.6496 | 702.517
-23.6006 | 918.63
-23.5515 | 1134.325
-23.5025 | 1276.97
-23.4534 | 1461.125
-23.4044 | 1721.855
-23.3553 | 1854.727
-23.3063 | 1871.418
-23.2572 | 1897.088
-23.2082 | 1925.02
-23.1591 | 1954.961
-23.1101 | 1991.398
-23.061 | 2017.055
-23.012 | 2046.598
-22.9629 | 2081.999
-22.9139 | 2121.025
-22.8648 | 2147.696
-22.8158 | 2175.786
-22.7667 | 2216.045
-22.7177 | 2252.617
-22.6686 | 2281.433
-22.6196 | 2321.855
-22.5705 | 2373.745
-22.5215 | 2402.388
-22.4724 | 2446.248
-22.4234 | 2491.085
-22.3743 | 2520.177
-22.3253 | 2554.234
-22.2762 | 2604.563
-22.2272 | 2664.068
-22.1781 | 2693.333
-22.1291 | 2746.061
-22.08 | 2796.888
-22.031 | 2830.115
-21.9819 | 2893.405
-21.9329 | 2955.22
-21.8838 | 2994.812
-21.8348 | 3035.044
-21.7857 | 3096.032
-21.7367 | 3158.057
-21.6876 | 3200.278
-21.6386 | 3267.436
-21.5895 | 3330.573
-21.5405 | 3377.43
-21.4914 | 3446.533
-21.4424 | 3512.637
-21.3933 | 3565.01
-21.3443 | 3612.628
-21.2952 | 3693.263
-21.2462 | 3769.663
-21.1971 | 3828.247
-21.1481 | 3922.68
-21.099 | 4015.448
-21.05 | 4078.545
-21.0009 | 4169.603
-20.9519 | 4268.998
-20.9028 | 4328.654
-20.8538 | 4392.34
-20.8047 | 4479.871
-20.7557 | 4574.714
-20.7066 | 4631.966
-20.6576 | 4725.236
-20.6085 | 4823.508
-20.5595 | 4885.413
-20.5104 | 4991.963
-20.4614 | 5093.075
-20.4123 | 5165.375
-20.3633 | 5245.769
-20.3142 | 5359.842
-20.2652 | 5477.629
-20.2161 | 5561.051
-20.1671 | 5681.112
-20.118 | 5796.837
-20.069 | 5880.034
-20.0199 | 6011.826
-19.9709 | 6135.677
-19.9218 | 6226.553
-19.8728 | 6313.589
-19.8237 | 6442.922
-19.7747 | 6588.362
-19.7256 | 6678.201
-19.6766 | 6821.047
-19.6275 | 6966.845
-19.5785 | 7068.964
-19.5294 | 7218.688
-19.4804 | 7366.448
-19.4313 | 7471.282
-19.3823 | 7569.769
-19.3332 | 7731.374
-19.2842 | 7897.574
-19.2351 | 8010.606
-19.1861 | 8167.224
-19.137 | 8328.742
-19.088 | 8439.405
-19.0389 | 8621.979
-18.9899 | 8804.293
-18.9408 | 8918.277
-18.8918 | 9043.955
-18.8427 | 9233.343
-18.7937 | 9418.408
-18.7446 | 9543.911
-18.6956 | 9757.385
-18.6465 | 9977.691
-18.5975 | 10120.58
-18.5484 | 10327.09
-18.4994 | 10533.6
-18.4503 | 10677.7
-18.4013 | 10826
-18.3522 | 11066.44
-18.3032 | 11306.15
-18.2541 | 11472.22
-18.2051 | 11713.06
-18.156 | 11946.84
-18.107 | 12119
-18.0579 | 12389.03
-18.0089 | 12648.82
-17.9598 | 12826.87
-17.9108 | 12994.54
-17.8617 | 13237.08
-17.8127 | 13495.47
-17.7636 | 13678.69
-17.7146 | 13949.88
-17.6655 | 14220.28
-17.6165 | 14395.03
-17.5674 | 14678.89
-17.5184 | 14959.24
-17.4693 | 15156.63
-17.4203 | 15347.89
-17.3712 | 15673.68
-17.3222 | 15971.17
-17.2731 | 16163.63
-17.2241 | 16470.94
-17.175 | 16782.38
-17.126 | 17004.35
-17.0769 | 17324.63
-17.0279 | 17646.03
-16.9788 | 17874.96
-16.9298 | 18097.35
-16.8807 | 18449.6
-16.8317 | 18767.65
-16.7826 | 19008.47
-16.7336 | 19365.69
-16.6845 | 19724.08
-16.6355 | 19966.7
-16.5864 | 20301.84
-16.5374 | 20665.23
-16.4883 | 20915.91
-16.4393 | 21188.39
-16.3902 | 21576.64
-16.3412 | 21973.75
-16.2921 | 22239.96
-16.2431 | 22632.61
-16.194 | 23046.97
-16.145 | 23303.58
-16.0959 | 23719.34
-16.0469 | 24153.79
-15.9978 | 24414.21
-15.9488 | 24681.17
-15.8997 | 25105.62
-15.8507 | 25507.77
-15.8016 | 25793.39
-15.7526 | 26243.64
-15.7035 | 26687.32
-15.6545 | 26980.5
-15.6054 | 27429.79
-15.5564 | 27866.52
-15.5073 | 28188.7
-15.4583 | 28500.83
-15.4092 | 28948.89
-15.3602 | 29410.53
-15.3111 | 29713.72
-15.2621 | 30170.55
-15.213 | 30635.26
-15.164 | 30962.05
-15.1149 | 31446.71
-15.0659 | 31920.05
-15.0168 | 32227.81
-14.9678 | 32545.51
-14.9187 | 33046.46
-14.8697 | 33545.43
-14.8206 | 33875.07
-14.7716 | 34342.73
-14.7225 | 34818.7
-14.6735 | 35145.27
-14.6244 | 35632.36
-14.5754 | 36130.17
-14.5263 | 36472.79
-14.4773 | 36804.55
-14.4282 | 37250.47
-14.3792 | 37719.17
-14.3301 | 38053.02
-14.2811 | 38582.04
-14.232 | 39072.28
-14.183 | 39392.8
-14.1339 | 39898.27
-14.0849 | 40418.51
-14.0358 | 40721.46
-13.9868 | 41040.51
-13.9377 | 41514.38
-13.8887 | 42048.93
-13.8396 | 42362.22
-13.7906 | 42819.94
-13.7415 | 43273.96
-13.6925 | 43571.55
-13.6434 | 44033.64
-13.5944 | 44505.77
-13.5453 | 44850.2
-13.4963 | 45186.05
-13.4472 | 45715.8
-13.3982 | 46219.51
-13.3491 | 46561.14
-13.3001 | 47074.81
-13.251 | 47606.4
-13.202 | 47985.68
-13.1529 | 48504.58
-13.1039 | 48967.42
-13.0548 | 49267.03
-13.0058 | 49570.71
-12.9567 | 50064.52
-12.9077 | 50542.18
-12.8586 | 50856.53
-12.8096 | 51352.21
-12.7605 | 51844.41
-12.7115 | 52152.07
-12.6624 | 52641.94
-12.6134 | 53193.09
-12.5643 | 53561.4
-12.5153 | 53913.25
-12.4662 | 54446.08
-12.4172 | 54968.98
-12.3681 | 55314.42
-12.3191 | 55818.66
-12.27 | 56347.7
-12.221 | 56694.53
-12.1719 | 57229.84
-12.1229 | 57730.86
-12.0738 | 58046.62
-12.0248 | 58383.84
-11.9757 | 58885.3
-11.9267 | 59369.36
-11.8776 | 59705.02
-11.8286 | 60219.57
-11.7795 | 60690.61
-11.7305 | 60979.3
-11.6814 | 61412.14
-11.6324 | 61851.82
-11.5833 | 62140.34
-11.5343 | 62431.14
-11.4852 | 62846.46
-11.4362 | 63262.59
-11.3871 | 63536.66
-11.3381 | 63947.98
-11.289 | 64376.45
-11.24 | 64702.32
-11.1909 | 65168.29
-11.1419 | 65598.02
-11.0928 | 65923.75
-11.0438 | 66249.98
-10.9947 | 66688.65
-10.9457 | 67115.09
-10.8966 | 67384.91
-10.8476 | 67804.34
-10.7985 | 68187.98
-10.7495 | 68444.98
-10.7004 | 68816.73
-10.6514 | 69191.45
-10.6023 | 69425.37
-10.5533 | 69679.23
-10.5042 | 69988.91
-10.4552 | 70319.8
-10.4061 | 70612.1
-10.3571 | 70980.48
-10.308 | 71286.53
-10.259 | 71506.25
-10.2099 | 71888.66
-10.1609 | 72253.96
-10.1118 | 72496.38
-10.0628 | 72689.37
-10.0137 | 73049.81
-9.9647 | 73437.39
-9.9156 | 73610.59
-9.8666 | 73937.25
-9.8175 | 74321.37
-9.7685 | 74548.52
-9.7194 | 74879.32
-9.6704 | 75211.27
-9.6213 | 75433.98
-9.5723 | 75648.79
-9.5232 | 75980.66
-9.4742 | 76277.71
-9.4251 | 76479.2
-9.3761 | 76772.16
-9.327 | 77027.45
-9.278 | 77176.66
-9.2289 | 77431.23
-9.1799 | 77617.92
-9.1308 | 77756.27
-9.0818 | 77940.05
-9.0327 | 78186.81
-8.9837 | 78459.76
-8.9346 | 78611.91
-8.8856 | 78857.51
-8.8365 | 79101.95
-8.7875 | 79280.83
-8.7384 | 79561.83
-8.6894 | 79806.4
-8.6403 | 79973.98
-8.5913 | 80121.91
-8.5422 | 80327.7
-8.4932 | 80555.3
-8.4441 | 80734.26
-8.3951 | 80931.09
-8.346 | 81191.04
-8.297 | 81335.61
-8.2479 | 81543.3
-8.1989 | 81699.48
-8.1498 | 81827.4
-8.1008 | 81949.93
-8.0517 | 82125.44
-8.0027 | 82321.86
-7.9536 | 82457.97
-7.9046 | 82641.38
-7.8555 | 82784.74
-7.8065 | 82906.55
-7.7574 | 83041.72
-7.7084 | 83264.77
-7.6593 | 83394.59
-7.6103 | 83508.71
-7.5612 | 83627.97
-7.5122 | 83766.95
-7.4631 | 83813.39
-7.4141 | 83936.25
-7.365 | 84064.63
-7.316 | 84148.42
-7.2669 | 84303.38
-7.2179 | 84398.77
-7.1688 | 84434.18
-7.1198 | 84465.87
-7.0707 | 84563.28
-7.0217 | 84673.66
-6.9726 | 84744.29
-6.9236 | 84823.6
-6.8745 | 84925.77
-6.8255 | 84985.24
-6.7764 | 85006.65
-6.7274 | 85069.05
-6.6783 | 85114.58
-6.6293 | 85170.2
-6.5802 | 85266.65
-6.5312 | 85373.9
-6.4821 | 85440.99
-6.4331 | 85500.3
-6.384 | 85557.54
-6.335 | 85602.41
-6.2859 | 85735.31
-6.2369 | 85770.76
-6.1878 | 85810.59
-6.1388 | 85847.26
-6.0897 | 85890.57
-6.0407 | 85932.22
-5.9916 | 85990.81
-5.9426 | 86011.82
-5.8935 | 86078.08
-5.8445 | 86099.73
-5.7954 | 86147.31
-5.7464 | 86194.81
-5.6973 | 86273.52
-5.6483 | 86344.19
-5.5992 | 86407.09
-5.5502 | 86429.59
-5.5011 | 86450.7
-5.4521 | 86573.55
-5.403 | 86679.46
-5.354 | 86730.23
-5.3049 | 86733.78
-5.2559 | 86785.09
-5.2068 | 86810.04
-5.1578 | 86858.96
-5.1087 | 86956.2
-5.0597 | 87019.65
-5.0106 | 87039.32
-4.9616 | 87032.27
-4.9125 | 87043.94
-4.8635 | 87059.66
-4.8144 | 87090.41
-4.7654 | 87189.07
-4.7163 | 87235.38
-4.6673 | 87271.02
-4.6182 | 87336.81
-4.5692 | 87385.18
-4.5201 | 87418.7
-4.4711 | 87490.52
-4.422 | 87537.02
-4.373 | 87604.03
-4.3239 | 87702.07
-4.2749 | 87758.82
-4.2258 | 87727.83
-4.1768 | 87710.56
-4.1277 | 87737.91
-4.0787 | 87760.41
-4.0296 | 87803.02
-3.9806 | 87867.31
-3.9315 | 87943.99
-3.8825 | 87940.31
-3.8334 | 87903.99
-3.7844 | 87911.8
-3.7353 | 87959.36
-3.6863 | 88007.11
-3.6372 | 87989.08
-3.5882 | 87986.2
-3.5391 | 88001.02
-3.4901 | 87981
-3.441 | 87901.02
-3.392 | 87914.66
-3.3429 | 87960.35
-3.2939 | 87990.98
-3.2448 | 87967.05
-3.1958 | 87933.95
-3.1467 | 87936.18
-3.0977 | 87992.19
-3.0486 | 88006.94
-2.9996 | 88086.05
-2.9505 | 88167.21
-2.9015 | 88177.48
-2.8524 | 88197.92
-2.8034 | 88221.45
-2.7543 | 88242.55
-2.7053 | 88275.37
-2.6562 | 88325.8
-2.6072 | 88383.85
-2.5581 | 88408.77
-2.5091 | 88429.85
-2.46 | 88459.02
-2.411 | 88516.48
-2.3619 | 88637.05
-2.3129 | 88772.3
-2.2638 | 88854.28
-2.2148 | 88906.97
-2.1657 | 88862.27
-2.1167 | 88826.64
-2.0676 | 88771.4
-2.0186 | 88724.3
-1.9695 | 88695.86
-1.9205 | 88625.03
-1.8714 | 88513.11
-1.8224 | 88323.74
-1.7733 | 88279.67
-1.7243 | 88278.41
-1.6752 | 88268.09
-1.6262 | 88294.45
-1.5771 | 88305.7
-1.5281 | 88357.05
-1.479 | 88349.13
-1.43 | 88353.84
-1.3809 | 88371.47
-1.3319 | 88459.38
-1.2828 | 88475.02
-1.2338 | 88440.53
-1.1847 | 88559.43
-1.1357 | 88695.13
-1.0866 | 88791.83
-1.0376 | 88971.09
-0.98855 | 89144.05
-0.9395 | 89280.54
-0.89045 | 89466.91
-0.8414 | 89609.1
-0.79235 | 89697.11
-0.7433 | 89807.55
-0.69425 | 89921.13
-0.6452 | 89977.67
-0.59615 | 90024.29
-0.5471 | 90092.75
-0.49805 | 90100.9
-0.449 | 90142.01
-0.39995 | 90201.79
-0.3509 | 90267.4
-0.30185 | 90326.91
-0.2528 | 90425.6
-0.20375 | 90543.41
-0.1547 | 90614.83
-0.10565 | 90622.58
-0.056596 | 90559.3
-0.0075461 | 90514.84
0.041504 | 90460.52
0.090554 | 90363.81
0.1396 | 90305.13
0.18865 | 90245.91
0.2377 | 90114.77
0.28675 | 89856.14
0.3358 | 89669.33
0.38485 | 89610.09
0.4339 | 89504.11
0.48295 | 89435.53
0.532 | 89381.33
0.58105 | 89259.55
0.6301 | 89146.89
0.67915 | 89108.5
0.7282 | 89075
0.77725 | 89050.26
0.8263 | 89054.16
0.87535 | 89052.3
0.9244 | 89124.38
0.97345 | 89175.62
1.0225 | 89238.35
1.0716 | 89318.33
1.1206 | 89373.65
1.1697 | 89360.83
1.2187 | 89335.75
1.2678 | 89216.41
1.3168 | 89228.66
1.3659 | 89182.45
1.4149 | 89102.39
1.464 | 88965.29
1.513 | 88880.33
1.5621 | 88821.87
1.6111 | 88777.4
1.6602 | 88740.35
1.7092 | 88693.75
1.7583 | 88799.83
1.8073 | 88896.81
1.8564 | 88919.88
1.9054 | 89023
1.9545 | 89083.34
2.0035 | 89081.59
2.0526 | 89034.18
2.1016 | 89063.71
2.1507 | 89119.94
2.1997 | 89189.16
2.2488 | 89112.54
2.2978 | 88971.5
2.3469 | 88919.02
2.3959 | 88764.27
2.445 | 88629.95
2.494 | 88606.7
2.5431 | 88642.69
2.5921 | 88580.99
2.6412 | 88539.38
2.6902 | 88528.97
2.7393 | 88585.74
2.7883 | 88663.57
2.8374 | 88729
2.8864 | 88888.97
2.9355 | 89087.23
2.9845 | 89211.34
3.0336 | 89382.13
3.0826 | 89488.51
3.1317 | 89519.94
3.1807 | 89558.48
3.2298 | 89644.92
3.2788 | 89776.57
3.3279 | 89827.84
3.3769 | 89824.27
3.4259 | 89814.23
3.475 | 89812.73
3.524 | 89761.92
3.5731 | 89733.61
3.6221 | 89774.2
3.6712 | 89762.98
3.7203 | 89735.44
3.7693 | 89654.25
3.8184 | 89578.07
3.8674 | 89564.3
3.9165 | 89529.68
3.9655 | 89472.68
4.0145 | 89404.04
4.0636 | 89352.46
4.1126 | 89302.5
4.1617 | 89313.55
4.2107 | 89261.78
4.2598 | 89181.81
4.3088 | 89155.55
4.3579 | 89127.09
4.4069 | 89018.35
4.456 | 88959.66
4.505 | 88928
4.5541 | 88875.63
4.6031 | 88822.82
4.6522 | 88770.45
4.7012 | 88734.61
4.7503 | 88738.26
4.7993 | 88763.92
4.8484 | 88759.42
4.8974 | 88721.59
4.9465 | 88726.21
4.9955 | 88744.98
5.0446 | 88739.4
5.0936 | 88757.73
5.1427 | 88748.7
5.1917 | 88722.76
5.2408 | 88742.7
5.2898 | 88743.24
5.3389 | 88688.69
5.3879 | 88705.84
5.437 | 88712.05
5.486 | 88654.13
5.5351 | 88590.52
5.5841 | 88544.45
5.6332 | 88517.41
5.6822 | 88507.77
5.7313 | 88476.55
5.7803 | 88443.49
5.8294 | 88436.02
5.8784 | 88411.14
5.9275 | 88404.09
5.9765 | 88367.64
6.0256 | 88332.77
6.0746 | 88304.98
6.1237 | 88266.16
6.1727 | 88203.76
6.2218 | 88098.65
6.2708 | 88036.57
6.3199 | 88013.21
6.3689 | 87925.33
6.418 | 87820.16
6.467 | 87707.45
6.5161 | 87676.84
6.5651 | 87635.13
6.6142 | 87585.13
6.6632 | 87479.7
6.7123 | 87373.97
6.7613 | 87285.59
6.8104 | 87120.45
6.8594 | 86946.04
6.9085 | 86886.05
6.9575 | 86833.05
7.0066 | 86761.66
7.0556 | 86745
7.1047 | 86693.3
7.1537 | 86542.52
7.2028 | 86433.9
7.2518 | 86346.81
7.3009 | 86268.66
7.3499 | 86206.51
7.399 | 86144.93
7.448 | 85999.13
7.4971 | 85836.81
7.5461 | 85759.82
7.5952 | 85691.41
7.6442 | 85552.27
7.6933 | 85412.73
7.7423 | 85336.94
7.7914 | 85173.77
7.8404 | 84980.82
7.8895 | 84840.36
7.9385 | 84547.08
7.9876 | 84268.29
8.0366 | 84046.97
8.0857 | 83865.52
8.1347 | 83631.91
8.1838 | 83410.16
8.2328 | 83244.59
8.2819 | 83088.66
8.3309 | 82869.76
8.38 | 82693.08
8.429 | 82442.63
8.4781 | 82262.38
8.5271 | 82089.93
8.5762 | 81898.11
8.6252 | 81639.04
8.6743 | 81432.97
8.7233 | 81261.96
8.7724 | 80957.92
8.8214 | 80600.43
8.8705 | 80474.25
8.9195 | 80324.06
8.9686 | 80112.26
9.0176 | 79999.53
9.0667 | 79882.16
9.1157 | 79658.66
9.1648 | 79418.89
9.2138 | 79271
9.2629 | 79062.55
9.3119 | 78823.7
9.361 | 78597.51
9.41 | 78282.23
9.4591 | 78008.11
9.5081 | 77804.03
9.5572 | 77628.17
9.6062 | 77453.22
9.6553 | 77234.01
9.7043 | 77102.05
9.7534 | 76829.45
9.8024 | 76541.33
9.8515 | 76355.79
9.9005 | 76062.49
9.9496 | 75809.29
9.9986 | 75631.38
10.0477 | 75413.05
10.0967 | 75017.1
10.1458 | 74576.15
10.1948 | 74266.28
10.2439 | 73858.51
10.2929 | 73514.88
10.342 | 73286.89
10.391 | 72911.64
10.4401 | 72497.41
10.4891 | 72195.9
10.5382 | 71897.77
10.5872 | 71474.33
10.6363 | 71072.45
10.6853 | 70833.48
10.7344 | 70465.04
10.7834 | 70052.98
10.8325 | 69804.18
10.8815 | 69412.57
10.9306 | 68980.09
10.9796 | 68730.55
11.0287 | 68492.84
11.0777 | 68148.18
11.1268 | 67785.83
11.1758 | 67509.02
11.2249 | 67066.26
11.2739 | 66671.29
11.323 | 66416.63
11.372 | 66039.5
11.4211 | 65680.77
11.4701 | 65417.25
11.5192 | 65143.94
11.5682 | 64730.95
11.6173 | 64303.32
11.6663 | 64034.69
11.7154 | 63622.82
11.7644 | 63220.8
11.8135 | 62927.92
11.8625 | 62561.52
11.9116 | 62138.64
11.9606 | 61853.18
12.0097 | 61566.92
12.0587 | 61082.55
12.1078 | 60663.42
12.1568 | 60368.79
12.2059 | 59887.77
12.2549 | 59440.55
12.304 | 59125.27
12.353 | 58667.24
12.4021 | 58134.02
12.4511 | 57835.59
12.5002 | 57549.14
12.5492 | 57120.46
12.5983 | 56646.79
12.6473 | 56325.55
12.6964 | 55824.15
12.7454 | 55333.66
12.7945 | 54987.31
12.8435 | 54443.45
12.8926 | 53893.16
12.9416 | 53511.54
12.9907 | 53132.07
13.0397 | 52599.38
13.0888 | 52043.35
13.1378 | 51702.42
13.1869 | 51206.99
13.2359 | 50721.29
13.285 | 50405.9
13.334 | 49899.27
13.3831 | 49417.43
13.4321 | 49094.69
13.4812 | 48768.14
13.5302 | 48325.36
13.5793 | 47856.21
13.6283 | 47546.09
13.6774 | 47071.32
13.7264 | 46599.16
13.7755 | 46276.07
13.8245 | 45792.62
13.8736 | 45346.37
13.9226 | 45037.09
13.9717 | 44705.65
14.0207 | 44153.81
14.0698 | 43603.84
14.1188 | 43236.22
14.1679 | 42714.79
14.2169 | 42209.6
14.266 | 41860.82
14.315 | 41323.33
14.3641 | 40782.17
14.4131 | 40438.45
14.4622 | 40112.32
14.5112 | 39611.29
14.5603 | 39136.23
14.6093 | 38826.41
14.6584 | 38337.75
14.7074 | 37817.49
14.7565 | 37504.4
14.8055 | 37040.77
14.8546 | 36563.59
14.9036 | 36221.08
14.9527 | 35877.38
15.0017 | 35398.96
15.0508 | 34917.96
15.0998 | 34581.75
15.1489 | 34080.18
15.1979 | 33602.04
15.247 | 33260.88
15.296 | 32763.99
15.3451 | 32286.15
15.3941 | 31984.1
15.4432 | 31678.97
15.4922 | 31226.1
15.5413 | 30752.4
15.5903 | 30438.84
15.6394 | 29984.11
15.6884 | 29553.85
15.7375 | 29279.09
15.7865 | 28849.12
15.8356 | 28412.83
15.8846 | 28136.92
15.9337 | 27853.27
15.9827 | 27417.39
16.0318 | 26985.6
16.0808 | 26701.39
16.1299 | 26242.5
16.1789 | 25811.98
16.228 | 25529.06
16.277 | 25103.32
16.3261 | 24688.45
16.3751 | 24387.07
16.4242 | 24099.69
16.4732 | 23715.5
16.5223 | 23284.63
16.5713 | 23009.52
16.6204 | 22631.13
16.6694 | 22265.22
16.7185 | 22013.35
16.7675 | 21643.46
16.8166 | 21262.45
16.8656 | 21024.41
16.9147 | 20803.38
16.9637 | 20460.46
17.0128 | 20144.28
17.0618 | 19946.48
17.1109 | 19636.93
17.1599 | 19353.24
17.209 | 19161.42
17.258 | 18857.77
17.3071 | 18582.16
17.3561 | 18402.48
17.4052 | 18193.69
17.4542 | 17873.21
17.5033 | 17582.73
17.5523 | 17401.17
17.6014 | 17131.88
17.6504 | 16805.44
17.6995 | 16588.52
17.7485 | 16273.8
17.7976 | 15975.71
17.8466 | 15772.28
17.8957 | 15586.03
17.9447 | 15319.71
17.9938 | 15047.57
18.0428 | 14859.28
18.0919 | 14601.15
18.1409 | 14343.12
18.19 | 14188.78
18.239 | 13969.02
18.2881 | 13751.16
18.3371 | 13596.96
18.3862 | 13454.18
18.4352 | 13253.51
18.4843 | 13039.89
18.5333 | 12895.43
18.5824 | 12667.08
18.6314 | 12445.37
18.6805 | 12302.87
18.7295 | 12096.39
18.7786 | 11895.17
18.8276 | 11770.57
18.8767 | 11636.05
18.9257 | 11447.06
18.9748 | 11260.46
19.0238 | 11159.67
19.0729 | 11036.92
19.1219 | 10891.52
19.171 | 10777.64
19.22 | 10603.96
19.2691 | 10456.06
19.3181 | 10347.84
19.3672 | 10234.03
19.4162 | 10078.19
19.4653 | 9907.313
19.5143 | 9777.64
19.5634 | 9593.288
19.6124 | 9403.55
19.6615 | 9297.747
19.7105 | 9151.962
19.7596 | 9000.973
19.8086 | 8896.017
19.8577 | 8799.347
19.9067 | 8668.94
19.9558 | 8529.728
20.0048 | 8435.895
20.0539 | 8281.21
20.1029 | 8136.543
20.152 | 8049.039
20.201 | 7933.15
20.2501 | 7798.153
20.2991 | 7725.939
20.3482 | 7652.446
20.3972 | 7523.704
20.4463 | 7371.308
20.4953 | 7288.44
20.5444 | 7167.855
20.5934 | 7057.688
20.6425 | 6974.145
20.6915 | 6853.716
20.7406 | 6730.73
20.7896 | 6658.794
20.8387 | 6585.578
20.8877 | 6479.557
20.9368 | 6380.77
20.9858 | 6325.541
21.0349 | 6234.031
21.0839 | 6147.283
21.133 | 6095.652
21.182 | 6009.465
21.2311 | 5904.647
21.2801 | 5829.701
21.3292 | 5760.532
21.3782 | 5662.786
21.4273 | 5568.038
21.4763 | 5500.045
21.5254 | 5410.338
21.5744 | 5319.452
21.6235 | 5249.021
21.6725 | 5145.266
21.7216 | 5053.397
21.7706 | 5003.34
21.8197 | 4954.806
21.8687 | 4881.624
21.9178 | 4798.601
21.9668 | 4737.89
22.0159 | 4643.935
22.0649 | 4557.937
22.114 | 4507.483
22.163 | 4444.537
22.2121 | 4384.435
22.2611 | 4342.474
22.3102 | 4304.75
22.3592 | 4238.249
22.4083 | 4165.686
22.4573 | 4124.658
22.5064 | 4072.209
22.5554 | 4021.328
22.6045 | 3983.034
22.6535 | 3918.135
22.7026 | 3852.203
22.7516 | 3804.447
22.8007 | 3749.426
22.8497 | 3688.638
22.8988 | 3650.075
22.9478 | 3629.492
22.9969 | 3589.525
23.0459 | 3530.643
23.095 | 3492.607
23.144 | 3442.325
23.1931 | 3395.055
23.2421 | 3359.718
23.2912 | 3325.488
23.3402 | 3267.05
23.3893 | 3204.672
23.4383 | 3169.144
23.4874 | 3123.448
23.5364 | 3073.287
23.5855 | 3040.06
23.6345 | 2994.638
23.6836 | 2943.476
23.7326 | 2914.487
23.7817 | 2887.851
23.8307 | 2842.588
23.8798 | 2803.927
23.9288 | 2767.051
23.9779 | 2722.933
24.0269 | 2681.797
24.076 | 2664.552
24.125 | 2641.134
24.1741 | 2614.478
24.2231 | 2599.015
24.2722 | 2580.266
24.3212 | 2554.757
24.3703 | 2527.113
24.4193 | 2501.013
24.4684 | 2454.921
24.5174 | 2420.048
24.5665 | 2403.236
24.6155 | 2371.179
24.6646 | 2320.022
24.7136 | 2287.504
24.7627 | 2263.082
24.8117 | 2242.835
24.8608 | 2221.95
24.9098 | 2212.23
24.9589 | 2187.344
25.0079 | 2163.92
25.057 | 2140.224
25.106 | 2105.544
25.1551 | 2088.49
25.2041 | 2079.686
25.2532 | 2063.721
25.3022 | 2028.949
25.3513 | 1989.519
25.4003 | 1974.056
25.4494 | 1956.835
25.4984 | 1940.31
25.5475 | 1926.093
25.5965 | 1896.911
25.6456 | 1868.236
25.6946 | 1847.878
25.7437 | 1833.176
25.7927 | 1816.413
25.8418 | 1798.617
25.8908 | 1782.964
25.9399 | 1757.87
25.9889 | 1728.808
26.038 | 1712.809
26.087 | 1706.389
26.1361 | 1705.257
26.1851 | 1704.128
26.2342 | 1697.657
26.2832 | 1688.759
Degrees | (Cd)
-26.2983 | 0
-26.2493 | 0
-26.2002 | 0
-26.1512 | 0
-26.1021 | 0
-26.0531 | 0
-26.004 | 0
-25.955 | 0
-25.9059 | 0
-25.8569 | 0
-25.8078 | 0
-25.7588 | 0
-25.7097 | 0
-25.6607 | 0
-25.6116 | 0
-25.5626 | 0
-25.5135 | 0
-25.4645 | 0
-25.4154 | 0
-25.3664 | 0
-25.3173 | 0
-25.2683 | 0
-25.2192 | 0
-25.1702 | 0
-25.1211 | 0
-25.0721 | 0
-25.023 | 0
-24.974 | 0
-24.9249 | 0
-24.8759 | 0
-24.8268 | 0
-24.7778 | 0
-24.7287 | 0
-24.6797 | 0
-24.6306 | 0
-24.5816 | 0
-24.5325 | 0
-24.4835 | 0
-24.4344 | 0
-24.3854 | 0
-24.3363 | 0
-24.2873 | 0
-24.2382 | 0
-24.1892 | 0
-24.1401 | 0
-24.0911 | 0
-24.042 | 0
-23.993 | 0
-23.9439 | 0
-23.8949 | 0
-23.8458 | 0
-23.7968 | 0
-23.7477 | 0
-23.6987 | 0
-23.6496 | 0
-23.6006 | 0
-23.5515 | 0
-23.5025 | 0
-23.4534 | 0
-23.4044 | 0
-23.3553 | 0
-23.3063 | 0
-23.2572 | 0
-23.2082 | 0
-23.1591 | 0
-23.1101 | 0
-23.061 | 0
-23.012 | 0
-22.9629 | 0
-22.9139 | 0
-22.8648 | 0
-22.8158 | 0
-22.7667 | 0
-22.7177 | 0
-22.6686 | 0
-22.6196 | 0
-22.5705 | 0
-22.5215 | 0
-22.4724 | 0
-22.4234 | 0
-22.3743 | 0
-22.3253 | 0
-22.2762 | 0
-22.2272 | 0
-22.1781 | 0
-22.1291 | 0
-22.08 | 0
-22.031 | 0
-21.9819 | 0
-21.9329 | 0
-21.8838 | 0
-21.8348 | 0
-21.7857 | 0
-21.7367 | 0
-21.6876 | 0
-21.6386 | 0
-21.5895 | 0
-21.5405 | 0
-21.4914 | 0
-21.4424 | 0
-21.3933 | 0
-21.3443 | 0
-21.2952 | 0
-21.2462 | 0
-21.1971 | 0
-21.1481 | 0
-21.099 | 0
-21.05 | 0
-21.0009 | 0
-20.9519 | 0
-20.9028 | 0
-20.8538 | 0
-20.8047 | 0
-20.7557 | 0
-20.7066 | 0
-20.6576 | 0
-20.6085 | 0
-20.5595 | 0
-20.5104 | 52.6643
-20.4614 | 142.4371
-20.4123 | 243.5009
-20.3633 | 348.7851
-20.3142 | 517.7934
-20.2652 | 668.0449
-20.2161 | 776.3214
-20.1671 | 923.1593
-20.118 | 1103.382
-20.069 | 1208.891
-20.0199 | 1327.642
-19.9709 | 1403.2
-19.9218 | 1411.07
-19.8728 | 1417.678
-19.8237 | 1434.4
-19.7747 | 1449.002
-19.7256 | 1457.235
-19.6766 | 1472.577
-19.6275 | 1482.678
-19.5785 | 1491.24
-19.5294 | 1501.166
-19.4804 | 1503.088
-19.4313 | 1509.28
-19.3823 | 1512.653
-19.3332 | 1510.433
-19.2842 | 1505.977
-19.2351 | 1506.132
-19.1861 | 1514.705
-19.137 | 1521.526
-19.088 | 1528.895
-19.0389 | 1543.551
-18.9899 | 1549.599
-18.9408 | 1553.594
-18.8918 | 1561.533
-18.8427 | 1580.283
-18.7937 | 1603.443
-18.7446 | 1612.956
-18.6956 | 1616.549
-18.6465 | 1614.772
-18.5975 | 1618.698
-18.5484 | 1625.093
-18.4994 | 1640.751
-18.4503 | 1654.018
-18.4013 | 1661.732
-18.3522 | 1675.991
-18.3032 | 1681.744
-18.2541 | 1697.069
-18.2051 | 1718.247
-18.156 | 1740.501
-18.107 | 1755.583
-18.0579 | 1770.462
-18.0089 | 1779.401
-17.9598 | 1785.921
-17.9108 | 1794.57
-17.8617 | 1810.615
-17.8127 | 1826.395
-17.7636 | 1827.277
-17.7146 | 1842.673
-17.6655 | 1860.591
-17.6165 | 1870.45
-17.5674 | 1886.536
-17.5184 | 1908.346
-17.4693 | 1928.635
-17.4203 | 1940.466
-17.3712 | 1955.662
-17.3222 | 1962
-17.2731 | 1975.699
-17.2241 | 1992.073
-17.175 | 2004.031
-17.126 | 2014.807
-17.0769 | 2022.621
-17.0279 | 2040.838
-16.9788 | 2049.573
-16.9298 | 2063.825
-16.8807 | 2091.491
-16.8317 | 2115.49
-16.7826 | 2126.473
-16.7336 | 2145.344
-16.6845 | 2162.381
-16.6355 | 2170.977
-16.5864 | 2190.106
-16.5374 | 2209.895
-16.4883 | 2219.287
-16.4393 | 2229.699
-16.3902 | 2238.819
-16.3412 | 2247.705
-16.2921 | 2259.363
-16.2431 | 2276.306
-16.194 | 2300.062
-16.145 | 2321.578
-16.0959 | 2351.552
-16.0469 | 2374.073
-15.9978 | 2383.327
-15.9488 | 2395.833
-15.8997 | 2425.433
-15.8507 | 2456.647
-15.8016 | 2478.372
-15.7526 | 2510.123
-15.7035 | 2537.63
-15.6545 | 2546.295
-15.6054 | 2560.411
-15.5564 | 2584.348
-15.5073 | 2606.799
-15.4583 | 2628.022
-15.4092 | 2665.627
-15.3602 | 2689.338
-15.3111 | 2709.108
-15.2621 | 2745.997
-15.213 | 2769.732
-15.164 | 2796.525
-15.1149 | 2842.668
-15.0659 | 2888.784
-15.0168 | 2912.169
-14.9678 | 2944.012
-14.9187 | 2981.115
-14.8697 | 3015.741
-14.8206 | 3038.503
-14.7716 | 3081.48
-14.7225 | 3128.584
-14.6735 | 3165.322
-14.6244 | 3215.88
-14.5754 | 3255.074
-14.5263 | 3295.738
-14.4773 | 3322.426
-14.4282 | 3365.778
-14.3792 | 3428.16
-14.3301 | 3468.081
-14.2811 | 3515.805
-14.232 | 3562.191
-14.183 | 3587.635
-14.1339 | 3636.134
-14.0849 | 3682.039
-14.0358 | 3705.597
-13.9868 | 3747.645
-13.9377 | 3820.419
-13.8887 | 3874.965
-13.8396 | 3912.222
-13.7906 | 3973.497
-13.7415 | 4041.652
-13.6925 | 4092.4
-13.6434 | 4170.165
-13.5944 | 4249.297
-13.5453 | 4305.96
-13.4963 | 4351
-13.4472 | 4424.348
-13.3982 | 4499.63
-13.3491 | 4555.844
-13.3001 | 4637.479
-13.251 | 4716.875
-13.202 | 4759.667
-13.1529 | 4836.668
-13.1039 | 4916.46
-13.0548 | 4970.996
-13.0058 | 5027.175
-12.9567 | 5120.837
-12.9077 | 5202.718
-12.8586 | 5257.634
-12.8096 | 5353.787
-12.7605 | 5460.419
-12.7115 | 5533.514
-12.6624 | 5643.224
-12.6134 | 5751.832
-12.5643 | 5824.321
-12.5153 | 5894.839
-12.4662 | 6000.84
-12.4172 | 6111.167
-12.3681 | 6186.771
-12.3191 | 6308.474
-12.27 | 6424.097
-12.221 | 6514.834
-12.1719 | 6643.46
-12.1229 | 6748.857
-12.0738 | 6826.466
-12.0248 | 6918.502
-11.9757 | 7061.579
-11.9267 | 7199.968
-11.8776 | 7306.533
-11.8286 | 7465.676
-11.7795 | 7597.184
-11.7305 | 7684.307
-11.6814 | 7821.927
-11.6324 | 7979.369
-11.5833 | 8093.993
-11.5343 | 8198.567
-11.4852 | 8342.419
-11.4362 | 8494.909
-11.3871 | 8598.775
-11.3381 | 8746.516
-11.289 | 8906.222
-11.24 | 9017.404
-11.1909 | 9187.247
-11.1419 | 9361.312
-11.0928 | 9469.121
-11.0438 | 9586.547
-10.9947 | 9774.072
-10.9457 | 9949.948
-10.8966 | 10069.31
-10.8476 | 10263.55
-10.7985 | 10455.75
-10.7495 | 10585.53
-10.7004 | 10801.45
-10.6514 | 11009.12
-10.6023 | 11157.77
-10.5533 | 11308.85
-10.5042 | 11535.28
-10.4552 | 11761
-10.4061 | 11901.78
-10.3571 | 12131.12
-10.308 | 12367.73
-10.259 | 12520.75
-10.2099 | 12741.26
-10.1609 | 12973.46
-10.1118 | 13128.24
-10.0628 | 13271.89
-10.0137 | 13472.55
-9.9647 | 13700.97
-9.9156 | 13862.01
-9.8666 | 14109.17
-9.8175 | 14336.41
-9.7685 | 14503.47
-9.7194 | 14750.83
-9.6704 | 15002.06
-9.6213 | 15153.74
-9.5723 | 15313.01
-9.5232 | 15567.69
-9.4742 | 15843.63
-9.4251 | 16027.41
-9.3761 | 16301.6
-9.327 | 16549.28
-9.278 | 16733.52
-9.2289 | 17025.3
-9.1799 | 17305.21
-9.1308 | 17519.11
-9.0818 | 17733.52
-9.0327 | 18063.14
-8.9837 | 18378.85
-8.9346 | 18581.67
-8.8856 | 18873.98
-8.8365 | 19221.21
-8.7875 | 19437.66
-8.7384 | 19736.77
-8.6894 | 20053.63
-8.6403 | 20269.89
-8.5913 | 20484.33
-8.5422 | 20787.71
-8.4932 | 21097.58
-8.4441 | 21322.61
-8.3951 | 21696.25
-8.346 | 22014.12
-8.297 | 22242.07
-8.2479 | 22621.83
-8.1989 | 22992.37
-8.1498 | 23230.56
-8.1008 | 23467.9
-8.0517 | 23865.73
-8.0027 | 24266.34
-7.9536 | 24512.46
-7.9046 | 24887.36
-7.8555 | 25259.53
-7.8065 | 25512.56
-7.7574 | 25889.48
-7.7084 | 26265.1
-7.6593 | 26525.69
-7.6103 | 26790.34
-7.5612 | 27174.46
-7.5122 | 27573.45
-7.4631 | 27873.47
-7.4141 | 28342.47
-7.365 | 28805.56
-7.316 | 29111.38
-7.2669 | 29569.33
-7.2179 | 30047.18
-7.1688 | 30351.32
-7.1198 | 30652.68
-7.0707 | 31097.19
-7.0217 | 31570.7
-6.9726 | 31872.14
-6.9236 | 32317.93
-6.8745 | 32731.57
-6.8255 | 33041.77
-6.7764 | 33524.81
-6.7274 | 33972.46
-6.6783 | 34276.97
-6.6293 | 34595.66
-6.5802 | 35072.94
-6.5312 | 35543.25
-6.4821 | 35855.09
-6.4331 | 36345.88
-6.384 | 36873.46
-6.335 | 37208.06
-6.2859 | 37735.85
-6.2369 | 38246.96
-6.1878 | 38611.66
-6.1388 | 39006.92
-6.0897 | 39604.43
-6.0407 | 40199.93
-5.9916 | 40585.09
-5.9426 | 41147.32
-5.8935 | 41707.03
-5.8445 | 42091.55
-5.7954 | 42661.54
-5.7464 | 43246.67
-5.6973 | 43636
-5.6483 | 43986.77
-5.5992 | 44515.16
-5.5502 | 45080.69
-5.5011 | 45489.63
-5.4521 | 46073.66
-5.403 | 46664.98
-5.354 | 47039.96
-5.3049 | 47611.31
-5.2559 | 48202.88
-5.2068 | 48583.59
-5.1578 | 48980.06
-5.1087 | 49567.35
-5.0597 | 50183.69
-5.0106 | 50575.01
-4.9616 | 51183.4
-4.9125 | 51795.72
-4.8635 | 52236.14
-4.8144 | 52874.98
-4.7654 | 53517.19
-4.7163 | 54006.58
-4.6673 | 54474.69
-4.6182 | 55137.73
-4.5692 | 55778.08
-4.5201 | 56187.92
-4.4711 | 56781.21
-4.422 | 57444.61
-4.373 | 57893.32
-4.3239 | 58560.38
-4.2749 | 59200.09
-4.2258 | 59573.72
-4.1768 | 59988.99
-4.1277 | 60634.51
-4.0787 | 61298.36
-4.0296 | 61754.3
-3.9806 | 62427.97
-3.9315 | 63075.65
-3.8825 | 63450.95
-3.8334 | 64107.24
-3.7844 | 64684.76
-3.7353 | 65092.1
-3.6863 | 65488.46
-3.6372 | 66092.17
-3.5882 | 66712.82
-3.5391 | 67125.88
-3.4901 | 67730.75
-3.441 | 68336.88
-3.392 | 68749.51
-3.3429 | 69317.75
-3.2939 | 69916.84
-3.2448 | 70318.39
-3.1958 | 70729.58
-3.1467 | 71312.26
-3.0977 | 71881.2
-3.0486 | 72252.65
-2.9996 | 72872.03
-2.9505 | 73454.31
-2.9015 | 73854.41
-2.8524 | 74422.11
-2.8034 | 75001.52
-2.7543 | 75369.44
-2.7053 | 75756.5
-2.6562 | 76319.44
-2.6072 | 76914.36
-2.5581 | 77291.84
-2.5091 | 77836.47
-2.46 | 78347.81
-2.411 | 78706.39
-2.3619 | 79327.9
-2.3129 | 79845.39
-2.2638 | 80171.63
-2.2148 | 80422.48
-2.1657 | 80801.07
-2.1167 | 81135.02
-2.0676 | 81318.55
-2.0186 | 81589.84
-1.9695 | 81903.55
-1.9205 | 82092.13
-1.8714 | 82381.64
-1.8224 | 82706.55
-1.7733 | 82985.07
-1.7243 | 83327.15
-1.6752 | 83860.41
-1.6262 | 84390.85
-1.5771 | 84792.39
-1.5281 | 85287.8
-1.479 | 85863.97
-1.43 | 86209.16
-1.3809 | 86673.7
-1.3319 | 87045.05
-1.2828 | 87281.04
-1.2338 | 87480.4
-1.1847 | 87799.32
-1.1357 | 88028.61
-1.0866 | 88198.19
-1.0376 | 88411.73
-0.98855 | 88593.91
-0.9395 | 88629.27
-0.89045 | 88657.76
-0.8414 | 88761.64
-0.79235 | 88782.09
-0.7433 | 88826.54
-0.69425 | 88835.97
-0.6452 | 88826.8
-0.59615 | 88788.22
-0.5471 | 88802.08
-0.49805 | 88894.79
-0.449 | 89083.72
-0.39995 | 89465.21
-0.3509 | 89688.82
-0.30185 | 89897.54
-0.2528 | 90098.48
-0.20375 | 90243.05
-0.1547 | 90444.16
-0.10565 | 90555.5
-0.056596 | 90552.79
-0.0075461 | 90514.84
0.041504 | 90323.88
0.090554 | 89950.75
0.1396 | 89660.47
0.18865 | 89456.38
0.2377 | 89178.48
0.28675 | 88920.42
0.3358 | 88701.47
0.38485 | 88573.64
0.4339 | 88394.02
0.48295 | 88338.3
0.532 | 88376.69
0.58105 | 88383.41
0.6301 | 88363.59
0.67915 | 88261.12
0.7282 | 88202.44
0.77725 | 88208.84
0.8263 | 88115.62
0.87535 | 88044.94
0.9244 | 88022.81
0.97345 | 87969.18
1.0225 | 87846.53
1.0716 | 87572.78
1.1206 | 87336.16
1.1697 | 87225.6
1.2187 | 87056.13
1.2678 | 86744.58
1.3168 | 86375.6
1.3659 | 86086.31
1.4149 | 85499.31
1.464 | 84946.35
1.513 | 84623.2
1.5621 | 84186.87
1.6111 | 83769.65
1.6602 | 83490.69
1.7092 | 83249.7
1.7583 | 82846.3
1.8073 | 82368.04
1.8564 | 82099.42
1.9054 | 81742.57
1.9545 | 81379.38
2.0035 | 81087.33
2.0526 | 80700.84
2.1016 | 80301.55
2.1507 | 79992.16
2.1997 | 79662.99
2.2488 | 79225.23
2.2978 | 78763.88
2.3469 | 78494.96
2.3959 | 78024.09
2.445 | 77443.62
2.494 | 77052.35
2.5431 | 76422.4
2.5921 | 75836.12
2.6412 | 75414.52
2.6902 | 75011.05
2.7393 | 74376.38
2.7883 | 73710.04
2.8374 | 73223.91
2.8864 | 72516.98
2.9355 | 71877.23
2.9845 | 71453.62
3.0336 | 70799.64
3.0826 | 70107.2
3.1317 | 69649.74
3.1807 | 69180.63
3.2298 | 68486.02
3.2788 | 67767.48
3.3279 | 67333.84
3.3769 | 66774.12
3.4259 | 66193.27
3.475 | 65845.76
3.524 | 65372.6
3.5731 | 64858.51
3.6221 | 64563.64
3.6712 | 64279.63
3.7203 | 63845.09
3.7693 | 63413.07
3.8184 | 63074.92
3.8674 | 62558.74
3.9165 | 62058.4
3.9655 | 61667.29
4.0145 | 61022.16
4.0636 | 60398.02
4.1126 | 59960.11
4.1617 | 59490.92
4.2107 | 58774.09
4.2598 | 58113.75
4.3088 | 57679.04
4.3579 | 56990.43
4.4069 | 56313.7
4.456 | 55920.13
4.505 | 55386.59
4.5541 | 54732.62
4.6031 | 54294.88
4.6522 | 53861.93
4.7012 | 53210.11
4.7503 | 52599.87
4.7993 | 52174.89
4.8484 | 51567.64
4.8974 | 50945.26
4.9465 | 50511.08
4.9955 | 49866.64
5.0446 | 49230.98
5.0936 | 48841.14
5.1427 | 48444.09
5.1917 | 47810.86
5.2408 | 47201.92
5.2898 | 46815.57
5.3389 | 46185.27
5.3879 | 45555
5.437 | 45145.78
5.486 | 44562.5
5.5351 | 43946.48
5.5841 | 43548.53
5.6332 | 43199
5.6822 | 42715.19
5.7313 | 42185.79
5.7803 | 41798.32
5.8294 | 41271.83
5.8784 | 40784.55
5.9275 | 40435.68
5.9765 | 39921.23
6.0256 | 39397.56
6.0746 | 39060.24
6.1237 | 38702.9
6.1727 | 38142.26
6.2218 | 37594.09
6.2708 | 37276
6.3199 | 36802.15
6.3689 | 36259.12
6.418 | 35907.3
6.467 | 35357.57
6.5161 | 34810.77
6.5651 | 34470.32
6.6142 | 34144.2
6.6632 | 33688.26
6.7123 | 33224.75
6.7613 | 32905.85
6.8104 | 32425.67
6.8594 | 31941.48
6.9085 | 31644.4
6.9575 | 31199.08
7.0066 | 30808.7
7.0556 | 30522.11
7.1047 | 30220.42
7.1537 | 29777.29
7.2028 | 29333.47
7.2518 | 29042.93
7.3009 | 28643.12
7.3499 | 28228.21
7.399 | 27940.72
7.448 | 27524.43
7.4971 | 27116.33
7.5461 | 26841.63
7.5952 | 26577.82
7.6442 | 26176.57
7.6933 | 25778.75
7.7423 | 25508.94
7.7914 | 25133.64
7.8404 | 24739.28
7.8895 | 24490.83
7.9385 | 24138.5
7.9876 | 23773.55
8.0366 | 23532.16
8.0857 | 23289.49
8.1347 | 22947.39
8.1838 | 22615.04
8.2328 | 22402.64
8.2819 | 22064.45
8.3309 | 21728.66
8.38 | 21533.82
8.429 | 21193.22
8.4781 | 20874.37
8.5271 | 20662.14
8.5762 | 20439.95
8.6252 | 20094.7
8.6743 | 19758.6
8.7233 | 19546.27
8.7724 | 19245.89
8.8214 | 18937.91
8.8705 | 18719.39
8.9195 | 18420.53
8.9686 | 18137.12
9.0176 | 17948.12
9.0667 | 17761.8
9.1157 | 17465.29
9.1648 | 17205.51
9.2138 | 17020.26
9.2629 | 16727.03
9.3119 | 16446.33
9.361 | 16278.29
9.41 | 16031.65
9.4591 | 15767.63
9.5081 | 15607.62
9.5572 | 15441.22
9.6062 | 15185.49
9.6553 | 14938.41
9.7043 | 14774.13
9.7534 | 14558.22
9.8024 | 14324.28
9.8515 | 14155.35
9.9005 | 13915.2
9.9496 | 13670.56
9.9986 | 13512.64
10.0477 | 13357.09
10.0967 | 13145.68
10.1458 | 12945.26
10.1948 | 12796.79
10.2439 | 12574.58
10.2929 | 12345.45
10.342 | 12202.34
10.391 | 11989.83
10.4401 | 11785.23
10.4891 | 11646.13
10.5382 | 11515.51
10.5872 | 11325.78
10.6363 | 11126.74
10.6853 | 11006.61
10.7344 | 10814.94
10.7834 | 10624.81
10.8325 | 10499.93
10.8815 | 10332.97
10.9306 | 10150.35
10.9796 | 10031.48
11.0287 | 9912.898
11.0777 | 9739.652
11.1268 | 9562.177
11.1758 | 9438.299
11.2249 | 9276.21
11.2739 | 9114.058
11.323 | 9012.076
11.372 | 8844.521
11.4211 | 8675.417
11.4701 | 8571.118
11.5192 | 8470.09
11.5682 | 8318.6
11.6173 | 8155.136
11.6663 | 8059.071
11.7154 | 7910.664
11.7644 | 7758.405
11.8135 | 7664.26
11.8625 | 7529.647
11.9116 | 7404.483
11.9606 | 7318
12.0097 | 7234.026
12.0587 | 7115.978
12.1078 | 6994.97
12.1568 | 6912.344
12.2059 | 6806.046
12.2549 | 6695.515
12.304 | 6613.391
12.353 | 6494.494
12.4021 | 6376.462
12.4511 | 6297.175
12.5002 | 6220.274
12.5492 | 6099.552
12.5983 | 5987.48
12.6473 | 5917.879
12.6964 | 5805.714
12.7454 | 5697.209
12.7945 | 5634.924
12.8435 | 5540.272
12.8926 | 5441.946
12.9416 | 5382.671
12.9907 | 5319.055
13.0397 | 5232.783
13.0888 | 5141.886
13.1378 | 5085.499
13.1869 | 5003.913
13.2359 | 4916.218
13.285 | 4859.312
13.334 | 4777.596
13.3831 | 4701.792
13.4321 | 4642.188
13.4812 | 4584.833
13.5302 | 4502.26
13.5793 | 4432.45
13.6283 | 4386.563
13.6774 | 4326.681
13.7264 | 4263.515
13.7755 | 4222.574
13.8245 | 4162.729
13.8736 | 4091.535
13.9226 | 4053.604
13.9717 | 4021.155
14.0207 | 3957.982
14.0698 | 3894.095
14.1188 | 3849.781
14.1679 | 3797.195
14.2169 | 3728.394
14.266 | 3681.987
14.315 | 3625.26
14.3641 | 3573.279
14.4131 | 3541.124
14.4622 | 3508.019
14.5112 | 3462.096
14.5603 | 3418.491
14.6093 | 3386.873
14.6584 | 3338.313
14.7074 | 3289.857
14.7565 | 3267.458
14.8055 | 3218.241
14.8546 | 3167.882
14.9036 | 3137.63
14.9527 | 3103.4
15.0017 | 3058.979
15.0508 | 3015.758
15.0998 | 2984.798
15.1489 | 2940.833
15.1979 | 2892.053
15.247 | 2866.489
15.296 | 2839.038
15.3451 | 2816
15.3941 | 2792.252
15.4432 | 2776.253
15.4922 | 2751.714
15.5413 | 2731.248
15.5903 | 2718.915
15.6394 | 2693.461
15.6884 | 2675.293
15.7375 | 2658.879
15.7865 | 2620.559
15.8356 | 2587.997
15.8846 | 2573.157
15.9337 | 2550.758
15.9827 | 2523.855
16.0318 | 2492.953
16.0808 | 2476.348
16.1299 | 2446.216
16.1789 | 2412.852
16.228 | 2392.667
16.277 | 2369.637
16.3261 | 2346.174
16.3751 | 2324.017
16.4242 | 2302.31
16.4732 | 2283.036
16.5223 | 2253.274
16.5713 | 2237.016
16.6204 | 2225.44
16.6694 | 2210.431
16.7185 | 2191.647
16.7675 | 2173.467
16.8166 | 2157.296
16.8656 | 2155.895
16.9147 | 2155.151
16.9637 | 2133.716
17.0128 | 2108.831
17.0618 | 2100.546
17.1109 | 2080.377
17.1599 | 2058.757
17.209 | 2051.389
17.258 | 2032.852
17.3071 | 2012.143
17.3561 | 1993.376
17.4052 | 1975.734
17.4542 | 1968.608
17.5033 | 1962.087
17.5523 | 1948.595
17.6014 | 1936.758
17.6504 | 1920.713
17.6995 | 1913.587
17.7485 | 1902.34
17.7976 | 1899.542
17.8466 | 1898.712
17.8957 | 1895.582
17.9447 | 1884.303
17.9938 | 1862.251
18.0428 | 1848.552
18.0919 | 1829.647
18.1409 | 1816.588
18.19 | 1807.992
18.239 | 1793.269
18.2881 | 1769.853
18.3371 | 1758.195
18.3862 | 1749.235
18.4352 | 1741.922
18.4843 | 1732.319
18.5333 | 1730.936
18.5824 | 1724.865
18.6314 | 1709.298
18.6805 | 1695.737
18.7295 | 1680.134
18.7786 | 1671.695
18.8276 | 1663.998
18.8767 | 1655.367
18.9257 | 1642.792
18.9748 | 1620.999
19.0238 | 1615.62
19.0729 | 1608.952
19.1219 | 1603.702
19.171 | 1596.42
19.22 | 1584.924
19.2691 | 1576.339
19.3181 | 1571.876
19.3672 | 1565.892
19.4162 | 1558.504
19.4653 | 1551.916
19.5143 | 1540.103
19.5634 | 1522.19
19.6124 | 1510.387
19.6615 | 1504.991
19.7105 | 1493.023
19.7596 | 1477.922
19.8086 | 1462.234
19.8577 | 1449.797
19.9067 | 1439.347
19.9558 | 1426.758
20.0048 | 1411.295
20.0539 | 1207.633
20.1029 | 1072.473
20.152 | 962.9167
20.201 | 789.6274
20.2501 | 637.4992
20.2991 | 530.9178
20.3482 | 424.7689
20.3972 | 294.1267
20.4463 | 97.1548
20.4953 | 0
20.5444 | 0
20.5934 | 0
20.6425 | 0
20.6915 | 0
20.7406 | 0
20.7896 | 0
20.8387 | 0
20.8877 | 0
20.9368 | 0
20.9858 | 0
21.0349 | 0
21.0839 | 0
21.133 | 0
21.182 | 0
21.2311 | 0
21.2801 | 0
21.3292 | 0
21.3782 | 0
21.4273 | 0
21.4763 | 0
21.5254 | 0
21.5744 | 0
21.6235 | 0
21.6725 | 0
21.7216 | 0
21.7706 | 0
21.8197 | 0
21.8687 | 0
21.9178 | 0
21.9668 | 0
22.0159 | 0
22.0649 | 0
22.114 | 0
22.163 | 0
22.2121 | 0
22.2611 | 0
22.3102 | 0
22.3592 | 0
22.4083 | 0
22.4573 | 0
22.5064 | 0
22.5554 | 0
22.6045 | 0
22.6535 | 0
22.7026 | 0
22.7516 | 0
22.8007 | 0
22.8497 | 0
22.8988 | 0
22.9478 | 0
22.9969 | 0
23.0459 | 0
23.095 | 0
23.144 | 0
23.1931 | 0
23.2421 | 0
23.2912 | 0
23.3402 | 0
23.3893 | 0
23.4383 | 0
23.4874 | 0
23.5364 | 0
23.5855 | 0
23.6345 | 0
23.6836 | 0
23.7326 | 0
23.7817 | 0
23.8307 | 0
23.8798 | 0
23.9288 | 0
23.9779 | 0
24.0269 | 0
24.076 | 0
24.125 | 0
24.1741 | 0
24.2231 | 0
24.2722 | 0
24.3212 | 0
24.3703 | 0
24.4193 | 0
24.4684 | 0
24.5174 | 0
24.5665 | 0
24.6155 | 0
24.6646 | 0
24.7136 | 0
24.7627 | 0
24.8117 | 0
24.8608 | 0
24.9098 | 0
24.9589 | 0
25.0079 | 0
25.057 | 0
25.106 | 0
25.1551 | 0
25.2041 | 0
25.2532 | 0
25.3022 | 0
25.3513 | 0
25.4003 | 0
25.4494 | 0
25.4984 | 0
25.5475 | 0
25.5965 | 0
25.6456 | 0
25.6946 | 0
25.7437 | 0
25.7927 | 0
25.8418 | 0
25.8908 | 0
25.9399 | 0
25.9889 | 0
26.038 | 0
26.087 | 0
26.1361 | 0
26.1851 | 0
26.2342 | 0
26.2832 | 0
20.7611 | 2096.372
20.8126 | 2084.253
20.8641 | 2069.978
20.9156 | 2060.857
20.9671 | 2045.801
21.0186 | 2033.141
21.0701 | 2012.521
21.1216 | 1991.297
21.1731 | 1979.889
21.2246 | 1971.962
21.2761 | 1950.419
21.3276 | 1925.322
21.3791 | 1910.723
21.4306 | 1890.057
21.4821 | 1871.995
21.5335 | 1856.771
21.585 | 1836.778
21.6365 | 1830.347
21.688 | 1815.459
21.7395 | 1805.599
21.791 | 1798.619
21.8425 | 1785.633
21.894 | 1770.725
21.9455 | 1766.732
21.997 | 1755.029
22.0485 | 1740.16
22.1 | 1713.665
22.1515 | 1688.131
22.203 | 1674.81
22.2545 | 1661.598
22.306 | 1652.626
22.3575 | 1624.185
22.409 | 1610.623
22.4605 | 1602.992
22.5119 | 1589.869
22.5634 | 1580.699
22.6149 | 1569.749
22.6664 | 1567.98
22.7179 | 1564.835
22.7694 | 1558.11
22.8209 | 1545.648
22.8724 | 1541.396
22.9239 | 1528.453
22.9754 | 1505.016
23.0269 | 1382.963
23.0784 | 1258.365
23.1299 | 1088.297
23.1814 | 867.4771
23.2329 | 739.2319
23.2844 | 612.436
23.3359 | 488.7065
23.3874 | 256.5103
23.4389 | 112.9233
23.4904 | 0
23.5419 | 0
23.5934 | 0
23.6448 | 0
23.6963 | 0
23.7478 | 0
23.7993 | 0
23.8508 | 0
23.9023 | 0
23.9538 | 0
24.0053 | 0
24.0568 | 0
24.1083 | 0
24.1598 | 0
24.2113 | 0
24.2628 | 0
24.3143 | 0
24.3658 | 0
24.4173 | 0
24.4688 | 0
24.5203 | 0
24.5718 | 0
24.6232 | 0
24.6747 | 0
24.7262 | 0
24.7777 | 0
24.8292 | 0
24.8807 | 0
24.9322 | 0
24.9837 | 0
25.0352 | 0
25.0867 | 0
25.1382 | 0
25.1897 | 0
25.2412 | 0
25.2927 | 0
25.3442 | 0
25.3957 | 0
25.4472 | 0
25.4987 | 0
25.5502 | 0
25.6017 | 0
25.6532 | 0
25.7047 | 0
25.7561 | 0
25.8076 | 0
25.8591 | 0
25.9106 | 0
25.9621 | 0
26.0136 | 0
26.0651 | 0
26.1166 | 0
26.1681 | 0
26.2196 | 0
26.2711 | 0
26.3226 | 0
26.3741 | 0
26.4256 | 0
26.4771 | 0
26.5286 | 0
26.5801 | 0
26.6316 | 0
26.6831 | 0
26.7345 | 0
26.786 | 0
26.8375 | 0
26.889 | 0
26.9405 | 0
26.992 | 0
27.0435 | 0
27.095 | 0
27.1465 | 0
27.198 | 0
27.2495 | 0
27.301 | 0
27.3525 | 0
27.404 | 0
27.4555 | 0
27.507 | 0
27.5585 | 0
27.61 | 0
27.6615 | 0
27.713 | 0
27.7645 | 0
27.816 | 0
27.8674 | 0
27.9189 | 0
27.9704 | 0
28.0219 | 0
28.0734 | 0
28.1249 | 0
28.1764 | 0
28.2279 | 0
28.2794 | 0
28.3309 | 0
28.3824 | 0
28.4339 | 0
28.4854 | 0
28.5369 | 0
28.5884 | 0
28.6399 | 0
28.6914 | 0
28.7429 | 0
28.7944 | 0
28.8458 | 0
28.8973 | 0
28.9488 | 0
29.0003 | 0
29.0518 | 0
29.1033 | 0
29.1548 | 0
29.2063 | 0
29.2578 | 0
29.3093 | 0
29.3608 | 0
29.4123 | 0
29.4638 | 0
29.5153 | 0
29.5668 | 0
29.6183 | 0
29.6698 | 0
29.7213 | 0
29.7728 | 0
29.8243 | 0
29.8758 | 0

## NL
Desire
D60 Tungsten Luxeon TX | 2016-08-01
Diffuser
Narrow Linear
Horizontal | Beam Angle | Field Angle
| 26.7 | 38
| For Field width at any distance, multiply distance by |  |  |  | 0.68866
| For Beam width at any distance, multiply distance by |  |  |  | 0.47462
Vertical | Beam Angle | Field Angle
| 11.1 | 22.7
| For Field height at any distance, multiply distance by |  |  |  | 0.40145
| For Beam height at any distance, multiply distance by |  |  |  | 0.19434
Row Mult
Mode | Candela | Field Lumens | Beam Lumens | Power Consump | Efficacy (lpw)
Boost Full | 94330.892 | 8487.9045 | 4889.5332 | 140 | 60.6279
Regulated Full | 90520 | 8145 | 4692 | 136 | 59.8897 | #REF! | #REF! | #REF!
Dist for 1.0 fc
Throw Distance (ft) | 10 | 15 | 20 | 30 | 300.8654
Throw Distance (m) | 3.048 | 4.572 | 6.096 | 9.144 | 91.7038
Field Width (ft) | 6.8866 | 10.3298 | 13.7731 | 20.6597
Field Width (m) | 2.099 | 3.1485 | 4.198 | 6.2971
Illuminance (fc) | 905.2 | 402.3111 | 226.3 | 100.5778
Illuminance (lux) | 9743.4823 | 4330.4366 | 2435.8706 | 1082.6091
Test Distance | Iso-Illuminance Diagram grid lines
119 | 0 | 12.5 | 25 | 37.5
| 0 | 0.10504 | 0.21008 | 0.31513
Measurement: NL full reg. - Intensity
Degrees | (Cd)
-26.2983 | 0
-26.2493 | 0
-26.2002 | 0
-26.1512 | 0
-26.1021 | 0
-26.0531 | 0
-26.004 | 0
-25.955 | 0
-25.9059 | 0
-25.8569 | 0
-25.8078 | 0
-25.7588 | 0
-25.7097 | 0
-25.6607 | 0
-25.6116 | 0
-25.5626 | 0
-25.5135 | 0
-25.4645 | 0
-25.4154 | 0
-25.3664 | 0
-25.3173 | 0
-25.2683 | 0
-25.2192 | 0
-25.1702 | 0
-25.1211 | 0
-25.0721 | 0
-25.023 | 0
-24.974 | 0
-24.9249 | 0
-24.8759 | 0
-24.8268 | 0
-24.7778 | 0
-24.7287 | 0
-24.6797 | 0
-24.6306 | 0
-24.5816 | 0
-24.5325 | 0
-24.4835 | 0
-24.4344 | 0
-24.3854 | 0
-24.3363 | 0
-24.2873 | 0
-24.2382 | 0
-24.1892 | 0
-24.1401 | 0
-24.0911 | 0
-24.042 | 0
-23.993 | 0
-23.9439 | 0
-23.8949 | 0
-23.8458 | 16.4738
-23.7968 | 139.6176
-23.7477 | 370.2706
-23.6987 | 527.5623
-23.6496 | 660.3463
-23.6006 | 858.8711
-23.5515 | 1063.37
-23.5025 | 1199.066
-23.4534 | 1373.242
-23.4044 | 1616.733
-23.3553 | 1742.317
-23.3063 | 1761.319
-23.2572 | 1784.094
-23.2082 | 1807.48
-23.1591 | 1825.227
-23.1101 | 1858.184
-23.061 | 1887.757
-23.012 | 1913.174
-22.9629 | 1949.141
-22.9139 | 1977.256
-22.8648 | 1996.484
-22.8158 | 2017.961
-22.7667 | 2046.703
-22.7177 | 2089.661
-22.6686 | 2112.219
-22.6196 | 2144.232
-22.5705 | 2177.609
-22.5215 | 2201.108
-22.4724 | 2230.689
-22.4234 | 2269.914
-22.3743 | 2302.269
-22.3253 | 2335.06
-22.2762 | 2377.654
-22.2272 | 2424.228
-22.1781 | 2454.647
-22.1291 | 2502.782
-22.08 | 2547.145
-22.031 | 2573.398
-21.9819 | 2631.618
-21.9329 | 2689.046
-21.8838 | 2721.68
-21.8348 | 2750.479
-21.7857 | 2796.179
-21.7367 | 2846.218
-21.6876 | 2883.611
-21.6386 | 2946.868
-21.5895 | 3004.454
-21.5405 | 3040.818
-21.4914 | 3095.986
-21.4424 | 3148.203
-21.3933 | 3191.017
-21.3443 | 3237.092
-21.2952 | 3310.858
-21.2462 | 3379.01
-21.1971 | 3415.479
-21.1481 | 3481.457
-21.099 | 3551.802
-21.05 | 3606.889
-21.0009 | 3682.65
-20.9519 | 3759.354
-20.9028 | 3808.828
-20.8538 | 3859.976
-20.8047 | 3938.33
-20.7557 | 4014.881
-20.7066 | 4071.746
-20.6576 | 4160.324
-20.6085 | 4238.995
-20.5595 | 4298.858
-20.5104 | 4388.971
-20.4614 | 4478.483
-20.4123 | 4536.29
-20.3633 | 4592.754
-20.3142 | 4691.74
-20.2652 | 4792.479
-20.2161 | 4867.492
-20.1671 | 4970.52
-20.118 | 5078.652
-20.069 | 5153.874
-20.0199 | 5262.167
-19.9709 | 5371.363
-19.9218 | 5442.732
-19.8728 | 5526.652
-19.8237 | 5633.652
-19.7747 | 5745.431
-19.7256 | 5826.528
-19.6766 | 5948.044
-19.6275 | 6070.462
-19.5785 | 6147.008
-19.5294 | 6282.233
-19.4804 | 6413.884
-19.4313 | 6511.89
-19.3823 | 6597.658
-19.3332 | 6727.338
-19.2842 | 6876.283
-19.2351 | 6961.389
-19.1861 | 7096.459
-19.137 | 7242.733
-19.088 | 7338.247
-19.0389 | 7478.369
-18.9899 | 7615.93
-18.9408 | 7715.069
-18.8918 | 7824.041
-18.8427 | 7991.688
-18.7937 | 8161.553
-18.7446 | 8278.927
-18.6956 | 8469.49
-18.6465 | 8634.115
-18.5975 | 8763.081
-18.5484 | 8964.146
-18.4994 | 9166.926
-18.4503 | 9288.309
-18.4013 | 9406.589
-18.3522 | 9594.37
-18.3032 | 9790.854
-18.2541 | 9925.12
-18.2051 | 10123.5
-18.156 | 10314.39
-18.107 | 10444.86
-18.0579 | 10659.13
-18.0089 | 10865.8
-17.9598 | 11025.85
-17.9108 | 11188.84
-17.8617 | 11419.43
-17.8127 | 11649.69
-17.7636 | 11806.69
-17.7146 | 12050.61
-17.6655 | 12302.35
-17.6165 | 12469.16
-17.5674 | 12712.16
-17.5184 | 12959.84
-17.4693 | 13118.05
-17.4203 | 13275.35
-17.3712 | 13545.99
-17.3222 | 13796.57
-17.2731 | 13967.91
-17.2241 | 14250.3
-17.175 | 14509.37
-17.126 | 14696.77
-17.0769 | 14994.08
-17.0279 | 15291.99
-16.9788 | 15498.02
-16.9298 | 15706.32
-16.8807 | 15995.58
-16.8317 | 16304.91
-16.7826 | 16513.64
-16.7336 | 16835.69
-16.6845 | 17166.37
-16.6355 | 17367.16
-16.5864 | 17690.56
-16.5374 | 18007.77
-16.4883 | 18227.95
-16.4393 | 18455.67
-16.3902 | 18782.63
-16.3412 | 19150.93
-16.2921 | 19392.23
-16.2431 | 19752.97
-16.194 | 20110.11
-16.145 | 20372.63
-16.0959 | 20738.59
-16.0469 | 21088.3
-15.9978 | 21336.94
-15.9488 | 21577.51
-15.8997 | 21961.27
-15.8507 | 22365.81
-15.8016 | 22626.35
-15.7526 | 23006.83
-15.7035 | 23379.42
-15.6545 | 23630.67
-15.6054 | 24019.03
-15.5564 | 24424.62
-15.5073 | 24689.51
-15.4583 | 24980.04
-15.4092 | 25418.04
-15.3602 | 25814.94
-15.3111 | 26097.52
-15.2621 | 26515.85
-15.213 | 26944.83
-15.164 | 27245.27
-15.1149 | 27702.21
-15.0659 | 28160.55
-15.0168 | 28480.02
-14.9678 | 28769.57
-14.9187 | 29232.94
-14.8697 | 29693.34
-14.8206 | 29976.01
-14.7716 | 30407.18
-14.7225 | 30890.64
-14.6735 | 31196.69
-14.6244 | 31675.62
-14.5754 | 32151.77
-14.5263 | 32466.06
-14.4773 | 32777.63
-14.4282 | 33213.89
-14.3792 | 33645.76
-14.3301 | 33968.4
-14.2811 | 34451.77
-14.232 | 34912.1
-14.183 | 35227.45
-14.1339 | 35729.51
-14.0849 | 36185.29
-14.0358 | 36465.73
-13.9868 | 36769.75
-13.9377 | 37231.82
-13.8887 | 37742.35
-13.8396 | 38063.25
-13.7906 | 38544.55
-13.7415 | 39028.79
-13.6925 | 39354.34
-13.6434 | 39818.06
-13.5944 | 40287.91
-13.5453 | 40637.54
-13.4963 | 40979.89
-13.4472 | 41487.03
-13.3982 | 41949.07
-13.3491 | 42272.17
-13.3001 | 42739
-13.251 | 43253.99
-13.202 | 43565.79
-13.1529 | 44034.59
-13.1039 | 44499.13
-13.0548 | 44798.38
-13.0058 | 45117.38
-12.9567 | 45600.98
-12.9077 | 46100.73
-12.8586 | 46442.61
-12.8096 | 46935.08
-12.7605 | 47427.35
-12.7115 | 47772.82
-12.6624 | 48270.7
-12.6134 | 48799.11
-12.5643 | 49159.04
-12.5153 | 49525.17
-12.4662 | 50063.24
-12.4172 | 50617.79
-12.3681 | 50972.17
-12.3191 | 51543.13
-12.27 | 52128.73
-12.221 | 52490.37
-12.1719 | 53018.22
-12.1229 | 53559.91
-12.0738 | 53898.57
-12.0248 | 54213.91
-11.9757 | 54727.76
-11.9267 | 55254.59
-11.8776 | 55592.81
-11.8286 | 56071.42
-11.7795 | 56504.11
-11.7305 | 56814.5
-11.6814 | 57271.67
-11.6324 | 57738.7
-11.5833 | 58045.72
-11.5343 | 58369.32
-11.4852 | 58814.05
-11.4362 | 59229.8
-11.3871 | 59508.67
-11.3381 | 59951.38
-11.289 | 60426.5
-11.24 | 60727.36
-11.1909 | 61212.82
-11.1419 | 61660.29
-11.0928 | 61956
-11.0438 | 62238.81
-10.9947 | 62700.71
-10.9457 | 63168.09
-10.8966 | 63482.07
-10.8476 | 63915.74
-10.7985 | 64290.5
-10.7495 | 64553.54
-10.7004 | 65013.91
-10.6514 | 65468.46
-10.6023 | 65759.95
-10.5533 | 66092.05
-10.5042 | 66469.55
-10.4552 | 66814.18
-10.4061 | 67077.74
-10.3571 | 67487.88
-10.308 | 67925.79
-10.259 | 68197.73
-10.2099 | 68579.51
-10.1609 | 68937.63
-10.1118 | 69207.91
-10.0628 | 69417.25
-10.0137 | 69820.02
-9.9647 | 70244.08
-9.9156 | 70502.64
-9.8666 | 70899.02
-9.8175 | 71293.05
-9.7685 | 71574.31
-9.7194 | 71962.58
-9.6704 | 72341.45
-9.6213 | 72598.27
-9.5723 | 72842.77
-9.5232 | 73176.96
-9.4742 | 73540.86
-9.4251 | 73766.8
-9.3761 | 74118.61
-9.327 | 74467.19
-9.278 | 74665.42
-9.2289 | 74973.79
-9.1799 | 75262.87
-9.1308 | 75451.47
-9.0818 | 75663.82
-9.0327 | 75907.19
-8.9837 | 76201.65
-8.9346 | 76393.21
-8.8856 | 76700.02
-8.8365 | 76958.17
-8.7875 | 77152.09
-8.7384 | 77460.02
-8.6894 | 77778.01
-8.6403 | 78003.8
-8.5913 | 78205.45
-8.5422 | 78512.31
-8.4932 | 78847.49
-8.4441 | 79049.57
-8.3951 | 79288.38
-8.346 | 79562.29
-8.297 | 79716.89
-8.2479 | 79976.87
-8.1989 | 80211.65
-8.1498 | 80278.03
-8.1008 | 80417
-8.0517 | 80654.63
-8.0027 | 80897.95
-7.9536 | 80998.67
-7.9046 | 81195.48
-7.8555 | 81405.13
-7.8065 | 81575.05
-7.7574 | 81734.55
-7.7084 | 81906.2
-7.6593 | 82082.25
-7.6103 | 82214.15
-7.5612 | 82409.46
-7.5122 | 82606.05
-7.4631 | 82751.7
-7.4141 | 82904.29
-7.365 | 83048.98
-7.316 | 83149.46
-7.2669 | 83358.05
-7.2179 | 83532.54
-7.1688 | 83644.27
-7.1198 | 83733.06
-7.0707 | 83894.93
-7.0217 | 84009.86
-6.9726 | 84087.7
-6.9236 | 84212.16
-6.8745 | 84397.38
-6.8255 | 84482.35
-6.7764 | 84581.79
-6.7274 | 84704.08
-6.6783 | 84752.28
-6.6293 | 84818.12
-6.5802 | 84972.65
-6.5312 | 85081.73
-6.4821 | 85191.79
-6.4331 | 85297.23
-6.384 | 85381.27
-6.335 | 85433.09
-6.2859 | 85528.75
-6.2369 | 85529.91
-6.1878 | 85563.82
-6.1388 | 85623.21
-6.0897 | 85674.88
-6.0407 | 85674.98
-5.9916 | 85697.05
-5.9426 | 85722.68
-5.8935 | 85819.37
-5.8445 | 85882.16
-5.7954 | 85972.5
-5.7464 | 86075.63
-5.6973 | 86180.23
-5.6483 | 86225.38
-5.5992 | 86250.56
-5.5502 | 86259.67
-5.5011 | 86282.09
-5.4521 | 86360.91
-5.403 | 86390.8
-5.354 | 86389.38
-5.3049 | 86412.39
-5.2559 | 86437.71
-5.2068 | 86455.59
-5.1578 | 86481.63
-5.1087 | 86562.59
-5.0597 | 86673.28
-5.0106 | 86713.41
-4.9616 | 86730.24
-4.9125 | 86739.7
-4.8635 | 86761.16
-4.8144 | 86756.78
-4.7654 | 86752.52
-4.7163 | 86727.84
-4.6673 | 86723.6
-4.6182 | 86779.62
-4.5692 | 86790.87
-4.5201 | 86823.63
-4.4711 | 86893.04
-4.422 | 86942.8
-4.373 | 87007.41
-4.3239 | 87085.37
-4.2749 | 87184.07
-4.2258 | 87255.86
-4.1768 | 87317.85
-4.1277 | 87331.88
-4.0787 | 87305.42
-4.0296 | 87292.1
-3.9806 | 87346.44
-3.9315 | 87366.85
-3.8825 | 87330.09
-3.8334 | 87275.63
-3.7844 | 87278.3
-3.7353 | 87274.53
-3.6863 | 87263.06
-3.6372 | 87206.2
-3.5882 | 87224.88
-3.5391 | 87230.01
-3.4901 | 87146.41
-3.441 | 87078.66
-3.392 | 87083.66
-3.3429 | 87115.39
-3.2939 | 87106.78
-3.2448 | 87078.98
-3.1958 | 87076.06
-3.1467 | 87145.62
-3.0977 | 87167.14
-3.0486 | 87155.9
-2.9996 | 87128.84
-2.9505 | 87185.43
-2.9015 | 87201.7
-2.8524 | 87179.74
-2.8034 | 87124.92
-2.7543 | 87081.29
-2.7053 | 87077.95
-2.6562 | 87112.06
-2.6072 | 87138.26
-2.5581 | 87180.88
-2.5091 | 87243.37
-2.46 | 87328.71
-2.411 | 87368.85
-2.3619 | 87401.07
-2.3129 | 87545.23
-2.2638 | 87653.39
-2.2148 | 87696.91
-2.1657 | 87638.91
-2.1167 | 87532.41
-2.0676 | 87457.45
-2.0186 | 87391
-1.9695 | 87322.91
-1.9205 | 87247.72
-1.8714 | 87187.22
-1.8224 | 87110.66
-1.7733 | 87031.28
-1.7243 | 86986.73
-1.6752 | 86926.52
-1.6262 | 86935.73
-1.5771 | 86944.23
-1.5281 | 86984.34
-1.479 | 86938.69
-1.43 | 86907.7
-1.3809 | 86867.74
-1.3319 | 86845.69
-1.2828 | 86863.66
-1.2338 | 86864.64
-1.1847 | 86965.84
-1.1357 | 87088.28
-1.0866 | 87183.02
-1.0376 | 87302.65
-0.98855 | 87410.73
-0.9395 | 87495
-0.89045 | 87639.62
-0.8414 | 87770.72
-0.79235 | 87845.39
-0.7433 | 87925.02
-0.69425 | 88019.15
-0.6452 | 88093.22
-0.59615 | 88158.71
-0.5471 | 88263.89
-0.49805 | 88333.31
-0.449 | 88404.3
-0.39995 | 88420.86
-0.3509 | 88478.23
-0.30185 | 88520.99
-0.2528 | 88573.87
-0.20375 | 88719.1
-0.1547 | 88768.73
-0.10565 | 88765.31
-0.056596 | 88695.2
-0.0075461 | 88656.81
0.041504 | 88616.66
0.090554 | 88487.21
0.1396 | 88425.86
0.18865 | 88343.9
0.2377 | 88237.34
0.28675 | 87982.54
0.3358 | 87783.84
0.38485 | 87739.34
0.4339 | 87615.55
0.48295 | 87498.94
0.532 | 87438.81
0.58105 | 87347.78
0.6301 | 87336.29
0.67915 | 87329.79
0.7282 | 87309.2
0.77725 | 87332.8
0.8263 | 87302.44
0.87535 | 87245.1
0.9244 | 87281.56
0.97345 | 87365.3
1.0225 | 87446.23
1.0716 | 87515.63
1.1206 | 87553.89
1.1697 | 87523.57
1.2187 | 87485.78
1.2678 | 87408.5
1.3168 | 87425.59
1.3659 | 87412.89
1.4149 | 87337.26
1.464 | 87225.89
1.513 | 87127.94
1.5621 | 87057.91
1.6111 | 87000.98
1.6602 | 86977.02
1.7092 | 86972.7
1.7583 | 87033.45
1.8073 | 87056.43
1.8564 | 87096.76
1.9054 | 87255.69
1.9545 | 87335.24
2.0035 | 87351.7
2.0526 | 87319.44
2.1016 | 87402.2
2.1507 | 87460.85
2.1997 | 87485.52
2.2488 | 87442.2
2.2978 | 87377.64
2.3469 | 87304.74
2.3959 | 87132.72
2.445 | 87007.83
2.494 | 86996.09
2.5431 | 87083.09
2.5921 | 87060.13
2.6412 | 87035.11
2.6902 | 87020.68
2.7393 | 87016.78
2.7883 | 87064.63
2.8374 | 87100.66
2.8864 | 87222.68
2.9355 | 87397.97
2.9845 | 87510.08
3.0336 | 87680.2
3.0826 | 87752.97
3.1317 | 87809.95
3.1807 | 87890.36
3.2298 | 88035.42
3.2788 | 88184.75
3.3279 | 88260.1
3.3769 | 88330.34
3.4259 | 88363.48
3.475 | 88373.41
3.524 | 88390.79
3.5731 | 88387.8
3.6221 | 88417.52
3.6712 | 88443.14
3.7203 | 88494.06
3.7693 | 88506.3
3.8184 | 88513.78
3.8674 | 88525.48
3.9165 | 88518.63
3.9655 | 88459.18
4.0145 | 88362.81
4.0636 | 88316.72
4.1126 | 88317.91
4.1617 | 88318.52
4.2107 | 88274.07
4.2598 | 88198.42
4.3088 | 88165.56
4.3579 | 88111.33
4.4069 | 88047.25
4.456 | 88037.82
4.505 | 88012.35
4.5541 | 87985.27
4.6031 | 87920.02
4.6522 | 87886.16
4.7012 | 87919.45
4.7503 | 87903.59
4.7993 | 87900.52
4.8484 | 87935.23
4.8974 | 87960.77
4.9465 | 87981.18
4.9955 | 88010.67
5.0446 | 88087.33
5.0936 | 88156.95
5.1427 | 88191.85
5.1917 | 88169.68
5.2408 | 88190.17
5.2898 | 88218.02
5.3389 | 88237.36
5.3879 | 88270.56
5.437 | 88301.66
5.486 | 88286.39
5.5351 | 88246.85
5.5841 | 88192.62
5.6332 | 88164.66
5.6822 | 88171.48
5.7313 | 88153.33
5.7803 | 88152.48
5.8294 | 88141.29
5.8784 | 88087.38
5.9275 | 88097.37
5.9765 | 88097.92
6.0256 | 88078.26
6.0746 | 88059.81
6.1237 | 88017.11
6.1727 | 87925.75
6.2218 | 87868.82
6.2708 | 87815.66
6.3199 | 87741.51
6.3689 | 87679.54
6.418 | 87617.36
6.467 | 87542.67
6.5161 | 87513.26
6.5651 | 87485.05
6.6142 | 87461.01
6.6632 | 87372.5
6.7123 | 87273.15
6.7613 | 87182.55
6.8104 | 87040.59
6.8594 | 86888.77
6.9085 | 86784.52
6.9575 | 86653.78
7.0066 | 86514.88
7.0556 | 86459.67
7.1047 | 86373.54
7.1537 | 86215.2
7.2028 | 86125.06
7.2518 | 86041.47
7.3009 | 85908.58
7.3499 | 85834.6
7.399 | 85784.81
7.448 | 85701.78
7.4971 | 85594.26
7.5461 | 85512.9
7.5952 | 85441.37
7.6442 | 85329.7
7.6933 | 85158.49
7.7423 | 85057.24
7.7914 | 84882.38
7.8404 | 84699.93
7.8895 | 84505.66
7.9385 | 84126.52
7.9876 | 83793.82
8.0366 | 83550.93
8.0857 | 83325.65
8.1347 | 83013.41
8.1838 | 82712.49
8.2328 | 82510.16
8.2819 | 82237.55
8.3309 | 81905.47
8.38 | 81696.03
8.429 | 81447.41
8.4781 | 81237.54
8.5271 | 81085.16
8.5762 | 80921.34
8.6252 | 80677.09
8.6743 | 80461.49
8.7233 | 80311.64
8.7724 | 80042.88
8.8214 | 79772.28
8.8705 | 79623.02
8.9195 | 79361.15
8.9686 | 79082.31
9.0176 | 78902.53
9.0667 | 78716.52
9.1157 | 78391.68
9.1648 | 78056.16
9.2138 | 77845.82
9.2629 | 77502.22
9.3119 | 77167.08
9.361 | 76928.26
9.41 | 76607.59
9.4591 | 76284.16
9.5081 | 76056.42
9.5572 | 75872.7
9.6062 | 75663.25
9.6553 | 75416.59
9.7043 | 75236.11
9.7534 | 74949.73
9.8024 | 74672.39
9.8515 | 74465.17
9.9005 | 74134.51
9.9496 | 73862.77
9.9986 | 73644.06
10.0477 | 73351.75
10.0967 | 72837.95
10.1458 | 72349.53
10.1948 | 72003.19
10.2439 | 71540.23
10.2929 | 71126.87
10.342 | 70859.17
10.391 | 70440.01
10.4401 | 69954.33
10.4891 | 69646.39
10.5382 | 69347.33
10.5872 | 68942.35
10.6363 | 68558.88
10.6853 | 68301.97
10.7344 | 67834.23
10.7834 | 67380.91
10.8325 | 67090.61
10.8815 | 66699.42
10.9306 | 66281.06
10.9796 | 66025.2
11.0287 | 65759.86
11.0777 | 65388.16
11.1268 | 64947.84
11.1758 | 64650.64
11.2249 | 64239.52
11.2739 | 63873.1
11.323 | 63594.7
11.372 | 63216.31
11.4211 | 62777.41
11.4701 | 62475.79
11.5192 | 62194.01
11.5682 | 61736.58
11.6173 | 61287.49
11.6663 | 61017.08
11.7154 | 60589.99
11.7644 | 60146.23
11.8135 | 59832.26
11.8625 | 59384.45
11.9116 | 58886.56
11.9606 | 58567.8
12.0097 | 58234.02
12.0587 | 57722.41
12.1078 | 57264.84
12.1568 | 56940.4
12.2059 | 56403.52
12.2549 | 55876.42
12.304 | 55533.02
12.353 | 55084.48
12.4021 | 54534.23
12.4511 | 54206.94
12.5002 | 53907.32
12.5492 | 53464.69
12.5983 | 52972.76
12.6473 | 52608.26
12.6964 | 52060.51
12.7454 | 51590.83
12.7945 | 51250.25
12.8435 | 50681.08
12.8926 | 50113.68
12.9416 | 49742.57
12.9907 | 49362.39
13.0397 | 48821.51
13.0888 | 48256.67
13.1378 | 47919.07
13.1869 | 47392.73
13.2359 | 46878.57
13.285 | 46546.03
13.334 | 45998.67
13.3831 | 45451.6
13.4321 | 45090.46
13.4812 | 44743.73
13.5302 | 44277.22
13.5793 | 43741.08
13.6283 | 43399.17
13.6774 | 42932.08
13.7264 | 42464.38
13.7755 | 42140.29
13.8245 | 41647.87
13.8736 | 41193.06
13.9226 | 40863.29
13.9717 | 40508.31
14.0207 | 39960.17
14.0698 | 39451.04
14.1188 | 39108.87
14.1679 | 38553.86
14.2169 | 37967.84
14.266 | 37566
14.315 | 37003.6
14.3641 | 36465.18
14.4131 | 36126.19
14.4622 | 35795.11
14.5112 | 35271.7
14.5603 | 34714.61
14.6093 | 34389.98
14.6584 | 33951.32
14.7074 | 33483.62
14.7565 | 33208.34
14.8055 | 32756.76
14.8546 | 32284.64
14.9036 | 31961.18
14.9527 | 31650.72
15.0017 | 31188.91
15.0508 | 30740.2
15.0998 | 30424.39
15.1489 | 29962.99
15.1979 | 29483.09
15.247 | 29149.62
15.296 | 28681.84
15.3451 | 28240.53
15.3941 | 27947.15
15.4432 | 27648.06
15.4922 | 27210.83
15.5413 | 26777.32
15.5903 | 26485.47
15.6394 | 26070.02
15.6884 | 25637.96
15.7375 | 25352.26
15.7865 | 24920.4
15.8356 | 24505.53
15.8846 | 24232.63
15.9337 | 23964.68
15.9827 | 23583.33
16.0318 | 23193.44
16.0808 | 22929.1
16.1299 | 22531.79
16.1789 | 22141.06
16.228 | 21916.47
16.277 | 21583.49
16.3261 | 21225.46
16.3751 | 20990.71
16.4242 | 20749.97
16.4732 | 20367.93
16.5223 | 20005.29
16.5713 | 19777.67
16.6204 | 19441.81
16.6694 | 19111.4
16.7185 | 18910.17
16.7675 | 18590.14
16.8166 | 18252.56
16.8656 | 18041.42
16.9147 | 17863.47
16.9637 | 17619.21
17.0128 | 17343.14
17.0618 | 17154.8
17.1109 | 16891.24
17.1599 | 16639.3
17.209 | 16449.27
17.258 | 16185.8
17.3071 | 15967.39
17.3561 | 15820.25
17.4052 | 15639.03
17.4542 | 15370.94
17.5033 | 15126.64
17.5523 | 14978.2
17.6014 | 14766.83
17.6504 | 14507.35
17.6995 | 14337.81
17.7485 | 14097.83
17.7976 | 13848.18
17.8466 | 13674.73
17.8957 | 13513.08
17.9447 | 13284.34
17.9938 | 13053.43
18.0428 | 12906.69
18.0919 | 12688.11
18.1409 | 12452.13
18.19 | 12304.63
18.239 | 12117.65
18.2881 | 11921.8
18.3371 | 11800.01
18.3862 | 11695.54
18.4352 | 11526.04
18.4843 | 11341.06
18.5333 | 11214.64
18.5824 | 11026.15
18.6314 | 10857.43
18.6805 | 10764.01
18.7295 | 10598.88
18.7786 | 10425.09
18.8276 | 10320.32
18.8767 | 10199.44
18.9257 | 10024.06
18.9748 | 9869.127
19.0238 | 9777.432
19.0729 | 9656.886
19.1219 | 9516.448
19.171 | 9416.786
19.22 | 9279.654
19.2691 | 9143.896
19.3181 | 9046.605
19.3672 | 8948.635
19.4162 | 8799.261
19.4653 | 8659.271
19.5143 | 8551.816
19.5634 | 8397.684
19.6124 | 8246.415
19.6615 | 8156.794
19.7105 | 8026.037
19.7596 | 7889.082
19.8086 | 7810.251
19.8577 | 7735.658
19.9067 | 7623.651
19.9558 | 7517.541
20.0048 | 7447.27
20.0539 | 7335.936
20.1029 | 7216.218
20.152 | 7135.697
20.201 | 7032.39
20.2501 | 6915.873
20.2991 | 6839.832
20.3482 | 6768.271
20.3972 | 6644.96
20.4463 | 6521.722
20.4953 | 6441.619
20.5444 | 6339.99
20.5934 | 6228.227
20.6425 | 6159.891
20.6915 | 6043.323
20.7406 | 5917.962
20.7896 | 5843.664
20.8387 | 5769.977
20.8877 | 5686.148
20.9368 | 5619.202
20.9858 | 5569.676
21.0349 | 5478.043
21.0839 | 5395.385
21.133 | 5342.843
21.182 | 5262.686
21.2311 | 5199.46
21.2801 | 5144.321
21.3292 | 5086.863
21.3782 | 4996.193
21.4273 | 4899.341
21.4763 | 4844.777
21.5254 | 4777.517
21.5744 | 4710.477
21.6235 | 4664.89
21.6725 | 4589.97
21.7216 | 4518.683
21.7706 | 4478.048
21.8197 | 4439.347
21.8687 | 4368.542
21.9178 | 4292.966
21.9668 | 4227.053
22.0159 | 4137.322
22.0649 | 4048.317
22.114 | 3991.156
22.163 | 3928.342
22.2121 | 3863.061
22.2611 | 3822.007
22.3102 | 3785.573
22.3592 | 3722.649
22.4083 | 3670.832
22.4573 | 3648.971
22.5064 | 3609.645
22.5554 | 3569.636
22.6045 | 3545.648
22.6535 | 3490.262
22.7026 | 3442.674
22.7516 | 3413.579
22.8007 | 3379.376
22.8497 | 3341.84
22.8988 | 3314.649
22.9478 | 3283.636
22.9969 | 3237.432
23.0459 | 3189.884
23.095 | 3155.891
23.144 | 3118.81
23.1931 | 3076.468
23.2421 | 3043.381
23.2912 | 3004.872
23.3402 | 2936.427
23.3893 | 2882.025
23.4383 | 2853.156
23.4874 | 2811.492
23.5364 | 2761.827
23.5855 | 2729.664
23.6345 | 2691.835
23.6836 | 2642.065
23.7326 | 2613.127
23.7817 | 2593.184
23.8307 | 2563.032
23.8798 | 2535.535
23.9288 | 2515.993
23.9779 | 2490.933
24.0269 | 2464.427
24.076 | 2447.744
24.125 | 2417.119
24.1741 | 2393.006
24.2231 | 2382.198
24.2722 | 2369.245
24.3212 | 2350.443
24.3703 | 2333.997
24.4193 | 2315.204
24.4684 | 2280.853
24.5174 | 2245.683
24.5665 | 2227.222
24.6155 | 2205.404
24.6646 | 2175.186
24.7136 | 2152.663
24.7627 | 2130.75
24.8117 | 2102.889
24.8608 | 2073.24
24.9098 | 2050.421
24.9589 | 2013.761
25.0079 | 1994.462
25.057 | 1981.091
25.106 | 1958.546
25.1551 | 1929.317
25.2041 | 1909.356
25.2532 | 1891.889
25.3022 | 1878.71
25.3513 | 1858.314
25.4003 | 1849.981
25.4494 | 1831.556
25.4984 | 1816.807
25.5475 | 1801.658
25.5965 | 1779.643
25.6456 | 1758.129
25.6946 | 1744.06
25.7437 | 1730.446
25.7927 | 1722
25.8418 | 1694.168
25.8908 | 1679.699
25.9399 | 1663.385
25.9889 | 1646.961
26.038 | 1634.34
26.087 | 1627.327
26.1361 | 1621.9
26.1851 | 1623.456
26.2342 | 1622.653
26.2832 | 1610.128
Degrees | (Cd)
-26.2983 | 0
-26.2493 | 0
-26.2002 | 0
-26.1512 | 0
-26.1021 | 0
-26.0531 | 0
-26.004 | 0
-25.955 | 0
-25.9059 | 0
-25.8569 | 0
-25.8078 | 0
-25.7588 | 0
-25.7097 | 0
-25.6607 | 0
-25.6116 | 0
-25.5626 | 0
-25.5135 | 0
-25.4645 | 0
-25.4154 | 0
-25.3664 | 0
-25.3173 | 0
-25.2683 | 0
-25.2192 | 0
-25.1702 | 0
-25.1211 | 0
-25.0721 | 0
-25.023 | 0
-24.974 | 0
-24.9249 | 0
-24.8759 | 0
-24.8268 | 0
-24.7778 | 0
-24.7287 | 0
-24.6797 | 0
-24.6306 | 0
-24.5816 | 0
-24.5325 | 0
-24.4835 | 0
-24.4344 | 0
-24.3854 | 0
-24.3363 | 0
-24.2873 | 0
-24.2382 | 0
-24.1892 | 0
-24.1401 | 0
-24.0911 | 0
-24.042 | 0
-23.993 | 0
-23.9439 | 0
-23.8949 | 0
-23.8458 | 0
-23.7968 | 0
-23.7477 | 0
-23.6987 | 0
-23.6496 | 0
-23.6006 | 0
-23.5515 | 0
-23.5025 | 0
-23.4534 | 0
-23.4044 | 0
-23.3553 | 0
-23.3063 | 0
-23.2572 | 0
-23.2082 | 0
-23.1591 | 0
-23.1101 | 0
-23.061 | 0
-23.012 | 0
-22.9629 | 0
-22.9139 | 0
-22.8648 | 0
-22.8158 | 0
-22.7667 | 0
-22.7177 | 0
-22.6686 | 0
-22.6196 | 0
-22.5705 | 0
-22.5215 | 0
-22.4724 | 0
-22.4234 | 0
-22.3743 | 0
-22.3253 | 0
-22.2762 | 0
-22.2272 | 0
-22.1781 | 0
-22.1291 | 0
-22.08 | 0
-22.031 | 0
-21.9819 | 0
-21.9329 | 0
-21.8838 | 0
-21.8348 | 0
-21.7857 | 0
-21.7367 | 0
-21.6876 | 0
-21.6386 | 0
-21.5895 | 0
-21.5405 | 0
-21.4914 | 0
-21.4424 | 0
-21.3933 | 0
-21.3443 | 0
-21.2952 | 0
-21.2462 | 0
-21.1971 | 0
-21.1481 | 0
-21.099 | 0
-21.05 | 0
-21.0009 | 0
-20.9519 | 0
-20.9028 | 0
-20.8538 | 0
-20.8047 | 0
-20.7557 | 0
-20.7066 | 0
-20.6576 | 0
-20.6085 | 0
-20.5595 | 0
-20.5104 | 52.3662
-20.4614 | 139.2166
-20.4123 | 240.8137
-20.3633 | 342.3411
-20.3142 | 506.52
-20.2652 | 654.2101
-20.2161 | 761.6122
-20.1671 | 903.6454
-20.118 | 1077.037
-20.069 | 1179.733
-20.0199 | 1291.269
-19.9709 | 1362.113
-19.9218 | 1368.353
-19.8728 | 1382.509
-19.8237 | 1405.196
-19.7747 | 1415.962
-19.7256 | 1426.404
-19.6766 | 1447.558
-19.6275 | 1463.989
-19.5785 | 1481.473
-19.5294 | 1508.342
-19.4804 | 1526.868
-19.4313 | 1541.651
-19.3823 | 1547.037
-19.3332 | 1544.618
-19.2842 | 1551.814
-19.2351 | 1550.785
-19.1861 | 1553.068
-19.137 | 1558.124
-19.088 | 1562.029
-19.0389 | 1560.627
-18.9899 | 1558.368
-18.9408 | 1559.763
-18.8918 | 1560.704
-18.8427 | 1573.059
-18.7937 | 1587.586
-18.7446 | 1591.752
-18.6956 | 1609.626
-18.6465 | 1614.693
-18.5975 | 1617.796
-18.5484 | 1632.516
-18.4994 | 1648.234
-18.4503 | 1654.562
-18.4013 | 1664.01
-18.3522 | 1669.374
-18.3032 | 1676.143
-18.2541 | 1689.88
-18.2051 | 1692.603
-18.156 | 1704.558
-18.107 | 1713.85
-18.0579 | 1727.099
-18.0089 | 1733.88
-17.9598 | 1736.931
-17.9108 | 1742.422
-17.8617 | 1762.096
-17.8127 | 1774.916
-17.7636 | 1783.109
-17.7146 | 1805.316
-17.6655 | 1825.854
-17.6165 | 1834.553
-17.5674 | 1853.538
-17.5184 | 1864.485
-17.4693 | 1882.963
-17.4203 | 1896.909
-17.3712 | 1906.196
-17.3222 | 1924.854
-17.2731 | 1931.984
-17.2241 | 1945.305
-17.175 | 1956.25
-17.126 | 1973.892
-17.0769 | 1993.074
-17.0279 | 2011.232
-16.9788 | 2022.093
-16.9298 | 2036.945
-16.8807 | 2057.176
-16.8317 | 2078.086
-16.7826 | 2094.072
-16.7336 | 2109.85
-16.6845 | 2124.492
-16.6355 | 2134.045
-16.5864 | 2163.349
-16.5374 | 2180.799
-16.4883 | 2186.22
-16.4393 | 2189.236
-16.3902 | 2202.879
-16.3412 | 2226.682
-16.2921 | 2238.466
-16.2431 | 2259.777
-16.194 | 2289.317
-16.145 | 2300.09
-16.0959 | 2317.777
-16.0469 | 2338.459
-15.9978 | 2358.088
-15.9488 | 2382.076
-15.8997 | 2410.676
-15.8507 | 2437.686
-15.8016 | 2464.2
-15.7526 | 2498.493
-15.7035 | 2528.021
-15.6545 | 2549.289
-15.6054 | 2574.574
-15.5564 | 2601.587
-15.5073 | 2625.626
-15.4583 | 2640.322
-15.4092 | 2667.878
-15.3602 | 2695.601
-15.3111 | 2713.887
-15.2621 | 2748.264
-15.213 | 2782.502
-15.164 | 2802.654
-15.1149 | 2831.273
-15.0659 | 2870.484
-15.0168 | 2894.018
-14.9678 | 2922.904
-14.9187 | 2968.559
-14.8697 | 3007.121
-14.8206 | 3027.953
-14.7716 | 3058.609
-14.7225 | 3090.187
-14.6735 | 3118.672
-14.6244 | 3179.141
-14.5754 | 3225.168
-14.5263 | 3261.149
-14.4773 | 3295.648
-14.4282 | 3331.998
-14.3792 | 3394.752
-14.3301 | 3443.075
-14.2811 | 3490.635
-14.232 | 3550.966
-14.183 | 3585.255
-14.1339 | 3640.433
-14.0849 | 3686.364
-14.0358 | 3715.599
-13.9868 | 3750.272
-13.9377 | 3827.317
-13.8887 | 3896.654
-13.8396 | 3932.6
-13.7906 | 3999.373
-13.7415 | 4063.832
-13.6925 | 4104.467
-13.6434 | 4166.458
-13.5944 | 4228.169
-13.5453 | 4273.372
-13.4963 | 4317.215
-13.4472 | 4385.717
-13.3982 | 4437.848
-13.3491 | 4482.528
-13.3001 | 4561.059
-13.251 | 4633.86
-13.202 | 4690.324
-13.1529 | 4778.569
-13.1039 | 4871.658
-13.0548 | 4934.816
-13.0058 | 4994.627
-12.9567 | 5095.033
-12.9077 | 5179.186
-12.8586 | 5241.264
-12.8096 | 5331.353
-12.7605 | 5440.762
-12.7115 | 5514.188
-12.6624 | 5615.798
-12.6134 | 5711.089
-12.5643 | 5771.232
-12.5153 | 5843.403
-12.4662 | 5942.978
-12.4172 | 6053.587
-12.3681 | 6128.355
-12.3191 | 6250.02
-12.27 | 6370.407
-12.221 | 6443.188
-12.1719 | 6556.447
-12.1229 | 6677.413
-12.0738 | 6770.764
-12.0248 | 6854.963
-11.9757 | 6984.103
-11.9267 | 7116.922
-11.8776 | 7207.102
-11.8286 | 7359.197
-11.7795 | 7488.568
-11.7305 | 7584.935
-11.6814 | 7743
-11.6324 | 7908.554
-11.5833 | 8019.826
-11.5343 | 8135.77
-11.4852 | 8282.445
-11.4362 | 8435.437
-11.3871 | 8546.987
-11.3381 | 8700.339
-11.289 | 8857.479
-11.24 | 8971.802
-11.1909 | 9139.924
-11.1419 | 9313.48
-11.0928 | 9428.152
-11.0438 | 9539.11
-10.9947 | 9744.442
-10.9457 | 9938.439
-10.8966 | 10057.9
-10.8476 | 10254.88
-10.7985 | 10448.06
-10.7495 | 10575.55
-10.7004 | 10792.37
-10.6514 | 10987.11
-10.6023 | 11112.35
-10.5533 | 11241.4
-10.5042 | 11445.37
-10.4552 | 11661.25
-10.4061 | 11817.83
-10.3571 | 12036.85
-10.308 | 12262.81
-10.259 | 12416.46
-10.2099 | 12649.68
-10.1609 | 12861.47
-10.1118 | 13021.67
-10.0628 | 13185.43
-10.0137 | 13414.94
-9.9647 | 13633.14
-9.9156 | 13775.19
-9.8666 | 14013.16
-9.8175 | 14245.52
-9.7685 | 14400.92
-9.7194 | 14670.77
-9.6704 | 14933.03
-9.6213 | 15110.22
-9.5723 | 15283.43
-9.5232 | 15537.98
-9.4742 | 15810.2
-9.4251 | 15999.92
-9.3761 | 16276.11
-9.327 | 16560.05
-9.278 | 16756.79
-9.2289 | 17031.53
-9.1799 | 17287.98
-9.1308 | 17467.02
-9.0818 | 17644.37
-9.0327 | 17937.97
-8.9837 | 18258.61
-8.9346 | 18449.25
-8.8856 | 18730.94
-8.8365 | 19033.02
-8.7875 | 19234.33
-8.7384 | 19547.47
-8.6894 | 19843.39
-8.6403 | 20055.91
-8.5913 | 20293.64
-8.5422 | 20645.83
-8.4932 | 20973.28
-8.4441 | 21212.39
-8.3951 | 21546.21
-8.346 | 21909.24
-8.297 | 22147.19
-8.2479 | 22489.35
-8.1989 | 22855.97
-8.1498 | 23088.71
-8.1008 | 23317.72
-8.0517 | 23681.08
-8.0027 | 24009.15
-7.9536 | 24236.89
-7.9046 | 24608.13
-7.8555 | 24990.64
-7.8065 | 25239.21
-7.7574 | 25634.92
-7.7084 | 26006.47
-7.6593 | 26256.98
-7.6103 | 26519.98
-7.5612 | 26924.89
-7.5122 | 27362.55
-7.4631 | 27645.78
-7.4141 | 28095.32
-7.365 | 28510.66
-7.316 | 28804.05
-7.2669 | 29259.37
-7.2179 | 29713.76
-7.1688 | 30037.46
-7.1198 | 30344.71
-7.0707 | 30788.96
-7.0217 | 31234.24
-6.9726 | 31553.66
-6.9236 | 32034.43
-6.8745 | 32481.54
-6.8255 | 32782.52
-6.7764 | 33235.4
-6.7274 | 33706.2
-6.6783 | 34003.44
-6.6293 | 34300.75
-6.5802 | 34784.23
-6.5312 | 35260.26
-6.4821 | 35566.29
-6.4331 | 36014.21
-6.384 | 36509.92
-6.335 | 36844.31
-6.2859 | 37331.4
-6.2369 | 37827.04
-6.1878 | 38178.2
-6.1388 | 38539.02
-6.0897 | 39062.19
-6.0407 | 39567.79
-5.9916 | 39932.25
-5.9426 | 40501.41
-5.8935 | 41069.15
-5.8445 | 41450.31
-5.7954 | 42008.85
-5.7464 | 42565
-5.6973 | 42933.2
-5.6483 | 43308.64
-5.5992 | 43882.41
-5.5502 | 44475.27
-5.5011 | 44870.67
-5.4521 | 45408.82
-5.403 | 45961.27
-5.354 | 46335.76
-5.3049 | 46868.16
-5.2559 | 47443.63
-5.2068 | 47828.77
-5.1578 | 48200.82
-5.1087 | 48803.83
-5.0597 | 49359.35
-5.0106 | 49719.2
-4.9616 | 50315.49
-4.9125 | 50925.98
-4.8635 | 51336.02
-4.8144 | 51942.2
-4.7654 | 52589.05
-4.7163 | 53017.18
-4.6673 | 53442.34
-4.6182 | 54050.79
-4.5692 | 54650.07
-4.5201 | 55065.04
-4.4711 | 55752.66
-4.422 | 56373.21
-4.373 | 56799.06
-4.3239 | 57455.01
-4.2749 | 58093.11
-4.2258 | 58483.98
-4.1768 | 58907.44
-4.1277 | 59541.2
-4.0787 | 60196.58
-4.0296 | 60613.08
-3.9806 | 61246.08
-3.9315 | 61842.5
-3.8825 | 62204.95
-3.8334 | 62821.23
-3.7844 | 63427.29
-3.7353 | 63853.84
-3.6863 | 64265.94
-3.6372 | 64903.03
-3.5882 | 65527.55
-3.5391 | 65950.47
-3.4901 | 66463.9
-3.441 | 67026.34
-3.392 | 67444.75
-3.3429 | 67968.45
-3.2939 | 68515.45
-3.2448 | 68880.59
-3.1958 | 69244.63
-3.1467 | 69753.88
-3.0977 | 70250.38
-3.0486 | 70622.05
-2.9996 | 71298.78
-2.9505 | 71851.24
-2.9015 | 72198.57
-2.8524 | 72727.98
-2.8034 | 73338.1
-2.7543 | 73713.09
-2.7053 | 74103.53
-2.6562 | 74692.95
-2.6072 | 75318.53
-2.5581 | 75703.67
-2.5091 | 76166.52
-2.46 | 76663.34
-2.411 | 77075.77
-2.3619 | 77665.21
-2.3129 | 78213.92
-2.2638 | 78512.25
-2.2148 | 78781.73
-2.1657 | 79152.91
-2.1167 | 79507.53
-2.0676 | 79691.56
-2.0186 | 79972.59
-1.9695 | 80361.81
-1.9205 | 80530.46
-1.8714 | 80855.76
-1.8224 | 81171.12
-1.7733 | 81411.09
-1.7243 | 81703.95
-1.6752 | 82205.22
-1.6262 | 82666.91
-1.5771 | 83014.15
-1.5281 | 83528.78
-1.479 | 84057.19
-1.43 | 84389.91
-1.3809 | 84842.83
-1.3319 | 85185.04
-1.2828 | 85451.64
-1.2338 | 85666.09
-1.1847 | 85934.41
-1.1357 | 86185.2
-1.0866 | 86358.63
-1.0376 | 86547.38
-0.98855 | 86676.99
-0.9395 | 86724.8
-0.89045 | 86728.02
-0.8414 | 86766.25
-0.79235 | 86786.64
-0.7433 | 86855.55
-0.69425 | 86869.15
-0.6452 | 86894.81
-0.59615 | 86846.95
-0.5471 | 86795.41
-0.49805 | 86877.02
-0.449 | 87034.36
-0.39995 | 87412.8
-0.3509 | 87728.3
-0.30185 | 87943.33
-0.2528 | 88154.95
-0.20375 | 88317.27
-0.1547 | 88470.27
-0.10565 | 88568.32
-0.056596 | 88600.82
-0.0075461 | 88656.81
0.041504 | 88480.17
0.090554 | 88121.42
0.1396 | 87842.63
0.18865 | 87643.66
0.2377 | 87307.63
0.28675 | 87014.55
0.3358 | 86846.51
0.38485 | 86728.98
0.4339 | 86609.95
0.48295 | 86532.97
0.532 | 86577.05
0.58105 | 86567.98
0.6301 | 86492.84
0.67915 | 86408.66
0.7282 | 86434.31
0.77725 | 86452.91
0.8263 | 86435.74
0.87535 | 86429.33
0.9244 | 86365.19
0.97345 | 86297.99
1.0225 | 86179.4
1.0716 | 85954.74
1.1206 | 85817.3
1.1697 | 85671.15
1.2187 | 85456
1.2678 | 85118.98
1.3168 | 84696.93
1.3659 | 84373.1
1.4149 | 83816.66
1.464 | 83251.56
1.513 | 82891.45
1.5621 | 82383.59
1.6111 | 81877.1
1.6602 | 81621.27
1.7092 | 81377.37
1.7583 | 80944.13
1.8073 | 80473.17
1.8564 | 80196.7
1.9054 | 79852.26
1.9545 | 79501.83
2.0035 | 79261.84
2.0526 | 78892.09
2.1016 | 78528.27
2.1507 | 78227.35
2.1997 | 77917.06
2.2488 | 77505
2.2978 | 77076.5
2.3469 | 76824.59
2.3959 | 76348.16
2.445 | 75784.28
2.494 | 75385.21
2.5431 | 74773.36
2.5921 | 74212.95
2.6412 | 73800.63
2.6902 | 73391.22
2.7393 | 72821.17
2.7883 | 72239.54
2.8374 | 71788.52
2.8864 | 71075.39
2.9355 | 70408.54
2.9845 | 69951.47
3.0336 | 69308.84
3.0826 | 68645.58
3.1317 | 68231.66
3.1807 | 67798.93
3.2298 | 67183.31
3.2788 | 66434.26
3.3279 | 66000.97
3.3769 | 65488.91
3.4259 | 65044.89
3.475 | 64754.99
3.524 | 64285.66
3.5731 | 63773.38
3.6221 | 63437.72
3.6712 | 63115.43
3.7203 | 62629.99
3.7693 | 62151.23
3.8184 | 61843.59
3.8674 | 61329.56
3.9165 | 60792.86
3.9655 | 60436.95
4.0145 | 59884.02
4.0636 | 59333.09
4.1126 | 58920.27
4.1617 | 58482.54
4.2107 | 57849.87
4.2598 | 57222.78
4.3088 | 56786.75
4.3579 | 56148.36
4.4069 | 55516.18
4.456 | 55119.86
4.505 | 54545.22
4.5541 | 53910.81
4.6031 | 53499.57
4.6522 | 53112.84
4.7012 | 52458.68
4.7503 | 51813.96
4.7993 | 51404.16
4.8484 | 50797.95
4.8974 | 50177.05
4.9465 | 49764.86
4.9955 | 49192.62
5.0446 | 48548.44
5.0936 | 48160.64
5.1427 | 47764.97
5.1917 | 47189.84
5.2408 | 46623.97
5.2898 | 46247.98
5.3389 | 45640.34
5.3879 | 45051.88
5.437 | 44651.44
5.486 | 44042.82
5.5351 | 43428.66
5.5841 | 43059.29
5.6332 | 42723.54
5.6822 | 42208.27
5.7313 | 41717.27
5.7803 | 41358.93
5.8294 | 40866.92
5.8784 | 40368.48
5.9275 | 40003.93
5.9765 | 39514.2
6.0256 | 39042.18
6.0746 | 38713.17
6.1237 | 38359.36
6.1727 | 37839.15
6.2218 | 37315.63
6.2708 | 36966.32
6.3199 | 36422.88
6.3689 | 35877.36
6.418 | 35536.83
6.467 | 35013.75
6.5161 | 34456.32
6.5651 | 34109.02
6.6142 | 33764.69
6.6632 | 33300.67
6.7123 | 32821.57
6.7613 | 32536.59
6.8104 | 32080.79
6.8594 | 31656.27
6.9085 | 31373.11
6.9575 | 30933.61
7.0066 | 30560.53
7.0556 | 30289.68
7.1047 | 29994.42
7.1537 | 29544.34
7.2028 | 29094.48
7.2518 | 28774.73
7.3009 | 28356.55
7.3499 | 27954.69
7.399 | 27679.63
7.448 | 27243.54
7.4971 | 26800.47
7.5461 | 26527.52
7.5952 | 26292.17
7.6442 | 25967.49
7.6933 | 25619.29
7.7423 | 25404.35
7.7914 | 25044.58
7.8404 | 24666.95
7.8895 | 24428.77
7.9385 | 24063.66
7.9876 | 23737.93
8.0366 | 23504.96
8.0857 | 23260.44
8.1347 | 22872.6
8.1838 | 22499.11
8.2328 | 22270.44
8.2819 | 21938.04
8.3309 | 21609.03
8.38 | 21393.36
8.429 | 21074.85
8.4781 | 20781.18
8.5271 | 20575.12
8.5762 | 20378.9
8.6252 | 20082.59
8.6743 | 19761.53
8.7233 | 19552.44
8.7724 | 19248.92
8.8214 | 18948.71
8.8705 | 18747.65
8.9195 | 18442.56
8.9686 | 18140.47
9.0176 | 17939
9.0667 | 17735.37
9.1157 | 17441.16
9.1648 | 17148.4
9.2138 | 16959.74
9.2629 | 16681.47
9.3119 | 16414.68
9.361 | 16245.04
9.41 | 15995.84
9.4591 | 15754.94
9.5081 | 15584.38
9.5572 | 15416.87
9.6062 | 15188.01
9.6553 | 14978.79
9.7043 | 14819.65
9.7534 | 14573.6
9.8024 | 14334.4
9.8515 | 14178.1
9.9005 | 13958.78
9.9496 | 13739.09
9.9986 | 13603.62
10.0477 | 13450.6
10.0967 | 13219.12
10.1458 | 12973.05
10.1948 | 12817.55
10.2439 | 12608.24
10.2929 | 12412.11
10.342 | 12273.93
10.391 | 12053.74
10.4401 | 11833.75
10.4891 | 11695.09
10.5382 | 11575.32
10.5872 | 11390.22
10.6363 | 11205.27
10.6853 | 11089.37
10.7344 | 10912.36
10.7834 | 10718.76
10.8325 | 10588.6
10.8815 | 10403.37
10.9306 | 10223.08
10.9796 | 10090.19
11.0287 | 9970.445
11.0777 | 9795.028
11.1268 | 9605.773
11.1758 | 9490.229
11.2249 | 9307.14
11.2739 | 9123.465
11.323 | 9010.38
11.372 | 8862.505
11.4211 | 8707.175
11.4701 | 8607.27
11.5192 | 8495.613
11.5682 | 8345.544
11.6173 | 8209.98
11.6663 | 8112.288
11.7154 | 7966.646
11.7644 | 7839.242
11.8135 | 7757.343
11.8625 | 7609.924
11.9116 | 7471.833
11.9606 | 7395.042
12.0097 | 7308.855
12.0587 | 7173.447
12.1078 | 7030.335
12.1568 | 6938.361
12.2059 | 6805.41
12.2549 | 6691.881
12.304 | 6612.668
12.353 | 6499.84
12.4021 | 6385.73
12.4511 | 6307.841
12.5002 | 6236.263
12.5492 | 6141.322
12.5983 | 6041.018
12.6473 | 5972.247
12.6964 | 5879.215
12.7454 | 5780.314
12.7945 | 5707.708
12.8435 | 5618.549
12.8926 | 5515.653
12.9416 | 5445.016
12.9907 | 5379.888
13.0397 | 5294.721
13.0888 | 5193.219
13.1378 | 5139.562
13.1869 | 5051.894
13.2359 | 4953.225
13.285 | 4897.336
13.334 | 4813.113
13.3831 | 4738.787
13.4321 | 4694.386
13.4812 | 4640.484
13.5302 | 4563.261
13.5793 | 4491.035
13.6283 | 4452.893
13.6774 | 4383.046
13.7264 | 4330.446
13.7755 | 4293.018
13.8245 | 4229.088
13.8736 | 4161.576
13.9226 | 4108.686
13.9717 | 4070.979
14.0207 | 4022.099
14.0698 | 3950.468
14.1188 | 3907.409
14.1679 | 3855.887
14.2169 | 3797.933
14.266 | 3752.294
14.315 | 3702.479
14.3641 | 3652.475
14.4131 | 3624.165
14.4622 | 3589.596
14.5112 | 3526.441
14.5603 | 3478.324
14.6093 | 3449.612
14.6584 | 3396.845
14.7074 | 3351.014
14.7565 | 3325.178
14.8055 | 3278.402
14.8546 | 3227.295
14.9036 | 3200.222
14.9527 | 3176.862
15.0017 | 3133.719
15.0508 | 3095.068
15.0998 | 3062.26
15.1489 | 3020.407
15.1979 | 2975.934
15.247 | 2951.912
15.296 | 2916.953
15.3451 | 2881.676
15.3941 | 2857.375
15.4432 | 2831.191
15.4922 | 2797.879
15.5413 | 2775.878
15.5903 | 2756.074
15.6394 | 2716.586
15.6884 | 2689.918
15.7375 | 2665.25
15.7865 | 2631.586
15.8356 | 2607.758
15.8846 | 2594.335
15.9337 | 2578.907
15.9827 | 2548.253
16.0318 | 2507.869
16.0808 | 2485.155
16.1299 | 2457.911
16.1789 | 2439.446
16.228 | 2423.443
16.277 | 2404.703
16.3261 | 2377.369
16.3751 | 2354.131
16.4242 | 2335.932
16.4732 | 2322.779
16.5223 | 2310.236
16.5713 | 2301.136
16.6204 | 2295.033
16.6694 | 2272.198
16.7185 | 2252.063
16.7675 | 2224.489
16.8166 | 2193.699
16.8656 | 2185.07
16.9147 | 2172.327
16.9637 | 2158.946
17.0128 | 2129.878
17.0618 | 2117.432
17.1109 | 2096.317
17.1599 | 2083.839
17.209 | 2085.931
17.258 | 2068.021
17.3071 | 2069.387
17.3561 | 2063.077
17.4052 | 2052.321
17.4542 | 2035.517
17.5033 | 2015.259
17.5523 | 1998.611
17.6014 | 1985.676
17.6504 | 1967.564
17.6995 | 1955.448
17.7485 | 1943.233
17.7976 | 1927.782
17.8466 | 1911.657
17.8957 | 1898.914
17.9447 | 1881.041
17.9938 | 1872.329
18.0428 | 1865.513
18.0919 | 1855.173
18.1409 | 1834.047
18.19 | 1821.025
18.239 | 1796.041
18.2881 | 1780.477
18.3371 | 1776.258
18.3862 | 1770.976
18.4352 | 1766.725
18.4843 | 1755.775
18.5333 | 1748.541
18.5824 | 1737.863
18.6314 | 1718.661
18.6805 | 1706.476
18.7295 | 1699.774
18.7786 | 1691.484
18.8276 | 1676.736
18.8767 | 1668.508
18.9257 | 1651.487
18.9748 | 1629.894
19.0238 | 1626.826
19.0729 | 1621.799
19.1219 | 1614.205
19.171 | 1611.922
19.22 | 1603.491
19.2691 | 1595.099
19.3181 | 1596.999
19.3672 | 1593.112
19.4162 | 1587.272
19.4653 | 1591.037
19.5143 | 1582.495
19.5634 | 1562.489
19.6124 | 1553.592
19.6615 | 1544.545
19.7105 | 1530.681
19.7596 | 1520.156
19.8086 | 1510.255
19.8577 | 1503.09
19.9067 | 1487.671
19.9558 | 1462.507
20.0048 | 1444.673
20.0539 | 1236.135
20.1029 | 1099.682
20.152 | 987.399
20.201 | 812.9637
20.2501 | 650.5493
20.2991 | 537.6035
20.3482 | 424.5357
20.3972 | 291.5675
20.4463 | 102.0155
20.4953 | 0
20.5444 | 0
20.5934 | 0
20.6425 | 0
20.6915 | 0
20.7406 | 0
20.7896 | 0
20.8387 | 0
20.8877 | 0
20.9368 | 0
20.9858 | 0
21.0349 | 0
21.0839 | 0
21.133 | 0
21.182 | 0
21.2311 | 0
21.2801 | 0
21.3292 | 0
21.3782 | 0
21.4273 | 0
21.4763 | 0
21.5254 | 0
21.5744 | 0
21.6235 | 0
21.6725 | 0
21.7216 | 0
21.7706 | 0
21.8197 | 0
21.8687 | 0
21.9178 | 0
21.9668 | 0
22.0159 | 0
22.0649 | 0
22.114 | 0
22.163 | 0
22.2121 | 0
22.2611 | 0
22.3102 | 0
22.3592 | 0
22.4083 | 0
22.4573 | 0
22.5064 | 0
22.5554 | 0
22.6045 | 0
22.6535 | 0
22.7026 | 0
22.7516 | 0
22.8007 | 0
22.8497 | 0
22.8988 | 0
22.9478 | 0
22.9969 | 0
23.0459 | 0
23.095 | 0
23.144 | 0
23.1931 | 0
23.2421 | 0
23.2912 | 0
23.3402 | 0
23.3893 | 0
23.4383 | 0
23.4874 | 0
23.5364 | 0
23.5855 | 0
23.6345 | 0
23.6836 | 0
23.7326 | 0
23.7817 | 0
23.8307 | 0
23.8798 | 0
23.9288 | 0
23.9779 | 0
24.0269 | 0
24.076 | 0
24.125 | 0
24.1741 | 0
24.2231 | 0
24.2722 | 0
24.3212 | 0
24.3703 | 0
24.4193 | 0
24.4684 | 0
24.5174 | 0
24.5665 | 0
24.6155 | 0
24.6646 | 0
24.7136 | 0
24.7627 | 0
24.8117 | 0
24.8608 | 0
24.9098 | 0
24.9589 | 0
25.0079 | 0
25.057 | 0
25.106 | 0
25.1551 | 0
25.2041 | 0
25.2532 | 0
25.3022 | 0
25.3513 | 0
25.4003 | 0
25.4494 | 0
25.4984 | 0
25.5475 | 0
25.5965 | 0
25.6456 | 0
25.6946 | 0
25.7437 | 0
25.7927 | 0
25.8418 | 0
25.8908 | 0
25.9399 | 0
25.9889 | 0
26.038 | 0
26.087 | 0
26.1361 | 0
26.1851 | 0
26.2342 | 0
26.2832 | 0

## NO
Desire
D60 Tungsten Luxeon TX | 2016-08-01
Diffuser
Narrow Oval
Horizontal | Beam Angle | Field Angle
| 20.4 | 36.6
| For Field width at any distance, multiply distance by |  |  |  | 0.66144
| For Beam width at any distance, multiply distance by |  |  |  | 0.35986
Vertical | Beam Angle | Field Angle
| 10.7 | 21.8
| For Field height at any distance, multiply distance by |  |  |  | 0.38514
| For Beam height at any distance, multiply distance by |  |  |  | 0.18729
Row Mult
Mode | Candela | Field Lumens | Beam Lumens | Power Consump | Efficacy (lpw)
Boost Full | 122134.12 | 8284.695 | 3972.4852 | 140 | 59.1764
Regulated Full | 117200 | 7950 | 3812 | 136 | 58.4559 | #REF! | #REF! | #REF!
Dist for 1.0 fc
Throw Distance (ft) | 10 | 15 | 20 | 30 | 342.3449
Throw Distance (m) | 3.048 | 4.572 | 6.096 | 9.144 | 104.3467
Field Width (ft) | 6.6144 | 9.9216 | 13.2287 | 19.8431
Field Width (m) | 2.0161 | 3.0241 | 4.0321 | 6.0482
Illuminance (fc) | 1172 | 520.8889 | 293 | 130.2222
Illuminance (lux) | 12615.2908 | 5606.7959 | 3153.8227 | 1401.699
Test Distance | Iso-Illuminance Diagram grid lines
148.125 | 0 | 12.5 | 25 | 37.5
| 0 | 0.084388 | 0.16878 | 0.25316
Measurement: NO full reg. - Intensity
Degrees | (Cd)
-21.6588 | 0
-21.6091 | 0
-21.5594 | 0
-21.5097 | 0
-21.4599 | 0
-21.4102 | 0
-21.3605 | 0
-21.3108 | 0
-21.2611 | 0
-21.2113 | 0
-21.1616 | 0
-21.1119 | 0
-21.0622 | 0
-21.0125 | 0
-20.9627 | 0
-20.913 | 0
-20.8633 | 0
-20.8136 | 0
-20.7639 | 0
-20.7141 | 0
-20.6644 | 0
-20.6147 | 0
-20.565 | 0
-20.5153 | 0
-20.4656 | 0
-20.4158 | 0
-20.3661 | 0
-20.3164 | 0
-20.2667 | 0
-20.217 | 0
-20.1672 | 0
-20.1175 | 0
-20.0678 | 0
-20.0181 | 0
-19.9684 | 0
-19.9186 | 0
-19.8689 | 0
-19.8192 | 0
-19.7695 | 0
-19.7198 | 0
-19.67 | 0
-19.6203 | 0
-19.5706 | 574.4446
-19.5209 | 1058.181
-19.4712 | 2044.555
-19.4215 | 2872.097
-19.3717 | 3560.227
-19.322 | 4589.377
-19.2723 | 5113.937
-19.2226 | 6173.156
-19.1729 | 6834.109
-19.1231 | 7811.546
-19.0734 | 8348.051
-19.0237 | 8429.226
-18.974 | 8585.284
-18.9243 | 8702.133
-18.8745 | 8816.779
-18.8248 | 8976.926
-18.7751 | 9047.348
-18.7254 | 9210.348
-18.6757 | 9324.964
-18.6259 | 9449.867
-18.5762 | 9618.188
-18.5265 | 9696.939
-18.4768 | 9861.312
-18.4271 | 9991.186
-18.3773 | 10122.31
-18.3276 | 10304.28
-18.2779 | 10398.77
-18.2282 | 10572.71
-18.1785 | 10707.31
-18.1288 | 10837.78
-18.079 | 11016.17
-18.0293 | 11113.3
-17.9796 | 11304.9
-17.9299 | 11449.69
-17.8802 | 11589.22
-17.8304 | 11783.37
-17.7807 | 11884.11
-17.731 | 12086.51
-17.6813 | 12236.32
-17.6316 | 12391.79
-17.5818 | 12602.5
-17.5321 | 12702.63
-17.4824 | 12919.47
-17.4327 | 13076.64
-17.383 | 13230.67
-17.3333 | 13450.31
-17.2835 | 13554.18
-17.2338 | 13782.96
-17.1841 | 13944.73
-17.1344 | 14111.36
-17.0847 | 14337.78
-17.0349 | 14459.65
-16.9852 | 14695.57
-16.9355 | 14873.74
-16.8858 | 15063.43
-16.8361 | 15284.63
-16.7863 | 15405.83
-16.7366 | 15641.23
-16.6869 | 15838.1
-16.6372 | 16029.69
-16.5875 | 16281
-16.5377 | 16412.85
-16.488 | 16660.29
-16.4383 | 16861.2
-16.3886 | 17049.72
-16.3389 | 17335.96
-16.2892 | 17473.99
-16.2394 | 17735.02
-16.1897 | 17917.91
-16.14 | 18118.67
-16.0903 | 18380.4
-16.0406 | 18509.76
-15.9909 | 18792.26
-15.9411 | 19004.99
-15.8914 | 19209.69
-15.8417 | 19473.49
-15.792 | 19612.2
-15.7423 | 19905.42
-15.6925 | 20133.29
-15.6428 | 20359.74
-15.5931 | 20649.52
-15.5434 | 20783.02
-15.4937 | 21052.29
-15.4439 | 21268.55
-15.3942 | 21497.51
-15.3445 | 21806.37
-15.2948 | 21965.46
-15.2451 | 22290.81
-15.1953 | 22524.61
-15.1456 | 22756.72
-15.0959 | 23086.21
-15.0462 | 23252.91
-14.9965 | 23582.3
-14.9467 | 23828.02
-14.897 | 24066.55
-14.8473 | 24389.13
-14.7976 | 24543.41
-14.7479 | 24857.78
-14.6982 | 25103.07
-14.6484 | 25342.06
-14.5987 | 25680.21
-14.549 | 25855.3
-14.4993 | 26210.49
-14.4496 | 26468.14
-14.3998 | 26732.16
-14.3501 | 27088.86
-14.3004 | 27271.48
-14.2507 | 27637.82
-14.201 | 27898.56
-14.1512 | 28179.12
-14.1015 | 28548.13
-14.0518 | 28730.56
-14.0021 | 29114.93
-13.9524 | 29410.26
-13.9026 | 29691.54
-13.8529 | 30058.54
-13.8032 | 30246.16
-13.7535 | 30621.61
-13.7038 | 30901.7
-13.6541 | 31191.75
-13.6043 | 31552.55
-13.5546 | 31744.03
-13.5049 | 32121.22
-13.4552 | 32420.58
-13.4055 | 32708.93
-13.3557 | 33118.57
-13.306 | 33317.71
-13.2563 | 33711.03
-13.2066 | 34024.67
-13.1569 | 34337.97
-13.1072 | 34777.83
-13.0574 | 34994.86
-13.0077 | 35403.13
-12.958 | 35704.3
-12.9083 | 35999.05
-12.8585 | 36417.3
-12.8088 | 36632.33
-12.7591 | 37065.57
-12.7094 | 37381.46
-12.6597 | 37691
-12.61 | 38112.74
-12.5602 | 38320.62
-12.5105 | 38723.03
-12.4608 | 39037.67
-12.4111 | 39377.91
-12.3614 | 39814.9
-12.3117 | 40033.04
-12.2619 | 40447.47
-12.2122 | 40772.09
-12.1625 | 41113.13
-12.1128 | 41549.97
-12.0631 | 41769.2
-12.0133 | 42229.45
-11.9636 | 42573.76
-11.9139 | 42903.83
-11.8642 | 43368.61
-11.8145 | 43608.6
-11.7647 | 44096.57
-11.715 | 44442.54
-11.6653 | 44768.76
-11.6156 | 45195.48
-11.5659 | 45408.77
-11.5161 | 45856.43
-11.4664 | 46213.8
-11.4167 | 46551.4
-11.367 | 46950.66
-11.3173 | 47130.43
-11.2675 | 47538.41
-11.2178 | 47879.99
-11.1681 | 48220.04
-11.1184 | 48706.16
-11.0687 | 48956.95
-11.019 | 49446.95
-10.9692 | 49800.38
-10.9195 | 50151.13
-10.8698 | 50650.96
-10.8201 | 50917.26
-10.7704 | 51402.26
-10.7206 | 51782
-10.6709 | 52161.42
-10.6212 | 52601.29
-10.5715 | 52827.4
-10.5218 | 53286.75
-10.472 | 53628.46
-10.4223 | 53982.85
-10.3726 | 54463.37
-10.3229 | 54714.13
-10.2732 | 55217.5
-10.2234 | 55577.86
-10.1737 | 55915.2
-10.124 | 56453.98
-10.0743 | 56719.85
-10.0246 | 57260.7
-9.9749 | 57692.82
-9.9251 | 58108.23
-9.8754 | 58687.93
-9.8257 | 58956.23
-9.776 | 59498.15
-9.7263 | 59907.63
-9.6765 | 60331.2
-9.6268 | 60875.25
-9.5771 | 61157.65
-9.5274 | 61676.97
-9.4777 | 62047.35
-9.4279 | 62392.48
-9.3782 | 62831.95
-9.3285 | 63067.88
-9.2788 | 63534.36
-9.2291 | 63885.16
-9.1794 | 64248.55
-9.1296 | 64729.54
-9.0799 | 64969.28
-9.0302 | 65454.09
-8.9805 | 65876.09
-8.9308 | 66269.81
-8.881 | 66845.2
-8.8313 | 67117.91
-8.7816 | 67649.36
-8.7319 | 68055.15
-8.6822 | 68450.2
-8.6324 | 68973.06
-8.5827 | 69231.3
-8.533 | 69762.33
-8.4833 | 70071.02
-8.4336 | 70429.6
-8.3839 | 70881.35
-8.3341 | 71098.8
-8.2844 | 71590.6
-8.2347 | 71959.87
-8.185 | 72299.75
-8.1353 | 72748.73
-8.0855 | 72977.31
-8.0358 | 73461.11
-7.9861 | 73845.33
-7.9364 | 74213.98
-7.8867 | 74715.77
-7.8369 | 74983.19
-7.7872 | 75501.43
-7.7375 | 75859.25
-7.6878 | 76214.64
-7.6381 | 76775.46
-7.5883 | 77030.33
-7.5386 | 77500.89
-7.4889 | 77856.86
-7.4392 | 78218.97
-7.3895 | 78677.44
-7.3398 | 78901.18
-7.29 | 79338.93
-7.2403 | 79669.79
-7.1906 | 80036.38
-7.1409 | 80461.09
-7.0912 | 80654.34
-7.0414 | 81113.05
-6.9917 | 81499.59
-6.942 | 81855.69
-6.8923 | 82349.06
-6.8426 | 82591.55
-6.7928 | 83078.16
-6.7431 | 83459.2
-6.6934 | 83845.78
-6.6437 | 84343.59
-6.594 | 84608.61
-6.5443 | 85101.67
-6.4945 | 85451.34
-6.4448 | 85812.4
-6.3951 | 86289.32
-6.3454 | 86526.73
-6.2957 | 86995.87
-6.2459 | 87333.2
-6.1962 | 87661.12
-6.1465 | 88082.65
-6.0968 | 88313.38
-6.0471 | 88756.98
-5.9973 | 89093.62
-5.9476 | 89427.07
-5.8979 | 89928.25
-5.8482 | 90157.44
-5.7985 | 90614.07
-5.7487 | 90965.54
-5.699 | 91298.88
-5.6493 | 91725.66
-5.5996 | 91951.14
-5.5499 | 92344.32
-5.5002 | 92645.63
-5.4504 | 92977.84
-5.4007 | 93322.7
-5.351 | 93552.7
-5.3013 | 93994.84
-5.2516 | 94275.35
-5.2018 | 94542.3
-5.1521 | 94942.52
-5.1024 | 95136.09
-5.0527 | 95533.52
-5.003 | 95786.43
-4.9532 | 96000.7
-4.9035 | 96401.53
-4.8538 | 96586.02
-4.8041 | 96900.87
-4.7544 | 97206.03
-4.7047 | 97554.44
-4.6549 | 97959.04
-4.6052 | 98139.05
-4.5555 | 98536.11
-4.5058 | 98834.32
-4.4561 | 99175.55
-4.4063 | 99532.41
-4.3566 | 99708.96
-4.3069 | 100055.4
-4.2572 | 100314
-4.2075 | 100543.7
-4.1577 | 100904.9
-4.108 | 101053.3
-4.0583 | 101340
-4.0086 | 101579.1
-3.9589 | 101806.9
-3.9091 | 102102.3
-3.8594 | 102231.3
-3.8097 | 102569
-3.76 | 102831.9
-3.7103 | 103058.4
-3.6606 | 103335.5
-3.6108 | 103502.9
-3.5611 | 103887.9
-3.5114 | 104143.2
-3.4617 | 104391.2
-3.412 | 104699.5
-3.3622 | 104862.6
-3.3125 | 105142.5
-3.2628 | 105349
-3.2131 | 105547.8
-3.1634 | 105849.4
-3.1136 | 106003.5
-3.0639 | 106249.1
-3.0142 | 106414.7
-2.9645 | 106600.1
-2.9148 | 106838.9
-2.8651 | 106958.3
-2.8153 | 107186.2
-2.7656 | 107435
-2.7159 | 107616.7
-2.6662 | 107842
-2.6165 | 107959.9
-2.5667 | 108205.8
-2.517 | 108401.3
-2.4673 | 108605.3
-2.4176 | 108860.9
-2.3679 | 108975.4
-2.3181 | 109251.1
-2.2684 | 109357.2
-2.2187 | 109483
-2.169 | 109741.7
-2.1193 | 109872.3
-2.0696 | 110084.1
-2.0198 | 110307
-1.9701 | 110511.4
-1.9204 | 110785.4
-1.8707 | 110935.4
-1.821 | 111178.1
-1.7712 | 111255.2
-1.7215 | 111383.1
-1.6718 | 111439.3
-1.6221 | 111458.8
-1.5724 | 111534.9
-1.5226 | 111567.4
-1.4729 | 111544.8
-1.4232 | 111539.7
-1.3735 | 111520.9
-1.3238 | 111526.2
-1.274 | 111671.4
-1.2243 | 111818.7
-1.1746 | 111973.2
-1.1249 | 112061.1
-1.0752 | 112240.5
-1.0255 | 112391.6
-0.97573 | 112508.5
-0.92601 | 112808.7
-0.8763 | 112956.9
-0.82658 | 113234.3
-0.77686 | 113461.5
-0.72714 | 113650
-0.67742 | 114015
-0.6277 | 114174.4
-0.57798 | 114456.9
-0.52826 | 114650.7
-0.47854 | 114861.5
-0.42883 | 114960.3
-0.37911 | 115010.7
-0.32939 | 115123.9
-0.27967 | 115161.9
-0.22995 | 115209.2
-0.18023 | 115196.5
-0.13051 | 115153
-0.080793 | 115111.6
-0.031074 | 114991.8
0.018645 | 114902.5
0.068364 | 114833.8
0.11808 | 114784.6
0.1678 | 114621.1
0.21752 | 114533
0.26724 | 114390.8
0.31696 | 114183.3
0.36668 | 114139
0.4164 | 114024.9
0.46611 | 113971.5
0.51583 | 113928.2
0.56555 | 113829
0.61527 | 113814.4
0.66499 | 113892.1
0.71471 | 113982
0.76443 | 114006
0.81415 | 114057.9
0.86387 | 114008.5
0.91359 | 113883.4
0.9633 | 113744.4
1.013 | 113701.3
1.0627 | 113562.1
1.1125 | 113455.1
1.1622 | 113153
1.2119 | 112967.5
1.2616 | 112695.3
1.3113 | 112410.2
1.3611 | 112333.4
1.4108 | 112307
1.4605 | 112343.7
1.5102 | 112274.8
1.5599 | 112156.4
1.6097 | 112067.5
1.6594 | 112026.2
1.7091 | 111925
1.7588 | 111812.9
1.8085 | 111658.5
1.8582 | 111539.7
1.908 | 111212.4
1.9577 | 110973.3
2.0074 | 110762.4
2.0571 | 110591.5
2.1068 | 110529.4
2.1566 | 110302.1
2.2063 | 110206.1
2.256 | 110097.6
2.3057 | 110045.2
2.3554 | 110043.9
2.4052 | 110056.9
2.4549 | 110006.1
2.5046 | 109959.4
2.5543 | 109894.7
2.604 | 109875.2
2.6537 | 109825.1
2.7035 | 109720.4
2.7532 | 109600.8
2.8029 | 109434.1
2.8526 | 109357.8
2.9023 | 109144.6
2.9521 | 108996.2
3.0018 | 108846.1
3.0515 | 108574.2
3.1012 | 108443.3
3.1509 | 108111.3
3.2007 | 107856.2
3.2504 | 107675
3.3001 | 107350.4
3.3498 | 107166.1
3.3995 | 106777.5
3.4493 | 106482.8
3.499 | 106201.9
3.5487 | 105854.2
3.5984 | 105680.3
3.6481 | 105332.7
3.6978 | 105063.1
3.7476 | 104781.3
3.7973 | 104443.3
3.847 | 104288.6
3.8967 | 103970.7
3.9464 | 103751.8
3.9962 | 103528.6
4.0459 | 103271.1
4.0956 | 103105.3
4.1453 | 102878.3
4.195 | 102666.2
4.2448 | 102443.5
4.2945 | 102192.2
4.3442 | 102037.6
4.3939 | 101740.4
4.4436 | 101442.7
4.4933 | 101183.5
4.5431 | 100843.6
4.5928 | 100694
4.6425 | 100315.2
4.6922 | 100114.6
4.7419 | 99933.5
4.7917 | 99535.62
4.8414 | 99352.46
4.8911 | 98987.62
4.9408 | 98723.56
4.9905 | 98519.07
5.0403 | 98135.74
5.09 | 97918.32
5.1397 | 97512.71
5.1894 | 97193.94
5.2391 | 96815.51
5.2888 | 96429.19
5.3386 | 96202.39
5.3883 | 95738.46
5.438 | 95430.37
5.4877 | 95104.02
5.5374 | 94608.01
5.5872 | 94402.74
5.6369 | 94037.05
5.6866 | 93662.41
5.7363 | 93340.09
5.786 | 92915.48
5.8358 | 92734.67
5.8855 | 92416.7
5.9352 | 92119.42
5.9849 | 91793.35
6.0346 | 91432.95
6.0844 | 91222.39
6.1341 | 90723.93
6.1838 | 90367.98
6.2335 | 90078.41
6.2832 | 89555.18
6.3329 | 89271.02
6.3827 | 88689.43
6.4324 | 88271.77
6.4821 | 87866.68
6.5318 | 87259.34
6.5815 | 86987.36
6.6313 | 86448.5
6.681 | 86053.52
6.7307 | 85604.6
6.7804 | 85069.14
6.8301 | 84816.55
6.8799 | 84302.54
6.9296 | 83953.6
6.9793 | 83604.65
7.029 | 83138.63
7.0787 | 82889.38
7.1284 | 82458.48
7.1782 | 82106.38
7.2279 | 81813.98
7.2776 | 81356.49
7.3273 | 81136.09
7.377 | 80708.29
7.4268 | 80338.33
7.4765 | 79933.59
7.5262 | 79504.04
7.5759 | 79290.83
7.6256 | 78735.46
7.6754 | 78401.88
7.7251 | 78070.14
7.7748 | 77632.35
7.8245 | 77398.41
7.8742 | 76917.27
7.924 | 76544.98
7.9737 | 76226.19
8.0234 | 75759.64
8.0731 | 75514.29
8.1228 | 75054.46
8.1725 | 74636.59
8.2223 | 74227.13
8.272 | 73670.06
8.3217 | 73375.88
8.3714 | 72805.73
8.4211 | 72404.44
8.4709 | 71983.66
8.5206 | 71395.76
8.5703 | 71122.58
8.62 | 70590.9
8.6697 | 70240.23
8.7195 | 69843.2
8.7692 | 69385.1
8.8189 | 69203.39
8.8686 | 68777.76
8.9183 | 68425.08
8.968 | 68095.83
9.0178 | 67638.82
9.0675 | 67403.66
9.1172 | 66940.53
9.1669 | 66625.92
9.2166 | 66276.98
9.2664 | 65779.16
9.3161 | 65514.42
9.3658 | 65016.51
9.4155 | 64678.03
9.4652 | 64346.53
9.515 | 63902.26
9.5647 | 63677.08
9.6144 | 63254.52
9.6641 | 62896.3
9.7138 | 62522.2
9.7636 | 62059
9.8133 | 61813.5
9.863 | 61341.16
9.9127 | 60982.92
9.9624 | 60627.1
10.0122 | 60120.23
10.0619 | 59867.22
10.1116 | 59315.14
10.1613 | 58893.93
10.211 | 58526.19
10.2607 | 58045.11
10.3105 | 57779.23
10.3602 | 57268.26
10.4099 | 56886.14
10.4596 | 56448.48
10.5093 | 55921.43
10.559 | 55657.55
10.6088 | 55171.46
10.6585 | 54811.46
10.7082 | 54435.04
10.7579 | 53888.61
10.8077 | 53644.89
10.8574 | 53160.75
10.9071 | 52816.66
10.9568 | 52460.59
11.0065 | 52006.48
11.0562 | 51777.51
11.106 | 51316.72
11.1557 | 50975.18
11.2054 | 50603.91
11.2551 | 50144.91
11.3048 | 49928.07
11.3546 | 49469.98
11.4043 | 49097.32
11.454 | 48750.38
11.5037 | 48249.64
11.5534 | 47998.99
11.6031 | 47510.03
11.6529 | 47175.44
11.7026 | 46819.88
11.7523 | 46311.06
11.802 | 46065.59
11.8517 | 45578.48
11.9015 | 45242.26
11.9512 | 44890.52
12.0009 | 44462.45
12.0506 | 44244.82
12.1003 | 43790.64
12.1501 | 43435.73
12.1998 | 43089.85
12.2495 | 42687.66
12.2992 | 42453.54
12.3489 | 41945.82
12.3986 | 41606.55
12.4484 | 41269.22
12.4981 | 40813.59
12.5478 | 40589.45
12.5975 | 40119.49
12.6472 | 39782.02
12.697 | 39453.03
12.7467 | 39000.21
12.7964 | 38795.67
12.8461 | 38447.86
12.8958 | 38143.03
12.9456 | 37805.33
12.9953 | 37386.3
13.045 | 37172.33
13.0947 | 36774.77
13.1444 | 36497.2
13.1942 | 36195.96
13.2439 | 35804.39
13.2936 | 35599.39
13.3433 | 35187.72
13.393 | 34905.52
13.4428 | 34608.29
13.4925 | 34198.91
13.5422 | 34007.15
13.5919 | 33624.49
13.6416 | 33337.95
13.6913 | 33035.51
13.7411 | 32677.09
13.7908 | 32513.35
13.8405 | 32156.79
13.8902 | 31913.6
13.9399 | 31663.62
13.9897 | 31352.58
14.0394 | 31183.71
14.0891 | 30824.34
14.1388 | 30576.09
14.1885 | 30343.99
14.2383 | 30036.31
14.288 | 29863.11
14.3377 | 29474.49
14.3874 | 29187.36
14.4371 | 28889.35
14.4869 | 28515.45
14.5366 | 28338.46
14.5863 | 28028.41
14.636 | 27800.99
14.6857 | 27524.64
14.7354 | 27168.98
14.7852 | 26995.7
14.8349 | 26701.87
14.8846 | 26484.73
14.9343 | 26280.74
14.984 | 25992.07
15.0338 | 25855
15.0835 | 25558.33
15.1332 | 25317.8
15.1829 | 25063.34
15.2326 | 24718.89
15.2823 | 24554.32
15.3321 | 24225.88
15.3818 | 23992.99
15.4315 | 23758.69
15.4812 | 23485.63
15.531 | 23332.82
15.5807 | 23030.29
15.6304 | 22812.88
15.6801 | 22607.4
15.7298 | 22372.76
15.7795 | 22261.75
15.8293 | 22016.92
15.879 | 21809.29
15.9287 | 21580.05
15.9784 | 21274.21
16.0281 | 21142.52
16.0779 | 20883.63
16.1276 | 20662.53
16.1773 | 20452.89
16.227 | 20138.17
16.2767 | 19986.97
16.3265 | 19737.1
16.3762 | 19540.55
16.4259 | 19354.68
16.4756 | 19093.88
16.5253 | 18947.17
16.575 | 18657.78
16.6248 | 18476.78
16.6745 | 18302.91
16.7242 | 18067.6
16.7739 | 17937.4
16.8236 | 17684.33
16.8734 | 17521.45
16.9231 | 17340.77
16.9728 | 17099.76
17.0225 | 16985.48
17.0722 | 16765.22
17.1219 | 16604.7
17.1717 | 16431.45
17.2214 | 16224.37
17.2711 | 16130.61
17.3208 | 15914.42
17.3706 | 15739.4
17.4203 | 15565.28
17.47 | 15334.64
17.5197 | 15219.01
17.5694 | 14990.24
17.6191 | 14813.73
17.6689 | 14630.78
17.7186 | 14375.89
17.7683 | 14253
17.818 | 14017.47
17.8677 | 13859.65
17.9174 | 13688.45
17.9672 | 13485.41
18.0169 | 13394.05
18.0666 | 13204.86
18.1163 | 13059.86
18.166 | 12928.46
18.2158 | 12771.89
18.2655 | 12685.35
18.3152 | 12503.06
18.3649 | 12372.88
18.4146 | 12255.2
18.4644 | 12106.63
18.5141 | 12022.02
18.5638 | 11859.26
18.6135 | 11717.27
18.6632 | 11572.94
18.713 | 11388.25
18.7627 | 11308.11
18.8124 | 11172.49
18.8621 | 11073.56
18.9118 | 10945.93
18.9615 | 10769.99
19.0113 | 10691.49
19.061 | 10524.91
19.1107 | 10417.13
19.1604 | 10334.14
19.2101 | 10198.7
19.2599 | 10121.4
19.3096 | 9953.891
19.3593 | 9821.953
19.409 | 9694.874
19.4587 | 9532.414
19.5085 | 9459.679
19.5582 | 9330.434
19.6079 | 9230.801
19.6576 | 9119.266
19.7073 | 8969.235
19.757 | 8903.387
19.8068 | 8771.231
19.8565 | 8665.002
19.9062 | 8561.325
19.9559 | 8427.23
20.0056 | 8353.206
20.0554 | 8207.692
20.1051 | 8099.752
20.1548 | 7987.933
20.2045 | 7850.305
20.2542 | 7786.008
20.304 | 7667.447
20.3537 | 7580.343
20.4034 | 7499.763
20.4531 | 7395.821
20.5028 | 7332.854
20.5526 | 7218.575
20.6023 | 7146.398
20.652 | 7075.473
20.7017 | 6975.522
20.7514 | 6917.752
20.8011 | 6808.253
20.8509 | 6738.616
20.9006 | 6665.858
20.9503 | 6561.473
21 | 6516.812
21.0497 | 6416.57
21.0995 | 6344.528
21.1492 | 6272.207
21.1989 | 6176.967
21.2486 | 6133.789
21.2983 | 6046.032
21.3481 | 5980.162
21.3978 | 5909.124
21.4475 | 5870.518
21.4972 | 5852.867
21.5469 | 5815.916
21.5967 | 5794.67
21.6464 | 5750.904
Degrees | (Cd)
-21.6588 | 0
-21.6091 | 0
-21.5594 | 0
-21.5097 | 0
-21.4599 | 0
-21.4102 | 0
-21.3605 | 0
-21.3108 | 0
-21.2611 | 0
-21.2113 | 0
-21.1616 | 0
-21.1119 | 0
-21.0622 | 0
-21.0125 | 0
-20.9627 | 0
-20.913 | 0
-20.8633 | 0
-20.8136 | 0
-20.7639 | 0
-20.7141 | 0
-20.6644 | 0
-20.6147 | 0
-20.565 | 0
-20.5153 | 0
-20.4656 | 0
-20.4158 | 0
-20.3661 | 0
-20.3164 | 0
-20.2667 | 0
-20.217 | 0
-20.1672 | 0
-20.1175 | 0
-20.0678 | 0
-20.0181 | 0
-19.9684 | 0
-19.9186 | 0
-19.8689 | 0
-19.8192 | 0
-19.7695 | 0
-19.7198 | 0
-19.67 | 0
-19.6203 | 0
-19.5706 | 0
-19.5209 | 0
-19.4712 | 0
-19.4215 | 0
-19.3717 | 0
-19.322 | 0
-19.2723 | 0
-19.2226 | 0
-19.1729 | 0
-19.1231 | 0
-19.0734 | 0
-19.0237 | 0
-18.974 | 0
-18.9243 | 0
-18.8745 | 0
-18.8248 | 0
-18.7751 | 0
-18.7254 | 0
-18.6757 | 0
-18.6259 | 0
-18.5762 | 0
-18.5265 | 0
-18.4768 | 0
-18.4271 | 0
-18.3773 | 0
-18.3276 | 0
-18.2779 | 0
-18.2282 | 0
-18.1785 | 0
-18.1288 | 0
-18.079 | 0
-18.0293 | 0
-17.9796 | 0
-17.9299 | 0
-17.8802 | 0
-17.8304 | 0
-17.7807 | 0
-17.731 | 0
-17.6813 | 0
-17.6316 | 0
-17.5818 | 0
-17.5321 | 0
-17.4824 | 0
-17.4327 | 0
-17.383 | 0
-17.3333 | 0
-17.2835 | 0
-17.2338 | 0
-17.1841 | 0
-17.1344 | 0
-17.0847 | 0
-17.0349 | 0
-16.9852 | 0
-16.9355 | 0
-16.8858 | 0
-16.8361 | 0
-16.7863 | 0
-16.7366 | 101.0042
-16.6869 | 360.4402
-16.6372 | 527.012
-16.5875 | 813.0495
-16.5377 | 959.3109
-16.488 | 1252.568
-16.4383 | 1466.228
-16.3886 | 1709.782
-16.3389 | 2014.72
-16.2892 | 2169.767
-16.2394 | 2386.312
-16.1897 | 2416.646
-16.14 | 2440.839
-16.0903 | 2479.237
-16.0406 | 2497.099
-15.9909 | 2538.656
-15.9411 | 2559.964
-15.8914 | 2584.495
-15.8417 | 2618.944
-15.792 | 2635.115
-15.7423 | 2668.898
-15.6925 | 2691.531
-15.6428 | 2713.962
-15.5931 | 2751.695
-15.5434 | 2765.15
-15.4937 | 2798.365
-15.4439 | 2828.289
-15.3942 | 2857.299
-15.3445 | 2890.251
-15.2948 | 2910.787
-15.2451 | 2948.132
-15.1953 | 2976.119
-15.1456 | 3008.577
-15.0959 | 3050.536
-15.0462 | 3077.613
-14.9965 | 3128.399
-14.9467 | 3166.701
-14.897 | 3195.994
-14.8473 | 3250.618
-14.7976 | 3277.058
-14.7479 | 3322.273
-14.6982 | 3369.999
-14.6484 | 3419.619
-14.5987 | 3486.563
-14.549 | 3520.983
-14.4993 | 3582.938
-14.4496 | 3640.685
-14.3998 | 3695.236
-14.3501 | 3776.522
-14.3004 | 3816.222
-14.2507 | 3903.425
-14.201 | 3961.777
-14.1512 | 4016.928
-14.1015 | 4086.296
-14.0518 | 4121.188
-14.0021 | 4197.707
-13.9524 | 4263.255
-13.9026 | 4327.811
-13.8529 | 4407.725
-13.8032 | 4444.931
-13.7535 | 4530.276
-13.7038 | 4593.308
-13.6541 | 4658.981
-13.6043 | 4760.733
-13.5546 | 4813.446
-13.5049 | 4920.686
-13.4552 | 4989.17
-13.4055 | 5053.991
-13.3557 | 5163.849
-13.306 | 5213.139
-13.2563 | 5306.619
-13.2066 | 5400.539
-13.1569 | 5486.331
-13.1072 | 5594.776
-13.0574 | 5651.188
-13.0077 | 5771.509
-12.958 | 5876.256
-12.9083 | 5981.277
-12.8585 | 6113.557
-12.8088 | 6183.938
-12.7591 | 6330.794
-12.7094 | 6432.391
-12.6597 | 6533.8
-12.61 | 6677.734
-12.5602 | 6750.373
-12.5105 | 6900.943
-12.4608 | 7022.97
-12.4111 | 7136.181
-12.3614 | 7304.336
-12.3117 | 7394.934
-12.2619 | 7581.034
-12.2122 | 7708.298
-12.1625 | 7848.351
-12.1128 | 8017.421
-12.0631 | 8105.386
-12.0133 | 8277.712
-11.9636 | 8413.411
-11.9139 | 8548.687
-11.8642 | 8732.501
-11.8145 | 8819.053
-11.7647 | 8999.235
-11.715 | 9143.146
-11.6653 | 9287.851
-11.6156 | 9520.705
-11.5659 | 9630.55
-11.5161 | 9841.523
-11.4664 | 10009.76
-11.4167 | 10165.49
-11.367 | 10384.46
-11.3173 | 10504.18
-11.2675 | 10748.76
-11.2178 | 10942.83
-11.1681 | 11131.53
-11.1184 | 11365.68
-11.0687 | 11490.04
-11.019 | 11733.35
-10.9692 | 11922.55
-10.9195 | 12119.85
-10.8698 | 12394.01
-10.8201 | 12531.15
-10.7704 | 12800.78
-10.7206 | 13007.63
-10.6709 | 13209.5
-10.6212 | 13481.54
-10.5715 | 13618.02
-10.5218 | 13908.42
-10.472 | 14136.88
-10.4223 | 14346.79
-10.3726 | 14621.8
-10.3229 | 14760.37
-10.2732 | 15056.73
-10.2234 | 15288.3
-10.1737 | 15526.41
-10.124 | 15863.55
-10.0743 | 16015.33
-10.0246 | 16346.64
-9.9749 | 16588.11
-9.9251 | 16843.73
-9.8754 | 17200.43
-9.8257 | 17371.33
-9.776 | 17710.01
-9.7263 | 17978.44
-9.6765 | 18240.01
-9.6268 | 18601.6
-9.5771 | 18795.54
-9.5274 | 19165.91
-9.4777 | 19445.83
-9.4279 | 19726.71
-9.3782 | 20113.79
-9.3285 | 20318.84
-9.2788 | 20721.56
-9.2291 | 21007.86
-9.1794 | 21286.75
-9.1296 | 21684.94
-9.0799 | 21887.79
-9.0302 | 22318.83
-8.9805 | 22648.59
-8.9308 | 22974.13
-8.881 | 23411.73
-8.8313 | 23634.36
-8.7816 | 24105.88
-8.7319 | 24462.67
-8.6822 | 24835.7
-8.6324 | 25322.44
-8.5827 | 25573.51
-8.533 | 26059.08
-8.4833 | 26430.05
-8.4336 | 26800.54
-8.3839 | 27312.17
-8.3341 | 27569.62
-8.2844 | 28066.7
-8.2347 | 28445.2
-8.185 | 28833.88
-8.1353 | 29342.81
-8.0855 | 29606.3
-8.0358 | 30115.89
-7.9861 | 30493.51
-7.9364 | 30898.33
-7.8867 | 31445.99
-7.8369 | 31716.67
-7.7872 | 32258.64
-7.7375 | 32696.4
-7.6878 | 33122.67
-7.6381 | 33705.88
-7.5883 | 33992.02
-7.5386 | 34600.9
-7.4889 | 35077.94
-7.4392 | 35549.09
-7.3895 | 36145.31
-7.3398 | 36456.38
-7.29 | 37097.68
-7.2403 | 37545.41
-7.1906 | 37995.55
-7.1409 | 38614.29
-7.0912 | 38937.83
-7.0414 | 39574.67
-6.9917 | 40065.18
-6.942 | 40542.5
-6.8923 | 41200.36
-6.8426 | 41558.74
-6.7928 | 42250.82
-6.7431 | 42839.53
-6.6934 | 43415.17
-6.6437 | 44171.75
-6.594 | 44545.69
-6.5443 | 45322.21
-6.4945 | 45889.5
-6.4448 | 46431.16
-6.3951 | 47166.46
-6.3454 | 47513.77
-6.2957 | 48230.23
-6.2459 | 48781.46
-6.1962 | 49307.71
-6.1465 | 50058.59
-6.0968 | 50450.22
-6.0471 | 51270.04
-5.9973 | 51904.43
-5.9476 | 52536.03
-5.8979 | 53386.38
-5.8482 | 53818.5
-5.7985 | 54710.02
-5.7487 | 55341.31
-5.699 | 55987.99
-5.6493 | 56882.77
-5.5996 | 57290.28
-5.5499 | 58110.66
-5.5002 | 58736.2
-5.4504 | 59374.56
-5.4007 | 60258.07
-5.351 | 60688.57
-5.3013 | 61527.02
-5.2516 | 62197.37
-5.2018 | 62877.45
-5.1521 | 63770.36
-5.1024 | 64246.43
-5.0527 | 65147.18
-5.003 | 65822.49
-4.9532 | 66526.18
-4.9035 | 67452.45
-4.8538 | 67910.64
-4.8041 | 68864.7
-4.7544 | 69545.38
-4.7047 | 70232.63
-4.6549 | 71155.88
-4.6052 | 71608.85
-4.5555 | 72577.82
-4.5058 | 73303.5
-4.4561 | 73983.23
-4.4063 | 74878.62
-4.3566 | 75336.91
-4.3069 | 76216.76
-4.2572 | 76858.01
-4.2075 | 77559.47
-4.1577 | 78469.73
-4.108 | 78916.32
-4.0583 | 79763.62
-4.0086 | 80434.41
-3.9589 | 81075.48
-3.9091 | 82008.7
-3.8594 | 82515.97
-3.8097 | 83520.62
-3.76 | 84214.61
-3.7103 | 84929.45
-3.6606 | 85803.98
-3.6108 | 86270.23
-3.5611 | 87236.48
-3.5114 | 87874.31
-3.4617 | 88575.57
-3.412 | 89475.95
-3.3622 | 89846.52
-3.3125 | 90620.4
-3.2628 | 91263.05
-3.2131 | 91912.25
-3.1634 | 92732.57
-3.1136 | 93159.03
-3.0639 | 93936.79
-3.0142 | 94522.35
-2.9645 | 95152.65
-2.9148 | 95947.27
-2.8651 | 96359.7
-2.8153 | 97138.84
-2.7656 | 97683.41
-2.7159 | 98216.43
-2.6662 | 98949.34
-2.6165 | 99312.06
-2.5667 | 99946.65
-2.517 | 100464.8
-2.4673 | 101002.8
-2.4176 | 101620.2
-2.3679 | 101951.4
-2.3181 | 102618.5
-2.2684 | 103138.2
-2.2187 | 103726.5
-2.169 | 104488.4
-2.1193 | 104850.5
-2.0696 | 105647.3
-2.0198 | 106159.3
-1.9701 | 106679.1
-1.9204 | 107410.5
-1.8707 | 107712.3
-1.821 | 108252.9
-1.7712 | 108565.5
-1.7215 | 108791.8
-1.6718 | 109031.2
-1.6221 | 109144.7
-1.5724 | 109467
-1.5226 | 109799
-1.4729 | 109983.8
-1.4232 | 110378.7
-1.3735 | 110640.3
-1.3238 | 111212.7
-1.274 | 111606.8
-1.2243 | 112100.3
-1.1746 | 112796.8
-1.1249 | 113088.8
-1.0752 | 113507.8
-1.0255 | 113780.1
-0.97573 | 114095.3
-0.92601 | 114378
-0.8763 | 114473.8
-0.82658 | 114528.7
-0.77686 | 114464.1
-0.72714 | 114462
-0.67742 | 114380.8
-0.6277 | 114397.9
-0.57798 | 114394.6
-0.52826 | 114301.5
-0.47854 | 114224.2
-0.42883 | 114213.6
-0.37911 | 114267.1
-0.32939 | 114419.9
-0.27967 | 114752
-0.22995 | 114991.9
-0.18023 | 115053.2
-0.13051 | 115082.8
-0.080793 | 115107.3
-0.031074 | 114953.3
0.018645 | 114968.9
0.068364 | 114722.2
0.11808 | 114493.1
0.1678 | 114075.4
0.21752 | 113817
0.26724 | 113372.1
0.31696 | 113158
0.36668 | 112974.3
0.4164 | 112771.7
0.46611 | 112745.9
0.51583 | 112682
0.56555 | 112602.9
0.61527 | 112635.3
0.66499 | 112713.5
0.71471 | 112677.2
0.76443 | 112581.6
0.81415 | 112363.1
0.86387 | 112218.8
0.91359 | 111769.1
0.9633 | 111450.6
1.013 | 111144.5
1.0627 | 110473.1
1.1125 | 110117
1.1622 | 109373
1.2119 | 108776.6
1.2616 | 108219.2
1.3113 | 107576
1.3611 | 107305
1.4108 | 106795
1.4605 | 106337.4
1.5102 | 105860.3
1.5599 | 105397.2
1.6097 | 105130.9
1.6594 | 104602
1.7091 | 104196.3
1.7588 | 103817.7
1.8085 | 103221.7
1.8582 | 102905.6
1.908 | 102195.3
1.9577 | 101607.1
2.0074 | 101059.1
2.0571 | 100321.3
2.1068 | 99933.07
2.1566 | 99147.38
2.2063 | 98513.91
2.256 | 97844.35
2.3057 | 96801.48
2.3554 | 96240.13
2.4052 | 95238.77
2.4549 | 94554.62
2.5046 | 93855.02
2.5543 | 92901.19
2.604 | 92430.55
2.6537 | 91484.07
2.7035 | 90889.7
2.7532 | 90263.29
2.8029 | 89602.64
2.8526 | 89325.05
2.9023 | 88756.91
2.9521 | 88301.44
3.0018 | 87814.12
3.0515 | 87202.3
3.1012 | 86932.3
3.1509 | 86271.64
3.2007 | 85681.02
3.2504 | 85104.98
3.3001 | 84281.7
3.3498 | 83840.34
3.3995 | 82913.93
3.4493 | 82195.84
3.499 | 81492.19
3.5487 | 80557.29
3.5984 | 80055.7
3.6481 | 79078.28
3.6978 | 78359.66
3.7476 | 77602.22
3.7973 | 76584.79
3.847 | 76126.98
3.8967 | 75225.67
3.9464 | 74554.02
3.9962 | 73865.62
4.0459 | 72894.2
4.0956 | 72390.74
4.1453 | 71426.7
4.195 | 70722.16
4.2448 | 70054.31
4.2945 | 69140
4.3442 | 68660.1
4.3939 | 67720.3
4.4436 | 67060.45
4.4933 | 66394.37
4.5431 | 65517.64
4.5928 | 65088.82
4.6425 | 64244.89
4.6922 | 63594.82
4.7419 | 62949.61
4.7917 | 62186.35
4.8414 | 61785.9
4.8911 | 60920.57
4.9408 | 60233.71
4.9905 | 59522.91
5.0403 | 58608.54
5.09 | 58159.29
5.1397 | 57291.3
5.1894 | 56628.82
5.2391 | 55953.05
5.2888 | 55020.32
5.3386 | 54585.32
5.3883 | 53733.54
5.438 | 53124
5.4877 | 52520.01
5.5374 | 51738.53
5.5872 | 51352.58
5.6369 | 50553.1
5.6866 | 49954.47
5.7363 | 49391.29
5.786 | 48640.49
5.8358 | 48235.31
5.8855 | 47464.54
5.9352 | 46908.61
5.9849 | 46316.68
6.0346 | 45524.33
6.0844 | 45151.38
6.1341 | 44444
6.1838 | 43932.26
6.2335 | 43419.55
6.2832 | 42706.33
6.3329 | 42373.39
6.3827 | 41712.82
6.4324 | 41205.23
6.4821 | 40717.06
6.5318 | 40076.45
6.5815 | 39777
6.6313 | 39112.01
6.681 | 38593.5
6.7307 | 38087.2
6.7804 | 37455.22
6.8301 | 37136.07
6.8799 | 36496.81
6.9296 | 36075.88
6.9793 | 35605.27
7.029 | 35015.09
7.0787 | 34685.54
7.1284 | 34087.67
7.1782 | 33680.64
7.2279 | 33274.75
7.2776 | 32719.75
7.3273 | 32438.38
7.377 | 31890.16
7.4268 | 31450.22
7.4765 | 31053.67
7.5262 | 30544.52
7.5759 | 30290.12
7.6256 | 29813.82
7.6754 | 29390.95
7.7251 | 29004.47
7.7748 | 28535.36
7.8245 | 28303.82
7.8742 | 27847.64
7.924 | 27513.95
7.9737 | 27169.99
8.0234 | 26687.34
8.0731 | 26457.89
8.1228 | 25970.46
8.1725 | 25653.75
8.2223 | 25353.3
8.272 | 24892.6
8.3217 | 24657.61
8.3714 | 24188.08
8.4211 | 23851.52
8.4709 | 23507.89
8.5206 | 23097.66
8.5703 | 22889.85
8.62 | 22477.38
8.6697 | 22184.79
8.7195 | 21864.87
8.7692 | 21448.98
8.8189 | 21255.19
8.8686 | 20853.82
8.9183 | 20556.99
8.968 | 20283.47
9.0178 | 19887.84
9.0675 | 19704.44
9.1172 | 19339.57
9.1669 | 19061.1
9.2166 | 18780.94
9.2664 | 18435.76
9.3161 | 18258.72
9.3658 | 17928.92
9.4155 | 17683.98
9.4652 | 17425.14
9.515 | 17110.04
9.5647 | 16943.73
9.6144 | 16606.74
9.6641 | 16378.31
9.7138 | 16149.79
9.7636 | 15842.2
9.8133 | 15694.18
9.863 | 15392.98
9.9127 | 15168.08
9.9624 | 14963.39
10.0122 | 14666.82
10.0619 | 14525.27
10.1116 | 14263.09
10.1613 | 14048.9
10.211 | 13830.78
10.2607 | 13547.48
10.3105 | 13407.57
10.3602 | 13126.17
10.4099 | 12926.25
10.4596 | 12709.98
10.5093 | 12451.32
10.559 | 12326.28
10.6088 | 12052.17
10.6585 | 11869.33
10.7082 | 11685.57
10.7579 | 11445.16
10.8077 | 11325.05
10.8574 | 11105.5
10.9071 | 10940.3
10.9568 | 10779.41
11.0065 | 10553.15
11.0562 | 10436.96
11.106 | 10226.25
11.1557 | 10070.68
11.2054 | 9902.578
11.2551 | 9702.717
11.3048 | 9600.701
11.3546 | 9391.225
11.4043 | 9249.843
11.454 | 9095.002
11.5037 | 8907.752
11.5534 | 8814.59
11.6031 | 8635.959
11.6529 | 8512.242
11.7026 | 8383.636
11.7523 | 8206.515
11.802 | 8124.841
11.8517 | 7963.531
11.9015 | 7843.452
11.9512 | 7724.663
12.0009 | 7570.863
12.0506 | 7498.709
12.1003 | 7358.49
12.1501 | 7242.4
12.1998 | 7128.823
12.2495 | 6980.843
12.2992 | 6908.981
12.3489 | 6766.142
12.3986 | 6662.517
12.4484 | 6550.845
12.4981 | 6413.23
12.5478 | 6349.321
12.5975 | 6213.148
12.6472 | 6116.88
12.697 | 6015.408
12.7467 | 5893.729
12.7964 | 5835.529
12.8461 | 5719.185
12.8958 | 5630.638
12.9456 | 5551.432
12.9953 | 5440.409
13.045 | 5382.514
13.0947 | 5269.274
13.1444 | 5184.303
13.1942 | 5112.662
13.2439 | 5016.092
13.2936 | 4965.943
13.3433 | 4879.018
13.393 | 4817.812
13.4428 | 4747.25
13.4925 | 4661.711
13.5422 | 4618.338
13.5919 | 4532.743
13.6416 | 4472.37
13.6913 | 4411.619
13.7411 | 4323.252
13.7908 | 4281.224
13.8405 | 4197.098
13.8902 | 4144.69
13.9399 | 4085.021
13.9897 | 4014.738
14.0394 | 3982.451
14.0891 | 3917.559
14.1388 | 3872.114
14.1885 | 3824.273
14.2383 | 3772.614
14.288 | 3745.801
14.3377 | 3682.321
14.3874 | 3626.391
14.4371 | 3586.208
14.4869 | 3527.011
14.5366 | 3494.905
14.5863 | 3441.887
14.636 | 3405.63
14.6857 | 3366.935
14.7354 | 3309.026
14.7852 | 3277.445
14.8349 | 3220.742
14.8846 | 3186.851
14.9343 | 3153.092
14.984 | 3098.772
15.0338 | 3070.906
15.0835 | 3021.63
15.1332 | 2978.311
15.1829 | 2941.218
15.2326 | 2905.702
15.2823 | 2889.988
15.3321 | 2860.431
15.3818 | 2833.441
15.4315 | 2794.07
15.4812 | 2763.958
15.531 | 2751.612
15.5807 | 2718.964
15.6304 | 2692.34
15.6801 | 2663.411
15.7298 | 2622.103
15.7795 | 2608.801
15.8293 | 2577.095
15.879 | 2546.283
15.9287 | 2524.217
15.9784 | 2484.225
16.0281 | 2463.481
16.0779 | 2431.416
16.1276 | 2415.068
16.1773 | 2397.245
16.227 | 2358.971
16.2767 | 2199.421
16.3265 | 1888.69
16.3762 | 1636.19
16.4259 | 1443.172
16.4756 | 1152.257
16.5253 | 1007.104
16.575 | 711.5188
16.6248 | 531.2375
16.6745 | 275.811
16.7242 | 0
16.7739 | 0
16.8236 | 0
16.8734 | 0
16.9231 | 0
16.9728 | 0
17.0225 | 0
17.0722 | 0
17.1219 | 0
17.1717 | 0
17.2214 | 0
17.2711 | 0
17.3208 | 0
17.3706 | 0
17.4203 | 0
17.47 | 0
17.5197 | 0
17.5694 | 0
17.6191 | 0
17.6689 | 0
17.7186 | 0
17.7683 | 0
17.818 | 0
17.8677 | 0
17.9174 | 0
17.9672 | 0
18.0169 | 0
18.0666 | 0
18.1163 | 0
18.166 | 0
18.2158 | 0
18.2655 | 0
18.3152 | 0
18.3649 | 0
18.4146 | 0
18.4644 | 0
18.5141 | 0
18.5638 | 0
18.6135 | 0
18.6632 | 0
18.713 | 0
18.7627 | 0
18.8124 | 0
18.8621 | 0
18.9118 | 0
18.9615 | 0
19.0113 | 0
19.061 | 0
19.1107 | 0
19.1604 | 0
19.2101 | 0
19.2599 | 0
19.3096 | 0
19.3593 | 0
19.409 | 0
19.4587 | 0
19.5085 | 0
19.5582 | 0
19.6079 | 0
19.6576 | 0
19.7073 | 0
19.757 | 0
19.8068 | 0
19.8565 | 0
19.9062 | 0
19.9559 | 0
20.0056 | 0
20.0554 | 0
20.1051 | 0
20.1548 | 0
20.2045 | 0
20.2542 | 0
20.304 | 0
20.3537 | 0
20.4034 | 0
20.4531 | 0
20.5028 | 0
20.5526 | 0
20.6023 | 0
20.652 | 0
20.7017 | 0
20.7514 | 0
20.8011 | 0
20.8509 | 0
20.9006 | 0
20.9503 | 0
21 | 0
21.0497 | 0
21.0995 | 0
21.1492 | 0
21.1989 | 0
21.2486 | 0
21.2983 | 0
21.3481 | 0
21.3978 | 0
21.4475 | 0
21.4972 | 0
21.5469 | 0
21.5967 | 0
21.6464 | 0

## MO
Desire
D60 Tungsten Luxeon TX | 2016-08-01
Diffuser
Medium Oval
Horizontal | Beam Angle | Field Angle
| 40.8 | 66.1
| For Field width at any distance, multiply distance by |  |  |  | 1.3013
| For Beam width at any distance, multiply distance by |  |  |  | 0.74379
Vertical | Beam Angle | Field Angle
| 13.4 | 26.5
| For Field height at any distance, multiply distance by |  |  |  | 0.47094
| For Beam height at any distance, multiply distance by |  |  |  | 0.23495
Row Mult
Mode | Candela | Field Lumens | Beam Lumens | Power Consump | Efficacy (lpw)
Boost Full | 54845.723 | 8704.6613 | 4433.0934 | 140 | 62.1762
Regulated Full | 52630 | 8353 | 4254 | 136 | 61.4191 | #REF! | #REF! | #REF!
Dist for 1.0 fc
Throw Distance (ft) | 10 | 15 | 20 | 30 | 229.4123
Throw Distance (m) | 3.048 | 4.572 | 6.096 | 9.144 | 69.9249
Field Width (ft) | 13.013 | 19.5195 | 26.026 | 39.0389
Field Width (m) | 3.9664 | 5.9495 | 7.9327 | 11.8991
Illuminance (fc) | 526.3 | 233.9111 | 131.575 | 58.4778
Illuminance (lux) | 5665.0406 | 2517.7958 | 1416.2601 | 629.449
Test Distance | Iso-Illuminance Diagram grid lines
73 | 0 | 12.5 | 25 | 37.5
| 0 | 0.17123 | 0.34247 | 0.5137
Measurement: MO full reg. - Intensity
Degrees | (Cd)
-38.8618 | 0
-38.806 | 0
-38.7503 | 0
-38.6945 | 0
-38.6388 | 0
-38.583 | 0
-38.5273 | 0
-38.4715 | 0
-38.4158 | 0
-38.36 | 0
-38.3042 | 0
-38.2485 | 0
-38.1927 | 0
-38.137 | 0
-38.0812 | 0
-38.0255 | 0
-37.9697 | 0
-37.9139 | 0
-37.8582 | 0
-37.8024 | 0
-37.7467 | 0
-37.6909 | 0
-37.6352 | 0
-37.5794 | 0
-37.5237 | 0
-37.4679 | 0
-37.4121 | 0
-37.3564 | 0
-37.3006 | 0
-37.2449 | 0
-37.1891 | 0
-37.1334 | 0
-37.0776 | 0
-37.0219 | 0
-36.9661 | 0
-36.9103 | 0
-36.8546 | 0
-36.7988 | 0
-36.7431 | 0
-36.6873 | 0
-36.6316 | 0
-36.5758 | 0
-36.52 | 0
-36.4643 | 0
-36.4085 | 0
-36.3528 | 0
-36.297 | 0
-36.2413 | 0
-36.1855 | 0
-36.1298 | 0
-36.074 | 0
-36.0183 | 0
-35.9625 | 0
-35.9067 | 0
-35.851 | 0
-35.7952 | 0
-35.7395 | 0
-35.6837 | 283.9526
-35.628 | 651.5307
-35.5722 | 1016.935
-35.5164 | 1389.613
-35.4607 | 1767.329
-35.4049 | 2148.966
-35.3492 | 2533.753
-35.2934 | 2920.998
-35.2377 | 3312.063
-35.1819 | 3433.458
-35.1262 | 3472.771
-35.0704 | 3519.806
-35.0147 | 3562.736
-34.9589 | 3609.12
-34.9031 | 3655.524
-34.8474 | 3707.171
-34.7916 | 3768.284
-34.7359 | 3819.789
-34.6801 | 3854.917
-34.6244 | 3888.44
-34.5686 | 3927.287
-34.5128 | 3967.149
-34.4571 | 4017.333
-34.4013 | 4058.637
-34.3456 | 4101.709
-34.2898 | 4128.346
-34.2341 | 4166.216
-34.1783 | 4219.976
-34.1225 | 4272.922
-34.0668 | 4326.966
-34.011 | 4390.864
-33.9553 | 4438.466
-33.8995 | 4491.067
-33.8438 | 4545.172
-33.788 | 4610.431
-33.7323 | 4665.511
-33.6765 | 4717.299
-33.6208 | 4782.152
-33.565 | 4839.547
-33.5092 | 4890.097
-33.4535 | 4936.928
-33.3977 | 4997.534
-33.342 | 5049.81
-33.2862 | 5106.027
-33.2305 | 5169.335
-33.1747 | 5228.865
-33.1189 | 5283.335
-33.0632 | 5337.806
-33.0074 | 5391.179
-32.9517 | 5444.572
-32.8959 | 5501.135
-32.8402 | 5563.163
-32.7844 | 5619.991
-32.7287 | 5687.403
-32.6729 | 5750.752
-32.6172 | 5820.48
-32.5614 | 5889.355
-32.5056 | 5945.797
-32.4499 | 6015.119
-32.3941 | 6079.565
-32.3384 | 6147.119
-32.2826 | 6211.098
-32.2269 | 6272.171
-32.1711 | 6327.536
-32.1153 | 6387.268
-32.0596 | 6449.317
-32.0038 | 6525.1
-31.9481 | 6599.46
-31.8923 | 6660.514
-31.8366 | 6724.858
-31.7808 | 6799.179
-31.725 | 6871.04
-31.6693 | 6958.587
-31.6135 | 7027.157
-31.5578 | 7090.953
-31.502 | 7162.205
-31.4463 | 7222.466
-31.3905 | 7297.965
-31.3348 | 7377.181
-31.279 | 7453.879
-31.2233 | 7523.688
-31.1675 | 7596.302
-31.1117 | 7669.585
-31.056 | 7746.039
-31.0002 | 7821.984
-30.9445 | 7909.491
-30.8887 | 7981.332
-30.833 | 8045.778
-30.7772 | 8123.369
-30.7215 | 8197.649
-30.6657 | 8271.888
-30.6099 | 8351.389
-30.5542 | 8426.318
-30.4984 | 8497.693
-30.4427 | 8571.384
-30.3869 | 8646.069
-30.3312 | 8723.681
-30.2754 | 8783.332
-30.2197 | 8854.34
-30.1639 | 8915.373
-30.1081 | 8998.287
-30.0524 | 9086.87
-29.9966 | 9170.699
-29.9409 | 9234.434
-29.8851 | 9325.434
-29.8294 | 9416.618
-29.7736 | 9505.059
-29.7178 | 9590.35
-29.6621 | 9679.644
-29.6063 | 9750.956
-29.5506 | 9830.742
-29.4948 | 9922.068
-29.4391 | 10016.18
-29.3833 | 10105
-29.3275 | 10184.85
-29.2718 | 10267.07
-29.216 | 10361.89
-29.1603 | 10466.77
-29.1045 | 10560.58
-29.0488 | 10654.6
-28.993 | 10726.71
-28.9373 | 10804.77
-28.8815 | 10897.52
-28.8257 | 10986.79
-28.77 | 11089.59
-28.7142 | 11165.19
-28.6585 | 11238.19
-28.6027 | 11328.48
-28.547 | 11412.13
-28.4912 | 11515.79
-28.4355 | 11635.07
-28.3797 | 11719.77
-28.3239 | 11808.44
-28.2682 | 11904.05
-28.2124 | 12007.91
-28.1567 | 12093.3
-28.1009 | 12181.34
-28.0452 | 12277.11
-27.9894 | 12380.04
-27.9337 | 12471.85
-27.8779 | 12567.81
-27.8222 | 12675.12
-27.7664 | 12771.67
-27.7106 | 12877.16
-27.6549 | 12980.49
-27.5991 | 13084.64
-27.5434 | 13194
-27.4876 | 13290.75
-27.4319 | 13382.95
-27.3761 | 13500.96
-27.3203 | 13605.3
-27.2646 | 13692.55
-27.2088 | 13784.72
-27.1531 | 13889.42
-27.0973 | 13995.29
-27.0416 | 14087.8
-26.9858 | 14177.05
-26.9301 | 14278.09
-26.8743 | 14372.93
-26.8185 | 14469.03
-26.7628 | 14584.65
-26.707 | 14693.84
-26.6513 | 14808.85
-26.5955 | 14911.6
-26.5398 | 15004
-26.484 | 15105.24
-26.4282 | 15212.68
-26.3725 | 15290.82
-26.3167 | 15397.04
-26.261 | 15515.65
-26.2052 | 15619.41
-26.1495 | 15733.39
-26.0937 | 15849.19
-26.038 | 15969.17
-25.9822 | 16101.02
-25.9264 | 16224.67
-25.8707 | 16373.42
-25.8149 | 16493.92
-25.7592 | 16591.42
-25.7034 | 16722.93
-25.6477 | 16842.38
-25.5919 | 16945.73
-25.5362 | 17050.2
-25.4804 | 17156.34
-25.4246 | 17267.07
-25.3689 | 17367.78
-25.3131 | 17467.07
-25.2574 | 17586.03
-25.2016 | 17703.15
-25.1459 | 17808.84
-25.0901 | 17933.08
-25.0344 | 18061.63
-24.9786 | 18175.61
-24.9229 | 18277.3
-24.8671 | 18376.79
-24.8113 | 18485.1
-24.7556 | 18593.19
-24.6998 | 18684.94
-24.6441 | 18789.8
-24.5883 | 18900.57
-24.5326 | 19012.47
-24.4768 | 19117.47
-24.421 | 19235.17
-24.3653 | 19360.71
-24.3095 | 19467.46
-24.2538 | 19586.78
-24.198 | 19726.18
-24.1423 | 19878
-24.0865 | 19997.22
-24.0308 | 20110.31
-23.975 | 20250.5
-23.9192 | 20369.5
-23.8635 | 20466.02
-23.8077 | 20608.38
-23.752 | 20724.7
-23.6962 | 20815.26
-23.6405 | 20892.18
-23.5847 | 20993.76
-23.5289 | 21120.54
-23.4732 | 21219.69
-23.4174 | 21335.7
-23.3617 | 21482.33
-23.3059 | 21586.84
-23.2502 | 21701.21
-23.1944 | 21823.64
-23.1387 | 21956.47
-23.0829 | 22095.58
-23.0271 | 22199.18
-22.9714 | 22308.61
-22.9156 | 22436.06
-22.8599 | 22545.97
-22.8041 | 22666.07
-22.7484 | 22800.93
-22.6926 | 22929.4
-22.6369 | 23021.86
-22.5811 | 23108.94
-22.5253 | 23224.46
-22.4696 | 23333.93
-22.4138 | 23428.13
-22.3581 | 23542.69
-22.3023 | 23656.63
-22.2466 | 23743.24
-22.1908 | 23852.35
-22.1351 | 23997.13
-22.0793 | 24134.61
-22.0235 | 24256.76
-21.9678 | 24382.3
-21.912 | 24488.72
-21.8563 | 24579.72
-21.8005 | 24685.98
-21.7448 | 24781.49
-21.689 | 24869.5
-21.6333 | 24959.12
-21.5775 | 25056.61
-21.5217 | 25160.83
-21.466 | 25265.71
-21.4102 | 25377.62
-21.3545 | 25510.88
-21.2987 | 25626.72
-21.243 | 25758.56
-21.1872 | 25886.5
-21.1315 | 25996.29
-21.0757 | 26120.49
-21.0199 | 26251.6
-20.9642 | 26380.73
-20.9084 | 26510.48
-20.8527 | 26631.49
-20.7969 | 26775.66
-20.7412 | 26913.67
-20.6854 | 27026.43
-20.6297 | 27143.87
-20.5739 | 27241.09
-20.5181 | 27328.69
-20.4624 | 27436.74
-20.4066 | 27555.41
-20.3509 | 27644.44
-20.2951 | 27720.02
-20.2394 | 27814.52
-20.1836 | 27937.86
-20.1278 | 28067.71
-20.0721 | 28212.86
-20.0163 | 28355.62
-19.9606 | 28503.29
-19.9048 | 28638.91
-19.8491 | 28820.15
-19.7933 | 28986.96
-19.7376 | 29158.35
-19.6818 | 29319.57
-19.626 | 29481.44
-19.5703 | 29623.58
-19.5145 | 29770.31
-19.4588 | 29916.69
-19.403 | 30062.37
-19.3473 | 30176.12
-19.2915 | 30304.53
-19.2357 | 30398.68
-19.18 | 30507.19
-19.1242 | 30612.35
-19.0685 | 30714.1
-19.0127 | 30832.39
-18.957 | 30944.01
-18.9012 | 31065.97
-18.8455 | 31173.92
-18.7897 | 31318.37
-18.734 | 31468.66
-18.6782 | 31607.51
-18.6224 | 31701.09
-18.5667 | 31814.2
-18.5109 | 31932.44
-18.4552 | 32028.05
-18.3994 | 32113.32
-18.3437 | 32219.13
-18.2879 | 32286.43
-18.2322 | 32356.17
-18.1764 | 32435.11
-18.1206 | 32561.54
-18.0649 | 32682.79
-18.0091 | 32777.16
-17.9534 | 32893.59
-17.8976 | 33020.83
-17.8419 | 33137.29
-17.7861 | 33260.31
-17.7304 | 33403.99
-17.6746 | 33534.77
-17.6188 | 33644.14
-17.5631 | 33751.56
-17.5073 | 33874.31
-17.4516 | 33990.16
-17.3958 | 34085.41
-17.3401 | 34191.71
-17.2843 | 34306.23
-17.2285 | 34414.83
-17.1728 | 34513.31
-17.117 | 34618.81
-17.0613 | 34737.16
-17.0055 | 34840.64
-16.9498 | 34914.14
-16.894 | 35001.21
-16.8382 | 35100.47
-16.7825 | 35203.3
-16.7267 | 35262.91
-16.671 | 35385.42
-16.6152 | 35460.82
-16.5595 | 35564.46
-16.5037 | 35667.57
-16.448 | 35783.17
-16.3922 | 35885.35
-16.3364 | 35970.88
-16.2807 | 36056.62
-16.2249 | 36181.73
-16.1692 | 36257.56
-16.1134 | 36408.74
-16.0577 | 36529.4
-16.0019 | 36617.64
-15.9462 | 36706.55
-15.8904 | 36829.02
-15.8346 | 36958.54
-15.7789 | 37058.16
-15.7231 | 37148.4
-15.6674 | 37237.66
-15.6116 | 37298.67
-15.5559 | 37363.38
-15.5001 | 37478.07
-15.4444 | 37572.04
-15.3886 | 37646.38
-15.3329 | 37718.28
-15.2771 | 37839.11
-15.2213 | 37969.52
-15.1656 | 38090.82
-15.1098 | 38222.14
-15.0541 | 38344.43
-14.9983 | 38444.38
-14.9426 | 38560.18
-14.8868 | 38700.72
-14.831 | 38812.16
-14.7753 | 38883.57
-14.7195 | 38936.68
-14.6638 | 39014.21
-14.608 | 39093.86
-14.5523 | 39152.79
-14.4965 | 39224.41
-14.4407 | 39332.44
-14.385 | 39400.3
-14.3292 | 39489.37
-14.2735 | 39593.07
-14.2177 | 39717.69
-14.162 | 39811.58
-14.1062 | 39897.46
-14.0505 | 39995.85
-13.9947 | 40083.38
-13.939 | 40164.81
-13.8832 | 40264.41
-13.8274 | 40368.21
-13.7717 | 40478.34
-13.7159 | 40559.57
-13.6602 | 40642.77
-13.6044 | 40726.7
-13.5487 | 40820.1
-13.4929 | 40929.69
-13.4372 | 41025.77
-13.3814 | 41134.45
-13.3256 | 41223.52
-13.2699 | 41270.35
-13.2141 | 41345.01
-13.1584 | 41432.05
-13.1026 | 41511.62
-13.0469 | 41573.6
-12.9911 | 41626.53
-12.9353 | 41696.02
-12.8796 | 41758.79
-12.8238 | 41854.75
-12.7681 | 41985.29
-12.7123 | 42088.7
-12.6566 | 42209.41
-12.6008 | 42338.18
-12.5451 | 42446.45
-12.4893 | 42547.2
-12.4336 | 42633.53
-12.3778 | 42724.08
-12.322 | 42819.02
-12.2663 | 42896.74
-12.2105 | 42976.77
-12.1548 | 43043.57
-12.099 | 43122.42
-12.0433 | 43227.74
-11.9875 | 43338.55
-11.9317 | 43451.8
-11.876 | 43557.54
-11.8202 | 43624.29
-11.7645 | 43681.53
-11.7087 | 43762.88
-11.653 | 43854.63
-11.5972 | 43931.35
-11.5414 | 43992.42
-11.4857 | 44051.22
-11.4299 | 44102.82
-11.3742 | 44130.84
-11.3184 | 44168.29
-11.2627 | 44235.84
-11.2069 | 44303.38
-11.1512 | 44333.63
-11.0954 | 44354.94
-11.0396 | 44397.65
-10.9839 | 44479.5
-10.9281 | 44577.41
-10.8724 | 44679.75
-10.8166 | 44778.07
-10.7609 | 44855.45
-10.7051 | 44903.32
-10.6494 | 44952.51
-10.5936 | 45034.49
-10.5379 | 45129.47
-10.4821 | 45191.32
-10.4263 | 45225.35
-10.3706 | 45266.84
-10.3148 | 45314.52
-10.2591 | 45357.51
-10.2033 | 45399.55
-10.1476 | 45478.79
-10.0918 | 45542.25
-10.036 | 45582.44
-9.9803 | 45613.34
-9.9245 | 45649.18
-9.8688 | 45690.67
-9.813 | 45738.96
-9.7573 | 45782.59
-9.7015 | 45904.8
-9.6458 | 45999.43
-9.59 | 46069.59
-9.5342 | 46150.19
-9.4785 | 46247.22
-9.4227 | 46338.52
-9.367 | 46401.37
-9.3112 | 46488.14
-9.2555 | 46575
-9.1997 | 46590.48
-9.144 | 46622.7
-9.0882 | 46684.79
-9.0324 | 46732.13
-8.9767 | 46756.27
-8.9209 | 46792.59
-8.8652 | 46857.39
-8.8094 | 46911.57
-8.7537 | 46984.84
-8.6979 | 47067.24
-8.6422 | 47141.28
-8.5864 | 47179.9
-8.5306 | 47227.79
-8.4749 | 47265.23
-8.4191 | 47297.72
-8.3634 | 47349.12
-8.3076 | 47401.23
-8.2519 | 47450.91
-8.1961 | 47500
-8.1403 | 47524.19
-8.0846 | 47572.79
-8.0288 | 47659.51
-7.9731 | 47787.91
-7.9173 | 47895.7
-7.8616 | 47949.8
-7.8058 | 47971.54
-7.7501 | 47987.08
-7.6943 | 48007.99
-7.6385 | 48045.68
-7.5828 | 48096.02
-7.527 | 48131.03
-7.4713 | 48131.98
-7.4155 | 48156.69
-7.3598 | 48212.52
-7.304 | 48256
-7.2483 | 48293.71
-7.1925 | 48342.39
-7.1367 | 48412
-7.081 | 48470.26
-7.0252 | 48524
-6.9695 | 48599.8
-6.9137 | 48647
-6.858 | 48678.88
-6.8022 | 48738.96
-6.7465 | 48825.39
-6.6907 | 48926.16
-6.6349 | 49007.82
-6.5792 | 49054.02
-6.5234 | 49079.92
-6.4677 | 49100.56
-6.4119 | 49152.05
-6.3562 | 49234.88
-6.3004 | 49304.5
-6.2447 | 49314.3
-6.1889 | 49287.17
-6.1331 | 49268.24
-6.0774 | 49275.57
-6.0216 | 49275.29
-5.9659 | 49274.58
-5.9101 | 49292.95
-5.8544 | 49282.44
-5.7986 | 49257.13
-5.7428 | 49272.67
-5.6871 | 49327.16
-5.6313 | 49403.45
-5.5756 | 49462.19
-5.5198 | 49486.08
-5.4641 | 49508.43
-5.4083 | 49523.26
-5.3526 | 49554.91
-5.2968 | 49598.57
-5.241 | 49631.14
-5.1853 | 49614.36
-5.1295 | 49598.64
-5.0738 | 49604.67
-5.018 | 49650.85
-4.9623 | 49694.88
-4.9065 | 49720.7
-4.8508 | 49739.82
-4.795 | 49759.2
-4.7392 | 49787.52
-4.6835 | 49850.61
-4.6277 | 49891.25
-4.572 | 49922.66
-4.5162 | 49953.25
-4.4605 | 49984.52
-4.4047 | 50006.08
-4.349 | 50034.68
-4.2932 | 50078.69
-4.2374 | 50107.23
-4.1817 | 50106.26
-4.1259 | 50138.02
-4.0702 | 50185.62
-4.0144 | 50185.93
-3.9587 | 50198.93
-3.9029 | 50251.55
-3.8472 | 50312.05
-3.7914 | 50357.3
-3.7356 | 50415.08
-3.6799 | 50476.95
-3.6241 | 50503.93
-3.5684 | 50523.52
-3.5126 | 50588.11
-3.4569 | 50623.21
-3.4011 | 50595.29
-3.3453 | 50520.06
-3.2896 | 50445.13
-3.2338 | 50399.72
-3.1781 | 50388.24
-3.1223 | 50363.54
-3.0666 | 50297.29
-3.0108 | 50224.2
-2.9551 | 50184.26
-2.8993 | 50188.93
-2.8435 | 50231.98
-2.7878 | 50284.64
-2.732 | 50308.03
-2.6763 | 50274.86
-2.6205 | 50250.51
-2.5648 | 50272.23
-2.509 | 50301.06
-2.4533 | 50306.75
-2.3975 | 50309.37
-2.3417 | 50333.88
-2.286 | 50323.17
-2.2302 | 50330.16
-2.1745 | 50356.24
-2.1187 | 50382.96
-2.063 | 50430.04
-2.0072 | 50498.38
-1.9515 | 50558.63
-1.8957 | 50593.88
-1.8399 | 50607.55
-1.7842 | 50652.51
-1.7284 | 50678.25
-1.6727 | 50739.97
-1.6169 | 50818.38
-1.5612 | 50879.68
-1.5054 | 50930.83
-1.4497 | 50973.42
-1.3939 | 51018.34
-1.3381 | 51076.75
-1.2824 | 51112.41
-1.2266 | 51105.58
-1.1709 | 51076.88
-1.1151 | 51068.82
-1.0594 | 51055.42
-1.0036 | 51004.79
-0.94785 | 50994.29
-0.89209 | 51030.63
-0.83634 | 51078.93
-0.78058 | 51165.88
-0.72483 | 51287.56
-0.66907 | 51382.57
-0.61331 | 51412.43
-0.55756 | 51421.8
-0.5018 | 51497.58
-0.44605 | 51555.42
-0.39029 | 51576.72
-0.33453 | 51596.61
-0.27878 | 51649.27
-0.22302 | 51690.15
-0.16727 | 51714.59
-0.11151 | 51743.72
-0.055756 | 51758.39
5.5422e-13 | 51699.82
0.055756 | 51609.47
0.11151 | 51507.94
0.16727 | 51329.68
0.22302 | 51113.89
0.27878 | 50927.79
0.33453 | 50785.81
0.39029 | 50670.86
0.44605 | 50594.73
0.5018 | 50571.12
0.55756 | 50500.55
0.61331 | 50433.2
0.66907 | 50441.55
0.72483 | 50462.16
0.78058 | 50465.55
0.83634 | 50426.26
0.89209 | 50333.2
0.94785 | 50235.32
1.0036 | 50118.71
1.0594 | 50062.89
1.1151 | 50009.43
1.1709 | 49948.27
1.2266 | 49871.01
1.2824 | 49815.5
1.3381 | 49784.46
1.3939 | 49783.79
1.4497 | 49780.94
1.5054 | 49802.6
1.5612 | 49836.59
1.6169 | 49875.5
1.6727 | 49917.03
1.7284 | 49980.79
1.7842 | 50042.57
1.8399 | 50111.83
1.8957 | 50176.82
1.9515 | 50147.53
2.0072 | 50054.88
2.063 | 49950.43
2.1187 | 49841.67
2.1745 | 49717.31
2.2302 | 49591.55
2.286 | 49467.51
2.3417 | 49338.41
2.3975 | 49218.26
2.4533 | 49184.51
2.509 | 49200.28
2.5648 | 49252.31
2.6205 | 49310.13
2.6763 | 49348.54
2.732 | 49345.26
2.7878 | 49309.42
2.8435 | 49267.96
2.8993 | 49224.91
2.9551 | 49164.76
3.0108 | 49104.4
3.0666 | 49036.12
3.1223 | 48977.1
3.1781 | 48938.62
3.2338 | 48925.35
3.2896 | 48943.43
3.3453 | 48947.68
3.4011 | 48921.75
3.4569 | 48881.16
3.5126 | 48837.86
3.5684 | 48816.86
3.6241 | 48789.71
3.6799 | 48737.6
3.7356 | 48649.66
3.7914 | 48521.75
3.8472 | 48400.54
3.9029 | 48312.13
3.9587 | 48263.19
4.0144 | 48213.23
4.0702 | 48123.14
4.1259 | 48010.71
4.1817 | 47915.95
4.2374 | 47855.36
4.2932 | 47821.48
4.349 | 47817.68
4.4047 | 47858.03
4.4605 | 47880.96
4.5162 | 47860.83
4.572 | 47814.59
4.6277 | 47784.58
4.6835 | 47783.44
4.7392 | 47815.71
4.795 | 47831.73
4.8508 | 47835.94
4.9065 | 47810.04
4.9623 | 47793.93
5.018 | 47810.66
5.0738 | 47876.07
5.1295 | 47920.48
5.1853 | 47902.2
5.241 | 47817.55
5.2968 | 47744.19
5.3526 | 47677.51
5.4083 | 47598.17
5.4641 | 47520.56
5.5198 | 47453.19
5.5756 | 47352.17
5.6313 | 47271.13
5.6871 | 47220.76
5.7428 | 47182.21
5.7986 | 47132.36
5.8544 | 47087.25
5.9101 | 47072.34
5.9659 | 47054.85
6.0216 | 47009.18
6.0774 | 46950.21
6.1331 | 46879.68
6.1889 | 46829.82
6.2447 | 46769.76
6.3004 | 46710.59
6.3562 | 46665
6.4119 | 46624.55
6.4677 | 46582.29
6.5234 | 46517.48
6.5792 | 46445.72
6.6349 | 46394.42
6.6907 | 46315.39
6.7465 | 46260.34
6.8022 | 46219.46
6.858 | 46147.48
6.9137 | 46029.89
6.9695 | 45898.48
7.0252 | 45804.59
7.081 | 45747.4
7.1367 | 45690.86
7.1925 | 45635.37
7.2483 | 45556.3
7.304 | 45461.78
7.3598 | 45365.27
7.4155 | 45281.53
7.4713 | 45222.24
7.527 | 45173.11
7.5828 | 45122.28
7.6385 | 45064.58
7.6943 | 45017.38
7.7501 | 44995.05
7.8058 | 44951.68
7.8616 | 44893.75
7.9173 | 44843.57
7.9731 | 44796.82
8.0288 | 44744.44
8.0846 | 44680.81
8.1403 | 44600.7
8.1961 | 44500.09
8.2519 | 44419.91
8.3076 | 44395.5
8.3634 | 44404.66
8.4191 | 44411.3
8.4749 | 44397.89
8.5306 | 44358.48
8.5864 | 44311.34
8.6422 | 44263.11
8.6979 | 44204.86
8.7537 | 44115.12
8.8094 | 44019.61
8.8652 | 43930.94
8.9209 | 43853.59
8.9767 | 43783.38
9.0324 | 43715.68
9.0882 | 43634.43
9.144 | 43540.26
9.1997 | 43458.79
9.2555 | 43390.95
9.3112 | 43321.49
9.367 | 43244.75
9.4227 | 43141.99
9.4785 | 43037.38
9.5342 | 42961.02
9.59 | 42920.1
9.6458 | 42894.89
9.7015 | 42845.98
9.7573 | 42803.95
9.813 | 42749.38
9.8688 | 42662.13
9.9245 | 42575.52
9.9803 | 42485.13
10.036 | 42384.26
10.0918 | 42284.21
10.1476 | 42223.13
10.2033 | 42207.8
10.2591 | 42164.27
10.3148 | 42087.24
10.3706 | 42014.48
10.4263 | 41948.57
10.4821 | 41886.49
10.5379 | 41826.18
10.5936 | 41754.28
10.6494 | 41624.23
10.7051 | 41477.99
10.7609 | 41356.19
10.8166 | 41271.81
10.8724 | 41199.59
10.9281 | 41117.46
10.9839 | 41021.1
11.0396 | 40910.65
11.0954 | 40770.93
11.1512 | 40661.2
11.2069 | 40579.34
11.2627 | 40490.86
11.3184 | 40383.71
11.3742 | 40276.33
11.4299 | 40185.64
11.4857 | 40120.98
11.5414 | 40078.85
11.5972 | 40065.58
11.653 | 40038.42
11.7087 | 39961.21
11.7645 | 39867.39
11.8202 | 39801.54
11.876 | 39749.75
11.9317 | 39665.07
11.9875 | 39589.73
12.0433 | 39516.14
12.099 | 39435.45
12.1548 | 39344.71
12.2105 | 39266.3
12.2663 | 39198.89
12.322 | 39112.67
12.3778 | 38998.12
12.4336 | 38901.86
12.4893 | 38777.5
12.5451 | 38635.72
12.6008 | 38498.2
12.6566 | 38377.16
12.7123 | 38263.45
12.7681 | 38146.06
12.8238 | 38029.7
12.8796 | 37902.82
12.9353 | 37751.7
12.9911 | 37621.98
13.0469 | 37495.23
13.1026 | 37365.62
13.1584 | 37253.04
13.2141 | 37150.94
13.2699 | 37024.98
13.3256 | 36886.54
13.3814 | 36792.04
13.4372 | 36751.98
13.4929 | 36688.48
13.5487 | 36596.36
13.6044 | 36481.86
13.6602 | 36342.57
13.7159 | 36203.94
13.7717 | 36106.82
13.8274 | 36033.11
13.8832 | 35929.15
13.939 | 35781.91
13.9947 | 35618.48
14.0505 | 35504.05
14.1062 | 35436.79
14.162 | 35377.64
14.2177 | 35296.66
14.2735 | 35187.98
14.3292 | 35065.37
14.385 | 34966.44
14.4407 | 34899.07
14.4965 | 34842.89
14.5523 | 34741.9
14.608 | 34641.39
14.6638 | 34555.67
14.7195 | 34477.49
14.7753 | 34394.13
14.831 | 34296.02
14.8868 | 34178.38
14.9426 | 34047.42
14.9983 | 33927.67
15.0541 | 33849.65
15.1098 | 33763.59
15.1656 | 33653.67
15.2213 | 33537.78
15.2771 | 33430.22
15.3329 | 33338.51
15.3886 | 33262.05
15.4444 | 33194.36
15.5001 | 33132.25
15.5559 | 33057.87
15.6116 | 32978.09
15.6674 | 32915.79
15.7231 | 32872.01
15.7789 | 32809.37
15.8346 | 32711.95
15.8904 | 32586.02
15.9462 | 32453.03
16.0019 | 32326.9
16.0577 | 32209.52
16.1134 | 32093.15
16.1692 | 31967.79
16.2249 | 31822.06
16.2807 | 31668.64
16.3364 | 31534.61
16.3922 | 31419.86
16.448 | 31317.72
16.5037 | 31209.35
16.5595 | 31082.84
16.6152 | 30931.35
16.671 | 30773.71
16.7267 | 30645.57
16.7825 | 30543.87
16.8382 | 30418.38
16.894 | 30300.46
16.9498 | 30180.9
17.0055 | 30058.85
17.0613 | 29937.03
17.117 | 29826.53
17.1728 | 29726.16
17.2285 | 29614.42
17.2843 | 29511.81
17.3401 | 29448.46
17.3958 | 29377.8
17.4516 | 29288.63
17.5073 | 29193
17.5631 | 29111.28
17.6188 | 29015.18
17.6746 | 28893.95
17.7304 | 28772.82
17.7861 | 28659.18
17.8419 | 28551.69
17.8976 | 28439.09
17.9534 | 28331.45
18.0091 | 28230.94
18.0649 | 28121.16
18.1206 | 28022.3
18.1764 | 27938.15
18.2322 | 27854.46
18.2879 | 27790.28
18.3437 | 27720.19
18.3994 | 27634.12
18.4552 | 27542.84
18.5109 | 27446.11
18.5667 | 27355.88
18.6224 | 27280.2
18.6782 | 27215.85
18.734 | 27144.17
18.7897 | 27044.62
18.8455 | 26944.62
18.9012 | 26854.47
18.957 | 26763.79
19.0127 | 26685.43
19.0685 | 26615.8
19.1242 | 26545.02
19.18 | 26467.29
19.2357 | 26379.11
19.2915 | 26259.16
19.3473 | 26128.13
19.403 | 26026.71
19.4588 | 25920.35
19.5145 | 25786.44
19.5703 | 25623.35
19.626 | 25454.64
19.6818 | 25299.58
19.7376 | 25184.56
19.7933 | 25109.43
19.8491 | 25030.9
19.9048 | 24936.31
19.9606 | 24863.53
20.0163 | 24799.39
20.0721 | 24733.13
20.1278 | 24651.1
20.1836 | 24543.31
20.2394 | 24396.95
20.2951 | 24236.4
20.3509 | 24089.55
20.4066 | 23953.14
20.4624 | 23823.86
20.5181 | 23712.85
20.5739 | 23576.24
20.6297 | 23435.36
20.6854 | 23320.1
20.7412 | 23223.94
20.7969 | 23139.68
20.8527 | 23062.66
20.9084 | 22969.36
20.9642 | 22849.75
21.0199 | 22712.8
21.0757 | 22611.92
21.1315 | 22523.89
21.1872 | 22422.38
21.243 | 22313.12
21.2987 | 22195.91
21.3545 | 22066.41
21.4102 | 21936.64
21.466 | 21822.4
21.5217 | 21722.29
21.5775 | 21627.76
21.6333 | 21536.84
21.689 | 21445.9
21.7448 | 21348.42
21.8005 | 21246.49
21.8563 | 21154.21
21.912 | 21070.82
21.9678 | 20977.22
22.0235 | 20874.42
22.0793 | 20767.63
22.1351 | 20646.8
22.1908 | 20512.92
22.2466 | 20380.67
22.3023 | 20255.56
22.3581 | 20128.8
22.4138 | 19995.78
22.4696 | 19867.62
22.5253 | 19738.57
22.5811 | 19604.25
22.6369 | 19478.14
22.6926 | 19370.93
22.7484 | 19265.73
22.8041 | 19151.16
22.8599 | 19046
22.9156 | 18956.36
22.9714 | 18860.44
23.0271 | 18755.04
23.0829 | 18646.01
23.1387 | 18569.72
23.1944 | 18498.1
23.2502 | 18392.15
23.3059 | 18291.93
23.3617 | 18196.29
23.4174 | 18088.96
23.4732 | 17988.39
23.5289 | 17894.07
23.5847 | 17804.07
23.6405 | 17681.86
23.6962 | 17555.57
23.752 | 17466.11
23.8077 | 17372.49
23.8635 | 17259.49
23.9192 | 17147.36
23.975 | 17045.33
24.0308 | 16952.13
24.0865 | 16861.05
24.1423 | 16766.39
24.198 | 16659.63
24.2538 | 16564.36
24.3095 | 16487.72
24.3653 | 16418.64
24.421 | 16325.28
24.4768 | 16203.24
24.5326 | 16082.43
24.5883 | 15969.17
24.6441 | 15868.98
24.6998 | 15785.66
24.7556 | 15687.77
24.8113 | 15555.2
24.8671 | 15410.73
24.9229 | 15292.16
24.9786 | 15191.97
25.0344 | 15094.67
25.0901 | 15009.2
25.1459 | 14923.75
25.2016 | 14821.98
25.2574 | 14713.67
25.3131 | 14613.54
25.3689 | 14511.67
25.4246 | 14428.23
25.4804 | 14363.72
25.5362 | 14290.54
25.5919 | 14193.38
25.6477 | 14083.25
25.7034 | 13977.43
25.7592 | 13884.54
25.8149 | 13814.45
25.8707 | 13745.98
25.9264 | 13645.64
25.9822 | 13523.69
26.038 | 13408.03
26.0937 | 13313.65
26.1495 | 13222.33
26.2052 | 13123.12
26.261 | 13025.66
26.3167 | 12925.49
26.3725 | 12837.48
26.4282 | 12764.99
26.484 | 12700.7
26.5398 | 12634.23
26.5955 | 12567.95
26.6513 | 12519.15
26.707 | 12475.18
26.7628 | 12422.48
26.8185 | 12364.39
26.8743 | 12306.53
26.9301 | 12244.91
26.9858 | 12157.06
27.0416 | 12058.97
27.0973 | 11956.79
27.1531 | 11861.08
27.2088 | 11782.88
27.2646 | 11706.83
27.3203 | 11635.76
27.3761 | 11562.31
27.4319 | 11474.87
27.4876 | 11397.4
27.5434 | 11321.27
27.5991 | 11245.1
27.6549 | 11162.88
27.7106 | 11077.06
27.7664 | 10993.09
27.8222 | 10896.74
27.8779 | 10787.68
27.9337 | 10687.13
27.9894 | 10607.47
28.0452 | 10536.8
28.1009 | 10463.85
28.1567 | 10400.21
28.2124 | 10336.88
28.2682 | 10268.35
28.3239 | 10187.94
28.3797 | 10102.73
28.4355 | 10032.71
28.4912 | 9962.418
28.547 | 9893.685
28.6027 | 9819.08
28.6585 | 9725.784
28.7142 | 9629.685
28.77 | 9545.448
28.8257 | 9480.413
28.8815 | 9416.049
28.9373 | 9340.713
28.993 | 9270.842
29.0488 | 9189.675
29.1045 | 9110.235
29.1603 | 9052.047
29.216 | 8986.179
29.2718 | 8907.104
29.3275 | 8850.764
29.3833 | 8816.571
29.4391 | 8771.649
29.4948 | 8716.691
29.5506 | 8672.624
29.6063 | 8623.273
29.6621 | 8558.116
29.7178 | 8506.104
29.7736 | 8461.468
29.8294 | 8386.497
29.8851 | 8291.575
29.9409 | 8207.666
29.9966 | 8124.894
30.0524 | 8046.164
30.1081 | 7987.021
30.1639 | 7936.147
30.2197 | 7873.042
30.2754 | 7803.374
30.3312 | 7735.901
30.3869 | 7682.548
30.4427 | 7632.141
30.4984 | 7575.091
30.5542 | 7510.259
30.6099 | 7436.223
30.6657 | 7365.296
30.7215 | 7305.198
30.7772 | 7247.923
30.833 | 7203.51
30.8887 | 7158.487
30.9445 | 7092.985
31.0002 | 7035.467
31.056 | 6997.189
31.1117 | 6954.584
31.1675 | 6895.603
31.2233 | 6832.377
31.279 | 6774.005
31.3348 | 6705.313
31.3905 | 6626.95
31.4463 | 6555.372
31.502 | 6470.284
31.5578 | 6377.618
31.6135 | 6295.11
31.6693 | 6223.553
31.725 | 6164.612
31.7808 | 6114.145
31.8366 | 6062.072
31.8923 | 6003.03
31.9481 | 5948.824
32.0038 | 5931.575
32.0596 | 5915.382
32.1153 | 5884.235
32.1711 | 5836.815
32.2269 | 5774.076
32.2826 | 5713.389
32.3384 | 5661.133
32.3941 | 5625.476
32.4499 | 5601.685
32.5056 | 5545.854
32.5614 | 5471.777
32.6172 | 5399.793
32.6729 | 5334.88
32.7287 | 5273.136
32.7844 | 5209.584
32.8402 | 5146.743
32.8959 | 5076.852
32.9517 | 5001.902
33.0074 | 4935.16
33.0632 | 4879.613
33.1189 | 4833.27
33.1747 | 4793.712
33.2305 | 4758.015
33.2862 | 4719.697
33.342 | 4681.053
33.3977 | 4640.622
33.4535 | 4603.239
33.5092 | 4582.21
33.565 | 4549.073
33.6208 | 4504.903
33.6765 | 4477.028
33.7323 | 4445.232
33.788 | 4402.607
33.8438 | 4370.607
33.8995 | 4349.314
33.9553 | 4318.758
34.011 | 4269.245
34.0668 | 4231.78
34.1225 | 4203.113
34.1783 | 4157.724
34.2341 | 4113.27
34.2898 | 4073.733
34.3456 | 4019.953
34.4013 | 3964.751
34.4571 | 3923.365
34.5128 | 3890.432
34.5686 | 3863.491
34.6244 | 3829.825
34.6801 | 3785.818
34.7359 | 3735.553
34.7916 | 3700.974
34.8474 | 3676.106
34.9031 | 3646.564
34.9589 | 3598.027
35.0147 | 3538.172
35.0704 | 3486.851
35.1262 | 3457.533
35.1819 | 3442.926
35.2377 | 3426.367
35.2934 | 3396.156
35.3492 | 3362.165
35.4049 | 3335.692
35.4607 | 3321.084
35.5164 | 3308.568
35.5722 | 3281.262
35.628 | 3239.713
35.6837 | 3192.354
35.7395 | 3157.388
35.7952 | 3121.752
35.851 | 3076.201
35.9067 | 3030.304
35.9625 | 2991.295
36.0183 | 2961.978
36.074 | 2941.722
36.1298 | 2923.497
36.1855 | 2898.04
36.2413 | 2865.106
36.297 | 2833.004
36.3528 | 2808.36
36.4085 | 2786.661
36.4643 | 2763.763
36.52 | 2734.507
36.5758 | 2698.424
36.6316 | 2660.796
36.6873 | 2626.46
36.7431 | 2592.287
36.7988 | 2561.283
36.8546 | 2543.079
36.9103 | 2519.348
36.9661 | 2488.243
37.0219 | 2467.153
37.0776 | 2450.717
37.1334 | 2433.285
37.1891 | 2407.116
37.2449 | 2381.882
37.3006 | 2358.721
37.3564 | 2320.687
37.4121 | 2288.403
37.4679 | 2268.817
37.5237 | 2244.172
37.5794 | 2217.354
37.6352 | 2193.034
37.6909 | 2177.857
37.7467 | 2165.992
37.8024 | 2154.31
37.8582 | 2144.476
37.9139 | 2126.313
37.9697 | 2096.812
38.0255 | 2069.384
38.0812 | 2042.098
38.137 | 2011.622
38.1927 | 1981.634
38.2485 | 1951.524
38.3042 | 1922.511
38.36 | 1900.853
38.4158 | 1893.742
38.4715 | 1899.776
38.5273 | 1890.755
38.583 | 1873.303
38.6388 | 1869.915
38.6945 | 1873.762
38.7503 | 1882.517
38.806 | 1892.251
Degrees | (Cd)
-38.8618 | 0
-38.806 | 0
-38.7503 | 0
-38.6945 | 0
-38.6388 | 0
-38.583 | 0
-38.5273 | 0
-38.4715 | 0
-38.4158 | 0
-38.36 | 0
-38.3042 | 0
-38.2485 | 0
-38.1927 | 0
-38.137 | 0
-38.0812 | 0
-38.0255 | 0
-37.9697 | 0
-37.9139 | 0
-37.8582 | 0
-37.8024 | 0
-37.7467 | 0
-37.6909 | 0
-37.6352 | 0
-37.5794 | 0
-37.5237 | 0
-37.4679 | 0
-37.4121 | 0
-37.3564 | 0
-37.3006 | 0
-37.2449 | 0
-37.1891 | 0
-37.1334 | 0
-37.0776 | 0
-37.0219 | 0
-36.9661 | 0
-36.9103 | 0
-36.8546 | 0
-36.7988 | 0
-36.7431 | 0
-36.6873 | 0
-36.6316 | 0
-36.5758 | 0
-36.52 | 0
-36.4643 | 0
-36.4085 | 0
-36.3528 | 0
-36.297 | 0
-36.2413 | 0
-36.1855 | 0
-36.1298 | 0
-36.074 | 0
-36.0183 | 0
-35.9625 | 0
-35.9067 | 0
-35.851 | 0
-35.7952 | 0
-35.7395 | 0
-35.6837 | 0
-35.628 | 0
-35.5722 | 0
-35.5164 | 0
-35.4607 | 0
-35.4049 | 0
-35.3492 | 0
-35.2934 | 0
-35.2377 | 0
-35.1819 | 0
-35.1262 | 0
-35.0704 | 0
-35.0147 | 0
-34.9589 | 0
-34.9031 | 0
-34.8474 | 0
-34.7916 | 0
-34.7359 | 0
-34.6801 | 0
-34.6244 | 0
-34.5686 | 0
-34.5128 | 0
-34.4571 | 0
-34.4013 | 0
-34.3456 | 0
-34.2898 | 0
-34.2341 | 0
-34.1783 | 0
-34.1225 | 0
-34.0668 | 0
-34.011 | 0
-33.9553 | 0
-33.8995 | 0
-33.8438 | 0
-33.788 | 0
-33.7323 | 0
-33.6765 | 0
-33.6208 | 0
-33.565 | 0
-33.5092 | 0
-33.4535 | 0
-33.3977 | 0
-33.342 | 0
-33.2862 | 0
-33.2305 | 0
-33.1747 | 0
-33.1189 | 0
-33.0632 | 0
-33.0074 | 0
-32.9517 | 0
-32.8959 | 0
-32.8402 | 0
-32.7844 | 0
-32.7287 | 0
-32.6729 | 0
-32.6172 | 0
-32.5614 | 0
-32.5056 | 0
-32.4499 | 0
-32.3941 | 0
-32.3384 | 0
-32.2826 | 0
-32.2269 | 0
-32.1711 | 0
-32.1153 | 0
-32.0596 | 0
-32.0038 | 0
-31.9481 | 0
-31.8923 | 0
-31.8366 | 0
-31.7808 | 0
-31.725 | 0
-31.6693 | 0
-31.6135 | 0
-31.5578 | 0
-31.502 | 0
-31.4463 | 0
-31.3905 | 0
-31.3348 | 0
-31.279 | 0
-31.2233 | 38.8261
-31.1675 | 73.2637
-31.1117 | 103.5972
-31.056 | 138.0348
-31.0002 | 174.7276
-30.9445 | 207.9461
-30.8887 | 247.3817
-30.833 | 285.7812
-30.7772 | 323.2054
-30.7215 | 320.3
-30.6657 | 317.1509
-30.6099 | 319.1216
-30.5542 | 319.8327
-30.4984 | 316.4601
-30.4427 | 322.4536
-30.3869 | 324.3228
-30.3312 | 323.4898
-30.2754 | 323.7336
-30.2197 | 325.9685
-30.1639 | 333.6281
-30.1081 | 336.8585
-30.0524 | 333.9938
-29.9966 | 336.3506
-29.9409 | 339.967
-29.8851 | 335.1925
-29.8294 | 337.8947
-29.7736 | 340.6985
-29.7178 | 336.8179
-29.6621 | 336.0661
-29.6063 | 337.529
-29.5506 | 346.8748
-29.4948 | 353.4576
-29.4391 | 352.137
-29.3833 | 347.7688
-29.3275 | 344.4978
-29.2718 | 344.2743
-29.216 | 351.0399
-29.1603 | 354.1281
-29.1045 | 358.5573
-29.0488 | 358.5369
-28.993 | 362.58
-28.9373 | 363.6772
-28.8815 | 374.9126
-28.8257 | 382.6127
-28.77 | 385.1118
-28.7142 | 388.0984
-28.6585 | 386.5136
-28.6027 | 381.8001
-28.547 | 377.757
-28.4912 | 371.3774
-28.4355 | 371.1133
-28.3797 | 378.0617
-28.3239 | 380.9671
-28.2682 | 381.1296
-28.2124 | 377.2693
-28.1567 | 381.6375
-28.1009 | 389.0127
-28.0452 | 395.8392
-27.9894 | 402.2188
-27.9337 | 402.7674
-27.8779 | 393.4825
-27.8222 | 392.7307
-27.7664 | 396.9363
-27.7106 | 400.0246
-27.6549 | 402.0766
-27.5991 | 408.4359
-27.5434 | 406.14
-27.4876 | 398.5211
-27.4319 | 402.7674
-27.3761 | 410.9146
-27.3203 | 410.2847
-27.2646 | 410.9958
-27.2088 | 413.9621
-27.1531 | 416.4815
-27.0973 | 413.9621
-27.0416 | 422.1296
-26.9858 | 436.6158
-26.9301 | 444.3769
-26.8743 | 450.9597
-26.8185 | 459.4522
-26.7628 | 468.1074
-26.707 | 477.0266
-26.6513 | 483.1421
-26.5955 | 492.2238
-26.5398 | 496.7545
-26.484 | 502.7481
-26.4282 | 504.211
-26.3725 | 509.1683
-26.3167 | 504.9627
-26.261 | 509.3512
-26.2052 | 506.3239
-26.1495 | 507.6649
-26.0937 | 507.7868
-26.038 | 511.6471
-25.9822 | 507.096
-25.9264 | 505.2878
-25.8707 | 494.4587
-25.8149 | 498.3799
-25.7592 | 498.6441
-25.7034 | 507.6649
-25.6477 | 511.3423
-25.5919 | 513.9835
-25.5362 | 518.6158
-25.4804 | 526.7427
-25.4246 | 535.4587
-25.3689 | 551.428
-25.3131 | 562.6431
-25.2574 | 564.1465
-25.2016 | 566.4424
-25.1459 | 570.5872
-25.0901 | 578.2873
-25.0344 | 587.7348
-24.9786 | 595.9429
-24.9229 | 600.3721
-24.8671 | 597.7106
-24.8113 | 595.5569
-24.7556 | 596.1258
-24.6998 | 594.8864
-24.6441 | 598.2997
-24.5883 | 601.6318
-24.5326 | 604.1307
-24.4768 | 602.2006
-24.421 | 607.8691
-24.3653 | 618.5559
-24.3095 | 637.9791
-24.2538 | 650.5352
-24.198 | 663.2131
-24.1423 | 667.1545
-24.0865 | 676.9272
-24.0308 | 682.616
-23.975 | 693.0386
-23.9192 | 701.7344
-23.8635 | 700.8608
-23.8077 | 696.0049
-23.752 | 700.6576
-23.6962 | 702.608
-23.6405 | 711.5679
-23.5847 | 709.0283
-23.5289 | 712.1978
-23.4732 | 711.0397
-23.4174 | 708.5406
-23.3617 | 712.279
-23.3059 | 719.8979
-23.2502 | 721.4827
-23.1944 | 727.1309
-23.1387 | 732.9415
-23.0829 | 735.278
-23.0271 | 734.6888
-22.9714 | 742.1046
-22.9156 | 755.7577
-22.8599 | 770.2439
-22.8041 | 775.1606
-22.7484 | 787.4931
-22.6926 | 801.6339
-22.6369 | 806.4897
-22.5811 | 813.6413
-22.5253 | 820.5491
-22.4696 | 825.8925
-22.4138 | 823.8405
-22.3581 | 825.4252
-22.3023 | 829.1636
-22.2466 | 826.0145
-22.1908 | 821.3821
-22.1351 | 827.3148
-22.0793 | 836.9451
-22.0235 | 842.0853
-21.9678 | 846.9411
-21.912 | 852.8331
-21.8563 | 859.5987
-21.8005 | 869.0463
-21.7448 | 882.4556
-21.689 | 895.8649
-21.6333 | 907.3034
-21.5775 | 911.4888
-21.5217 | 920.3877
-21.466 | 929.6523
-21.4102 | 935.6255
-21.3545 | 943.6306
-21.2987 | 954.1142
-21.243 | 960.7782
-21.1872 | 969.6771
-21.1315 | 978.6166
-21.0757 | 992.8183
-21.0199 | 1008.523
-20.9642 | 1019.007
-20.9084 | 1031.583
-20.8527 | 1037.008
-20.7969 | 1041.072
-20.7412 | 1049.341
-20.6854 | 1055.476
-20.6297 | 1057.589
-20.5739 | 1062.831
-20.5181 | 1064.558
-20.4624 | 1071.365
-20.4066 | 1081.665
-20.3509 | 1101.637
-20.2951 | 1119.719
-20.2394 | 1131.239
-20.1836 | 1138.025
-20.1278 | 1148.976
-20.0721 | 1159.866
-20.0163 | 1170.106
-19.9606 | 1186.847
-19.9048 | 1200.277
-19.8491 | 1202.004
-19.7933 | 1213.727
-19.7376 | 1224.109
-19.6818 | 1239.773
-19.626 | 1250.135
-19.5703 | 1254.056
-19.5145 | 1262.082
-19.4588 | 1265.84
-19.403 | 1272.484
-19.3473 | 1287.234
-19.2915 | 1290.648
-19.2357 | 1301.639
-19.18 | 1311.066
-19.1242 | 1326.121
-19.0685 | 1349.628
-19.0127 | 1364.46
-18.957 | 1381.526
-18.9012 | 1394.448
-18.8455 | 1415.131
-18.7897 | 1433.294
-18.734 | 1448.979
-18.6782 | 1461.068
-18.6224 | 1477.525
-18.5667 | 1491.3
-18.5109 | 1511.15
-18.4552 | 1528.46
-18.3994 | 1548.391
-18.3437 | 1559.22
-18.2879 | 1569.318
-18.2322 | 1587.197
-18.1764 | 1619.684
-18.1206 | 1638.355
-18.0649 | 1658.063
-18.0091 | 1671.818
-17.9534 | 1694.614
-17.8976 | 1718.588
-17.8419 | 1736.609
-17.7861 | 1758.044
-17.7304 | 1773.79
-17.6746 | 1778.3
-17.6188 | 1795.041
-17.5631 | 1818.975
-17.5073 | 1849.857
-17.4516 | 1868.528
-17.3958 | 1889.496
-17.3401 | 1918.57
-17.2843 | 1950.122
-17.2285 | 1981.004
-17.1728 | 2015.34
-17.117 | 2043.439
-17.0613 | 2062.11
-17.0055 | 2087.466
-16.9498 | 2123.489
-16.894 | 2155.062
-16.8382 | 2181.9
-16.7825 | 2204.92
-16.7267 | 2226.131
-16.671 | 2257.562
-16.6152 | 2286.026
-16.5595 | 2313.474
-16.5037 | 2337.327
-16.448 | 2357.339
-16.3922 | 2383.629
-16.3364 | 2413.11
-16.2807 | 2445.902
-16.2249 | 2489.096
-16.1692 | 2518.678
-16.1134 | 2550.129
-16.0577 | 2592.104
-16.0019 | 2635.42
-15.9462 | 2679.833
-15.8904 | 2722.682
-15.8346 | 2770.306
-15.7789 | 2815.552
-15.7231 | 2848.933
-15.6674 | 2884.183
-15.6116 | 2931.441
-15.5559 | 2977.256
-15.5001 | 3008.463
-15.4444 | 3040.463
-15.3886 | 3087.863
-15.3329 | 3131.037
-15.2771 | 3174.902
-15.2213 | 3231.16
-15.1656 | 3295.829
-15.1098 | 3353.51
-15.0541 | 3403.49
-14.9983 | 3465.417
-14.9426 | 3526.978
-14.8868 | 3576.897
-14.831 | 3633.724
-14.7753 | 3688.621
-14.7195 | 3736.041
-14.6638 | 3776.676
-14.608 | 3830.293
-14.5523 | 3896.079
-14.4965 | 3952.724
-14.4407 | 4016.174
-14.385 | 4085.049
-14.3292 | 4142.791
-14.2735 | 4206.018
-14.2177 | 4271.398
-14.162 | 4343.179
-14.1062 | 4412.786
-14.0505 | 4481.864
-13.9947 | 4563.844
-13.939 | 4641.74
-13.8832 | 4704.824
-13.8274 | 4789.06
-13.7717 | 4858.646
-13.7159 | 4939.203
-13.6602 | 5019.232
-13.6044 | 5093.553
-13.5487 | 5165.028
-13.4929 | 5239.329
-13.4372 | 5321.268
-13.3814 | 5403.471
-13.3256 | 5477.323
-13.2699 | 5553.533
-13.2141 | 5646.728
-13.1584 | 5737.647
-13.1026 | 5818.753
-13.0469 | 5900.611
-12.9911 | 5987.183
-12.9353 | 6074.912
-12.8796 | 6198.461
-12.8238 | 6305.309
-12.7681 | 6424.611
-12.7123 | 6521.768
-12.6566 | 6620.306
-12.6008 | 6731.949
-12.5451 | 6848.833
-12.4893 | 6962.102
-12.4336 | 7073.44
-12.3778 | 7146.906
-12.322 | 7246.704
-12.2663 | 7358.164
-12.2105 | 7479.153
-12.1548 | 7601.543
-12.099 | 7715.848
-12.0433 | 7827.369
-11.9875 | 7946.813
-11.9317 | 8069.529
-11.876 | 8212.947
-11.8202 | 8359.008
-11.7645 | 8493.284
-11.7087 | 8608.584
-11.653 | 8722.604
-11.5972 | 8854.686
-11.5414 | 9006.658
-11.4857 | 9161.434
-11.4299 | 9302.821
-11.3742 | 9439.738
-11.3184 | 9573.182
-11.2627 | 9713.838
-11.2069 | 9864.082
-11.1512 | 10023.51
-11.0954 | 10183.69
-11.0396 | 10329.85
-10.9839 | 10466.69
-10.9281 | 10617.02
-10.8724 | 10794.22
-10.8166 | 10970.43
-10.7609 | 11130.39
-10.7051 | 11292.7
-10.6494 | 11470.11
-10.5936 | 11638.42
-10.5379 | 11802.67
-10.4821 | 11977.29
-10.4263 | 12146.15
-10.3706 | 12282.94
-10.3148 | 12416.02
-10.2591 | 12581.5
-10.2033 | 12774.66
-10.1476 | 12941.22
-10.0918 | 13123.77
-10.036 | 13315.03
-9.9803 | 13497.62
-9.9245 | 13678.53
-9.8688 | 13870.71
-9.813 | 14092.43
-9.7573 | 14313.56
-9.7015 | 14526.77
-9.6458 | 14770.05
-9.59 | 14991.97
-9.5342 | 15200.61
-9.4785 | 15427.14
-9.4227 | 15669.85
-9.367 | 15900.72
-9.3112 | 16114.01
-9.2555 | 16329.17
-9.1997 | 16524.58
-9.144 | 16700.48
-9.0882 | 16895.38
-9.0324 | 17099.43
-8.9767 | 17294.94
-8.9209 | 17507.13
-8.8652 | 17736.66
-8.8094 | 17978.53
-8.7537 | 18204.93
-8.6979 | 18431.46
-8.6422 | 18693.6
-8.5864 | 18919.87
-8.5306 | 19148.64
-8.4749 | 19421.15
-8.4191 | 19663.17
-8.3634 | 19896.33
-8.3076 | 20120.53
-8.2519 | 20343.65
-8.1961 | 20579.86
-8.1403 | 20803.82
-8.0846 | 21079.8
-8.0288 | 21358.13
-7.9731 | 21570.06
-7.9173 | 21780.79
-7.8616 | 22027.56
-7.8058 | 22286.87
-7.7501 | 22589.31
-7.6943 | 22896
-7.6385 | 23181.35
-7.5828 | 23453.17
-7.527 | 23735.97
-7.4713 | 24035.24
-7.4155 | 24355.87
-7.3598 | 24641.71
-7.304 | 24915.54
-7.2483 | 25141.98
-7.1925 | 25377.17
-7.1367 | 25654.78
-7.081 | 25919.37
-7.0252 | 26183.27
-6.9695 | 26462.25
-6.9137 | 26742.42
-6.858 | 27028.2
-6.8022 | 27296.73
-6.7465 | 27576.75
-6.6907 | 27861.37
-6.6349 | 28145.46
-6.5792 | 28465.22
-6.5234 | 28768.94
-6.4677 | 29032.92
-6.4119 | 29285.11
-6.3562 | 29585.34
-6.3004 | 29893.45
-6.2447 | 30203.47
-6.1889 | 30483.5
-6.1331 | 30749.17
-6.0774 | 31001.02
-6.0216 | 31251.06
-5.9659 | 31526.73
-5.9101 | 31836.91
-5.8544 | 32096.12
-5.7986 | 32376.98
-5.7428 | 32670.56
-5.6871 | 32982.71
-5.6313 | 33273.27
-5.5756 | 33522.89
-5.5198 | 33808.5
-5.4641 | 34112.13
-5.4083 | 34404.77
-5.3526 | 34696.63
-5.2968 | 34959.27
-5.241 | 35229.71
-5.1853 | 35470.25
-5.1295 | 35768.75
-5.0738 | 36111.5
-5.018 | 36415.75
-4.9623 | 36694.21
-4.9065 | 36953.79
-4.8508 | 37239.59
-4.795 | 37570.11
-4.7392 | 37864.71
-4.6835 | 38188.42
-4.6277 | 38442.99
-4.572 | 38672.78
-4.5162 | 38944.5
-4.4605 | 39229.45
-4.4047 | 39539.61
-4.349 | 39827.28
-4.2932 | 40100.39
-4.2374 | 40405.89
-4.1817 | 40697.55
-4.1259 | 40997.09
-4.0702 | 41305.78
-4.0144 | 41585.39
-3.9587 | 41879.86
-3.9029 | 42133.97
-3.8472 | 42379.91
-3.7914 | 42645.33
-3.7356 | 42916.36
-3.6799 | 43185.93
-3.6241 | 43442.8
-3.5684 | 43676.16
-3.5126 | 43877.73
-3.4569 | 44037.57
-3.4011 | 44225.77
-3.3453 | 44459.98
-3.2896 | 44602.79
-3.2338 | 44715.29
-3.1781 | 44829.63
-3.1223 | 44945.25
-3.0666 | 45102.9
-3.0108 | 45239.37
-2.9551 | 45433.6
-2.8993 | 45655.87
-2.8435 | 45872.63
-2.7878 | 46127.71
-2.732 | 46346.8
-2.6763 | 46617.38
-2.6205 | 46894.63
-2.5648 | 47158
-2.509 | 47481.34
-2.4533 | 47770.34
-2.3975 | 47999.25
-2.3417 | 48189.99
-2.286 | 48377.43
-2.2302 | 48588.04
-2.1745 | 48755.66
-2.1187 | 48920.57
-2.063 | 49068.38
-2.0072 | 49244.51
-1.9515 | 49378.22
-1.8957 | 49490.65
-1.8399 | 49599.65
-1.7842 | 49725.34
-1.7284 | 49859.14
-1.6727 | 49961.07
-1.6169 | 50097.46
-1.5612 | 50212.8
-1.5054 | 50222.32
-1.4497 | 50270.16
-1.3939 | 50331.29
-1.3381 | 50329.1
-1.2824 | 50376.91
-1.2266 | 50342.41
-1.1709 | 50306.77
-1.1151 | 50276.68
-1.0594 | 50298.12
-1.0036 | 50354.15
-0.94785 | 50347.53
-0.89209 | 50318.96
-0.83634 | 50367.74
-0.78058 | 50368.74
-0.72483 | 50461.81
-0.66907 | 50596.57
-0.61331 | 50735.22
-0.55756 | 50814.23
-0.5018 | 50964.86
-0.44605 | 51169.7
-0.39029 | 51367.27
-0.33453 | 51545.91
-0.27878 | 51757.6
-0.22302 | 51883.53
-0.16727 | 51898.6
-0.11151 | 51823.35
-0.055756 | 51787.16
5.5422e-13 | 51699.82
0.055756 | 51543.96
0.11151 | 51312.29
0.16727 | 51001.27
0.22302 | 50637.35
0.27878 | 50336.98
0.33453 | 50108.21
0.39029 | 49922.11
0.44605 | 49733.48
0.5018 | 49500.08
0.55756 | 49293.49
0.61331 | 49225.23
0.66907 | 49265.39
0.72483 | 49297.19
0.78058 | 49302.45
0.83634 | 49333.98
0.89209 | 49304.45
0.94785 | 49245.24
1.0036 | 49219.03
1.0594 | 49219.88
1.1151 | 49172.36
1.1709 | 49047.76
1.2266 | 48859.7
1.2824 | 48753.46
1.3381 | 48615.7
1.3939 | 48493.18
1.4497 | 48361.5
1.5054 | 48195.37
1.5612 | 48088.99
1.6169 | 47938.12
1.6727 | 47816.7
1.7284 | 47743.23
1.7842 | 47570.42
1.8399 | 47372.12
1.8957 | 47187.93
1.9515 | 46990.79
2.0072 | 46814.27
2.063 | 46570.65
2.1187 | 46355.09
2.1745 | 46107.64
2.2302 | 45876.17
2.286 | 45636.73
2.3417 | 45393.84
2.3975 | 45113.36
2.4533 | 44813.7
2.509 | 44512.18
2.5648 | 44213.49
2.6205 | 43911.05
2.6763 | 43616.61
2.732 | 43303.67
2.7878 | 43027.18
2.8435 | 42768.76
2.8993 | 42544.96
2.9551 | 42325.11
3.0108 | 42118.57
3.0666 | 41885.88
3.1223 | 41654.18
3.1781 | 41423.44
3.2338 | 41171.12
3.2896 | 40929.97
3.3453 | 40659.45
3.4011 | 40380.62
3.4569 | 40140.67
3.5126 | 39891.57
3.5684 | 39638.05
3.6241 | 39365.01
3.6799 | 39132.66
3.7356 | 38876.95
3.7914 | 38631.03
3.8472 | 38412.15
3.9029 | 38171.47
3.9587 | 37903.55
4.0144 | 37599.18
4.0702 | 37308.52
4.1259 | 36983.98
4.1817 | 36604.35
4.2374 | 36292.42
4.2932 | 35992.42
4.349 | 35693.49
4.4047 | 35371.79
4.4605 | 35067.96
4.5162 | 34797.1
4.572 | 34511.42
4.6277 | 34263.16
4.6835 | 34035.27
4.7392 | 33760.7
4.795 | 33375.75
4.8508 | 32967.48
4.9065 | 32627.98
4.9623 | 32292.42
5.018 | 31936.12
5.0738 | 31577.68
5.1295 | 31247.89
5.1853 | 30874.97
5.241 | 30529.21
5.2968 | 30282.61
5.3526 | 30070.82
5.4083 | 29826.91
5.4641 | 29532.03
5.5198 | 29226.21
5.5756 | 28946.85
5.6313 | 28651.91
5.6871 | 28410.85
5.7428 | 28186.77
5.7986 | 27927.44
5.8544 | 27674.69
5.9101 | 27442
5.9659 | 27227.41
6.0216 | 27030.42
6.0774 | 26830.9
6.1331 | 26644.19
6.1889 | 26456.36
6.2447 | 26216.9
6.3004 | 25960.05
6.3562 | 25686.66
6.4119 | 25416.48
6.4677 | 25163.41
6.5234 | 24910.46
6.5792 | 24663.08
6.6349 | 24368.3
6.6907 | 24074.72
6.7465 | 23813.95
6.8022 | 23567.46
6.858 | 23307.93
6.9137 | 23047.3
6.9695 | 22774.13
7.0252 | 22491.89
7.081 | 22195.05
7.1367 | 21948.55
7.1925 | 21715.08
7.2483 | 21483.83
7.304 | 21223.69
7.3598 | 20983.18
7.4155 | 20741.1
7.4713 | 20509.79
7.527 | 20285.16
7.5828 | 20059.42
7.6385 | 19828.27
7.6943 | 19576.21
7.7501 | 19289.7
7.8058 | 19051.05
7.8616 | 18791.48
7.9173 | 18523.54
7.9731 | 18277.36
8.0288 | 18061.06
8.0846 | 17850.9
8.1403 | 17664.57
8.1961 | 17448.48
8.2519 | 17273.35
8.3076 | 17092.26
8.3634 | 16920.78
8.4191 | 16749.71
8.4749 | 16540.26
8.5306 | 16306.49
8.5864 | 16099.91
8.6422 | 15855.41
8.6979 | 15635.64
8.7537 | 15399.61
8.8094 | 15162.66
8.8652 | 14939.11
8.9209 | 14702.33
8.9767 | 14513.48
9.0324 | 14342.15
9.0882 | 14137.41
9.144 | 13944.11
9.1997 | 13764.17
9.2555 | 13595.41
9.3112 | 13422.51
9.367 | 13242.5
9.4227 | 13090.98
9.4785 | 12916.51
9.5342 | 12737.54
9.59 | 12574.35
9.6458 | 12412.16
9.7015 | 12234.08
9.7573 | 12062.62
9.813 | 11902.61
9.8688 | 11765.87
9.9245 | 11627.71
9.9803 | 11494.15
10.036 | 11351.89
10.0918 | 11184.78
10.1476 | 11023.36
10.2033 | 10889.27
10.2591 | 10732.48
10.3148 | 10572.4
10.3706 | 10394.38
10.4263 | 10216.89
10.4821 | 10040.42
10.5379 | 9868.735
10.5936 | 9725.256
10.6494 | 9585.413
10.7051 | 9398.373
10.7609 | 9236.79
10.8166 | 9103.266
10.8724 | 8977.422
10.9281 | 8844.934
10.9839 | 8717.524
11.0396 | 8604.724
11.0954 | 8489.505
11.1512 | 8369.938
11.2069 | 8282.026
11.2627 | 8199.457
11.3184 | 8104.353
11.3742 | 7993.319
11.4299 | 7882.124
11.4857 | 7755.894
11.5414 | 7643.031
11.5972 | 7528.727
11.653 | 7421.96
11.7087 | 7313
11.7645 | 7189.634
11.8202 | 7066.796
11.876 | 6954.889
11.9317 | 6862.669
11.9875 | 6771.811
12.0433 | 6668.132
12.099 | 6571.423
12.1548 | 6472.011
12.2105 | 6379.324
12.2663 | 6295.191
12.322 | 6211.992
12.3778 | 6128.712
12.4336 | 6029.991
12.4893 | 5955.143
12.5451 | 5868.083
12.6008 | 5772.836
12.6566 | 5683.522
12.7123 | 5600.75
12.7681 | 5513.874
12.8238 | 5420.171
12.8796 | 5328.256
12.9353 | 5239.755
12.9911 | 5142.233
13.0469 | 5051.049
13.1026 | 4966.083
13.1584 | 4886.704
13.2141 | 4809.376
13.2699 | 4732.436
13.3256 | 4669.98
13.3814 | 4620.183
13.4372 | 4571.138
13.4929 | 4509.637
13.5487 | 4446.187
13.6044 | 4390.193
13.6602 | 4334.016
13.7159 | 4273.877
13.7717 | 4212.418
13.8274 | 4138.402
13.8832 | 4064.529
13.939 | 3989.539
13.9947 | 3937.445
14.0505 | 3884.458
14.1062 | 3833.543
14.162 | 3779.54
14.2177 | 3724.44
14.2735 | 3673.403
14.3292 | 3616.963
14.385 | 3546.096
14.4407 | 3507.148
14.4965 | 3445.546
14.5523 | 3399.751
14.608 | 3347.658
14.6638 | 3293.005
14.7195 | 3243.106
14.7753 | 3194.365
14.831 | 3149.891
14.8868 | 3112.975
14.9426 | 3058.87
14.9983 | 3017.708
15.0541 | 2969.19
15.1098 | 2918.641
15.1656 | 2880.486
15.2213 | 2844.423
15.2771 | 2809.518
15.3329 | 2776.604
15.3886 | 2740.114
15.4444 | 2698.972
15.5001 | 2665.571
15.5559 | 2625.607
15.6116 | 2590.803
15.6674 | 2545.171
15.7231 | 2501.53
15.7789 | 2458.925
15.8346 | 2416.279
15.8904 | 2378.469
15.9462 | 2346.551
16.0019 | 2317.518
16.0577 | 2293.421
16.1134 | 2264.51
16.1692 | 2240.028
16.2249 | 2209.837
16.2807 | 2188.646
16.3364 | 2174.81
16.3922 | 2155.691
16.448 | 2132.144
16.5037 | 2104.594
16.5595 | 2074.951
16.6152 | 2053.496
16.671 | 2039.152
16.7267 | 2022.391
16.7825 | 1998.863
16.8382 | 1977.51
16.894 | 1954.247
16.9498 | 1931.471
17.0055 | 1903.779
17.0613 | 1888.399
17.117 | 1868.996
17.1728 | 1843.478
17.2285 | 1825.172
17.2843 | 1804.103
17.3401 | 1776.187
17.3958 | 1755.078
17.4516 | 1731.55
17.5073 | 1709.75
17.5631 | 1682.2
17.6188 | 1654.426
17.6746 | 1627.852
17.7304 | 1596.604
17.7861 | 1575.291
17.8419 | 1555.116
17.8976 | 1536.77
17.9534 | 1526.936
18.0091 | 1523.523
18.0649 | 1515.051
18.1206 | 1506.578
18.1764 | 1496.948
18.2322 | 1490.02
18.2879 | 1481.426
18.3437 | 1472.12
18.3994 | 1459.91
18.4552 | 1445.607
18.5109 | 1433.904
18.5667 | 1420.718
18.6224 | 1403.652
18.6782 | 1388.962
18.734 | 1380.653
18.7897 | 1365.13
18.8455 | 1348.491
18.9012 | 1332.074
18.957 | 1313.301
19.0127 | 1292.517
19.0685 | 1274.638
19.1242 | 1262.285
19.18 | 1250.298
19.2357 | 1237.376
19.2915 | 1232.053
19.3473 | 1225.714
19.403 | 1220.736
19.4588 | 1208.79
19.5145 | 1192.963
19.5703 | 1188.655
19.626 | 1182.824
19.6818 | 1175.896
19.7376 | 1170.533
19.7933 | 1160.74
19.8491 | 1152.389
19.9048 | 1136.847
19.9606 | 1125.469
20.0163 | 1119.597
20.0721 | 1109.439
20.1278 | 1104.746
20.1836 | 1094.364
20.2394 | 1075.956
20.2951 | 1055.456
20.3509 | 1045.602
20.4066 | 1047.918
20.4624 | 1043.51
20.5181 | 1034.306
20.5739 | 1014.436
20.6297 | 996.9834
20.6854 | 990.1364
20.7412 | 984.9963
20.7969 | 979.1042
20.8527 | 970.3069
20.9084 | 956.3491
20.9642 | 945.9263
21.0199 | 940.3797
21.0757 | 944.7682
21.1315 | 945.6622
21.1872 | 942.1879
21.243 | 940.8064
21.2987 | 942.6553
21.3545 | 938.6528
21.4102 | 931.6027
21.466 | 927.1736
21.5217 | 919.3515
21.5775 | 905.5562
21.6333 | 888.9164
21.689 | 874.2677
21.7448 | 861.6304
21.8005 | 850.0293
21.8563 | 843.0605
21.912 | 841.8416
21.9678 | 837.067
22.0235 | 826.0348
22.0793 | 820.9758
22.1351 | 821.5853
22.1908 | 819.0863
22.2466 | 812.2598
22.3023 | 806.6319
22.3581 | 789.9921
22.4138 | 776.7047
22.4696 | 770.6299
22.5253 | 765.5303
22.5811 | 757.2408
22.6369 | 754.4777
22.6926 | 748.7686
22.7484 | 744.0957
22.8041 | 738.7523
22.8599 | 736.4361
22.9156 | 729.7518
22.9714 | 723.7379
23.0271 | 725.8712
23.0829 | 728.553
23.1387 | 722.1735
23.1944 | 721.2186
23.2502 | 712.7463
23.3059 | 702.3236
23.3617 | 696.6144
23.4174 | 692.3682
23.4732 | 691.0679
23.5289 | 685.2166
23.5847 | 671.604
23.6405 | 652.7497
23.6962 | 640.2344
23.752 | 642.7333
23.8077 | 640.8032
23.8635 | 633.2047
23.9192 | 634.3018
23.975 | 627.1501
24.0308 | 624.7729
24.0865 | 627.5565
24.1423 | 633.103
24.198 | 633.5703
24.2538 | 629.8523
24.3095 | 630.2789
24.3653 | 637.0649
24.421 | 631.6605
24.4768 | 630.8681
24.5326 | 626.4593
24.5883 | 623.7165
24.6441 | 621.1159
24.6998 | 614.0252
24.7556 | 603.9682
24.8113 | 594.6223
24.8671 | 588.4459
24.9229 | 582.2289
24.9786 | 573.8988
25.0344 | 567.2551
25.0901 | 561.2819
25.1459 | 559.9003
25.2016 | 562.5009
25.2574 | 567.2551
25.3131 | 570.5872
25.3689 | 561.932
25.4246 | 557.2997
25.4804 | 557.7466
25.5362 | 552.0985
25.5919 | 547.8725
25.6477 | 541.4523
25.7034 | 537.8156
25.7592 | 534.5445
25.8149 | 524.264
25.8707 | 523.1669
25.9264 | 513.6381
25.9822 | 513.2927
26.038 | 511.8908
26.0937 | 508.6198
26.1495 | 506.4459
26.2052 | 498.8066
26.261 | 492.7114
26.3167 | 490.761
26.3725 | 490.1921
26.4282 | 501.0618
26.484 | 497.0187
26.5398 | 493.7679
26.5955 | 487.8963
26.6513 | 483.203
26.707 | 481.1713
26.7628 | 476.7421
26.8185 | 476.3561
26.8743 | 480.3992
26.9301 | 473.5524
26.9858 | 466.6852
27.0416 | 468.2699
27.0973 | 469.2248
27.1531 | 462.4998
27.2088 | 452.4835
27.2646 | 449.9032
27.3203 | 449.4969
27.3761 | 441.9185
27.4319 | 443.869
27.4876 | 444.2144
27.5434 | 440.2932
27.5991 | 439.5008
27.6549 | 439.1554
27.7106 | 444.7426
27.7664 | 445.921
27.8222 | 443.2798
27.8779 | 441.5529
27.9337 | 434.5638
27.9894 | 430.1549
28.0452 | 425.1162
28.1009 | 420.7887
28.1567 | 420.9513
28.2124 | 416.9488
28.2682 | 416.8065
28.3239 | 416.0751
28.3797 | 411.1177
28.4355 | 410.8943
28.4912 | 408.192
28.547 | 406.0587
28.6027 | 401.3045
28.6585 | 394.8234
28.7142 | 390.9428
28.77 | 385.1524
28.8257 | 381.3125
28.8815 | 384.9289
28.9373 | 385.5791
28.993 | 389.3581
29.0488 | 397.3224
29.1045 | 398.8055
29.1603 | 404.982
29.216 | 406.7089
29.2718 | 401.1826
29.3275 | 401.9547
29.3833 | 399.1712
29.4391 | 392.3447
29.4948 | 385.9448
29.5506 | 378.6712
29.6063 | 381.2921
29.6621 | 375.7455
29.7178 | 371.7837
29.7736 | 375.583
29.8294 | 375.0548
29.8851 | 373.7951
29.9409 | 377.7366
29.9966 | 377.1068
30.0524 | 379.809
30.1081 | 374.0592
30.1639 | 373.2466
30.2197 | 378.143
30.2754 | 380.8249
30.3312 | 377.0459
30.3869 | 367.2327
30.4427 | 365.9324
30.4984 | 370.199
30.5542 | 364.5508
30.6099 | 361.2188
30.6657 | 355.9973
30.7215 | 352.1167
30.7772 | 342.527
30.833 | 302.2381
30.8887 | 267.5973
30.9445 | 223.8748
31.0002 | 179.4005
31.056 | 139.0506
31.1117 | 104.2677
31.1675 | 72.5932
31.2233 | 34.4376
31.279 | 0
31.3348 | 0
31.3905 | 0
31.4463 | 0
31.502 | 0
31.5578 | 0
31.6135 | 0
31.6693 | 0
31.725 | 0
31.7808 | 0
31.8366 | 0
31.8923 | 0
31.9481 | 0
32.0038 | 0
32.0596 | 0
32.1153 | 0
32.1711 | 0
32.2269 | 0
32.2826 | 0
32.3384 | 0
32.3941 | 0
32.4499 | 0
32.5056 | 0
32.5614 | 0
32.6172 | 0
32.6729 | 0
32.7287 | 0
32.7844 | 0
32.8402 | 0
32.8959 | 0
32.9517 | 0
33.0074 | 0
33.0632 | 0
33.1189 | 0
33.1747 | 0
33.2305 | 0
33.2862 | 0
33.342 | 0
33.3977 | 0
33.4535 | 0
33.5092 | 0
33.565 | 0
33.6208 | 0
33.6765 | 0
33.7323 | 0
33.788 | 0
33.8438 | 0
33.8995 | 0
33.9553 | 0
34.011 | 0
34.0668 | 0
34.1225 | 0
34.1783 | 0
34.2341 | 0
34.2898 | 0
34.3456 | 0
34.4013 | 0
34.4571 | 0
34.5128 | 0
34.5686 | 0
34.6244 | 0
34.6801 | 0
34.7359 | 0
34.7916 | 0
34.8474 | 0
34.9031 | 0
34.9589 | 0
35.0147 | 0
35.0704 | 0
35.1262 | 0
35.1819 | 0
35.2377 | 0
35.2934 | 0
35.3492 | 0
35.4049 | 0
35.4607 | 0
35.5164 | 0
35.5722 | 0
35.628 | 0
35.6837 | 0
35.7395 | 0
35.7952 | 0
35.851 | 0
35.9067 | 0
35.9625 | 0
36.0183 | 0
36.074 | 0
36.1298 | 0
36.1855 | 0
36.2413 | 0
36.297 | 0
36.3528 | 0
36.4085 | 0
36.4643 | 0
36.52 | 0
36.5758 | 0
36.6316 | 0
36.6873 | 0
36.7431 | 0
36.7988 | 0
36.8546 | 0
36.9103 | 0
36.9661 | 0
37.0219 | 0
37.0776 | 0
37.1334 | 0
37.1891 | 0
37.2449 | 0
37.3006 | 0
37.3564 | 0
37.4121 | 0
37.4679 | 0
37.5237 | 0
37.5794 | 0
37.6352 | 0
37.6909 | 0
37.7467 | 0
37.8024 | 0
37.8582 | 0
37.9139 | 0
37.9697 | 0
38.0255 | 0
38.0812 | 0
38.137 | 0
38.1927 | 0
38.2485 | 0
38.3042 | 0
38.36 | 0
38.4158 | 0
38.4715 | 0
38.5273 | 0
38.583 | 0
38.6388 | 0
38.6945 | 0
38.7503 | 0
38.806 | 0

## ML
Desire
D60 Tungsten Luxeon TX | 2016-08-01
Diffuser
Medium Linear
Horizontal | Beam Angle | Field Angle
| 26.9 | 39.1
| For Field width at any distance, multiply distance by |  |  |  | 0.7102
| For Beam width at any distance, multiply distance by |  |  |  | 0.47831
Vertical | Beam Angle | Field Angle
| 11.1 | 22.8
| For Field height at any distance, multiply distance by |  |  |  | 0.40327
| For Beam height at any distance, multiply distance by |  |  |  | 0.19434
Row Mult
Mode | Candela | Field Lumens | Beam Lumens | Power Consump | Efficacy (lpw)
Boost Full | 97238.351 | 8734.8822 | 4916.6278 | 140 | 62.392
Regulated Full | 93310 | 8382 | 4718 | 136 | 61.6324 | #REF! | #REF! | #REF!
Dist for 1.0 fc
Throw Distance (ft) | 10 | 15 | 20 | 30 | 305.4669
Throw Distance (m) | 3.048 | 4.572 | 6.096 | 9.144 | 93.1063
Field Width (ft) | 7.102 | 10.653 | 14.204 | 21.3061
Field Width (m) | 2.1647 | 3.247 | 4.3294 | 6.4941
Illuminance (fc) | 933.1 | 414.7111 | 233.275 | 103.6778
Illuminance (lux) | 10043.7951 | 4463.9089 | 2510.9488 | 1115.9772
Test Distance | Iso-Illuminance Diagram grid lines
104.5 | 0 | 10 | 20 | 40
| 0 | 0.095694 | 0.19139 | 0.38278
Measurement: ML full reg. - Intensity
Degrees | (Cd)
-29.3754 | 0
-29.3248 | 0
-29.2742 | 0
-29.2236 | 0
-29.1731 | 0
-29.1225 | 0
-29.0719 | 0
-29.0214 | 0
-28.9708 | 0
-28.9202 | 0
-28.8696 | 0
-28.8191 | 0
-28.7685 | 0
-28.7179 | 0
-28.6673 | 0
-28.6167 | 0
-28.5662 | 0
-28.5156 | 0
-28.465 | 0
-28.4144 | 0
-28.3639 | 0
-28.3133 | 0
-28.2627 | 0
-28.2122 | 0
-28.1616 | 0
-28.111 | 0
-28.0604 | 0
-28.0099 | 0
-27.9593 | 0
-27.9087 | 0
-27.8581 | 0
-27.8076 | 0
-27.757 | 0
-27.7064 | 0
-27.6558 | 0
-27.6053 | 0
-27.5547 | 0
-27.5041 | 0
-27.4535 | 0
-27.403 | 0
-27.3524 | 0
-27.3018 | 0
-27.2512 | 0
-27.2007 | 0
-27.1501 | 0
-27.0995 | 0
-27.0489 | 0
-26.9984 | 0
-26.9478 | 0
-26.8972 | 0
-26.8466 | 0
-26.7961 | 0
-26.7455 | 0
-26.6949 | 41.5
-26.6443 | 140.1883
-26.5938 | 259.325
-26.5432 | 426.4425
-26.4926 | 530.2038
-26.442 | 630.5682
-26.3915 | 731.022
-26.3409 | 911.2822
-26.2903 | 1042.797
-26.2398 | 1149.531
-26.1892 | 1213.781
-26.1386 | 1218.944
-26.088 | 1234.945
-26.0374 | 1256.734
-25.9869 | 1260.891
-25.9363 | 1266.947
-25.8857 | 1277.003
-25.8351 | 1287.336
-25.7846 | 1299.262
-25.734 | 1313.229
-25.6834 | 1325.99
-25.6329 | 1343.824
-25.5823 | 1366.106
-25.5317 | 1374.127
-25.4811 | 1386.374
-25.4306 | 1406.8
-25.38 | 1420.611
-25.3294 | 1444.292
-25.2788 | 1464.502
-25.2283 | 1470.961
-25.1777 | 1486.828
-25.1271 | 1503.008
-25.0765 | 1525.061
-25.026 | 1549.335
-24.9754 | 1561.85
-24.9248 | 1573.493
-24.8742 | 1590.611
-24.8237 | 1617.289
-24.7731 | 1636.715
-24.7225 | 1660.56
-24.6719 | 1672.226
-24.6214 | 1676.36
-24.5708 | 1704.372
-24.5202 | 1737.728
-24.4696 | 1761.126
-24.4191 | 1782.736
-24.3685 | 1799.475
-24.3179 | 1824.588
-24.2673 | 1853.132
-24.2168 | 1864.217
-24.1662 | 1892.017
-24.1156 | 1922.947
-24.065 | 1953.482
-24.0145 | 1999.958
-23.9639 | 2026.373
-23.9133 | 2050.822
-23.8627 | 2078.153
-23.8122 | 2127.406
-23.7616 | 2179.3
-23.711 | 2213.224
-23.6605 | 2238.678
-23.6099 | 2263.998
-23.5593 | 2296.088
-23.5087 | 2341.411
-23.4581 | 2370.151
-23.4076 | 2395.717
-23.357 | 2429.261
-23.3064 | 2477.179
-23.2558 | 2524.418
-23.2053 | 2553.292
-23.1547 | 2575.55
-23.1041 | 2606.77
-23.0536 | 2661.122
-23.003 | 2724.588
-22.9524 | 2763.63
-22.9018 | 2800.281
-22.8513 | 2830.16
-22.8007 | 2885.146
-22.7501 | 2937.05
-22.6995 | 2983.153
-22.6489 | 3026.396
-22.5984 | 3071.338
-22.5478 | 3135.767
-22.4972 | 3209.627
-22.4467 | 3255.53
-22.3961 | 3305.097
-22.3455 | 3355.693
-22.2949 | 3437.269
-22.2444 | 3521.782
-22.1938 | 3572.177
-22.1432 | 3633.298
-22.0926 | 3692.051
-22.0421 | 3763.198
-21.9915 | 3844.844
-21.9409 | 3897.607
-21.8903 | 3943.912
-21.8398 | 4002.485
-21.7892 | 4075.013
-21.7386 | 4164.128
-21.688 | 4223.685
-21.6375 | 4283.801
-21.5869 | 4340.095
-21.5363 | 4429.833
-21.4857 | 4520.51
-21.4352 | 4587.173
-21.3846 | 4670.353
-21.334 | 4742.447
-21.2834 | 4850.745
-21.2329 | 4953.858
-21.1823 | 5022.354
-21.1317 | 5095.186
-21.0811 | 5175.191
-21.0306 | 5294.623
-20.98 | 5412.503
-20.9294 | 5492.397
-20.8788 | 5574.503
-20.8283 | 5655.537
-20.7777 | 5772.168
-20.7271 | 5916.762
-20.6765 | 6007.829
-20.626 | 6099.947
-20.5754 | 6185.495
-20.5248 | 6315.417
-20.4743 | 6480.174
-20.4237 | 6590.014
-20.3731 | 6691.027
-20.3225 | 6790.877
-20.272 | 6942.361
-20.2214 | 7086.183
-20.1708 | 7189.631
-20.1202 | 7292.61
-20.0696 | 7403.947
-20.0191 | 7572.596
-19.9685 | 7728.975
-19.9179 | 7825.696
-19.8674 | 7928.653
-19.8168 | 8054.271
-19.7662 | 8250.054
-19.7156 | 8418.652
-19.6651 | 8540.561
-19.6145 | 8670.201
-19.5639 | 8802.746
-19.5133 | 8995.872
-19.4628 | 9208.494
-19.4122 | 9345.019
-19.3616 | 9479.485
-19.311 | 9610.601
-19.2605 | 9817.731
-19.2099 | 10048.51
-19.1593 | 10200.43
-19.1087 | 10346.65
-19.0582 | 10497.72
-19.0076 | 10703.63
-18.957 | 10949.08
-18.9064 | 11105.14
-18.8559 | 11281.93
-18.8053 | 11464.56
-18.7547 | 11728.18
-18.7041 | 12024.4
-18.6536 | 12200.9
-18.603 | 12383.01
-18.5524 | 12562.53
-18.5018 | 12852.49
-18.4513 | 13127.6
-18.4007 | 13326.76
-18.3501 | 13502.08
-18.2995 | 13664.15
-18.249 | 13912.22
-18.1984 | 14190.96
-18.1478 | 14382.21
-18.0972 | 14569.98
-18.0467 | 14782.48
-17.9961 | 15085.68
-17.9455 | 15372.94
-17.895 | 15580.97
-17.8444 | 15809.28
-17.7938 | 16031.91
-17.7432 | 16347.96
-17.6927 | 16662.43
-17.6421 | 16885.71
-17.5915 | 17110.17
-17.5409 | 17312.78
-17.4903 | 17662.4
-17.4398 | 18025.75
-17.3892 | 18262.63
-17.3386 | 18491.86
-17.2881 | 18716.74
-17.2375 | 19089.65
-17.1869 | 19490.45
-17.1363 | 19735.96
-17.0858 | 20001.68
-17.0352 | 20272.33
-16.9846 | 20649.92
-16.934 | 21025.7
-16.8835 | 21282.01
-16.8329 | 21540.55
-16.7823 | 21829.54
-16.7317 | 22224.25
-16.6812 | 22630.24
-16.6306 | 22914.57
-16.58 | 23197.29
-16.5294 | 23472.87
-16.4789 | 23902.66
-16.4283 | 24362.29
-16.3777 | 24658.02
-16.3271 | 24950.93
-16.2766 | 25216
-16.226 | 25647.43
-16.1754 | 26099.88
-16.1248 | 26384.33
-16.0743 | 26659.14
-16.0237 | 26929.95
-15.9731 | 27350.09
-15.9225 | 27798.57
-15.872 | 28086.92
-15.8214 | 28379.21
-15.7708 | 28708.62
-15.7203 | 29125.63
-15.6697 | 29576.32
-15.6191 | 29869.5
-15.5685 | 30184.45
-15.518 | 30511.71
-15.4674 | 30937.98
-15.4168 | 31391.62
-15.3662 | 31710.43
-15.3156 | 32019.6
-15.2651 | 32320.58
-15.2145 | 32812.79
-15.1639 | 33281.51
-15.1134 | 33612.21
-15.0628 | 33937.49
-15.0122 | 34267.55
-14.9616 | 34787.82
-14.911 | 35298.83
-14.8605 | 35626.81
-14.8099 | 35954.5
-14.7593 | 36262.66
-14.7088 | 36753.91
-14.6582 | 37263.28
-14.6076 | 37594.68
-14.557 | 37915.88
-14.5065 | 38251.32
-14.4559 | 38758.71
-14.4053 | 39262.19
-14.3547 | 39616.2
-14.3042 | 40004.59
-14.2536 | 40395.09
-14.203 | 40913.1
-14.1524 | 41429.06
-14.1019 | 41806.23
-14.0513 | 42198.46
-14.0007 | 42559.13
-13.9501 | 43108.65
-13.8996 | 43667.63
-13.849 | 44035.05
-13.7984 | 44382.47
-13.7478 | 44730.94
-13.6973 | 45317.24
-13.6467 | 45853.25
-13.5961 | 46209.28
-13.5455 | 46552.7
-13.495 | 46914
-13.4444 | 47452.01
-13.3938 | 48016.26
-13.3432 | 48382.88
-13.2927 | 48694.41
-13.2421 | 49040.58
-13.1915 | 49561.08
-13.141 | 50042.17
-13.0904 | 50370.88
-13.0398 | 50701.23
-12.9892 | 51031.19
-12.9387 | 51512.2
-12.8881 | 51952.66
-12.8375 | 52260.39
-12.7869 | 52641.41
-12.7363 | 52987.01
-12.6858 | 53520.61
-12.6352 | 54034.01
-12.5846 | 54357.68
-12.5341 | 54652.27
-12.4835 | 54973.48
-12.4329 | 55509.93
-12.3823 | 56012.41
-12.3317 | 56320.96
-12.2812 | 56614.63
-12.2306 | 56922.28
-12.18 | 57373.59
-12.1295 | 57869.65
-12.0789 | 58224.85
-12.0283 | 58543.77
-11.9777 | 58867.32
-11.9272 | 59326.15
-11.8766 | 59786.94
-11.826 | 60121.25
-11.7754 | 60476.42
-11.7249 | 60802.34
-11.6743 | 61292.75
-11.6237 | 61678.49
-11.5731 | 61956.63
-11.5226 | 62294.55
-11.472 | 62608.59
-11.4214 | 63058.44
-11.3708 | 63481.12
-11.3203 | 63796.76
-11.2697 | 64073.54
-11.2191 | 64368.68
-11.1685 | 64844.73
-11.118 | 65321.93
-11.0674 | 65641.48
-11.0168 | 65949.53
-10.9662 | 66239.61
-10.9157 | 66704.45
-10.8651 | 67088.96
-10.8145 | 67294.97
-10.7639 | 67554.69
-10.7134 | 67804.34
-10.6628 | 68202.56
-10.6122 | 68574.24
-10.5617 | 68803.91
-10.5111 | 69047.13
-10.4605 | 69284.64
-10.4099 | 69628.18
-10.3593 | 70028.2
-10.3088 | 70314.09
-10.2582 | 70553.27
-10.2076 | 70824.05
-10.157 | 71181.35
-10.1065 | 71503.09
-10.0559 | 71728.07
-10.0053 | 71970.66
-9.9548 | 72178.7
-9.9042 | 72544.92
-9.8536 | 72890.05
-9.803 | 73110.73
-9.7525 | 73333.63
-9.7019 | 73521.38
-9.6513 | 73858.15
-9.6007 | 74226.3
-9.5502 | 74441.62
-9.4996 | 74633.95
-9.449 | 74891.3
-9.3984 | 75172.59
-9.3479 | 75471.27
-9.2973 | 75668.07
-9.2467 | 75837.56
-9.1961 | 76044.74
-9.1456 | 76349.15
-9.095 | 76650.09
-9.0444 | 76900.85
-8.9938 | 77110.61
-8.9433 | 77281.59
-8.8927 | 77579.66
-8.8421 | 77864.95
-8.7915 | 78046.22
-8.741 | 78279.16
-8.6904 | 78467.95
-8.6398 | 78711.8
-8.5892 | 78878.57
-8.5387 | 78988.86
-8.4881 | 79127.13
-8.4375 | 79273.08
-8.3869 | 79531.73
-8.3364 | 79770.27
-8.2858 | 79953.75
-8.2352 | 80095.73
-8.1846 | 80209.99
-8.1341 | 80445.74
-8.0835 | 80653.15
-8.0329 | 80783.48
-7.9823 | 80939.69
-7.9318 | 81078.36
-7.8812 | 81230.62
-7.8306 | 81395.75
-7.78 | 81512.12
-7.7295 | 81641.66
-7.6789 | 81821
-7.6283 | 82078.55
-7.5777 | 82279.94
-7.5272 | 82419.48
-7.4766 | 82511.29
-7.426 | 82600.21
-7.3755 | 82802.9
-7.3249 | 82941.44
-7.2743 | 83007.14
-7.2237 | 83070.45
-7.1732 | 83139.09
-7.1226 | 83243.14
-7.072 | 83318.16
-7.0214 | 83375.68
-6.9709 | 83470.05
-6.9203 | 83568.86
-6.8697 | 83710.4
-6.8191 | 83874.82
-6.7686 | 83971.26
-6.718 | 84057.94
-6.6674 | 84132
-6.6168 | 84276.88
-6.5663 | 84429.21
-6.5157 | 84524.02
-6.4651 | 84614.58
-6.4145 | 84712.55
-6.364 | 84785.44
-6.3134 | 84842.71
-6.2628 | 84904.02
-6.2122 | 84993.98
-6.1617 | 85066.57
-6.1111 | 85138.63
-6.0605 | 85206.27
-6.0099 | 85270.49
-5.9594 | 85336.75
-5.9088 | 85394.01
-5.8582 | 85490.2
-5.8076 | 85646.85
-5.7571 | 85751.59
-5.7065 | 85832.72
-5.6559 | 85913.35
-5.6053 | 86044.91
-5.5548 | 86175.13
-5.5042 | 86261.4
-5.4536 | 86330.23
-5.403 | 86393.85
-5.3525 | 86529.26
-5.3019 | 86616.64
-5.2513 | 86688.22
-5.2007 | 86754.62
-5.1502 | 86793.75
-5.0996 | 86866.13
-5.049 | 86930.13
-4.9984 | 86987.84
-4.9479 | 87091.02
-4.8973 | 87180.57
-4.8467 | 87257.13
-4.7961 | 87321.78
-4.7456 | 87371.46
-4.695 | 87419.09
-4.6444 | 87495.45
-4.5939 | 87641.28
-4.5433 | 87777.3
-4.4927 | 87798.76
-4.4421 | 87748.29
-4.3916 | 87728.2
-4.341 | 87802.04
-4.2904 | 87813.26
-4.2398 | 87825.37
-4.1893 | 87847.79
-4.1387 | 87854.53
-4.0881 | 87825.47
-4.0375 | 87788.03
-3.987 | 87813.77
-3.9364 | 87851.54
-3.8858 | 87893.22
-3.8352 | 87934.74
-3.7847 | 88013.65
-3.7341 | 88063.13
-3.6835 | 88082.73
-3.6329 | 88101.03
-3.5824 | 88183.88
-3.5318 | 88244.42
-3.4812 | 88293.71
-3.4306 | 88328.51
-3.3801 | 88337.83
-3.3295 | 88373.98
-3.2789 | 88391.62
-3.2283 | 88427.67
-3.1778 | 88486.42
-3.1272 | 88523.85
-3.0766 | 88570.12
-3.026 | 88669.96
-2.9755 | 88703.27
-2.9249 | 88784.23
-2.8743 | 88847.54
-2.8237 | 88916.04
-2.7732 | 88988.47
-2.7226 | 89034.93
-2.672 | 89090.57
-2.6214 | 89158.67
-2.5709 | 89230.91
-2.5203 | 89327.26
-2.4697 | 89345.18
-2.4191 | 89295.98
-2.3686 | 89275.91
-2.318 | 89318.91
-2.2674 | 89297.72
-2.2168 | 89260.88
-2.1663 | 89178.23
-2.1157 | 89116.92
-2.0651 | 88966.58
-2.0146 | 88899.56
-1.964 | 88928.98
-1.9134 | 88956.65
-1.8628 | 88972.73
-1.8123 | 88954.41
-1.7617 | 88994.34
-1.7111 | 89033.79
-1.6605 | 89060.98
-1.61 | 89114.58
-1.5594 | 89168.46
-1.5088 | 89243.3
-1.4582 | 89243.3
-1.4077 | 89266.43
-1.3571 | 89316.11
-1.3065 | 89392.41
-1.2559 | 89538.85
-1.2054 | 89602.7
-1.1548 | 89719.45
-1.1042 | 89836.19
-1.0536 | 90011.68
-1.0031 | 90176.13
-0.95249 | 90266.81
-0.90191 | 90366.95
-0.85134 | 90474
-0.80076 | 90619.02
-0.75019 | 90736.19
-0.69961 | 90799.92
-0.64904 | 90891.01
-0.59847 | 90980.76
-0.54789 | 91103.57
-0.49732 | 91182.63
-0.44674 | 91248.38
-0.39617 | 91334.17
-0.34559 | 91404.7
-0.29502 | 91466.7
-0.24444 | 91616.89
-0.19387 | 91715.96
-0.14329 | 91731.74
-0.09272 | 91695.05
-0.042145 | 91675.12
0.0084291 | 91603.88
0.059004 | 91549.91
0.10958 | 91473.02
0.16015 | 91382.13
0.21073 | 91210.25
0.2613 | 90997.27
0.31188 | 90794.96
0.36245 | 90613.01
0.41303 | 90479.37
0.4636 | 90306.3
0.51417 | 90204.5
0.56475 | 90116.1
0.61532 | 90052.23
0.6659 | 89967.19
0.71647 | 89860.5
0.76705 | 89833.31
0.81762 | 89829.33
0.8682 | 89820.84
0.91877 | 89804.75
0.96934 | 89774.8
1.0199 | 89875.48
1.0705 | 89927.64
1.1211 | 89985.67
1.1716 | 90086.69
1.2222 | 90190.52
1.2728 | 90169.15
1.3234 | 90156.66
1.3739 | 90171.05
1.4245 | 90151.52
1.4751 | 90043.74
1.5257 | 90012.12
1.5762 | 89988.16
1.6268 | 89913.13
1.6774 | 89811.83
1.728 | 89657.66
1.7785 | 89565
1.8291 | 89520.52
1.8797 | 89481.64
1.9303 | 89448.41
1.9808 | 89369.26
2.0314 | 89304.4
2.082 | 89324.78
2.1326 | 89363.95
2.1831 | 89398.38
2.2337 | 89487.05
2.2843 | 89599.28
2.3349 | 89607.55
2.3854 | 89604.87
2.436 | 89633.9
2.4866 | 89744.04
2.5372 | 89617.79
2.5877 | 89508.21
2.6383 | 89380.18
2.6889 | 89271.57
2.7395 | 89027.23
2.79 | 88905.66
2.8406 | 88884.77
2.8912 | 88882.85
2.9418 | 88873.91
2.9923 | 88825.86
3.0429 | 88801.64
3.0935 | 88767.69
3.144 | 88767.78
3.1946 | 88767.65
3.2452 | 88793.75
3.2958 | 88828.01
3.3463 | 88859.41
3.3969 | 88881.94
3.4475 | 88893.35
3.4981 | 88952.61
3.5486 | 89011.64
3.5992 | 89029.21
3.6498 | 89086.8
3.7004 | 89146.6
3.7509 | 89224.63
3.8015 | 89258.79
3.8521 | 89271.48
3.9027 | 89251.75
3.9532 | 89235.63
4.0038 | 89175.69
4.0544 | 89157.3
4.105 | 89190.78
4.1555 | 89198.2
4.2061 | 89170.38
4.2567 | 89151.57
4.3073 | 89073.74
4.3578 | 88991.59
4.4084 | 88954.21
4.459 | 88922.74
4.5096 | 88844.95
4.5601 | 88676.73
4.6107 | 88547.45
4.6613 | 88419.13
4.7119 | 88343.1
4.7624 | 88196.31
4.813 | 88072.49
4.8636 | 87978.34
4.9142 | 87849.8
4.9647 | 87691.87
5.0153 | 87528.55
5.0659 | 87421.25
5.1165 | 87374.86
5.167 | 87317.34
5.2176 | 87218.27
5.2682 | 87023.45
5.3188 | 86916.84
5.3693 | 86828.32
5.4199 | 86759.33
5.4705 | 86731.64
5.5211 | 86702.41
5.5716 | 86626.74
5.6222 | 86534.13
5.6728 | 86409.74
5.7233 | 86327.91
5.7739 | 86248.77
5.8245 | 86206.65
5.8751 | 86191.74
5.9256 | 86158.6
5.9762 | 86088.11
6.0268 | 85923.87
6.0774 | 85789.05
6.1279 | 85762.66
6.1785 | 85792.38
6.2291 | 85757.01
6.2797 | 85641.23
6.3302 | 85485.73
6.3808 | 85340.64
6.4314 | 85202.17
6.482 | 85105.72
6.5325 | 85028.26
6.5831 | 84935.86
6.6337 | 84840.7
6.6843 | 84701.83
6.7348 | 84596.62
6.7854 | 84439.11
6.836 | 84278.38
6.8866 | 84185.77
6.9371 | 84087.44
6.9877 | 83950.89
7.0383 | 83724.64
7.0889 | 83582.11
7.1394 | 83466.93
7.19 | 83324.77
7.2406 | 83166.34
7.2912 | 82931.06
7.3417 | 82724.26
7.3923 | 82602.02
7.4429 | 82474.79
7.4935 | 82344.95
7.544 | 82107.06
7.5946 | 81831.55
7.6452 | 81619.41
7.6958 | 81407.8
7.7463 | 81195.31
7.7969 | 80911.41
7.8475 | 80641.55
7.8981 | 80459.51
7.9486 | 80300.7
7.9992 | 80170.55
8.0498 | 79919.78
8.1004 | 79654.84
8.1509 | 79491.02
8.2015 | 79363.77
8.2521 | 79259.4
8.3026 | 79064.49
8.3532 | 78774.27
8.4038 | 78607.27
8.4544 | 78426.05
8.5049 | 78230.91
8.5555 | 77964.66
8.6061 | 77762.45
8.6567 | 77609.37
8.7072 | 77415.26
8.7578 | 77197.89
8.8084 | 76928.19
8.859 | 76583.04
8.9095 | 76324.61
8.9601 | 76081.13
9.0107 | 75805.87
9.0613 | 75333.74
9.1118 | 74820.44
9.1624 | 74513.45
9.213 | 74254.01
9.2636 | 73982.5
9.3141 | 73502.34
9.3647 | 73116.52
9.4153 | 72908.89
9.4659 | 72667.62
9.5164 | 72410.44
9.567 | 72080.71
9.6176 | 71693.41
9.6682 | 71423.36
9.7187 | 71127.2
9.7693 | 70843.43
9.8199 | 70457.48
9.8705 | 70026.08
9.921 | 69711.18
9.9716 | 69399.62
10.0222 | 69136.45
10.0728 | 68742.59
10.1233 | 68348.11
10.1739 | 68088.85
10.2245 | 67805.99
10.2751 | 67564.92
10.3256 | 67237.77
10.3762 | 66814.33
10.4268 | 66525.63
10.4773 | 66253.2
10.5279 | 65962.9
10.5785 | 65558.44
10.6291 | 65148.11
10.6797 | 64871.64
10.7302 | 64618.45
10.7808 | 64320.91
10.8314 | 63853.16
10.8819 | 63503.13
10.9325 | 63277.61
10.9831 | 63052.42
11.0337 | 62818.84
11.0843 | 62402.99
11.1348 | 61921.66
11.1854 | 61629.93
11.236 | 61330.58
11.2866 | 61029.13
11.3371 | 60581.96
11.3877 | 60057.39
11.4383 | 59706.27
11.4888 | 59349.26
11.5394 | 58987.87
11.59 | 58498.76
11.6406 | 57976.98
11.6911 | 57637.59
11.7417 | 57302.73
11.7923 | 56962.93
11.8429 | 56430.64
11.8934 | 55902.61
11.944 | 55567.3
11.9946 | 55224.15
12.0452 | 54890.77
12.0957 | 54429.35
12.1463 | 53986.52
12.1969 | 53653.29
12.2475 | 53318.08
12.298 | 52998.63
12.3486 | 52554.54
12.3992 | 52069.63
12.4498 | 51742.32
12.5003 | 51421.28
12.5509 | 51103.31
12.6015 | 50595.21
12.6521 | 50096.14
12.7026 | 49761.03
12.7532 | 49414.61
12.8038 | 49074.86
12.8544 | 48571.1
12.9049 | 48069.16
12.9555 | 47753.14
13.0061 | 47427.42
13.0566 | 47092.31
13.1072 | 46586.02
13.1578 | 46148.07
13.2084 | 45839.84
13.259 | 45553.39
13.3095 | 45263.02
13.3601 | 44824.5
13.4107 | 44294.02
13.4612 | 43954.55
13.5118 | 43633.66
13.5624 | 43309.44
13.613 | 42791.69
13.6636 | 42244.63
13.7141 | 41899.24
13.7647 | 41576.31
13.8153 | 41239.38
13.8659 | 40753.73
13.9164 | 40297.73
13.967 | 39987.34
14.0176 | 39682.15
14.0681 | 39368.7
14.1187 | 38874.07
14.1693 | 38413.13
14.2199 | 38100.34
14.2704 | 37765.13
14.321 | 37444.99
14.3716 | 36955.84
14.4222 | 36401.53
14.4727 | 36021.95
14.5233 | 35633.72
14.5739 | 35292.38
14.6245 | 34838.73
14.675 | 34363.62
14.7256 | 34033.54
14.7762 | 33696.47
14.8268 | 33354.93
14.8773 | 32880.49
14.9279 | 32417.38
14.9785 | 32113.23
15.0291 | 31806.55
15.0796 | 31479.18
15.1302 | 30931.62
15.1808 | 30435.11
15.2314 | 30134.95
15.2819 | 29830.77
15.3325 | 29513.12
15.3831 | 29024.45
15.4337 | 28590.8
15.4842 | 28346.13
15.5348 | 28088.84
15.5854 | 27816.13
15.6359 | 27444.17
15.6865 | 27019.1
15.7371 | 26730.09
15.7877 | 26452.22
15.8383 | 26193.39
15.8888 | 25840.34
15.9394 | 25392.6
15.99 | 25070.45
16.0405 | 24765.83
16.0911 | 24465.16
16.1417 | 24028.99
16.1923 | 23594.1
16.2429 | 23317.32
16.2934 | 23050.94
16.344 | 22788.71
16.3946 | 22378.3
16.4452 | 22020.54
16.4957 | 21772.66
16.5463 | 21524.73
16.5969 | 21293.63
16.6474 | 20967.12
16.698 | 20657.41
16.7486 | 20442.18
16.7992 | 20202.72
16.8497 | 19952
16.9003 | 19583.09
16.9509 | 19244.85
17.0015 | 19040.07
17.052 | 18829.78
17.1026 | 18604.44
17.1532 | 18244.37
17.2038 | 17876.44
17.2543 | 17639.22
17.3049 | 17412.16
17.3555 | 17184.79
17.4061 | 16852.61
17.4566 | 16521.93
17.5072 | 16298.36
17.5578 | 16077.32
17.6084 | 15861.95
17.6589 | 15554.4
17.7095 | 15267.32
17.7601 | 15088.49
17.8107 | 14922.29
17.8612 | 14768.74
17.9118 | 14538.87
17.9624 | 14295.25
18.013 | 14120.18
18.0635 | 13949.18
18.1141 | 13791.47
18.1647 | 13565.23
18.2153 | 13285.64
18.2658 | 13120.81
18.3164 | 12964.66
18.367 | 12810.46
18.4175 | 12559.35
18.4681 | 12338.5
18.5187 | 12191.38
18.5693 | 12043.17
18.6198 | 11887.2
18.6704 | 11694.76
18.721 | 11507.76
18.7716 | 11364.4
18.8222 | 11217.37
18.8727 | 11066.57
18.9233 | 10839.55
18.9739 | 10660.95
19.0245 | 10549.35
19.075 | 10444.09
19.1256 | 10345.47
19.1762 | 10176.74
19.2267 | 10015.3
19.2773 | 9907.716
19.3279 | 9798.681
19.3785 | 9703.054
19.429 | 9579.909
19.4796 | 9415.749
19.5302 | 9287.338
19.5808 | 9153.921
19.6313 | 9023.208
19.6819 | 8837.405
19.7325 | 8694.561
19.7831 | 8607.001
19.8336 | 8510.011
19.8842 | 8399.255
19.9348 | 8216.021
19.9854 | 8070.606
20.0359 | 7986.266
20.0865 | 7906.752
20.1371 | 7823.126
20.1877 | 7684.669
20.2382 | 7533.408
20.2888 | 7440.463
20.3394 | 7358.357
20.39 | 7278.15
20.4405 | 7151.513
20.4911 | 7006.892
20.5417 | 6921.522
20.5923 | 6837.919
20.6428 | 6756.573
20.6934 | 6643.761
20.744 | 6526.792
20.7946 | 6440.954
20.8451 | 6349.395
20.8957 | 6264.025
20.9463 | 6156.975
20.9968 | 6041.351
21.0474 | 5959.714
21.098 | 5884.201
21.1486 | 5818.185
21.1991 | 5726.408
21.2497 | 5613.88
21.3003 | 5540.49
21.3509 | 5472.172
21.4015 | 5401.531
21.452 | 5309.567
21.5026 | 5253.587
21.5532 | 5214.01
21.6038 | 5165.738
21.6543 | 5107.343
21.7049 | 5014.38
21.7555 | 4940.896
21.806 | 4896.066
21.8566 | 4850.007
21.9072 | 4803.836
21.9578 | 4721.313
22.0083 | 4641.77
22.0589 | 4584.112
22.1095 | 4531.549
22.1601 | 4479.3
22.2106 | 4402.381
22.2612 | 4320.921
22.3118 | 4271.845
22.3624 | 4224.78
22.4129 | 4179.034
22.4635 | 4101.757
22.5141 | 4033.08
22.5647 | 3983.579
22.6152 | 3932.961
22.6658 | 3891.26
22.7164 | 3841.676
22.767 | 3771.408
22.8175 | 3719.405
22.8681 | 3670.552
22.9187 | 3629.097
22.9693 | 3563.604
23.0198 | 3513.983
23.0704 | 3480.908
23.121 | 3448.884
23.1716 | 3413.328
23.2221 | 3357.889
23.2727 | 3319.109
23.3233 | 3298.393
23.3739 | 3277.453
23.4244 | 3251.328
23.475 | 3198.52
23.5256 | 3128.191
23.5761 | 3089.686
23.6267 | 3057.885
23.6773 | 3025.279
23.7279 | 2972.595
23.7784 | 2924.133
23.829 | 2890.678
23.8796 | 2850.899
23.9302 | 2807.074
23.9808 | 2764.662
24.0313 | 2733.416
24.0819 | 2711.135
24.1325 | 2680.742
24.1831 | 2647.555
24.2336 | 2597.248
24.2842 | 2543.213
24.3348 | 2514.183
24.3853 | 2488.326
24.4359 | 2462.827
24.4865 | 2419.546
24.5371 | 2355.401
24.5876 | 2313.789
24.6382 | 2284.849
24.6888 | 2262.858
24.7394 | 2234.578
24.7899 | 2198.586
24.8405 | 2169.802
24.8911 | 2148.638
24.9417 | 2138.939
24.9922 | 2124.797
25.0428 | 2128.235
25.0934 | 2126.894
25.144 | 2112.614
25.1945 | 2095.92
25.2451 | 2077.184
25.2957 | 2049.548
25.3463 | 2039.491
25.3968 | 2027.177
25.4474 | 2010.595
25.498 | 1983.006
25.5486 | 1962.615
25.5991 | 1947.597
25.6497 | 1938.792
25.7003 | 1928.109
25.7509 | 1914.061
25.8014 | 1887.682
25.852 | 1872.083
25.9026 | 1857.423
25.9532 | 1845.266
26.0037 | 1826.075
26.0543 | 1810.001
26.1049 | 1788.681
26.1554 | 1769.618
26.206 | 1754.533
26.2566 | 1741.624
26.3072 | 1725.19
26.3577 | 1708.273
26.4083 | 1691.155
26.4589 | 1676.807
26.5095 | 1639.791
26.5601 | 1618.3
26.6106 | 1605.204
26.6612 | 1584.533
26.7118 | 1567.437
26.7624 | 1548.222
26.8129 | 1536.284
26.8635 | 1523.702
26.9141 | 1504.058
26.9646 | 1476.123
27.0152 | 1445.486
27.0658 | 1434.847
27.1164 | 1429.036
27.1669 | 1423.717
27.2175 | 1412.476
27.2681 | 1381.563
27.3187 | 1365.948
27.3692 | 1361.099
27.4198 | 1363.021
27.4704 | 1370.932
27.521 | 1362.669
27.5715 | 1332.471
27.6221 | 1320.917
27.6727 | 1312.961
27.7233 | 1306.1
27.7738 | 1295.26
27.8244 | 1278.925
27.875 | 1272.221
27.9256 | 1261.941
27.9761 | 1240.688
28.0267 | 1227.972
28.0773 | 1210.697
28.1279 | 1197.825
28.1784 | 1181.913
28.229 | 1167.231
28.2796 | 1150.713
28.3302 | 1144.793
28.3807 | 1136.145
28.4313 | 1129.865
28.4819 | 1133.306
28.5325 | 1139.426
28.583 | 1137.865
28.6336 | 1136.167
28.6842 | 1145.978
28.7348 | 1156.95
28.7853 | 1158.027
28.8359 | 1138.335
28.8865 | 1121.574
28.937 | 1103.472
28.9876 | 1097.639
29.0382 | 1090.618
29.0888 | 1084.23
29.1394 | 1081.402
29.1899 | 1068.65
29.2405 | 1052.496
29.2911 | 1045.345
29.3417 | 1046.954
Degrees | (Cd)
-29.3754 | 0
-29.3248 | 0
-29.2742 | 0
-29.2236 | 0
-29.1731 | 0
-29.1225 | 0
-29.0719 | 0
-29.0214 | 0
-28.9708 | 0
-28.9202 | 0
-28.8696 | 0
-28.8191 | 0
-28.7685 | 0
-28.7179 | 0
-28.6673 | 0
-28.6167 | 0
-28.5662 | 0
-28.5156 | 0
-28.465 | 0
-28.4144 | 0
-28.3639 | 0
-28.3133 | 0
-28.2627 | 0
-28.2122 | 0
-28.1616 | 0
-28.111 | 0
-28.0604 | 0
-28.0099 | 0
-27.9593 | 0
-27.9087 | 0
-27.8581 | 0
-27.8076 | 0
-27.757 | 0
-27.7064 | 0
-27.6558 | 0
-27.6053 | 0
-27.5547 | 0
-27.5041 | 0
-27.4535 | 0
-27.403 | 0
-27.3524 | 0
-27.3018 | 0
-27.2512 | 0
-27.2007 | 0
-27.1501 | 0
-27.0995 | 0
-27.0489 | 0
-26.9984 | 0
-26.9478 | 0
-26.8972 | 0
-26.8466 | 0
-26.7961 | 0
-26.7455 | 0
-26.6949 | 0
-26.6443 | 0
-26.5938 | 0
-26.5432 | 0
-26.4926 | 0
-26.442 | 0
-26.3915 | 0
-26.3409 | 0
-26.2903 | 0
-26.2398 | 0
-26.1892 | 0
-26.1386 | 0
-26.088 | 0
-26.0374 | 0
-25.9869 | 0
-25.9363 | 0
-25.8857 | 0
-25.8351 | 0
-25.7846 | 0
-25.734 | 0
-25.6834 | 0
-25.6329 | 0
-25.5823 | 0
-25.5317 | 0
-25.4811 | 0
-25.4306 | 0
-25.38 | 0
-25.3294 | 0
-25.2788 | 0
-25.2283 | 0
-25.1777 | 0
-25.1271 | 0
-25.0765 | 0
-25.026 | 0
-24.9754 | 0
-24.9248 | 0
-24.8742 | 0
-24.8237 | 0
-24.7731 | 0
-24.7225 | 0
-24.6719 | 0
-24.6214 | 0
-24.5708 | 0
-24.5202 | 0
-24.4696 | 0
-24.4191 | 0
-24.3685 | 0
-24.3179 | 0
-24.2673 | 0
-24.2168 | 0
-24.1662 | 0
-24.1156 | 0
-24.065 | 0
-24.0145 | 0
-23.9639 | 0
-23.9133 | 0
-23.8627 | 0
-23.8122 | 0
-23.7616 | 0
-23.711 | 0
-23.6605 | 0
-23.6099 | 0
-23.5593 | 0
-23.5087 | 0
-23.4581 | 0
-23.4076 | 0
-23.357 | 0
-23.3064 | 0
-23.2558 | 0
-23.2053 | 0
-23.1547 | 0
-23.1041 | 0
-23.0536 | 0
-23.003 | 124.0755
-22.9524 | 202.4943
-22.9018 | 281.5164
-22.8513 | 362.9298
-22.8007 | 484.8843
-22.7501 | 612.5558
-22.6995 | 693.9468
-22.6489 | 779.2487
-22.5984 | 865.7127
-22.5478 | 987.0293
-22.4972 | 997.61
-22.4467 | 1007.354
-22.3961 | 1017.88
-22.3455 | 1037.143
-22.2949 | 1054.804
-22.2444 | 1068.654
-22.1938 | 1078.442
-22.1432 | 1087.918
-22.0926 | 1095.114
-22.0421 | 1104.441
-21.9915 | 1119.138
-21.9409 | 1130.379
-21.8903 | 1144.48
-21.8398 | 1147.587
-21.7892 | 1149.275
-21.7386 | 1156.973
-21.688 | 1162.381
-21.6375 | 1169.018
-21.5869 | 1175.008
-21.5363 | 1190.842
-21.4857 | 1194.607
-21.4352 | 1200.104
-21.3846 | 1203.993
-21.334 | 1205.602
-21.2834 | 1223.413
-21.2329 | 1238.587
-21.1823 | 1250.432
-21.1317 | 1260.31
-21.0811 | 1270.277
-21.0306 | 1282.339
-20.98 | 1294.479
-20.9294 | 1298.39
-20.8788 | 1301.765
-20.8283 | 1314.548
-20.7777 | 1319.347
-20.7271 | 1320.425
-20.6765 | 1322.459
-20.626 | 1326.482
-20.5754 | 1332.493
-20.5248 | 1350.821
-20.4743 | 1356.316
-20.4237 | 1359.534
-20.3731 | 1356.808
-20.3225 | 1351.087
-20.272 | 1361.547
-20.2214 | 1370.976
-20.1708 | 1379.29
-20.1202 | 1382.351
-20.0696 | 1385.234
-20.0191 | 1378.516
-19.9685 | 1388.653
-19.9179 | 1400.23
-19.8674 | 1417.795
-19.8168 | 1431.271
-19.7662 | 1445.681
-19.7156 | 1460.122
-19.6651 | 1468.48
-19.6145 | 1472.235
-19.5639 | 1479.676
-19.5133 | 1505.874
-19.4628 | 1512.327
-19.4122 | 1515.88
-19.3616 | 1526.719
-19.311 | 1536.239
-19.2605 | 1548.563
-19.2099 | 1566.498
-19.1593 | 1571.951
-19.1087 | 1586.254
-19.0582 | 1598.254
-19.0076 | 1603.856
-18.957 | 1610.032
-18.9064 | 1612.378
-18.8559 | 1611.596
-18.8053 | 1617.697
-18.7547 | 1619.775
-18.7041 | 1636.626
-18.6536 | 1645.23
-18.603 | 1654.862
-18.5524 | 1662.169
-18.5018 | 1688.623
-18.4513 | 1703.826
-18.4007 | 1724.855
-18.3501 | 1743.605
-18.2995 | 1750.645
-18.249 | 1761.64
-18.1984 | 1782.714
-18.1478 | 1791.184
-18.0972 | 1795.519
-18.0467 | 1802.581
-17.9961 | 1811.764
-17.9455 | 1832.572
-17.895 | 1846.942
-17.8444 | 1855.724
-17.7938 | 1866.094
-17.7432 | 1873.883
-17.6927 | 1885.268
-17.6421 | 1898.833
-17.5915 | 1913.002
-17.5409 | 1926.009
-17.4903 | 1941.731
-17.4398 | 1955.888
-17.3892 | 1968.291
-17.3386 | 1983.085
-17.2881 | 2001.388
-17.2375 | 2030.741
-17.1869 | 2055.023
-17.1363 | 2068.096
-17.0858 | 2078.488
-17.0352 | 2092.232
-16.9846 | 2132.355
-16.934 | 2160.818
-16.8835 | 2168.193
-16.8329 | 2179.233
-16.7823 | 2189.602
-16.7317 | 2208.541
-16.6812 | 2230.655
-16.6306 | 2246.522
-16.58 | 2269.786
-16.5294 | 2292.045
-16.4789 | 2304.864
-16.4283 | 2339.981
-16.3777 | 2360.027
-16.3271 | 2380.9
-16.2766 | 2404.097
-16.226 | 2436.172
-16.1754 | 2468.727
-16.1248 | 2484.907
-16.0743 | 2491.522
-16.0237 | 2505.579
-15.9731 | 2528.766
-15.9225 | 2557.94
-15.872 | 2575.059
-15.8214 | 2591.082
-15.7708 | 2608.625
-15.7203 | 2627.332
-15.6697 | 2661.59
-15.6191 | 2690.396
-15.5685 | 2724.231
-15.518 | 2744.969
-15.4674 | 2775.292
-15.4168 | 2811.723
-15.3662 | 2843.345
-15.3156 | 2872.777
-15.2651 | 2900.913
-15.2145 | 2944.534
-15.1639 | 2997.769
-15.1134 | 3032.766
-15.0628 | 3064.5
-15.0122 | 3101.195
-14.9616 | 3155.71
-14.911 | 3204.956
-14.8605 | 3238.746
-14.8099 | 3273.452
-14.7593 | 3309.522
-14.7088 | 3362.911
-14.6582 | 3415.496
-14.6076 | 3449.554
-14.557 | 3486.584
-14.5065 | 3523.95
-14.4559 | 3587.398
-14.4053 | 3665.122
-14.3547 | 3704.342
-14.3042 | 3745.507
-14.2536 | 3790.382
-14.203 | 3857.523
-14.1524 | 3924.849
-14.1019 | 3966.573
-14.0513 | 4011.156
-14.0007 | 4064.68
-13.9501 | 4123.991
-13.8996 | 4190.521
-13.849 | 4245.429
-13.7984 | 4295.668
-13.7478 | 4349.481
-13.6973 | 4435.123
-13.6467 | 4512.487
-13.5961 | 4565.116
-13.5455 | 4625.165
-13.495 | 4680.856
-13.4444 | 4771.926
-13.3938 | 4863.46
-13.3432 | 4923.286
-13.2927 | 4988.43
-13.2421 | 5056.546
-13.1915 | 5157.658
-13.141 | 5268.739
-13.0904 | 5344.432
-13.0398 | 5406.47
-12.9892 | 5471.01
-12.9387 | 5581.691
-12.8881 | 5698.713
-12.8375 | 5780.931
-12.7869 | 5867.439
-12.7363 | 5941.523
-12.6858 | 6044.878
-12.6352 | 6160.219
-12.5846 | 6251.197
-12.5341 | 6357.887
-12.4835 | 6461.625
-12.4329 | 6593.49
-12.3823 | 6724.437
-12.3317 | 6814.923
-12.2812 | 6892.359
-12.2306 | 6975.314
-12.18 | 7131.473
-12.1295 | 7292.006
-12.0789 | 7404.841
-12.0283 | 7510.569
-11.9777 | 7612.341
-11.9272 | 7774.117
-11.8766 | 7950.286
-11.826 | 8067.836
-11.7754 | 8194.347
-11.7249 | 8313.707
-11.6743 | 8494.922
-11.6237 | 8675.498
-11.5731 | 8789.718
-11.5226 | 8895.87
-11.472 | 9022.672
-11.4214 | 9204.269
-11.3708 | 9368.729
-11.3203 | 9491.687
-11.2697 | 9624.009
-11.2191 | 9759.191
-11.1685 | 9940.141
-11.118 | 10134.68
-11.0674 | 10261.35
-11.0168 | 10408.76
-10.9662 | 10543.29
-10.9157 | 10760.54
-10.8651 | 10993.38
-10.8145 | 11122.75
-10.7639 | 11260.3
-10.7134 | 11408.11
-10.6628 | 11673.77
-10.6122 | 11937.98
-10.5617 | 12108.27
-10.5111 | 12266.74
-10.4605 | 12429.27
-10.4099 | 12680.06
-10.3593 | 12936.08
-10.3088 | 13116.81
-10.2582 | 13299.46
-10.2076 | 13480.81
-10.157 | 13718.58
-10.1065 | 13993.16
-10.0559 | 14156.32
-10.0053 | 14344.11
-9.9548 | 14532.59
-9.9042 | 14808.68
-9.8536 | 15093.05
-9.803 | 15284.98
-9.7525 | 15473.93
-9.7019 | 15682.92
-9.6513 | 15965.69
-9.6007 | 16330.79
-9.5502 | 16573.29
-9.4996 | 16777.1
-9.449 | 16980.85
-9.3984 | 17313.99
-9.3479 | 17677.61
-9.2973 | 17888.6
-9.2467 | 18110.38
-9.1961 | 18330.24
-9.1456 | 18658.5
-9.095 | 18993.74
-9.0444 | 19199.3
-8.9938 | 19437.82
-8.9433 | 19685.5
-8.8927 | 20017.15
-8.8421 | 20367.94
-8.7915 | 20631.55
-8.741 | 20872.4
-8.6904 | 21134.43
-8.6398 | 21487.28
-8.5892 | 21868.15
-8.5387 | 22124.04
-8.4881 | 22384.34
-8.4375 | 22655.18
-8.3869 | 23082.19
-8.3364 | 23509.72
-8.2858 | 23806.61
-8.2352 | 24096.19
-8.1846 | 24365.51
-8.1341 | 24793.71
-8.0835 | 25234.73
-8.0329 | 25519.4
-7.9823 | 25794.41
-7.9318 | 26068.04
-7.8812 | 26484.08
-7.8306 | 26915.33
-7.78 | 27193.34
-7.7295 | 27500.74
-7.6789 | 27828.11
-7.6283 | 28280.97
-7.5777 | 28777.65
-7.5272 | 29115.33
-7.4766 | 29452.11
-7.426 | 29781.5
-7.3755 | 30285
-7.3249 | 30773.38
-7.2743 | 31111.44
-7.2237 | 31473.86
-7.1732 | 31791.51
-7.1226 | 32313.74
-7.072 | 32839.41
-7.0214 | 33207.03
-6.9709 | 33583.41
-6.9203 | 33966.93
-6.8697 | 34542.98
-6.8191 | 35151.14
-6.7686 | 35538.96
-6.718 | 35899.43
-6.6674 | 36309.85
-6.6168 | 36857.79
-6.5663 | 37384.18
-6.5157 | 37744.5
-6.4651 | 38112.28
-6.4145 | 38471.12
-6.364 | 39000.14
-6.3134 | 39611.55
-6.2628 | 40017.39
-6.2122 | 40435.79
-6.1617 | 40822.27
-6.1111 | 41482.49
-6.0605 | 42081.87
-6.0099 | 42482.01
-5.9594 | 42895.09
-5.9088 | 43326.76
-5.8582 | 43957.23
-5.8076 | 44577.34
-5.7571 | 45004.1
-5.7065 | 45424.17
-5.6559 | 45867.63
-5.6053 | 46539.55
-5.5548 | 47243.25
-5.5042 | 47748.13
-5.4536 | 48217.53
-5.403 | 48672.39
-5.3525 | 49387.2
-5.3019 | 50093.08
-5.2513 | 50533.46
-5.2007 | 50976.11
-5.1502 | 51430.55
-5.0996 | 52137.04
-5.049 | 52808.32
-4.9984 | 53253.69
-4.9479 | 53715.8
-4.8973 | 54198.72
-4.8467 | 54876.23
-4.7961 | 55533.8
-4.7456 | 56013.3
-4.695 | 56517.04
-4.6444 | 56980.36
-4.5939 | 57683.41
-4.5433 | 58380.01
-4.4927 | 58882.77
-4.4421 | 59340.03
-4.3916 | 59764.41
-4.341 | 60469.09
-4.2904 | 61182.91
-4.2398 | 61639.31
-4.1893 | 62089.32
-4.1387 | 62570.02
-4.0881 | 63287.95
-4.0375 | 64044.46
-3.987 | 64435.91
-3.9364 | 64894.93
-3.8858 | 65380.75
-3.8352 | 66097.27
-3.7847 | 66822.46
-3.7341 | 67286.52
-3.6835 | 67752.49
-3.6329 | 68194.82
-3.5824 | 68856.94
-3.5318 | 69464.99
-3.4812 | 69920.58
-3.4306 | 70416.27
-3.3801 | 70893.71
-3.3295 | 71533.2
-3.2789 | 72184.5
-3.2283 | 72600.26
-3.1778 | 73007.8
-3.1272 | 73469.41
-3.0766 | 74137.34
-3.026 | 74906.36
-2.9755 | 75356.25
-2.9249 | 75747.72
-2.8743 | 76145.78
-2.8237 | 76789.86
-2.7732 | 77439.34
-2.7226 | 77912.45
-2.672 | 78332.77
-2.6214 | 78747.88
-2.5709 | 79228.25
-2.5203 | 79693.55
-2.4697 | 80019.52
-2.4191 | 80355.83
-2.3686 | 80644.1
-2.318 | 81035.51
-2.2674 | 81405.59
-2.2168 | 81664.57
-2.1663 | 81938.84
-2.1157 | 82132.7
-2.0651 | 82542.8
-2.0146 | 83102.1
-1.964 | 83487.67
-1.9134 | 83868.83
-1.8628 | 84285.69
-1.8123 | 84935.64
-1.7617 | 85548.86
-1.7111 | 85922.83
-1.6605 | 86298.52
-1.61 | 86702.19
-1.5594 | 87177.66
-1.5088 | 87605.27
-1.4582 | 87799.22
-1.4077 | 87974.88
-1.3571 | 88168.55
-1.3065 | 88447.83
-1.2559 | 88758.28
-1.2054 | 88922
-1.1548 | 89127.9
-1.1042 | 89245.76
-1.0536 | 89434.27
-1.0031 | 89432.66
-0.95249 | 89491.16
-0.90191 | 89508.23
-0.85134 | 89553.83
-0.80076 | 89600.42
-0.75019 | 89590.02
-0.69961 | 89599.64
-0.64904 | 89543.99
-0.59847 | 89602.05
-0.54789 | 89768.96
-0.49732 | 90033.25
-0.44674 | 90307.59
-0.39617 | 90605
-0.34559 | 90790.13
-0.29502 | 91058.73
-0.24444 | 91474.06
-0.19387 | 91580.94
-0.14329 | 91660.27
-0.09272 | 91709.88
-0.042145 | 91807.59
0.0084291 | 91460.28
0.059004 | 91174.18
0.10958 | 90883.51
0.16015 | 90657.88
0.21073 | 90133.92
0.2613 | 89705.52
0.31188 | 89441.62
0.36245 | 89259.08
0.41303 | 89085.03
0.4636 | 88852.68
0.51417 | 88819.98
0.56475 | 88809.87
0.61532 | 88784.7
0.6659 | 88775.85
0.71647 | 88722.27
0.76705 | 88618.74
0.81762 | 88555.81
0.8682 | 88457.2
0.91877 | 88363.77
0.96934 | 88235.44
1.0199 | 88116.72
1.0705 | 88002.23
1.1211 | 87923.14
1.1716 | 87688.83
1.2222 | 87376.7
1.2728 | 87157.62
1.3234 | 86963.61
1.3739 | 86735.31
1.4245 | 86439.84
1.4751 | 85963.82
1.5257 | 85432.05
1.5762 | 85007.68
1.6268 | 84510.23
1.6774 | 84106.23
1.728 | 83459.59
1.7785 | 82837.45
1.8291 | 82428.51
1.8797 | 82013.33
1.9303 | 81651.2
1.9808 | 81047.74
2.0314 | 80572.52
2.082 | 80224.41
2.1326 | 79889.41
2.1831 | 79528.29
2.2337 | 78969.73
2.2843 | 78382.16
2.3349 | 78033.33
2.3854 | 77664.41
2.436 | 77214.14
2.4866 | 76473.63
2.5372 | 75889.05
2.5877 | 75541.52
2.6383 | 75162.99
2.6889 | 74805.53
2.7395 | 74228.26
2.79 | 73585.36
2.8406 | 73130.02
2.8912 | 72701.55
2.9418 | 72304.58
2.9923 | 71670.09
3.0429 | 70909.49
3.0935 | 70426.66
3.144 | 69934.2
3.1946 | 69462.82
3.2452 | 68761.1
3.2958 | 67973.58
3.3463 | 67451.65
3.3969 | 66914.29
3.4475 | 66322.38
3.4981 | 65520.84
3.5486 | 64754.3
3.5992 | 64209.28
3.6498 | 63693.85
3.7004 | 63138.88
3.7509 | 62343.51
3.8015 | 61660.14
3.8521 | 61195.89
3.9027 | 60768.42
3.9532 | 60446.32
4.0038 | 59848.46
4.0544 | 59274.46
4.105 | 58873.98
4.1555 | 58494.9
4.2061 | 58144.84
4.2567 | 57598.35
4.3073 | 57001.81
4.3578 | 56623.46
4.4084 | 56234.59
4.459 | 55773.24
4.5096 | 55139.29
4.5601 | 54428.3
4.6107 | 53974.59
4.6613 | 53495.9
4.7119 | 52981.72
4.7624 | 52255.89
4.813 | 51575.19
4.8636 | 51134.69
4.9142 | 50663.89
4.9647 | 50187.92
5.0153 | 49474.53
5.0659 | 48887.3
5.1165 | 48493.1
5.167 | 48112.7
5.2176 | 47722.77
5.2682 | 47115.64
5.3188 | 46418.39
5.3693 | 45934.51
5.4199 | 45470.16
5.4705 | 45039.92
5.5211 | 44365.56
5.5716 | 43752.62
5.6222 | 43304.63
5.6728 | 42841.05
5.7233 | 42401.04
5.7739 | 41750.34
5.8245 | 41158.92
5.8751 | 40771.45
5.9256 | 40387.59
5.9762 | 40005.04
6.0268 | 39371.88
6.0774 | 38774.45
6.1279 | 38338.8
6.1785 | 37939.8
6.2291 | 37562.23
6.2797 | 36997.63
6.3302 | 36450.11
6.3808 | 36105.19
6.4314 | 35754.86
6.482 | 35384.67
6.5325 | 34851.18
6.5831 | 34323.91
6.6337 | 34016.78
6.6843 | 33684.96
6.7348 | 33333.88
6.7854 | 32796.06
6.836 | 32272.3
6.8866 | 31945.53
6.9371 | 31612.01
6.9877 | 31296.73
7.0383 | 30791.94
7.0889 | 30275.74
7.1394 | 29924.3
7.19 | 29598.98
7.2406 | 29291.7
7.2912 | 28865.62
7.3417 | 28358.27
7.3923 | 28023.86
7.4429 | 27689.85
7.4935 | 27341.22
7.544 | 26871.43
7.5946 | 26488.22
7.6452 | 26196.98
7.6958 | 25903.15
7.7463 | 25608.59
7.7969 | 25175.27
7.8475 | 24797.02
7.8981 | 24549.14
7.9486 | 24314.22
7.9992 | 24076.53
8.0498 | 23685.41
8.1004 | 23234.17
8.1509 | 22964.88
8.2015 | 22700.83
8.2521 | 22454.34
8.3026 | 22079.78
8.3532 | 21675.42
8.4038 | 21398.36
8.4544 | 21137.33
8.5049 | 20896.71
8.5555 | 20537.26
8.6061 | 20191.99
8.6567 | 19975.13
8.7072 | 19748.88
8.7578 | 19502
8.8084 | 19146.38
8.859 | 18834.58
8.9095 | 18622.34
8.9601 | 18402.98
9.0107 | 18187.03
9.0613 | 17875.99
9.1118 | 17542.25
9.1624 | 17322.55
9.213 | 17118.53
9.2636 | 16924.37
9.3141 | 16640.39
9.3647 | 16357.63
9.4153 | 16170.13
9.4659 | 15977.09
9.5164 | 15769.64
9.567 | 15480.41
9.6176 | 15209.37
9.6682 | 15029.32
9.7187 | 14847.65
9.7693 | 14681.23
9.8199 | 14412.71
9.8705 | 14162.02
9.921 | 13985.25
9.9716 | 13819.2
10.0222 | 13673.78
10.0728 | 13439.33
10.1233 | 13197.46
10.1739 | 13026.59
10.2245 | 12867.43
10.2751 | 12683.95
10.3256 | 12425.05
10.3762 | 12196.9
10.4268 | 12038.88
10.4773 | 11872.34
10.5279 | 11709.4
10.5785 | 11480.76
10.6291 | 11278.09
10.6797 | 11143.55
10.7302 | 10996.62
10.7808 | 10868.09
10.8314 | 10654.34
10.8819 | 10423.82
10.9325 | 10282.69
10.9831 | 10151.06
11.0337 | 10016.39
11.0843 | 9821.607
11.1348 | 9644.145
11.1854 | 9529.164
11.236 | 9403.837
11.2866 | 9268.7
11.3371 | 9080.909
11.3877 | 8920.944
11.4383 | 8820.401
11.4888 | 8712.506
11.5394 | 8609.013
11.59 | 8431.048
11.6406 | 8255.179
11.6911 | 8144.712
11.7417 | 8047.768
11.7923 | 7954.777
11.8429 | 7813.515
11.8934 | 7665.261
11.944 | 7563.913
11.9946 | 7461.157
12.0452 | 7359.273
12.0957 | 7218.679
12.1463 | 7079.165
12.1969 | 6982.868
12.2475 | 6886.19
12.298 | 6786.743
12.3486 | 6641.079
12.3992 | 6507.305
12.4498 | 6408.684
12.5003 | 6322.577
12.5509 | 6236.806
12.6015 | 6111.605
12.6521 | 6007.718
12.7026 | 5916.962
12.7532 | 5848.176
12.8038 | 5782.674
12.8544 | 5671.359
12.9049 | 5560.469
12.9555 | 5495.236
13.0061 | 5427.879
13.0566 | 5351.449
13.1072 | 5227.311
13.1578 | 5121.311
13.2084 | 5067.966
13.259 | 4992.743
13.3095 | 4924.18
13.3601 | 4837.848
13.4107 | 4750.358
13.4612 | 4697.885
13.5118 | 4640.138
13.5624 | 4591.666
13.613 | 4519.305
13.6636 | 4429.487
13.7141 | 4367.315
13.7647 | 4305.5
13.8153 | 4251.374
13.8659 | 4181.697
13.9164 | 4114.717
13.967 | 4060.746
14.0176 | 4009.883
14.0681 | 3976.763
14.1187 | 3924.152
14.1693 | 3864.554
14.2199 | 3832.15
14.2704 | 3798.583
14.321 | 3762
14.3716 | 3692.425
14.4222 | 3620.873
14.4727 | 3584.155
14.5233 | 3551.795
14.5739 | 3507.815
14.6245 | 3447.508
14.675 | 3385.751
14.7256 | 3343.58
14.7762 | 3316.115
14.8268 | 3284.962
14.8773 | 3246.328
14.9279 | 3199.146
14.9785 | 3158.495
15.0291 | 3124.526
15.0796 | 3091.63
15.1302 | 3036.372
15.1808 | 3002.708
15.2314 | 2974.795
15.2819 | 2946.458
15.3325 | 2908.064
15.3831 | 2849.259
15.4337 | 2806.784
15.4842 | 2787.14
15.5348 | 2755.16
15.5854 | 2726.711
15.6359 | 2685.355
15.6865 | 2660.338
15.7371 | 2640.113
15.7877 | 2614.302
15.8383 | 2594.099
15.8888 | 2577.842
15.9394 | 2552.085
15.99 | 2532.843
16.0405 | 2521.044
16.0911 | 2504.26
16.1417 | 2474.863
16.1923 | 2438.58
16.2429 | 2412.835
16.2934 | 2387.359
16.344 | 2374.598
16.3946 | 2348.552
16.4452 | 2329.165
16.4957 | 2317.03
16.5463 | 2297.766
16.5969 | 2272.647
16.6474 | 2244.086
16.698 | 2225.649
16.7486 | 2216.174
16.7992 | 2207.927
16.8497 | 2187.993
16.9003 | 2150.664
16.9509 | 2118.893
17.0015 | 2106.602
17.052 | 2094.512
17.1026 | 2084.187
17.1532 | 2064.531
17.2038 | 2038.642
17.2543 | 2018.685
17.3049 | 1998.349
17.3555 | 1986.683
17.4061 | 1976.058
17.4566 | 1952.826
17.5072 | 1934.769
17.5578 | 1924.109
17.6084 | 1913.293
17.6589 | 1895.093
17.7095 | 1884.576
17.7601 | 1873.625
17.8107 | 1862.697
17.8612 | 1851.679
17.9118 | 1841.02
17.9624 | 1824.438
18.013 | 1808.928
18.0635 | 1795.206
18.1141 | 1789.172
18.1647 | 1777.462
18.2153 | 1775.875
18.2658 | 1773.886
18.3164 | 1767.651
18.367 | 1761.752
18.4175 | 1755.789
18.4681 | 1746.89
18.5187 | 1743.449
18.5693 | 1735.783
18.6198 | 1720.095
18.6704 | 1689.233
18.721 | 1685.366
18.7716 | 1675.243
18.8222 | 1666.661
18.8727 | 1652.403
18.9233 | 1635.695
18.9739 | 1618.636
19.0245 | 1612.378
19.075 | 1598.947
19.1256 | 1591.706
19.1762 | 1576.867
19.2267 | 1560.419
19.2773 | 1547.189
19.3279 | 1536.53
19.3785 | 1530.495
19.429 | 1517.04
19.4796 | 1518.182
19.5302 | 1512.841
19.5808 | 1520.439
19.6313 | 1524.417
19.6819 | 1518.357
19.7325 | 1516.104
19.7831 | 1514.584
19.8336 | 1516.238
19.8842 | 1514.718
19.9348 | 1503.217
19.9854 | 1494.761
20.0359 | 1485.554
20.0865 | 1468.1
20.1371 | 1457.485
20.1877 | 1448.777
20.2382 | 1439.137
20.2888 | 1431.696
20.3394 | 1424.522
20.39 | 1421.952
20.4405 | 1408.698
20.4911 | 1394.084
20.5417 | 1384.452
20.5923 | 1375.133
20.6428 | 1361.657
20.6934 | 1336.973
20.744 | 1310.57
20.7946 | 1296.759
20.8451 | 1276.467
20.8957 | 1257.494
20.9463 | 1237.017
20.9968 | 1238.699
21.0474 | 1232.464
21.098 | 1225.67
21.1486 | 1224.888
21.1991 | 1229.118
21.2497 | 1233.47
21.3003 | 1232.464
21.3509 | 1241.761
21.4015 | 1237.135
21.452 | 1222.804
21.5026 | 1199.344
21.5532 | 1194.741
21.6038 | 1195.255
21.6543 | 1188.528
21.7049 | 1161.318
21.7555 | 1145.687
21.806 | 1139.72
21.8566 | 1128.479
21.9072 | 1125.909
21.9578 | 1125.407
22.0083 | 1112.925
22.0589 | 1096.432
22.1095 | 1079.448
22.1601 | 1070.643
22.2106 | 1061.021
22.2612 | 1050.306
22.3118 | 1044.541
22.3624 | 1033.3
22.4129 | 1024.83
22.4635 | 1014.383
22.5141 | 1009.723
22.5647 | 927.6165
22.6152 | 845.4879
22.6658 | 757.3702
22.7164 | 646.228
22.767 | 504.6602
22.8175 | 417.0341
22.8681 | 333.4529
22.9187 | 250.0953
22.9693 | 89.8385
23.0198 | 0
23.0704 | 0
23.121 | 0
23.1716 | 0
23.2221 | 0
23.2727 | 0
23.3233 | 0
23.3739 | 0
23.4244 | 0
23.475 | 0
23.5256 | 0
23.5761 | 0
23.6267 | 0
23.6773 | 0
23.7279 | 0
23.7784 | 0
23.829 | 0
23.8796 | 0
23.9302 | 0
23.9808 | 0
24.0313 | 0
24.0819 | 0
24.1325 | 0
24.1831 | 0
24.2336 | 0
24.2842 | 0
24.3348 | 0
24.3853 | 0
24.4359 | 0
24.4865 | 0
24.5371 | 0
24.5876 | 0
24.6382 | 0
24.6888 | 0
24.7394 | 0
24.7899 | 0
24.8405 | 0
24.8911 | 0
24.9417 | 0
24.9922 | 0
25.0428 | 0
25.0934 | 0
25.144 | 0
25.1945 | 0
25.2451 | 0
25.2957 | 0
25.3463 | 0
25.3968 | 0
25.4474 | 0
25.498 | 0
25.5486 | 0
25.5991 | 0
25.6497 | 0
25.7003 | 0
25.7509 | 0
25.8014 | 0
25.852 | 0
25.9026 | 0
25.9532 | 0
26.0037 | 0
26.0543 | 0
26.1049 | 0
26.1554 | 0
26.206 | 0
26.2566 | 0
26.3072 | 0
26.3577 | 0
26.4083 | 0
26.4589 | 0
26.5095 | 0
26.5601 | 0
26.6106 | 0
26.6612 | 0
26.7118 | 0
26.7624 | 0
26.8129 | 0
26.8635 | 0
26.9141 | 0
26.9646 | 0
27.0152 | 0
27.0658 | 0
27.1164 | 0
27.1669 | 0
27.2175 | 0
27.2681 | 0
27.3187 | 0
27.3692 | 0
27.4198 | 0
27.4704 | 0
27.521 | 0
27.5715 | 0
27.6221 | 0
27.6727 | 0
27.7233 | 0
27.7738 | 0
27.8244 | 0
27.875 | 0
27.9256 | 0
27.9761 | 0
28.0267 | 0
28.0773 | 0
28.1279 | 0
28.1784 | 0
28.229 | 0
28.2796 | 0
28.3302 | 0
28.3807 | 0
28.4313 | 0
28.4819 | 0
28.5325 | 0
28.583 | 0
28.6336 | 0
28.6842 | 0
28.7348 | 0
28.7853 | 0
28.8359 | 0
28.8865 | 0
28.937 | 0
28.9876 | 0
29.0382 | 0
29.0888 | 0
29.1394 | 0
29.1899 | 0
29.2405 | 0
29.2911 | 0
29.3417 | 0

## WL
Desire
D60 Tungsten Luxeon TX | 2016-08-01
Diffuser
Wide Linear
Horizontal | Beam Angle | Field Angle
| 60.9 | 86.1
| For Field width at any distance, multiply distance by |  |  |  | 1.8683
| For Beam width at any distance, multiply distance by |  |  |  | 1.1757
Vertical | Beam Angle | Field Angle
| 12.3 | 24.6
| For Field height at any distance, multiply distance by |  |  |  | 0.43607
| For Beam height at any distance, multiply distance by |  |  |  | 0.2155
Row Mult
Mode | Candela | Field Lumens | Beam Lumens | Power Consump | Efficacy (lpw)
Boost Full | 42986.625 | 8717.1665 | 4130.8844 | 140 | 62.2655
Regulated Full | 41250 | 8365 | 3964 | 136 | 61.5074 | #REF! | #REF! | #REF!
Dist for 1.0 fc
Throw Distance (ft) | 10 | 15 | 20 | 30 | 203.101
Throw Distance (m) | 3.048 | 4.572 | 6.096 | 9.144 | 61.9052
Field Width (ft) | 18.683 | 28.0244 | 37.3659 | 56.0489
Field Width (m) | 5.6946 | 8.5418 | 11.3891 | 17.0837
Illuminance (fc) | 412.5 | 183.3333 | 103.125 | 45.8333
Illuminance (lux) | 4440.1087 | 1973.3817 | 1110.0272 | 493.3454
Test Distance | Iso-Illuminance Diagram grid lines
54 | 0 | 12.5 | 25 | 37.5
| 0 | 0.23148 | 0.46296 | 0.69444
Measurement: WL full reg. - Intensity
Degrees | (Cd)
-47.4365 | 0
-47.3685 | 0
-47.3004 | 0
-47.2324 | 0
-47.1643 | 0
-47.0962 | 0
-47.0282 | 0
-46.9601 | 0
-46.8921 | 0
-46.824 | 0
-46.7559 | 0
-46.6879 | 0
-46.6198 | 0
-46.5518 | 0
-46.4837 | 0
-46.4157 | 0
-46.3476 | 0
-46.2795 | 0
-46.2115 | 0
-46.1434 | 0
-46.0754 | 0
-46.0073 | 0
-45.9393 | 0
-45.8712 | 0
-45.8031 | 0
-45.7351 | 0
-45.667 | 0
-45.599 | 0
-45.5309 | 0
-45.4628 | 0
-45.3948 | 0
-45.3267 | 0
-45.2587 | 0
-45.1906 | 0
-45.1225 | 0
-45.0545 | 0
-44.9864 | 0
-44.9184 | 0
-44.8503 | 0
-44.7823 | 0
-44.7142 | 0
-44.6461 | 0
-44.5781 | 0
-44.51 | 0
-44.442 | 0
-44.3739 | 0
-44.3058 | 0
-44.2378 | 0
-44.1697 | 0
-44.1017 | 347.7925
-44.0336 | 715.1723
-43.9656 | 1097.151
-43.8975 | 1484.797
-43.8295 | 1890.49
-43.7614 | 2296.052
-43.6933 | 2712.87
-43.6253 | 2792.447
-43.5572 | 2873.904
-43.4892 | 2944.236
-43.4211 | 3016.656
-43.353 | 3087.197
-43.285 | 3163.117
-43.2169 | 3242.851
-43.1489 | 3327.86
-43.0808 | 3400.699
-43.0127 | 3481.137
-42.9447 | 3560.374
-42.8766 | 3626.553
-42.8086 | 3702.369
-42.7405 | 3770.716
-42.6725 | 3841.701
-42.6044 | 3916.341
-42.5363 | 4001.324
-42.4683 | 4088.292
-42.4002 | 4180.927
-42.3322 | 4281.267
-42.2641 | 4391.086
-42.196 | 4504.092
-42.128 | 4575.86
-42.0599 | 4684.739
-41.9919 | 4791.973
-41.9238 | 4910.463
-41.8558 | 5021.275
-41.7877 | 5119.421
-41.7197 | 5223.808
-41.6516 | 5376.276
-41.5835 | 5499.467
-41.5155 | 5621.64
-41.4474 | 5730.519
-41.3794 | 5861.441
-41.3113 | 5980.767
-41.2432 | 6092.467
-41.1752 | 6229.186
-41.1071 | 6338.875
-41.0391 | 6467.081
-40.971 | 6588.157
-40.9029 | 6711.322
-40.8349 | 6857.286
-40.7668 | 6995.286
-40.6988 | 7104.688
-40.6307 | 7222.682
-40.5627 | 7361.855
-40.4946 | 7498
-40.4265 | 7612.025
-40.3585 | 7739.604
-40.2904 | 7864.597
-40.2224 | 8011.868
-40.1543 | 8159.165
-40.0862 | 8265.327
-40.0182 | 8407.035
-39.9501 | 8560.782
-39.8821 | 8694.655
-39.814 | 8828.215
-39.746 | 8946
-39.6779 | 9067.128
-39.6098 | 9209.28
-39.5418 | 9346.888
-39.4737 | 9473.734
-39.4057 | 9616.905
-39.3376 | 9757.464
-39.2696 | 9898.519
-39.2015 | 10041.3
-39.1334 | 10174.28
-39.0654 | 10301.68
-38.9973 | 10439.39
-38.9293 | 10550.31
-38.8612 | 10694.03
-38.7931 | 10820.4
-38.7251 | 10969.97
-38.657 | 11112.7
-38.589 | 11240.38
-38.5209 | 11367.88
-38.4528 | 11527.9
-38.3848 | 11652.45
-38.3167 | 11790.73
-38.2487 | 11895.85
-38.1806 | 12009.48
-38.1126 | 12147.64
-38.0445 | 12271.07
-37.9764 | 12380.65
-37.9084 | 12522.38
-37.8403 | 12635.52
-37.7723 | 12757.61
-37.7042 | 12896.37
-37.6362 | 13006.53
-37.5681 | 13113.19
-37.5 | 13236.54
-37.432 | 13326.82
-37.3639 | 13438.39
-37.2959 | 13547.71
-37.2278 | 13651.4
-37.1598 | 13763.8
-37.0917 | 13874.09
-37.0236 | 13967.67
-36.9556 | 14075.53
-36.8875 | 14211.59
-36.8195 | 14285.63
-36.7514 | 14334.52
-36.6833 | 14404.75
-36.6153 | 14498.85
-36.5472 | 14605.93
-36.4792 | 14708.93
-36.4111 | 14735.57
-36.343 | 14883.86
-36.275 | 15025.23
-36.2069 | 15149.49
-36.1389 | 15257.77
-36.0708 | 15328.88
-36.0028 | 15424.99
-35.9347 | 15584.38
-35.8666 | 15668.42
-35.7986 | 15781.11
-35.7305 | 15890.2
-35.6625 | 15956.69
-35.5944 | 16069.8
-35.5264 | 16165.21
-35.4583 | 16240.14
-35.3902 | 16345.7
-35.3222 | 16422.22
-35.2541 | 16505.48
-35.1861 | 16629.66
-35.118 | 16718.59
-35.05 | 16770.79
-34.9819 | 16877.61
-34.9138 | 16925.14
-34.8458 | 16979.88
-34.7777 | 17021.33
-34.7097 | 17060.79
-34.6416 | 17098.84
-34.5735 | 17167.69
-34.5055 | 17192.29
-34.4374 | 17255.36
-34.3694 | 17323.99
-34.3013 | 17404.33
-34.2332 | 17472.73
-34.1652 | 17566.62
-34.0971 | 17632.87
-34.0291 | 17686.88
-33.961 | 17750.14
-33.893 | 17823.99
-33.8249 | 17863.9
-33.7568 | 17935.12
-33.6888 | 17984.14
-33.6207 | 18060.53
-33.5527 | 18138.59
-33.4846 | 18223.6
-33.4166 | 18278.73
-33.3485 | 18342.14
-33.2804 | 18383.28
-33.2124 | 18457.92
-33.1443 | 18523.16
-33.0763 | 18573.09
-33.0082 | 18611.17
-32.9401 | 18654.81
-32.8721 | 18731.02
-32.804 | 18824.2
-32.736 | 18882.7
-32.6679 | 18940.73
-32.5999 | 19014.51
-32.5318 | 19079.83
-32.4637 | 19168.54
-32.3957 | 19242.22
-32.3276 | 19290.56
-32.2596 | 19362.04
-32.1915 | 19401.19
-32.1234 | 19437.75
-32.0554 | 19470.82
-31.9873 | 19486.67
-31.9193 | 19526.18
-31.8512 | 19535.17
-31.7832 | 19566.59
-31.7151 | 19623.68
-31.647 | 19676.09
-31.579 | 19746.42
-31.5109 | 19853.29
-31.4429 | 19896.72
-31.3748 | 19986.64
-31.3068 | 20046.92
-31.2387 | 20138.8
-31.1706 | 20240.99
-31.1026 | 20310.3
-31.0345 | 20360.39
-30.9665 | 20448.7
-30.8984 | 20533.49
-30.8303 | 20604.53
-30.7623 | 20655.56
-30.6942 | 20678.44
-30.6262 | 20715.47
-30.5581 | 20766.4
-30.4901 | 20792.28
-30.422 | 20822.13
-30.3539 | 20889.93
-30.2859 | 20954.57
-30.2178 | 21037.38
-30.1498 | 21109.73
-30.0817 | 21173.92
-30.0136 | 21250.31
-29.9456 | 21326.41
-29.8775 | 21371.75
-29.8095 | 21412.49
-29.7414 | 21444.25
-29.6733 | 21515.11
-29.6053 | 21583.95
-29.5372 | 21667.76
-29.4692 | 21719.41
-29.4011 | 21756.53
-29.3331 | 21765.54
-29.265 | 21789.46
-29.197 | 21820.3
-29.1289 | 21836.6
-29.0608 | 21849.21
-28.9928 | 21884.21
-28.9247 | 21912.52
-28.8567 | 21999.64
-28.7886 | 22093.82
-28.7205 | 22176.66
-28.6525 | 22253
-28.5844 | 22331.95
-28.5164 | 22409.57
-28.4483 | 22478.41
-28.3803 | 22523.75
-28.3122 | 22603.06
-28.2441 | 22657.86
-28.1761 | 22706.98
-28.108 | 22757.88
-28.04 | 22809.44
-27.9719 | 22886.79
-27.9038 | 22961.96
-27.8358 | 22988.23
-27.7677 | 23015.71
-27.6997 | 23084.78
-27.6316 | 23172.46
-27.5635 | 23268.59
-27.4955 | 23330.51
-27.4274 | 23381.1
-27.3594 | 23430.48
-27.2913 | 23522.76
-27.2233 | 23605.62
-27.1552 | 23679.19
-27.0871 | 23771.75
-27.0191 | 23869.76
-26.951 | 23965.72
-26.883 | 24052.06
-26.8149 | 24083.08
-26.7468 | 24111.71
-26.6788 | 24122.86
-26.6107 | 24107.19
-26.5427 | 24115.1
-26.4746 | 24136.39
-26.4066 | 24174.46
-26.3385 | 24239.96
-26.2705 | 24307.69
-26.2024 | 24376.66
-26.1343 | 24467.99
-26.0663 | 24583.6
-25.9982 | 24683.45
-25.9302 | 24808.7
-25.8621 | 24936.7
-25.794 | 25093.84
-25.726 | 25225.57
-25.6579 | 25357.64
-25.5899 | 25465.03
-25.5218 | 25560.31
-25.4537 | 25621
-25.3857 | 25683.26
-25.3176 | 25705.33
-25.2496 | 25752.99
-25.1815 | 25772.14
-25.1135 | 25783.76
-25.0454 | 25818.21
-24.9773 | 25884.41
-24.9093 | 25921.58
-24.8412 | 25943.93
-24.7732 | 25966.81
-24.7051 | 26024.84
-24.637 | 26108.33
-24.569 | 26209.93
-24.5009 | 26303.19
-24.4329 | 26394.99
-24.3648 | 26460.96
-24.2968 | 26544.92
-24.2287 | 26583.63
-24.1606 | 26602.01
-24.0926 | 26625.18
-24.0245 | 26644.56
-23.9565 | 26693.21
-23.8884 | 26777.65
-23.8204 | 26836.44
-23.7523 | 26887.31
-23.6842 | 26940.71
-23.6162 | 27004.6
-23.5481 | 27054.74
-23.4801 | 27124.24
-23.412 | 27158.58
-23.3439 | 27223.45
-23.2759 | 27310.92
-23.2078 | 27384.57
-23.1398 | 27423.24
-23.0717 | 27471.48
-23.0037 | 27500.03
-22.9356 | 27577.1
-22.8675 | 27650.28
-22.7995 | 27727.19
-22.7314 | 27803.42
-22.6634 | 27884.59
-22.5953 | 27960.67
-22.5272 | 28022.67
-22.4592 | 28053.75
-22.3911 | 28059.78
-22.3231 | 28067.93
-22.255 | 28076.34
-22.187 | 28090.28
-22.1189 | 28138.65
-22.0508 | 28160.2
-21.9828 | 28224.55
-21.9147 | 28288.71
-21.8467 | 28346.12
-21.7786 | 28469.96
-21.7106 | 28579.08
-21.6425 | 28652.13
-21.5744 | 28666.72
-21.5064 | 28683.88
-21.4383 | 28747.66
-21.3703 | 28832.54
-21.3022 | 28867.59
-21.2341 | 28902.84
-21.1661 | 28931.44
-21.098 | 29043.12
-21.03 | 29120.21
-20.9619 | 29167.82
-20.8939 | 29184.46
-20.8258 | 29192.84
-20.7577 | 29227.13
-20.6897 | 29296.84
-20.6216 | 29376.1
-20.5536 | 29481.69
-20.4855 | 29567.3
-20.4174 | 29647.92
-20.3494 | 29749.85
-20.2813 | 29833.19
-20.2133 | 29858.13
-20.1452 | 29886.54
-20.0771 | 29844.03
-20.0091 | 29873.88
-19.941 | 29912.06
-19.873 | 29934.31
-19.8049 | 29978.53
-19.7369 | 30076.6
-19.6688 | 30173.83
-19.6008 | 30260.79
-19.5327 | 30337.31
-19.4646 | 30408.25
-19.3966 | 30479.8
-19.3285 | 30552.57
-19.2605 | 30615.06
-19.1924 | 30661.39
-19.1243 | 30761.68
-19.0563 | 30795.71
-18.9882 | 30841.26
-18.9202 | 30876.75
-18.8521 | 30885.16
-18.7841 | 30904.7
-18.716 | 30931.83
-18.6479 | 30968.39
-18.5799 | 31058.1
-18.5118 | 31164.53
-18.4438 | 31267.56
-18.3757 | 31356.01
-18.3076 | 31423.18
-18.2396 | 31509.16
-18.1715 | 31582.81
-18.1035 | 31582.34
-18.0354 | 31551.31
-17.9673 | 31563.64
-17.8993 | 31638.2
-17.8312 | 31716.84
-17.7632 | 31735.07
-17.6951 | 31769.54
-17.6271 | 31856.3
-17.559 | 31953.01
-17.4909 | 32020.33
-17.4229 | 32055.78
-17.3548 | 32072.38
-17.2868 | 32116.89
-17.2187 | 32151.33
-17.1506 | 32198.01
-17.0826 | 32297.41
-17.0145 | 32371.5
-16.9465 | 32463.22
-16.8784 | 32558.23
-16.8104 | 32647.65
-16.7423 | 32726.16
-16.6743 | 32760.89
-16.6062 | 32778.57
-16.5381 | 32804.35
-16.4701 | 32809.26
-16.402 | 32833.73
-16.334 | 32868.1
-16.2659 | 32931.62
-16.1978 | 32995.91
-16.1298 | 33043.11
-16.0617 | 33110.41
-15.9937 | 33168.26
-15.9256 | 33235.06
-15.8575 | 33290.82
-15.7895 | 33336.89
-15.7214 | 33413.49
-15.6534 | 33474.79
-15.5853 | 33514.07
-15.5173 | 33569.01
-15.4492 | 33616.07
-15.3811 | 33688.63
-15.3131 | 33750.21
-15.245 | 33783.8
-15.177 | 33788.03
-15.1089 | 33805.99
-15.0409 | 33846.32
-14.9728 | 33901.84
-14.9047 | 33955.25
-14.8367 | 33988.11
-14.7686 | 34016.75
-14.7006 | 34074.03
-14.6325 | 34136.29
-14.5644 | 34163.55
-14.4964 | 34159.77
-14.4283 | 34132.92
-14.3603 | 34165.38
-14.2922 | 34216.96
-14.2241 | 34248.28
-14.1561 | 34262.82
-14.088 | 34315.53
-14.02 | 34348.02
-13.9519 | 34400.61
-13.8839 | 34421.48
-13.8158 | 34439.08
-13.7477 | 34462.61
-13.6797 | 34490.92
-13.6116 | 34463.87
-13.5436 | 34466.01
-13.4755 | 34492.8
-13.4075 | 34535.58
-13.3394 | 34574.11
-13.2713 | 34620.83
-13.2033 | 34681.26
-13.1352 | 34775.36
-13.0672 | 34892.31
-12.9991 | 34957.34
-12.9311 | 35022.66
-12.863 | 35098
-12.7949 | 35180.84
-12.7269 | 35300.82
-12.6588 | 35368.04
-12.5908 | 35398.55
-12.5227 | 35463.97
-12.4546 | 35509.28
-12.3866 | 35519.91
-12.3185 | 35515.08
-12.2505 | 35477
-12.1824 | 35495.18
-12.1143 | 35545.9
-12.0463 | 35598.26
-11.9782 | 35638.38
-11.9102 | 35701.89
-11.8421 | 35781.29
-11.7741 | 35857.8
-11.706 | 35914.58
-11.6379 | 35959.55
-11.5699 | 35997.32
-11.5018 | 36021.87
-11.4338 | 36007.53
-11.3657 | 35999.04
-11.2977 | 36032.39
-11.2296 | 36076.4
-11.1615 | 36106.38
-11.0935 | 36163.5
-11.0254 | 36233.67
-10.9574 | 36331.24
-10.8893 | 36399.48
-10.8212 | 36401.68
-10.7532 | 36395.49
-10.6851 | 36416.02
-10.6171 | 36384.57
-10.549 | 36346.76
-10.481 | 36355.32
-10.4129 | 36436.31
-10.3448 | 36515.5
-10.2768 | 36560.1
-10.2087 | 36558.12
-10.1407 | 36574.02
-10.0726 | 36597.71
-10.0046 | 36607.24
-9.9365 | 36587.71
-9.8684 | 36602.88
-9.8004 | 36645.89
-9.7323 | 36697.87
-9.6643 | 36748.45
-9.5962 | 36815.84
-9.5281 | 36893.48
-9.4601 | 36918.16
-9.392 | 36947.62
-9.324 | 37005.65
-9.2559 | 37082.22
-9.1878 | 37119.91
-9.1198 | 37148.98
-9.0517 | 37174.39
-8.9837 | 37263.13
-8.9156 | 37357.41
-8.8476 | 37403.11
-8.7795 | 37403.4
-8.7114 | 37437.61
-8.6434 | 37495.86
-8.5753 | 37570.55
-8.5073 | 37578.96
-8.4392 | 37567.39
-8.3712 | 37596.27
-8.3031 | 37660.88
-8.235 | 37722.55
-8.167 | 37760.96
-8.0989 | 37750.2
-8.0309 | 37748.82
-7.9628 | 37726.04
-7.8947 | 37714.89
-7.8267 | 37707.29
-7.7586 | 37692.22
-7.6906 | 37659.16
-7.6225 | 37566.05
-7.5545 | 37531.95
-7.4864 | 37569.55
-7.4183 | 37594.31
-7.3503 | 37590
-7.2822 | 37600.35
-7.2142 | 37641.01
-7.1461 | 37773.13
-7.078 | 37870.81
-7.01 | 37880.42
-6.9419 | 37893.76
-6.8739 | 37958.74
-6.8058 | 37991.75
-6.7378 | 37998.62
-6.6697 | 37988.78
-6.6016 | 37991.39
-6.5336 | 38038.29
-6.4655 | 38067.88
-6.3975 | 38058.48
-6.3294 | 38057.25
-6.2614 | 38050.86
-6.1933 | 38099.22
-6.1252 | 38128.24
-6.0572 | 38151.9
-5.9891 | 38187.7
-5.9211 | 38253.54
-5.853 | 38313.64
-5.7849 | 38377.86
-5.7169 | 38395.2
-5.6488 | 38452.45
-5.5808 | 38485.41
-5.5127 | 38535.97
-5.4447 | 38556.57
-5.3766 | 38548.45
-5.3085 | 38562.74
-5.2405 | 38600.11
-5.1724 | 38632.75
-5.1044 | 38693.95
-5.0363 | 38707.05
-4.9682 | 38721.89
-4.9002 | 38811
-4.8321 | 38902.88
-4.7641 | 38950.67
-4.696 | 38951.38
-4.628 | 38931.03
-4.5599 | 38908.75
-4.4918 | 38872.66
-4.4238 | 38798.91
-4.3557 | 38709.48
-4.2877 | 38647.3
-4.2196 | 38635.13
-4.1515 | 38630.54
-4.0835 | 38621.37
-4.0154 | 38628.65
-3.9474 | 38664.12
-3.8793 | 38705.86
-3.8113 | 38732.52
-3.7432 | 38735.29
-3.6751 | 38749.73
-3.6071 | 38791.99
-3.539 | 38839.26
-3.471 | 38861.09
-3.4029 | 38860.98
-3.3348 | 38864.7
-3.2668 | 38879.45
-3.1987 | 38900.79
-3.1307 | 38926.46
-3.0626 | 38966.68
-2.9946 | 39039.34
-2.9265 | 39116.75
-2.8584 | 39164.72
-2.7904 | 39177.15
-2.7223 | 39179.87
-2.6543 | 39191.04
-2.5862 | 39208.02
-2.5182 | 39217.73
-2.4501 | 39215.13
-2.382 | 39223.12
-2.314 | 39247.98
-2.2459 | 39278.46
-2.1779 | 39314
-2.1098 | 39363.62
-2.0417 | 39440.95
-1.9737 | 39565.53
-1.9056 | 39707.42
-1.8376 | 39797.6
-1.7695 | 39878.01
-1.7015 | 39943.3
-1.6334 | 39966.34
-1.5653 | 39919.25
-1.4973 | 39825.96
-1.4292 | 39721.42
-1.3612 | 39682.32
-1.2931 | 39631.5
-1.225 | 39573.26
-1.157 | 39549.26
-1.0889 | 39605.04
-1.0209 | 39729.98
-0.95281 | 39888.3
-0.88476 | 40042.8
-0.8167 | 40195.61
-0.74864 | 40308.2
-0.68058 | 40369.65
-0.61252 | 40382.35
-0.54447 | 40349.91
-0.47641 | 40279
-0.40835 | 40206.24
-0.34029 | 40173.96
-0.27223 | 40207.63
-0.20417 | 40276.47
-0.13612 | 40321.63
-0.068058 | 40337.69
6.7502e-13 | 40340.07
0.068058 | 40321.63
0.13612 | 40270.49
0.20417 | 40180.26
0.27223 | 40054.69
0.34029 | 39915.05
0.40835 | 39816.51
0.47641 | 39733.12
0.54447 | 39655.63
0.61252 | 39584.49
0.68058 | 39540.95
0.74864 | 39525.89
0.8167 | 39520.61
0.88476 | 39450.77
0.95281 | 39403.63
1.0209 | 39402.85
1.0889 | 39426.48
1.157 | 39431.47
1.225 | 39390.81
1.2931 | 39341.92
1.3612 | 39332.86
1.4292 | 39312.98
1.4973 | 39251.74
1.5653 | 39154.82
1.6334 | 39055.89
1.7015 | 39015.15
1.7695 | 39052.34
1.8376 | 39109.48
1.9056 | 39166.31
1.9737 | 39223.22
2.0417 | 39278.59
2.1098 | 39318.57
2.1779 | 39339.36
2.2459 | 39322.57
2.314 | 39299.93
2.382 | 39325.15
2.4501 | 39357.93
2.5182 | 39377.3
2.5862 | 39382.69
2.6543 | 39405.75
2.7223 | 39387.5
2.7904 | 39350.28
2.8584 | 39263.91
2.9265 | 39157.95
2.9946 | 39045.58
3.0626 | 38955.11
3.1307 | 38868.3
3.1987 | 38867.18
3.2668 | 38849.57
3.3348 | 38807.97
3.4029 | 38774.15
3.471 | 38777.15
3.539 | 38778.17
3.6071 | 38763.96
3.6751 | 38719.23
3.7432 | 38719.82
3.8113 | 38726.07
3.8793 | 38707.55
3.9474 | 38666.6
4.0154 | 38637.88
4.0835 | 38607.53
4.1515 | 38578.77
4.2196 | 38548.48
4.2877 | 38539.75
4.3557 | 38563.23
4.4238 | 38604.47
4.4918 | 38651.45
4.5599 | 38705.23
4.628 | 38744.56
4.696 | 38737.59
4.7641 | 38670.81
4.8321 | 38593.45
4.9002 | 38562.97
4.9682 | 38517.89
5.0363 | 38444.69
5.1044 | 38348.58
5.1724 | 38264.28
5.2405 | 38218.42
5.3085 | 38136.44
5.3766 | 37991.91
5.4447 | 37868.69
5.5127 | 37788.36
5.5808 | 37736.1
5.6488 | 37687.91
5.7169 | 37646.44
5.7849 | 37678.48
5.853 | 37744.66
5.9211 | 37803.09
5.9891 | 37833.09
6.0572 | 37846.7
6.1252 | 37890.92
6.1933 | 37909.46
6.2614 | 37878.07
6.3294 | 37831.66
6.3975 | 37820.09
6.4655 | 37835.76
6.5336 | 37852
6.6016 | 37838.21
6.6697 | 37857.83
6.7378 | 37909.02
6.8058 | 37943.91
6.8739 | 37949.65
6.9419 | 37967.62
7.01 | 37979.71
7.078 | 37981.8
7.1461 | 37966.16
7.2142 | 37935
7.2822 | 37916.22
7.3503 | 37874.86
7.4183 | 37788.25
7.4864 | 37708
7.5545 | 37649.68
7.6225 | 37627.35
7.6906 | 37611.21
7.7586 | 37595.64
7.8267 | 37599.09
7.8947 | 37626.72
7.9628 | 37663
8.0309 | 37698.41
8.0989 | 37709.64
8.167 | 37720.56
8.235 | 37720.98
8.3031 | 37683.03
8.3712 | 37613.43
8.4392 | 37542.76
8.5073 | 37477.89
8.5753 | 37399.88
8.6434 | 37286.3
8.7114 | 37172.87
8.7795 | 37141.53
8.8476 | 37097.66
8.9156 | 37026.93
8.9837 | 36947.3
9.0517 | 36897.11
9.1198 | 36893.95
9.1878 | 36923.75
9.2559 | 36912.2
9.324 | 36923.33
9.392 | 36933.57
9.4601 | 36926.44
9.5281 | 36879.22
9.5962 | 36793.25
9.6643 | 36662.32
9.7323 | 36513.17
9.8004 | 36423.25
9.8684 | 36375.2
9.9365 | 36339.71
10.0046 | 36311.24
10.0726 | 36295.91
10.1407 | 36321.14
10.2087 | 36351.95
10.2768 | 36312.65
10.3448 | 36243.41
10.4129 | 36186.04
10.481 | 36149.45
10.549 | 36109.36
10.6171 | 36021.06
10.6851 | 35927.36
10.7532 | 35892.39
10.8212 | 35870.47
10.8893 | 35836.47
10.9574 | 35809.13
11.0254 | 35810.2
11.0935 | 35840.05
11.1615 | 35850.1
11.2296 | 35795.88
11.2977 | 35755.06
11.3657 | 35744.46
11.4338 | 35717.22
11.5018 | 35665.77
11.5699 | 35605.96
11.6379 | 35571.07
11.706 | 35562.79
11.7741 | 35542.76
11.8421 | 35494.16
11.9102 | 35440.75
11.9782 | 35395.49
12.0463 | 35366.84
12.1143 | 35342.45
12.1824 | 35305.36
12.2505 | 35247.44
12.3185 | 35177.84
12.3866 | 35110.9
12.4546 | 35028.35
12.5227 | 34933.94
12.5908 | 34861.36
12.6588 | 34828.95
12.7269 | 34812.7
12.7949 | 34829
12.863 | 34862.09
12.9311 | 34900.77
12.9991 | 34913.43
13.0672 | 34884.32
13.1352 | 34827.77
13.2033 | 34785.8
13.2713 | 34733.86
13.3394 | 34663.08
13.4075 | 34593.98
13.4755 | 34534.28
13.5436 | 34472.12
13.6116 | 34393.38
13.6797 | 34302.42
13.7477 | 34241.67
13.8158 | 34204.79
13.8839 | 34169.2
13.9519 | 34126.47
14.02 | 34075.7
14.088 | 34047.15
14.1561 | 34028.64
14.2241 | 33966.27
14.2922 | 33878.44
14.3603 | 33810.98
14.4283 | 33756.06
14.4964 | 33706.18
14.5644 | 33647.23
14.6325 | 33590.35
14.7006 | 33545.41
14.7686 | 33513.46
14.8367 | 33477.27
14.9047 | 33428.56
14.9728 | 33371.47
15.0409 | 33297.27
15.1089 | 33206.2
15.177 | 33103.67
15.245 | 33012.57
15.3131 | 32929.71
15.3811 | 32878.73
15.4492 | 32853.87
15.5173 | 32846.06
15.5853 | 32842.69
15.6534 | 32842.38
15.7214 | 32817.41
15.7895 | 32766.06
15.8575 | 32712.58
15.9256 | 32671.13
15.9937 | 32623.99
16.0617 | 32585.37
16.1298 | 32559.43
16.1978 | 32532.95
16.2659 | 32482.05
16.334 | 32445.01
16.402 | 32400.41
16.4701 | 32350.94
16.5381 | 32288.55
16.6062 | 32224.04
16.6743 | 32156.12
16.7423 | 32119.95
16.8104 | 32091.87
16.8784 | 32071.39
16.9465 | 32041.83
17.0145 | 32002.24
17.0826 | 31947.03
17.1506 | 31894.06
17.2187 | 31816.81
17.2868 | 31679.49
17.3548 | 31515.4
17.4229 | 31385
17.4909 | 31304.72
17.559 | 31256.98
17.6271 | 31208.95
17.6951 | 31148.75
17.7632 | 31084.58
17.8312 | 31039.51
17.8993 | 31034.02
17.9673 | 31016.86
18.0354 | 30974.58
18.1035 | 30919.35
18.1715 | 30869.67
18.2396 | 30831.91
18.3076 | 30779.34
18.3757 | 30669.59
18.4438 | 30544.65
18.5118 | 30419.56
18.5799 | 30307.1
18.6479 | 30212.56
18.716 | 30134.75
18.7841 | 30093.83
18.8521 | 30076.88
18.9202 | 30060.77
18.9882 | 30027.89
19.0563 | 29981.01
19.1243 | 29945.52
19.1924 | 29937.79
19.2605 | 29862.91
19.3285 | 29751.71
19.3966 | 29641
19.4646 | 29566.62
19.5327 | 29532.38
19.6008 | 29507.62
19.6688 | 29459.38
19.7369 | 29422.35
19.8049 | 29392.84
19.873 | 29354.11
19.941 | 29272.6
20.0091 | 29155.36
20.0771 | 29048.83
20.1452 | 28961.87
20.2133 | 28872.65
20.2813 | 28806.74
20.3494 | 28766.54
20.4174 | 28758.47
20.4855 | 28781.17
20.5536 | 28805.95
20.6216 | 28804.31
20.6897 | 28770.28
20.7577 | 28753.88
20.8258 | 28739.56
20.8939 | 28707.02
20.9619 | 28641.31
21.03 | 28535.88
21.098 | 28422.64
21.1661 | 28365.31
21.2341 | 28268.71
21.3022 | 28141.47
21.3703 | 28022.28
21.4383 | 27951.34
21.5064 | 27917.21
21.5744 | 27878.56
21.6425 | 27808.64
21.7106 | 27728.28
21.7786 | 27646.91
21.8467 | 27574.67
21.9147 | 27490.55
21.9828 | 27389.95
22.0508 | 27291.75
22.1189 | 27225.65
22.187 | 27181.88
22.255 | 27142.73
22.3231 | 27084.98
22.3911 | 26993.24
22.4592 | 26901.83
22.5272 | 26869.18
22.5953 | 26822.28
22.6634 | 26729.28
22.7314 | 26621.02
22.7995 | 26532.38
22.8675 | 26473.34
22.9356 | 26416.3
23.0037 | 26314.76
23.0717 | 26248.42
23.1398 | 26235.47
23.2078 | 26241.92
23.2759 | 26231.37
23.3439 | 26198.1
23.412 | 26166.65
23.4801 | 26153.62
23.5481 | 26128.63
23.6162 | 26076.99
23.6842 | 25993.87
23.7523 | 25931.16
23.8204 | 25911.21
23.8884 | 25872.61
23.9565 | 25789.01
24.0245 | 25666.94
24.0926 | 25575.25
24.1606 | 25553.38
24.2287 | 25541.82
24.2968 | 25502.3
24.3648 | 25470.78
24.4329 | 25471.88
24.5009 | 25523.61
24.569 | 25535.55
24.637 | 25488.36
24.7051 | 25426.44
24.7732 | 25349.49
24.8412 | 25253.62
24.9093 | 25138.68
24.9773 | 25010.77
25.0454 | 24917.24
25.1135 | 24855.42
25.1815 | 24796.5
25.2496 | 24750.25
25.3176 | 24712.96
25.3857 | 24655.5
25.4537 | 24596.85
25.5218 | 24568.77
25.5899 | 24507.58
25.6579 | 24415.49
25.726 | 24309.75
25.794 | 24223.22
25.8621 | 24186.77
25.9302 | 24162.76
25.9982 | 24096.01
26.0663 | 24037.72
26.1343 | 24001.76
26.2024 | 23991.88
26.2705 | 23980.65
26.3385 | 23945.45
26.4066 | 23871.7
26.4746 | 23772.06
26.5427 | 23667.26
26.6107 | 23588.67
26.6788 | 23525.99
26.7468 | 23436.78
26.8149 | 23337.54
26.883 | 23249.86
26.951 | 23210.04
27.0191 | 23192.98
27.0871 | 23129.91
27.1552 | 23029.57
27.2233 | 22949.55
27.2913 | 22891.31
27.3594 | 22836.44
27.4274 | 22734.64
27.4955 | 22630.98
27.5635 | 22559.11
27.6316 | 22475.62
27.6997 | 22376.51
27.7677 | 22276.9
27.8358 | 22181.44
27.9038 | 22100.22
27.9719 | 22018.89
28.04 | 21934.74
28.108 | 21871.62
28.1761 | 21814.63
28.2441 | 21745.79
28.3122 | 21696.14
28.3803 | 21651.44
28.4483 | 21575.83
28.5164 | 21500.54
28.5844 | 21440.54
28.6525 | 21377.76
28.7205 | 21321.09
28.7886 | 21255.46
28.8567 | 21170.79
28.9247 | 21093.46
28.9928 | 21016.44
29.0608 | 20925.08
29.1289 | 20846.58
29.197 | 20787.53
29.265 | 20716.78
29.3331 | 20629.29
29.4011 | 20555.64
29.4692 | 20472.62
29.5372 | 20355.12
29.6053 | 20241.62
29.6733 | 20141.9
29.7414 | 20047.54
29.8095 | 19988.99
29.8775 | 19936.92
29.9456 | 19873.38
30.0136 | 19833.29
30.0817 | 19805.16
30.1498 | 19738.28
30.2178 | 19649.38
30.2859 | 19585.31
30.3539 | 19548.96
30.422 | 19530.28
30.4901 | 19505.87
30.5581 | 19436.94
30.6262 | 19355.59
30.6942 | 19297.54
30.7623 | 19227.44
30.8303 | 19119.34
30.8984 | 18985
30.9665 | 18843.13
31.0345 | 18739.04
31.1026 | 18668.55
31.1706 | 18590.46
31.2387 | 18498.63
31.3068 | 18414.43
31.3748 | 18335.25
31.4429 | 18272.2
31.5109 | 18209.52
31.579 | 18128.46
31.647 | 18043.63
31.7151 | 17933.55
31.7832 | 17815.04
31.8512 | 17728.3
31.9193 | 17670.92
31.9873 | 17612.89
32.0554 | 17544.78
32.1234 | 17479.6
32.1915 | 17430.76
32.2596 | 17365.31
32.3276 | 17286.91
32.3957 | 17197.9
32.4637 | 17088.66
32.5318 | 16978.97
32.5999 | 16865.62
32.6679 | 16766.28
32.736 | 16695.08
32.804 | 16628.88
32.8721 | 16564.74
32.9401 | 16515.43
33.0082 | 16460.85
33.0763 | 16411.33
33.1443 | 16361.24
33.2124 | 16297.49
33.2804 | 16213.99
33.3485 | 16106.39
33.4166 | 15974.06
33.4846 | 15840.87
33.5527 | 15702.58
33.6207 | 15581.71
33.6888 | 15479.08
33.7568 | 15362.75
33.8249 | 15248.08
33.893 | 15162.6
33.961 | 15116.5
34.0291 | 15073.49
34.0971 | 14998.74
34.1652 | 14960.27
34.2332 | 14956.3
34.3013 | 14942.57
34.3694 | 14918.23
34.4374 | 14844.94
34.5055 | 14734.65
34.5735 | 14651.87
34.6416 | 14539.54
34.7097 | 14411.57
34.7777 | 14281.3
34.8458 | 14144.16
34.9138 | 14053.43
34.9819 | 14004.62
35.05 | 13925.78
35.118 | 13812.43
35.1861 | 13697.68
35.2541 | 13603.06
35.3222 | 13519.27
35.3902 | 13397.36
35.4583 | 13252.31
35.5264 | 13115.04
35.5944 | 13001.67
35.6625 | 12904.34
35.7305 | 12815.02
35.7986 | 12712.59
35.8666 | 12615.98
35.9347 | 12556.65
36.0028 | 12504
36.0708 | 12432.2
36.1389 | 12330.04
36.2069 | 12222.15
36.275 | 12139.67
36.343 | 12066.47
36.4111 | 11969.11
36.4792 | 11861.77
36.5472 | 11775.58
36.6153 | 11718.91
36.6833 | 11664.36
36.7514 | 11585.59
36.8195 | 11491.49
36.8875 | 11394.36
36.9556 | 11326.12
37.0236 | 11243.44
37.0917 | 11129.25
37.1598 | 11007.08
37.2278 | 10904.63
37.2959 | 10836.2
37.3639 | 10788.78
37.432 | 10721.06
37.5 | 10651.01
37.5681 | 10581.54
37.6362 | 10505.7
37.7042 | 10415.15
37.7723 | 10301.6
37.8403 | 10183.84
37.9084 | 10071.02
37.9764 | 9963.287
38.0445 | 9861.146
38.1126 | 9769.556
38.1806 | 9712.883
38.2487 | 9663.184
38.3167 | 9610.246
38.3848 | 9565.743
38.4528 | 9507.66
38.5209 | 9453.129
38.589 | 9392.043
38.657 | 9290.319
38.7251 | 9183.268
38.7931 | 9073.84
38.8612 | 8949.839
38.9293 | 8837.617
38.9973 | 8735.058
39.0654 | 8645.688
39.1334 | 8560.704
39.2015 | 8486.455
39.2696 | 8437.122
39.3376 | 8385.228
39.4057 | 8329.835
39.4737 | 8273.24
39.5418 | 8194.5
39.6098 | 8123.907
39.6779 | 8059.504
39.746 | 7959.034
39.814 | 7853.994
39.8821 | 7760.419
39.9501 | 7690.949
40.0182 | 7638.063
40.0862 | 7579.641
40.1543 | 7507.35
40.2224 | 7429.393
40.2904 | 7354.491
40.3585 | 7274.94
40.4265 | 7163.475
40.4946 | 7069.195
40.5627 | 6986.85
40.6307 | 6883.037
40.6988 | 6800.614
40.7668 | 6724.223
40.8349 | 6641.251
40.9029 | 6563.293
40.971 | 6472.905
41.0391 | 6381.158
41.1071 | 6315.971
41.1752 | 6248.8
41.2432 | 6179.565
41.3113 | 6117.33
41.3794 | 6069.484
41.4474 | 6023.755
41.5155 | 5953.083
41.5835 | 5841.018
41.6516 | 5754.912
41.7197 | 5691.971
41.7877 | 5633.497
41.8558 | 5556.819
41.9238 | 5469.982
41.9919 | 5397.979
42.0599 | 5363.949
42.128 | 5324.304
42.196 | 5264.472
42.2641 | 5199.337
42.3322 | 5160.659
42.4002 | 5116.47
42.4683 | 5070.165
42.5363 | 5029.188
42.6044 | 4972.934
42.6725 | 4916.679
42.7405 | 4865.831
42.8086 | 4802.812
42.8766 | 4737.416
42.9447 | 4687.56
43.0127 | 4633.655
43.0808 | 4552.668
43.1489 | 4480.09
43.2169 | 4402.29
43.285 | 4316.785
43.353 | 4239.48
43.4211 | 4137.156
43.4892 | 4056.378
43.5572 | 4016.55
43.6253 | 3944.913
43.6933 | 3885.367
43.7614 | 3828.668
43.8295 | 3773.406
43.8975 | 3751.442
43.9656 | 3708.272
44.0336 | 3646.01
44.1017 | 3609.134
44.1697 | 3564.971
44.2378 | 3516.865
44.3058 | 3470.299
44.3739 | 3400.699
44.442 | 3321.2
44.51 | 3253.715
44.5781 | 3189.077
44.6461 | 3125.902
44.7142 | 3073.46
44.7823 | 3019.19
44.8503 | 2978.396
44.9184 | 2950.425
44.9864 | 2910.075
45.0545 | 2876.855
45.1225 | 2849.877
45.1906 | 2800.909
45.2587 | 2737.08
45.3267 | 2685.265
45.3948 | 2648.833
45.4628 | 2614.463
45.5309 | 2561.708
45.599 | 2496.966
45.667 | 2466.932
45.7351 | 2433.921
45.8031 | 2371.555
45.8712 | 2304.357
45.9393 | 2259.567
46.0073 | 2241.443
46.0754 | 2210.129
46.1434 | 2151.08
46.2115 | 2123.866
46.2795 | 2118.591
46.3476 | 2101.197
46.4157 | 2065.783
46.4837 | 2017.703
46.5518 | 1990.438
46.6198 | 1979.025
46.6879 | 1953.222
46.7559 | 1911.801
46.824 | 1866.672
46.8921 | 1813.029
46.9601 | 1767.351
47.0282 | 1734.653
47.0962 | 1702.426
47.1643 | 1673.175
47.2324 | 1655.908
47.3004 | 1649.138
47.3685 | 1663.068
Degrees | (Cd)
-47.4365 | 0
-47.3685 | 0
-47.3004 | 0
-47.2324 | 0
-47.1643 | 0
-47.0962 | 0
-47.0282 | 0
-46.9601 | 0
-46.8921 | 0
-46.824 | 0
-46.7559 | 0
-46.6879 | 0
-46.6198 | 0
-46.5518 | 0
-46.4837 | 0
-46.4157 | 0
-46.3476 | 0
-46.2795 | 0
-46.2115 | 0
-46.1434 | 0
-46.0754 | 0
-46.0073 | 0
-45.9393 | 0
-45.8712 | 0
-45.8031 | 0
-45.7351 | 0
-45.667 | 0
-45.599 | 0
-45.5309 | 0
-45.4628 | 0
-45.3948 | 0
-45.3267 | 0
-45.2587 | 0
-45.1906 | 0
-45.1225 | 0
-45.0545 | 0
-44.9864 | 0
-44.9184 | 0
-44.8503 | 0
-44.7823 | 0
-44.7142 | 0
-44.6461 | 0
-44.5781 | 0
-44.51 | 0
-44.442 | 0
-44.3739 | 0
-44.3058 | 0
-44.2378 | 0
-44.1697 | 0
-44.1017 | 0
-44.0336 | 0
-43.9656 | 0
-43.8975 | 0
-43.8295 | 0
-43.7614 | 0
-43.6933 | 0
-43.6253 | 0
-43.5572 | 0
-43.4892 | 0
-43.4211 | 0
-43.353 | 0
-43.285 | 0
-43.2169 | 0
-43.1489 | 0
-43.0808 | 0
-43.0127 | 0
-42.9447 | 0
-42.8766 | 0
-42.8086 | 0
-42.7405 | 0
-42.6725 | 0
-42.6044 | 0
-42.5363 | 0
-42.4683 | 0
-42.4002 | 0
-42.3322 | 0
-42.2641 | 0
-42.196 | 0
-42.128 | 0
-42.0599 | 0
-41.9919 | 0
-41.9238 | 0
-41.8558 | 0
-41.7877 | 0
-41.7197 | 0
-41.6516 | 0
-41.5835 | 0
-41.5155 | 0
-41.4474 | 0
-41.3794 | 0
-41.3113 | 0
-41.2432 | 0
-41.1752 | 0
-41.1071 | 0
-41.0391 | 0
-40.971 | 0
-40.9029 | 0
-40.8349 | 0
-40.7668 | 0
-40.6988 | 0
-40.6307 | 0
-40.5627 | 0
-40.4946 | 0
-40.4265 | 0
-40.3585 | 0
-40.2904 | 0
-40.2224 | 0
-40.1543 | 0
-40.0862 | 0
-40.0182 | 0
-39.9501 | 0
-39.8821 | 0
-39.814 | 0
-39.746 | 0
-39.6779 | 0
-39.6098 | 0
-39.5418 | 0
-39.4737 | 0
-39.4057 | 0
-39.3376 | 0
-39.2696 | 23.2175
-39.2015 | 54.3483
-39.1334 | 75.9205
-39.0654 | 104.1523
-38.9973 | 132.5148
-38.9293 | 162.8359
-38.8612 | 190.3104
-38.7931 | 192.8698
-38.7251 | 186.3669
-38.657 | 190.6761
-38.589 | 191.3812
-38.5209 | 187.072
-38.4528 | 181.7442
-38.3848 | 180.8824
-38.3167 | 180.2034
-38.2487 | 184.4081
-38.1806 | 184.4865
-38.1126 | 179.4721
-38.0445 | 185.7923
-37.9764 | 189.762
-37.9084 | 194.5935
-37.8403 | 201.0443
-37.7723 | 200.4958
-37.7042 | 202.4023
-37.6362 | 200.4436
-37.5681 | 197.6491
-37.5 | 202.1151
-37.432 | 197.388
-37.3639 | 195.6382
-37.2959 | 198.8505
-37.2278 | 192.2169
-37.1598 | 193.9667
-37.0917 | 194.7763
-37.0236 | 190.9895
-36.9556 | 185.1133
-36.8875 | 181.0652
-36.8195 | 172.5512
-36.7514 | 180.9346
-36.6833 | 183.05
-36.6153 | 186.4974
-36.5472 | 189.1874
-36.4792 | 195.6382
-36.4111 | 198.2759
-36.343 | 199.7907
-36.275 | 196.5261
-36.2069 | 195.5598
-36.1389 | 183.8596
-36.0708 | 180.9085
-36.0028 | 178.2446
-35.9347 | 177.3828
-35.8666 | 181.8226
-35.7986 | 184.4342
-35.7305 | 192.5564
-35.6625 | 204.1783
-35.5944 | 205.0401
-35.5264 | 204.3349
-35.4583 | 208.5658
-35.3902 | 213.2145
-35.3222 | 216.4007
-35.2541 | 215.0949
-35.1861 | 211.5953
-35.118 | 201.0182
-35.05 | 197.4924
-34.9819 | 194.254
-34.9138 | 189.5531
-34.8458 | 185.8184
-34.7777 | 184.5126
-34.7097 | 187.6988
-34.6416 | 197.8581
-34.5735 | 210.6812
-34.5055 | 213.7891
-34.4374 | 227.5002
-34.3694 | 242.3866
-34.3013 | 247.0614
-34.2332 | 243.823
-34.1652 | 245.1288
-34.0971 | 239.0959
-34.0291 | 234.4733
-33.961 | 219.0907
-33.893 | 204.3872
-33.8249 | 206.4765
-33.7568 | 216.0612
-33.6888 | 214.4159
-33.6207 | 219.4041
-33.5527 | 223.4783
-33.4846 | 229.5373
-33.4166 | 232.9586
-33.3485 | 218.3333
-33.2804 | 202.1412
-33.2124 | 207.6517
-33.1443 | 204.7528
-33.0763 | 206.0586
-33.0082 | 205.8236
-32.9401 | 207.3122
-32.8721 | 214.9382
-32.804 | 223.4783
-32.736 | 220.2137
-32.6679 | 223.8178
-32.5999 | 226.6123
-32.5318 | 229.6679
-32.4637 | 229.459
-32.3957 | 231.2087
-32.3276 | 237.8423
-32.2596 | 239.5399
-32.1915 | 244.4237
-32.1234 | 245.39
-32.0554 | 240.6368
-31.9873 | 242.0471
-31.9193 | 243.1962
-31.8512 | 238.1035
-31.7832 | 232.828
-31.7151 | 227.448
-31.647 | 223.635
-31.579 | 227.3696
-31.5109 | 231.3393
-31.4429 | 230.6864
-31.3748 | 231.1304
-31.3068 | 239.566
-31.2387 | 237.2678
-31.1706 | 236.641
-31.1026 | 235.753
-31.0345 | 230.8692
-30.9665 | 231.4438
-30.8984 | 231.261
-30.8303 | 221.1539
-30.7623 | 218.2289
-30.6942 | 219.2213
-30.6262 | 219.4825
-30.5581 | 224.5229
-30.4901 | 226.6123
-30.422 | 229.7462
-30.3539 | 239.1743
-30.2859 | 245.0766
-30.2178 | 246.6697
-30.1498 | 245.8862
-30.0817 | 240.245
-30.0136 | 235.5963
-29.9456 | 234.7083
-29.8775 | 230.7386
-29.8095 | 230.1902
-29.7414 | 229.7724
-29.6733 | 236.4582
-29.6053 | 244.0058
-29.5372 | 250.0648
-29.4692 | 254.8702
-29.4011 | 259.5973
-29.3331 | 266.7532
-29.265 | 271.0102
-29.197 | 269.0515
-29.1289 | 263.4625
-29.0608 | 258.1609
-28.9928 | 254.7396
-28.9247 | 253.3555
-28.8567 | 246.5391
-28.7886 | 240.5845
-28.7205 | 243.4051
-28.6525 | 249.7514
-28.5844 | 259.5712
-28.5164 | 268.5814
-28.4483 | 271.2975
-28.3803 | 277.6438
-28.3122 | 288.4298
-28.2441 | 291.7989
-28.1761 | 295.7424
-28.108 | 295.7163
-28.04 | 289.9446
-27.9719 | 293.5748
-27.9038 | 296.8393
-27.8358 | 296.8655
-27.7677 | 295.9775
-27.6997 | 292.504
-27.6316 | 294.7762
-27.5635 | 303.499
-27.4955 | 306.9986
-27.4274 | 313.136
-27.3594 | 321.6761
-27.2913 | 324.7839
-27.2233 | 322.2506
-27.1552 | 317.9414
-27.0871 | 318.8294
-27.0191 | 324.131
-26.951 | 322.6162
-26.883 | 323.1125
-26.8149 | 322.0417
-26.7468 | 326.1942
-26.6788 | 332.0443
-26.6107 | 331.4697
-26.5427 | 330.2161
-26.4746 | 330.1639
-26.4066 | 326.377
-26.3385 | 333.8724
-26.2705 | 343.431
-26.2024 | 348.1059
-26.1343 | 350.4302
-26.0663 | 352.154
-25.9982 | 356.4893
-25.9302 | 361.4253
-25.8621 | 362.9139
-25.794 | 366.4396
-25.726 | 368.9468
-25.6579 | 376.4422
-25.5899 | 380.1769
-25.5218 | 384.8778
-25.4537 | 391.4331
-25.3857 | 397.1786
-25.3176 | 399.7119
-25.2496 | 407.5208
-25.1815 | 411.7516
-25.1135 | 413.1619
-25.0454 | 411.7255
-24.9773 | 409.6884
-24.9093 | 407.7036
-24.8412 | 414.755
-24.7732 | 419.5343
-24.7051 | 422.8772
-24.637 | 430.2943
-24.569 | 439.4873
-24.5009 | 451.318
-24.4329 | 465.0291
-24.3648 | 466.7528
-24.2968 | 470.9837
-24.2287 | 475.3712
-24.1606 | 486.2618
-24.0926 | 496.4734
-24.0245 | 499.9729
-23.9565 | 500.6781
-23.8884 | 508.1212
-23.8204 | 512.4566
-23.7523 | 509.7666
-23.6842 | 500.5997
-23.6162 | 497.4396
-23.5481 | 500.9392
-23.4801 | 508.6175
-23.412 | 514.572
-23.3439 | 522.2764
-23.2759 | 534.76
-23.2078 | 546.643
-23.1398 | 554.0862
-23.0717 | 557.8208
-23.0037 | 557.8208
-22.9356 | 559.1266
-22.8675 | 563.8798
-22.7995 | 565.3423
-22.7314 | 573.1772
-22.6634 | 581.4823
-22.5953 | 585.8176
-22.5272 | 592.6862
-22.4592 | 598.6669
-22.3911 | 599.9205
-22.3231 | 607.2853
-22.255 | 610.1059
-22.187 | 614.0234
-22.1189 | 626.7421
-22.0508 | 622.4329
-21.9828 | 618.2281
-21.9147 | 618.9594
-21.8467 | 623.2164
-21.7786 | 635.7523
-21.7106 | 640.2704
-21.6425 | 640.7666
-21.5744 | 659.257
-21.5064 | 671.5318
-21.4383 | 683.1274
-21.3703 | 689.2387
-21.3022 | 684.0938
-21.2341 | 683.4931
-21.1661 | 682.8402
-21.098 | 688.2724
-21.03 | 694.697
-20.9619 | 701.7746
-20.8939 | 710.4453
-20.8258 | 723.9474
-20.7577 | 736.3788
-20.6897 | 739.7217
-20.6216 | 735.2819
-20.5536 | 736.3527
-20.4855 | 740.7925
-20.4174 | 745.1539
-20.3494 | 751.0302
-20.2813 | 761.1372
-20.2133 | 776.2325
-20.1452 | 787.4887
-20.0771 | 800.0246
-20.0091 | 807.285
-19.941 | 808.7475
-19.873 | 806.9193
-19.8049 | 802.819
-19.7369 | 799.8679
-19.6688 | 805.3001
-19.6008 | 807.7551
-19.5327 | 815.9034
-19.4646 | 821.2834
-19.3966 | 825.1225
-19.3285 | 833.7409
-19.2605 | 847.896
-19.1924 | 860.7453
-19.1243 | 874.5609
-19.0563 | 882.3958
-18.9882 | 893.2864
-18.9202 | 907.2064
-18.8521 | 923.1113
-18.7841 | 937.2925
-18.716 | 942.5681
-18.6479 | 939.9042
-18.5799 | 941.7585
-18.5118 | 953.1453
-18.4438 | 964.6887
-18.3757 | 969.1024
-18.3076 | 972.9153
-18.2396 | 983.3358
-18.1715 | 999.6325
-18.1035 | 1008.486
-18.0354 | 1012.142
-17.9673 | 1017.601
-17.8993 | 1028.674
-17.8312 | 1044.396
-17.7632 | 1059.021
-17.6951 | 1073.777
-17.6271 | 1088.689
-17.559 | 1102.74
-17.4909 | 1115.093
-17.4229 | 1128.595
-17.3548 | 1139.199
-17.2868 | 1149.097
-17.2187 | 1158.42
-17.1506 | 1170.486
-17.0826 | 1193.913
-17.0145 | 1213.552
-16.9465 | 1229.483
-16.8784 | 1248.026
-16.8104 | 1268.71
-16.7423 | 1289.133
-16.6743 | 1312.011
-16.6062 | 1328.83
-16.5381 | 1345.048
-16.4701 | 1360.222
-16.402 | 1375.578
-16.334 | 1395.975
-16.2659 | 1421.047
-16.1978 | 1440.243
-16.1298 | 1456.2
-16.0617 | 1476.623
-15.9937 | 1498.639
-15.9256 | 1521.491
-15.8575 | 1532.146
-15.7895 | 1551.133
-15.7214 | 1576.884
-15.6534 | 1603.444
-15.5853 | 1634.262
-15.5173 | 1669.205
-15.4492 | 1700.18
-15.3811 | 1740.007
-15.3131 | 1772.444
-15.245 | 1801.563
-15.177 | 1827.654
-15.1089 | 1859.934
-15.0409 | 1890.02
-14.9728 | 1923.815
-14.9047 | 1960.848
-14.8367 | 1997.959
-14.7686 | 2032.851
-14.7006 | 2076.726
-14.6325 | 2111.592
-14.5644 | 2142.54
-14.4964 | 2169.831
-14.4283 | 2196.836
-14.3603 | 2228.854
-14.2922 | 2272.182
-14.2241 | 2316.815
-14.1561 | 2364.738
-14.088 | 2412.427
-14.02 | 2462.57
-13.9519 | 2518.172
-13.8839 | 2576.803
-13.8158 | 2632.458
-13.7477 | 2681.74
-13.6797 | 2721.384
-13.6116 | 2775.915
-13.5436 | 2839.248
-13.4755 | 2901.065
-13.4075 | 2964.528
-13.3394 | 3024.961
-13.2713 | 3089.182
-13.2033 | 3161.263
-13.1352 | 3224.569
-13.0672 | 3291.192
-12.9991 | 3355.569
-12.9311 | 3413.496
-12.863 | 3485.603
-12.7949 | 3572.832
-12.7269 | 3661.811
-12.6588 | 3733.762
-12.5908 | 3798.87
-12.5227 | 3879.465
-12.4546 | 3976.697
-12.3866 | 4058.362
-12.3185 | 4138.827
-12.2505 | 4213.312
-12.1824 | 4303.361
-12.1143 | 4400.279
-12.0463 | 4491.687
-11.9782 | 4574.58
-11.9102 | 4672.282
-11.8421 | 4768.442
-11.7741 | 4881.996
-11.706 | 4998.528
-11.6379 | 5116.026
-11.5699 | 5224.748
-11.5018 | 5326.159
-11.4338 | 5423.076
-11.3657 | 5525.218
-11.2977 | 5629.057
-11.2296 | 5736.056
-11.1615 | 5830.624
-11.0935 | 5923.128
-11.0254 | 6044.413
-10.9574 | 6171.129
-10.8893 | 6290.612
-10.8212 | 6410.591
-10.7532 | 6534.252
-10.6851 | 6661.152
-10.6171 | 6809.076
-10.549 | 6946.892
-10.481 | 7076.612
-10.4129 | 7206.15
-10.3448 | 7350.156
-10.2768 | 7498.863
-10.2087 | 7650.521
-10.1407 | 7798.314
-10.0726 | 7967.757
-10.0046 | 8140.779
-9.9365 | 8312.65
-9.8684 | 8476.062
-9.8004 | 8627.536
-9.7323 | 8794.943
-9.6643 | 8974.049
-9.5962 | 9135.188
-9.5281 | 9292.773
-9.4601 | 9453.051
-9.392 | 9641.298
-9.324 | 9855.191
-9.2559 | 10052.42
-9.1878 | 10251.48
-9.1198 | 10429.83
-9.0517 | 10602.36
-8.9837 | 10774.46
-8.9156 | 10938.5
-8.8476 | 11132.15
-8.7795 | 11335.94
-8.7114 | 11526.33
-8.6434 | 11743.23
-8.5753 | 11976.97
-8.5073 | 12220.79
-8.4392 | 12451.35
-8.3712 | 12663.41
-8.3031 | 12913.58
-8.235 | 13126.48
-8.167 | 13347.01
-8.0989 | 13598.43
-8.0309 | 13860.41
-7.9628 | 14107.89
-7.8947 | 14345.75
-7.8267 | 14564.53
-7.7586 | 14837.74
-7.6906 | 15106.63
-7.6225 | 15354.74
-7.5545 | 15605.95
-7.4864 | 15868.94
-7.4183 | 16104.85
-7.3503 | 16320.31
-7.2822 | 16535.38
-7.2142 | 16760.48
-7.1461 | 17004.12
-7.078 | 17252.62
-7.01 | 17520.88
-6.9419 | 17782.57
-6.8739 | 18015.92
-6.8058 | 18240.92
-6.7378 | 18531.78
-6.6697 | 18797.64
-6.6016 | 19036.66
-6.5336 | 19282.54
-6.4655 | 19585.49
-6.3975 | 19957.11
-6.3294 | 20337.65
-6.2614 | 20626.65
-6.1933 | 20905.08
-6.1252 | 21224.04
-6.0572 | 21524.77
-5.9891 | 21802.21
-5.9211 | 22081.91
-5.853 | 22332.05
-5.7849 | 22606.77
-5.7169 | 22928.29
-5.6488 | 23245.77
-5.5808 | 23552.24
-5.5127 | 23851.64
-5.4447 | 24128.06
-5.3766 | 24445.79
-5.3085 | 24775.48
-5.2405 | 25094.26
-5.1724 | 25374.8
-5.1044 | 25643.04
-5.0363 | 25955.16
-4.9682 | 26282.37
-4.9002 | 26606.11
-4.8321 | 26910.34
-4.7641 | 27187.12
-4.696 | 27448.39
-4.628 | 27747.35
-4.5599 | 28030.87
-4.4918 | 28296.45
-4.4238 | 28570.48
-4.3557 | 28789.99
-4.2877 | 28989.99
-4.2196 | 29227.29
-4.1515 | 29436.38
-4.0835 | 29620.31
-4.0154 | 29816.06
-3.9474 | 30018.41
-3.8793 | 30310.44
-3.8113 | 30625.69
-3.7432 | 30960.92
-3.6751 | 31317.65
-3.6071 | 31602.76
-3.539 | 31959.54
-3.471 | 32286.28
-3.4029 | 32572.88
-3.3348 | 32933.52
-3.2668 | 33242.4
-3.1987 | 33543.34
-3.1307 | 33927.7
-3.0626 | 34223.6
-2.9946 | 34484.47
-2.9265 | 34734.12
-2.8584 | 34926.39
-2.7904 | 35159.79
-2.7223 | 35365.04
-2.6543 | 35549.5
-2.5862 | 35724.74
-2.5182 | 35930.62
-2.4501 | 36176.09
-2.382 | 36400.95
-2.314 | 36582.51
-2.2459 | 36754.54
-2.1779 | 36911.94
-2.1098 | 37096.2
-2.0417 | 37305.49
-1.9737 | 37456.11
-1.9056 | 37483.71
-1.8376 | 37603.66
-1.7695 | 37744.48
-1.7015 | 37868.04
-1.6334 | 37935.6
-1.5653 | 37933.36
-1.4973 | 37908.94
-1.4292 | 38021.39
-1.3612 | 38135.47
-1.2931 | 38274.96
-1.225 | 38399.01
-1.157 | 38504.71
-1.0889 | 38622.91
-1.0209 | 38778.33
-0.95281 | 38965.27
-0.88476 | 39086.24
-0.8167 | 39166.96
-0.74864 | 39311.02
-0.68058 | 39502.17
-0.61252 | 39722.88
-0.54447 | 39951.48
-0.47641 | 40121.99
-0.40835 | 40247.98
-0.34029 | 40418.18
-0.27223 | 40580.13
-0.20417 | 40629.64
-0.13612 | 40537.58
-0.068058 | 40416.32
6.7502e-13 | 40340.07
0.068058 | 40330.16
0.13612 | 40198.7
0.20417 | 39919.85
0.27223 | 39626.93
0.34029 | 39395.85
0.40835 | 39203.32
0.47641 | 38979.01
0.54447 | 38694.15
0.61252 | 38450.07
0.68058 | 38306.54
0.74864 | 38228.84
0.8167 | 38192.72
0.88476 | 38145.53
0.95281 | 38118.6
1.0209 | 38109.83
1.0889 | 38079.89
1.157 | 37990.32
1.225 | 37931.24
1.2931 | 37805.78
1.3612 | 37634.66
1.4292 | 37445.58
1.4973 | 37283.63
1.5653 | 37135.08
1.6334 | 37020.41
1.7015 | 36845.97
1.7695 | 36643.54
1.8376 | 36518.58
1.9056 | 36366.45
1.9737 | 36143.31
2.0417 | 35921.01
2.1098 | 35719.94
2.1779 | 35574.5
2.2459 | 35501.13
2.314 | 35324.12
2.382 | 35179.48
2.4501 | 34987.11
2.5182 | 34751.25
2.5862 | 34487.76
2.6543 | 34242.01
2.7223 | 33957.63
2.7904 | 33675.7
2.8584 | 33340.13
2.9265 | 33040.05
2.9946 | 32746.11
3.0626 | 32483.77
3.1307 | 32200.96
3.1987 | 31909.37
3.2668 | 31612.92
3.3348 | 31247.16
3.4029 | 30867.17
3.471 | 30582.63
3.539 | 30219.37
3.6071 | 29842.46
3.6751 | 29524
3.7432 | 29215.17
3.8113 | 28955.36
3.8793 | 28707.36
3.9474 | 28412.82
4.0154 | 28190.57
4.0835 | 27911.99
4.1515 | 27640.09
4.2196 | 27375.76
4.2877 | 27110.47
4.3557 | 26856.52
4.4238 | 26588.3
4.4918 | 26283.76
4.5599 | 26003.63
4.628 | 25698.67
4.696 | 25419.85
4.7641 | 25126.62
4.8321 | 24816.59
4.9002 | 24526.43
4.9682 | 24239.47
5.0363 | 23992.62
5.1044 | 23736.49
5.1724 | 23409.98
5.2405 | 23097.11
5.3085 | 22810.93
5.3766 | 22521.76
5.4447 | 22258.14
5.5127 | 21966.37
5.5808 | 21662.01
5.6488 | 21381.86
5.7169 | 21112.21
5.7849 | 20843.91
5.853 | 20492.65
5.9211 | 20146.19
5.9891 | 19830.65
6.0572 | 19535.32
6.1252 | 19210.1
6.1933 | 18894.3
6.2614 | 18569.98
6.3294 | 18320.15
6.3975 | 18094.4
6.4655 | 17831.18
6.5336 | 17541.02
6.6016 | 17278.34
6.6697 | 17017.86
6.7378 | 16730.42
6.8058 | 16437.84
6.8739 | 16107.28
6.9419 | 15788.56
7.01 | 15533.92
7.078 | 15288.9
7.1461 | 15040.5
7.2142 | 14828.96
7.2822 | 14605.51
7.3503 | 14396.68
7.4183 | 14187.15
7.4864 | 13928.08
7.5545 | 13664.93
7.6225 | 13441.06
7.6906 | 13218.94
7.7586 | 13025.36
7.8267 | 12836.17
7.8947 | 12646.86
7.9628 | 12474.15
8.0309 | 12309.74
8.0989 | 12104.47
8.167 | 11914.11
8.235 | 11739.1
8.3031 | 11536.46
8.3712 | 11333.75
8.4392 | 11140.51
8.5073 | 10955.37
8.5753 | 10787.1
8.6434 | 10607.48
8.7114 | 10405.33
8.7795 | 10212.12
8.8476 | 10046.15
8.9156 | 9881.647
8.9837 | 9727.038
9.0517 | 9564.332
9.1198 | 9384.469
9.1878 | 9206.407
9.2559 | 9035.267
9.324 | 8851.275
9.392 | 8678.594
9.4601 | 8514.452
9.5281 | 8353.601
9.5962 | 8209.517
9.6643 | 8069.585
9.7323 | 7925.788
9.8004 | 7791.497
9.8684 | 7651.017
9.9365 | 7508.395
10.0046 | 7374.653
10.0726 | 7254.334
10.1407 | 7152.506
10.2087 | 7063.292
10.2768 | 6957.913
10.3448 | 6845.795
10.4129 | 6735.166
10.481 | 6613.228
10.549 | 6470.607
10.6171 | 6308.293
10.6851 | 6165.593
10.7532 | 6034.932
10.8212 | 5910.488
10.8893 | 5785.651
10.9574 | 5671.261
11.0254 | 5569.668
11.0935 | 5479.828
11.1615 | 5381.604
11.2296 | 5291.293
11.2977 | 5204.352
11.3657 | 5121.119
11.4338 | 5032.897
11.5018 | 4938.199
11.5699 | 4835.953
11.6379 | 4733.551
11.706 | 4635.64
11.7741 | 4547.628
11.8421 | 4457.839
11.9102 | 4362.932
11.9782 | 4267.059
12.0463 | 4195.474
12.1143 | 4126.526
12.1824 | 4056.038
12.2505 | 3981.11
12.3185 | 3892.967
12.3866 | 3819.241
12.4546 | 3748.517
12.5227 | 3657.057
12.5908 | 3568.549
12.6588 | 3487.275
12.7269 | 3407.541
12.7949 | 3346.194
12.863 | 3282.104
12.9311 | 3228.408
12.9991 | 3195.502
13.0672 | 3154.055
13.1352 | 3101.822
13.2033 | 3048.936
13.2713 | 2999.367
13.3394 | 2956.563
13.4075 | 2912.661
13.4755 | 2853.455
13.5436 | 2800.229
13.6116 | 2750.974
13.6797 | 2691.403
13.7477 | 2630.917
13.8158 | 2569.7
13.8839 | 2508.431
13.9519 | 2449.434
14.02 | 2408.771
14.088 | 2362.858
14.1561 | 2336.01
14.2241 | 2308.692
14.2922 | 2271.424
14.3603 | 2226.347
14.4283 | 2135.671
14.4964 | 2057.74
14.5644 | 2010.417
14.6325 | 1967.272
14.7006 | 1930.996
14.7686 | 1896.105
14.8367 | 1859.464
14.9047 | 1879.861
14.9728 | 1884.588
15.0409 | 1871.268
15.1089 | 1846.379
15.177 | 1814.648
15.245 | 1786.677
15.3131 | 1772.026
15.3811 | 1753.013
15.4492 | 1727.55
15.5173 | 1695.296
15.5853 | 1670.198
15.6534 | 1644.317
15.7214 | 1614.544
15.7895 | 1580.488
15.8575 | 1550.95
15.9256 | 1519.01
15.9937 | 1496.236
16.0617 | 1470.198
16.1298 | 1445.675
16.1978 | 1430.789
16.2659 | 1420.551
16.334 | 1398.692
16.402 | 1381.141
16.4701 | 1361.084
16.5381 | 1339.146
16.6062 | 1321.909
16.6743 | 1299.945
16.7423 | 1277.302
16.8104 | 1259.151
16.8784 | 1238.755
16.9465 | 1222.876
17.0145 | 1213.134
17.0826 | 1194.931
17.1506 | 1183.962
17.2187 | 1175.971
17.2868 | 1168.318
17.3548 | 1159.282
17.4229 | 1147.895
17.4909 | 1127.916
17.559 | 1112.821
17.6271 | 1096.551
17.6951 | 1082.865
17.7632 | 1072.497
17.8312 | 1063.722
17.8993 | 1056.88
17.9673 | 1050.847
18.0354 | 1048.418
18.1035 | 1043.56
18.1715 | 1032.931
18.2396 | 1018.985
18.3076 | 1002.505
18.3757 | 983.8842
18.4438 | 971.4267
18.5118 | 952.2311
18.5799 | 935.1249
18.6479 | 927.0287
18.716 | 912.1685
18.7841 | 892.8946
18.8521 | 890.6224
18.9202 | 887.3841
18.9882 | 886.4961
19.0563 | 882.7875
19.1243 | 869.4943
19.1924 | 863.0435
19.2605 | 867.9273
19.3285 | 857.324
19.3966 | 848.5228
19.4646 | 839.7216
19.5327 | 825.9583
19.6008 | 811.6986
19.6688 | 807.5983
19.7369 | 797.3607
19.8049 | 786.7313
19.873 | 780.2022
19.941 | 772.6023
20.0091 | 762.8348
20.0771 | 755.261
20.1452 | 743.8481
20.2133 | 737.4757
20.2813 | 726.4546
20.3494 | 712.5345
20.4174 | 708.1208
20.4855 | 712.2995
20.5536 | 712.848
20.6216 | 709.1917
20.6897 | 706.0316
20.7577 | 711.4116
20.8258 | 711.8555
20.8939 | 705.1436
20.9619 | 698.4317
21.03 | 694.0703
21.098 | 683.9109
21.1661 | 672.498
21.2341 | 652.2317
21.3022 | 645.2064
21.3703 | 641.0539
21.4383 | 632.4877
21.5064 | 623.5037
21.5744 | 617.758
21.6425 | 610.1581
21.7106 | 614.5196
21.7786 | 606.5018
21.8467 | 600.1295
21.9147 | 597.0739
21.9828 | 590.388
22.0508 | 583.1016
22.1189 | 578.8184
22.187 | 570.879
22.255 | 564.6111
22.3231 | 556.5411
22.3911 | 559.5445
22.4592 | 566.8571
22.5272 | 571.6886
22.5953 | 570.7746
22.6634 | 569.0509
22.7314 | 566.4131
22.7995 | 561.5555
22.8675 | 552.1274
22.9356 | 542.6472
23.0037 | 538.0507
23.0717 | 526.9512
23.1398 | 514.6243
23.2078 | 509.1659
23.2759 | 505.6663
23.3439 | 491.3284
23.412 | 478.8448
23.4801 | 470.0174
23.5481 | 470.3569
23.6162 | 469.8346
23.6842 | 465.2903
23.7523 | 470.9315
23.8204 | 474.196
23.8884 | 476.9121
23.9565 | 478.453
24.0245 | 478.7141
24.0926 | 479.0798
24.1606 | 479.2365
24.2287 | 463.436
24.2968 | 449.5943
24.3648 | 441.3416
24.4329 | 437.9464
24.5009 | 432.5664
24.569 | 427.6566
24.637 | 423.0339
24.7051 | 422.5377
24.7732 | 427.2387
24.8412 | 429.4847
24.9093 | 429.4847
24.9773 | 431.1039
25.0454 | 427.5782
25.1135 | 423.739
25.1815 | 423.7652
25.2496 | 425.306
25.3176 | 422.4594
25.3857 | 417.3145
25.4537 | 411.9867
25.5218 | 401.514
25.5899 | 396.6302
25.6579 | 385.5046
25.726 | 375.8416
25.794 | 371.454
25.8621 | 366.8836
25.9302 | 360.8507
25.9982 | 360.7462
26.0663 | 354.4261
26.1343 | 355.3401
26.2024 | 357.0377
26.2705 | 355.6797
26.3385 | 354.5828
26.4066 | 355.4707
26.4746 | 351.6838
26.5427 | 349.5423
26.6107 | 340.6105
26.6788 | 334.1336
26.7468 | 334.1075
26.8149 | 332.3577
26.883 | 331.7831
26.951 | 333.7679
27.0191 | 333.9769
27.0871 | 336.693
27.1552 | 329.3021
27.2233 | 318.6205
27.2913 | 309.2185
27.3594 | 304.2303
27.4274 | 302.1671
27.4955 | 299.7644
27.5635 | 303.3162
27.6316 | 311.1773
27.6997 | 310.446
27.7677 | 304.3347
27.8358 | 294.9851
27.9038 | 292.739
27.9719 | 292.6868
28.04 | 283.2849
28.108 | 272.6033
28.1761 | 269.7827
28.2441 | 278.375
28.3122 | 284.9564
28.3803 | 285.1392
28.4483 | 282.7104
28.5164 | 286.889
28.5844 | 293.3659
28.6525 | 294.4105
28.7205 | 289.6834
28.7886 | 286.2883
28.8567 | 285.4787
28.9247 | 286.2883
28.9928 | 286.4972
29.0608 | 281.6135
29.1289 | 279.3936
29.197 | 274.9016
29.265 | 274.0136
29.3331 | 270.2267
29.4011 | 262.9402
29.4692 | 260.2763
29.5372 | 258.7877
29.6053 | 260.4853
29.6733 | 259.3622
29.7414 | 252.7026
29.8095 | 256.1238
29.8775 | 263.2275
29.9456 | 258.0564
30.0136 | 259.4406
30.0817 | 256.8812
30.1498 | 257.7169
30.2178 | 259.0489
30.2859 | 254.374
30.3539 | 251.0834
30.422 | 255.7321
30.4901 | 254.6352
30.5581 | 256.829
30.6262 | 257.2729
30.6942 | 257.4819
30.7623 | 257.3252
30.8303 | 258.0042
30.8984 | 254.583
30.9665 | 254.7396
31.0345 | 253.3033
31.1026 | 251.9713
31.1706 | 254.583
31.2387 | 253.6428
31.3068 | 249.7775
31.3748 | 250.0387
31.4429 | 239.7488
31.5109 | 240.245
31.579 | 236.2753
31.647 | 234.6039
31.7151 | 239.0698
31.7832 | 241.2897
31.8512 | 240.7935
31.9193 | 243.8491
31.9873 | 240.9763
32.0554 | 245.7817
32.1234 | 246.0951
32.1915 | 245.7817
32.2596 | 244.9199
32.3276 | 251.8146
32.3957 | 260.7203
32.4637 | 255.8888
32.5318 | 251.6057
32.5999 | 253.9562
32.6679 | 251.2139
32.736 | 245.8862
32.804 | 237.4245
32.8721 | 231.0259
32.9401 | 239.7488
33.0082 | 250.0387
33.0763 | 247.6099
33.1443 | 248.9679
33.2124 | 254.2173
33.2804 | 255.941
33.3485 | 256.1499
33.4166 | 258.6049
33.4846 | 254.5307
33.5527 | 256.385
33.6207 | 252.7809
33.6888 | 249.6208
33.7568 | 245.5467
33.8249 | 243.5879
33.893 | 243.8491
33.961 | 243.9797
34.0291 | 243.4574
34.0971 | 247.3487
34.1652 | 252.4675
34.2332 | 256.0977
34.3013 | 254.6613
34.3694 | 244.5804
34.4374 | 244.1364
34.5055 | 243.3529
34.5735 | 244.9199
34.6416 | 239.8011
34.7097 | 240.0361
34.7777 | 241.8382
34.8458 | 242.4649
34.9138 | 241.133
34.9819 | 238.8348
35.05 | 233.8726
35.118 | 240.4278
35.1861 | 235.0479
35.2541 | 233.7421
35.3222 | 236.7977
35.3902 | 229.1455
35.4583 | 222.0158
35.5264 | 220.8405
35.5944 | 222.5642
35.6625 | 227.448
35.7305 | 231.261
35.7986 | 231.7572
35.8666 | 239.2265
35.9347 | 242.021
36.0028 | 237.999
36.0708 | 227.1607
36.1389 | 221.5457
36.2069 | 218.4639
36.275 | 215.3561
36.343 | 209.271
36.4111 | 197.0746
36.4792 | 191.8252
36.5472 | 186.6019
36.6153 | 186.0012
36.6833 | 186.0535
36.7514 | 187.9338
36.8195 | 190.6238
36.8875 | 200.992
36.9556 | 211.0469
37.0236 | 221.8329
37.0917 | 227.6569
37.1598 | 229.0672
37.2278 | 223.9223
37.2959 | 216.7925
37.3639 | 220.1615
37.432 | 217.4193
37.5 | 213.6846
37.5681 | 213.998
37.6362 | 212.4049
37.7042 | 211.4908
37.7723 | 218.1767
37.8403 | 219.9526
37.9084 | 219.9787
37.9764 | 221.9113
38.0445 | 217.2103
38.1126 | 212.3266
38.1806 | 215.8784
38.2487 | 212.7967
38.3167 | 212.6922
38.3848 | 215.2255
38.4528 | 213.763
38.5209 | 220.5533
38.589 | 231.0259
38.657 | 221.1539
38.7251 | 214.3114
38.7931 | 206.6593
38.8612 | 204.5961
38.9293 | 173.3609
38.9973 | 136.8501
39.0654 | 101.2273
39.1334 | 79.7335
39.2015 | 57.2733
39.2696 | 31.5748
39.3376 | 0
39.4057 | 0
39.4737 | 0
39.5418 | 0
39.6098 | 0
39.6779 | 0
39.746 | 0
39.814 | 0
39.8821 | 0
39.9501 | 0
40.0182 | 0
40.0862 | 0
40.1543 | 0
40.2224 | 0
40.2904 | 0
40.3585 | 0
40.4265 | 0
40.4946 | 0
40.5627 | 0
40.6307 | 0
40.6988 | 0
40.7668 | 0
40.8349 | 0
40.9029 | 0
40.971 | 0
41.0391 | 0
41.1071 | 0
41.1752 | 0
41.2432 | 0
41.3113 | 0
41.3794 | 0
41.4474 | 0
41.5155 | 0
41.5835 | 0
41.6516 | 0
41.7197 | 0
41.7877 | 0
41.8558 | 0
41.9238 | 0
41.9919 | 0
42.0599 | 0
42.128 | 0
42.196 | 0
42.2641 | 0
42.3322 | 0
42.4002 | 0
42.4683 | 0
42.5363 | 0
42.6044 | 0
42.6725 | 0
42.7405 | 0
42.8086 | 0
42.8766 | 0
42.9447 | 0
43.0127 | 0
43.0808 | 0
43.1489 | 0
43.2169 | 0
43.285 | 0
43.353 | 0
43.4211 | 0
43.4892 | 0
43.5572 | 0
43.6253 | 0
43.6933 | 0
43.7614 | 0
43.8295 | 0
43.8975 | 0
43.9656 | 0
44.0336 | 0
44.1017 | 0
44.1697 | 0
44.2378 | 0
44.3058 | 0
44.3739 | 0
44.442 | 0
44.51 | 0
44.5781 | 0
44.6461 | 0
44.7142 | 0
44.7823 | 0
44.8503 | 0
44.9184 | 0
44.9864 | 0
45.0545 | 0
45.1225 | 0
45.1906 | 0
45.2587 | 0
45.3267 | 0
45.3948 | 0
45.4628 | 0
45.5309 | 0
45.599 | 0
45.667 | 0
45.7351 | 0
45.8031 | 0
45.8712 | 0
45.9393 | 0
46.0073 | 0
46.0754 | 0
46.1434 | 0
46.2115 | 0
46.2795 | 0
46.3476 | 0
46.4157 | 0
46.4837 | 0
46.5518 | 0
46.6198 | 0
46.6879 | 0
46.7559 | 0
46.824 | 0
46.8921 | 0
46.9601 | 0
47.0282 | 0
47.0962 | 0
47.1643 | 0
47.2324 | 0
47.3004 | 0
47.3685 | 0

## WO
Desire
D60 Tungsten Luxeon TX | 2016-08-01
Diffuser
Wide Oval
Horizontal | Beam Angle | Field Angle
| 69 | 96.9
| For Field width at any distance, multiply distance by |  |  |  | 2.2566
| For Beam width at any distance, multiply distance by |  |  |  | 1.3746
Vertical | Beam Angle | Field Angle
| 18.1 | 35.1
| For Field height at any distance, multiply distance by |  |  |  | 0.63252
| For Beam height at any distance, multiply distance by |  |  |  | 0.31856
Row Mult
Mode | Candela | Field Lumens | Beam Lumens | Power Consump | Efficacy (lpw)
Boost Full | 27803.228 | 9115.2487 | 4728.0077 | 140 | 65.1089
Regulated Full | 26680 | 8747 | 4537 | 136 | 64.3162 | #REF! | #REF! | #REF!
Dist for 1.0 fc
Throw Distance (ft) | 10 | 15 | 20 | 30 | 163.3401
Throw Distance (m) | 3.048 | 4.572 | 6.096 | 9.144 | 49.7861
Field Width (ft) | 22.5662 | 33.8493 | 45.1324 | 67.6985
Field Width (m) | 6.8782 | 10.3173 | 13.7563 | 20.6345
Illuminance (fc) | 266.8 | 118.5778 | 66.7 | 29.6444
Illuminance (lux) | 2871.8085 | 1276.3593 | 717.9521 | 319.0898
Test Distance | Iso-Illuminance Diagram grid lines
43.25 | 0 | 10 | 20 | 30
| 0 | 0.23121 | 0.46243 | 0.69364
Measurement: WO full reg. - Intensity
Degrees | (Cd)
-53.6605 | 0
-53.5836 | 0
-53.5066 | 0
-53.4296 | 0
-53.3526 | 0
-53.2756 | 0
-53.1986 | 0
-53.1216 | 0
-53.0446 | 0
-52.9676 | 0
-52.8907 | 0
-52.8137 | 0
-52.7367 | 0
-52.6597 | 0
-52.5827 | 0
-52.5057 | 0
-52.4287 | 0
-52.3518 | 0
-52.2748 | 0
-52.1978 | 0
-52.1208 | 0
-52.0438 | 0
-51.9668 | 0
-51.8898 | 0
-51.8128 | 0
-51.7358 | 0
-51.6589 | 0
-51.5819 | 0
-51.5049 | 0
-51.4279 | 0
-51.3509 | 0
-51.2739 | 0
-51.1969 | 0
-51.1199 | 0
-51.0429 | 0
-50.966 | 0
-50.889 | 0
-50.812 | 0
-50.735 | 0
-50.658 | 0
-50.581 | 0
-50.504 | 0
-50.4271 | 299.0049
-50.3501 | 589.1527
-50.2731 | 883.011
-50.1961 | 1192.828
-50.1191 | 1503.123
-50.0421 | 1814.097
-49.9651 | 2130.158
-49.8881 | 2158.923
-49.8111 | 2191.26
-49.7342 | 2218.788
-49.6572 | 2247.055
-49.5802 | 2271.97
-49.5032 | 2319.367
-49.4262 | 2374.584
-49.3492 | 2398.482
-49.2722 | 2434.668
-49.1952 | 2477.218
-49.1183 | 2505.266
-49.0413 | 2544.165
-48.9643 | 2558.547
-48.8873 | 2566.886
-48.8103 | 2601.416
-48.7333 | 2633.194
-48.6563 | 2665.111
-48.5793 | 2712.489
-48.5023 | 2749.014
-48.4254 | 2800.899
-48.3484 | 2836.806
-48.2714 | 2893.379
-48.1944 | 2941.535
-48.1174 | 2991.325
-48.0404 | 3040.937
-47.9634 | 3084.564
-47.8865 | 3130.225
-47.8095 | 3181.692
-47.7325 | 3221.469
-47.6555 | 3248.898
-47.5785 | 3291.607
-47.5015 | 3324.881
-47.4245 | 3365.954
-47.3475 | 3403.537
-47.2706 | 3464.778
-47.1936 | 3501.263
-47.1166 | 3560.211
-47.0396 | 3604.277
-46.9626 | 3644.971
-46.8856 | 3696.118
-46.8086 | 3729.851
-46.7316 | 3753.33
-46.6546 | 3789.038
-46.5777 | 3834.38
-46.5007 | 3887.064
-46.4237 | 3947.726
-46.3467 | 3990.815
-46.2697 | 4035.299
-46.1927 | 4090.456
-46.1157 | 4125.086
-46.0387 | 4181.62
-45.9618 | 4216.35
-45.8848 | 4246.313
-45.8078 | 4284.414
-45.7308 | 4348.048
-45.6538 | 4407.075
-45.5768 | 4477.852
-45.4998 | 4523.972
-45.4228 | 4580.785
-45.3458 | 4632.292
-45.2689 | 4689.463
-45.1919 | 4743.703
-45.1149 | 4798.74
-45.0379 | 4840.771
-44.9609 | 4878.374
-44.8839 | 4918.988
-44.8069 | 4974.365
-44.73 | 5033.452
-44.653 | 5073.587
-44.576 | 5105.266
-44.499 | 5162.617
-44.422 | 5227.648
-44.345 | 5300.34
-44.268 | 5356.215
-44.191 | 5404.291
-44.114 | 5460.944
-44.0371 | 5529.745
-43.9601 | 5594.338
-43.8831 | 5650.392
-43.8061 | 5692.942
-43.7291 | 5752.428
-43.6521 | 5802.08
-43.5751 | 5861.146
-43.4981 | 5913.411
-43.4211 | 5951.192
-43.3442 | 6006.869
-43.2672 | 6053.767
-43.1902 | 6107.787
-43.1132 | 6174.055
-43.0362 | 6210.122
-42.9592 | 6251.733
-42.8822 | 6331.228
-42.8053 | 6392.508
-42.7283 | 6456.064
-42.6513 | 6505.556
-42.5743 | 6574.197
-42.4973 | 6650.919
-42.4203 | 6728.558
-42.3433 | 6787.625
-42.2663 | 6849.325
-42.1893 | 6935.721
-42.1124 | 7014.795
-42.0354 | 7067.917
-41.9584 | 7135.144
-41.8814 | 7191.677
-41.8044 | 7263.491
-41.7274 | 7340.591
-41.6504 | 7392.735
-41.5735 | 7458.904
-41.4965 | 7526.21
-41.4195 | 7592.498
-41.3425 | 7673.149
-41.2655 | 7730.56
-41.1885 | 7786.176
-41.1115 | 7855.337
-41.0345 | 7908.14
-40.9575 | 7988.731
-40.8805 | 8056.615
-40.8036 | 8100.421
-40.7266 | 8150.791
-40.6496 | 8197.271
-40.5726 | 8248.697
-40.4956 | 8322.546
-40.4186 | 8375.528
-40.3416 | 8443.87
-40.2647 | 8517.4
-40.1877 | 8585.204
-40.1107 | 8650.196
-40.0337 | 8718.838
-39.9567 | 8775.431
-39.8797 | 8841.32
-39.8027 | 8909.045
-39.7257 | 8991.092
-39.6487 | 9075.154
-39.5718 | 9154.987
-39.4948 | 9229.275
-39.4178 | 9298.117
-39.3408 | 9348.426
-39.2638 | 9412.52
-39.1868 | 9473.96
-39.1098 | 9529.477
-39.0329 | 9599.235
-38.9559 | 9673.684
-38.8789 | 9757.864
-38.8019 | 9856.549
-38.7249 | 9938.058
-38.6479 | 9996.048
-38.5709 | 10075.98
-38.4939 | 10171.31
-38.4169 | 10233.57
-38.34 | 10295.79
-38.263 | 10353.36
-38.186 | 10403.53
-38.109 | 10478.06
-38.032 | 10546.46
-37.955 | 10588.31
-37.878 | 10658.97
-37.801 | 10744.61
-37.724 | 10816.14
-37.6471 | 10894.46
-37.5701 | 10963.16
-37.4931 | 11024.18
-37.4161 | 11094.12
-37.3391 | 11158.55
-37.2621 | 11189.57
-37.1851 | 11250.28
-37.1082 | 11316.42
-37.0312 | 11382.53
-36.9542 | 11448.96
-36.8772 | 11518.74
-36.8002 | 11595.74
-36.7232 | 11679.18
-36.6462 | 11754.65
-36.5692 | 11822.81
-36.4922 | 11887.18
-36.4153 | 11952.7
-36.3383 | 12004.04
-36.2613 | 12067.36
-36.1843 | 12134.54
-36.1073 | 12205.7
-36.0303 | 12285.77
-35.9533 | 12378.73
-35.8764 | 12472.49
-35.7994 | 12540.75
-35.7224 | 12606.24
-35.6454 | 12662.67
-35.5684 | 12724.77
-35.4914 | 12806.98
-35.4144 | 12865.71
-35.3374 | 12905.46
-35.2604 | 12989.25
-35.1835 | 13060.72
-35.1065 | 13123.54
-35.0295 | 13171.71
-34.9525 | 13205.03
-34.8755 | 13247.22
-34.7985 | 13309.16
-34.7215 | 13360.72
-34.6445 | 13429.92
-34.5675 | 13505.69
-34.4906 | 13595.68
-34.4136 | 13668.19
-34.3366 | 13740.86
-34.2596 | 13813.07
-34.1826 | 13885.37
-34.1056 | 13920.43
-34.0286 | 13959.53
-33.9517 | 14008.95
-33.8747 | 14054.03
-33.7977 | 14089.62
-33.7207 | 14141.82
-33.6437 | 14194.94
-33.5667 | 14268.31
-33.4897 | 14339.87
-33.4127 | 14388.58
-33.3357 | 14452.57
-33.2588 | 14543.74
-33.1818 | 14617.89
-33.1048 | 14690.26
-33.0278 | 14756.37
-32.9508 | 14801.47
-32.8738 | 14858.6
-32.7968 | 14919.48
-32.7198 | 14986.13
-32.6429 | 15059.16
-32.5659 | 15134.97
-32.4889 | 15205.24
-32.4119 | 15304.17
-32.3349 | 15390.22
-32.2579 | 15451.6
-32.1809 | 15521.78
-32.1039 | 15588.37
-32.0269 | 15631.74
-31.95 | 15653.38
-31.873 | 15671.97
-31.796 | 15710.13
-31.719 | 15770.68
-31.642 | 15802.47
-31.565 | 15830.52
-31.488 | 15891.42
-31.411 | 15977.48
-31.3341 | 16084.74
-31.2571 | 16180.81
-31.1801 | 16274.75
-31.1031 | 16391.87
-31.0261 | 16494.5
-30.9491 | 16591.31
-30.8721 | 16683.23
-30.7951 | 16747.71
-30.7182 | 16806.71
-30.6412 | 16878.29
-30.5642 | 16933.76
-30.4872 | 16990.48
-30.4102 | 17033.3
-30.3332 | 17083.59
-30.2562 | 17130.33
-30.1792 | 17178.31
-30.1023 | 17207.67
-30.0253 | 17245.75
-29.9483 | 17311.36
-29.8713 | 17364.98
-29.7943 | 17414.6
-29.7173 | 17485.51
-29.6403 | 17576.99
-29.5633 | 17677.71
-29.4864 | 17713.08
-29.4094 | 17742.01
-29.3324 | 17792.64
-29.2554 | 17837.96
-29.1784 | 17880.43
-29.1014 | 17901.57
-29.0244 | 17913.38
-28.9474 | 17977.28
-28.8705 | 18036.72
-28.7935 | 18083.86
-28.7165 | 18130.16
-28.6395 | 18192
-28.5625 | 18249.55
-28.4855 | 18301.96
-28.4085 | 18347.08
-28.3315 | 18389.97
-28.2545 | 18453.62
-28.1776 | 18533.04
-28.1006 | 18576.68
-28.0236 | 18626.21
-27.9466 | 18681.49
-27.8696 | 18741
-27.7926 | 18801.84
-27.7156 | 18857.32
-27.6386 | 18916.58
-27.5617 | 18989.07
-27.4847 | 19050.5
-27.4077 | 19113.59
-27.3307 | 19152.41
-27.2537 | 19201.3
-27.1767 | 19216.94
-27.0997 | 19234.58
-27.0227 | 19254.33
-26.9458 | 19266.91
-26.8688 | 19275.79
-26.7918 | 19281.76
-26.7148 | 19319.92
-26.6378 | 19365.88
-26.5608 | 19412.62
-26.4838 | 19460.47
-26.4068 | 19514.49
-26.3299 | 19576.31
-26.2529 | 19657.36
-26.1759 | 19694.77
-26.0989 | 19760.38
-26.0219 | 19806.22
-25.9449 | 19835.44
-25.8679 | 19866.26
-25.7909 | 19897.72
-25.714 | 19927.6
-25.637 | 19953
-25.56 | 19972.11
-25.483 | 20004.98
-25.406 | 20054.41
-25.329 | 20109.45
-25.252 | 20160.9
-25.175 | 20216.73
-25.098 | 20279.29
-25.0211 | 20338.66
-24.9441 | 20392.93
-24.8671 | 20441.33
-24.7901 | 20484.24
-24.7131 | 20529.04
-24.6361 | 20571.31
-24.5591 | 20589.74
-24.4821 | 20601.27
-24.4051 | 20638.16
-24.3282 | 20690.6
-24.2512 | 20735.67
-24.1742 | 20751.45
-24.0972 | 20777.96
-24.0202 | 20832.89
-23.9432 | 20879.91
-23.8662 | 20935.95
-23.7892 | 20971.93
-23.7123 | 21003.65
-23.6353 | 21039.04
-23.5583 | 21066.65
-23.4813 | 21126.36
-23.4043 | 21178.86
-23.3273 | 21174.45
-23.2503 | 21188.27
-23.1733 | 21234.46
-23.0964 | 21285.54
-23.0194 | 21333.12
-22.9424 | 21345.23
-22.8654 | 21376.95
-22.7884 | 21431.46
-22.7114 | 21482.95
-22.6344 | 21547.7
-22.5574 | 21622.05
-22.4805 | 21703.94
-22.4035 | 21780.2
-22.3265 | 21849.56
-22.2495 | 21909.8
-22.1725 | 21930.95
-22.0955 | 21906.69
-22.0185 | 21890.71
-21.9415 | 21888.72
-21.8646 | 21882.71
-21.7876 | 21868.69
-21.7106 | 21866.88
-21.6336 | 21899.35
-21.5566 | 21937.43
-21.4796 | 21990.91
-21.4026 | 22003.26
-21.3256 | 22011.44
-21.2487 | 22030.95
-21.1717 | 22033.14
-21.0947 | 22054.45
-21.0177 | 22109.79
-20.9407 | 22148.92
-20.8637 | 22213.2
-20.7867 | 22313.72
-20.7097 | 22362.39
-20.6328 | 22431.29
-20.5558 | 22487.94
-20.4788 | 22505.04
-20.4018 | 22512.74
-20.3248 | 22508.49
-20.2478 | 22465.74
-20.1708 | 22476.33
-20.0938 | 22495.29
-20.0169 | 22497.12
-19.9399 | 22513.66
-19.8629 | 22532.27
-19.7859 | 22554.91
-19.7089 | 22580.61
-19.6319 | 22606.2
-19.5549 | 22630.53
-19.4779 | 22676.06
-19.4009 | 22712.28
-19.3239 | 22735.86
-19.247 | 22759.52
-19.17 | 22793.13
-19.093 | 22842.41
-19.016 | 22880.47
-18.939 | 22902.01
-18.862 | 22929.28
-18.785 | 22970.05
-18.7081 | 23008.97
-18.6311 | 23033.89
-18.5541 | 23041.63
-18.4771 | 23052.3
-18.4001 | 23070.57
-18.3231 | 23074.98
-18.2461 | 23075.86
-18.1691 | 23088.37
-18.0922 | 23109.03
-18.0152 | 23138.32
-17.9382 | 23160.84
-17.8612 | 23167
-17.7842 | 23168.48
-17.7072 | 23203.09
-17.6302 | 23236.54
-17.5532 | 23262.3
-17.4763 | 23272.31
-17.3993 | 23290.72
-17.3223 | 23302.05
-17.2453 | 23331.94
-17.1683 | 23358.15
-17.0913 | 23348.17
-17.0143 | 23334.01
-16.9373 | 23320.57
-16.8603 | 23294.19
-16.7833 | 23288.17
-16.7064 | 23288.91
-16.6294 | 23266.54
-16.5524 | 23276.5
-16.4754 | 23290.58
-16.3984 | 23313.5
-16.3214 | 23350.69
-16.2444 | 23398.2
-16.1674 | 23431.76
-16.0905 | 23458.03
-16.0135 | 23492.84
-15.9365 | 23553.82
-15.8595 | 23607.32
-15.7825 | 23656.44
-15.7055 | 23697.23
-15.6285 | 23740.48
-15.5516 | 23766.53
-15.4746 | 23783.8
-15.3976 | 23784.42
-15.3206 | 23775.09
-15.2436 | 23763.52
-15.1666 | 23747.6
-15.0896 | 23735.69
-15.0126 | 23749.95
-14.9357 | 23771.28
-14.8587 | 23791.58
-14.7817 | 23821.79
-14.7047 | 23845.56
-14.6277 | 23872.28
-14.5507 | 23907.9
-14.4737 | 23950.05
-14.3967 | 23988.29
-14.3197 | 24017.06
-14.2427 | 24038.52
-14.1658 | 24056.72
-14.0888 | 24071.88
-14.0118 | 24069.4
-13.9348 | 24041.96
-13.8578 | 24014.19
-13.7808 | 24018.6
-13.7038 | 24051.13
-13.6268 | 24092.66
-13.5499 | 24121.87
-13.4729 | 24144.31
-13.3959 | 24170.02
-13.3189 | 24201.5
-13.2419 | 24229.67
-13.1649 | 24237.37
-13.0879 | 24222.95
-13.0109 | 24211.46
-12.934 | 24227.04
-12.857 | 24243.12
-12.78 | 24213.39
-12.703 | 24176.13
-12.626 | 24141.56
-12.549 | 24121.27
-12.472 | 24113.63
-12.395 | 24108.34
-12.3181 | 24118.3
-12.2411 | 24164.84
-12.1641 | 24191.95
-12.0871 | 24214.69
-12.0101 | 24236.15
-11.9331 | 24245.31
-11.8561 | 24244.39
-11.7791 | 24239.08
-11.7022 | 24239.86
-11.6252 | 24271.96
-11.5482 | 24316.11
-11.4712 | 24357.64
-11.3942 | 24381.89
-11.3172 | 24405.41
-11.2402 | 24430.69
-11.1632 | 24455.86
-11.0862 | 24458.6
-11.0093 | 24455.98
-10.9323 | 24459.15
-10.8553 | 24477.93
-10.7783 | 24483.25
-10.7013 | 24495.28
-10.6243 | 24526.84
-10.5473 | 24536.34
-10.4703 | 24553.41
-10.3934 | 24580.5
-10.3164 | 24597.18
-10.2394 | 24596.08
-10.1624 | 24570.61
-10.0854 | 24523.75
-10.0084 | 24495.48
-9.9314 | 24457.52
-9.8544 | 24419.04
-9.7775 | 24427.73
-9.7005 | 24474.43
-9.6235 | 24521.69
-9.5465 | 24529.29
-9.4695 | 24547.63
-9.3925 | 24580.46
-9.3155 | 24616.83
-9.2385 | 24608.85
-9.1616 | 24571.88
-9.0846 | 24538.11
-9.0076 | 24549.94
-8.9306 | 24564.62
-8.8536 | 24567.27
-8.7766 | 24552.33
-8.6996 | 24555.05
-8.6226 | 24570.43
-8.5457 | 24590.89
-8.4687 | 24613.29
-8.3917 | 24616.73
-8.3147 | 24614.25
-8.2377 | 24625.06
-8.1607 | 24628.54
-8.0837 | 24636.18
-8.0067 | 24651.3
-7.9298 | 24661.43
-7.8528 | 24657.58
-7.7758 | 24643.79
-7.6988 | 24660.97
-7.6218 | 24660.75
-7.5448 | 24658.4
-7.4678 | 24695.26
-7.3908 | 24728.72
-7.3138 | 24763.25
-7.2369 | 24778.82
-7.1599 | 24754.71
-7.0829 | 24773.78
-7.0059 | 24815.47
-6.9289 | 24801.39
-6.8519 | 24792.85
-6.7749 | 24800.69
-6.6979 | 24814.27
-6.621 | 24806.31
-6.544 | 24784.99
-6.467 | 24779.34
-6.39 | 24821.46
-6.313 | 24872.56
-6.236 | 24928.56
-6.159 | 24999.61
-6.082 | 25082.32
-6.0051 | 25139.97
-5.9281 | 25130.24
-5.8511 | 25097.44
-5.7741 | 25054.47
-5.6971 | 25000.79
-5.6201 | 24938.61
-5.5431 | 24870.35
-5.4661 | 24807.03
-5.3892 | 24778.05
-5.3122 | 24755.33
-5.2352 | 24747.95
-5.1582 | 24757.16
-5.0812 | 24776.39
-5.0042 | 24806.53
-4.9272 | 24857.54
-4.8502 | 24917.55
-4.7732 | 24962.91
-4.6963 | 24980.68
-4.6193 | 24969.69
-4.5423 | 24956.29
-4.4653 | 24947.77
-4.3883 | 24956.66
-4.3113 | 24943.3
-4.2343 | 24907.37
-4.1573 | 24884.31
-4.0804 | 24889.34
-4.0034 | 24913.44
-3.9264 | 24945.71
-3.8494 | 24961.55
-3.7724 | 24989.52
-3.6954 | 25028.28
-3.6184 | 25042.24
-3.5414 | 25038.83
-3.4645 | 25025.87
-3.3875 | 25015.79
-3.3105 | 25010.25
-3.2335 | 25016.33
-3.1565 | 25033.94
-3.0795 | 25059.64
-3.0025 | 25091.69
-2.9255 | 25146.13
-2.8486 | 25175.28
-2.7716 | 25186.99
-2.6946 | 25207.12
-2.6176 | 25230.73
-2.5406 | 25268.66
-2.4636 | 25312.7
-2.3866 | 25347.27
-2.3096 | 25387.15
-2.2326 | 25410.27
-2.1557 | 25407.96
-2.0787 | 25407.97
-2.0017 | 25413.3
-1.9247 | 25409.21
-1.8477 | 25389.28
-1.7707 | 25378.95
-1.6937 | 25396.94
-1.6167 | 25407.06
-1.5398 | 25405.56
-1.4628 | 25407.1
-1.3858 | 25424.33
-1.3088 | 25461.08
-1.2318 | 25516.89
-1.1548 | 25575.04
-1.0778 | 25638.94
-1.0008 | 25686.39
-0.92385 | 25687.19
-0.84687 | 25674.98
-0.76988 | 25656.45
-0.69289 | 25629.88
-0.6159 | 25583.42
-0.53892 | 25537.02
-0.46193 | 25518.39
-0.38494 | 25578.35
-0.30795 | 25664.65
-0.23096 | 25733.37
-0.15398 | 25761.68
-0.076988 | 25773.83
7.6028e-13 | 25771.11
0.076988 | 25755.13
0.15398 | 25696.96
0.23096 | 25621.02
0.30795 | 25552.08
0.38494 | 25490.58
0.46193 | 25432.95
0.53892 | 25393.83
0.6159 | 25364.57
0.69289 | 25339.21
0.76988 | 25313.88
0.84687 | 25295.31
0.92385 | 25310.53
1.0008 | 25366.8
1.0778 | 25382.16
1.1548 | 25370.71
1.2318 | 25352.58
1.3088 | 25359.32
1.3858 | 25376.16
1.4628 | 25375.12
1.5398 | 25298.44
1.6167 | 25243.12
1.6937 | 25210.49
1.7707 | 25207.21
1.8477 | 25179.65
1.9247 | 25135.38
2.0017 | 25090.82
2.0787 | 25107.63
2.1557 | 25154.31
2.2326 | 25210.31
2.3096 | 25250.6
2.3866 | 25281.96
2.4636 | 25300.03
2.5406 | 25311.66
2.6176 | 25313.74
2.6946 | 25306.44
2.7716 | 25285.55
2.8486 | 25265.35
2.9255 | 25262.43
3.0025 | 25278.47
3.0795 | 25298.64
3.1565 | 25315.99
3.2335 | 25331.12
3.3105 | 25377.13
3.3875 | 25391.2
3.4645 | 25342.48
3.5414 | 25304.92
3.6184 | 25284.18
3.6954 | 25270.25
3.7724 | 25240.35
3.8494 | 25162.07
3.9264 | 25097.8
4.0034 | 25115.11
4.0804 | 25109.31
4.1573 | 25081.8
4.2343 | 25042.92
4.3113 | 25021.94
4.3883 | 25018.94
4.4653 | 25019.32
4.5423 | 25012.44
4.6193 | 25022.49
4.6963 | 25042.86
4.7732 | 25061.17
4.8502 | 25066
4.9272 | 25061.47
5.0042 | 25053.99
5.0812 | 25028.94
5.1582 | 25011.04
5.2352 | 25020.78
5.3122 | 25053.33
5.3892 | 25096.64
5.4661 | 25137.02
5.5431 | 25167.04
5.6201 | 25191.7
5.6971 | 25208.77
5.7741 | 25204.76
5.8511 | 25181.14
5.9281 | 25142.58
6.0051 | 25090.56
6.082 | 25061.79
6.159 | 25051.88
6.236 | 25062.33
6.313 | 25074.74
6.39 | 25088.72
6.467 | 25102.59
6.544 | 25119.36
6.621 | 25121.94
6.6979 | 25104.64
6.7749 | 25057.78
6.8519 | 25001.37
6.9289 | 24948.13
7.0059 | 24907.01
7.0829 | 24886.57
7.1599 | 24870.89
7.2369 | 24859.91
7.3138 | 24870.41
7.3908 | 24901.79
7.4678 | 24945.46
7.5448 | 24982.66
7.6218 | 25027.06
7.6988 | 25062.23
7.7758 | 25065.42
7.8528 | 25042.38
7.9298 | 25014.69
8.0067 | 25001.45
8.0837 | 25008.99
8.1607 | 25007.29
8.2377 | 25006
8.3147 | 25025.96
8.3917 | 25052.54
8.4687 | 25070.29
8.5457 | 25073.54
8.6226 | 25093.79
8.6996 | 25121.86
8.7766 | 25144.48
8.8536 | 25145.93
8.9306 | 25123.43
9.0076 | 25090.44
9.0846 | 25067.06
9.1616 | 25015.35
9.2385 | 24962.89
9.3155 | 24931.25
9.3925 | 24941.98
9.4695 | 24985.51
9.5465 | 25039.05
9.6235 | 25069.87
9.7005 | 25100.55
9.7775 | 25130.35
9.8544 | 25158.34
9.9314 | 25184.67
10.0084 | 25189.9
10.0854 | 25175.92
10.1624 | 25170.37
10.2394 | 25171.07
10.3164 | 25162.17
10.3934 | 25128.62
10.4703 | 25113.12
10.5473 | 25105.14
10.6243 | 25088
10.7013 | 25035.62
10.7783 | 24966.74
10.8553 | 24913.68
10.9323 | 24905.56
11.0093 | 24855.11
11.0862 | 24801.53
11.1632 | 24773.34
11.2402 | 24793.99
11.3172 | 24840.39
11.3942 | 24891.07
11.4712 | 24925.47
11.5482 | 24961.07
11.6252 | 24982.64
11.7022 | 24984.07
11.7791 | 24966.86
11.8561 | 24924.11
11.9331 | 24860.21
12.0101 | 24783.13
12.0871 | 24721.75
12.1641 | 24680.94
12.2411 | 24658.52
12.3181 | 24640.42
12.395 | 24630.69
12.472 | 24622.57
12.549 | 24613.39
12.626 | 24616.59
12.703 | 24626.36
12.78 | 24639.27
12.857 | 24650.08
12.934 | 24664.7
13.0109 | 24673.14
13.0879 | 24670.65
13.1649 | 24645.63
13.2419 | 24610.76
13.3189 | 24565.86
13.3959 | 24511.6
13.4729 | 24462.59
13.5499 | 24432.44
13.6268 | 24421.73
13.7038 | 24415.67
13.7808 | 24411.54
13.8578 | 24404.92
13.9348 | 24397.95
14.0118 | 24388.14
14.0888 | 24381.46
14.1658 | 24376.95
14.2427 | 24371.96
14.3197 | 24361.27
14.3967 | 24369.43
14.4737 | 24397.75
14.5507 | 24428.51
14.6277 | 24417.14
14.7047 | 24392.97
14.7817 | 24373
14.8587 | 24373.44
14.9357 | 24380.82
15.0126 | 24371.7
15.0896 | 24342.34
15.1666 | 24328.03
15.2436 | 24303.84
15.3206 | 24260.21
15.3976 | 24189.73
15.4746 | 24086.8
15.5516 | 24002.34
15.6285 | 23951.29
15.7055 | 23933.64
15.7825 | 23932.44
15.8595 | 23923.98
15.9365 | 23919.01
16.0135 | 23933
16.0905 | 23944.49
16.1674 | 23923.4
16.2444 | 23883.73
16.3214 | 23847.68
16.3984 | 23827.13
16.4754 | 23795.45
16.5524 | 23766.67
16.6294 | 23748.14
16.7064 | 23743.91
16.7833 | 23735.73
16.8603 | 23721.83
16.9373 | 23718.95
17.0143 | 23752.81
17.0913 | 23772.36
17.1683 | 23747.14
17.2453 | 23698.07
17.3223 | 23655.5
17.3993 | 23617.34
17.4763 | 23575.82
17.5532 | 23520.93
17.6302 | 23477.18
17.7072 | 23454.52
17.7842 | 23445.32
17.8612 | 23421.86
17.9382 | 23380.09
18.0152 | 23350.45
18.0922 | 23317.95
18.1691 | 23274.53
18.2461 | 23220.27
18.3231 | 23160.92
18.4001 | 23116.46
18.4771 | 23089.43
18.5541 | 23046.88
18.6311 | 23001.19
18.7081 | 22956.21
18.785 | 22925.53
18.862 | 22918.87
18.939 | 22923.12
19.016 | 22932.27
19.093 | 22936.04
19.17 | 22928.68
19.247 | 22910.31
19.3239 | 22871.13
19.4009 | 22833.29
19.4779 | 22799.02
19.5549 | 22767.36
19.6319 | 22742.56
19.7089 | 22712.6
19.7859 | 22688.94
19.8629 | 22681.1
19.9399 | 22668.26
20.0169 | 22655.75
20.0938 | 22615.51
20.1708 | 22561.57
20.2478 | 22527.8
20.3248 | 22514.7
20.4018 | 22492.43
20.4788 | 22441.38
20.5558 | 22353.25
20.6328 | 22272.98
20.7097 | 22220.5
20.7867 | 22183.45
20.8637 | 22144.55
20.9407 | 22112.78
21.0177 | 22087.08
21.0947 | 22058.64
21.1717 | 22029.89
21.2487 | 21979.08
21.3256 | 21894.12
21.4026 | 21765.12
21.4796 | 21652.11
21.5566 | 21578.24
21.6336 | 21547.42
21.7106 | 21527.67
21.7876 | 21488.18
21.8646 | 21448.4
21.9415 | 21444.35
22.0185 | 21449
22.0955 | 21452.59
22.1725 | 21432.94
22.2495 | 21380.93
22.3265 | 21328.43
22.4035 | 21276.56
22.4805 | 21217.96
22.5574 | 21137.05
22.6344 | 21032.84
22.7114 | 20928.03
22.7884 | 20845.5
22.8654 | 20774.95
22.9424 | 20708.76
23.0194 | 20663.49
23.0964 | 20631.48
23.1733 | 20601.2
23.2503 | 20566.37
23.3273 | 20528.13
23.4043 | 20499.62
23.4813 | 20491.18
23.5583 | 20465.87
23.6353 | 20420.14
23.7123 | 20361.4
23.7892 | 20304.21
23.8662 | 20277.28
23.9432 | 20258.98
24.0202 | 20229.78
24.0972 | 20196.96
24.1742 | 20165.03
24.2512 | 20137.96
24.3282 | 20110.75
24.4051 | 20057.04
24.4821 | 19988.14
24.5591 | 19910.05
24.6361 | 19826.3
24.7131 | 19740.09
24.7901 | 19662.37
24.8671 | 19602.68
24.9441 | 19572.54
25.0211 | 19567.3
25.098 | 19575.93
25.175 | 19586.87
25.252 | 19583.29
25.329 | 19597.28
25.406 | 19605.4
25.483 | 19563.33
25.56 | 19479.84
25.637 | 19387.6
25.714 | 19303.94
25.7909 | 19245.43
25.8679 | 19140.08
25.9449 | 19013.73
26.0219 | 18922.99
26.0989 | 18874.45
26.1759 | 18837.47
26.2529 | 18791.73
26.3299 | 18713.53
26.4068 | 18652.93
26.4838 | 18600.78
26.5608 | 18533.18
26.6378 | 18447.6
26.7148 | 18358.57
26.7918 | 18271.93
26.8688 | 18194.81
26.9458 | 18145.48
27.0227 | 18110.11
27.0997 | 18066.87
27.1767 | 18003.67
27.2537 | 17923.54
27.3307 | 17849.35
27.4077 | 17808
27.4847 | 17733.53
27.5617 | 17634.19
27.6386 | 17535.96
27.7156 | 17449.17
27.7926 | 17374.1
27.8696 | 17311.56
27.9466 | 17251.94
28.0236 | 17198.6
28.1006 | 17151.04
28.1776 | 17116.27
28.2545 | 17102.07
28.3315 | 17100.23
28.4085 | 17079.53
28.4855 | 17042.3
28.5625 | 17021.54
28.6395 | 17006.05
28.7165 | 16959.08
28.7935 | 16888.14
28.8705 | 16807.77
28.9474 | 16753.51
29.0244 | 16698.95
29.1014 | 16616.38
29.1784 | 16550.36
29.2554 | 16527.06
29.3324 | 16500.21
29.4094 | 16460.83
29.4864 | 16419.86
29.5633 | 16372.76
29.6403 | 16303.75
29.7173 | 16216
29.7943 | 16117.88
29.8713 | 16041.79
29.9483 | 15983.86
30.0253 | 15913.77
30.1023 | 15853.12
30.1792 | 15832.4
30.2562 | 15817.08
30.3332 | 15796.47
30.4102 | 15764.17
30.4872 | 15722.64
30.5642 | 15672.99
30.6412 | 15607.62
30.7182 | 15532.91
30.7951 | 15454.06
30.8721 | 15378.19
30.9491 | 15301.13
31.0261 | 15207.12
31.1031 | 15113.24
31.1801 | 15043.2
31.2571 | 14992.77
31.3341 | 14949.77
31.411 | 14900.73
31.488 | 14848.21
31.565 | 14808.59
31.642 | 14771.93
31.719 | 14729.22
31.796 | 14674.12
31.873 | 14609.73
31.95 | 14541.07
32.0269 | 14480.16
32.1039 | 14420.5
32.1809 | 14339.23
32.2579 | 14245.17
32.3349 | 14153.21
32.4119 | 14071.08
32.4889 | 13999.75
32.5659 | 13926.56
32.6429 | 13844.99
32.7198 | 13774.11
32.7968 | 13719.59
32.8738 | 13667.33
32.9508 | 13607.25
33.0278 | 13523.08
33.1048 | 13423.72
33.1818 | 13331.54
33.2588 | 13244.75
33.3357 | 13147.3
33.4127 | 13048.25
33.4897 | 12952.66
33.5667 | 12877.26
33.6437 | 12825.45
33.7207 | 12777.56
33.7977 | 12716.87
33.8747 | 12657.31
33.9517 | 12601.01
34.0286 | 12532.53
34.1056 | 12466.46
34.1826 | 12410.59
34.2596 | 12347.57
34.3366 | 12290.58
34.4136 | 12236.88
34.4906 | 12190.74
34.5675 | 12163.89
34.6445 | 12100.17
34.7215 | 12002.31
34.7985 | 11921
34.8755 | 11829.71
34.9525 | 11722.11
35.0295 | 11613.53
35.1065 | 11490.31
35.1835 | 11385.75
35.2604 | 11281
35.3374 | 11172.04
35.4144 | 11108.42
35.4914 | 11061.15
35.5684 | 11001.4
35.6454 | 10946.82
35.7224 | 10894.58
35.7994 | 10847.84
35.8764 | 10801.46
35.9533 | 10725.32
36.0303 | 10638.42
36.1073 | 10551.63
36.1843 | 10474.71
36.2613 | 10416.14
36.3383 | 10350.63
36.4153 | 10271.97
36.4922 | 10202.29
36.5692 | 10133.75
36.6462 | 10063.97
36.7232 | 9992.876
36.8002 | 9935.046
36.8772 | 9902.929
36.9542 | 9860.039
37.0312 | 9789.882
37.1082 | 9709.41
37.1851 | 9623.493
37.2621 | 9537.217
37.3391 | 9446.232
37.4161 | 9362.55
37.4931 | 9280.622
37.5701 | 9201.247
37.6471 | 9153.352
37.724 | 9115.629
37.801 | 9061.53
37.878 | 8979.522
37.955 | 8893.086
38.032 | 8838.049
38.109 | 8792.407
38.186 | 8727.535
38.263 | 8660.35
38.34 | 8603.537
38.4169 | 8560.069
38.4939 | 8503.356
38.5709 | 8431.423
38.6479 | 8358.731
38.7249 | 8284.185
38.8019 | 8231.242
38.8789 | 8177.94
38.9559 | 8114.605
39.0329 | 8044.586
39.1098 | 7966.069
39.1868 | 7894.954
39.2638 | 7835.747
39.3408 | 7742.23
39.4178 | 7641.95
39.4948 | 7569.617
39.5718 | 7519.487
39.6487 | 7473.187
39.7257 | 7407.737
39.8027 | 7340.99
39.8797 | 7290.94
39.9567 | 7247.891
40.0337 | 7186.052
40.1107 | 7115.096
40.1877 | 7060.397
40.2647 | 7056.228
40.3416 | 7042.922
40.4186 | 7003.465
40.4956 | 6958.9
40.5726 | 6922.016
40.6496 | 6883.296
40.7266 | 6827.701
40.8036 | 6745.893
40.8805 | 6667.396
40.9575 | 6602.804
41.0345 | 6540.166
41.1115 | 6482.954
41.1885 | 6430.77
41.2655 | 6362.247
41.3425 | 6282.015
41.4195 | 6209.463
41.4965 | 6165.278
41.5735 | 6126.398
41.6504 | 6067.87
41.7274 | 5995.139
41.8044 | 5960.888
41.8814 | 5948.221
41.9584 | 5925.898
42.0354 | 5858.872
42.1124 | 5790.729
42.1893 | 5741.296
42.2663 | 5704.213
42.3433 | 5642.213
42.4203 | 5571.617
42.4973 | 5508.201
42.5743 | 5461.741
42.6513 | 5417.855
42.7283 | 5367.865
42.8053 | 5313.326
42.8822 | 5267.246
42.9592 | 5204.429
43.0362 | 5135.587
43.1132 | 5090.524
43.1902 | 5051.804
43.2672 | 5002.631
43.3442 | 4945.699
43.4211 | 4897.943
43.4981 | 4870.474
43.5751 | 4860.261
43.6521 | 4844.88
43.7291 | 4810.39
43.8061 | 4777.375
43.8831 | 4754.834
43.9601 | 4728.502
44.0371 | 4692.117
44.114 | 4633.329
44.191 | 4566.442
44.268 | 4516.093
44.345 | 4459.918
44.422 | 4405.898
44.499 | 4348.487
44.576 | 4294.487
44.653 | 4261.932
44.73 | 4224.229
44.8069 | 4184.852
44.8839 | 4166.459
44.9609 | 4137.036
45.0379 | 4096.221
45.1149 | 4046.769
45.1919 | 3987.403
45.2689 | 3952.135
45.3458 | 3898.574
45.4228 | 3832.685
45.4998 | 3784.41
45.5768 | 3762.427
45.6538 | 3737.531
45.7308 | 3701.445
45.8078 | 3648.103
45.8848 | 3618.879
45.9618 | 3599.369
46.0387 | 3573.197
46.1157 | 3523.626
46.1927 | 3481.036
46.2697 | 3454.425
46.3467 | 3419.236
46.4237 | 3369.725
46.5007 | 3311.416
46.5777 | 3250.274
46.6546 | 3211.156
46.7316 | 3179.039
46.8086 | 3140.719
46.8856 | 3105.57
46.9626 | 3073.532
47.0396 | 3050.712
47.1166 | 3010.915
47.1936 | 2950.831
47.2706 | 2890.706
47.3475 | 2835.33
47.4245 | 2797.288
47.5015 | 2767.446
47.5785 | 2725.415
47.6555 | 2692.141
47.7325 | 2670.737
47.8095 | 2659.965
47.8865 | 2620.387
47.9634 | 2575.823
48.0404 | 2537.781
48.1174 | 2516.816
48.1944 | 2509.594
48.2714 | 2464.092
48.3484 | 2420.007
48.4254 | 2412.705
48.5023 | 2401.156
48.5793 | 2383.422
48.6563 | 2368.38
48.7333 | 2339.974
48.8103 | 2343.704
48.8873 | 2327.546
48.9643 | 2305.304
49.0413 | 2297.564
49.1183 | 2275.202
49.1952 | 2145.777
49.2722 | 1968.657
49.3492 | 1769.274
49.4262 | 1574.339
49.5032 | 1377.429
49.5802 | 1158.656
49.6572 | 925.6804
49.7342 | 789.8126
49.8111 | 725.2399
49.8881 | 686.1613
49.9651 | 653.9647
50.0421 | 622.6459
50.1191 | 592.1649
50.1961 | 606.3681
50.2731 | 630.6652
50.3501 | 642.5144
50.4271 | 653.4061
50.504 | 666.8314
50.581 | 675.828
50.658 | 688.8143
50.735 | 701.2621
50.812 | 701.6212
50.889 | 694.0408
50.966 | 684.6252
51.0429 | 693.6418
51.1199 | 713.9094
51.1969 | 731.9027
51.2739 | 733.5583
51.3509 | 743.5724
51.4279 | 761.3464
51.5049 | 789.7926
51.5819 | 783.6086
51.6589 | 772.9163
51.7358 | 753.2872
51.8128 | 723.0057
51.8898 | 682.5107
51.9668 | 635.1534
52.0438 | 571.0995
52.1208 | 511.135
52.1978 | 447.6795
52.2748 | 403.7334
52.3518 | 358.5505
52.4287 | 315.0433
52.5057 | 291.2251
52.5827 | 282.2483
52.6597 | 295.0751
52.7367 | 300.7603
52.8137 | 295.095
52.8907 | 301.0596
52.9676 | 311.4127
53.0446 | 315.6019
53.1216 | 319.6314
53.1986 | 307.9816
53.2756 | 290.866
53.3526 | 278.9369
53.4296 | 277.0651
53.5066 | 276.7905
53.5836 | 268.3145
Degrees | (Cd)
-53.6605 | 0
-53.5836 | 0
-53.5066 | 0
-53.4296 | 0
-53.3526 | 0
-53.2756 | 0
-53.1986 | 0
-53.1216 | 0
-53.0446 | 0
-52.9676 | 0
-52.8907 | 0
-52.8137 | 0
-52.7367 | 0
-52.6597 | 0
-52.5827 | 0
-52.5057 | 0
-52.4287 | 0
-52.3518 | 0
-52.2748 | 0
-52.1978 | 0
-52.1208 | 0
-52.0438 | 0
-51.9668 | 0
-51.8898 | 0
-51.8128 | 0
-51.7358 | 0
-51.6589 | 0
-51.5819 | 0
-51.5049 | 0
-51.4279 | 0
-51.3509 | 0
-51.2739 | 0
-51.1969 | 0
-51.1199 | 0
-51.0429 | 0
-50.966 | 0
-50.889 | 0
-50.812 | 0
-50.735 | 0
-50.658 | 0
-50.581 | 0
-50.504 | 0
-50.4271 | 0
-50.3501 | 0
-50.2731 | 0
-50.1961 | 0
-50.1191 | 0
-50.0421 | 0
-49.9651 | 0
-49.8881 | 0
-49.8111 | 0
-49.7342 | 0
-49.6572 | 0
-49.5802 | 0
-49.5032 | 0
-49.4262 | 0
-49.3492 | 0
-49.2722 | 0
-49.1952 | 0
-49.1183 | 0
-49.0413 | 0
-48.9643 | 0
-48.8873 | 0
-48.8103 | 0
-48.7333 | 0
-48.6563 | 0
-48.5793 | 0
-48.5023 | 0
-48.4254 | 0
-48.3484 | 0
-48.2714 | 0
-48.1944 | 0
-48.1174 | 0
-48.0404 | 0
-47.9634 | 0
-47.8865 | 0
-47.8095 | 0
-47.7325 | 0
-47.6555 | 0
-47.5785 | 0
-47.5015 | 0
-47.4245 | 0
-47.3475 | 0
-47.2706 | 0
-47.1936 | 0
-47.1166 | 0
-47.0396 | 0
-46.9626 | 0
-46.8856 | 0
-46.8086 | 0
-46.7316 | 0
-46.6546 | 0
-46.5777 | 0
-46.5007 | 0
-46.4237 | 0
-46.3467 | 0
-46.2697 | 0
-46.1927 | 0
-46.1157 | 0
-46.0387 | 0
-45.9618 | 0
-45.8848 | 0
-45.8078 | 0
-45.7308 | 0
-45.6538 | 23.0802
-45.5768 | 52.0052
-45.4998 | 76.1027
-45.4228 | 104.8881
-45.3458 | 124.8164
-45.2689 | 148.0362
-45.1919 | 171.8146
-45.1149 | 173.4902
-45.0379 | 171.655
-44.9609 | 173.5302
-44.8839 | 171.675
-44.8069 | 177.0211
-44.73 | 182.8859
-44.653 | 193.3588
-44.576 | 196.4108
-44.499 | 192.7803
-44.422 | 191.0647
-44.345 | 194.8948
-44.268 | 192.2815
-44.191 | 183.7038
-44.114 | 174.2283
-44.0371 | 174.2682
-43.9601 | 175.1859
-43.8831 | 176.8416
-43.8061 | 177.819
-43.7291 | 179.375
-43.6521 | 187.8331
-43.5751 | 193.1992
-43.4981 | 192.7603
-43.4211 | 195.6927
-43.3442 | 196.8896
-43.2672 | 189.4688
-43.1902 | 192.9598
-43.1132 | 191.4038
-43.0362 | 195.9321
-42.9592 | 202.2357
-42.8822 | 205.1482
-42.8053 | 206.0459
-42.7283 | 209.5767
-42.6513 | 207.8412
-42.5743 | 200.5202
-42.4973 | 192.4611
-42.4203 | 185.7585
-42.3433 | 188.1523
-42.2663 | 192.3015
-42.1893 | 190.8852
-42.1124 | 195.174
-42.0354 | 197.2886
-41.9584 | 198.7448
-41.8814 | 200.3806
-41.8044 | 202.8142
-41.7274 | 191.7828
-41.6504 | 192.3813
-41.5735 | 194.0769
-41.4965 | 199.0041
-41.4195 | 195.5531
-41.3425 | 200.1013
-41.2655 | 188.1722
-41.1885 | 190.566
-41.1115 | 194.7152
-41.0345 | 190.945
-40.9575 | 195.0544
-40.8805 | 201.2184
-40.8036 | 194.7751
-40.7266 | 204.6096
-40.6496 | 214.6236
-40.5726 | 222.2439
-40.4956 | 229.8841
-40.4186 | 224.139
-40.3416 | 221.9646
-40.2647 | 220.5483
-40.1877 | 217.935
-40.1107 | 206.8837
-40.0337 | 200.58
-39.9567 | 198.7049
-39.8797 | 210.2948
-39.8027 | 215.4615
-39.7257 | 226.453
-39.6487 | 229.0063
-39.5718 | 241.7932
-39.4948 | 239.7784
-39.4178 | 229.6846
-39.3408 | 214.5438
-39.2638 | 212.3894
-39.1868 | 206.3451
-39.1098 | 204.5098
-39.0329 | 200.5401
-38.9559 | 199.802
-38.8789 | 208.9384
-38.8019 | 222.3835
-38.7249 | 229.4053
-38.6479 | 235.1903
-38.5709 | 235.2502
-38.4939 | 237.4245
-38.4169 | 237.5043
-38.34 | 234.8911
-38.263 | 232.5571
-38.186 | 232.7766
-38.109 | 231.9787
-38.032 | 231.3403
-37.955 | 230.303
-37.878 | 232.7766
-37.801 | 238.8209
-37.724 | 242.8305
-37.6471 | 239.3196
-37.5701 | 239.8183
-37.4931 | 246.2816
-37.4161 | 252.7647
-37.3391 | 257.3928
-37.2621 | 257.4127
-37.1851 | 260.3451
-37.1082 | 261.0233
-37.0312 | 256.7744
-36.9542 | 257.3728
-36.8772 | 252.3458
-36.8002 | 246.2616
-36.7232 | 243.9077
-36.6462 | 237.0256
-36.5692 | 235.7489
-36.4922 | 238.0429
-36.4153 | 234.9908
-36.3383 | 237.1053
-36.2613 | 240.3769
-36.1843 | 244.2668
-36.1073 | 250.6901
-36.0303 | 249.2738
-35.9533 | 251.6876
-35.8764 | 255.9365
-35.7994 | 255.8368
-35.7224 | 260.5845
-35.6454 | 257.7319
-35.5684 | 254.3806
-35.4914 | 256.9539
-35.4144 | 260.1257
-35.3374 | 261.2827
-35.2604 | 262.2601
-35.1835 | 257.4726
-35.1065 | 262.9384
-35.0295 | 273.3514
-34.9525 | 277.0219
-34.8755 | 274.6081
-34.7985 | 276.8224
-34.7215 | 278.7175
-34.6445 | 281.4305
-34.5675 | 278.6576
-34.4906 | 269.9801
-34.4136 | 269.5812
-34.3366 | 267.7858
-34.2596 | 263.098
-34.1826 | 267.8257
-34.1056 | 272.4936
-34.0286 | 274.289
-33.9517 | 276.982
-33.8747 | 279.5952
-33.7977 | 290.6465
-33.7207 | 296.2121
-33.6437 | 293.6388
-33.5667 | 297.2095
-33.4897 | 304.9096
-33.4127 | 304.5904
-33.3357 | 302.3562
-33.2588 | 299.1844
-33.1818 | 299.5435
-33.1048 | 306.286
-33.0278 | 307.463
-32.9508 | 303.6927
-32.8738 | 311.4526
-32.7968 | 319.2923
-32.7198 | 318.255
-32.6429 | 316.2801
-32.5659 | 318.3348
-32.4889 | 319.5516
-32.4119 | 318.1552
-32.3349 | 311.5923
-32.2579 | 304.3909
-32.1809 | 305.2686
-32.1039 | 308.6997
-32.0269 | 304.7101
-31.95 | 303.1342
-31.873 | 306.0865
-31.796 | 308.4404
-31.719 | 314.3451
-31.642 | 321.6262
-31.565 | 323.7807
-31.488 | 323.0226
-31.411 | 324.3592
-31.3341 | 324.1397
-31.2571 | 326.9325
-31.1801 | 336.3082
-31.1031 | 336.9066
-31.0261 | 343.0308
-30.9491 | 347.1601
-30.8721 | 345.8036
-30.7951 | 350.6909
-30.7182 | 356.6555
-30.6412 | 354.1818
-30.5642 | 357.0345
-30.4872 | 358.391
-30.4102 | 363.3581
-30.3332 | 367.9063
-30.2562 | 366.1907
-30.1792 | 365.1733
-30.1023 | 360.1863
-30.0253 | 358.9894
-29.9483 | 360.4855
-29.8713 | 363.1785
-29.7943 | 370.3001
-29.7173 | 377.6011
-29.6403 | 380.5335
-29.5633 | 390.1087
-29.4864 | 396.2129
-29.4094 | 402.7958
-29.3324 | 404.5712
-29.2554 | 402.9953
-29.1784 | 406.6458
-29.1014 | 410.5557
-29.0244 | 411.613
-28.9474 | 413.6876
-28.8705 | 414.1065
-28.7935 | 420.091
-28.7165 | 428.589
-28.6395 | 431.8804
-28.5625 | 447.4401
-28.4855 | 459.2495
-28.4085 | 465.8723
-28.3315 | 465.9122
-28.2545 | 465.4135
-28.1776 | 466.4508
-28.1006 | 468.1863
-28.0236 | 463.3389
-27.9466 | 464.6754
-27.8696 | 465.6928
-27.7926 | 477.941
-27.7156 | 485.3618
-27.6386 | 489.2118
-27.5617 | 494.0592
-27.4847 | 491.5657
-27.4077 | 487.2768
-27.3307 | 488.0947
-27.2537 | 484.2646
-27.1767 | 489.9698
-27.0997 | 501.7394
-27.0227 | 514.5861
-26.9458 | 528.9688
-26.8688 | 540.2595
-26.7918 | 540.459
-26.7148 | 547.9795
-26.6378 | 546.623
-26.5608 | 542.8129
-26.4838 | 545.7852
-26.4068 | 553.6448
-26.3299 | 559.7689
-26.2529 | 576.5853
-26.1759 | 575.3685
-26.0989 | 577.7224
-26.0219 | 583.3478
-25.9449 | 581.732
-25.8679 | 573.2739
-25.7909 | 570.92
-25.714 | 567.6484
-25.637 | 576.2861
-25.56 | 585.1631
-25.483 | 589.4719
-25.406 | 595.975
-25.329 | 608.9813
-25.252 | 618.7759
-25.175 | 625.9973
-25.098 | 634.8343
-25.0211 | 645.0877
-24.9441 | 654.9821
-24.8671 | 664.1982
-24.7901 | 675.8879
-24.7131 | 690.9089
-24.6361 | 705.6508
-24.5591 | 715.6648
-24.4821 | 723.5045
-24.4051 | 729.3493
-24.3282 | 738.1066
-24.2512 | 739.7025
-24.1742 | 744.0711
-24.0972 | 751.1129
-24.0202 | 754.6437
-23.9432 | 758.9127
-23.8662 | 771.6397
-23.7892 | 778.0829
-23.7123 | 787.2991
-23.6353 | 792.9844
-23.5583 | 797.373
-23.4813 | 803.3375
-23.4043 | 815.6057
-23.3273 | 823.6249
-23.2503 | 833.1203
-23.1733 | 840.2418
-23.0964 | 846.8846
-23.0194 | 861.1077
-22.9424 | 873.4158
-22.8654 | 879.3405
-22.7884 | 886.0431
-22.7114 | 895.3989
-22.6344 | 913.5717
-22.5574 | 932.1636
-22.4805 | 945.5488
-22.4035 | 962.9039
-22.3265 | 980.199
-22.2495 | 1000.187
-22.1725 | 1019.617
-22.0955 | 1033.281
-22.0185 | 1048.203
-21.9415 | 1065.019
-21.8646 | 1088.219
-21.7876 | 1104.297
-21.7106 | 1113.813
-21.6336 | 1124.485
-21.5566 | 1137.012
-21.4796 | 1152.432
-21.4026 | 1169.827
-21.3256 | 1181.617
-21.2487 | 1200.268
-21.1717 | 1222.391
-21.0947 | 1240.624
-21.0177 | 1256.822
-20.9407 | 1269.948
-20.8637 | 1281.697
-20.7867 | 1300.189
-20.7097 | 1320.238
-20.6328 | 1340.006
-20.5558 | 1360.653
-20.4788 | 1378.486
-20.4018 | 1404.3
-20.3248 | 1428.158
-20.2478 | 1448.685
-20.1708 | 1472.842
-20.0938 | 1496.7
-20.0169 | 1524.209
-19.9399 | 1556.006
-19.8629 | 1581.101
-19.7859 | 1605.837
-19.7089 | 1616.729
-19.6319 | 1631.969
-19.5549 | 1653.154
-19.4779 | 1676.414
-19.4009 | 1704.023
-19.3239 | 1731.352
-19.247 | 1757.723
-19.17 | 1794.508
-19.093 | 1826.485
-19.016 | 1859.639
-18.939 | 1891.417
-18.862 | 1924.172
-18.785 | 1964.128
-18.7081 | 1996.185
-18.6311 | 2035.922
-18.5541 | 2073.625
-18.4771 | 2102.31
-18.4001 | 2134.068
-18.3231 | 2160.779
-18.2461 | 2183.879
-18.1691 | 2223.596
-18.0922 | 2264.011
-18.0152 | 2307.598
-17.9382 | 2361.438
-17.8612 | 2415.319
-17.7842 | 2465.608
-17.7072 | 2513.524
-17.6302 | 2554.179
-17.5532 | 2591.043
-17.4763 | 2634.251
-17.3993 | 2673.25
-17.3223 | 2711.072
-17.2453 | 2754.699
-17.1683 | 2800.141
-17.0913 | 2851.049
-17.0143 | 2902.037
-16.9373 | 2949.235
-16.8603 | 3001.599
-16.7833 | 3044.907
-16.7064 | 3087.097
-16.6294 | 3132.559
-16.5524 | 3183.408
-16.4754 | 3242.814
-16.3984 | 3298.609
-16.3214 | 3345.966
-16.2444 | 3400.604
-16.1674 | 3465.796
-16.0905 | 3529.331
-16.0135 | 3590.273
-15.9365 | 3653.748
-15.8595 | 3713.055
-15.7825 | 3777.188
-15.7055 | 3842.958
-15.6285 | 3891.013
-15.5516 | 3955.267
-15.4746 | 4022.991
-15.3976 | 4080.781
-15.3206 | 4143.878
-15.2436 | 4205.897
-15.1666 | 4264.964
-15.0896 | 4331.691
-15.0126 | 4396.902
-14.9357 | 4454.652
-14.8587 | 4513.839
-14.7817 | 4580.466
-14.7047 | 4655.891
-14.6277 | 4746.017
-14.5507 | 4845.658
-14.4737 | 4933.271
-14.3967 | 5030.759
-14.3197 | 5134.949
-14.2427 | 5237.343
-14.1658 | 5329.823
-14.0888 | 5419.771
-14.0118 | 5506.865
-13.9348 | 5593.899
-13.8578 | 5679.118
-13.7808 | 5754.084
-13.7038 | 5826.556
-13.6268 | 5910.797
-13.5499 | 6003.537
-13.4729 | 6092.506
-13.3959 | 6179.82
-13.3189 | 6275.512
-13.2419 | 6380.221
-13.1649 | 6484.111
-13.0879 | 6577.988
-13.0109 | 6664.205
-12.934 | 6758.001
-12.857 | 6861.752
-12.78 | 6965.004
-12.703 | 7061.435
-12.626 | 7169.135
-12.549 | 7292.595
-12.472 | 7413.243
-12.395 | 7525.392
-12.3181 | 7627.966
-12.2411 | 7721.284
-12.1641 | 7827.389
-12.0871 | 7931.18
-12.0101 | 8027.231
-11.9331 | 8121.726
-11.8561 | 8218.455
-11.7791 | 8321.309
-11.7022 | 8435.672
-11.6252 | 8576.846
-11.5482 | 8718.718
-11.4712 | 8854.727
-11.3942 | 8989.875
-11.3172 | 9134.939
-11.2402 | 9273.719
-11.1632 | 9394.726
-11.0862 | 9511.882
-11.0093 | 9634.345
-10.9323 | 9767.359
-10.8553 | 9914.679
-10.7783 | 10052.46
-10.7013 | 10189.73
-10.6243 | 10329.32
-10.5473 | 10439.2
-10.4703 | 10553.66
-10.3934 | 10677.22
-10.3164 | 10793.4
-10.2394 | 10922.67
-10.1624 | 11070.32
-10.0854 | 11238.15
-10.0084 | 11407.09
-9.9314 | 11551
-9.8544 | 11673.18
-9.7775 | 11811.16
-9.7005 | 11947.05
-9.6235 | 12080.58
-9.5465 | 12217.05
-9.4695 | 12362.69
-9.3925 | 12529.58
-9.3155 | 12711.47
-9.2385 | 12870.42
-9.1616 | 13020.33
-9.0846 | 13163.54
-9.0076 | 13302.67
-8.9306 | 13429.67
-8.8536 | 13548.52
-8.7766 | 13669.44
-8.6996 | 13827.2
-8.6226 | 13968.81
-8.5457 | 14080.1
-8.4687 | 14203.52
-8.3917 | 14345.63
-8.3147 | 14488.26
-8.2377 | 14606.56
-8.1607 | 14703.76
-8.0837 | 14838.13
-8.0067 | 15023.63
-7.9298 | 15210.97
-7.8528 | 15381.67
-7.7758 | 15536.96
-7.6988 | 15694.85
-7.6218 | 15871.62
-7.5448 | 16041.81
-7.4678 | 16160.69
-7.3908 | 16268.73
-7.3138 | 16382.59
-7.2369 | 16509.02
-7.1599 | 16687.32
-7.0829 | 16877.35
-7.0059 | 17080.8
-6.9289 | 17282.38
-6.8519 | 17466.54
-6.7749 | 17645.54
-6.6979 | 17815.44
-6.621 | 17966.03
-6.544 | 18081.45
-6.467 | 18163.93
-6.39 | 18259.74
-6.313 | 18378.94
-6.236 | 18536.07
-6.159 | 18715.58
-6.082 | 18895.56
-6.0051 | 19072.36
-5.9281 | 19221.17
-5.8511 | 19373.26
-5.7741 | 19503.48
-5.6971 | 19609.13
-5.6201 | 19716.91
-5.5431 | 19805.56
-5.4661 | 19881.9
-5.3892 | 19985.55
-5.3122 | 20104.72
-5.2352 | 20225.05
-5.1582 | 20313.1
-5.0812 | 20396.07
-5.0042 | 20490.58
-4.9272 | 20600.22
-4.8502 | 20724.97
-4.7732 | 20856.18
-4.6963 | 20998.53
-4.6193 | 21184.86
-4.5423 | 21370.12
-4.4653 | 21541.04
-4.3883 | 21716.88
-4.3113 | 21883.47
-4.2343 | 22035.38
-4.1573 | 22180.66
-4.0804 | 22317.81
-4.0034 | 22457.7
-3.9264 | 22595.35
-3.8494 | 22726.65
-3.7724 | 22859.62
-3.6954 | 22988.59
-3.6184 | 23129.28
-3.5414 | 23244.06
-3.4645 | 23319.19
-3.3875 | 23394.04
-3.3105 | 23470.7
-3.2335 | 23559.73
-3.1565 | 23665.17
-3.0795 | 23753.86
-3.0025 | 23843.11
-2.9255 | 23933.48
-2.8486 | 24041.68
-2.7716 | 24140.98
-2.6946 | 24194.24
-2.6176 | 24255.74
-2.5406 | 24325.9
-2.4636 | 24403.38
-2.3866 | 24444.19
-2.3096 | 24459.99
-2.2326 | 24489.91
-2.1557 | 24503.16
-2.0787 | 24497.18
-2.0017 | 24486.24
-1.9247 | 24446.77
-1.8477 | 24463
-1.7707 | 24496.7
-1.6937 | 24542.18
-1.6167 | 24648.84
-1.5398 | 24739.07
-1.4628 | 24767.79
-1.3858 | 24796.46
-1.3088 | 24831.91
-1.2318 | 24884.21
-1.1548 | 24937.12
-1.0778 | 24979.03
-1.0008 | 25031.07
-0.92385 | 25157.9
-0.84687 | 25317.07
-0.76988 | 25475.44
-0.69289 | 25613.42
-0.6159 | 25707.78
-0.53892 | 25772.89
-0.46193 | 25806.8
-0.38494 | 25872.37
-0.30795 | 25942.43
-0.23096 | 25957.95
-0.15398 | 25885.18
-0.076988 | 25803.59
7.6028e-13 | 25771.11
0.076988 | 25787.61
0.15398 | 25715.1
0.23096 | 25571.91
0.30795 | 25427.96
0.38494 | 25310.35
0.46193 | 25177.17
0.53892 | 25023.49
0.6159 | 24875.08
0.69289 | 24756.58
0.76988 | 24650.06
0.84687 | 24624.59
0.92385 | 24653.67
1.0008 | 24682.4
1.0778 | 24693.59
1.1548 | 24683.09
1.2318 | 24681.62
1.3088 | 24734.32
1.3858 | 24730.17
1.4628 | 24688.18
1.5398 | 24686.22
1.6167 | 24654.97
1.6937 | 24589.94
1.7707 | 24531.17
1.8477 | 24485.63
1.9247 | 24456.22
2.0017 | 24399.51
2.0787 | 24327.34
2.1557 | 24261.43
2.2326 | 24172.88
2.3096 | 24097.51
2.3866 | 23982.51
2.4636 | 23835.27
2.5406 | 23738.92
2.6176 | 23658.91
2.6946 | 23621.25
2.7716 | 23635.71
2.8486 | 23589.61
2.9255 | 23536.63
3.0025 | 23536.15
3.0795 | 23525.29
3.1565 | 23481.59
3.2335 | 23398.92
3.3105 | 23289.47
3.3875 | 23177.52
3.4645 | 23050.95
3.5414 | 22888.75
3.6184 | 22750.36
3.6954 | 22639.09
3.7724 | 22488.76
3.8494 | 22369.21
3.9264 | 22283.35
4.0034 | 22182.12
4.0804 | 22054.33
4.1573 | 21878.53
4.2343 | 21665.88
4.3113 | 21504.49
4.3883 | 21322.93
4.4653 | 21121.11
4.5423 | 20966.05
4.6193 | 20835.51
4.6963 | 20713.43
4.7732 | 20596.07
4.8502 | 20482.84
4.9272 | 20380.91
5.0042 | 20288.64
5.0812 | 20172.55
5.1582 | 20048.05
5.2352 | 19922.33
5.3122 | 19808.53
5.3892 | 19677.75
5.4661 | 19518.8
5.5431 | 19350.4
5.6201 | 19178.04
5.6971 | 19010.74
5.7741 | 18884.46
5.8511 | 18767.19
5.9281 | 18657.75
6.0051 | 18548.4
6.082 | 18438.4
6.159 | 18326.07
6.236 | 18193.34
6.313 | 18044.66
6.39 | 17881.85
6.467 | 17711.85
6.544 | 17562.87
6.621 | 17414
6.6979 | 17271.75
6.7749 | 17138.43
6.8519 | 16999.09
6.9289 | 16867.2
7.0059 | 16743.62
7.0829 | 16555.11
7.1599 | 16369.15
7.2369 | 16224.54
7.3138 | 16076.66
7.3908 | 15921.01
7.4678 | 15754.94
7.5448 | 15563.02
7.6218 | 15425.59
7.6988 | 15292.3
7.7758 | 15140.39
7.8528 | 14983.22
7.9298 | 14831.57
8.0067 | 14701.95
8.0837 | 14591.95
8.1607 | 14455.33
8.2377 | 14287.42
8.3147 | 14109.6
8.3917 | 13946.33
8.4687 | 13772.78
8.5457 | 13579.3
8.6226 | 13369.5
8.6996 | 13195.09
8.7766 | 13057.29
8.8536 | 12904.11
8.9306 | 12764.09
9.0076 | 12632.61
9.0846 | 12500.5
9.1616 | 12396.4
9.2385 | 12280.57
9.3155 | 12137.54
9.3925 | 12005.18
9.4695 | 11873.1
9.5465 | 11745.05
9.6235 | 11632.23
9.7005 | 11512.42
9.7775 | 11398.37
9.8544 | 11298.83
9.9314 | 11205.49
10.0084 | 11103.9
10.0854 | 10990.81
10.1624 | 10876.9
10.2394 | 10750.33
10.3164 | 10618.45
10.3934 | 10491.98
10.4703 | 10365.29
10.5473 | 10239.1
10.6243 | 10105.02
10.7013 | 9942.187
10.7783 | 9812.064
10.8553 | 9703.665
10.9323 | 9591.097
11.0093 | 9457.803
11.0862 | 9330.712
11.1632 | 9220.178
11.2402 | 9115.151
11.3172 | 8989.716
11.3942 | 8849.698
11.4712 | 8708.385
11.5482 | 8578.242
11.6252 | 8447.361
11.7022 | 8320.092
11.7791 | 8225.357
11.8561 | 8133.814
11.9331 | 8036.428
12.0101 | 7930.063
12.0871 | 7828.446
12.1641 | 7726.271
12.2411 | 7618.012
12.3181 | 7493.833
12.395 | 7367.761
12.472 | 7261.955
12.549 | 7183.997
12.626 | 7089.382
12.703 | 6996.822
12.78 | 6905.718
12.857 | 6807.054
12.934 | 6708.35
13.0109 | 6596.54
13.0879 | 6469.27
13.1649 | 6360.691
13.2419 | 6251.853
13.3189 | 6142.477
13.3959 | 6039.205
13.4729 | 5948.28
13.5499 | 5862.502
13.6268 | 5779.657
13.7038 | 5699.266
13.7808 | 5627.951
13.8578 | 5555.917
13.9348 | 5479.934
14.0118 | 5397.727
14.0888 | 5323.54
14.1658 | 5240.335
14.2427 | 5141.013
14.3197 | 5047.854
14.3967 | 4959.703
14.4737 | 4881.047
14.5507 | 4807.777
14.6277 | 4722.119
14.7047 | 4645.557
14.7817 | 4586.75
14.8587 | 4522.098
14.9357 | 4449.146
15.0126 | 4379.388
15.0896 | 4307.055
15.1666 | 4227.581
15.2436 | 4155.627
15.3206 | 4089.678
15.3976 | 4025.265
15.4746 | 3966.857
15.5516 | 3905.256
15.6285 | 3841.621
15.7055 | 3789.018
15.7825 | 3728.475
15.8595 | 3667.114
15.9365 | 3600.048
16.0135 | 3534.877
16.0905 | 3481.575
16.1674 | 3421.032
16.2444 | 3358.055
16.3214 | 3299.906
16.3984 | 3244.37
16.4754 | 3195.776
16.5524 | 3153.046
16.6294 | 3099.665
16.7064 | 3058.252
16.7833 | 3020.171
16.8603 | 2980.514
16.9373 | 2934.732
17.0143 | 2885.739
17.0913 | 2837.305
17.1683 | 2791.942
17.2453 | 2749.632
17.3223 | 2719.59
17.3993 | 2678.177
17.4763 | 2631.937
17.5532 | 2586.854
17.6302 | 2539.636
17.7072 | 2496.708
17.7842 | 2436.624
17.8612 | 2357.868
17.9382 | 2304.586
18.0152 | 2263.353
18.0922 | 2231.356
18.1691 | 2205.682
18.2461 | 2170.094
18.3231 | 2140.112
18.4001 | 2126.767
18.4771 | 2106.978
18.5541 | 2081.464
18.6311 | 2046.335
18.7081 | 2005.721
18.785 | 1972.367
18.862 | 1950.204
18.939 | 1919.205
19.016 | 1882.959
19.093 | 1846.932
19.17 | 1816.491
19.247 | 1796.044
19.3239 | 1772.864
19.4009 | 1741.785
19.4779 | 1710.426
19.5549 | 1678.648
19.6319 | 1645.594
19.7089 | 1615.791
19.7859 | 1584.074
19.8629 | 1553.772
19.9399 | 1524.508
20.0169 | 1505.118
20.0938 | 1490.596
20.1708 | 1477.789
20.2478 | 1457.282
20.3248 | 1433.304
20.4018 | 1410.543
20.4788 | 1396.28
20.5558 | 1379.025
20.6328 | 1358.399
20.7097 | 1335.518
20.7867 | 1317.844
20.8637 | 1301.566
20.9407 | 1285.508
21.0177 | 1266.277
21.0947 | 1242.08
21.1717 | 1219.539
21.2487 | 1207.171
21.3256 | 1196.239
21.4026 | 1175.612
21.4796 | 1153.051
21.5566 | 1135.117
21.6336 | 1120.435
21.7106 | 1104.098
21.7876 | 1085.227
21.8646 | 1057.519
21.9415 | 1040.363
22.0185 | 1028.733
22.0955 | 1016.505
22.1725 | 1006.85
22.2495 | 999.2696
22.3265 | 988.8765
22.4035 | 981.6752
22.4805 | 972.3992
22.5574 | 965.7963
22.6344 | 958.8942
22.7114 | 947.0649
22.7884 | 932.3231
22.8654 | 915.8658
22.9424 | 902.68
23.0194 | 891.9678
23.0964 | 881.2156
23.1733 | 868.2892
23.2503 | 855.7616
23.3273 | 844.5108
23.4043 | 837.1099
23.4813 | 822.3682
23.5583 | 807.4668
23.6353 | 791.9869
23.7123 | 780.0579
23.7892 | 771.4801
23.8662 | 765.4357
23.9432 | 749.0781
24.0202 | 745.4675
24.0972 | 742.0963
24.1742 | 730.2271
24.2512 | 712.8721
24.3282 | 697.9307
24.4051 | 686.8196
24.4821 | 683.947
24.5591 | 676.3666
24.6361 | 668.906
24.7131 | 664.3777
24.7901 | 658.493
24.8671 | 651.8901
24.9441 | 647.0626
25.0211 | 645.2473
25.098 | 641.2377
25.175 | 633.5975
25.252 | 629.3685
25.329 | 628.9097
25.406 | 628.6902
25.483 | 624.2817
25.56 | 617.8383
25.637 | 611.5945
25.714 | 603.9344
25.7909 | 596.1546
25.8679 | 587.5569
25.9449 | 581.353
26.0219 | 576.2462
26.0989 | 568.5262
26.1759 | 558.6917
26.2529 | 554.0438
26.3299 | 550.2735
26.4068 | 553.5051
26.4838 | 552.1487
26.5608 | 550.1538
26.6378 | 549.5355
26.7148 | 546.5632
26.7918 | 539.8007
26.8688 | 538.7634
26.9458 | 532.7789
27.0227 | 526.3755
27.0997 | 516.3016
27.1767 | 508.2824
27.2537 | 507.1852
27.3307 | 506.5469
27.4077 | 499.8642
27.4847 | 496.5927
27.5617 | 495.4955
27.6386 | 494.3784
27.7156 | 491.6256
27.7926 | 490.2292
27.8696 | 490.1693
27.9466 | 482.8284
28.0236 | 470.1812
28.1006 | 459.7083
28.1776 | 453.3647
28.2545 | 450.3326
28.3315 | 440.518
28.4085 | 429.2872
28.4855 | 430.6835
28.5625 | 437.5657
28.6395 | 435.6906
28.7165 | 430.9828
28.7935 | 427.2524
28.8705 | 426.0156
28.9474 | 426.7338
29.0244 | 419.5125
29.1014 | 409.3189
29.1784 | 408.541
29.2554 | 409.279
29.3324 | 404.1922
29.4094 | 399.0056
29.4864 | 394.5372
29.5633 | 398.0481
29.6403 | 397.2901
29.7173 | 398.9059
29.7943 | 395.2155
29.8713 | 394.7567
29.9483 | 395.2953
30.0253 | 392.0237
30.1023 | 386.0592
30.1792 | 387.7748
30.2562 | 381.9898
30.3332 | 378.0998
30.4102 | 375.9255
30.4872 | 382.7478
30.5642 | 389.7696
30.6412 | 393.0012
30.7182 | 388.9118
30.7951 | 385.8996
30.8721 | 380.6931
30.9491 | 372.0555
31.0261 | 359.7075
31.1031 | 361.2236
31.1801 | 361.4031
31.2571 | 359.6477
31.3341 | 358.0518
31.411 | 364.1161
31.488 | 369.8213
31.565 | 369.2628
31.642 | 360.306
31.719 | 354.1619
31.796 | 351.9676
31.873 | 344.9657
31.95 | 338.2432
32.0269 | 330.9221
32.1039 | 333.0167
32.1809 | 334.6525
32.2579 | 333.7747
32.3349 | 331.1815
32.4119 | 326.2343
32.4889 | 322.7633
32.5659 | 327.0721
32.6429 | 325.6957
32.7198 | 320.2299
32.7968 | 313.1682
32.8738 | 318.8135
32.9508 | 326.2941
33.0278 | 326.5734
33.1048 | 321.327
33.1818 | 320.19
33.2588 | 319.9306
33.3357 | 319.9107
33.4127 | 311.692
33.4897 | 315.8612
33.5667 | 316.5394
33.6437 | 318.6141
33.7207 | 314.9037
33.7977 | 315.8811
33.8747 | 314.4449
33.9517 | 307.3233
34.0286 | 296.3518
34.1056 | 293.0403
34.1826 | 293.559
34.2596 | 288.4921
34.3366 | 279.9742
34.4136 | 279.1763
34.4906 | 280.832
34.5675 | 285.3004
34.6445 | 288.552
34.7215 | 290.2077
34.7985 | 289.8486
34.8755 | 291.8834
34.9525 | 292.1826
35.0295 | 292.023
35.1065 | 285.081
35.1835 | 281.989
35.2604 | 273.7903
35.3374 | 279.4157
35.4144 | 282.4279
35.4914 | 282.6872
35.5684 | 283.1061
35.6454 | 280.9517
35.7224 | 274.289
35.7994 | 277.0817
35.8764 | 276.8224
35.9533 | 275.426
36.0303 | 275.7851
36.1073 | 274.6281
36.1843 | 275.067
36.2613 | 278.9768
36.3383 | 272.6931
36.4153 | 261.0832
36.4922 | 251.3085
36.5692 | 248.9945
36.6462 | 251.2686
36.7232 | 247.279
36.8002 | 237.9631
36.8772 | 238.003
36.9542 | 242.5712
37.0312 | 251.9469
37.1082 | 246.6406
37.1851 | 241.7932
37.2621 | 247.0196
37.3391 | 254.7596
37.4161 | 255.6971
37.4931 | 257.5922
37.5701 | 254.4803
37.6471 | 252.8645
37.724 | 249.7526
37.801 | 244.4463
37.878 | 243.3891
37.955 | 243.3492
38.032 | 236.9657
38.109 | 233.9735
38.186 | 241.7733
38.263 | 251.3285
38.34 | 255.5575
38.4169 | 252.5254
38.4939 | 250.0717
38.5709 | 253.4829
38.6479 | 253.463
38.7249 | 246.4013
38.8019 | 234.931
38.8789 | 229.6646
38.9559 | 233.4349
39.0329 | 237.4245
39.1098 | 235.9084
39.1868 | 232.0584
39.2638 | 230.9613
39.3408 | 240.1375
39.4178 | 239.9978
39.4948 | 241.9129
39.5718 | 240.5963
39.6487 | 242.5313
39.7257 | 244.8852
39.8027 | 246.4212
39.8797 | 235.6691
39.9567 | 238.5416
40.0337 | 235.4496
40.1107 | 230.8416
40.1877 | 226.3532
40.2647 | 229.8442
40.3416 | 234.153
40.4186 | 242.1323
40.4956 | 247.0196
40.5726 | 254.1611
40.6496 | 253.9616
40.7266 | 258.0909
40.8036 | 257.0935
40.8805 | 252.7448
40.9575 | 242.5313
41.0345 | 235.709
41.1115 | 224.5579
41.1885 | 223.8796
41.2655 | 223.6402
41.3425 | 221.3063
41.4195 | 222.962
41.4965 | 227.1911
41.5735 | 229.6048
41.6504 | 229.146
41.7274 | 227.61
41.8044 | 216.9376
41.8814 | 209.7762
41.9584 | 200.5202
42.0354 | 200.5401
42.1124 | 198.1264
42.1893 | 199.8818
42.2663 | 202.2557
42.3433 | 206.3451
42.4203 | 208.3599
42.4973 | 222.8423
42.5743 | 229.1061
42.6513 | 223.0817
42.7283 | 216.0998
42.8053 | 210.0555
42.8822 | 210.3547
42.9592 | 217.2967
43.0362 | 212.0303
43.1132 | 208.9583
43.1902 | 212.4892
43.2672 | 213.2472
43.3442 | 210.7138
43.4211 | 206.5246
43.4981 | 197.6277
43.5751 | 192.6207
43.6521 | 191.1046
43.7291 | 196.371
43.8061 | 205.7466
43.8831 | 212.0503
43.9601 | 217.3964
44.0371 | 224.6177
44.114 | 224.139
44.191 | 218.1744
44.268 | 213.0278
44.345 | 211.3322
44.422 | 211.6713
44.499 | 215.7008
44.576 | 211.4718
44.653 | 206.006
44.73 | 208.0407
44.8069 | 216.1198
44.8839 | 209.9158
44.9609 | 208.2601
45.0379 | 203.1334
45.1149 | 195.952
45.1919 | 171.7547
45.2689 | 143.109
45.3458 | 106.3842
45.4228 | 79.3543
45.4998 | 51.1474
45.5768 | 22.003
45.6538 | 0
45.7308 | 0
45.8078 | 0
45.8848 | 0
45.9618 | 0
46.0387 | 0
46.1157 | 0
46.1927 | 0
46.2697 | 0
46.3467 | 0
46.4237 | 0
46.5007 | 0
46.5777 | 0
46.6546 | 0
46.7316 | 0
46.8086 | 0
46.8856 | 0
46.9626 | 0
47.0396 | 0
47.1166 | 0
47.1936 | 0
47.2706 | 0
47.3475 | 0
47.4245 | 0
47.5015 | 0
47.5785 | 0
47.6555 | 0
47.7325 | 0
47.8095 | 0
47.8865 | 0
47.9634 | 0
48.0404 | 0
48.1174 | 0
48.1944 | 0
48.2714 | 0
48.3484 | 0
48.4254 | 0
48.5023 | 0
48.5793 | 0
48.6563 | 0
48.7333 | 0
48.8103 | 0
48.8873 | 0
48.9643 | 0
49.0413 | 0
49.1183 | 0
49.1952 | 0
49.2722 | 0
49.3492 | 0
49.4262 | 0
49.5032 | 0
49.5802 | 0
49.6572 | 0
49.7342 | 0
49.8111 | 0
49.8881 | 0
49.9651 | 0
50.0421 | 0
50.1191 | 0
50.1961 | 0
50.2731 | 0
50.3501 | 0
50.4271 | 0
50.504 | 0
50.581 | 0
50.658 | 0
50.735 | 0
50.812 | 0
50.889 | 0
50.966 | 0
51.0429 | 0
51.1199 | 0
51.1969 | 0
51.2739 | 0
51.3509 | 0
51.4279 | 0
51.5049 | 0
51.5819 | 0
51.6589 | 0
51.7358 | 0
51.8128 | 0
51.8898 | 0
51.9668 | 0
52.0438 | 0
52.1208 | 0
52.1978 | 0
52.2748 | 0
52.3518 | 0
52.4287 | 0
52.5057 | 0
52.5827 | 0
52.6597 | 0
52.7367 | 0
52.8137 | 0
52.8907 | 0
52.9676 | 0
53.0446 | 0
53.1216 | 0
53.1986 | 0
53.2756 | 0
53.3526 | 0
53.4296 | 0
53.5066 | 0
53.5836 | 0

## EWL
Desire
D60 Tungsten Luxeon TX | 2016-08-01
Diffuser
Extra Wide Linear
Horizontal | Beam Angle | Field Angle
| 63.5 | 78.4
| For Field width at any distance, multiply distance by |  |  |  | 1.6312
| For Beam width at any distance, multiply distance by |  |  |  | 1.2376
Vertical | Beam Angle | Field Angle
| 12.6 | 25.2
| For Field height at any distance, multiply distance by |  |  |  | 0.44705
| For Beam height at any distance, multiply distance by |  |  |  | 0.2208
Row Mult
Mode | Candela | Field Lumens | Beam Lumens | Power Consump | Efficacy (lpw)
Boost Full | 42340.523 | 8666.1036 | 4199.663 | 140 | 61.9007
Regulated Full | 40630 | 8316 | 4030 | 136 | 61.1471 | #REF! | #REF! | #REF!
Dist for 1.0 fc
Throw Distance (ft) | 10 | 15 | 20 | 30 | 201.5688
Throw Distance (m) | 3.048 | 4.572 | 6.096 | 9.144 | 61.4382
Field Width (ft) | 16.3116 | 24.4674 | 32.6232 | 48.9348
Field Width (m) | 4.9718 | 7.4577 | 9.9436 | 14.9153
Illuminance (fc) | 406.3 | 180.5778 | 101.575 | 45.1444
Illuminance (lux) | 4373.3726 | 1943.7211 | 1093.3431 | 485.9303
Test Distance | Iso-Illuminance Diagram grid lines
51.25 | 0 | 10 | 20 | 30
| 0 | 0.19512 | 0.39024 | 0.58537
Measurement: XWL Full reg. re-shoot - Intensity
Degrees | (Cd)
-48.9273 | 0
-48.8571 | 0
-48.7869 | 0
-48.7167 | 0
-48.6466 | 0
-48.5764 | 0
-48.5062 | 0
-48.436 | 0
-48.3658 | 0
-48.2956 | 0
-48.2254 | 0
-48.1552 | 0
-48.085 | 0
-48.0148 | 0
-47.9446 | 0
-47.8744 | 0
-47.8042 | 0
-47.734 | 0
-47.6638 | 0
-47.5936 | 0
-47.5234 | 0
-47.4532 | 0
-47.383 | 0
-47.3128 | 0
-47.2426 | 0
-47.1724 | 0
-47.1022 | 0
-47.032 | 0
-46.9618 | 0
-46.8916 | 0
-46.8214 | 0
-46.7512 | 0
-46.681 | 0
-46.6108 | 0
-46.5406 | 0
-46.4704 | 0
-46.4002 | 0
-46.3301 | 0
-46.2599 | 0
-46.1897 | 0
-46.1195 | 0
-46.0493 | 0
-45.9791 | 0
-45.9089 | 0
-45.8387 | 0
-45.7685 | 0
-45.6983 | 0
-45.6281 | 51.0123
-45.5579 | 158.9594
-45.4877 | 267.1641
-45.4175 | 373.0512
-45.3473 | 495.084
-45.2771 | 602.3617
-45.2069 | 716.5406
-45.1367 | 785.4496
-45.0665 | 792.428
-44.9963 | 800.2305
-44.9261 | 826.7795
-44.8559 | 833.243
-44.7857 | 851.835
-44.7155 | 863.1653
-44.6453 | 875.7574
-44.5751 | 897.5426
-44.5049 | 926.8985
-44.4347 | 933.4649
-44.3645 | 940.7524
-44.2943 | 953.8853
-44.2241 | 974.2026
-44.154 | 988.314
-44.0838 | 1008.425
-44.0136 | 1014.554
-43.9434 | 1030.365
-43.8732 | 1051.403
-43.803 | 1068.45
-43.7328 | 1082.639
-43.6626 | 1097.188
-43.5924 | 1097.471
-43.5222 | 1112.51
-43.452 | 1127.883
-43.3818 | 1147.763
-43.3116 | 1173.565
-43.2414 | 1204.131
-43.1712 | 1233.822
-43.101 | 1280.276
-43.0308 | 1313.572
-42.9606 | 1348.85
-42.8904 | 1378.592
-42.8202 | 1413.614
-42.75 | 1436.918
-42.6798 | 1469.235
-42.6096 | 1491.587
-42.5394 | 1522.307
-42.4692 | 1554.676
-42.399 | 1590.882
-42.3288 | 1619.027
-42.2586 | 1651.988
-42.1884 | 1688.194
-42.1182 | 1721.052
-42.048 | 1759.575
-41.9778 | 1788.854
-41.9076 | 1827.995
-41.8374 | 1875.299
-41.7672 | 1916.552
-41.697 | 1953.092
-41.6268 | 2008.636
-41.5567 | 2059.134
-41.4865 | 2110.429
-41.4163 | 2154.54
-41.3461 | 2201.69
-41.2759 | 2265.655
-41.2057 | 2320.89
-41.1355 | 2381.378
-41.0653 | 2419.824
-40.9951 | 2475.137
-40.9249 | 2541.677
-40.8547 | 2600.569
-40.7845 | 2657.71
-40.7143 | 2720.284
-40.6441 | 2779.279
-40.5739 | 2860.008
-40.5037 | 2927.088
-40.4335 | 2990.667
-40.3633 | 3055.482
-40.2931 | 3117.644
-40.2229 | 3193.969
-40.1527 | 3255.745
-40.0825 | 3330.294
-40.0123 | 3413.52
-39.9421 | 3493.116
-39.8719 | 3567.69
-39.8017 | 3664.461
-39.7315 | 3741.508
-39.6613 | 3829.163
-39.5911 | 3915.609
-39.5209 | 4006.818
-39.4507 | 4101.529
-39.3805 | 4209.553
-39.3103 | 4300.376
-39.2401 | 4414.426
-39.17 | 4517.146
-39.0998 | 4621.72
-39.0296 | 4725.985
-38.9594 | 4815.186
-38.8892 | 4916.18
-38.819 | 5024.024
-38.7488 | 5125.379
-38.6786 | 5233.094
-38.6084 | 5349.771
-38.5382 | 5460.062
-38.468 | 5591.751
-38.3978 | 5708.763
-38.3276 | 5829.662
-38.2574 | 5926.305
-38.1872 | 6022.896
-38.117 | 6127.521
-38.0468 | 6264.927
-37.9766 | 6391.646
-37.9064 | 6535.568
-37.8362 | 6666.407
-37.766 | 6832.088
-37.6958 | 6988.498
-37.6256 | 7132.059
-37.5554 | 7259.267
-37.4852 | 7412.046
-37.415 | 7559.161
-37.3448 | 7718.815
-37.2746 | 7867.783
-37.2044 | 8049.609
-37.1342 | 8224.611
-37.064 | 8396.008
-36.9939 | 8548.581
-36.9237 | 8703.962
-36.8535 | 8874.947
-36.7833 | 9035.193
-36.7131 | 9201.569
-36.6429 | 9376.134
-36.5727 | 9562.646
-36.5025 | 9758.018
-36.4323 | 9946.358
-36.3621 | 10103.72
-36.2919 | 10280.65
-36.2217 | 10455.55
-36.1515 | 10622.91
-36.0813 | 10765.31
-36.0111 | 10901.92
-35.9409 | 11053.9
-35.8707 | 11235.11
-35.8005 | 11411.65
-35.7303 | 11555.88
-35.6601 | 11723.63
-35.5899 | 11907.46
-35.5197 | 12096.96
-35.4495 | 12284.94
-35.3793 | 12458.91
-35.3091 | 12644.06
-35.2389 | 12836.96
-35.1687 | 13028.18
-35.0985 | 13224.48
-35.0283 | 13410.53
-34.9581 | 13582.88
-34.8879 | 13751.06
-34.8177 | 13915.66
-34.7475 | 14100.34
-34.6773 | 14265.46
-34.6071 | 14428.82
-34.5369 | 14609.43
-34.4667 | 14789.48
-34.3966 | 14988.56
-34.3264 | 15155.32
-34.2562 | 15315.88
-34.186 | 15466.01
-34.1158 | 15615.44
-34.0456 | 15769.02
-33.9754 | 15909.75
-33.9052 | 16047.97
-33.835 | 16232.43
-33.7648 | 16399.81
-33.6946 | 16581.22
-33.6244 | 16776.52
-33.5542 | 16893.71
-33.484 | 17064.51
-33.4138 | 17235.03
-33.3436 | 17363.19
-33.2734 | 17518.91
-33.2032 | 17644.37
-33.133 | 17766.09
-33.0628 | 17957.68
-32.9926 | 18095.47
-32.9224 | 18222.5
-32.8522 | 18369.89
-32.782 | 18488.35
-32.7118 | 18641.93
-32.6416 | 18786.28
-32.5714 | 18931.34
-32.5012 | 19115.02
-32.431 | 19260.84
-32.3608 | 19395.37
-32.2906 | 19536.66
-32.2204 | 19689.9
-32.1502 | 19808.74
-32.08 | 19920.79
-32.0099 | 20003.47
-31.9397 | 20124.32
-31.8695 | 20217.28
-31.7993 | 20322.57
-31.7291 | 20415.74
-31.6589 | 20528.43
-31.5887 | 20621.93
-31.5185 | 20715.81
-31.4483 | 20774.42
-31.3781 | 20886.77
-31.3079 | 20999.87
-31.2377 | 21111.65
-31.1675 | 21225.68
-31.0973 | 21350.05
-31.0271 | 21435.93
-30.9569 | 21565.61
-30.8867 | 21685.02
-30.8165 | 21780.5
-30.7463 | 21848.9
-30.6761 | 21906.32
-30.6059 | 21920.72
-30.5357 | 21975.82
-30.4655 | 22029.08
-30.3953 | 22071.49
-30.3251 | 22109.21
-30.2549 | 22175.55
-30.1847 | 22250.82
-30.1145 | 22389.1
-30.0443 | 22508.74
-29.9741 | 22612.15
-29.9039 | 22699.37
-29.8337 | 22784.45
-29.7635 | 22844.71
-29.6933 | 22895.49
-29.6232 | 22915.44
-29.553 | 22968.21
-29.4828 | 22987.34
-29.4126 | 23061.89
-29.3424 | 23116.71
-29.2722 | 23206.99
-29.202 | 23272.63
-29.1318 | 23328.97
-29.0616 | 23344.63
-28.9914 | 23401.23
-28.9212 | 23447.45
-28.851 | 23532.64
-28.7808 | 23568.66
-28.7106 | 23618.36
-28.6404 | 23711.32
-28.5702 | 23837.01
-28.5 | 23943.62
-28.4298 | 24001.33
-28.3596 | 24053.27
-28.2894 | 24154.67
-28.2192 | 24264.76
-28.149 | 24308.33
-28.0788 | 24322.1
-28.0086 | 24349.58
-27.9384 | 24428.79
-27.8682 | 24467.11
-27.798 | 24442.82
-27.7278 | 24419.34
-27.6576 | 24468.39
-27.5874 | 24529.24
-27.5172 | 24573.89
-27.4471 | 24582.34
-27.3769 | 24653.13
-27.3067 | 24788.71
-27.2365 | 24915.38
-27.1663 | 24981.73
-27.0961 | 25072.25
-27.0259 | 25198.12
-26.9557 | 25309.11
-26.8855 | 25389.7
-26.8153 | 25458.46
-26.7451 | 25533.16
-26.6749 | 25620.79
-26.6047 | 25664.88
-26.5345 | 25724.7
-26.4643 | 25817.71
-26.3941 | 25890.38
-26.3239 | 25914.87
-26.2537 | 25921.51
-26.1835 | 25937.76
-26.1133 | 25980.02
-26.0431 | 25971.9
-25.9729 | 25946.08
-25.9027 | 25950.09
-25.8325 | 25979.99
-25.7623 | 26095.35
-25.6921 | 26220.99
-25.6219 | 26315.19
-25.5517 | 26362.7
-25.4815 | 26414.23
-25.4113 | 26462.4
-25.3411 | 26504.74
-25.2709 | 26497.58
-25.2007 | 26498.07
-25.1305 | 26523.95
-25.0603 | 26601.05
-24.9901 | 26652.73
-24.92 | 26681.93
-24.8498 | 26730.62
-24.7796 | 26767.99
-24.7094 | 26790.65
-24.6392 | 26805.61
-24.569 | 26815.27
-24.4988 | 26852.22
-24.4286 | 26907.33
-24.3584 | 26954.14
-24.2882 | 26997.79
-24.218 | 27015.38
-24.1478 | 27045.2
-24.0776 | 27108.36
-24.0074 | 27184.58
-23.9372 | 27269
-23.867 | 27337.96
-23.7968 | 27377.07
-23.7266 | 27421.44
-23.6564 | 27473.76
-23.5862 | 27485.17
-23.516 | 27487.67
-23.4458 | 27492.59
-23.3756 | 27513.29
-23.3054 | 27556.99
-23.2352 | 27597.29
-23.165 | 27644.21
-23.0948 | 27702.23
-23.0246 | 27738.77
-22.9544 | 27742.17
-22.8842 | 27769.82
-22.814 | 27828.59
-22.7438 | 27894.43
-22.6736 | 27916.81
-22.6034 | 27915.21
-22.5332 | 27915.7
-22.4631 | 27938.98
-22.3929 | 27952.29
-22.3227 | 27960.84
-22.2525 | 27991.15
-22.1823 | 28041.57
-22.1121 | 28103.04
-22.0419 | 28164.32
-21.9717 | 28243.92
-21.9015 | 28287.36
-21.8313 | 28302.4
-21.7611 | 28331.6
-21.6909 | 28390.36
-21.6207 | 28447.5
-21.5505 | 28482.5
-21.4803 | 28566.47
-21.4101 | 28652.74
-21.3399 | 28760.58
-21.2697 | 28848.47
-21.1995 | 28893.48
-21.1293 | 28946.01
-21.0591 | 29003.49
-20.9889 | 29028.42
-20.9187 | 29046.75
-20.8485 | 29064.36
-20.7783 | 29092.95
-20.7081 | 29136.29
-20.6379 | 29204.47
-20.5677 | 29282.94
-20.4975 | 29324.29
-20.4273 | 29387.23
-20.3572 | 29430.95
-20.287 | 29460.05
-20.2168 | 29513.07
-20.1466 | 29542.81
-20.0764 | 29614.12
-20.0062 | 29637.01
-19.936 | 29648.13
-19.8658 | 29684.55
-19.7956 | 29731.15
-19.7254 | 29798.72
-19.6552 | 29849.81
-19.585 | 29875.41
-19.5148 | 29942.52
-19.4446 | 30032.28
-19.3744 | 30144.5
-19.3042 | 30237.23
-19.234 | 30288.17
-19.1638 | 30359.37
-19.0936 | 30422.1
-19.0234 | 30483.46
-18.9532 | 30514.65
-18.883 | 30485.73
-18.8128 | 30509.7
-18.7426 | 30527.24
-18.6724 | 30533.24
-18.6022 | 30542.17
-18.532 | 30573.64
-18.4618 | 30622.93
-18.3916 | 30735.51
-18.3214 | 30803.78
-18.2512 | 30862.51
-18.181 | 30916.77
-18.1108 | 30943.06
-18.0406 | 30973.55
-17.9704 | 31037.8
-17.9002 | 31068.26
-17.83 | 31110.49
-17.7599 | 31188.98
-17.6897 | 31274.14
-17.6195 | 31401.17
-17.5493 | 31491.94
-17.4791 | 31540.56
-17.4089 | 31585.41
-17.3387 | 31611.42
-17.2685 | 31627.67
-17.1983 | 31656.62
-17.1281 | 31675.39
-17.0579 | 31712.05
-16.9877 | 31747.05
-16.9175 | 31769.04
-16.8473 | 31802.29
-16.7771 | 31834.48
-16.7069 | 31885.98
-16.6367 | 31956.59
-16.5665 | 32029.77
-16.4963 | 32118.53
-16.4261 | 32197.18
-16.3559 | 32257.92
-16.2857 | 32310.07
-16.2155 | 32363.83
-16.1453 | 32405.09
-16.0751 | 32446.08
-16.0049 | 32476.26
-15.9347 | 32516.66
-15.8645 | 32561.27
-15.7943 | 32616.19
-15.7241 | 32674.65
-15.6539 | 32727.85
-15.5838 | 32764.62
-15.5136 | 32800.1
-15.4434 | 32859.51
-15.3732 | 32926.05
-15.303 | 32974.51
-15.2328 | 32993.44
-15.1626 | 32995.11
-15.0924 | 33006.29
-15.0222 | 33046.38
-14.952 | 33075.71
-14.8818 | 33093.97
-14.8116 | 33124.59
-14.7414 | 33130.41
-14.6712 | 33169.63
-14.601 | 33228.7
-14.5308 | 33250.48
-14.4606 | 33255.43
-14.3904 | 33276.9
-14.3202 | 33276.59
-14.25 | 33294.36
-14.1798 | 33299.95
-14.1096 | 33306.39
-14.0394 | 33324.54
-13.9692 | 33351.43
-13.899 | 33381.17
-13.8288 | 33442.22
-13.7586 | 33533.74
-13.6884 | 33605.87
-13.6182 | 33670.79
-13.548 | 33766.07
-13.4778 | 33877.49
-13.4076 | 33974.77
-13.3374 | 34043.32
-13.2672 | 34098.59
-13.1971 | 34189.43
-13.1268 | 34246.47
-13.0566 | 34262.64
-12.9864 | 34271.48
-12.9163 | 34297.15
-12.8461 | 34318.88
-12.7759 | 34336.42
-12.7057 | 34334.51
-12.6355 | 34361.58
-12.5653 | 34403.19
-12.4951 | 34448.36
-12.4249 | 34487.93
-12.3547 | 34537.48
-12.2845 | 34579.63
-12.2143 | 34622.61
-12.1441 | 34694.15
-12.0739 | 34729.22
-12.0037 | 34735.55
-11.9335 | 34756.57
-11.8633 | 34760.15
-11.7931 | 34787.78
-11.7229 | 34833.41
-11.6527 | 34861.68
-11.5825 | 34920.7
-11.5123 | 34991.72
-11.4421 | 35039.62
-11.3719 | 35110.93
-11.3017 | 35174.66
-11.2315 | 35228.04
-11.1613 | 35247.25
-11.0911 | 35266.2
-11.0209 | 35304.39
-10.9507 | 35343.2
-10.8805 | 35364.64
-10.8103 | 35355.38
-10.7401 | 35317.52
-10.67 | 35293.39
-10.5998 | 35307.48
-10.5296 | 35330.81
-10.4594 | 35365.8
-10.3892 | 35409.5
-10.319 | 35473.29
-10.2488 | 35564.34
-10.1786 | 35667.81
-10.1084 | 35735.43
-10.0382 | 35779.75
-9.968 | 35857.34
-9.8978 | 35949.96
-9.8276 | 36026.54
-9.7574 | 36082.29
-9.6872 | 36089.76
-9.617 | 36101.48
-9.5468 | 36139.64
-9.4766 | 36160.68
-9.4064 | 36174.61
-9.3362 | 36204.4
-9.266 | 36245.14
-9.1958 | 36328.01
-9.1256 | 36395.11
-9.0554 | 36453.54
-8.9852 | 36511.05
-8.915 | 36581.37
-8.8448 | 36636.94
-8.7746 | 36655.89
-8.7044 | 36651.93
-8.6342 | 36651.9
-8.564 | 36631.64
-8.4938 | 36579.75
-8.4236 | 36516.27
-8.3534 | 36479.86
-8.2833 | 36499.74
-8.2131 | 36503.6
-8.1429 | 36510.38
-8.0727 | 36526.39
-8.0025 | 36537.16
-7.9323 | 36594.3
-7.8621 | 36651.77
-7.7919 | 36670.08
-7.7217 | 36683.24
-7.6515 | 36707.16
-7.5813 | 36762.94
-7.5111 | 36871.99
-7.4409 | 36947.88
-7.3707 | 36989.18
-7.3005 | 37002.37
-7.2303 | 37045.89
-7.1601 | 37124.32
-7.0899 | 37149.92
-7.0197 | 37109.83
-6.9495 | 37038.16
-6.8793 | 36993.18
-6.8091 | 37016.3
-6.7389 | 37049.98
-6.6687 | 37020.45
-6.5985 | 36977.26
-6.5283 | 37003.35
-6.4581 | 37062.52
-6.3879 | 37120.77
-6.3177 | 37156.61
-6.2475 | 37199.13
-6.1773 | 37253.46
-6.1071 | 37327.7
-6.0369 | 37359.81
-5.9667 | 37387.99
-5.8966 | 37406.22
-5.8264 | 37431.48
-5.7562 | 37467.84
-5.686 | 37472.58
-5.6158 | 37477.5
-5.5456 | 37497.71
-5.4754 | 37537.57
-5.4052 | 37617.84
-5.335 | 37699.13
-5.2648 | 37750.66
-5.1946 | 37814.8
-5.1244 | 37876.86
-5.0542 | 37928.03
-4.984 | 37953.09
-4.9138 | 37942.5
-4.8436 | 37888.71
-4.7734 | 37815.37
-4.7032 | 37749.22
-4.633 | 37687.23
-4.5628 | 37633.01
-4.4926 | 37586.27
-4.4224 | 37552.84
-4.3522 | 37564.09
-4.282 | 37598.71
-4.2118 | 37658.34
-4.1416 | 37725.84
-4.0714 | 37775.23
-4.0012 | 37801.21
-3.931 | 37803.3
-3.8608 | 37781.2
-3.7906 | 37754.68
-3.7204 | 37777.8
-3.6502 | 37782.49
-3.58 | 37772.6
-3.5099 | 37785.68
-3.4397 | 37791.76
-3.3695 | 37801.44
-3.2993 | 37832.93
-3.2291 | 37843.85
-3.1589 | 37858.63
-3.0887 | 37901.51
-3.0185 | 37934.6
-2.9483 | 37963.29
-2.8781 | 38008.94
-2.8079 | 38075.92
-2.7377 | 38140.86
-2.6675 | 38225.89
-2.5973 | 38240.52
-2.5271 | 38254.42
-2.4569 | 38320.63
-2.3867 | 38373.23
-2.3165 | 38379.31
-2.2463 | 38361.57
-2.1761 | 38365.36
-2.1059 | 38477.09
-2.0357 | 38603.37
-1.9655 | 38679.11
-1.8953 | 38726.98
-1.8251 | 38802.17
-1.7549 | 38863.66
-1.6847 | 38885.42
-1.6145 | 38854.05
-1.5443 | 38814.73
-1.4741 | 38812.05
-1.4039 | 38836.72
-1.3337 | 38823.25
-1.2635 | 38821.38
-1.1933 | 38858.84
-1.1232 | 38929.97
-1.053 | 39002.71
-0.98276 | 39043.04
-0.91256 | 39068.87
-0.84236 | 39116.59
-0.77217 | 39176.12
-0.70197 | 39215.67
-0.63177 | 39234.24
-0.56158 | 39229.21
-0.49138 | 39205.11
-0.42118 | 39210.52
-0.35099 | 39278.97
-0.28079 | 39378.8
-0.21059 | 39459.71
-0.14039 | 39480.55
-0.070197 | 39456.98
6.9633e-13 | 39422.94
0.070197 | 39363.15
0.14039 | 39256.82
0.21059 | 39107.91
0.28079 | 38955.36
0.35099 | 38803.43
0.42118 | 38726.69
0.49138 | 38702.77
0.56158 | 38692.52
0.63177 | 38666.13
0.70197 | 38643.85
0.77217 | 38650.11
0.84236 | 38710.29
0.91256 | 38678.59
0.98276 | 38638.91
1.053 | 38627.68
1.1232 | 38652.84
1.1933 | 38672.2
1.2635 | 38632.16
1.3337 | 38543.37
1.4039 | 38493.34
1.4741 | 38466.77
1.5443 | 38423.35
1.6145 | 38349.6
1.6847 | 38268.97
1.7549 | 38236.73
1.8251 | 38258.52
1.8953 | 38318.93
1.9655 | 38358.56
2.0357 | 38366.21
2.1059 | 38353.72
2.1761 | 38334.2
2.2463 | 38314.24
2.3165 | 38309.99
2.3867 | 38322.12
2.4569 | 38347.36
2.5271 | 38403.16
2.5973 | 38470.09
2.6675 | 38530.29
2.7377 | 38563.59
2.8079 | 38547.57
2.8781 | 38462.08
2.9483 | 38344.24
3.0185 | 38222.21
3.0887 | 38110.06
3.1589 | 38001.06
3.2291 | 37898.31
3.2993 | 37831
3.3695 | 37886.52
3.4397 | 37940.03
3.5099 | 37964.83
3.58 | 37965.89
3.6502 | 37972.73
3.7204 | 37994.68
3.7906 | 38011.08
3.8608 | 37957.23
3.931 | 37929.96
4.0012 | 37921.93
4.0714 | 37917.39
4.1416 | 37893.58
4.2118 | 37844.03
4.282 | 37801.83
4.3522 | 37778.14
4.4224 | 37773.27
4.4926 | 37788.98
4.5628 | 37818.77
4.633 | 37881.01
4.7032 | 37981.11
4.7734 | 38057.77
4.8436 | 38094.41
4.9138 | 38077.07
4.984 | 38009.22
5.0542 | 37897.62
5.1244 | 37790.6
5.1946 | 37692.03
5.2648 | 37623.17
5.335 | 37574.73
5.4052 | 37550.14
5.4754 | 37560.9
5.5456 | 37609.83
5.6158 | 37593.66
5.686 | 37545.53
5.7562 | 37479.27
5.8264 | 37407.74
5.8966 | 37329.97
5.9667 | 37249.47
6.0369 | 37187.88
6.1071 | 37198.18
6.1773 | 37231.06
6.2475 | 37261.19
6.3177 | 37276.36
6.3879 | 37290.26
6.4581 | 37346.4
6.5283 | 37379.49
6.5985 | 37377.35
6.6687 | 37354.05
6.7389 | 37340.01
6.8091 | 37333.21
6.8793 | 37328.61
6.9495 | 37285.45
7.0197 | 37269.97
7.0899 | 37296.75
7.1601 | 37359.2
7.2303 | 37426.71
7.3005 | 37476.41
7.3707 | 37510.84
7.4409 | 37524.98
7.5111 | 37507.01
7.5813 | 37447.99
7.6515 | 37359.56
7.7217 | 37261.06
7.7919 | 37189.73
7.8621 | 37141.32
7.9323 | 37116.65
8.0025 | 37127.8
8.0727 | 37165.5
8.1429 | 37198.72
8.2131 | 37216.95
8.2833 | 37218.39
8.3534 | 37205.36
8.4236 | 37180.26
8.4938 | 37144.18
8.564 | 37088.74
8.6342 | 37030.05
8.7044 | 36979.12
8.7746 | 36954.73
8.8448 | 36949.45
8.915 | 36945.87
8.9852 | 36916.77
9.0554 | 36867.59
9.1256 | 36797.86
9.1958 | 36749.55
9.266 | 36706.36
9.3362 | 36624.14
9.4064 | 36526.05
9.4766 | 36455.11
9.5468 | 36420.58
9.617 | 36410.1
9.6872 | 36416.31
9.7574 | 36423.16
9.8276 | 36457.41
9.8978 | 36484.88
9.968 | 36460.26
10.0382 | 36398.72
10.1084 | 36328.98
10.1786 | 36223.9
10.2488 | 36108.71
10.319 | 35999.38
10.3892 | 35915.4
10.4594 | 35865.73
10.5296 | 35829.55
10.5998 | 35789.66
10.67 | 35764.73
10.7401 | 35744.75
10.8103 | 35724.95
10.8805 | 35693.87
10.9507 | 35646.9
11.0209 | 35624.21
11.0911 | 35642.01
11.1613 | 35637.79
11.2315 | 35607.35
11.3017 | 35573.02
11.3719 | 35546.16
11.4421 | 35525.79
11.5123 | 35485.47
11.5825 | 35417.85
11.6527 | 35357.93
11.7229 | 35310.29
11.7931 | 35263.29
11.8633 | 35221.99
11.9335 | 35202.55
12.0037 | 35205.84
12.0739 | 35231.39
12.1441 | 35236.43
12.2143 | 35242.9
12.2845 | 35258.24
12.3547 | 35267.23
12.4249 | 35220.03
12.4951 | 35168.68
12.5653 | 35108.38
12.6355 | 35070.68
12.7057 | 35018.84
12.7759 | 34924.88
12.8461 | 34827.61
12.9163 | 34773.25
12.9864 | 34695.2
13.0566 | 34584.04
13.1268 | 34472.79
13.1971 | 34404.17
13.2672 | 34405.54
13.3374 | 34436.25
13.4076 | 34448.92
13.4778 | 34471.69
13.548 | 34524.96
13.6182 | 34587.15
13.6884 | 34621.4
13.7586 | 34580.61
13.8288 | 34506.89
13.899 | 34450.88
13.9692 | 34388.77
14.0394 | 34305.91
14.1096 | 34209.57
14.1798 | 34101.13
14.25 | 34022.93
14.3202 | 33957.14
14.3904 | 33914.9
14.4606 | 33916.4
14.5308 | 33935.43
14.601 | 33933.16
14.6712 | 33901.75
14.7414 | 33854.52
14.8116 | 33802.09
14.8818 | 33739.16
14.952 | 33657.99
15.0222 | 33593.15
15.0924 | 33561.61
15.1626 | 33561.84
15.2328 | 33571.26
15.303 | 33569.89
15.3732 | 33541.57
15.4434 | 33447.76
15.5136 | 33297.92
15.5838 | 33132.52
15.6539 | 32980.18
15.7241 | 32852.79
15.7943 | 32756.61
15.8645 | 32697.18
15.9347 | 32684.43
16.0049 | 32686.1
16.0751 | 32666.69
16.1453 | 32632.03
16.2155 | 32636.41
16.2857 | 32624.71
16.3559 | 32573.8
16.4261 | 32493.26
16.4963 | 32404.03
16.5665 | 32365.07
16.6367 | 32342.87
16.7069 | 32275.04
16.7771 | 32214.48
16.8473 | 32188.21
16.9175 | 32188.06
16.9877 | 32211.05
17.0579 | 32205.23
17.1281 | 32178.74
17.1983 | 32132.75
17.2685 | 32078.75
17.3387 | 32025.8
17.4089 | 31994.85
17.4791 | 31980.12
17.5493 | 31968.51
17.6195 | 31951.08
17.6897 | 31906.99
17.7599 | 31864.68
17.83 | 31809.32
17.9002 | 31727.79
17.9704 | 31623.65
18.0406 | 31519.78
18.1108 | 31400.37
18.181 | 31281.87
18.2512 | 31144.67
18.3214 | 31022.4
18.3916 | 30947.21
18.4618 | 30918.21
18.532 | 30882.73
18.6022 | 30863.96
18.6724 | 30876.08
18.7426 | 30910.62
18.8128 | 30943.27
18.883 | 30916.72
18.9532 | 30835.84
19.0234 | 30744.06
19.0936 | 30649.71
19.1638 | 30549.95
19.234 | 30437.47
19.3042 | 30309.31
19.3744 | 30199.74
19.4446 | 30109.82
19.5148 | 30033.47
19.585 | 29957.58
19.6552 | 29869.67
19.7254 | 29783.4
19.7956 | 29706.61
19.8658 | 29649.55
19.936 | 29595.11
20.0062 | 29538.67
20.0764 | 29495.04
20.1466 | 29477.1
20.2168 | 29469.4
20.287 | 29443.21
20.3572 | 29379.17
20.4273 | 29329.16
20.4975 | 29314.81
20.5677 | 29288.5
20.6379 | 29220.05
20.7081 | 29159.02
20.7783 | 29099.74
20.8485 | 29044.95
20.9187 | 28977.97
20.9889 | 28897.81
21.0591 | 28825.42
21.1293 | 28783.65
21.1995 | 28748.58
21.2697 | 28729.5
21.3399 | 28732.38
21.4101 | 28748.35
21.4803 | 28772.63
21.5505 | 28818.6
21.6207 | 28874.63
21.6909 | 28878.06
21.7611 | 28871.34
21.8313 | 28859.34
21.9015 | 28821.48
21.9717 | 28747.99
22.0419 | 28656.68
22.1121 | 28556.04
22.1823 | 28464.24
22.2525 | 28377.33
22.3227 | 28299.46
22.3929 | 28245.28
22.4631 | 28225.43
22.5332 | 28230.81
22.6034 | 28243.33
22.6736 | 28243.28
22.7438 | 28216.49
22.814 | 28164.27
22.8842 | 28093.43
22.9544 | 27997.05
23.0246 | 27877.67
23.0948 | 27765.03
23.165 | 27695.48
23.2352 | 27647.14
23.3054 | 27595.67
23.3756 | 27506.6
23.4458 | 27421.11
23.516 | 27345.06
23.5862 | 27258.49
23.6564 | 27147.5
23.7266 | 27026.89
23.7968 | 26926.54
23.867 | 26890.12
23.9372 | 26857.53
24.0074 | 26815.52
24.0776 | 26771.96
24.1478 | 26753.83
24.218 | 26762.76
24.2882 | 26768.25
24.3584 | 26742.01
24.4286 | 26720.56
24.4988 | 26712.88
24.569 | 26712.44
24.6392 | 26722.2
24.7094 | 26740.54
24.7796 | 26765.03
24.8498 | 26780.06
24.92 | 26753.08
24.9901 | 26704.67
25.0603 | 26666.92
25.1305 | 26599.91
25.2007 | 26501.72
25.2709 | 26452.1
25.3411 | 26447.55
25.4113 | 26470.88
25.4815 | 26493.59
25.5517 | 26496.52
25.6219 | 26500.49
25.6921 | 26509.66
25.7623 | 26465.21
25.8325 | 26389.58
25.9027 | 26314.49
25.9729 | 26253.41
26.0431 | 26206.98
26.1133 | 26171.01
26.1835 | 26146.08
26.2537 | 26134.72
26.3239 | 26156.43
26.3941 | 26180.38
26.4643 | 26171.78
26.5345 | 26145.59
26.6047 | 26115.08
26.6749 | 26075.16
26.7451 | 26021.68
26.8153 | 25936.88
26.8855 | 25843.36
26.9557 | 25763.81
27.0259 | 25693.79
27.0961 | 25638.15
27.1663 | 25616.96
27.2365 | 25590.95
27.3067 | 25539.99
27.3769 | 25497.63
27.4471 | 25479.09
27.5172 | 25485.81
27.5874 | 25461.88
27.6576 | 25376.01
27.7278 | 25272.46
27.798 | 25184.52
27.8682 | 25094.78
27.9384 | 24999.2
28.0086 | 24884.91
28.0788 | 24787.42
28.149 | 24721.11
28.2192 | 24684.98
28.2894 | 24655.83
28.3596 | 24617.59
28.4298 | 24566.53
28.5 | 24500.12
28.5702 | 24421.19
28.6404 | 24335.19
28.7106 | 24237.54
28.7808 | 24119.91
28.851 | 23996.69
28.9212 | 23870.82
28.9914 | 23752.11
29.0616 | 23645.04
29.1318 | 23538.41
29.202 | 23411.74
29.2722 | 23281.11
29.3424 | 23196.98
29.4126 | 23126.34
29.4828 | 23025.91
29.553 | 22925.41
29.6232 | 22826.63
29.6933 | 22723.47
29.7635 | 22643.64
29.8337 | 22549.55
29.9039 | 22452.19
29.9741 | 22385.47
30.0443 | 22319.88
30.1145 | 22231.84
30.1847 | 22135.51
30.2549 | 22004.79
30.3251 | 21835.66
30.3953 | 21660.28
30.4655 | 21455.43
30.5357 | 21222.13
30.6059 | 21008.37
30.6761 | 20818.76
30.7463 | 20648.27
30.8165 | 20480.07
30.8867 | 20305.6
30.9569 | 20162.79
31.0271 | 20055.72
31.0973 | 19954.16
31.1675 | 19823.88
31.2377 | 19671.21
31.3079 | 19499.3
31.3781 | 19368.71
31.4483 | 19252.22
31.5185 | 19074.59
31.5887 | 18886.87
31.6589 | 18755.02
31.7291 | 18650.42
31.7993 | 18561.02
31.8695 | 18407.64
31.9397 | 18217.24
32.0099 | 18063.23
32.08 | 17899.71
32.1502 | 17707.89
32.2204 | 17518.24
32.2906 | 17331.52
32.3608 | 17152.06
32.431 | 16969.75
32.5012 | 16793.23
32.5714 | 16616.14
32.6416 | 16421.03
32.7118 | 16227.02
32.782 | 16049.11
32.8522 | 15887.29
32.9224 | 15721.38
32.9926 | 15529.59
33.0628 | 15337.33
33.133 | 15164.65
33.2032 | 14999.22
33.2734 | 14818.2
33.3436 | 14620.97
33.4138 | 14428.48
33.484 | 14272.46
33.5542 | 14133.1
33.6244 | 13975.09
33.6946 | 13789.71
33.7648 | 13594.96
33.835 | 13390.5
33.9052 | 13203.49
33.9754 | 13035.29
34.0456 | 12835.41
34.1158 | 12645.63
34.186 | 12493.7
34.2562 | 12366.03
34.3264 | 12255.92
34.3966 | 12122.61
34.4667 | 11941.94
34.5369 | 11769.67
34.6071 | 11598.06
34.6773 | 11404.47
34.7475 | 11203.23
34.8177 | 11011.28
34.8879 | 10823.2
34.9581 | 10631.79
35.0283 | 10456.74
35.0985 | 10289.36
35.1687 | 10120.43
35.2389 | 9956.71
35.3091 | 9784.464
35.3793 | 9607.659
35.4495 | 9461.497
35.5197 | 9321.336
35.5899 | 9178.625
35.6601 | 9038.412
35.7303 | 8898.586
35.8005 | 8777.146
35.8707 | 8654.727
35.9409 | 8502.488
36.0111 | 8337.271
36.0813 | 8181.865
36.1515 | 8043.043
36.2217 | 7912.77
36.2919 | 7754.66
36.3621 | 7599.898
36.4323 | 7473.822
36.5025 | 7359.489
36.5727 | 7245.928
36.6429 | 7128.685
36.7131 | 6999.622
36.7833 | 6880.577
36.8535 | 6764.028
36.9237 | 6628.296
36.9939 | 6482.315
37.064 | 6337.313
37.1342 | 6211.932
37.2044 | 6105.582
37.2746 | 5979.094
37.3448 | 5859.301
37.415 | 5761.525
37.4852 | 5690.273
37.5554 | 5617.244
37.6256 | 5513.057
37.6958 | 5379.693
37.766 | 5266.622
37.8362 | 5162.563
37.9064 | 5055.981
37.9766 | 4935.081
38.0468 | 4817.246
38.117 | 4710.946
38.1872 | 4611.188
38.2574 | 4522.116
38.3276 | 4446.769
38.3978 | 4366.994
38.468 | 4288.016
38.5382 | 4210.48
38.6084 | 4116.876
38.6786 | 4040.139
38.7488 | 3982.586
38.819 | 3924.467
38.8892 | 3872.605
38.9594 | 3819.764
39.0296 | 3763.911
39.0998 | 3718.77
39.17 | 3659.801
39.2401 | 3575.544
39.3103 | 3497.03
39.3805 | 3434.353
39.4507 | 3386.173
39.5209 | 3333.641
39.5911 | 3284.174
39.6613 | 3243.54
39.7315 | 3205.943
39.8017 | 3159.489
39.8719 | 3095.524
39.9421 | 3004.804
40.0123 | 2928.634
40.0825 | 2864.9
40.1527 | 2805.802
40.2229 | 2756.516
40.2931 | 2702.799
40.3633 | 2653.229
40.4335 | 2638.989
40.5037 | 2613.032
40.5739 | 2566.063
40.6441 | 2508.304
40.7143 | 2451.807
40.7845 | 2408.082
40.8547 | 2373.344
40.9249 | 2322.898
40.9951 | 2271.268
41.0653 | 2227.234
41.1355 | 2196.076
41.2057 | 2165.355
41.2759 | 2135.253
41.3461 | 2108.163
41.4163 | 2077.648
41.4865 | 2044.739
41.5567 | 2011.906
41.6268 | 1979.589
41.697 | 1965.015
41.7672 | 1953.092
41.8374 | 1928.938
41.9076 | 1891.934
41.9778 | 1866.878
42.048 | 1853.514
42.1182 | 1836.57
42.1884 | 1808.115
42.2586 | 1764.854
42.3288 | 1719.327
42.399 | 1698.443
42.4692 | 1664.683
42.5394 | 1627.216
42.6096 | 1603.294
42.6798 | 1577.491
42.75 | 1553.801
42.8202 | 1522.616
42.8904 | 1473.046
42.9606 | 1448.635
43.0308 | 1439.236
43.101 | 1425.639
43.1712 | 1406.326
43.2414 | 1383.846
43.3116 | 1371.717
43.3818 | 1372.309
43.452 | 1369.837
43.5222 | 1356.009
43.5924 | 1329.434
43.6626 | 1302.344
43.7328 | 1291.323
43.803 | 1280.122
43.8732 | 1266.474
43.9434 | 1247.676
44.0136 | 1227.487
44.0838 | 1199.161
44.154 | 1183.943
44.2241 | 1169.702
44.2943 | 1152.295
44.3645 | 1148.02
44.4347 | 1137.771
44.5049 | 1117.583
44.5751 | 1105.274
44.6453 | 1091.549
44.7155 | 1080.038
44.7857 | 1082.356
44.8559 | 1073.008
44.9261 | 1064.536
44.9963 | 1060.957
45.0665 | 1060.519
45.1367 | 1052.588
45.2069 | 1037.781
45.2771 | 1011.593
45.3473 | 989.1123
45.4175 | 969.5933
45.4877 | 943.8167
45.5579 | 925.1216
45.6281 | 927.4135
45.6983 | 935.8597
45.7685 | 941.7051
45.8387 | 931.9456
45.9089 | 920.641
45.9791 | 931.2761
46.0493 | 948.2201
46.1195 | 943.5592
46.1897 | 925.1475
46.2599 | 916.9844
46.3301 | 922.186
46.4002 | 926.0745
46.4704 | 912.7613
46.5406 | 903.7228
46.6108 | 890.0749
46.681 | 879.7488
46.7512 | 872.3326
46.8214 | 865.0451
46.8916 | 853.7663
46.9618 | 852.5817
47.032 | 836.2043
47.1022 | 817.0972
47.1724 | 796.0073
47.2426 | 800.2562
47.3128 | 793.1748
47.383 | 796.8572
47.4532 | 806.2304
47.5234 | 806.8227
47.5936 | 811.6381
47.6638 | 838.7794
47.734 | 840.1442
47.8042 | 841.6892
47.8744 | 828.0156
47.9446 | 803.9128
48.0148 | 806.9515
48.085 | 814.8312
48.1552 | 801.2348
48.2254 | 782.3595
48.2956 | 772.5226
48.3658 | 786.4023
48.436 | 790.78
48.5062 | 776.0248
48.5764 | 761.3212
48.6466 | 745.3557
48.7167 | 742.8621
48.7869 | 740.7411
48.8571 | 715.7938
Degrees | (Cd)
-48.9273 | 0
-48.8571 | 0
-48.7869 | 0
-48.7167 | 0
-48.6466 | 0
-48.5764 | 0
-48.5062 | 0
-48.436 | 0
-48.3658 | 0
-48.2956 | 0
-48.2254 | 0
-48.1552 | 0
-48.085 | 0
-48.0148 | 0
-47.9446 | 0
-47.8744 | 0
-47.8042 | 0
-47.734 | 0
-47.6638 | 0
-47.5936 | 0
-47.5234 | 0
-47.4532 | 0
-47.383 | 0
-47.3128 | 0
-47.2426 | 0
-47.1724 | 0
-47.1022 | 0
-47.032 | 0
-46.9618 | 0
-46.8916 | 0
-46.8214 | 0
-46.7512 | 0
-46.681 | 0
-46.6108 | 0
-46.5406 | 0
-46.4704 | 0
-46.4002 | 0
-46.3301 | 0
-46.2599 | 0
-46.1897 | 0
-46.1195 | 0
-46.0493 | 0
-45.9791 | 0
-45.9089 | 0
-45.8387 | 0
-45.7685 | 0
-45.6983 | 0
-45.6281 | 0
-45.5579 | 0
-45.4877 | 0
-45.4175 | 0
-45.3473 | 0
-45.2771 | 0
-45.2069 | 0
-45.1367 | 0
-45.0665 | 0
-44.9963 | 0
-44.9261 | 0
-44.8559 | 0
-44.7857 | 0
-44.7155 | 0
-44.6453 | 0
-44.5751 | 0
-44.5049 | 0
-44.4347 | 0
-44.3645 | 0
-44.2943 | 0
-44.2241 | 0
-44.154 | 0
-44.0838 | 0
-44.0136 | 0
-43.9434 | 0
-43.8732 | 0
-43.803 | 0
-43.7328 | 0
-43.6626 | 0
-43.5924 | 0
-43.5222 | 0
-43.452 | 0
-43.3818 | 0
-43.3116 | 0
-43.2414 | 0
-43.1712 | 0
-43.101 | 0
-43.0308 | 0
-42.9606 | 0
-42.8904 | 0
-42.8202 | 0
-42.75 | 0
-42.6798 | 0
-42.6096 | 0
-42.5394 | 0
-42.4692 | 0
-42.399 | 0
-42.3288 | 0
-42.2586 | 0
-42.1884 | 0
-42.1182 | 0
-42.048 | 0
-41.9778 | 0
-41.9076 | 0
-41.8374 | 0
-41.7672 | 0
-41.697 | 0
-41.6268 | 0
-41.5567 | 0
-41.4865 | 0
-41.4163 | 0
-41.3461 | 0
-41.2759 | 0
-41.2057 | 0
-41.1355 | 0
-41.0653 | 0
-40.9951 | 0
-40.9249 | 0
-40.8547 | 0
-40.7845 | 37.8794
-40.7143 | 77.896
-40.6441 | 117.3977
-40.5739 | 155.3543
-40.5037 | 187.62
-40.4335 | 218.4179
-40.3633 | 256.1943
-40.2931 | 259.0269
-40.2229 | 253.8252
-40.1527 | 244.4004
-40.0825 | 243.4734
-40.0123 | 248.2373
-39.9421 | 255.7565
-39.8719 | 251.5849
-39.8017 | 240.1516
-39.7315 | 235.1044
-39.6613 | 234.8211
-39.5911 | 234.5379
-39.5209 | 234.8211
-39.4507 | 226.6839
-39.3805 | 231.9886
-39.3103 | 245.5077
-39.2401 | 254.1857
-39.17 | 261.2672
-39.0998 | 261.9624
-39.0296 | 257.5333
-38.9594 | 262.838
-38.8892 | 265.5933
-38.819 | 265.1813
-38.7488 | 264.5375
-38.6786 | 263.7135
-38.6084 | 267.0611
-38.5382 | 278.1082
-38.468 | 286.1424
-38.3978 | 283.8763
-38.3276 | 285.8592
-38.2574 | 292.1681
-38.1872 | 298.3997
-38.117 | 294.5887
-38.0468 | 291.3183
-37.9766 | 283.3098
-37.9064 | 280.6317
-37.8362 | 280.2712
-37.766 | 284.6489
-37.6958 | 297.4212
-37.6256 | 308.4426
-37.5554 | 310.6571
-37.4852 | 319.9532
-37.415 | 328.6054
-37.3448 | 323.584
-37.2746 | 317.1463
-37.2044 | 303.7559
-37.1342 | 296.9835
-37.064 | 294.4599
-36.9939 | 292.8376
-36.9237 | 282.4085
-36.8535 | 279.8077
-36.7833 | 274.4773
-36.7131 | 276.4601
-36.6429 | 278.1082
-36.5727 | 277.3614
-36.5025 | 272.443
-36.4323 | 271.722
-36.3621 | 271.6447
-36.2919 | 270.9237
-36.2217 | 268.6834
-36.1515 | 269.8164
-36.0813 | 272.031
-36.0111 | 270.3829
-35.9409 | 268.9924
-35.8707 | 263.1727
-35.8005 | 268.6576
-35.7303 | 260.3144
-35.6601 | 256.838
-35.5899 | 256.838
-35.5197 | 263.2757
-35.4495 | 272.134
-35.3793 | 280.7347
-35.3091 | 278.8807
-35.2389 | 293.3011
-35.1687 | 299.095
-35.0985 | 297.0092
-35.0283 | 296.8547
-34.9581 | 296.8805
-34.8879 | 296.726
-34.8177 | 295.0264
-34.7475 | 286.4772
-34.6773 | 280.7347
-34.6071 | 285.7047
-34.5369 | 289.0007
-34.4667 | 283.6961
-34.3966 | 281.8678
-34.3264 | 276.1511
-34.2562 | 271.825
-34.186 | 269.5589
-34.1158 | 268.3486
-34.0456 | 264.898
-33.9754 | 269.7392
-33.9052 | 273.988
-33.835 | 283.7476
-33.7648 | 289.902
-33.6946 | 294.2796
-33.6244 | 297.1895
-33.5542 | 296.5972
-33.484 | 299.8676
-33.4138 | 302.3654
-33.3436 | 303.8332
-33.2734 | 304.0134
-33.2032 | 307.3095
-33.133 | 305.3782
-33.0628 | 308.5198
-32.9926 | 311.3524
-32.9224 | 311.7386
-32.8522 | 313.3352
-32.782 | 315.4725
-32.7118 | 311.8932
-32.6416 | 313.5412
-32.5714 | 314.7257
-32.5012 | 315.8845
-32.431 | 322.1677
-32.3608 | 332.2105
-32.2906 | 336.8972
-32.2204 | 342.6396
-32.1502 | 339.4207
-32.08 | 341.6353
-32.0099 | 338.7512
-31.9397 | 335.8929
-31.8695 | 324.7686
-31.7993 | 315.7815
-31.7291 | 302.1851
-31.6589 | 302.9576
-31.5887 | 299.8676
-31.5185 | 301.4126
-31.4483 | 299.3011
-31.3781 | 305.1722
-31.3079 | 318.4338
-31.2377 | 338.3907
-31.1675 | 347.7897
-31.0973 | 350.1588
-31.0271 | 349.309
-30.9569 | 351.5751
-30.8867 | 347.5322
-30.8165 | 342.1761
-30.7463 | 334.9916
-30.6761 | 331.6182
-30.6059 | 337.1546
-30.5357 | 338.6224
-30.4655 | 333.8071
-30.3953 | 339.1375
-30.3251 | 351.7811
-30.2549 | 354.4077
-30.1847 | 353.4291
-30.1145 | 342.382
-30.0443 | 339.2147
-29.9741 | 347.8155
-29.9039 | 345.6782
-29.8337 | 332.2878
-29.7635 | 333.7298
-29.6933 | 332.3907
-29.6232 | 334.7341
-29.553 | 340.5537
-29.4828 | 338.1332
-29.4126 | 337.2834
-29.3424 | 349.206
-29.2722 | 350.3648
-29.202 | 354.2017
-29.1318 | 361.4376
-29.0616 | 365.12
-28.9914 | 371.0426
-28.9212 | 378.1241
-28.851 | 374.3645
-28.7808 | 378.3044
-28.7106 | 382.3472
-28.6404 | 380.6219
-28.5702 | 374.8538
-28.5 | 370.5534
-28.4298 | 370.1414
-28.3596 | 374.4417
-28.2894 | 376.9653
-28.2192 | 377.4031
-28.149 | 381.8322
-28.0788 | 390.9737
-28.0086 | 392.3643
-27.9384 | 390.0724
-27.8682 | 390.5617
-27.798 | 390.124
-27.7278 | 386.1326
-27.6576 | 385.2828
-27.5874 | 378.4331
-27.5172 | 387.0081
-27.4471 | 388.1411
-27.3769 | 379.4889
-27.3067 | 372.0212
-27.2365 | 375.9868
-27.1663 | 379.4374
-27.0961 | 385.6433
-27.0259 | 382.4503
-26.9557 | 389.5832
-26.8855 | 404.7762
-26.8153 | 415.643
-26.7451 | 423.5484
-26.6749 | 433.1277
-26.6047 | 444.1233
-26.5345 | 453.5223
-26.4643 | 463.2303
-26.3941 | 462.9214
-26.3239 | 469.6938
-26.2537 | 475.1787
-26.1835 | 471.4963
-26.1133 | 460.99
-26.0431 | 454.6811
-25.9729 | 455.2991
-25.9027 | 458.9042
-25.8325 | 461.0158
-25.7623 | 456.4064
-25.6921 | 456.7154
-25.6219 | 461.9686
-25.5517 | 470.4663
-25.4815 | 472.4491
-25.4113 | 475.1014
-25.3411 | 475.7967
-25.2709 | 485.4018
-25.2007 | 496.8866
-25.1305 | 510.4572
-25.0603 | 511.8221
-24.9901 | 513.8821
-24.92 | 518.7747
-24.8498 | 523.3068
-24.7796 | 525.7275
-24.7094 | 523.4356
-24.6392 | 520.603
-24.569 | 525.2382
-24.4988 | 523.4099
-24.4286 | 523.6158
-24.3584 | 523.7446
-24.2882 | 526.5515
-24.218 | 528.6888
-24.1478 | 543.7272
-24.0776 | 553.3065
-24.0074 | 559.2807
-23.9372 | 563.0145
-23.867 | 569.7097
-23.7968 | 575.9156
-23.7266 | 584.7997
-23.6564 | 579.2375
-23.5862 | 582.6624
-23.516 | 593.3232
-23.4458 | 599.7351
-23.3756 | 601.4347
-23.3054 | 602.2587
-23.2352 | 606.8681
-23.165 | 612.9195
-23.0948 | 615.5203
-23.0246 | 621.2628
-22.9544 | 631.6146
-22.8842 | 643.3312
-22.814 | 653.0649
-22.7438 | 664.0605
-22.6736 | 679.305
-22.6034 | 686.7469
-22.5332 | 685.7941
-22.4631 | 690.1203
-22.3929 | 697.0472
-22.3227 | 705.545
-22.2525 | 708.6093
-22.1823 | 702.0172
-22.1121 | 701.2961
-22.0419 | 713.9655
-21.9717 | 725.4246
-21.9015 | 733.8708
-21.8313 | 740.051
-21.7611 | 746.6947
-21.6909 | 755.4756
-21.6207 | 762.9176
-21.5505 | 764.9005
-21.4803 | 764.3082
-21.4101 | 767.9648
-21.3399 | 773.6558
-21.2697 | 781.2007
-21.1995 | 788.4624
-21.1293 | 790.3937
-21.0591 | 795.5696
-20.9889 | 801.6983
-20.9187 | 808.239
-20.8485 | 811.8956
-20.7783 | 816.7368
-20.7081 | 827.6808
-20.6379 | 835.7923
-20.5677 | 836.8223
-20.4975 | 836.0498
-20.4273 | 830.1786
-20.3572 | 828.8138
-20.287 | 830.8224
-20.2168 | 829.6894
-20.1466 | 834.6593
-20.0764 | 838.1614
-20.0062 | 846.0926
-19.936 | 854.0754
-19.8658 | 856.6246
-19.7956 | 856.8822
-19.7254 | 855.1569
-19.6552 | 867.4142
-19.585 | 877.3025
-19.5148 | 880.9333
-19.4446 | 891.2337
-19.3744 | 909.6455
-19.3042 | 924.2462
-19.234 | 943.2502
-19.1638 | 955.2243
-19.0936 | 970.134
-19.0234 | 981.5931
-18.9532 | 983.7562
-18.883 | 976.9322
-18.8128 | 984.6317
-18.7426 | 988.6488
-18.6724 | 987.9536
-18.6022 | 991.8676
-18.532 | 1007.704
-18.4618 | 1034.897
-18.3916 | 1058.433
-18.3214 | 1067.137
-18.2512 | 1077.721
-18.181 | 1091.188
-18.1108 | 1105.3
-18.0406 | 1118.149
-17.9704 | 1119.488
-17.9002 | 1131.514
-17.83 | 1149.565
-17.7599 | 1165.17
-17.6897 | 1171.376
-17.6195 | 1176.964
-17.5493 | 1180.904
-17.4791 | 1192.466
-17.4089 | 1201.067
-17.3387 | 1203.565
-17.2685 | 1207.556
-17.1983 | 1218.912
-17.1281 | 1235.779
-17.0579 | 1254.294
-16.9877 | 1264.697
-16.9175 | 1277.031
-16.8473 | 1292.997
-16.7771 | 1310.61
-16.7069 | 1332.988
-16.6367 | 1351.091
-16.5665 | 1356.37
-16.4963 | 1370.945
-16.4261 | 1386.112
-16.3559 | 1402.438
-16.2857 | 1422.91
-16.2155 | 1448.712
-16.1453 | 1464.317
-16.0751 | 1489.501
-16.0049 | 1520.531
-15.9347 | 1555.14
-15.8645 | 1574.916
-15.7943 | 1599.946
-15.7241 | 1616.941
-15.6539 | 1638.881
-15.5838 | 1658.426
-15.5136 | 1670.76
-15.4434 | 1692.185
-15.3732 | 1722.159
-15.303 | 1740.519
-15.2328 | 1764.39
-15.1626 | 1798.639
-15.0924 | 1816.948
-15.0222 | 1845.067
-14.952 | 1866.904
-14.8818 | 1893.685
-14.8116 | 1937.101
-14.7414 | 1963.778
-14.6712 | 1979.873
-14.601 | 2016.773
-14.5308 | 2051.073
-14.4606 | 2090.627
-14.3904 | 2127.115
-14.3202 | 2158.377
-14.25 | 2204.445
-14.1798 | 2242.633
-14.1096 | 2288.161
-14.0394 | 2329.671
-13.9692 | 2362.452
-13.899 | 2405.97
-13.8288 | 2454.202
-13.7586 | 2502.433
-13.6884 | 2559.522
-13.6182 | 2607.058
-13.548 | 2658.173
-13.4778 | 2718.791
-13.4076 | 2781.648
-13.3374 | 2828.824
-13.2672 | 2875.406
-13.1971 | 2939.5
-13.1268 | 3014.512
-13.0566 | 3093.104
-12.9864 | 3155.729
-12.9163 | 3203.265
-12.8461 | 3263.445
-12.7759 | 3336.551
-12.7057 | 3396.19
-12.6355 | 3451.116
-12.5653 | 3513.047
-12.4951 | 3591.587
-12.4249 | 3687.56
-12.3547 | 3777.43
-12.2845 | 3853.163
-12.2143 | 3932.939
-12.1441 | 4022.68
-12.0739 | 4101.4
-12.0037 | 4165.571
-11.9335 | 4216.867
-11.8633 | 4286.084
-11.7931 | 4368.667
-11.7229 | 4454.881
-11.6527 | 4534.528
-11.5825 | 4625.943
-11.5123 | 4714.423
-11.4421 | 4825.511
-11.3719 | 4936.651
-11.3017 | 5042.05
-11.2315 | 5156.28
-11.1613 | 5251.274
-11.0911 | 5333.703
-11.0209 | 5446.8
-10.9507 | 5574.008
-10.8805 | 5693.131
-10.8103 | 5811.585
-10.7401 | 5925.069
-10.67 | 6076.741
-10.5998 | 6229.648
-10.5296 | 6368.677
-10.4594 | 6487.62
-10.3892 | 6609.498
-10.319 | 6743.685
-10.2488 | 6883.048
-10.1786 | 7011.21
-10.1084 | 7149.672
-10.0382 | 7288.185
-9.968 | 7421.729
-9.8978 | 7568.533
-9.8276 | 7727.828
-9.7574 | 7875.688
-9.6872 | 8006.915
-9.617 | 8140.355
-9.5468 | 8287.804
-9.4766 | 8448.874
-9.4064 | 8606.315
-9.3362 | 8764.013
-9.266 | 8943.47
-9.1958 | 9141.802
-9.1256 | 9337.379
-9.0554 | 9517.428
-8.9852 | 9695.777
-8.915 | 9878.763
-8.8448 | 10038.75
-8.7746 | 10196.48
-8.7044 | 10359.71
-8.6342 | 10534.25
-8.564 | 10741.03
-8.4938 | 10944.64
-8.4236 | 11126.41
-8.3534 | 11314.26
-8.2833 | 11524.44
-8.2131 | 11741.13
-8.1429 | 11965.96
-8.0727 | 12182.19
-8.0025 | 12406.15
-7.9323 | 12650.34
-7.8621 | 12896
-7.7919 | 13105.41
-7.7217 | 13298.49
-7.6515 | 13493.81
-7.5813 | 13691.57
-7.5111 | 13909.37
-7.4409 | 14158.1
-7.3707 | 14407.6
-7.3005 | 14659.49
-7.2303 | 14934.43
-7.1601 | 15239.61
-7.0899 | 15499.97
-7.0197 | 15732.4
-6.9495 | 15943.22
-6.8793 | 16186.2
-6.8091 | 16443.53
-6.7389 | 16707.17
-6.6687 | 16948.01
-6.5985 | 17234.54
-6.5283 | 17522.98
-6.4581 | 17815.07
-6.3879 | 18082.41
-6.3177 | 18328.49
-6.2475 | 18594.03
-6.1773 | 18850.89
-6.1071 | 19101.29
-6.0369 | 19371.86
-5.9667 | 19689.36
-5.8966 | 20014.44
-5.8264 | 20365.76
-5.7562 | 20698.89
-5.686 | 21016.79
-5.6158 | 21317.02
-5.5456 | 21605.84
-5.4754 | 21855
-5.4052 | 22123.84
-5.335 | 22403.54
-5.2648 | 22669.76
-5.1946 | 22945.31
-5.1244 | 23293.83
-5.0542 | 23643.73
-4.984 | 23964.14
-4.9138 | 24256.72
-4.8436 | 24544.38
-4.7734 | 24822.78
-4.7032 | 25098.36
-4.633 | 25320.41
-4.5628 | 25505.66
-4.4926 | 25709.38
-4.4224 | 25926.76
-4.3522 | 26129.88
-4.282 | 26361.13
-4.2118 | 26589.12
-4.1416 | 26828.76
-4.0714 | 27154.48
-4.0012 | 27493.7
-3.931 | 27870.79
-3.8608 | 28260.86
-3.7906 | 28578.99
-3.7204 | 28956.88
-3.6502 | 29315.67
-3.58 | 29628.54
-3.5099 | 29970.89
-3.4397 | 30276.74
-3.3695 | 30577.45
-3.2993 | 30931.81
-3.2291 | 31239.63
-3.1589 | 31544.29
-3.0887 | 31849.46
-3.0185 | 32106.92
-2.9483 | 32344.13
-2.8781 | 32566.52
-2.8079 | 32792.69
-2.7377 | 33019.06
-2.6675 | 33240.39
-2.5973 | 33471.07
-2.5271 | 33704.57
-2.4569 | 33940.53
-2.3867 | 34157.09
-2.3165 | 34346.41
-2.2463 | 34544.92
-2.1761 | 34791.15
-2.1059 | 35034.65
-2.0357 | 35216.01
-1.9655 | 35363.9
-1.8953 | 35516.94
-1.8251 | 35661.63
-1.7549 | 35788.4
-1.6847 | 35855.1
-1.6145 | 35866.97
-1.5443 | 35924.36
-1.4741 | 36071.97
-1.4039 | 36270.46
-1.3337 | 36478.27
-1.2635 | 36618.3
-1.1933 | 36769.99
-1.1232 | 36960.71
-1.053 | 37154.32
-0.98276 | 37317.38
-0.91256 | 37437.84
-0.84236 | 37580.14
-0.77217 | 37832.83
-0.70197 | 38092.35
-0.63177 | 38395.84
-0.56158 | 38715.49
-0.49138 | 38948.95
-0.42118 | 39155.44
-0.35099 | 39411.66
-0.28079 | 39626.84
-0.21059 | 39670.07
-0.14039 | 39579.86
-0.070197 | 39465.89
6.9633e-13 | 39422.94
0.070197 | 39374.55
0.14039 | 39239.29
0.21059 | 39000.83
0.28079 | 38812.93
0.35099 | 38635.46
0.42118 | 38444.95
0.49138 | 38258.39
0.56158 | 38131.05
0.63177 | 37986.46
0.70197 | 37932.64
0.77217 | 37951.46
0.84236 | 37970.5
0.91256 | 37985.07
0.98276 | 37982.62
1.053 | 37950.38
1.1232 | 37930.68
1.1933 | 37853.46
1.2635 | 37809.86
1.3337 | 37786.12
1.4039 | 37684.35
1.4741 | 37555.06
1.5443 | 37457.72
1.6145 | 37384.72
1.6847 | 37313.18
1.7549 | 37172.25
1.8251 | 37001.67
1.8953 | 36885.43
1.9655 | 36798.68
2.0357 | 36608.15
2.1059 | 36394.45
2.1761 | 36225.73
2.2463 | 36115.95
2.3165 | 36053.84
2.3867 | 35964.82
2.4569 | 35813.36
2.5271 | 35737.03
2.5973 | 35586.88
2.6675 | 35371.29
2.7377 | 35122.69
2.8079 | 34876.9
2.8781 | 34608.42
2.9483 | 34343.89
3.0185 | 34051.02
3.0887 | 33822.66
3.1589 | 33594.26
3.2291 | 33379.88
3.2993 | 33150.42
3.3695 | 32886.21
3.4397 | 32630.66
3.5099 | 32318.13
3.58 | 31936.76
3.6502 | 31586.6
3.7204 | 31200.46
3.7906 | 30825.79
3.8608 | 30553.07
3.931 | 30219.8
4.0012 | 29912.62
4.0714 | 29672.52
4.1416 | 29448.46
4.2118 | 29236.43
4.282 | 28982.81
4.3522 | 28692.39
4.4224 | 28457.55
4.4926 | 28238.69
4.5628 | 27968.75
4.633 | 27650.23
4.7032 | 27339.5
4.7734 | 27079.47
4.8436 | 26805.89
4.9138 | 26524.95
4.984 | 26248.65
5.0542 | 25980.27
5.1244 | 25710.76
5.1946 | 25424.08
5.2648 | 25104.72
5.335 | 24843.82
5.4052 | 24539.18
5.4754 | 24189.33
5.5456 | 23866.16
5.6158 | 23610.89
5.686 | 23351.38
5.7562 | 23075.61
5.8264 | 22757.05
5.8966 | 22484.07
5.9667 | 22197.02
6.0369 | 21894.86
6.1071 | 21564.56
6.1773 | 21250.45
6.2475 | 20952.41
6.3177 | 20659.03
6.3879 | 20361.48
6.4581 | 20089.71
6.5283 | 19855.15
6.5985 | 19589.73
6.6687 | 19297
6.7389 | 19021.67
6.8091 | 18750.46
6.8793 | 18462.34
6.9495 | 18165.12
7.0197 | 17837.27
7.0899 | 17531.24
7.1601 | 17245.23
7.2303 | 16922.31
7.3005 | 16582.1
7.3707 | 16291.81
7.4409 | 16032.01
7.5111 | 15775.04
7.5813 | 15531.75
7.6515 | 15271.18
7.7217 | 15042.61
7.7919 | 14849.35
7.8621 | 14634.46
7.9323 | 14386.77
8.0025 | 14137.4
8.0727 | 13883.8
8.1429 | 13691.47
8.2131 | 13489.59
8.2833 | 13274.49
8.3534 | 13060.04
8.4236 | 12878.65
8.4938 | 12685.78
8.564 | 12499.29
8.6342 | 12288.49
8.7044 | 12066.5
8.7746 | 11849.34
8.8448 | 11645.65
8.915 | 11452.03
8.9852 | 11275.1
9.0554 | 11067.5
9.1256 | 10877.4
9.1958 | 10722.72
9.266 | 10567.16
9.3362 | 10379.49
9.4064 | 10197.45
9.4766 | 10002.39
9.5468 | 9821.235
9.617 | 9663.538
9.6872 | 9480.167
9.7574 | 9287.447
9.8276 | 9114.866
9.8978 | 8939.813
9.968 | 8790.304
10.0382 | 8646.048
10.1084 | 8471.767
10.1786 | 8316.953
10.2488 | 8165.925
10.319 | 8041.24
10.3892 | 7923.122
10.4594 | 7799.054
10.5296 | 7662.009
10.5998 | 7543.864
10.67 | 7426.416
10.7401 | 7308.786
10.8103 | 7160.822
10.8805 | 7030.935
10.9507 | 6899.786
11.0209 | 6766.191
11.0911 | 6597.524
11.1613 | 6432.049
11.2315 | 6283.751
11.3017 | 6154.122
11.3719 | 6004.921
11.4421 | 5868.958
11.5123 | 5795.027
11.5825 | 5739.071
11.6527 | 5663.957
11.7229 | 5570.301
11.7931 | 5486.198
11.8633 | 5398.698
11.9335 | 5306.562
12.0037 | 5173.945
12.0739 | 5046.401
12.1441 | 4937.038
12.2143 | 4846.653
12.2845 | 4740.25
12.3547 | 4632.149
12.4249 | 4534.399
12.4951 | 4444.117
12.5653 | 4349.329
12.6355 | 4254.462
12.7057 | 4162.404
12.7759 | 4089.168
12.8461 | 4031.126
12.9163 | 3972.286
12.9864 | 3909.068
13.0566 | 3848.348
13.1268 | 3780.881
13.1971 | 3717.482
13.2672 | 3651.38
13.3374 | 3581.389
13.4076 | 3496.283
13.4778 | 3421.349
13.548 | 3353.881
13.6182 | 3302.303
13.6884 | 3249.72
13.7586 | 3182.021
13.8288 | 3112.417
13.899 | 3065.937
13.9692 | 3021.208
14.0394 | 2972.436
14.1096 | 2919.157
14.1798 | 2860.729
14.25 | 2809.227
14.3202 | 2762.309
14.3904 | 2718.868
14.4606 | 2671.049
14.5308 | 2616.663
14.601 | 2571.239
14.6712 | 2544.355
14.7414 | 2504.699
14.8116 | 2463.781
14.8818 | 2412.743
14.952 | 2363.353
15.0222 | 2328.589
15.0924 | 2282.933
15.1626 | 2227.028
15.2328 | 2188.66
15.303 | 2150.703
15.3732 | 2113.107
15.4434 | 2068.146
15.5136 | 2027.975
15.5838 | 1997.435
15.6539 | 1963.675
15.7241 | 1930.148
15.7943 | 1906.612
15.8645 | 1886.372
15.9347 | 1880.192
16.0049 | 1865.462
16.0751 | 1842.209
16.1453 | 1824.39
16.2155 | 1812.106
16.2857 | 1788.596
16.3559 | 1765.961
16.4261 | 1738.434
16.4963 | 1707.43
16.5665 | 1686.597
16.6367 | 1657.937
16.7069 | 1619.182
16.7771 | 1585.577
16.8473 | 1560.779
16.9175 | 1526.428
16.9877 | 1502.402
17.0579 | 1474.952
17.1281 | 1453.501
17.1983 | 1441.656
17.2685 | 1422.085
17.3387 | 1406.558
17.4089 | 1393.374
17.4791 | 1368.936
17.5493 | 1347.975
17.6195 | 1335.434
17.6897 | 1314.937
17.7599 | 1308.01
17.83 | 1289.804
17.9002 | 1276.928
17.9704 | 1270.877
18.0406 | 1262.714
18.1108 | 1243.736
18.181 | 1239.023
18.2512 | 1230.86
18.3214 | 1219.401
18.3916 | 1208.097
18.4618 | 1201.917
18.532 | 1192.955
18.6022 | 1184.741
18.6724 | 1166.484
18.7426 | 1145.471
18.8128 | 1128.553
18.883 | 1117.454
18.9532 | 1097.42
19.0234 | 1072.648
19.0936 | 1050.09
19.1638 | 1036.288
19.234 | 1028.691
19.3042 | 1018.159
19.3744 | 1011.258
19.4446 | 1014.786
19.5148 | 1025.421
19.585 | 1031.601
19.6552 | 1030.21
19.7254 | 1026.013
19.7956 | 1021.43
19.8658 | 1005.619
19.936 | 984.7089
20.0062 | 966.7092
20.0764 | 952.1857
20.1466 | 938.6151
20.2168 | 927.1559
20.287 | 918.4522
20.3572 | 914.7184
20.4273 | 908.6927
20.4975 | 903.2335
20.5677 | 908.5639
20.6379 | 909.1819
20.7081 | 900.504
20.7783 | 893.3195
20.8485 | 887.268
20.9187 | 879.6459
20.9889 | 866.8734
21.0591 | 850.084
21.1293 | 829.8439
21.1995 | 815.0887
21.2697 | 810.9943
21.3399 | 807.0287
21.4101 | 805.7154
21.4803 | 808.8828
21.5505 | 803.063
21.6207 | 808.1102
21.6909 | 811.7154
21.7611 | 813.5951
21.8313 | 812.6681
21.9015 | 804.7626
21.9717 | 790.9344
22.0419 | 782.6685
22.1121 | 777.4153
22.1823 | 764.2825
22.2525 | 747.4929
22.3227 | 733.0468
22.3929 | 726.9696
22.4631 | 726.3258
22.5332 | 723.2357
22.6034 | 715.3045
22.6736 | 720.5577
22.7438 | 717.004
22.814 | 708.7639
22.8842 | 699.5193
22.9544 | 691.2533
23.0246 | 685.3821
23.0948 | 680.9015
23.165 | 675.2878
23.2352 | 673.0475
23.3054 | 669.4681
23.3756 | 673.4338
23.4458 | 669.5712
23.516 | 663.7257
23.5862 | 651.0821
23.6564 | 634.0094
23.7266 | 624.6104
23.7968 | 619.3314
23.867 | 604.1385
23.9372 | 602.3617
24.0074 | 595.1
24.0776 | 597.4175
24.1478 | 605.0655
24.218 | 601.2029
24.2882 | 597.1858
24.3584 | 599.9153
24.4286 | 592.8854
24.4988 | 586.3962
24.569 | 574.9114
24.6392 | 572.1303
24.7094 | 565.2291
24.7796 | 557.7871
24.8498 | 543.0062
24.92 | 531.9334
24.9901 | 527.8905
25.0603 | 525.0837
25.1305 | 517.2554
25.2007 | 524.7231
25.2709 | 526.2167
25.3411 | 524.9807
25.4113 | 524.4914
25.4815 | 528.5085
25.5517 | 526.4485
25.6219 | 516.1996
25.6921 | 502.5003
25.7623 | 501.4187
25.8325 | 509.4787
25.9027 | 511.8735
25.9729 | 499.7191
26.0431 | 494.4145
26.1133 | 491.9167
26.1835 | 492.1227
26.2537 | 483.6249
26.3239 | 472.3461
26.3941 | 463.5394
26.4643 | 461.093
26.5345 | 458.0287
26.6047 | 458.9042
26.6749 | 452.2863
26.7451 | 446.3378
26.8153 | 442.3207
26.8855 | 442.9903
26.9557 | 445.6683
27.0259 | 442.6555
27.0961 | 431.1964
27.1663 | 428.0548
27.2365 | 431.2737
27.3067 | 432.7157
27.3769 | 435.1105
27.4471 | 431.7372
27.5172 | 431.6857
27.5874 | 434.2608
27.6576 | 432.5869
27.7278 | 430.4754
27.798 | 427.7716
27.8682 | 415.9262
27.9384 | 409.8233
28.0086 | 409.8233
28.0788 | 409.1795
28.149 | 403.0251
28.2192 | 395.1196
28.2894 | 389.5317
28.3596 | 392.8793
28.4298 | 392.1325
28.5 | 388.5532
28.5702 | 391.36
28.6404 | 399.111
28.7106 | 402.6903
28.7808 | 401.7375
28.851 | 397.2827
28.9212 | 392.905
28.9914 | 394.9651
29.0616 | 396.0209
29.1318 | 401.1968
29.202 | 394.1153
29.2722 | 389.1197
29.3424 | 388.4244
29.4126 | 391.6432
29.4828 | 389.918
29.553 | 378.5103
29.6232 | 365.841
29.6933 | 369.8324
29.7635 | 369.1886
29.8337 | 369.4461
29.9039 | 369.2401
29.9741 | 368.0556
30.0443 | 371.6349
30.1145 | 371.8924
30.1847 | 373.2572
30.2549 | 374.6735
30.3251 | 375.8838
30.3953 | 379.0511
30.4655 | 382.5275
30.5357 | 381.961
30.6059 | 375.7293
30.6761 | 371.5834
30.7463 | 373.695
30.8165 | 366.871
30.8867 | 365.635
30.9569 | 349.2318
31.0271 | 343.5409
31.0973 | 346.2962
31.1675 | 347.3262
31.2377 | 344.6481
31.3079 | 345.0859
31.3781 | 335.8929
31.4483 | 336.5109
31.5185 | 340.4765
31.5887 | 346.8369
31.6589 | 353.0429
31.7291 | 359.6093
31.7993 | 369.7294
31.8695 | 372.9225
31.9397 | 381.0854
32.0099 | 385.2056
32.08 | 378.8451
32.1502 | 366.665
32.2204 | 357.4205
32.2906 | 352.3734
32.3608 | 357.884
32.431 | 353.2746
32.5012 | 336.0731
32.5714 | 324.6398
32.6416 | 319.2836
32.7118 | 320.5454
32.782 | 311.7129
32.8522 | 304.7602
32.9224 | 305.6872
32.9926 | 307.4125
33.0628 | 311.1721
33.133 | 326.1848
33.2032 | 330.9487
33.2734 | 336.5109
33.3436 | 337.7984
33.4138 | 338.3649
33.484 | 348.5107
33.5542 | 351.9098
33.6244 | 342.6138
33.6946 | 338.5967
33.7648 | 332.4937
33.835 | 325.5668
33.9052 | 323.6613
33.9754 | 322.7342
34.0456 | 320.8029
34.1158 | 314.0562
34.186 | 309.8073
34.2562 | 313.7472
34.3264 | 319.7214
34.3966 | 315.6013
34.4667 | 313.8759
34.5369 | 314.185
34.6071 | 315.4468
34.6773 | 311.7644
34.7475 | 313.4382
34.8177 | 313.3094
34.8879 | 314.9575
34.9581 | 312.9232
35.0283 | 316.2193
35.0985 | 322.9402
35.1687 | 324.0475
35.2389 | 308.0821
35.3091 | 307.1808
35.3793 | 312.3309
35.4495 | 305.507
35.5197 | 296.9577
35.5899 | 292.0136
35.6601 | 296.9062
35.7303 | 313.464
35.8005 | 306.846
35.8707 | 299.1208
35.9409 | 303.0606
36.0111 | 306.8975
36.0813 | 310.1421
36.1515 | 300.3826
36.2217 | 289.1552
36.2919 | 288.4085
36.3621 | 284.3141
36.4323 | 279.8335
36.5025 | 262.5547
36.5727 | 256.529
36.6429 | 266.1083
36.7131 | 260.3401
36.7833 | 258.2286
36.8535 | 275.1983
36.9237 | 282.5888
36.9939 | 297.962
37.064 | 299.5328
37.1342 | 297.9362
37.2044 | 294.8976
37.2746 | 300.1508
37.3448 | 290.4685
37.415 | 296.0565
37.4852 | 306.434
37.5554 | 314.082
37.6256 | 314.391
37.6958 | 327.8844
37.766 | 330.3307
37.8362 | 333.9101
37.9064 | 328.5539
37.9766 | 313.3094
38.0468 | 300.4598
38.117 | 298.8633
38.1872 | 301.2581
38.2574 | 306.4597
38.3276 | 307.3868
38.3978 | 304.9662
38.468 | 311.2751
38.5382 | 314.7773
38.6084 | 310.3996
38.6786 | 306.5113
38.7488 | 297.5757
38.819 | 286.6317
38.8892 | 284.9064
38.9594 | 284.8291
39.0296 | 290.0823
39.0998 | 293.2496
39.17 | 281.9708
39.2401 | 272.9323
39.3103 | 285.0094
39.3805 | 292.4771
39.4507 | 293.0951
39.5209 | 294.7947
39.5911 | 294.5887
39.6613 | 301.2324
39.7315 | 289.9793
39.8017 | 278.5974
39.8719 | 278.7262
39.9421 | 279.7305
40.0123 | 267.4989
40.0825 | 261.0869
40.1527 | 255.6535
40.2229 | 270.9495
40.2931 | 278.4172
40.3633 | 230.4178
40.4335 | 186.796
40.5037 | 151.9037
40.5739 | 115.3119
40.6441 | 82.0419
40.7143 | 45.3471
40.7845 | 0
40.8547 | 0
40.9249 | 0
40.9951 | 0
41.0653 | 0
41.1355 | 0
41.2057 | 0
41.2759 | 0
41.3461 | 0
41.4163 | 0
41.4865 | 0
41.5567 | 0
41.6268 | 0
41.697 | 0
41.7672 | 0
41.8374 | 0
41.9076 | 0
41.9778 | 0
42.048 | 0
42.1182 | 0
42.1884 | 0
42.2586 | 0
42.3288 | 0
42.399 | 0
42.4692 | 0
42.5394 | 0
42.6096 | 0
42.6798 | 0
42.75 | 0
42.8202 | 0
42.8904 | 0
42.9606 | 0
43.0308 | 0
43.101 | 0
43.1712 | 0
43.2414 | 0
43.3116 | 0
43.3818 | 0
43.452 | 0
43.5222 | 0
43.5924 | 0
43.6626 | 0
43.7328 | 0
43.803 | 0
43.8732 | 0
43.9434 | 0
44.0136 | 0
44.0838 | 0
44.154 | 0
44.2241 | 0
44.2943 | 0
44.3645 | 0
44.4347 | 0
44.5049 | 0
44.5751 | 0
44.6453 | 0
44.7155 | 0
44.7857 | 0
44.8559 | 0
44.9261 | 0
44.9963 | 0
45.0665 | 0
45.1367 | 0
45.2069 | 0
45.2771 | 0
45.3473 | 0
45.4175 | 0
45.4877 | 0
45.5579 | 0
45.6281 | 0
45.6983 | 0
45.7685 | 0
45.8387 | 0
45.9089 | 0
45.9791 | 0
46.0493 | 0
46.1195 | 0
46.1897 | 0
46.2599 | 0
46.3301 | 0
46.4002 | 0
46.4704 | 0
46.5406 | 0
46.6108 | 0
46.681 | 0
46.7512 | 0
46.8214 | 0
46.8916 | 0
46.9618 | 0
47.032 | 0
47.1022 | 0
47.1724 | 0
47.2426 | 0
47.3128 | 0
47.383 | 0
47.4532 | 0
47.5234 | 0
47.5936 | 0
47.6638 | 0
47.734 | 0
47.8042 | 0
47.8744 | 0
47.9446 | 0
48.0148 | 0
48.085 | 0
48.1552 | 0
48.2254 | 0
48.2956 | 0
48.3658 | 0
48.436 | 0
48.5062 | 0
48.5764 | 0
48.6466 | 0
48.7167 | 0
48.7869 | 0
48.8571 | 0

## Vivid Plots (hidden)
| X |  | Y |  |  | factor
-11.873 | 0 | -11.918 | 1800.117 | 0 | 1800.117 | 1
-11.827 | 0 | -11.873 | 1797.319 | 0 | 1797.319
-11.782 | 0 | -11.827 | 1791.486 | 0 | 1791.486
-11.737 | 196.884 | -11.782 | 1798.428 | 196.884 | 1798.428
-11.692 | 525.047 | -11.737 | 1812.132 | 525.047 | 1812.132
-11.646 | 848.874 | -11.692 | 1832.167 | 848.874 | 1832.167
-11.601 | 1176.61 | -11.646 | 1856.622 | 1176.61 | 1856.622
-11.556 | 1377.602 | -11.601 | 1884.857 | 1377.602 | 1884.857
-11.51 | 1389.593 | -11.556 | 1904.413 | 1389.593 | 1904.413
-11.465 | 1408.743 | -11.51 | 1922.055 | 1408.743 | 1922.055
-11.42 | 1428.719 | -11.465 | 1946.009 | 1428.719 | 1946.009
-11.374 | 1456.895 | -11.42 | 1969.521 | 1456.895 | 1969.521
-11.329 | 1474.518 | -11.374 | 1991.329 | 1474.518 | 1991.329
-11.283 | 1498.23 | -11.329 | 2024.699 | 1498.23 | 2024.699
-11.238 | 1510.983 | -11.283 | 2047.307 | 1510.983 | 2047.307
-11.192 | 1534.45 | -11.238 | 2062.114 | 1534.45 | 2062.114
-11.147 | 1573.028 | -11.192 | 2079.644 | 1573.028 | 2079.644
-11.102 | 1593.928 | -11.147 | 2098.211 | 1593.928 | 2098.211
-11.056 | 1606.622 | -11.102 | 2118.655 | 1606.622 | 2118.655
-11.011 | 1629.59 | -11.056 | 2150.001 | 1629.59 | 2150.001
-10.965 | 1657.365 | -11.011 | 2173.347 | 1657.365 | 2173.347
-10.919 | 1666.665 | -10.965 | 2202.338 | 1666.665 | 2202.338
-10.874 | 1684.762 | -10.919 | 2237.386 | 1684.762 | 2237.386
-10.828 | 1710.176 | -10.874 | 2276.807 | 1710.176 | 2276.807
-10.783 | 1726.985 | -10.828 | 2286.868 | 1726.985 | 2286.868
-10.737 | 1748.177 | -10.783 | 2317.862 | 1748.177 | 2317.862
-10.692 | 1771.654 | -10.737 | 2351.971 | 1771.654 | 2351.971
-10.646 | 1801.594 | -10.692 | 2380.405 | 1801.594 | 2380.405
-10.6 | 1817.299 | -10.646 | 2398.78 | 1817.299 | 2398.78
-10.555 | 1845.109 | -10.6 | 2434.282 | 1845.109 | 2434.282
-10.509 | 1877.7 | -10.555 | 2459.1 | 1877.7 | 2459.1
-10.463 | 1913.605 | -10.509 | 2506.454 | 1913.605 | 2506.454
-10.418 | 1931.539 | -10.463 | 2542.707 | 1931.539 | 2542.707
-10.372 | 1957.802 | -10.418 | 2570.795 | 1957.802 | 2570.795
-10.326 | 1984.67 | -10.372 | 2602.616 | 1984.67 | 2602.616
-10.281 | 2017.353 | -10.326 | 2624.617 | 2017.353 | 2624.617
-10.235 | 2051.676 | -10.281 | 2649.52 | 2051.676 | 2649.52
-10.189 | 2077.854 | -10.235 | 2674.406 | 2077.854 | 2674.406
-10.143 | 2114.002 | -10.189 | 2713.015 | 2114.002 | 2713.015
-10.097 | 2135.146 | -10.143 | 2747.017 | 2135.146 | 2747.017
-10.052 | 2170.622 | -10.097 | 2790.77 | 2170.622 | 2790.77
-10.006 | 2205.863 | -10.052 | 2829.917 | 2205.863 | 2829.917
-9.96 | 2245.233 | -10.006 | 2870.698 | 2245.233 | 2870.698
-9.914 | 2285.196 | -9.96 | 2923.913 | 2285.196 | 2923.913
-9.868 | 2311.431 | -9.914 | 2971.482 | 2311.431 | 2971.482
-9.823 | 2336.61 | -9.868 | 3004.071 | 2336.61 | 3004.071
-9.777 | 2364.054 | -9.823 | 3041.618 | 2364.054 | 3041.618
-9.731 | 2397.283 | -9.777 | 3077.065 | 2397.283 | 3077.065
-9.685 | 2419.714 | -9.731 | 3108.341 | 2419.714 | 3108.341
-9.639 | 2463.051 | -9.685 | 3161.977 | 2463.051 | 3161.977
-9.593 | 2509.048 | -9.639 | 3215.782 | 2509.048 | 3215.782
-9.547 | 2549.01 | -9.593 | 3260.852 | 2549.01 | 3260.852
-9.501 | 2581.083 | -9.547 | 3310.651 | 2581.083 | 3310.651
-9.455 | 2619.339 | -9.501 | 3362.898 | 2619.339 | 3362.898
-9.409 | 2659.842 | -9.455 | 3395.049 | 2659.842 | 3395.049
-9.363 | 2697.631 | -9.409 | 3435.655 | 2697.631 | 3435.655
-9.317 | 2728.166 | -9.363 | 3484.501 | 2728.166 | 3484.501
-9.271 | 2788.826 | -9.317 | 3536.825 | 2788.826 | 3536.825
-9.225 | 2830.042 | -9.271 | 3583.126 | 2830.042 | 3583.126
-9.179 | 2868.343 | -9.225 | 3634.763 | 2868.343 | 3634.763
-9.133 | 2916.311 | -9.179 | 3680.589 | 2916.311 | 3680.589
-9.087 | 2956.002 | -9.133 | 3736.492 | 2956.002 | 3736.492
-9.041 | 2984.539 | -9.087 | 3798.335 | 2984.539 | 3798.335
-8.995 | 3043.752 | -9.041 | 3843.034 | 3043.752 | 3843.034
-8.949 | 3102.926 | -8.995 | 3898.417 | 3102.926 | 3898.417
-8.903 | 3181.408 | -8.949 | 3970.032 | 3181.408 | 3970.032
-8.857 | 3255.928 | -8.903 | 4050.862 | 3255.928 | 4050.862
-8.811 | 3325.049 | -8.857 | 4103.448 | 3325.049 | 4103.448
-8.764 | 3361.228 | -8.811 | 4154.563 | 3361.228 | 4154.563
-8.718 | 3405.401 | -8.764 | 4212.843 | 3405.401 | 4212.843
-8.672 | 3455.506 | -8.718 | 4285.268 | 3455.506 | 4285.268
-8.626 | 3511.741 | -8.672 | 4357.648 | 3511.741 | 4357.648
-8.58 | 3561.166 | -8.626 | 4427.722 | 3561.166 | 4427.722
-8.534 | 3624.927 | -8.58 | 4483.793 | 3624.927 | 4483.793
-8.487 | 3700.753 | -8.534 | 4552.965 | 3700.753 | 4552.965
-8.441 | 3752.946 | -8.487 | 4621.479 | 3752.946 | 4621.479
-8.395 | 3827.044 | -8.441 | 4696.104 | 3827.044 | 4696.104
-8.349 | 3880.193 | -8.395 | 4777.45 | 3880.193 | 4777.45
-8.302 | 3951.543 | -8.349 | 4872.886 | 3951.543 | 4872.886
-8.256 | 4023.875 | -8.302 | 4934.666 | 4023.875 | 4934.666
-8.21 | 4112.744 | -8.256 | 5027.13 | 4112.744 | 5027.13
-8.164 | 4179.457 | -8.21 | 5097.837 | 4179.457 | 5097.837
-8.117 | 4253.701 | -8.164 | 5194.495 | 4253.701 | 5194.495
-8.071 | 4318.289 | -8.117 | 5284.548 | 4318.289 | 5284.548
-8.025 | 4392.04 | -8.071 | 5382.319 | 4392.04 | 5382.319
-7.978 | 4473.31 | -8.025 | 5478.602 | 4473.31 | 5478.602
-7.932 | 4555.759 | -7.978 | 5566.245 | 4555.759 | 5566.245
-7.886 | 4616.103 | -7.932 | 5639.539 | 4616.103 | 5639.539
-7.839 | 4699.69 | -7.886 | 5719.941 | 4699.69 | 5719.941
-7.793 | 4796.699 | -7.839 | 5812.14 | 4796.699 | 5812.14
-7.747 | 4903.241 | -7.793 | 5907.35 | 4903.241 | 5907.35
-7.7 | 4996.057 | -7.747 | 6018.013 | 4996.057 | 6018.013
-7.654 | 5093.307 | -7.7 | 6138.607 | 5093.307 | 6138.607
-7.607 | 5181.942 | -7.654 | 6251.182 | 5181.942 | 6251.182
-7.561 | 5262.989 | -7.607 | 6367.16 | 5262.989 | 6367.16
-7.515 | 5376.585 | -7.561 | 6498.763 | 5376.585 | 6498.763
-7.468 | 5487.674 | -7.515 | 6617.257 | 5487.674 | 6617.257
-7.422 | 5597.685 | -7.468 | 6728.764 | 5597.685 | 6728.764
-7.375 | 5702.345 | -7.422 | 6838.991 | 5702.345 | 6838.991
-7.329 | 5803.085 | -7.375 | 6945.091 | 5803.085 | 6945.091
-7.282 | 5879.572 | -7.329 | 7046.051 | 5879.572 | 7046.051
-7.236 | 5981.638 | -7.282 | 7160.18 | 5981.638 | 7160.18
-7.189 | 6090.359 | -7.236 | 7290.515 | 6090.359 | 7290.515
-7.143 | 6199.838 | -7.189 | 7408.995 | 6199.838 | 7408.995
-7.096 | 6298.699 | -7.143 | 7545.703 | 6298.699 | 7545.703
-7.05 | 6403.603 | -7.096 | 7683.762 | 6403.603 | 7683.762
-7.003 | 6519.621 | -7.05 | 7825.814 | 6519.621 | 7825.814
-6.957 | 6625.638 | -7.003 | 7975.305 | 6625.638 | 7975.305
-6.91 | 6741.342 | -6.957 | 8140.145 | 6741.342 | 8140.145
-6.864 | 6839.548 | -6.91 | 8303.887 | 6839.548 | 8303.887
-6.817 | 6984.546 | -6.864 | 8434.084 | 6984.546 | 8434.084
-6.771 | 7118.527 | -6.817 | 8568.275 | 7118.527 | 8568.275
-6.724 | 7257.51 | -6.771 | 8698.553 | 7257.51 | 8698.553
-6.677 | 7400.275 | -6.724 | 8834.243 | 7400.275 | 8834.243
-6.631 | 7556.34 | -6.677 | 8972.91 | 7556.34 | 8972.91
-6.584 | 7736.625 | -6.631 | 9118.4 | 7736.625 | 9118.4
-6.538 | 7907.918 | -6.584 | 9272.531 | 7907.918 | 9272.531
-6.491 | 8035.017 | -6.538 | 9441.369 | 8035.017 | 9441.369
-6.444 | 8153.564 | -6.491 | 9594.346 | 8153.564 | 9594.346
-6.398 | 8289.656 | -6.444 | 9748.066 | 8289.656 | 9748.066
-6.351 | 8440.045 | -6.398 | 9909.202 | 8440.045 | 9909.202
-6.304 | 8609.57 | -6.351 | 10060.968 | 8609.57 | 10060.968
-6.258 | 8767.501 | -6.304 | 10236.118 | 8767.501 | 10236.118
-6.211 | 8938.092 | -6.258 | 10417.457 | 8938.092 | 10417.457
-6.164 | 9132.845 | -6.211 | 10616.699 | 9132.845 | 10616.699
-6.118 | 9321.859 | -6.164 | 10811.613 | 9321.859 | 10811.613
-6.071 | 9490.606 | -6.118 | 11000.388 | 9490.606 | 11000.388
-6.024 | 9690.967 | -6.071 | 11176.165 | 9690.967 | 11176.165
-5.977 | 9878.936 | -6.024 | 11352.276 | 9878.936 | 11352.276
-5.931 | 10075.098 | -5.977 | 11523.677 | 10075.098 | 11523.677
-5.884 | 10256.861 | -5.931 | 11721.234 | 10256.861 | 11721.234
-5.837 | 10431.698 | -5.884 | 11940.291 | 10431.698 | 11940.291
-5.79 | 10612.312 | -5.837 | 12165.711 | 10612.312 | 12165.711
-5.744 | 10823.688 | -5.79 | 12404.344 | 10823.688 | 12404.344
-5.697 | 11035.987 | -5.744 | 12636.636 | 11035.987 | 12636.636
-5.65 | 11236.321 | -5.697 | 12872.867 | 11236.321 | 12872.867
-5.603 | 11439.801 | -5.65 | 13110.619 | 11439.801 | 13110.619
-5.557 | 11652.465 | -5.603 | 13343.246 | 11652.465 | 13343.246
-5.51 | 11875.315 | -5.557 | 13565.521 | 11875.315 | 13565.521
-5.463 | 12088.626 | -5.51 | 13814.886 | 12088.626 | 13814.886
-5.416 | 12292.204 | -5.463 | 14043.233 | 12292.204 | 14043.233
-5.369 | 12494.504 | -5.416 | 14275.927 | 12494.504 | 14275.927
-5.322 | 12663.356 | -5.369 | 14536.495 | 12663.356 | 14536.495
-5.276 | 12836.378 | -5.322 | 14787.119 | 12836.378 | 14787.119
-5.229 | 13028.439 | -5.276 | 15037.054 | 13028.439 | 15037.054
-5.182 | 13236.314 | -5.229 | 15304.793 | 13236.314 | 15304.793
-5.135 | 13459.591 | -5.182 | 15541.898 | 13459.591 | 15541.898
-5.088 | 13707.902 | -5.135 | 15788.772 | 13707.902 | 15788.772
-5.041 | 13924.604 | -5.088 | 16018.897 | 13924.604 | 16018.897
-4.994 | 14143.649 | -5.041 | 16241.523 | 14143.649 | 16241.523
-4.948 | 14377.481 | -4.994 | 16491.99 | 14377.481 | 16491.99
-4.901 | 14628.7 | -4.948 | 16782.325 | 14628.7 | 16782.325
-4.854 | 14868.005 | -4.901 | 17105.08 | 14868.005 | 17105.08
-4.807 | 15112.655 | -4.854 | 17374.764 | 15112.655 | 17374.764
-4.76 | 15354.626 | -4.807 | 17629.525 | 15354.626 | 17629.525
-4.713 | 15574.673 | -4.76 | 17884.617 | 15574.673 | 17884.617
-4.666 | 15809.896 | -4.713 | 18185.958 | 15809.896 | 18185.958
-4.619 | 16072.516 | -4.666 | 18459.146 | 16072.516 | 18459.146
-4.572 | 16327.448 | -4.619 | 18718.03 | 16327.448 | 18718.03
-4.525 | 16558.67 | -4.572 | 18945.587 | 16558.67 | 18945.587
-4.478 | 16799.249 | -4.525 | 19188.318 | 16799.249 | 19188.318
-4.431 | 17067.608 | -4.478 | 19465.447 | 17067.608 | 19465.447
-4.385 | 17349.714 | -4.431 | 19751.921 | 17349.714 | 19751.921
-4.338 | 17580.696 | -4.385 | 20003.082 | 17580.696 | 20003.082
-4.291 | 17848.457 | -4.338 | 20319.453 | 17848.457 | 20319.453
-4.244 | 18105.548 | -4.291 | 20615.93 | 18105.548 | 20615.93
-4.197 | 18375.187 | -4.244 | 20884.32 | 18375.187 | 20884.32
-4.15 | 18622.758 | -4.197 | 21123.441 | 18622.758 | 21123.441
-4.103 | 18919.682 | -4.15 | 21407.129 | 18919.682 | 21407.129
-4.056 | 19198.541 | -4.103 | 21679.357 | 19198.541 | 21679.357
-4.009 | 19449.147 | -4.056 | 21982.929 | 19449.147 | 21982.929
-3.962 | 19690.109 | -4.009 | 22247.049 | 19690.109 | 22247.049
-3.915 | 19924.433 | -3.962 | 22556.103 | 19924.433 | 22556.103
-3.868 | 20201.684 | -3.915 | 22851.304 | 20201.684 | 22851.304
-3.821 | 20524.241 | -3.868 | 23132.661 | 20524.241 | 23132.661
-3.774 | 20796.387 | -3.821 | 23381.601 | 20796.387 | 23381.601
-3.727 | 21057.3 | -3.774 | 23609.328 | 21057.3 | 23609.328
-3.679 | 21291.609 | -3.727 | 23882.971 | 21291.609 | 23882.971
-3.632 | 21518.697 | -3.679 | 24118.228 | 21518.697 | 24118.228
-3.585 | 21731.382 | -3.632 | 24408.571 | 21731.382 | 24408.571
-3.538 | 21957.419 | -3.585 | 24687.891 | 21957.419 | 24687.891
-3.491 | 22215.766 | -3.538 | 24992.327 | 22215.766 | 24992.327
-3.444 | 22450.93 | -3.491 | 25240.235 | 22450.93 | 25240.235
-3.397 | 22699.437 | -3.444 | 25554.374 | 22699.437 | 25554.374
-3.35 | 22957.095 | -3.397 | 25828.564 | 22957.095 | 25828.564
-3.303 | 23216.719 | -3.35 | 26083.173 | 23216.719 | 26083.173
-3.256 | 23467.938 | -3.303 | 26333.772 | 23467.938 | 26333.772
-3.209 | 23749.047 | -3.256 | 26643.987 | 23749.047 | 26643.987
-3.162 | 24085.957 | -3.209 | 26920.666 | 24085.957 | 26920.666
-3.115 | 24355.836 | -3.162 | 27206.893 | 24355.836 | 27206.893
-3.068 | 24557.715 | -3.115 | 27480.536 | 24557.715 | 27480.536
-3.02 | 24784.106 | -3.068 | 27758.148 | 24784.106 | 27758.148
-2.973 | 25028.225 | -3.02 | 28010.03 | 25028.225 | 28010.03
-2.926 | 25299.829 | -2.973 | 28257.718 | 25299.829 | 28257.718
-2.879 | 25546.511 | -2.926 | 28533.296 | 25546.511 | 28533.296
-2.832 | 25811.91 | -2.879 | 28812.05 | 25811.91 | 28812.05
-2.785 | 26044.827 | -2.832 | 29072.664 | 26044.827 | 29072.664
-2.738 | 26312.197 | -2.785 | 29301.402 | 26312.197 | 29301.402
-2.691 | 26555.659 | -2.738 | 29587.703 | 26555.659 | 29587.703
-2.643 | 26807.083 | -2.691 | 29832.176 | 26807.083 | 29832.176
-2.596 | 27068.26 | -2.643 | 30086.609 | 27068.26 | 30086.609
-2.549 | 27292.404 | -2.596 | 30323.921 | 27292.404 | 30323.921
-2.502 | 27478.336 | -2.549 | 30512.269 | 27478.336 | 30512.269
-2.455 | 27703.293 | -2.502 | 30696.855 | 27703.293 | 30696.855
-2.408 | 27920.696 | -2.455 | 30870.516 | 27920.696 | 30870.516
-2.361 | 28153.433 | -2.408 | 31065.695 | 28153.433 | 31065.695
-2.313 | 28423.984 | -2.361 | 31202.195 | 28423.984 | 31202.195
-2.266 | 28715.429 | -2.313 | 31384.095 | 28715.429 | 31384.095
-2.219 | 28939.038 | -2.266 | 31541.949 | 28939.038 | 31541.949
-2.172 | 29161.867 | -2.219 | 31694.265 | 29161.867 | 31694.265
-2.125 | 29408.78 | -2.172 | 31872.675 | 29408.78 | 31872.675
-2.078 | 29678.777 | -2.125 | 32068.419 | 29678.777 | 32068.419
-2.03 | 29938.047 | -2.078 | 32248.68 | 29938.047 | 32248.68
-1.983 | 30160.149 | -2.03 | 32443.49 | 30160.149 | 32443.49
-1.936 | 30358.215 | -1.983 | 32607.909 | 30358.215 | 32607.909
-1.889 | 30562.474 | -1.936 | 32770.776 | 30562.474 | 32770.776
-1.842 | 30828.188 | -1.889 | 32903.462 | 30828.188 | 32903.462
-1.794 | 31092.133 | -1.842 | 33069.193 | 31092.133 | 33069.193
-1.747 | 31403.804 | -1.794 | 33235.76 | 31403.804 | 33235.76
-1.7 | 31677.729 | -1.747 | 33410.121 | 31677.729 | 33410.121
-1.653 | 31955.057 | -1.7 | 33524.5 | 31955.057 | 33524.5
-1.606 | 32154.909 | -1.653 | 33667.549 | 32154.909 | 33667.549
-1.558 | 32364.536 | -1.606 | 33805.876 | 32364.536 | 33805.876
-1.511 | 32556.317 | -1.558 | 33924.979 | 32556.317 | 33924.979
-1.464 | 32755.491 | -1.511 | 33994.659 | 32755.491 | 33994.659
-1.417 | 32966.428 | -1.464 | 34088.638 | 32966.428 | 34088.638
-1.37 | 33172.042 | -1.417 | 34133.604 | 33172.042 | 34133.604
-1.322 | 33380.678 | -1.37 | 34167.707 | 33380.678 | 34167.707
-1.275 | 33601.873 | -1.322 | 34245.379 | 33601.873 | 34245.379
-1.228 | 33769.484 | -1.275 | 34395.812 | 33769.484 | 34395.812
-1.181 | 33925.03 | -1.228 | 34574.9 | 33925.03 | 34574.9
-1.134 | 34081.424 | -1.181 | 34715.508 | 34081.424 | 34715.508
-1.086 | 34212.054 | -1.134 | 34844.654 | 34212.054 | 34844.654
-1.039 | 34302.827 | -1.086 | 34897.201 | 34302.827 | 34897.201
-0.992 | 34406.568 | -1.039 | 35004.424 | 34406.568 | 35004.424
-0.945 | 34528.838 | -0.992 | 35041.811 | 34528.838 | 35041.811
-0.897 | 34637.467 | -0.945 | 35170.607 | 34637.467 | 35170.607
-0.85 | 34804.929 | -0.897 | 35243.867 | 34804.929 | 35243.867
-0.803 | 35009.579 | -0.85 | 35395.621 | 35009.579 | 35395.621
-0.756 | 35181.526 | -0.803 | 35454.517 | 35181.526 | 35454.517
-0.709 | 35297.746 | -0.756 | 35539.291 | 35297.746 | 35539.291
-0.661 | 35407.282 | -0.709 | 35590.184 | 35407.282 | 35590.184
-0.614 | 35490.281 | -0.661 | 35696.137 | 35490.281 | 35696.137
-0.567 | 35582.48 | -0.614 | 35716.992 | 35582.48 | 35716.992
-0.52 | 35601.299 | -0.567 | 35699.207 | 35601.299 | 35699.207
-0.472 | 35617.211 | -0.52 | 35696.782 | 35617.211 | 35696.782
-0.425 | 35677.858 | -0.472 | 35751.203 | 35677.858 | 35751.203
-0.378 | 35815.594 | -0.425 | 35751.106 | 35815.594 | 35751.106
-0.331 | 35922.433 | -0.378 | 35775.299 | 35922.433 | 35775.299
-0.283 | 35987.658 | -0.331 | 35844.225 | 35987.658 | 35844.225
-0.236 | 35988.247 | -0.283 | 35921.956 | 35988.247 | 35921.956
-0.189 | 36001.811 | -0.236 | 36047.397 | 36001.811 | 36047.397
-0.142 | 36061.497 | -0.189 | 36181.841 | 36061.497 | 36181.841
-0.094 | 36090.888 | -0.142 | 36259.191 | 36090.888 | 36259.191
-0.047 | 36163.622 | -0.094 | 36250.074 | 36163.622 | 36250.074
0 | 36166.364 | -0.047 | 36198.754 | 36166.364 | 36198.754
0.047 | 36175.134 | 0 | 36166.364 | 36175.134 | 36166.364
0.094 | 36223.08 | 0.047 | 36139.605 | 36223.08 | 36139.605
0.142 | 36306.034 | 0.094 | 36110.141 | 36306.034 | 36110.141
0.189 | 36302.125 | 0.142 | 36130.372 | 36302.125 | 36130.372
0.236 | 36338.385 | 0.189 | 36147.105 | 36338.385 | 36147.105
0.283 | 36336.014 | 0.236 | 36221.871 | 36336.014 | 36221.871
0.331 | 36350.787 | 0.283 | 36270.511 | 36350.787 | 36270.511
0.378 | 36387.47 | 0.331 | 36298.781 | 36387.47 | 36298.781
0.425 | 36482.985 | 0.378 | 36289.213 | 36482.985 | 36289.213
0.472 | 36564.087 | 0.425 | 36211.036 | 36564.087 | 36211.036
0.52 | 36651.619 | 0.472 | 36166.081 | 36651.619 | 36166.081
0.567 | 36699.526 | 0.52 | 36149.387 | 36699.526 | 36149.387
0.614 | 36709.395 | 0.567 | 36234.802 | 36709.395 | 36234.802
0.661 | 36713.78 | 0.614 | 36230.564 | 36713.78 | 36230.564
0.709 | 36707.719 | 0.661 | 36222.429 | 36707.719 | 36222.429
0.756 | 36703.518 | 0.709 | 36206.625 | 36703.518 | 36206.625
0.803 | 36678.942 | 0.756 | 36218.291 | 36678.942 | 36218.291
0.85 | 36686.406 | 0.803 | 36125.002 | 36686.406 | 36125.002
0.897 | 36701.291 | 0.85 | 36034.362 | 36701.291 | 36034.362
0.945 | 36723.004 | 0.897 | 35957.687 | 36723.004 | 35957.687
0.992 | 36767.63 | 0.945 | 35904.114 | 36767.63 | 35904.114
1.039 | 36825.242 | 0.992 | 35823.801 | 36825.242 | 35823.801
1.086 | 36843.216 | 1.039 | 35812.066 | 36843.216 | 35812.066
1.134 | 36859.479 | 1.086 | 35713.22 | 36859.479 | 35713.22
1.181 | 36921.301 | 1.134 | 35626.354 | 36921.301 | 35626.354
1.228 | 36947.65 | 1.181 | 35466.86 | 36947.65 | 35466.86
1.275 | 36876.549 | 1.228 | 35356.68 | 36876.549 | 35356.68
1.322 | 36785.253 | 1.275 | 35239.012 | 36785.253 | 35239.012
1.37 | 36713.886 | 1.322 | 35176.229 | 36713.886 | 35176.229
1.417 | 36696.426 | 1.37 | 35082.321 | 36696.426 | 35082.321
1.464 | 36688.971 | 1.417 | 35001.983 | 36688.971 | 35001.983
1.511 | 36647.216 | 1.464 | 34968.794 | 36647.216 | 34968.794
1.558 | 36549.297 | 1.511 | 34903.085 | 36549.297 | 34903.085
1.606 | 36395.2 | 1.558 | 34760.142 | 36395.2 | 34760.142
1.653 | 36257.85 | 1.606 | 34634.539 | 36257.85 | 34634.539
1.7 | 36161.495 | 1.653 | 34533.434 | 36161.495 | 34533.434
1.747 | 36137.948 | 1.7 | 34475.711 | 36137.948 | 34475.711
1.794 | 36099.959 | 1.747 | 34404.334 | 36099.959 | 34404.334
1.842 | 36027.845 | 1.794 | 34298.032 | 36027.845 | 34298.032
1.889 | 35939.49 | 1.842 | 34153.018 | 35939.49 | 34153.018
1.936 | 35820.177 | 1.889 | 34004.273 | 35820.177 | 34004.273
1.983 | 35717.818 | 1.936 | 33806.065 | 35717.818 | 33806.065
2.03 | 35625.457 | 1.983 | 33664.364 | 35625.457 | 33664.364
2.078 | 35492.58 | 2.03 | 33503.218 | 35492.58 | 33503.218
2.125 | 35351.995 | 2.078 | 33322.621 | 35351.995 | 33322.621
2.172 | 35229.159 | 2.125 | 33155.784 | 35229.159 | 33155.784
2.219 | 35070.563 | 2.172 | 33020.411 | 35070.563 | 33020.411
2.266 | 34931.106 | 2.219 | 32852.654 | 34931.106 | 32852.654
2.313 | 34777.766 | 2.266 | 32695.874 | 34777.766 | 32695.874
2.361 | 34665.457 | 2.313 | 32450.785 | 34665.457 | 32450.785
2.408 | 34601.953 | 2.361 | 32261.033 | 34601.953 | 32261.033
2.455 | 34502.68 | 2.408 | 32055.784 | 34502.68 | 32055.784
2.502 | 34456.604 | 2.455 | 31894.345 | 34456.604 | 31894.345
2.549 | 34360.419 | 2.502 | 31707.854 | 34360.419 | 31707.854
2.596 | 34221.875 | 2.549 | 31508.647 | 34221.875 | 31508.647
2.643 | 33999.339 | 2.596 | 31342.908 | 33999.339 | 31342.908
2.691 | 33865.839 | 2.643 | 31174.009 | 33865.839 | 31174.009
2.738 | 33771.412 | 2.691 | 30973.072 | 33771.412 | 30973.072
2.785 | 33665.877 | 2.738 | 30762.591 | 33665.877 | 30762.591
2.832 | 33530.9 | 2.785 | 30541.366 | 33530.9 | 30541.366
2.879 | 33382.608 | 2.832 | 30323.735 | 33382.608 | 30323.735
2.926 | 33220.398 | 2.879 | 30113.284 | 33220.398 | 30113.284
2.973 | 33002.014 | 2.926 | 29900.45 | 33002.014 | 29900.45
3.02 | 32795.201 | 2.973 | 29713.531 | 32795.201 | 29713.531
3.068 | 32622.088 | 3.02 | 29490.746 | 32622.088 | 29490.746
3.115 | 32420.485 | 3.068 | 29283.312 | 32420.485 | 29283.312
3.162 | 32214.706 | 3.115 | 29020.856 | 32214.706 | 29020.856
3.209 | 32042.239 | 3.162 | 28794.478 | 32042.239 | 28794.478
3.256 | 31834.685 | 3.209 | 28552.741 | 31834.685 | 28552.741
3.303 | 31616.763 | 3.256 | 28336.523 | 31616.763 | 28336.523
3.35 | 31380.888 | 3.303 | 28083.199 | 31380.888 | 28083.199
3.397 | 31169.35 | 3.35 | 27830.258 | 31169.35 | 27830.258
3.444 | 30943.244 | 3.397 | 27578.496 | 30943.244 | 27578.496
3.491 | 30711.943 | 3.444 | 27331.905 | 30711.943 | 27331.905
3.538 | 30481.033 | 3.491 | 27074.916 | 30481.033 | 27074.916
3.585 | 30297.233 | 3.538 | 26844.055 | 30297.233 | 26844.055
3.632 | 30140.793 | 3.585 | 26579.035 | 30140.793 | 26579.035
3.679 | 29965.591 | 3.632 | 26283.035 | 29965.591 | 26283.035
3.727 | 29765.424 | 3.679 | 26021.547 | 29765.424 | 26021.547
3.774 | 29545.074 | 3.727 | 25737.455 | 29545.074 | 25737.455
3.821 | 29304.73 | 3.774 | 25430.148 | 29304.73 | 25430.148
3.868 | 29016.6 | 3.821 | 25159.359 | 29016.6 | 25159.359
3.915 | 28703.847 | 3.868 | 24876.339 | 28703.847 | 24876.339
3.962 | 28433.428 | 3.915 | 24587.479 | 28433.428 | 24587.479
4.009 | 28175.57 | 3.962 | 24319.36 | 28175.57 | 24319.36
4.056 | 27868.282 | 4.009 | 24071.194 | 27868.282 | 24071.194
4.103 | 27573.743 | 4.056 | 23789.792 | 27573.743 | 23789.792
4.15 | 27347.974 | 4.103 | 23502.738 | 27347.974 | 23502.738
4.197 | 27080.76 | 4.15 | 23230.234 | 27080.76 | 23230.234
4.244 | 26831.113 | 4.197 | 22989.492 | 26831.113 | 22989.492
4.291 | 26589.636 | 4.244 | 22736.702 | 26589.636 | 22736.702
4.338 | 26343.116 | 4.291 | 22420.812 | 26343.116 | 22420.812
4.385 | 26026.473 | 4.338 | 22162.308 | 26026.473 | 22162.308
4.431 | 25770.045 | 4.385 | 21904.552 | 25770.045 | 21904.552
4.478 | 25515.573 | 4.431 | 21690.001 | 25515.573 | 21690.001
4.525 | 25254.04 | 4.478 | 21439.756 | 25254.04 | 21439.756
4.572 | 24963.399 | 4.525 | 21182.043 | 24963.399 | 21182.043
4.619 | 24669.886 | 4.572 | 20914.652 | 24669.886 | 20914.652
4.666 | 24372.095 | 4.619 | 20632.766 | 24372.095 | 20632.766
4.713 | 24064.808 | 4.666 | 20273.426 | 24064.808 | 20273.426
4.76 | 23764.865 | 4.713 | 19934.835 | 23764.865 | 19934.835
4.807 | 23481.294 | 4.76 | 19610.586 | 23481.294 | 19610.586
4.854 | 23236.575 | 4.807 | 19320.143 | 23236.575 | 19320.143
4.901 | 22985.779 | 4.854 | 19024.602 | 22985.779 | 19024.602
4.948 | 22737.732 | 4.901 | 18739.811 | 22737.732 | 18739.811
4.994 | 22516.728 | 4.948 | 18464.371 | 22516.728 | 18464.371
5.041 | 22266.354 | 4.994 | 18200.495 | 22266.354 | 18200.495
5.088 | 21973.335 | 5.041 | 17948.588 | 21973.335 | 17948.588
5.135 | 21676.615 | 5.088 | 17692.189 | 21676.615 | 17692.189
5.182 | 21347.454 | 5.135 | 17431.293 | 21347.454 | 17431.293
5.229 | 21020.801 | 5.182 | 17163.885 | 21020.801 | 17163.885
5.276 | 20733.444 | 5.229 | 16931.564 | 20733.444 | 16931.564
5.322 | 20481.789 | 5.276 | 16684.697 | 20481.789 | 16684.697
5.369 | 20204.114 | 5.322 | 16436.947 | 20204.114 | 16436.947
5.416 | 19901.807 | 5.369 | 16120.331 | 19901.807 | 16120.331
5.463 | 19628.574 | 5.416 | 15855.502 | 19628.574 | 15855.502
5.51 | 19327.275 | 5.463 | 15636.458 | 19327.275 | 15636.458
5.557 | 18986.213 | 5.51 | 15415.53 | 18986.213 | 15415.53
5.603 | 18672.611 | 5.557 | 15151.245 | 18672.611 | 15151.245
5.65 | 18422.74 | 5.603 | 14914.449 | 18422.74 | 14914.449
5.697 | 18145.386 | 5.65 | 14673.742 | 18145.386 | 14673.742
5.744 | 17839.317 | 5.697 | 14399.101 | 17839.317 | 14399.101
5.79 | 17560.744 | 5.744 | 14145.714 | 17560.744 | 14145.714
5.837 | 17299.002 | 5.79 | 13874.29 | 17299.002 | 13874.29
5.884 | 17050.27 | 5.837 | 13592.879 | 17050.27 | 13592.879
5.931 | 16826.859 | 5.884 | 13321.638 | 16826.859 | 13321.638
5.977 | 16608.815 | 5.931 | 13069.65 | 16608.815 | 13069.65
6.024 | 16373.941 | 5.977 | 12839.954 | 16373.941 | 12839.954
6.071 | 16135.14 | 6.024 | 12645.279 | 16135.14 | 12645.279
6.118 | 15854.854 | 6.071 | 12437.811 | 15854.854 | 12437.811
6.164 | 15577.278 | 6.118 | 12217.74 | 15577.278 | 12217.74
6.211 | 15313.727 | 6.164 | 12015.956 | 15313.727 | 12015.956
6.258 | 15072.294 | 6.211 | 11821.36 | 15072.294 | 11821.36
6.304 | 14789.524 | 6.258 | 11602.233 | 14789.524 | 11602.233
6.351 | 14521.794 | 6.304 | 11409.489 | 14521.794 | 11409.489
6.398 | 14278.619 | 6.351 | 11234.253 | 14278.619 | 11234.253
6.444 | 14042.418 | 6.398 | 11057.729 | 14042.418 | 11057.729
6.491 | 13795.389 | 6.444 | 10885.175 | 13795.389 | 10885.175
6.538 | 13575.169 | 6.491 | 10703.036 | 13575.169 | 10703.036
6.584 | 13355.256 | 6.538 | 10508.469 | 13355.256 | 10508.469
6.631 | 13121.675 | 6.584 | 10323.329 | 13121.675 | 10323.329
6.677 | 12899.33 | 6.631 | 10118.257 | 12899.33 | 10118.257
6.724 | 12680.936 | 6.677 | 9922.811 | 12680.936 | 9922.811
6.771 | 12452.102 | 6.724 | 9740.241 | 12452.102 | 9740.241
6.817 | 12225.592 | 6.771 | 9571.368 | 12225.592 | 9571.368
6.864 | 12036.088 | 6.817 | 9412.35 | 12036.088 | 9412.35
6.91 | 11846.292 | 6.864 | 9266.845 | 11846.292 | 9266.845
6.957 | 11655.595 | 6.91 | 9117.012 | 11655.595 | 9117.012
7.003 | 11482.263 | 6.957 | 8973.398 | 11482.263 | 8973.398
7.05 | 11302.555 | 7.003 | 8816.926 | 11302.555 | 8816.926
7.096 | 11122.962 | 7.05 | 8645.961 | 11122.962 | 8645.961
7.143 | 10961.973 | 7.096 | 8474.096 | 10961.973 | 8474.096
7.189 | 10795.419 | 7.143 | 8337.902 | 10795.419 | 8337.902
7.236 | 10597.27 | 7.189 | 8197.169 | 10597.27 | 8197.169
7.282 | 10399.221 | 7.236 | 8044.166 | 10399.221 | 8044.166
7.329 | 10203.714 | 7.282 | 7896.778 | 10203.714 | 7896.778
7.375 | 10032.725 | 7.329 | 7752.568 | 10032.725 | 7752.568
7.422 | 9853.912 | 7.375 | 7602.584 | 9853.912 | 7602.584
7.468 | 9690.683 | 7.422 | 7442.952 | 9690.683 | 7442.952
7.515 | 9536.737 | 7.468 | 7293.211 | 9536.737 | 7293.211
7.561 | 9353.369 | 7.515 | 7151.942 | 9353.369 | 7151.942
7.607 | 9144.219 | 7.561 | 7011.818 | 9144.219 | 7011.818
7.654 | 8977.766 | 7.607 | 6873.043 | 8977.766 | 6873.043
7.7 | 8831.412 | 7.654 | 6757.842 | 8831.412 | 6757.842
7.747 | 8693.751 | 7.7 | 6665.216 | 8693.751 | 6665.216
7.793 | 8567.851 | 7.747 | 6568.258 | 8567.851 | 6568.258
7.839 | 8421.877 | 7.793 | 6460.431 | 8421.877 | 6460.431
7.886 | 8255.193 | 7.839 | 6328.249 | 8255.193 | 6328.249
7.932 | 8088.616 | 7.886 | 6210.286 | 8088.616 | 6210.286
7.978 | 7950.553 | 7.932 | 6108.394 | 7950.553 | 6108.394
8.025 | 7818.542 | 7.978 | 5997.656 | 7818.542 | 5997.656
8.071 | 7702.612 | 8.025 | 5887.468 | 7702.612 | 5887.468
8.117 | 7590.707 | 8.071 | 5790.098 | 7590.707 | 5790.098
8.164 | 7489.789 | 8.117 | 5666.487 | 7489.789 | 5666.487
8.21 | 7377.145 | 8.164 | 5547.507 | 7377.145 | 5547.507
8.256 | 7242.524 | 8.21 | 5460.799 | 7242.524 | 5460.799
8.302 | 7087.744 | 8.256 | 5369.535 | 7087.744 | 5369.535
8.349 | 6953.157 | 8.302 | 5273.3 | 6953.157 | 5273.3
8.395 | 6828.326 | 8.349 | 5205.082 | 6828.326 | 5205.082
8.441 | 6700.547 | 8.395 | 5120.219 | 6700.547 | 5120.219
8.487 | 6581.51 | 8.441 | 5013.567 | 6581.51 | 5013.567
8.534 | 6475.738 | 8.487 | 4906.436 | 6475.738 | 4906.436
8.58 | 6365.795 | 8.534 | 4792.259 | 6365.795 | 4792.259
8.626 | 6243.255 | 8.58 | 4683.551 | 6243.255 | 4683.551
8.672 | 6138.715 | 8.626 | 4602.293 | 6138.715 | 4602.293
8.718 | 6040.276 | 8.672 | 4531.461 | 6040.276 | 4531.461
8.764 | 5935.195 | 8.718 | 4464.695 | 5935.195 | 4464.695
8.811 | 5844.649 | 8.764 | 4374.448 | 5844.649 | 4374.448
8.857 | 5756.309 | 8.811 | 4283.526 | 5756.309 | 4283.526
8.903 | 5650.211 | 8.857 | 4192.336 | 5650.211 | 4192.336
8.949 | 5540.748 | 8.903 | 4115.083 | 5540.748 | 4115.083
8.995 | 5450.574 | 8.949 | 4049.309 | 5450.574 | 4049.309
9.041 | 5356.838 | 8.995 | 3985.14 | 5356.838 | 3985.14
9.087 | 5274.172 | 9.041 | 3907.329 | 5274.172 | 3907.329
9.133 | 5205.887 | 9.087 | 3840.596 | 5205.887 | 3840.596
9.179 | 5129.718 | 9.133 | 3780.419 | 5129.718 | 3780.419
9.225 | 5057.42 | 9.179 | 3709.679 | 5057.42 | 3709.679
9.271 | 4989.617 | 9.225 | 3674.39 | 4989.617 | 3674.39
9.317 | 4909.583 | 9.271 | 3636.602 | 4909.583 | 3636.602
9.363 | 4827.427 | 9.317 | 3572.765 | 4827.427 | 3572.765
9.409 | 4741.7 | 9.363 | 3512.603 | 4741.7 | 3512.603
9.455 | 4652.811 | 9.409 | 3431.727 | 4652.811 | 3431.727
9.501 | 4554.135 | 9.455 | 3342.935 | 4554.135 | 3342.935
9.547 | 4456.008 | 9.501 | 3285.316 | 4456.008 | 3285.316
9.593 | 4384.933 | 9.547 | 3223.31 | 4384.933 | 3223.31
9.639 | 4322.922 | 9.593 | 3178.238 | 4322.922 | 3178.238
9.685 | 4262.525 | 9.639 | 3151.984 | 4262.525 | 3151.984
9.731 | 4190.684 | 9.685 | 3123.642 | 4190.684 | 3123.642
9.777 | 4128.954 | 9.731 | 3090.72 | 4128.954 | 3090.72
9.823 | 4062.614 | 9.777 | 3067.11 | 4062.614 | 3067.11
9.868 | 4001 | 9.823 | 3010.289 | 4001 | 3010.289
9.914 | 3932.905 | 9.868 | 2949.69 | 3932.905 | 2949.69
9.96 | 3871.822 | 9.914 | 2909.187 | 3871.822 | 2909.187
10.006 | 3807.576 | 9.96 | 2862.423 | 3807.576 | 2862.423
10.052 | 3747.025 | 10.006 | 2810.22 | 3747.025 | 2810.22
10.097 | 3695.581 | 10.052 | 2767.751 | 3695.581 | 2767.751
10.143 | 3652.007 | 10.097 | 2710.689 | 3652.007 | 2710.689
10.189 | 3618.602 | 10.143 | 2655.04 | 3618.602 | 2655.04
10.235 | 3574.761 | 10.189 | 2607.883 | 3574.761 | 2607.883
10.281 | 3509.427 | 10.235 | 2566.313 | 3509.427 | 2566.313
10.326 | 3430.492 | 10.281 | 2540.964 | 3430.492 | 2540.964
10.372 | 3340.233 | 10.326 | 2518.932 | 3340.233 | 2518.932
10.418 | 3260.958 | 10.372 | 2476.448 | 3260.958 | 2476.448
10.463 | 3209.588 | 10.418 | 2447.492 | 3209.588 | 2447.492
10.509 | 3164.233 | 10.463 | 2428.116 | 3164.233 | 2428.116
10.555 | 3117.799 | 10.509 | 2384.921 | 3117.799 | 2384.921
10.6 | 3078.226 | 10.555 | 2345.661 | 3078.226 | 2345.661
10.646 | 3036.741 | 10.6 | 2301.981 | 3036.741 | 2301.981
10.692 | 2992.085 | 10.646 | 2275.621 | 2992.085 | 2275.621
10.737 | 2952.417 | 10.692 | 2234.389 | 2952.417 | 2234.389
10.783 | 2900.992 | 10.737 | 2191.448 | 2900.992 | 2191.448
10.828 | 2838.423 | 10.783 | 2145.122 | 2838.423 | 2145.122
10.874 | 2783.346 | 10.828 | 2102.947 | 2783.346 | 2102.947
10.919 | 2730.739 | 10.874 | 2082.742 | 2730.739 | 2082.742
10.965 | 2691.094 | 10.919 | 2056.86 | 2691.094 | 2056.86
11.011 | 2658.551 | 10.965 | 2031.798 | 2658.551 | 2031.798
11.056 | 2622.414 | 11.011 | 2008.184 | 2622.414 | 2008.184
11.102 | 2593.809 | 11.056 | 1975.734 | 2593.809 | 1975.734
11.147 | 2576.109 | 11.102 | 1954.179 | 2576.109 | 1954.179
11.192 | 2542.839 | 11.147 | 1927.564 | 2542.839 | 1927.564
11.238 | 2497.971 | 11.192 | 1884.947 | 2497.971 | 1884.947
11.283 | 2456.853 | 11.238 | 1839.769 | 2456.853 | 1839.769
11.329 | 2413.384 | 11.283 | 1804.232 | 2413.384 | 1804.232
11.374 | 2374.301 | 11.329 | 1772.243 | 2374.301 | 1772.243
11.374 | 2374.301 | 11.329 | 1772.243 | 2374.301 | 1772.243
11.42 | 2342.982 | 11.374 | 1749.496 | 2342.982 | 1749.496
11.465 | 2317.541 | 11.42 | 1740.429 | 2317.541 | 1740.429
11.51 | 2285.539 | 11.465 | 1728.614 | 2285.539 | 1728.614
11.556 | 2255.199 | 11.51 | 1704.345 | 2255.199 | 1704.345
11.601 | 2231.378 | 11.556 | 1669.079 | 2231.378 | 1669.079
11.646 | 2208.172 | 11.601 | 1641.173 | 2208.172 | 1641.173
11.692 | 2171.63 | 11.646 | 1609.861 | 2171.63 | 1609.861
11.737 | 2136.113 | 11.692 | 1591.415 | 2136.113 | 1591.415
11.782 | 2094.639 | 11.737 | 1353.865 | 2094.639 | 1353.865
11.827 | 2056.304 | 11.782 | 971.786 | 2056.304 | 971.786
11.873 | 2026.37 | 11.827 | 691.503 | 2026.37 | 691.503

## Paletta Plots (hidden)
| X |  | Y |  |  | factor
-29.091 | 89.428 | -28.113 | 99.075 | 89.428 | 99.075 | 1
-28.983 | 89.024 | -28.003 | 98.523 | 89.024 | 98.523
-28.875 | 89.641 | -27.893 | 98.565 | 89.641 | 98.565
-28.767 | 91.827 | -27.782 | 100.487 | 91.827 | 100.487
-28.658 | 91.002 | -27.672 | 103.273 | 91.002 | 103.273
-28.55 | 90.66 | -27.561 | 104.646 | 90.66 | 104.646
-28.441 | 94.133 | -27.45 | 106.474 | 94.133 | 106.474
-28.332 | 96.516 | -27.339 | 108.869 | 96.516 | 108.869
-28.222 | 98.469 | -27.228 | 110.904 | 98.469 | 110.904
-28.113 | 99.76 | -27.116 | 108.849 | 99.76 | 108.849
-28.003 | 101.809 | -27.004 | 109.096 | 101.809 | 109.096
-27.893 | 100.501 | -26.892 | 109.913 | 100.501 | 109.913
-27.782 | 100.136 | -26.78 | 111.807 | 100.136 | 111.807
-27.672 | 103.623 | -26.667 | 112.498 | 103.623 | 112.498
-27.561 | 106.448 | -26.554 | 114.712 | 106.448 | 114.712
-27.45 | 106.59 | -26.441 | 114.938 | 106.59 | 114.938
-27.339 | 105.865 | -26.328 | 115.22 | 105.865 | 115.22
-27.228 | 106.065 | -26.328 | 115.22 | 106.065 | 115.22
-27.116 | 106.149 | -26.215 | 115.668 | 106.149 | 115.668
-27.004 | 105.03 | -26.101 | 118.071 | 105.03 | 118.071
-26.892 | 105.117 | -25.987 | 118.899 | 105.117 | 118.899
-26.78 | 108.05 | -25.873 | 120.889 | 108.05 | 120.889
-26.667 | 109.83 | -25.759 | 121.593 | 109.83 | 121.593
-26.554 | 112.392 | -25.644 | 122.238 | 112.392 | 122.238
-26.441 | 115.672 | -25.53 | 123.651 | 115.672 | 123.651
-26.328 | 117.751 | -25.415 | 125.605 | 117.751 | 125.605
-26.215 | 119.034 | -25.299 | 126.891 | 119.034 | 126.891
-26.101 | 119.301 | -25.184 | 130.63 | 119.301 | 130.63
-25.987 | 120.572 | -25.068 | 133.965 | 120.572 | 133.965
-25.873 | 125.004 | -24.953 | 135.435 | 125.004 | 135.435
-25.759 | 129.467 | -24.836 | 134.674 | 129.467 | 134.674
-25.644 | 131.692 | -24.72 | 135.809 | 131.692 | 135.809
-25.53 | 131.258 | -24.604 | 135.807 | 131.258 | 135.807
-25.415 | 132.752 | -24.487 | 138.975 | 132.752 | 138.975
-25.299 | 133.195 | -24.37 | 141.322 | 133.195 | 141.322
-25.184 | 133.308 | -24.253 | 145.848 | 133.308 | 145.848
-25.068 | 133.802 | -24.136 | 149.177 | 133.802 | 149.177
-24.953 | 139.076 | -24.018 | 150.202 | 139.076 | 150.202
-24.836 | 142.803 | -23.9 | 151.328 | 142.803 | 151.328
-24.72 | 144.564 | -23.782 | 151.761 | 144.564 | 151.761
-24.604 | 148.04 | -23.664 | 151.77 | 148.04 | 151.77
-24.487 | 151.712 | -23.546 | 153.095 | 151.712 | 153.095
-24.37 | 154.345 | -23.427 | 154.202 | 154.345 | 154.202
-24.253 | 155.895 | -23.308 | 154.364 | 155.895 | 154.364
-24.136 | 157.278 | -23.189 | 154.629 | 157.278 | 154.629
-24.018 | 160.938 | -23.07 | 156.661 | 160.938 | 156.661
-23.9 | 164.844 | -22.95 | 158.372 | 164.844 | 158.372
-23.782 | 169.892 | -22.83 | 162.507 | 169.892 | 162.507
-23.664 | 171.592 | -22.71 | 167.239 | 171.592 | 167.239
-23.546 | 172.179 | -22.59 | 171.124 | 172.179 | 171.124
-23.427 | 175.228 | -22.59 | 171.124 | 175.228 | 171.124
-23.308 | 181.293 | -22.47 | 175.759 | 181.293 | 175.759
-23.189 | 185.45 | -22.349 | 178.374 | 185.45 | 178.374
-23.07 | 187.296 | -22.229 | 180.72 | 187.296 | 180.72
-22.95 | 188.511 | -22.108 | 183.056 | 188.511 | 183.056
-22.83 | 190.962 | -21.987 | 183.958 | 190.962 | 183.958
-22.71 | 195.31 | -21.865 | 186.984 | 195.31 | 186.984
-22.59 | 199.121 | -21.744 | 192.119 | 199.121 | 192.119
-22.47 | 202.348 | -21.622 | 197.078 | 202.348 | 197.078
-22.349 | 205.099 | -21.5 | 202.012 | 205.099 | 202.012
-22.229 | 212.483 | -21.378 | 205.919 | 212.483 | 205.919
-22.108 | 217.997 | -21.255 | 208.007 | 217.997 | 208.007
-21.987 | 221.908 | -21.132 | 209.686 | 221.908 | 209.686
-21.865 | 226.966 | -21.01 | 213.648 | 226.966 | 213.648
-21.744 | 232.302 | -20.887 | 216.847 | 232.302 | 216.847
-21.622 | 236.1 | -20.763 | 223.153 | 236.1 | 223.153
-21.5 | 239.779 | -20.64 | 230.467 | 239.779 | 230.467
-21.378 | 244.244 | -20.516 | 233.309 | 244.244 | 233.309
-21.255 | 248.888 | -20.392 | 235.746 | 248.888 | 235.746
-21.132 | 255.107 | -20.268 | 240.43 | 255.107 | 240.43
-21.01 | 260.5 | -20.144 | 246.414 | 260.5 | 246.414
-20.887 | 266.415 | -20.02 | 252.03 | 266.415 | 252.03
-20.763 | 276.018 | -19.895 | 259.764 | 276.018 | 259.764
-20.64 | 286.119 | -19.77 | 267.464 | 286.119 | 267.464
-20.516 | 293.954 | -19.645 | 273.432 | 293.954 | 273.432
-20.392 | 300.081 | -19.52 | 277.681 | 300.081 | 277.681
-20.268 | 309.418 | -19.395 | 280.513 | 309.418 | 280.513
-20.144 | 315.483 | -19.269 | 284.73 | 315.483 | 284.73
-20.02 | 319.274 | -19.143 | 292.244 | 319.274 | 292.244
-19.895 | 325.826 | -19.017 | 301.453 | 325.826 | 301.453
-19.77 | 337.355 | -18.891 | 311.386 | 337.355 | 311.386
-19.645 | 347.572 | -18.765 | 319.894 | 347.572 | 319.894
-19.52 | 358.083 | -18.638 | 327.557 | 358.083 | 327.557
-19.395 | 369.802 | -18.638 | 327.557 | 369.802 | 327.557
-19.269 | 378.002 | -18.512 | 335.52 | 378.002 | 335.52
-19.143 | 389.387 | -18.385 | 344.209 | 389.387 | 344.209
-19.017 | 401.25 | -18.257 | 352.627 | 401.25 | 352.627
-18.891 | 419.757 | -18.13 | 359.547 | 419.757 | 359.547
-18.765 | 430.216 | -18.003 | 368.889 | 430.216 | 368.889
-18.638 | 443.487 | -17.875 | 380.966 | 443.487 | 380.966
-18.512 | 456.18 | -17.747 | 391.165 | 456.18 | 391.165
-18.385 | 472.707 | -17.619 | 400.997 | 472.707 | 400.997
-18.257 | 487.794 | -17.491 | 412.098 | 487.794 | 412.098
-18.13 | 502.441 | -17.362 | 424.74 | 502.441 | 424.74
-18.003 | 519.336 | -17.234 | 437.007 | 519.336 | 437.007
-17.875 | 538.981 | -17.105 | 453.077 | 538.981 | 453.077
-17.747 | 555.546 | -16.976 | 466.771 | 555.546 | 466.771
-17.619 | 573.822 | -16.847 | 478.657 | 573.822 | 478.657
-17.491 | 593.007 | -16.718 | 492.942 | 593.007 | 492.942
-17.362 | 612.907 | -16.588 | 509.107 | 612.907 | 509.107
-17.234 | 631.847 | -16.459 | 525.028 | 631.847 | 525.028
-17.105 | 654.193 | -16.329 | 544.878 | 654.193 | 544.878
-16.976 | 679.184 | -16.199 | 566.575 | 679.184 | 566.575
-16.847 | 706.896 | -16.069 | 586.504 | 706.896 | 586.504
-16.718 | 732.981 | -15.938 | 604.219 | 732.981 | 604.219
-16.588 | 759.657 | -15.808 | 623.054 | 759.657 | 623.054
-16.459 | 789.081 | -15.677 | 641.777 | 789.081 | 641.777
-16.329 | 818.44 | -15.546 | 663.424 | 818.44 | 663.424
-16.199 | 848.422 | -15.415 | 689.518 | 848.422 | 689.518
-16.069 | 879.254 | -15.284 | 716.513 | 879.254 | 716.513
-15.938 | 911.887 | -15.153 | 744.046 | 911.887 | 744.046
-15.808 | 942.947 | -15.021 | 768.697 | 942.947 | 768.697
-15.677 | 976.348 | -14.89 | 794.971 | 976.348 | 794.971
-15.546 | 1012.033 | -14.758 | 821.74 | 1012.033 | 821.74
-15.415 | 1048.993 | -14.626 | 850.97 | 1048.993 | 850.97
-15.284 | 1089.933 | -14.494 | 883.72 | 1089.933 | 883.72
-15.153 | 1134.334 | -14.361 | 922.868 | 1134.334 | 922.868
-15.021 | 1179.481 | -14.361 | 922.868 | 1179.481 | 922.868
-14.89 | 1226.046 | -14.229 | 957.974 | 1226.046 | 957.974
-14.758 | 1277.964 | -14.096 | 998.296 | 1277.964 | 998.296
-14.626 | 1328.769 | -13.964 | 1036.672 | 1328.769 | 1036.672
-14.494 | 1382.04 | -13.831 | 1077.672 | 1382.04 | 1077.672
-14.361 | 1436.295 | -13.698 | 1115.894 | 1436.295 | 1115.894
-14.229 | 1488.018 | -13.564 | 1161.981 | 1488.018 | 1161.981
-14.096 | 1539.887 | -13.431 | 1206.519 | 1539.887 | 1206.519
-13.964 | 1601.965 | -13.297 | 1252.33 | 1601.965 | 1252.33
-13.831 | 1669.865 | -13.164 | 1300.594 | 1669.865 | 1300.594
-13.698 | 1732.959 | -13.03 | 1353.01 | 1732.959 | 1353.01
-13.564 | 1803.313 | -12.896 | 1404.486 | 1803.313 | 1404.486
-13.431 | 1875.917 | -12.762 | 1456.95 | 1875.917 | 1456.95
-13.297 | 1950.237 | -12.628 | 1515.108 | 1950.237 | 1515.108
-13.164 | 2020.256 | -12.493 | 1573.364 | 2020.256 | 1573.364
-13.03 | 2095.284 | -12.359 | 1638.456 | 2095.284 | 1638.456
-12.896 | 2179.673 | -12.224 | 1704.498 | 2179.673 | 1704.498
-12.762 | 2270.064 | -12.089 | 1772.527 | 2270.064 | 1772.527
-12.628 | 2361.025 | -11.954 | 1846.344 | 2361.025 | 1846.344
-12.493 | 2457.998 | -11.819 | 1924.113 | 2457.998 | 1924.113
-12.359 | 2555.18 | -11.684 | 1994.518 | 2555.18 | 1994.518
-12.224 | 2651.619 | -11.549 | 2071.808 | 2651.619 | 2071.808
-12.089 | 2752.262 | -11.413 | 2154.623 | 2752.262 | 2154.623
-11.954 | 2853.677 | -11.278 | 2245.563 | 2853.677 | 2245.563
-11.819 | 2962.17 | -11.142 | 2332.075 | 2962.17 | 2332.075
-11.684 | 3078.621 | -11.006 | 2423.174 | 3078.621 | 2423.174
-11.549 | 3198.952 | -10.87 | 2517.007 | 3198.952 | 2517.007
-11.413 | 3326.592 | -10.734 | 2619.589 | 3326.592 | 2619.589
-11.278 | 3460.655 | -10.598 | 2727.007 | 3460.655 | 2727.007
-11.142 | 3589.114 | -10.461 | 2839.46 | 3589.114 | 2839.46
-11.006 | 3718.206 | -10.325 | 2953.147 | 3718.206 | 2953.147
-10.87 | 3843.145 | -10.188 | 3068.579 | 3843.145 | 3068.579
-10.734 | 3975.657 | -10.052 | 3182.869 | 3975.657 | 3182.869
-10.598 | 4116.1 | -10.052 | 3182.869 | 4116.1 | 3182.869
-10.461 | 4257.89 | -9.915 | 3302.892 | 4257.89 | 3302.892
-10.325 | 4408.047 | -9.778 | 3429.435 | 4408.047 | 3429.435
-10.188 | 4561.872 | -9.641 | 3565.567 | 4561.872 | 3565.567
-10.052 | 4723.431 | -9.504 | 3708.346 | 4723.431 | 3708.346
-9.915 | 4893.126 | -9.366 | 3864.628 | 4893.126 | 3864.628
-9.778 | 5068.86 | -9.229 | 4013.059 | 5068.86 | 4013.059
-9.641 | 5246.055 | -9.092 | 4168.904 | 5246.055 | 4168.904
-9.504 | 5425.811 | -8.954 | 4328.574 | 5425.811 | 4328.574
-9.366 | 5615.296 | -8.816 | 4493.741 | 5615.296 | 4493.741
-9.229 | 5792.625 | -8.679 | 4655.591 | 5792.625 | 4655.591
-9.092 | 5972.995 | -8.541 | 4824.068 | 5972.995 | 4824.068
-8.954 | 6160.9 | -8.403 | 4993.847 | 6160.9 | 4993.847
-8.816 | 6364.594 | -8.265 | 5173.205 | 6364.594 | 5173.205
-8.679 | 6565.752 | -8.126 | 5371.309 | 6565.752 | 5371.309
-8.541 | 6780.057 | -7.988 | 5568.547 | 6780.057 | 5568.547
-8.403 | 7001.451 | -7.85 | 5769.182 | 7001.451 | 5769.182
-8.265 | 7221.9 | -7.711 | 5974.005 | 7221.9 | 5974.005
-8.126 | 7446.552 | -7.573 | 6187.422 | 7446.552 | 6187.422
-7.988 | 7671.193 | -7.434 | 6400.862 | 7671.193 | 6400.862
-7.85 | 7897.918 | -7.295 | 6619.937 | 7897.918 | 6619.937
-7.711 | 8142.382 | -7.156 | 6844.27 | 8142.382 | 6844.27
-7.573 | 8393.07 | -7.018 | 7067.229 | 8393.07 | 7067.229
-7.434 | 8636.307 | -6.879 | 7294.916 | 8636.307 | 7294.916
-7.295 | 8883.583 | -6.739 | 7536.343 | 8883.583 | 7536.343
-7.156 | 9138.506 | -6.6 | 7775.994 | 9138.506 | 7775.994
-7.018 | 9393.447 | -6.461 | 8030.111 | 9393.447 | 8030.111
-6.879 | 9653.593 | -6.322 | 8290.585 | 9653.593 | 8290.585
-6.739 | 9917.04 | -6.182 | 8561.041 | 9917.04 | 8561.041
-6.6 | 10180.531 | -6.043 | 8821.495 | 10180.531 | 8821.495
-6.461 | 10450.808 | -5.903 | 9087.252 | 10450.808 | 9087.252
-6.322 | 10726.589 | -5.764 | 9348.774 | 10726.589 | 9348.774
-6.182 | 10992.708 | -5.624 | 9611.466 | 10992.708 | 9611.466
-6.043 | 11258.016 | -5.624 | 9611.466 | 11258.016 | 9611.466
-5.903 | 11533.189 | -5.484 | 9889.222 | 11533.189 | 9889.222
-5.764 | 11797.86 | -5.345 | 10173.324 | 11797.86 | 10173.324
-5.624 | 12061.151 | -5.205 | 10452.045 | 12061.151 | 10452.045
-5.484 | 12364.187 | -5.065 | 10729.345 | 12364.187 | 10729.345
-5.345 | 12637.913 | -4.925 | 11029.203 | 12637.913 | 11029.203
-5.205 | 12897.416 | -4.785 | 11306.729 | 12897.416 | 11306.729
-5.065 | 13163.476 | -4.645 | 11572.126 | 13163.476 | 11572.126
-4.925 | 13453.788 | -4.505 | 11838.554 | 13453.788 | 11838.554
-4.785 | 13742.534 | -4.364 | 12116.73 | 13742.534 | 12116.73
-4.645 | 14032.557 | -4.224 | 12390.806 | 14032.557 | 12390.806
-4.505 | 14311.931 | -4.084 | 12667.005 | 14311.931 | 12667.005
-4.364 | 14575.257 | -3.943 | 12942.078 | 14575.257 | 12942.078
-4.224 | 14823.147 | -3.803 | 13244.216 | 14823.147 | 13244.216
-4.084 | 15070.05 | -3.662 | 13548.289 | 15070.05 | 13548.289
-3.943 | 15308.189 | -3.522 | 13849.139 | 15308.189 | 13849.139
-3.803 | 15552.433 | -3.381 | 14137.789 | 15552.433 | 14137.789
-3.662 | 15824.548 | -3.241 | 14413.293 | 15824.548 | 14413.293
-3.522 | 16060.555 | -3.1 | 14687.847 | 16060.555 | 14687.847
-3.381 | 16268.742 | -2.96 | 14946.992 | 16268.742 | 14946.992
-3.241 | 16481.19 | -2.819 | 15206.857 | 16481.19 | 15206.857
-3.1 | 16678.335 | -2.678 | 15483.711 | 16678.335 | 15483.711
-2.96 | 16870.13 | -2.537 | 15731.484 | 16870.13 | 15731.484
-2.819 | 17092.449 | -2.397 | 16007.684 | 17092.449 | 16007.684
-2.678 | 17268.503 | -2.256 | 16253.511 | 17268.503 | 16253.511
-2.537 | 17445.234 | -2.115 | 16499.975 | 17445.234 | 16499.975
-2.397 | 17609.614 | -1.974 | 16732.725 | 17609.614 | 16732.725
-2.256 | 17769.174 | -1.833 | 16950.73 | 17769.174 | 16950.73
-2.115 | 17891.946 | -1.692 | 17167.356 | 17891.946 | 17167.356
-1.974 | 18015.541 | -1.551 | 17352.164 | 18015.541 | 17352.164
-1.833 | 18132.705 | -1.41 | 17546.497 | 18132.705 | 17546.497
-1.692 | 18252.372 | -1.269 | 17709.094 | 18252.372 | 17709.094
-1.551 | 18338.823 | -1.128 | 17862.8 | 18338.823 | 17862.8
-1.41 | 18443.166 | -1.128 | 17862.8 | 18443.166 | 17862.8
-1.269 | 18537.51 | -0.987 | 18003.493 | 18537.51 | 18003.493
-1.128 | 18653.882 | -0.846 | 18149.096 | 18653.882 | 18149.096
-0.987 | 18711.597 | -0.705 | 18319.914 | 18711.597 | 18319.914
-0.846 | 18748.122 | -0.564 | 18493.464 | 18748.122 | 18493.464
-0.705 | 18728.867 | -0.423 | 18623.17 | 18728.867 | 18623.17
-0.564 | 18744.187 | -0.282 | 18695.965 | 18744.187 | 18695.965
-0.423 | 18784.192 | -0.141 | 18774.32 | 18784.192 | 18774.32
-0.282 | 18816.797 | 0 | 18835.15 | 18816.797 | 18835.15
-0.141 | 18828.03 | 0.141 | 18870.115 | 18828.03 | 18870.115
0 | 18835.15 | 0.282 | 18913.972 | 18835.15 | 18913.972
0.141 | 18820.699 | 0.423 | 18942.986 | 18820.699 | 18942.986
0.282 | 18789.171 | 0.564 | 18948.445 | 18789.171 | 18948.445
0.423 | 18752.96 | 0.705 | 18983.663 | 18752.96 | 18983.663
0.564 | 18731.548 | 0.846 | 18993.908 | 18731.548 | 18993.908
0.705 | 18710.879 | 0.987 | 18992.829 | 18710.879 | 18992.829
0.846 | 18645.529 | 1.128 | 18989.339 | 18645.529 | 18989.339
0.987 | 18569.239 | 1.269 | 18950.562 | 18569.239 | 18950.562
1.128 | 18482.202 | 1.41 | 18870.034 | 18482.202 | 18870.034
1.269 | 18390.975 | 1.551 | 18806.808 | 18390.975 | 18806.808
1.41 | 18287.606 | 1.692 | 18727.107 | 18287.606 | 18727.107
1.551 | 18193.33 | 1.833 | 18621.584 | 18193.33 | 18621.584
1.692 | 18085.231 | 1.974 | 18481.533 | 18085.231 | 18481.533
1.833 | 17974.329 | 2.115 | 18316.701 | 17974.329 | 18316.701
1.974 | 17849.457 | 2.256 | 18170.907 | 17849.457 | 18170.907
2.115 | 17709.461 | 2.397 | 18035.143 | 17709.461 | 18035.143
2.256 | 17556.717 | 2.537 | 17847.987 | 17556.717 | 17847.987
2.397 | 17402.453 | 2.678 | 17650.747 | 17402.453 | 17650.747
2.537 | 17230.736 | 2.819 | 17472.023 | 17230.736 | 17472.023
2.678 | 17049.951 | 2.96 | 17264.16 | 17049.951 | 17264.16
2.819 | 16854.062 | 3.1 | 17064.707 | 16854.062 | 17064.707
2.96 | 16655.201 | 3.241 | 16854.492 | 16655.201 | 16854.492
3.1 | 16460.718 | 3.381 | 16639.028 | 16460.718 | 16639.028
3.241 | 16250.867 | 3.381 | 16639.028 | 16250.867 | 16639.028
3.381 | 16037.874 | 3.522 | 16401.024 | 16037.874 | 16401.024
3.522 | 15839.523 | 3.662 | 16162.973 | 15839.523 | 16162.973
3.662 | 15634.877 | 3.803 | 15921.356 | 15634.877 | 15921.356
3.803 | 15402.547 | 3.943 | 15690.84 | 15402.547 | 15690.84
3.943 | 15156.924 | 4.084 | 15439.797 | 15156.924 | 15439.797
4.084 | 14904.83 | 4.224 | 15192.723 | 14904.83 | 15192.723
4.224 | 14657.308 | 4.364 | 14958.275 | 14657.308 | 14958.275
4.364 | 14416.803 | 4.505 | 14702.159 | 14416.803 | 14702.159
4.505 | 14165.897 | 4.645 | 14419.005 | 14165.897 | 14419.005
4.645 | 13907.218 | 4.785 | 14150.091 | 13907.218 | 14150.091
4.785 | 13652.034 | 4.925 | 13862.663 | 13652.034 | 13862.663
4.925 | 13389.649 | 5.065 | 13582.122 | 13389.649 | 13582.122
5.065 | 13128.107 | 5.205 | 13303.132 | 13128.107 | 13303.132
5.205 | 12862.967 | 5.345 | 13024.903 | 12862.967 | 13024.903
5.345 | 12586.533 | 5.484 | 12726.888 | 12586.533 | 12726.888
5.484 | 12315.892 | 5.624 | 12441.247 | 12315.892 | 12441.247
5.624 | 12048.946 | 5.764 | 12149.774 | 12048.946 | 12149.774
5.764 | 11768.167 | 5.903 | 11847.337 | 11768.167 | 11847.337
5.903 | 11477.833 | 6.043 | 11538.219 | 11477.833 | 11538.219
6.043 | 11194.01 | 6.182 | 11236.279 | 11194.01 | 11236.279
6.182 | 10908.537 | 6.322 | 10951.048 | 10908.537 | 10951.048
6.322 | 10631.913 | 6.461 | 10660.587 | 10631.913 | 10660.587
6.461 | 10362.247 | 6.6 | 10373.337 | 10362.247 | 10373.337
6.6 | 10088.632 | 6.739 | 10077.297 | 10088.632 | 10077.297
6.739 | 9824.319 | 6.879 | 9789.443 | 9824.319 | 9789.443
6.879 | 9567.951 | 7.018 | 9508.497 | 9567.951 | 9508.497
7.018 | 9317.673 | 7.156 | 9230.77 | 9317.673 | 9230.77
7.156 | 9072.906 | 7.295 | 8963.438 | 9072.906 | 8963.438
7.295 | 8827.136 | 7.434 | 8703.691 | 8827.136 | 8703.691
7.434 | 8597.421 | 7.573 | 8429.081 | 8597.421 | 8429.081
7.573 | 8364.834 | 7.711 | 8170.312 | 8364.834 | 8170.312
7.711 | 8123.318 | 7.85 | 7924.084 | 8123.318 | 7924.084
7.85 | 7875.793 | 7.988 | 7688.585 | 7875.793 | 7688.585
7.988 | 7642.832 | 7.988 | 7688.585 | 7642.832 | 7688.585
8.126 | 7407.181 | 8.126 | 7450.643 | 7407.181 | 7450.643
8.265 | 7174.715 | 8.265 | 7217.136 | 7174.715 | 7217.136
8.403 | 6956.434 | 8.403 | 6982.499 | 6956.434 | 6982.499
8.541 | 6741.985 | 8.541 | 6758.068 | 6741.985 | 6758.068
8.679 | 6532.251 | 8.679 | 6537.408 | 6532.251 | 6537.408
8.816 | 6331.307 | 8.816 | 6325.053 | 6331.307 | 6325.053
8.954 | 6134.09 | 8.954 | 6110.515 | 6134.09 | 6110.515
9.092 | 5933.785 | 9.092 | 5909.594 | 5933.785 | 5909.594
9.229 | 5732.309 | 9.229 | 5707.669 | 5732.309 | 5707.669
9.366 | 5538.969 | 9.366 | 5516.113 | 5538.969 | 5516.113
9.504 | 5357.752 | 9.504 | 5325.116 | 5357.752 | 5325.116
9.641 | 5181.338 | 9.641 | 5144.139 | 5181.338 | 5144.139
9.778 | 5005.037 | 9.778 | 4959.667 | 5005.037 | 4959.667
9.915 | 4835.622 | 9.915 | 4781.254 | 4835.622 | 4781.254
10.052 | 4672.813 | 10.052 | 4616.891 | 4672.813 | 4616.891
10.188 | 4505.581 | 10.188 | 4451.16 | 4505.581 | 4451.16
10.325 | 4340.496 | 10.325 | 4282.176 | 4340.496 | 4282.176
10.461 | 4187.439 | 10.461 | 4137.519 | 4187.439 | 4137.519
10.598 | 4035.234 | 10.598 | 3985.674 | 4035.234 | 3985.674
10.734 | 3891.693 | 10.734 | 3841.724 | 3891.693 | 3841.724
10.87 | 3754.405 | 10.87 | 3706.721 | 3754.405 | 3706.721
11.006 | 3618.937 | 11.006 | 3572.343 | 3618.937 | 3572.343
11.142 | 3486.748 | 11.142 | 3437.902 | 3486.748 | 3437.902
11.278 | 3363.599 | 11.278 | 3313.138 | 3363.599 | 3313.138
11.413 | 3240.966 | 11.413 | 3194.433 | 3240.966 | 3194.433
11.549 | 3118.63 | 11.549 | 3076.293 | 3118.63 | 3076.293
11.684 | 3001.848 | 11.684 | 2959.665 | 3001.848 | 2959.665
11.819 | 2883.815 | 11.819 | 2851.505 | 2883.815 | 2851.505
11.954 | 2769.451 | 11.954 | 2741.765 | 2769.451 | 2741.765
12.089 | 2662.711 | 12.089 | 2636.586 | 2662.711 | 2636.586
12.224 | 2566.791 | 12.224 | 2536.982 | 2566.791 | 2536.982
12.359 | 2478.088 | 12.359 | 2446.19 | 2478.088 | 2446.19
12.493 | 2384.572 | 12.359 | 2446.19 | 2384.572 | 2446.19
12.628 | 2286.22 | 12.493 | 2355.759 | 2286.22 | 2355.759
12.762 | 2193.612 | 12.628 | 2273.273 | 2193.612 | 2273.273
12.896 | 2114.513 | 12.762 | 2194.965 | 2114.513 | 2194.965
13.03 | 2030.851 | 12.896 | 2113.682 | 2030.851 | 2113.682
13.164 | 1955.454 | 13.03 | 2036.852 | 1955.454 | 2036.852
13.297 | 1883.132 | 13.164 | 1959.579 | 1883.132 | 1959.579
13.431 | 1814.247 | 13.297 | 1881.506 | 1814.247 | 1881.506
13.564 | 1740.965 | 13.431 | 1813.102 | 1740.965 | 1813.102
13.698 | 1676.116 | 13.564 | 1745.242 | 1676.116 | 1745.242
13.831 | 1612.747 | 13.698 | 1679.163 | 1612.747 | 1679.163
13.964 | 1549.402 | 13.831 | 1612.924 | 1549.402 | 1612.924
14.096 | 1490.785 | 13.964 | 1545.768 | 1490.785 | 1545.768
14.229 | 1438.607 | 14.096 | 1483.637 | 1438.607 | 1483.637
14.361 | 1390.539 | 14.229 | 1426.866 | 1390.539 | 1426.866
14.494 | 1345.04 | 14.361 | 1370.981 | 1345.04 | 1370.981
14.626 | 1298.007 | 14.494 | 1317.011 | 1298.007 | 1317.011
14.758 | 1248.311 | 14.626 | 1261.7 | 1248.311 | 1261.7
14.89 | 1199.884 | 14.758 | 1216.91 | 1199.884 | 1216.91
15.021 | 1153.405 | 14.89 | 1175.157 | 1153.405 | 1175.157
15.153 | 1108.975 | 15.021 | 1134.973 | 1108.975 | 1134.973
15.284 | 1067.279 | 15.153 | 1091.364 | 1067.279 | 1091.364
15.415 | 1026.976 | 15.284 | 1054.87 | 1026.976 | 1054.87
15.546 | 988.342 | 15.415 | 1016.441 | 988.342 | 1016.441
15.677 | 955.744 | 15.546 | 974.708 | 955.744 | 974.708
15.808 | 926.623 | 15.677 | 934.867 | 926.623 | 934.867
15.938 | 897.763 | 15.808 | 901.068 | 897.763 | 901.068
16.069 | 867.978 | 15.938 | 869.47 | 867.978 | 869.47
16.199 | 839.229 | 16.069 | 840.086 | 839.229 | 840.086
16.329 | 809.549 | 16.199 | 810.779 | 809.549 | 810.779
16.459 | 779.116 | 16.329 | 782.463 | 779.116 | 782.463
16.588 | 747.279 | 16.459 | 756.292 | 747.279 | 756.292
16.718 | 720.025 | 16.588 | 732.279 | 720.025 | 732.279
16.847 | 696.27 | 16.588 | 732.279 | 696.27 | 732.279
16.976 | 674.878 | 16.718 | 706.285 | 674.878 | 706.285
17.105 | 652.105 | 16.847 | 682.871 | 652.105 | 682.871
17.234 | 633.939 | 16.976 | 657.424 | 633.939 | 657.424
17.362 | 616.122 | 17.105 | 629.372 | 616.122 | 629.372
17.491 | 596.181 | 17.234 | 606.603 | 596.181 | 606.603
17.619 | 576.817 | 17.362 | 584.023 | 576.817 | 584.023
17.747 | 557.796 | 17.491 | 563.595 | 557.796 | 563.595
17.875 | 539.592 | 17.619 | 546.079 | 539.592 | 546.079
18.003 | 522.679 | 17.747 | 531.587 | 522.679 | 531.587
18.13 | 506.028 | 17.875 | 514.078 | 506.028 | 514.078
18.257 | 488.882 | 18.003 | 499.276 | 488.882 | 499.276
18.385 | 472.091 | 18.13 | 482.432 | 472.091 | 482.432
18.512 | 458.128 | 18.257 | 466.606 | 458.128 | 466.606
18.638 | 446.248 | 18.385 | 451.046 | 446.248 | 451.046
18.765 | 435.417 | 18.512 | 438.604 | 435.417 | 438.604
18.891 | 423.057 | 18.638 | 427.109 | 423.057 | 427.109
19.017 | 411.747 | 18.765 | 412.894 | 411.747 | 412.894
19.143 | 401.686 | 18.891 | 401.775 | 401.686 | 401.775
19.269 | 391.63 | 19.017 | 391.232 | 391.63 | 391.232
19.395 | 382.206 | 19.143 | 378.865 | 382.206 | 378.865
19.52 | 372.354 | 19.269 | 365.242 | 372.354 | 365.242
19.645 | 363.04 | 19.395 | 356.384 | 363.04 | 356.384
19.77 | 354.269 | 19.52 | 347.44 | 354.269 | 347.44
19.895 | 344.923 | 19.645 | 336.711 | 344.923 | 336.711
20.02 | 334.51 | 19.77 | 325.885 | 334.51 | 325.885
20.144 | 322.727 | 19.895 | 316.667 | 322.727 | 316.667
20.268 | 312.461 | 20.02 | 308.677 | 312.461 | 308.677
20.392 | 304.508 | 20.144 | 301.679 | 304.508 | 301.679
20.516 | 298.342 | 20.268 | 294.502 | 298.342 | 294.502
20.64 | 293.483 | 20.392 | 286.752 | 293.483 | 286.752
20.763 | 290.089 | 20.516 | 281.924 | 290.089 | 281.924
20.887 | 283.649 | 20.64 | 276.481 | 283.649 | 276.481
21.01 | 275.138 | 20.64 | 276.481 | 275.138 | 276.481
21.132 | 265.19 | 20.763 | 269.527 | 265.19 | 269.527
21.255 | 255.593 | 20.887 | 264.378 | 255.593 | 264.378
21.378 | 248.056 | 21.01 | 260.301 | 248.056 | 260.301
21.5 | 243.098 | 21.132 | 253.859 | 243.098 | 253.859
21.622 | 242.452 | 21.255 | 248.588 | 242.452 | 248.588
21.744 | 240.591 | 21.378 | 242.94 | 240.591 | 242.94
21.865 | 236.543 | 21.5 | 236.158 | 236.543 | 236.158
21.987 | 231.611 | 21.622 | 229.243 | 231.611 | 229.243
22.108 | 225.28 | 21.744 | 220.98 | 225.28 | 220.98
22.229 | 221.726 | 21.865 | 213.588 | 221.726 | 213.588
22.349 | 219.383 | 21.987 | 207.785 | 219.383 | 207.785
22.47 | 216.618 | 22.108 | 204.754 | 216.618 | 204.754
22.59 | 212.656 | 22.229 | 201.198 | 212.656 | 201.198
22.71 | 210.223 | 22.349 | 196.037 | 210.223 | 196.037
22.83 | 207.725 | 22.47 | 190.85 | 207.725 | 190.85
22.95 | 205.267 | 22.59 | 187.181 | 205.267 | 187.181
23.07 | 203.576 | 22.71 | 184.577 | 203.576 | 184.577
23.189 | 199.322 | 22.83 | 182.839 | 199.322 | 182.839
23.308 | 194.523 | 22.95 | 178.499 | 194.523 | 178.499
23.427 | 190.328 | 23.07 | 172.525 | 190.328 | 172.525
23.546 | 184.481 | 23.189 | 166.988 | 184.481 | 166.988
23.664 | 177.865 | 23.308 | 162.887 | 177.865 | 162.887
23.782 | 174.121 | 23.427 | 160.494 | 174.121 | 160.494
23.9 | 173.59 | 23.546 | 161.717 | 173.59 | 161.717
24.018 | 173.003 | 23.664 | 162.735 | 173.003 | 162.735
24.136 | 171.295 | 23.782 | 160.853 | 171.295 | 160.853
24.253 | 166.798 | 23.9 | 158.324 | 166.798 | 158.324
24.37 | 163.992 | 24.018 | 154.135 | 163.992 | 154.135
24.487 | 162.944 | 24.136 | 147.684 | 162.944 | 147.684
24.604 | 161.351 | 24.253 | 142.428 | 161.351 | 142.428
24.72 | 162.236 | 24.37 | 140.465 | 162.236 | 140.465
24.836 | 162.367 | 24.487 | 137.793 | 162.367 | 137.793
24.953 | 157.446 | 24.604 | 136.184 | 157.446 | 136.184
25.068 | 151.351 | 24.604 | 136.184 | 151.351 | 136.184
25.184 | 146.972 | 24.72 | 134.782 | 146.972 | 134.782
25.299 | 143.061 | 24.836 | 133.59 | 143.061 | 133.59
25.415 | 140.942 | 24.953 | 131.576 | 140.942 | 131.576
25.53 | 141.181 | 25.068 | 126.989 | 141.181 | 126.989
25.644 | 142.307 | 25.184 | 123.087 | 142.307 | 123.087
25.759 | 142.94 | 25.299 | 119.601 | 142.94 | 119.601
25.873 | 142.632 | 25.415 | 118.35 | 142.632 | 118.35
25.987 | 140.927 | 25.53 | 117.421 | 140.927 | 117.421
26.101 | 137.367 | 25.644 | 115.438 | 137.367 | 115.438
26.215 | 135.077 | 25.759 | 111.336 | 135.077 | 111.336
26.328 | 134.348 | 25.873 | 109.879 | 134.348 | 109.879
26.441 | 133.333 | 25.987 | 108.916 | 133.333 | 108.916
26.554 | 130.671 | 26.101 | 106.214 | 130.671 | 106.214
26.667 | 125.779 | 26.215 | 105.01 | 125.779 | 105.01
26.78 | 121.94 | 26.328 | 104.249 | 121.94 | 104.249
26.892 | 118.706 | 26.441 | 101.678 | 118.706 | 101.678
27.004 | 117.229 | 26.554 | 100.79 | 117.229 | 100.79
27.116 | 118.556 | 26.667 | 98.648 | 118.556 | 98.648
27.228 | 119.085 | 26.78 | 97.461 | 119.085 | 97.461
27.339 | 116.324 | 26.892 | 94.954 | 116.324 | 94.954
27.45 | 115.284 | 27.004 | 93.405 | 115.284 | 93.405
27.561 | 116.564 | 27.116 | 91.962 | 116.564 | 91.962
27.672 | 116.043 | 27.228 | 90.625 | 116.043 | 90.625
27.782 | 114.584 | 27.339 | 93.672 | 114.584 | 93.672
27.893 | 112.704 | 27.45 | 92.332 | 112.704 | 92.332
28.003 | 111.401 | 27.561 | 89.414 | 111.401 | 89.414
28.113 | 110.917 | 27.672 | 87.237 | 110.917 | 87.237
28.222 | 108.476 | 27.782 | 87.327 | 108.476 | 87.327
28.332 | 106.642 | 27.893 | 84.191 | 106.642 | 84.191
28.441 | 105.866

## Lustr Plots (hidden)
| X |  | Y |  |  | factor
-32.12 | 0 | -32.221 | 122.869 | 0 | 122.869 | 1
-32.019 | 0 | -32.12 | 120.57 | 0 | 120.57
-31.917 | 0 | -32.019 | 118.22 | 0 | 118.22
-31.815 | 17.56 | -31.917 | 115.113 | 17.56 | 115.113
-31.714 | 47.637 | -31.815 | 113.676 | 47.637 | 113.676
-31.611 | 78.368 | -31.714 | 114.551 | 78.368 | 114.551
-31.509 | 106.086 | -31.611 | 117.715 | 106.086 | 117.715
-31.406 | 125.282 | -31.509 | 118.505 | 125.282 | 118.505
-31.303 | 125.846 | -31.406 | 120.722 | 125.846 | 120.722
-31.2 | 127.635 | -31.303 | 122.859 | 127.635 | 122.859
-31.097 | 131.411 | -31.2 | 126.664 | 131.411 | 126.664
-30.993 | 133.684 | -31.097 | 128.831 | 133.684 | 128.831
-30.89 | 131.07 | -30.993 | 131.048 | 131.07 | 131.048
-30.786 | 130.006 | -30.89 | 132.288 | 130.006 | 132.288
-30.681 | 130.031 | -30.786 | 132.434 | 130.031 | 132.434
-30.577 | 129.928 | -30.681 | 129.649 | 129.928 | 129.649
-30.472 | 134.317 | -30.577 | 127.579 | 134.317 | 127.579
-30.367 | 137.164 | -30.472 | 124.953 | 137.164 | 124.953
-30.262 | 137.289 | -30.367 | 125.371 | 137.289 | 125.371
-30.157 | 138.352 | -30.262 | 125.156 | 138.352 | 125.156
-30.051 | 141.345 | -30.157 | 128.201 | 141.345 | 128.201
-29.946 | 143.259 | -30.051 | 130.977 | 143.259 | 130.977
-29.84 | 146.713 | -29.946 | 134.543 | 146.713 | 134.543
-29.733 | 146.618 | -29.84 | 138.273 | 146.618 | 138.273
-29.627 | 147.263 | -29.733 | 138.452 | 147.263 | 138.452
-29.52 | 149.194 | -29.627 | 137.211 | 149.194 | 137.211
-29.413 | 148.171 | -29.52 | 135.608 | 148.171 | 135.608
-29.306 | 149.292 | -29.413 | 135.241 | 149.292 | 135.241
-29.199 | 150.833 | -29.306 | 135.854 | 150.833 | 135.854
-29.091 | 153.516 | -29.199 | 138.045 | 153.516 | 138.045
-28.983 | 153.762 | -29.091 | 140.283 | 153.762 | 140.283
-28.875 | 157.022 | -28.983 | 143.172 | 157.022 | 143.172
-28.767 | 158.216 | -28.875 | 146.405 | 158.216 | 146.405
-28.658 | 159.104 | -28.767 | 147.572 | 159.104 | 147.572
-28.55 | 159.268 | -28.658 | 150.651 | 159.268 | 150.651
-28.441 | 161.754 | -28.55 | 154.128 | 161.754 | 154.128
-28.332 | 167.908 | -28.441 | 156.333 | 167.908 | 156.333
-28.222 | 168.516 | -28.332 | 155.078 | 168.516 | 155.078
-28.113 | 170.832 | -28.222 | 157.444 | 170.832 | 157.444
-28.003 | 172.781 | -28.113 | 158.082 | 172.781 | 158.082
-27.893 | 176.888 | -28.003 | 157.598 | 176.888 | 157.598
-27.782 | 173.952 | -27.893 | 157.645 | 173.952 | 157.645
-27.672 | 174.706 | -27.782 | 161.786 | 174.706 | 161.786
-27.561 | 178.305 | -27.672 | 165.668 | 178.305 | 165.668
-27.45 | 181.65 | -27.561 | 165.922 | 181.65 | 165.922
-27.339 | 181.507 | -27.45 | 170.115 | 181.507 | 170.115
-27.228 | 181.365 | -27.339 | 174.168 | 181.365 | 174.168
-27.116 | 183.579 | -27.228 | 176.641 | 183.579 | 176.641
-27.004 | 187.325 | -27.116 | 175.479 | 187.325 | 175.479
-26.892 | 192.762 | -27.004 | 179.079 | 192.762 | 179.079
-26.78 | 196.346 | -26.892 | 181.857 | 196.346 | 181.857
-26.667 | 196.161 | -26.78 | 183.252 | 196.161 | 183.252
-26.554 | 199.26 | -26.667 | 183.788 | 199.26 | 183.788
-26.441 | 202.962 | -26.554 | 185.735 | 202.962 | 185.735
-26.328 | 205.685 | -26.441 | 187.614 | 205.685 | 187.614
-26.215 | 206.093 | -26.328 | 189.82 | 206.093 | 189.82
-26.101 | 208.4 | -26.215 | 191.452 | 208.4 | 191.452
-25.987 | 211.474 | -26.101 | 194.753 | 211.474 | 194.753
-25.873 | 213.475 | -25.987 | 198.425 | 213.475 | 198.425
-25.759 | 217.071 | -25.873 | 201.352 | 217.071 | 201.352
-25.644 | 218.989 | -25.759 | 205.095 | 218.989 | 205.095
-25.53 | 223.597 | -25.644 | 210.254 | 223.597 | 210.254
-25.415 | 224.551 | -25.53 | 213.343 | 224.551 | 213.343
-25.299 | 228.076 | -25.415 | 218.504 | 228.076 | 218.504
-25.184 | 227.481 | -25.299 | 221.937 | 227.481 | 221.937
-25.068 | 234.521 | -25.184 | 226.607 | 234.521 | 226.607
-24.953 | 239.782 | -25.068 | 227.708 | 239.782 | 227.708
-24.836 | 243.605 | -24.953 | 230.217 | 243.605 | 230.217
-24.72 | 245.408 | -24.836 | 231.682 | 245.408 | 231.682
-24.604 | 253.344 | -24.72 | 236.058 | 253.344 | 236.058
-24.487 | 257.69 | -24.604 | 240.194 | 257.69 | 240.194
-24.37 | 261.1 | -24.487 | 244.2 | 261.1 | 244.2
-24.253 | 265.829 | -24.37 | 243.897 | 265.829 | 243.897
-24.136 | 270.266 | -24.253 | 247.231 | 270.266 | 247.231
-24.018 | 271.384 | -24.136 | 249.427 | 271.384 | 249.427
-23.9 | 277.267 | -24.018 | 253.26 | 277.267 | 253.26
-23.782 | 279.999 | -23.9 | 257.284 | 279.999 | 257.284
-23.664 | 286.619 | -23.782 | 261.657 | 286.619 | 261.657
-23.546 | 293.151 | -23.664 | 265.374 | 293.151 | 265.374
-23.427 | 302.113 | -23.546 | 272.227 | 302.113 | 272.227
-23.308 | 306.112 | -23.427 | 279.725 | 306.112 | 279.725
-23.189 | 312.073 | -23.308 | 284.307 | 312.073 | 284.307
-23.07 | 315.507 | -23.189 | 287.145 | 315.507 | 287.145
-22.95 | 320.428 | -23.07 | 291.113 | 320.428 | 291.113
-22.83 | 325.789 | -22.95 | 295.113 | 325.789 | 295.113
-22.71 | 332.31 | -22.83 | 299.248 | 332.31 | 299.248
-22.59 | 340.446 | -22.71 | 304.188 | 340.446 | 304.188
-22.47 | 346.128 | -22.59 | 312.088 | 346.128 | 312.088
-22.349 | 351.064 | -22.47 | 318.409 | 351.064 | 318.409
-22.229 | 358.53 | -22.349 | 323.315 | 358.53 | 323.315
-22.108 | 366.876 | -22.229 | 330.138 | 366.876 | 330.138
-21.987 | 371.929 | -22.108 | 337.385 | 371.929 | 337.385
-21.865 | 379.897 | -21.987 | 344.851 | 379.897 | 344.851
-21.744 | 391.112 | -21.865 | 352.585 | 391.112 | 352.585
-21.622 | 400.508 | -21.744 | 358.916 | 400.508 | 358.916
-21.5 | 409.757 | -21.622 | 363.502 | 409.757 | 363.502
-21.378 | 419.664 | -21.5 | 371.487 | 419.664 | 371.487
-21.255 | 429.624 | -21.378 | 380.838 | 429.624 | 380.838
-21.132 | 438.489 | -21.255 | 390.895 | 438.489 | 390.895
-21.01 | 449.552 | -21.132 | 400.654 | 449.552 | 400.654
-20.887 | 459.67 | -21.01 | 409.969 | 459.67 | 409.969
-20.763 | 470.137 | -20.887 | 418.198 | 470.137 | 418.198
-20.64 | 480.901 | -20.763 | 427.478 | 480.901 | 427.478
-20.516 | 494.476 | -20.64 | 438.297 | 494.476 | 438.297
-20.392 | 508.431 | -20.516 | 448.277 | 508.431 | 448.277
-20.268 | 524.235 | -20.392 | 458.95 | 524.235 | 458.95
-20.144 | 539.429 | -20.268 | 470.163 | 539.429 | 470.163
-20.02 | 553.43 | -20.144 | 483.528 | 553.43 | 483.528
-19.895 | 569.513 | -20.02 | 495.172 | 569.513 | 495.172
-19.77 | 585.086 | -19.895 | 505.059 | 585.086 | 505.059
-19.645 | 603.451 | -19.77 | 517.916 | 603.451 | 517.916
-19.52 | 621.589 | -19.645 | 530.329 | 621.589 | 530.329
-19.395 | 641.096 | -19.52 | 541.284 | 641.096 | 541.284
-19.269 | 659.794 | -19.395 | 555.764 | 659.794 | 555.764
-19.143 | 681.631 | -19.269 | 572.734 | 681.631 | 572.734
-19.017 | 707.879 | -19.143 | 588.668 | 707.879 | 588.668
-18.891 | 733.822 | -19.017 | 602.905 | 733.822 | 602.905
-18.765 | 756.265 | -18.891 | 617.99 | 756.265 | 617.99
-18.638 | 775.281 | -18.765 | 634.539 | 775.281 | 634.539
-18.512 | 799.111 | -18.638 | 652.019 | 799.111 | 652.019
-18.385 | 824.975 | -18.512 | 672.656 | 824.975 | 672.656
-18.257 | 850.353 | -18.385 | 695.15 | 850.353 | 695.15
-18.13 | 879.638 | -18.257 | 717.266 | 879.638 | 717.266
-18.003 | 912.052 | -18.13 | 739.953 | 912.052 | 739.953
-17.875 | 947.105 | -18.003 | 764.43 | 947.105 | 764.43
-17.747 | 978.359 | -17.875 | 788.902 | 978.359 | 788.902
-17.619 | 1007.102 | -17.747 | 810.368 | 1007.102 | 810.368
-17.491 | 1039.186 | -17.619 | 833.856 | 1039.186 | 833.856
-17.362 | 1072.542 | -17.491 | 862.012 | 1072.542 | 862.012
-17.234 | 1106.65 | -17.362 | 893.552 | 1106.65 | 893.552
-17.105 | 1143.364 | -17.234 | 924.037 | 1143.364 | 924.037
-16.976 | 1186.789 | -17.105 | 956.863 | 1186.789 | 956.863
-16.847 | 1230.785 | -16.976 | 988.034 | 1230.785 | 988.034
-16.718 | 1271.893 | -16.847 | 1018.947 | 1271.893 | 1018.947
-16.588 | 1315.423 | -16.718 | 1053.064 | 1315.423 | 1053.064
-16.459 | 1362.694 | -16.588 | 1091.24 | 1362.694 | 1091.24
-16.329 | 1412.402 | -16.459 | 1129.548 | 1412.402 | 1129.548
-16.199 | 1461.743 | -16.329 | 1169.501 | 1461.743 | 1169.501
-16.069 | 1515.287 | -16.199 | 1206.563 | 1515.287 | 1206.563
-15.938 | 1572.372 | -16.069 | 1246.092 | 1572.372 | 1246.092
-15.808 | 1632.617 | -15.938 | 1291.266 | 1632.617 | 1291.266
-15.677 | 1697.411 | -15.808 | 1338.324 | 1697.411 | 1338.324
-15.546 | 1759.212 | -15.677 | 1388.981 | 1759.212 | 1388.981
-15.415 | 1824.232 | -15.546 | 1436.785 | 1824.232 | 1436.785
-15.284 | 1894.668 | -15.415 | 1489.216 | 1894.668 | 1489.216
-15.153 | 1963.013 | -15.284 | 1544.037 | 1963.013 | 1544.037
-15.021 | 2030.003 | -15.153 | 1602.183 | 2030.003 | 1602.183
-14.89 | 2108.256 | -15.021 | 1664.581 | 2108.256 | 1664.581
-14.758 | 2187.993 | -14.89 | 1725.063 | 2187.993 | 1725.063
-14.626 | 2267.332 | -14.758 | 1788.299 | 2267.332 | 1788.299
-14.494 | 2351.499 | -14.626 | 1849.761 | 2351.499 | 1849.761
-14.361 | 2434.636 | -14.494 | 1918.878 | 2434.636 | 1918.878
-14.229 | 2522.799 | -14.361 | 1992.315 | 2522.799 | 1992.315
-14.096 | 2620.316 | -14.229 | 2070.452 | 2620.316 | 2070.452
-13.964 | 2724.262 | -14.096 | 2145.897 | 2724.262 | 2145.897
-13.831 | 2825.67 | -13.964 | 2227.221 | 2825.67 | 2227.221
-13.698 | 2927.692 | -13.831 | 2313.689 | 2927.692 | 2313.689
-13.564 | 3041.928 | -13.698 | 2407.972 | 3041.928 | 2407.972
-13.431 | 3162.111 | -13.564 | 2495.837 | 3162.111 | 2495.837
-13.297 | 3282.637 | -13.431 | 2591.536 | 3282.637 | 2591.536
-13.164 | 3406.229 | -13.297 | 2688.487 | 3406.229 | 2688.487
-13.03 | 3543.958 | -13.164 | 2788.53 | 3543.958 | 2788.53
-12.896 | 3686.316 | -13.03 | 2887.931 | 3686.316 | 2887.931
-12.762 | 3824.03 | -12.896 | 2994.613 | 3824.03 | 2994.613
-12.628 | 3966.98 | -12.762 | 3113.522 | 3966.98 | 3113.522
-12.493 | 4113.667 | -12.628 | 3237.848 | 4113.667 | 3237.848
-12.359 | 4266.166 | -12.493 | 3355.515 | 4266.166 | 3355.515
-12.224 | 4422.851 | -12.359 | 3489.026 | 4422.851 | 3489.026
-12.089 | 4598.657 | -12.224 | 3627.639 | 4598.657 | 3627.639
-11.954 | 4762.66 | -12.089 | 3765.271 | 4762.66 | 3765.271
-11.819 | 4936.216 | -11.954 | 3910.93 | 4936.216 | 3910.93
-11.684 | 5120.411 | -11.819 | 4064.199 | 5120.411 | 4064.199
-11.549 | 5316.542 | -11.684 | 4221.038 | 5316.542 | 4221.038
-11.413 | 5509.771 | -11.549 | 4385.23 | 5509.771 | 4385.23
-11.278 | 5717.942 | -11.413 | 4559.587 | 5717.942 | 4559.587
-11.142 | 5929.122 | -11.278 | 4740.294 | 5929.122 | 4740.294
-11.006 | 6141.765 | -11.142 | 4919.743 | 6141.765 | 4919.743
-10.87 | 6353.31 | -11.006 | 5106.81 | 6353.31 | 5106.81
-10.734 | 6575.429 | -10.87 | 5297.753 | 6575.429 | 5297.753
-10.598 | 6812.356 | -10.734 | 5496.28 | 6812.356 | 5496.28
-10.461 | 7057.908 | -10.598 | 5694.095 | 7057.908 | 5694.095
-10.325 | 7305.256 | -10.461 | 5902.582 | 7305.256 | 5902.582
-10.188 | 7549.902 | -10.325 | 6120.262 | 7549.902 | 6120.262
-10.052 | 7807.44 | -10.188 | 6354.758 | 7807.44 | 6354.758
-9.915 | 8066.347 | -10.052 | 6593.964 | 8066.347 | 6593.964
-9.778 | 8344.282 | -9.915 | 6840.926 | 8344.282 | 6840.926
-9.641 | 8630.11 | -9.778 | 7085.764 | 8630.11 | 7085.764
-9.504 | 8929.728 | -9.641 | 7352.677 | 8929.728 | 7352.677
-9.366 | 9227.623 | -9.504 | 7609.088 | 9227.623 | 7609.088
-9.229 | 9518.005 | -9.366 | 7887.855 | 9518.005 | 7887.855
-9.092 | 9808.486 | -9.229 | 8170.126 | 9808.486 | 8170.126
-8.954 | 10121.857 | -9.092 | 8448.75 | 10121.857 | 8448.75
-8.816 | 10452.935 | -8.954 | 8738.672 | 10452.935 | 8738.672
-8.679 | 10784.987 | -8.816 | 9047.297 | 10784.987 | 9047.297
-8.541 | 11136.708 | -8.679 | 9350.972 | 11136.708 | 9350.972
-8.403 | 11495.541 | -8.541 | 9657.895 | 11495.541 | 9657.895
-8.265 | 11848.274 | -8.403 | 9992.253 | 11848.274 | 9992.253
-8.126 | 12212.063 | -8.265 | 10324.678 | 12212.063 | 10324.678
-7.988 | 12592.021 | -8.126 | 10662.916 | 12592.021 | 10662.916
-7.85 | 12965.034 | -7.988 | 11010.803 | 12965.034 | 11010.803
-7.711 | 13349.917 | -7.85 | 11369.118 | 13349.917 | 11369.118
-7.573 | 13753.515 | -7.711 | 11725.57 | 13753.515 | 11725.57
-7.434 | 14146.339 | -7.573 | 12090.121 | 14146.339 | 12090.121
-7.295 | 14547.367 | -7.434 | 12465.549 | 14547.367 | 12465.549
-7.156 | 14938.309 | -7.295 | 12858.981 | 14938.309 | 12858.981
-7.018 | 15339.681 | -7.156 | 13246.171 | 15339.681 | 13246.171
-6.879 | 15749.488 | -7.018 | 13631.465 | 15749.488 | 13631.465
-6.739 | 16173.147 | -6.879 | 14023.332 | 16173.147 | 14023.332
-6.6 | 16575.686 | -6.739 | 14431.162 | 16575.686 | 14431.162
-6.461 | 17015.354 | -6.6 | 14841.921 | 17015.354 | 14841.921
-6.322 | 17471.579 | -6.461 | 15264.745 | 17471.579 | 15264.745
-6.182 | 17915.738 | -6.322 | 15700.082 | 17915.738 | 15700.082
-6.043 | 18347.842 | -6.182 | 16138.154 | 18347.842 | 16138.154
-5.903 | 18776.461 | -6.043 | 16562.916 | 18776.461 | 16562.916
-5.764 | 19196.61 | -5.903 | 16989.894 | 19196.61 | 16989.894
-5.624 | 19617.618 | -5.764 | 17418.738 | 19617.618 | 17418.738
-5.484 | 20098.888 | -5.624 | 17860.111 | 20098.888 | 17860.111
-5.345 | 20554.794 | -5.484 | 18298.895 | 20554.794 | 18298.895
-5.205 | 21025.481 | -5.345 | 18739.183 | 21025.481 | 18739.183
-5.065 | 21473.158 | -5.205 | 19162.007 | 21473.158 | 19162.007
-4.925 | 21937.295 | -5.065 | 19584.968 | 21937.295 | 19584.968
-4.785 | 22372.575 | -4.925 | 20035.693 | 22372.575 | 20035.693
-4.645 | 22826.938 | -4.785 | 20487.998 | 22826.938 | 20487.998
-4.505 | 23273.103 | -4.645 | 20917.115 | 23273.103 | 20917.115
-4.364 | 23697.178 | -4.505 | 21327.811 | 23697.178 | 21327.811
-4.224 | 24098.896 | -4.364 | 21750.991 | 24098.896 | 21750.991
-4.084 | 24502.153 | -4.224 | 22147.452 | 24502.153 | 22147.452
-3.943 | 24882.126 | -4.084 | 22554.036 | 24882.126 | 22554.036
-3.803 | 25260.93 | -3.943 | 22953.697 | 25260.93 | 22953.697
-3.662 | 25628.644 | -3.803 | 23398.74 | 25628.644 | 23398.74
-3.522 | 26002.047 | -3.662 | 23860.063 | 26002.047 | 23860.063
-3.381 | 26357.984 | -3.522 | 24297.831 | 26357.984 | 24297.831
-3.241 | 26711.842 | -3.381 | 24725.047 | 26711.842 | 24725.047
-3.1 | 27038.705 | -3.241 | 25125.47 | 27038.705 | 25125.47
-2.96 | 27366.36 | -3.1 | 25517.26 | 27366.36 | 25517.26
-2.819 | 27723.89 | -2.96 | 25887.232 | 27723.89 | 25887.232
-2.678 | 28007.371 | -2.819 | 26258.24 | 28007.371 | 26258.24
-2.537 | 28286.487 | -2.678 | 26615.55 | 28286.487 | 26615.55
-2.397 | 28545.176 | -2.537 | 26976.464 | 28545.176 | 26976.464
-2.256 | 28766.259 | -2.397 | 27341.282 | 28766.259 | 27341.282
-2.115 | 28955.179 | -2.256 | 27660.489 | 28955.179 | 27660.489
-1.974 | 29159.776 | -2.115 | 27936.741 | 29159.776 | 27936.741
-1.833 | 29337.047 | -1.974 | 28222.315 | 29337.047 | 28222.315
-1.692 | 29516.548 | -1.833 | 28483.871 | 29516.548 | 28483.871
-1.551 | 29650.482 | -1.692 | 28724.729 | 29650.482 | 28724.729
-1.41 | 29802.98 | -1.551 | 28971.921 | 29802.98 | 28971.921
-1.269 | 29921.791 | -1.41 | 29218.484 | 29921.791 | 29218.484
-1.128 | 30076.164 | -1.269 | 29382.796 | 30076.164 | 29382.796
-0.987 | 30180.302 | -1.128 | 29520.716 | 30180.302 | 29520.716
-0.846 | 30239.499 | -0.987 | 29669.262 | 30239.499 | 29669.262
-0.705 | 30200.985 | -0.846 | 29813.123 | 30200.985 | 29813.123
-0.564 | 30193.248 | -0.705 | 29980.181 | 30193.248 | 29980.181
-0.423 | 30231.47 | -0.564 | 30141.11 | 30231.47 | 30141.11
-0.282 | 30253.793 | -0.423 | 30227.217 | 30253.793 | 30227.217
-0.141 | 30275.246 | -0.282 | 30276.638 | 30275.246 | 30276.638
0 | 30275.902 | -0.141 | 30256.451 | 30275.902 | 30256.451
0.141 | 30233.079 | 0 | 30275.902 | 30233.079 | 30275.902
0.282 | 30150.176 | 0.141 | 30239.844 | 30150.176 | 30239.844
0.423 | 30078.875 | 0.282 | 30243.423 | 30078.875 | 30243.423
0.564 | 30007.463 | 0.423 | 30157.745 | 30007.463 | 30157.745
0.705 | 29927.755 | 0.564 | 30101.166 | 29927.755 | 30101.166
0.846 | 29821.794 | 0.705 | 30047.07 | 29821.794 | 30047.07
0.987 | 29694.346 | 0.846 | 29989.257 | 29694.346 | 29989.257
1.128 | 29564.649 | 0.987 | 29902.19 | 29564.649 | 29902.19
1.269 | 29430.506 | 1.128 | 29798.744 | 29430.506 | 29798.744
1.41 | 29268.635 | 1.269 | 29644.166 | 29268.635 | 29644.166
1.551 | 29082.338 | 1.41 | 29457.318 | 29082.338 | 29457.318
1.692 | 28893.411 | 1.551 | 29243.645 | 28893.411 | 29243.645
1.833 | 28689.386 | 1.692 | 29050.858 | 28689.386 | 29050.858
1.974 | 28446.181 | 1.833 | 28820.744 | 28446.181 | 28820.744
2.115 | 28192.852 | 1.974 | 28530.622 | 28192.852 | 28530.622
2.256 | 27929.542 | 2.115 | 28211.482 | 27929.542 | 28211.482
2.397 | 27654.073 | 2.256 | 27902.665 | 27654.073 | 27902.665
2.537 | 27361.789 | 2.397 | 27555.387 | 27361.789 | 27555.387
2.678 | 27074.763 | 2.537 | 27220.009 | 27074.763 | 27220.009
2.819 | 26764.284 | 2.678 | 26893.76 | 26764.284 | 26893.76
2.96 | 26459.102 | 2.819 | 26533.905 | 26459.102 | 26533.905
3.1 | 26126.456 | 2.96 | 26178.454 | 26126.456 | 26178.454
3.241 | 25761.37 | 3.1 | 25829.751 | 25761.37 | 25829.751
3.381 | 25393.792 | 3.241 | 25431.413 | 25393.792 | 25431.413
3.522 | 25072.989 | 3.381 | 25057.547 | 25072.989 | 25057.547
3.662 | 24721.898 | 3.522 | 24629.867 | 24721.898 | 24629.867
3.803 | 24335.441 | 3.662 | 24211.53 | 24335.441 | 24211.53
3.943 | 23947.242 | 3.803 | 23794.737 | 23947.242 | 23794.737
4.084 | 23547.196 | 3.943 | 23382.404 | 23547.196 | 23382.404
4.224 | 23127.829 | 4.084 | 22949.659 | 23127.829 | 22949.659
4.364 | 22719.896 | 4.224 | 22540.06 | 22719.896 | 22540.06
4.505 | 22313.09 | 4.364 | 22101.648 | 22313.09 | 22101.648
4.645 | 21914.344 | 4.505 | 21659.004 | 21914.344 | 21659.004
4.785 | 21497.046 | 4.645 | 21232.548 | 21497.046 | 21232.548
4.925 | 21074.859 | 4.785 | 20770.304 | 21074.859 | 20770.304
5.065 | 20656.48 | 4.925 | 20309.082 | 20656.48 | 20309.082
5.205 | 20251.081 | 5.065 | 19885.418 | 20251.081 | 19885.418
5.345 | 19831.906 | 5.205 | 19444.774 | 19831.906 | 19444.774
5.484 | 19415.292 | 5.345 | 19003.509 | 19415.292 | 19003.509
5.624 | 18982.357 | 5.484 | 18547.512 | 18982.357 | 18547.512
5.764 | 18536.91 | 5.624 | 18102.823 | 18536.91 | 18102.823
5.903 | 18107.584 | 5.764 | 17631.071 | 18107.584 | 17631.071
6.043 | 17675.488 | 5.903 | 17177.692 | 17675.488 | 17177.692
6.182 | 17232.883 | 6.043 | 16726.762 | 17232.883 | 16726.762
6.322 | 16798.863 | 6.182 | 16282.178 | 16798.863 | 16282.178
6.461 | 16392.045 | 6.322 | 15832.959 | 16392.045 | 15832.959
6.6 | 15975.409 | 6.461 | 15369.697 | 15975.409 | 15369.697
6.739 | 15566.238 | 6.6 | 14928.241 | 15566.238 | 14928.241
6.879 | 15168.707 | 6.739 | 14491.833 | 15168.707 | 14491.833
7.018 | 14779.763 | 6.879 | 14057.356 | 14779.763 | 14057.356
7.156 | 14395.135 | 7.018 | 13640.041 | 14395.135 | 13640.041
7.295 | 14010.083 | 7.156 | 13243.269 | 14010.083 | 13243.269
7.434 | 13649.929 | 7.295 | 12844.081 | 13649.929 | 12844.081
7.573 | 13284.2 | 7.434 | 12437.548 | 13284.2 | 12437.548
7.711 | 12909.532 | 7.573 | 12054.4 | 12909.532 | 12054.4
7.85 | 12534.796 | 7.711 | 11671.708 | 12534.796 | 11671.708
7.988 | 12196.758 | 7.85 | 11294.912 | 12196.758 | 11294.912
8.126 | 11852.592 | 7.988 | 10933.435 | 11852.592 | 10933.435
8.265 | 11500.048 | 8.126 | 10580.793 | 11500.048 | 10580.793
8.403 | 11152.803 | 8.265 | 10223.662 | 11152.803 | 10223.662
8.541 | 10813.411 | 8.403 | 9886.821 | 10813.411 | 9886.821
8.679 | 10482.846 | 8.541 | 9562.234 | 10482.846 | 9562.234
8.816 | 10146.68 | 8.679 | 9246.946 | 10146.68 | 9246.946
8.954 | 9818.662 | 8.816 | 8942.61 | 9818.662 | 8942.61
9.092 | 9498.843 | 8.954 | 8639.834 | 9498.843 | 8639.834
9.229 | 9189.722 | 9.092 | 8353.417 | 9189.722 | 8353.417
9.366 | 8895.327 | 9.229 | 8061.962 | 8895.327 | 8061.962
9.504 | 8628.657 | 9.366 | 7768.894 | 8628.657 | 7768.894
9.641 | 8359.829 | 9.504 | 7478.037 | 8359.829 | 7478.037
9.778 | 8092.883 | 9.641 | 7221.299 | 8092.883 | 7221.299
9.915 | 7823.577 | 9.778 | 6970.476 | 7823.577 | 6970.476
10.052 | 7558.507 | 9.915 | 6724.605 | 7558.507 | 6724.605
10.188 | 7288.417 | 10.052 | 6481.739 | 7288.417 | 6481.739
10.325 | 7050.025 | 10.188 | 6244.853 | 7050.025 | 6244.853
10.461 | 6814.226 | 10.325 | 6010.641 | 6814.226 | 6010.641
10.598 | 6581.274 | 10.461 | 5782.636 | 6581.274 | 5782.636
10.734 | 6355.909 | 10.598 | 5559.702 | 6355.909 | 5559.702
10.87 | 6140.248 | 10.734 | 5355.3 | 6140.248 | 5355.3
11.006 | 5920.488 | 10.87 | 5152.305 | 5920.488 | 5152.305
11.142 | 5716.885 | 11.006 | 4954.524 | 5716.885 | 4954.524
11.278 | 5524.388 | 11.142 | 4770.589 | 5524.388 | 4770.589
11.413 | 5333.531 | 11.278 | 4595.44 | 5333.531 | 4595.44
11.549 | 5148.23 | 11.413 | 4425.837 | 5148.23 | 4425.837
11.684 | 4967.123 | 11.549 | 4274.242 | 4967.123 | 4274.242
11.819 | 4788.878 | 11.684 | 4123.001 | 4788.878 | 4123.001
11.954 | 4609.869 | 11.819 | 3973.879 | 4609.869 | 3973.879
12.089 | 4433.548 | 11.954 | 3830.339 | 4433.548 | 3830.339
12.224 | 4269.206 | 12.089 | 3690.666 | 4269.206 | 3690.666
12.359 | 4109.808 | 12.224 | 3553.572 | 4109.808 | 3553.572
12.493 | 3957.414 | 12.359 | 3412.976 | 3957.414 | 3412.976
12.628 | 3815.888 | 12.493 | 3284.701 | 3815.888 | 3284.701
12.762 | 3686.234 | 12.628 | 3166.618 | 3686.234 | 3166.618
12.896 | 3554.597 | 12.762 | 3055.103 | 3554.597 | 3055.103
13.03 | 3425.21 | 12.896 | 2935.969 | 3425.21 | 2935.969
13.164 | 3302.818 | 13.03 | 2825.907 | 3302.818 | 2825.907
13.297 | 3179.276 | 13.164 | 2714.602 | 3179.276 | 2714.602
13.431 | 3061.351 | 13.297 | 2612.108 | 3061.351 | 2612.108
13.564 | 2950.611 | 13.431 | 2506.711 | 2950.611 | 2506.711
13.698 | 2844.657 | 13.564 | 2413.515 | 2844.657 | 2413.515
13.831 | 2741.254 | 13.698 | 2318.445 | 2741.254 | 2318.445
13.964 | 2643.601 | 13.831 | 2230.159 | 2643.601 | 2230.159
14.096 | 2552.612 | 13.964 | 2142.97 | 2552.612 | 2142.97
14.229 | 2461.424 | 14.096 | 2071.4 | 2461.424 | 2071.4
14.361 | 2376.182 | 14.229 | 2000.138 | 2376.182 | 2000.138
14.494 | 2296.11 | 14.361 | 1932.703 | 2296.11 | 1932.703
14.626 | 2217.075 | 14.494 | 1863.132 | 2217.075 | 1863.132
14.758 | 2134.912 | 14.626 | 1797.402 | 2134.912 | 1797.402
14.89 | 2053.866 | 14.758 | 1725.453 | 2053.866 | 1725.453
15.021 | 1974.479 | 14.89 | 1655.595 | 1974.479 | 1655.595
15.153 | 1897.162 | 15.021 | 1592.873 | 1897.162 | 1592.873
15.284 | 1828.558 | 15.153 | 1535.566 | 1828.558 | 1535.566
15.415 | 1760.213 | 15.284 | 1479.146 | 1760.213 | 1479.146
15.546 | 1693.848 | 15.415 | 1421.942 | 1693.848 | 1421.942
15.677 | 1633.737 | 15.546 | 1373.505 | 1633.737 | 1373.505
15.808 | 1575.823 | 15.677 | 1320.904 | 1575.823 | 1320.904
15.938 | 1520.935 | 15.808 | 1269.48 | 1520.935 | 1269.48
16.069 | 1468.086 | 15.938 | 1221.195 | 1468.086 | 1221.195
16.199 | 1415.501 | 16.069 | 1178.486 | 1415.501 | 1178.486
16.329 | 1362.401 | 16.199 | 1135.529 | 1362.401 | 1135.529
16.459 | 1313.19 | 16.329 | 1093.972 | 1313.19 | 1093.972
16.588 | 1264.025 | 16.459 | 1057.174 | 1264.025 | 1057.174
16.718 | 1220.436 | 16.588 | 1019.733 | 1220.436 | 1019.733
16.847 | 1181.626 | 16.718 | 984.593 | 1181.626 | 984.593
16.976 | 1145.028 | 16.847 | 947.657 | 1145.028 | 947.657
17.105 | 1109.497 | 16.976 | 917.245 | 1109.497 | 917.245
17.234 | 1078.989 | 17.105 | 890.428 | 1078.989 | 890.428
17.362 | 1046.219 | 17.234 | 862.996 | 1046.219 | 862.996
17.491 | 1011.828 | 17.362 | 832.988 | 1011.828 | 832.988
17.619 | 980.434 | 17.491 | 805.802 | 980.434 | 805.802
17.747 | 952.103 | 17.619 | 784.263 | 952.103 | 784.263
17.875 | 919.994 | 17.747 | 762.92 | 919.994 | 762.92
18.003 | 888.319 | 17.875 | 738.063 | 888.319 | 738.063
18.13 | 860.195 | 18.003 | 715.741 | 860.195 | 715.741
18.257 | 835.597 | 18.13 | 694.319 | 835.597 | 694.319
18.385 | 808.717 | 18.257 | 672.242 | 808.717 | 672.242
18.512 | 784.432 | 18.385 | 649.931 | 784.432 | 649.931
18.638 | 762.998 | 18.512 | 632.277 | 762.998 | 632.277
18.765 | 740.805 | 18.638 | 613.502 | 740.805 | 613.502
18.891 | 717.131 | 18.765 | 593.694 | 717.131 | 593.694
19.017 | 696.423 | 18.891 | 577.77 | 696.423 | 577.77
19.143 | 679.421 | 19.017 | 562.593 | 679.421 | 562.593
19.269 | 662.106 | 19.143 | 545.622 | 662.106 | 545.622
19.395 | 648.384 | 19.269 | 528.77 | 648.384 | 528.77
19.52 | 632.232 | 19.395 | 514.353 | 632.232 | 514.353
19.645 | 612.712 | 19.52 | 502.196 | 612.712 | 502.196
19.77 | 592.279 | 19.645 | 491.828 | 592.279 | 491.828
19.895 | 575.164 | 19.77 | 480.832 | 575.164 | 480.832
20.02 | 558.753 | 19.895 | 471.103 | 558.753 | 471.103
20.144 | 544.177 | 20.02 | 459.377 | 544.177 | 459.377
20.268 | 530.074 | 20.144 | 449.361 | 530.074 | 449.361
20.392 | 517.481 | 20.268 | 439.741 | 517.481 | 439.741
20.516 | 505.372 | 20.392 | 432.439 | 505.372 | 432.439
20.64 | 490.885 | 20.516 | 424.513 | 490.885 | 424.513
20.763 | 477.469 | 20.64 | 415.117 | 477.469 | 415.117
20.887 | 465.779 | 20.763 | 404.291 | 465.779 | 404.291
21.01 | 454.979 | 20.887 | 393.314 | 454.979 | 393.314
21.132 | 446.575 | 21.01 | 380.593 | 446.575 | 380.593
21.255 | 437.78 | 21.132 | 370.557 | 437.78 | 370.557
21.378 | 426.888 | 21.255 | 363.574 | 426.888 | 363.574
21.5 | 417.652 | 21.378 | 357.362 | 417.652 | 357.362
21.622 | 409.885 | 21.5 | 351.371 | 409.885 | 351.371
21.744 | 399.25 | 21.622 | 345.201 | 399.25 | 345.201
21.865 | 390.995 | 21.744 | 338.546 | 390.995 | 338.546
21.987 | 383.97 | 21.865 | 329.427 | 383.97 | 329.427
22.108 | 374.72 | 21.987 | 323.616 | 374.72 | 323.616
22.229 | 368.079 | 22.108 | 317.623 | 368.079 | 317.623
22.349 | 363.454 | 22.229 | 311.652 | 363.454 | 311.652
22.47 | 355.932 | 22.349 | 305.754 | 355.932 | 305.754
22.59 | 346.879 | 22.47 | 301.264 | 346.879 | 301.264
22.71 | 340.102 | 22.59 | 295.105 | 340.102 | 295.105
22.83 | 331.273 | 22.71 | 287.314 | 331.273 | 287.314
22.95 | 322.814 | 22.83 | 281.192 | 322.814 | 281.192
23.07 | 318.836 | 22.95 | 276.646 | 318.836 | 276.646
23.189 | 313.116 | 23.07 | 273.273 | 313.116 | 273.273
23.308 | 304.282 | 23.189 | 266.284 | 304.282 | 266.284
23.427 | 295.874 | 23.308 | 263.547 | 295.874 | 263.547
23.546 | 290.417 | 23.427 | 257.598 | 290.417 | 257.598
23.664 | 287.093 | 23.546 | 251.25 | 287.093 | 251.25
23.782 | 285.708 | 23.664 | 246.291 | 285.708 | 246.291
23.9 | 284.687 | 23.782 | 243.843 | 284.687 | 243.843
24.018 | 281.801 | 23.9 | 240.322 | 281.801 | 240.322
24.136 | 278.9 | 24.018 | 236.624 | 278.9 | 236.624
24.253 | 275.823 | 24.136 | 234.771 | 275.823 | 234.771
24.37 | 269.139 | 24.253 | 229.434 | 269.139 | 229.434
24.487 | 262.472 | 24.37 | 226.266 | 262.472 | 226.266
24.604 | 256.308 | 24.487 | 223.671 | 256.308 | 223.671
24.72 | 249.731 | 24.604 | 220.686 | 249.731 | 220.686
24.836 | 245.285 | 24.72 | 217.9 | 245.285 | 217.9
24.953 | 243.532 | 24.836 | 214.232 | 243.532 | 214.232
25.068 | 242.097 | 24.953 | 208.75 | 242.097 | 208.75
25.184 | 239.014 | 25.068 | 205.09 | 239.014 | 205.09
25.299 | 236.407 | 25.184 | 200.59 | 236.407 | 200.59
25.415 | 232.192 | 25.299 | 197.106 | 232.192 | 197.106
25.53 | 228.228 | 25.415 | 194.867 | 228.228 | 194.867
25.644 | 225.789 | 25.53 | 194.931 | 225.789 | 194.931
25.759 | 223.669 | 25.644 | 193.668 | 223.669 | 193.668
25.873 | 221.204 | 25.759 | 191.677 | 221.204 | 191.677
25.987 | 216.828 | 25.873 | 191.899 | 216.828 | 191.899
26.101 | 212.203 | 25.987 | 192.848 | 212.203 | 192.848
26.215 | 208.056 | 26.101 | 184.965 | 208.056 | 184.965
26.328 | 204.616 | 26.215 | 180.009 | 204.616 | 180.009
26.441 | 200.423 | 26.328 | 175.924 | 200.423 | 175.924
26.554 | 196.544 | 26.441 | 172.21 | 196.544 | 172.21
26.667 | 192.131 | 26.554 | 170.398 | 192.131 | 170.398
26.78 | 189.742 | 26.667 | 168.122 | 189.742 | 168.122
26.892 | 187.338 | 26.78 | 163.896 | 187.338 | 163.896
27.004 | 185.435 | 26.892 | 161.244 | 185.435 | 161.244
27.116 | 183.923 | 27.004 | 160.638 | 183.923 | 160.638
27.228 | 184.706 | 27.116 | 159.511 | 184.706 | 159.511
27.339 | 182.72 | 27.228 | 161.546 | 182.72 | 161.546
27.45 | 177.245 | 27.339 | 157.872 | 177.245 | 157.872
27.561 | 171.503 | 27.45 | 156.61 | 171.503 | 156.61
27.672 | 169.516 | 27.561 | 156.155 | 169.516 | 156.155
27.782 | 168.863 | 27.672 | 154.647 | 168.863 | 154.647
27.893 | 167.032 | 27.782 | 150.906 | 167.032 | 150.906
28.003 | 165.425 | 27.893 | 150.311 | 165.425 | 150.311
28.113 | 163.277 | 28.003 | 148.241 | 163.277 | 148.241
28.222 | 161.707 | 28.113 | 143.265 | 161.707 | 143.265
28.332 | 160.662 | 28.222 | 141.516 | 160.662 | 141.516
28.441 | 159.729 | 28.332 | 141.061 | 159.729 | 141.061
28.55 | 156.818 | 28.441 | 140.008 | 156.818 | 140.008
28.658 | 153.588 | 28.55 | 139.546 | 153.588 | 139.546
28.767 | 152.203 | 28.658 | 136.803 | 152.203 | 136.803
28.875 | 152.618 | 28.767 | 136.568 | 152.618 | 136.568
28.983 | 151.22 | 28.875 | 134.762 | 151.22 | 134.762
29.091 | 150.056 | 28.983 | 135.669 | 150.056 | 135.669
29.199 | 148.884 | 29.091 | 135.002 | 148.884 | 135.002
29.306 | 149.354 | 29.199 | 137.436 | 149.354 | 137.436
29.413 | 148.845 | 29.306 | 135.182 | 148.845 | 135.182
29.52 | 147.78 | 29.413 | 132.606 | 147.78 | 132.606
29.627 | 144.611 | 29.52 | 126.879 | 144.611 | 126.879
29.733 | 143.834 | 29.627 | 123.274 | 143.834 | 123.274
29.84 | 143.61 | 29.733 | 121.563 | 143.61 | 121.563
29.946 | 143.073 | 29.84 | 120.337 | 143.073 | 120.337
30.051 | 141.47 | 29.946 | 119.538 | 141.47 | 119.538
30.157 | 140.733 | 30.051 | 119.734 | 140.733 | 119.734
30.262 | 138.609 | 30.157 | 121.184 | 138.609 | 121.184
30.367 | 136.722 | 30.262 | 122.265 | 136.722 | 122.265
30.472 | 136.658 | 30.367 | 121.335 | 136.658 | 121.335
30.577 | 136.783 | 30.472 | 120.651 | 136.783 | 120.651
30.681 | 136.08 | 30.577 | 118.947 | 136.08 | 118.947
30.786 | 135.564 | 30.681 | 112.455 | 135.564 | 112.455
30.89 | 134.659 | 30.786 | 109.946 | 134.659 | 109.946
30.993 | 133.427 | 30.89 | 110.368 | 133.427 | 110.368
30.993 | 133.427 | 30.89 | 110.368 | 133.427 | 110.368
31.097 | 131.992 | 30.993 | 111.693 | 131.992 | 111.693
31.2 | 131.971 | 31.097 | 111.413 | 131.971 | 111.413
31.303 | 131.625 | 31.2 | 112.36 | 131.625 | 112.36
31.406 | 131.341 | 31.303 | 109.807 | 131.341 | 109.807
31.509 | 130.27 | 31.406 | 109.255 | 130.27 | 109.255
31.611 | 128.077 | 31.509 | 107.589 | 128.077 | 107.589
31.714 | 124.158 | 31.611 | 106.567 | 124.158 | 106.567
31.815 | 121.334 | 31.714 | 104.748 | 121.334 | 104.748
31.917 | 119.683 | 31.815 | 89.713 | 119.683 | 89.713
32.019 | 120.147 | 31.917 | 64.379 | 120.147 | 64.379
32.12 | 120.57 | 32.019 | 45.122 | 120.57 | 45.122

## Lenses & Diffusers (hidden)
Note : All measurments are with a Vivid
Luminit Diffuser | Side Facing LEDs | Field Lumens | Field Angle Horiz | Field Angle Vert | Lens Efficiency
none |  | 1127 | 21.09 | 19.14 | 100%
20 | smooth | 1034 | 46.4 | 44.9 | 91.75%
20 | rough | 1112 | 47.29 | 45.71 | 98.67%
30x5 | rough | 1078 | 64.74 | 25.45 | 95.65%
40 | rough | 1114 | 74.31 | 76.21 | 98.85%
60x10 | rough | 1062 | 74.87 | 30.62 | 94.23%
60 | rough | 1003 | 74.87 | 76.64 | 89%
75x35 | rough | 1031 | 75* | 61.68 | 91.48% | *note - we could not capture the full field width
MicrolensLens | Lens Efficiency |  |  | Vivid Field Angle Horiz | Vivid Field Angle Vert | Paletta Field Angle Horiz | Paletta Field Angle Vert | Lustr Field Angle Horiz | Lustr Field Angle Vert
| Vivid | Paletta | Lustr
none | na | na | na | 18.6 | 18.6 | 25.7 | 25.7 | 26.4 | 26.4 | 0.7 | 0.7
H40 | 97.8% | 93.6% | 93.5% | 41.3 | 21.3 | 44.6 | 26.8 | 45.2 | 27.1 | 0.6 | 0.3
V40 | 100.4% | 94.5% | 94.6% | 23.5 | 40.7 | 28.8 | 44 | 28.9 | 44.7 | 0.1 | 0.7
H50 | 96% | 93.6% | 95.1% | 72.3 | 21.9 | 74.4 | 27.1 | 75 | 28 | 0.6 | 0.9
V50 | 97.8% | 94.5% | 94.6% | 24.8 | 72.3 | 29.5 | 76 | 31.3 | 76.6 | 1.8 | 0.6
H60 | 97.8% | 94.5% | 95.7% | 68.2 | 21.6 | 71.3 | 27.3 | 71.4 | 27.8 | 0.1 | 0.5
V60 | 99.6% | 95.4% | 96.8% | 24.9 | 67.6 | 30.6 | 70.8 | 31.3 | 71.2 | 0.7 | 0.4
H70 | 96% | 91.8% | 93.5% | 72.8 | 21.7 | 78 | 28 | 79.2 | 28 | 1.2 | 0
V70 | 97.8% | 91.8% | 94.6% | 25.1 | 72.9 | 31.3 | 78.5 | 31 | 79.4 | -0.3 | 0.9
H80 | 92.4% | 90% | 90.8% | ~78 | 22.2 | 80 | 27.5 | 82.5 | 28.2 | 2.5 | 0.7
V80 | 95.1% | 90.9% | 92.4% | 26.5 | 80.3 | 31 | 82 | 31.3 | 82.5 | 0.3 | 0.5
H40 + V40 | 90.7% | 86.4% | 86.9% | 44.7 | 42.6 | 47.6 | 45.7 | 48.1 | 46.6 | 0.5 | 0.9
H60 + V60 | 95.1% | 91.8% | 92.4% | 70.4 | 70.2 | 73.8 | 72.3 | 73.6 | 72.4 | -0.2 | 0.1
H40 + V60 | 92.4% | 89.1% | 89.7% | 45.3 | 69.8 | 48.5 | 72.1 | 48.8 | 72.4 | 0.3 | 0.3
H40 + V80 | 88.9% | 85.5% | 85.8% | 45.8 | 81.4 | 48.6 | 82 | 49.1 | 82.6 | 0.5 | 0.6
[10 empty] | 0.62143 | 0.52857

## Vivid H40 (hidden)
Selador | Lamp |  | Wattage
Vivid | Lumileds K2 |  | 122 |  | Note: Owing to the variability of LEDs, output data and color matches should be viewed as approximate
Note: All data taken with room temperature fixture
| Beam Angle | Field Angle
Horizontal | 28.9 | 41.3
| Accessory Lens | Candela | Field Lumens | Beam Lumens | Lens Efficiency | Efficacy
| H40 | 12130 | 1100 | 650 | 97.78% | 9.0164
| For Field diameter at any distance, multiply distance by |  |  |  | 0.75374
| For Beam diameter at any distance, multiply distance by |  |  |  | 0.51537
| Throw Distance (ft) | 10 | 15 | 20 | 25
| Throw Distance (m) | 3.048 | 4.572 | 6.096 | 7.62
| Field Diameter (ft) | 7.5374 | 11.3061 | 15.0749 | 18.8436
| Field Diameter (m) | 2.2974 | 3.4461 | 4.5948 | 5.7435
| Illuminance (fc) | 121.3 | 53.9111 | 30.325 | 19.408
| Illuminance (lux) | 1305.6611 | 580.2938 | 326.4153 | 208.9058
Test Distance | Iso-Illuminance Diagram grid lines
72 | 10 | 20 | 30 | 40
| 0.13889 | 0.27778 | 0.41667 | 0.55556
| Beam Angle | Field Angle
Vertical | 10 | 21.3
| For Field diameter at any distance, multiply distance by |  |  |  | 0.3761
| For Beam diameter at any distance, multiply distance by |  |  |  | 0.17498
| Throw Distance (ft) | 10 | 15 | 20 | 25
| Throw Distance (m) | 3.048 | 4.572 | 6.096 | 7.62
| Field Diameter (ft) | 3.761 | 5.6414 | 7.5219 | 9.4024
| Field Diameter (m) | 1.1463 | 1.7195 | 2.2927 | 2.8659
| Illuminance (fc) | 121.3 | 53.9111 | 30.325 | 19.408
| Illuminance (lux) | 1305.6611 | 580.2938 | 326.4153 | 208.9058
| X |  | Y
-17.18 | 0 | -17.243 | 893.935
-17.117 | 0 | -17.18 | 903.395
-17.053 | 0 | -17.117 | 909.77
-16.99 | 128.031 | -17.053 | 920.21
-16.926 | 344.851 | -16.99 | 930.746
-16.862 | 562.378 | -16.926 | 941.893
-16.799 | 780.611 | -16.862 | 953.134
-16.735 | 914.197 | -16.799 | 968.358
-16.671 | 926.352 | -16.735 | 984.753
-16.608 | 939.397 | -16.671 | 1004.599
-16.544 | 950.026 | -16.608 | 1020.816
-16.48 | 966.611 | -16.544 | 1038.883
-16.416 | 981.972 | -16.48 | 1052.193
-16.352 | 996.68 | -16.416 | 1057.919
-16.288 | 1007.05 | -16.352 | 1070.735
-16.224 | 1022.673 | -16.288 | 1083.018
-16.16 | 1036.343 | -16.224 | 1099.304
-16.096 | 1048.406 | -16.16 | 1116.297
-16.032 | 1063.668 | -16.096 | 1136.937
-15.968 | 1080.993 | -16.032 | 1153.245
-15.903 | 1096.257 | -15.968 | 1170.54
-15.839 | 1110.424 | -15.903 | 1190.005
-15.775 | 1133.011 | -15.839 | 1206.111
-15.71 | 1151.79 | -15.775 | 1221.4
-15.646 | 1169.525 | -15.71 | 1239.814
-15.582 | 1186.275 | -15.646 | 1258.758
-15.517 | 1210.008 | -15.582 | 1277.333
-15.453 | 1228.936 | -15.517 | 1297.839
-15.388 | 1245.313 | -15.453 | 1317.021
-15.323 | 1261.551 | -15.388 | 1330.125
-15.259 | 1282.289 | -15.323 | 1348.13
-15.194 | 1308.239 | -15.259 | 1363.479
-15.129 | 1326.838 | -15.194 | 1385.279
-15.065 | 1348.417 | -15.129 | 1408.995
-15 | 1372.297 | -15.065 | 1436.795
-14.935 | 1392.523 | -15 | 1461.598
-14.87 | 1406.492 | -14.935 | 1485.803
-14.805 | 1426.547 | -14.87 | 1507.69
-14.74 | 1443.519 | -14.805 | 1532.096
-14.675 | 1461.683 | -14.74 | 1555.408
-14.61 | 1485.191 | -14.675 | 1580.068
-14.545 | 1514.969 | -14.61 | 1600.923
-14.48 | 1541.989 | -14.545 | 1623.683
-14.415 | 1568.801 | -14.48 | 1644.914
-14.35 | 1588.783 | -14.415 | 1671.967
-14.285 | 1607.467 | -14.35 | 1701.184
-14.219 | 1628.436 | -14.285 | 1736.474
-14.154 | 1656.199 | -14.219 | 1765.76
-14.089 | 1680.784 | -14.154 | 1795.11
-14.023 | 1708.573 | -14.089 | 1828.648
-13.958 | 1731.708 | -14.023 | 1856.036
-13.892 | 1756.674 | -13.958 | 1882.724
-13.827 | 1779.411 | -13.892 | 1913.101
-13.761 | 1805.182 | -13.827 | 1946.228
-13.696 | 1836.768 | -13.761 | 1977.443
-13.63 | 1867.979 | -13.696 | 2009.65
-13.565 | 1898.27 | -13.63 | 2034.54
-13.499 | 1926.879 | -13.565 | 2054.37
-13.433 | 1951.52 | -13.499 | 2086.779
-13.368 | 1982.066 | -13.433 | 2122.685
-13.302 | 2011.86 | -13.368 | 2153.254
-13.236 | 2046.127 | -13.302 | 2189.986
-13.17 | 2078.768 | -13.236 | 2222.802
-13.104 | 2112.124 | -13.17 | 2253.181
-13.038 | 2142.285 | -13.104 | 2293.239
-12.972 | 2175.929 | -13.038 | 2332.426
-12.906 | 2212.452 | -12.972 | 2367.273
-12.84 | 2251.306 | -12.906 | 2409.821
-12.774 | 2293.243 | -12.84 | 2453.553
-12.708 | 2327.122 | -12.774 | 2488.408
-12.642 | 2364.197 | -12.708 | 2529.593
-12.576 | 2397.335 | -12.642 | 2572.235
-12.51 | 2427.95 | -12.576 | 2609.638
-12.444 | 2461.435 | -12.51 | 2641.329
-12.377 | 2499.669 | -12.444 | 2679.393
-12.311 | 2536.024 | -12.377 | 2721.391
-12.245 | 2581.578 | -12.311 | 2760.859
-12.178 | 2624.279 | -12.245 | 2802.856
-12.112 | 2667.891 | -12.178 | 2848.614
-12.046 | 2705.975 | -12.112 | 2892.058
-11.979 | 2750.872 | -12.046 | 2935.232
-11.913 | 2793.302 | -11.979 | 2981.246
-11.846 | 2837.767 | -11.913 | 3023.774
-11.78 | 2882.389 | -11.846 | 3071.495
-11.713 | 2924.873 | -11.78 | 3115.68
-11.646 | 2973.766 | -11.713 | 3165.477
-11.58 | 3019.718 | -11.646 | 3212.969
-11.513 | 3071.587 | -11.58 | 3265.26
-11.446 | 3116.412 | -11.513 | 3314.18
-11.38 | 3163.686 | -11.446 | 3362.137
-11.313 | 3213.939 | -11.38 | 3411.422
-11.246 | 3266.418 | -11.313 | 3467.088
-11.179 | 3308.846 | -11.246 | 3520.721
-11.112 | 3352.978 | -11.179 | 3571.74
-11.045 | 3402.156 | -11.112 | 3617.709
-10.978 | 3455.468 | -11.045 | 3664.742
-10.911 | 3512.006 | -10.978 | 3708.595
-10.844 | 3575.523 | -10.911 | 3761.516
-10.777 | 3634.522 | -10.844 | 3822.111
-10.71 | 3691.815 | -10.777 | 3879.409
-10.643 | 3747.988 | -10.71 | 3930.14
-10.576 | 3807.903 | -10.643 | 3989.273
-10.509 | 3870.709 | -10.576 | 4061.812
-10.442 | 3931.284 | -10.509 | 4133.742
-10.375 | 3984.203 | -10.442 | 4198.419
-10.307 | 4033.907 | -10.375 | 4262.764
-10.24 | 4093.303 | -10.307 | 4328.779
-10.173 | 4169.58 | -10.24 | 4390.145
-10.106 | 4237.888 | -10.173 | 4446.082
-10.038 | 4309.016 | -10.106 | 4508.537
-9.971 | 4380.806 | -10.038 | 4570.352
-9.903 | 4461.446 | -9.971 | 4631.686
-9.836 | 4524.011 | -9.903 | 4695.375
-9.769 | 4588.928 | -9.836 | 4762.57
-9.701 | 4654.987 | -9.769 | 4830.748
-9.634 | 4733.654 | -9.701 | 4894.618
-9.566 | 4811.931 | -9.634 | 4954.292
-9.498 | 4886.471 | -9.566 | 5013.442
-9.431 | 4937.37 | -9.498 | 5080.175
-9.363 | 4999.196 | -9.431 | 5146.064
-9.296 | 5073.916 | -9.363 | 5222.707
-9.228 | 5144.759 | -9.296 | 5294.008
-9.16 | 5209.543 | -9.228 | 5369.524
-9.093 | 5284.174 | -9.16 | 5451.23
-9.025 | 5371.398 | -9.093 | 5535.678
-8.957 | 5460.209 | -9.025 | 5620.78
-8.889 | 5539.524 | -8.957 | 5705.703
-8.821 | 5621.945 | -8.889 | 5791.333
-8.754 | 5708.401 | -8.821 | 5863.266
-8.686 | 5795.252 | -8.754 | 5941.483
-8.618 | 5871.96 | -8.686 | 6018.65
-8.55 | 5959.089 | -8.618 | 6098.975
-8.482 | 6041.117 | -8.55 | 6179.237
-8.414 | 6126.087 | -8.482 | 6264.829
-8.346 | 6221.767 | -8.414 | 6349.422
-8.278 | 6334.353 | -8.346 | 6436.437
-8.21 | 6438.101 | -8.278 | 6530.428
-8.142 | 6537.268 | -8.21 | 6612.548
-8.074 | 6624.676 | -8.142 | 6702.884
-8.006 | 6704.426 | -8.074 | 6801.891
-7.938 | 6789.751 | -8.006 | 6910.229
-7.869 | 6885.032 | -7.938 | 6992.301
-7.801 | 6977.305 | -7.869 | 7076.641
-7.733 | 7067.762 | -7.801 | 7154.89
-7.665 | 7167.643 | -7.733 | 7244.694
-7.597 | 7264.623 | -7.665 | 7331.036
-7.528 | 7347.121 | -7.597 | 7423.868
-7.46 | 7434.614 | -7.528 | 7519.782
-7.392 | 7531.418 | -7.46 | 7610.282
-7.323 | 7627.133 | -7.392 | 7700.059
-7.255 | 7720.633 | -7.323 | 7774.407
-7.187 | 7828.874 | -7.255 | 7867.017
-7.118 | 7930.629 | -7.187 | 7969.129
-7.05 | 8018.569 | -7.118 | 8092.133
-6.981 | 8106.771 | -7.05 | 8191.807
-6.913 | 8200.262 | -6.981 | 8299.327
-6.844 | 8288.323 | -6.913 | 8407.965
-6.776 | 8399.399 | -6.844 | 8515.262
-6.707 | 8507.546 | -6.776 | 8607.025
-6.639 | 8616.66 | -6.707 | 8698.951
-6.57 | 8720.55 | -6.639 | 8807.319
-6.502 | 8834.518 | -6.57 | 8910.925
-6.433 | 8931.656 | -6.502 | 9012.332
-6.365 | 9052.316 | -6.433 | 9115.79
-6.296 | 9160.143 | -6.365 | 9219.866
-6.227 | 9281.66 | -6.296 | 9330.998
-6.159 | 9390.459 | -6.227 | 9441.519
-6.09 | 9501.1 | -6.159 | 9542.597
-6.021 | 9593.892 | -6.09 | 9654.354
-5.953 | 9700.217 | -6.021 | 9763.666
-5.884 | 9801.915 | -5.953 | 9861.514
-5.815 | 9910.254 | -5.884 | 9952.396
-5.746 | 10042.291 | -5.815 | 10053.595
-5.678 | 10168.571 | -5.746 | 10155.425
-5.609 | 10287.88 | -5.678 | 10262.315
-5.54 | 10403.739 | -5.609 | 10382.1
-5.471 | 10525.002 | -5.54 | 10499.045
-5.402 | 10622.073 | -5.471 | 10595.91
-5.334 | 10712.412 | -5.402 | 10693.516
-5.265 | 10802.938 | -5.334 | 10803.705
-5.196 | 10886.795 | -5.265 | 10907.87
-5.127 | 10971.709 | -5.196 | 11016.228
-5.058 | 11065.091 | -5.127 | 11124.713
-4.989 | 11170.691 | -5.058 | 11234.646
-4.92 | 11289.665 | -4.989 | 11350.698
-4.851 | 11399.484 | -4.92 | 11470.884
-4.782 | 11516.889 | -4.851 | 11581.965
-4.713 | 11631.737 | -4.782 | 11694.092
-4.644 | 11741.093 | -4.713 | 11787.598
-4.575 | 11841.013 | -4.644 | 11901.064
-4.506 | 11930.037 | -4.575 | 12018.16
-4.437 | 12042.653 | -4.506 | 12128.049
-4.368 | 12165.128 | -4.437 | 12204.866
-4.299 | 12314.657 | -4.368 | 12284.071
-4.23 | 12471.544 | -4.299 | 12341.577
-4.161 | 12608.373 | -4.23 | 12406.743
-4.092 | 12709.69 | -4.161 | 12490.588
-4.022 | 12810.252 | -4.092 | 12595.122
-3.953 | 12910.513 | -4.022 | 12726.243
-3.884 | 13017.045 | -3.953 | 12868.065
-3.815 | 13140.804 | -3.884 | 12998.301
-3.746 | 13263.953 | -3.815 | 13142.369
-3.677 | 13355.598 | -3.746 | 13295.312
-3.608 | 13459.573 | -3.677 | 13438.091
-3.538 | 13564.165 | -3.608 | 13545.177
-3.469 | 13656.66 | -3.538 | 13645.762
-3.4 | 13756.537 | -3.469 | 13693.489
-3.331 | 13857.742 | -3.4 | 13719.01
-3.261 | 13947.216 | -3.331 | 13764.599
-3.192 | 14039.789 | -3.261 | 13852.883
-3.123 | 14147.605 | -3.192 | 13927.025
-3.054 | 14237.703 | -3.123 | 14005.431
-2.984 | 14319.869 | -3.054 | 14102.46
-2.915 | 14417.276 | -2.984 | 14185.861
-2.846 | 14507.761 | -2.915 | 14265.714
-2.777 | 14583.573 | -2.846 | 14335.327
-2.707 | 14673.065 | -2.777 | 14419.931
-2.638 | 14744.974 | -2.707 | 14493.695
-2.569 | 14834.536 | -2.638 | 14559.241
-2.499 | 14913.819 | -2.569 | 14608.674
-2.43 | 15006.775 | -2.499 | 14669.828
-2.361 | 15099.165 | -2.43 | 14743.554
-2.291 | 15199.188 | -2.361 | 14800.672
-2.222 | 15281.043 | -2.291 | 14844.257
-2.152 | 15329.506 | -2.222 | 14921.185
-2.083 | 15372.291 | -2.152 | 15029.783
-2.014 | 15447.706 | -2.083 | 15112.275
-1.944 | 15520.957 | -2.014 | 15204.563
-1.875 | 15604.913 | -1.944 | 15279.554
-1.806 | 15685.5 | -1.875 | 15315.042
-1.736 | 15742.773 | -1.806 | 15336.319
-1.667 | 15782.219 | -1.736 | 15383.181
-1.597 | 15829.612 | -1.667 | 15445.524
-1.528 | 15875.207 | -1.597 | 15491.696
-1.458 | 15933.97 | -1.528 | 15533.758
-1.389 | 16006.754 | -1.458 | 15584.518
-1.32 | 16034.352 | -1.389 | 15627.051
-1.25 | 16061.815 | -1.32 | 15684.459
-1.181 | 16095.67 | -1.25 | 15726.562
-1.111 | 16123.115 | -1.181 | 15796.441
-1.042 | 16123.82 | -1.111 | 15850.866
-0.972 | 16153.058 | -1.042 | 15919.459
-0.903 | 16189.189 | -0.972 | 15966.379
-0.834 | 16220.569 | -0.903 | 16023.401
-0.764 | 16221.854 | -0.834 | 16024.124
-0.695 | 16254.527 | -0.764 | 16034.654
-0.625 | 16266.693 | -0.695 | 16046.007
-0.556 | 16294.887 | -0.625 | 16058.633
-0.486 | 16286.821 | -0.556 | 16069.272
-0.417 | 16263.724 | -0.486 | 16116.16
-0.347 | 16182.595 | -0.417 | 16148.966
-0.278 | 16136.062 | -0.347 | 16171.004
-0.208 | 16113.234 | -0.278 | 16192.058
-0.139 | 16112.002 | -0.208 | 16187.443
-0.069 | 16129.306 | -0.139 | 16155.002
0 | 16145.025 | -0.069 | 16128.955
0.069 | 16145.061 | 0 | 16145.025
0.139 | 16122.389 | 0.069 | 16170.399
0.208 | 16086.239 | 0.139 | 16201.113
0.278 | 16044.139 | 0.208 | 16215.24
0.347 | 16035.325 | 0.278 | 16239.023
0.417 | 16060.402 | 0.347 | 16267.193
0.486 | 16077.321 | 0.417 | 16287.609
0.556 | 16109.517 | 0.486 | 16331.632
0.625 | 16140.984 | 0.556 | 16346.122
0.695 | 16160.58 | 0.625 | 16328.167
0.764 | 16169.308 | 0.695 | 16308.376
0.834 | 16179.513 | 0.764 | 16303.66
0.903 | 16154.807 | 0.834 | 16316.081
0.972 | 16103.113 | 0.903 | 16297.104
1.042 | 16070.107 | 0.972 | 16254.403
1.111 | 16040.632 | 1.042 | 16195.755
1.181 | 16005.901 | 1.111 | 16144.049
1.25 | 15978.315 | 1.181 | 16074.533
1.32 | 15961.189 | 1.25 | 16026.667
1.389 | 15910.535 | 1.32 | 16011.655
1.458 | 15853.563 | 1.389 | 16013.483
1.528 | 15790.322 | 1.458 | 15974.4
1.597 | 15717.493 | 1.528 | 15961.85
1.667 | 15657.579 | 1.597 | 15925.306
1.736 | 15642.689 | 1.667 | 15894.149
1.806 | 15618.367 | 1.736 | 15853.61
1.875 | 15550.487 | 1.806 | 15819.062
1.944 | 15470.747 | 1.875 | 15766.834
2.014 | 15383.263 | 1.944 | 15718.835
2.083 | 15306.785 | 2.014 | 15645.759
2.152 | 15258.158 | 2.083 | 15578.113
2.222 | 15219.642 | 2.152 | 15541.389
2.291 | 15164.384 | 2.222 | 15495.771
2.361 | 15065.463 | 2.291 | 15436.68
2.43 | 14959.082 | 2.361 | 15393.383
2.499 | 14858.369 | 2.43 | 15318.898
2.569 | 14795.232 | 2.499 | 15265.59
2.638 | 14727.659 | 2.569 | 15218.924
2.707 | 14658.516 | 2.638 | 15171.253
2.777 | 14592.687 | 2.707 | 15105.66
2.846 | 14531.179 | 2.777 | 15046.655
2.915 | 14440.749 | 2.846 | 14979.235
2.984 | 14323.949 | 2.915 | 14912.258
3.054 | 14214.625 | 2.984 | 14835.346
3.123 | 14112.326 | 3.054 | 14761.039
3.192 | 14017.458 | 3.123 | 14711.715
3.261 | 13930.276 | 3.192 | 14633.602
3.331 | 13834.292 | 3.261 | 14554.814
3.4 | 13716.336 | 3.331 | 14451.346
3.469 | 13603.888 | 3.4 | 14330.697
3.538 | 13512.946 | 3.469 | 14220.602
3.608 | 13405.819 | 3.538 | 14120.259
3.677 | 13298.146 | 3.608 | 14019.983
3.746 | 13161.898 | 3.677 | 13923.71
3.815 | 13027.865 | 3.746 | 13817.099
3.884 | 12883.92 | 3.815 | 13701.406
3.953 | 12788.726 | 3.884 | 13599.913
4.022 | 12715.729 | 3.953 | 13511.162
4.092 | 12608.52 | 4.022 | 13425.256
4.161 | 12483.963 | 4.092 | 13341.537
4.23 | 12348.518 | 4.161 | 13260.917
4.299 | 12207.436 | 4.23 | 13176.973
4.368 | 12055.802 | 4.299 | 13083.223
4.437 | 11926.918 | 4.368 | 12977.179
4.506 | 11809.356 | 4.437 | 12861.968
4.575 | 11710.622 | 4.506 | 12758.749
4.644 | 11626.372 | 4.575 | 12646.053
4.713 | 11538.017 | 4.644 | 12531.521
4.782 | 11440.582 | 4.713 | 12419.966
4.851 | 11342.021 | 4.782 | 12322.846
4.92 | 11237.106 | 4.851 | 12210.961
4.989 | 11114.563 | 4.92 | 12110.677
5.058 | 10979.197 | 4.989 | 12002.262
5.127 | 10858.365 | 5.058 | 11902.612
5.196 | 10746.288 | 5.127 | 11776.948
5.265 | 10636.723 | 5.196 | 11682.442
5.334 | 10520.014 | 5.265 | 11567.19
5.402 | 10411.864 | 5.334 | 11457.654
5.471 | 10291.475 | 5.402 | 11338.076
5.54 | 10167.637 | 5.471 | 11216.988
5.609 | 10037.749 | 5.54 | 11099.577
5.678 | 9911.17 | 5.609 | 10971.391
5.746 | 9794.17 | 5.678 | 10853.496
5.815 | 9681.508 | 5.746 | 10729.5
5.884 | 9565.847 | 5.815 | 10620.644
5.953 | 9445.907 | 5.884 | 10513.689
6.021 | 9324.895 | 5.953 | 10406.239
6.09 | 9212.2 | 6.021 | 10287.937
6.159 | 9111.913 | 6.09 | 10177.344
6.227 | 9004.895 | 6.159 | 10069.823
6.296 | 8900.436 | 6.227 | 9962.821
6.365 | 8803.495 | 6.296 | 9880.403
6.433 | 8692.911 | 6.365 | 9800.414
6.502 | 8574.855 | 6.433 | 9727.764
6.57 | 8471.732 | 6.502 | 9655.095
6.639 | 8374.344 | 6.57 | 9547.043
6.707 | 8276.344 | 6.639 | 9439.759
6.776 | 8177.886 | 6.707 | 9320.286
6.844 | 8083.016 | 6.776 | 9198.751
6.913 | 7975.071 | 6.844 | 9064.898
6.981 | 7862.652 | 6.913 | 8941.685
7.05 | 7750.166 | 6.981 | 8811.166
7.118 | 7639.666 | 7.05 | 8700.997
7.187 | 7529.2 | 7.118 | 8601.396
7.255 | 7422.159 | 7.187 | 8494.804
7.323 | 7310.474 | 7.255 | 8375.147
7.392 | 7192.799 | 7.323 | 8271.817
7.46 | 7089.815 | 7.392 | 8173.467
7.528 | 6986.969 | 7.46 | 8078.97
7.597 | 6883.744 | 7.528 | 7963.252
7.665 | 6780.088 | 7.597 | 7849.826
7.733 | 6692.189 | 7.665 | 7733.179
7.801 | 6596.7 | 7.733 | 7629.446
7.869 | 6499.645 | 7.801 | 7526.106
7.938 | 6403.192 | 7.869 | 7436.477
8.006 | 6309.872 | 7.938 | 7362.333
8.074 | 6202.369 | 8.006 | 7287.887
8.142 | 6102.281 | 8.074 | 7211.223
8.21 | 6014.587 | 8.142 | 7122.613
8.278 | 5939.822 | 8.21 | 7029.697
8.346 | 5867.333 | 8.278 | 6936.195
8.414 | 5791.681 | 8.346 | 6843.244
8.482 | 5715.868 | 8.414 | 6759.863
8.55 | 5645.237 | 8.482 | 6669.42
8.618 | 5557.628 | 8.55 | 6580.982
8.686 | 5477.166 | 8.618 | 6490.398
8.754 | 5403.862 | 8.686 | 6404.519
8.821 | 5320.618 | 8.754 | 6309.529
8.889 | 5227.729 | 8.821 | 6214.875
8.957 | 5140.692 | 8.889 | 6130.806
9.025 | 5053.42 | 8.957 | 6045.053
9.093 | 4971.124 | 9.025 | 5955.32
9.16 | 4908.62 | 9.093 | 5866.968
9.228 | 4836.881 | 9.16 | 5785.89
9.296 | 4770.349 | 9.228 | 5702.341
9.363 | 4705.534 | 9.296 | 5614.853
9.431 | 4634.024 | 9.363 | 5524.204
9.498 | 4543.724 | 9.431 | 5444.811
9.566 | 4454.276 | 9.498 | 5370.208
9.634 | 4369.817 | 9.566 | 5308.932
9.701 | 4289.883 | 9.634 | 5245.927
9.769 | 4222.711 | 9.701 | 5174.117
9.836 | 4158.358 | 9.769 | 5097.469
9.903 | 4101.761 | 9.836 | 5022.949
9.971 | 4051.045 | 9.903 | 4944.577
10.038 | 3991.819 | 9.971 | 4867.598
10.106 | 3924.909 | 10.038 | 4789.069
10.173 | 3865.927 | 10.106 | 4708.987
10.24 | 3809.57 | 10.173 | 4636.661
10.307 | 3745.304 | 10.24 | 4568.999
10.375 | 3685.451 | 10.307 | 4497.737
10.442 | 3622.738 | 10.375 | 4431.461
10.509 | 3559.006 | 10.442 | 4372.237
10.576 | 3498.531 | 10.509 | 4311.579
10.643 | 3432.387 | 10.576 | 4249.062
10.71 | 3366.168 | 10.643 | 4190.072
10.777 | 3306.646 | 10.71 | 4127.21
10.844 | 3248.964 | 10.777 | 4059.887
10.911 | 3192.328 | 10.844 | 3993.705
10.978 | 3142.309 | 10.911 | 3928.032
11.045 | 3102.581 | 10.978 | 3862.708
11.112 | 3051.923 | 11.045 | 3806.914
11.179 | 3000.727 | 11.112 | 3756.527
11.246 | 2949.577 | 11.179 | 3697.9
11.313 | 2898.792 | 11.246 | 3642.82
11.38 | 2845.177 | 11.313 | 3594.488
11.446 | 2793.467 | 11.38 | 3543.544
11.513 | 2741.214 | 11.446 | 3494.832
11.58 | 2692.258 | 11.513 | 3448.676
11.646 | 2648.849 | 11.58 | 3405.135
11.713 | 2605.867 | 11.646 | 3356.843
11.78 | 2561.815 | 11.713 | 3306.141
11.846 | 2528.144 | 11.78 | 3251.152
11.913 | 2492.612 | 11.846 | 3199.251
11.979 | 2447.227 | 11.913 | 3147.768
12.046 | 2399.423 | 11.979 | 3106.135
12.112 | 2358.856 | 12.046 | 3058.175
12.178 | 2318.29 | 12.112 | 3014.502
12.245 | 2280.466 | 12.178 | 2971.15
12.311 | 2242.539 | 12.245 | 2926.774
12.377 | 2207.253 | 12.311 | 2889.874
12.444 | 2170.143 | 12.377 | 2853.196
12.51 | 2129.478 | 12.444 | 2811.999
12.576 | 2087.192 | 12.51 | 2765.895
12.642 | 2052.085 | 12.576 | 2727.068
12.708 | 2016.443 | 12.642 | 2687.164
12.774 | 1983.078 | 12.708 | 2648.557
12.84 | 1952.211 | 12.774 | 2611.63
12.906 | 1923.306 | 12.84 | 2570.052
12.972 | 1892.029 | 12.906 | 2524.84
13.038 | 1858.919 | 12.972 | 2481.245
13.104 | 1819.841 | 13.038 | 2438.349
13.17 | 1781.522 | 13.104 | 2399.627
13.236 | 1749.075 | 13.17 | 2354.274
13.302 | 1723.931 | 13.236 | 2312.663
13.368 | 1699.35 | 13.302 | 2279.103
13.433 | 1673.425 | 13.368 | 2237.922
13.499 | 1647.572 | 13.433 | 2202.897
13.565 | 1620.589 | 13.499 | 2176.115
13.63 | 1593.729 | 13.565 | 2140.776
13.696 | 1570.004 | 13.63 | 2100.902
13.761 | 1544.271 | 13.696 | 2071.254
13.827 | 1514.938 | 13.761 | 2041.671
13.892 | 1486.712 | 13.827 | 2006.236
13.958 | 1459.815 | 13.892 | 1980.674
14.023 | 1432.052 | 13.958 | 1959.082
14.089 | 1408.865 | 14.023 | 1930.647
14.154 | 1388.559 | 14.089 | 1900.298
14.219 | 1368.056 | 14.154 | 1873.866
14.285 | 1347.798 | 14.219 | 1848.495
14.35 | 1326.625 | 14.285 | 1820.66
14.415 | 1306.303 | 14.35 | 1797.306
14.48 | 1285.396 | 14.415 | 1771.156
14.545 | 1263.018 | 14.48 | 1740.376
14.61 | 1238.112 | 14.545 | 1708.275
14.675 | 1212.555 | 14.61 | 1679.333
14.74 | 1187.622 | 14.675 | 1654.723
14.805 | 1160.981 | 14.74 | 1633.625
14.87 | 1140.576 | 14.805 | 1613.714
14.935 | 1127.034 | 14.87 | 1588.437
15 | 1115.308 | 14.935 | 1564.565
15.065 | 1097.936 | 15 | 1539.151
15.129 | 1081.037 | 15.065 | 1524.004
15.194 | 1064.612 | 15.129 | 1507.383
15.259 | 1046.93 | 15.194 | 1490.457
15.323 | 1028.772 | 15.259 | 1465.568
15.388 | 1012.933 | 15.323 | 1446.119
15.453 | 997.516 | 15.388 | 1423.167
15.517 | 978.651 | 15.453 | 1401.521
15.582 | 960.54 | 15.517 | 1378.94
15.646 | 942.79 | 15.582 | 1361.373
15.71 | 927.653 | 15.646 | 1342.934
15.775 | 912.94 | 15.71 | 1323.957
15.839 | 899.046 | 15.775 | 1301.682
15.903 | 885.974 | 15.839 | 1284.046
15.968 | 872.767 | 15.903 | 1265.646
16.032 | 859.48 | 15.968 | 1246.028
16.096 | 843.227 | 16.032 | 1227.223
16.16 | 827.852 | 16.096 | 1212.91
16.224 | 815.849 | 16.16 | 1196.195
16.288 | 806.321 | 16.224 | 1182.907
16.352 | 795.186 | 16.288 | 1164.433
16.416 | 783.292 | 16.352 | 1144.677
16.48 | 772.174 | 16.416 | 1124.259
16.48 | 772.174 | 16.416 | 1124.259
16.544 | 760.978 | 16.48 | 1105.056
16.608 | 748.279 | 16.544 | 1094.589
16.671 | 735.557 | 16.608 | 1086.727
16.735 | 726.353 | 16.671 | 1074.571
16.799 | 718.62 | 16.735 | 1060.965
16.862 | 712.017 | 16.799 | 1050.365
16.926 | 700.303 | 16.862 | 1038.315
16.99 | 685.239 | 16.926 | 1019.253
17.053 | 670.549 | 16.99 | 863.404
17.117 | 656.232 | 17.053 | 618.469
17.18 | 648.179 | 17.117 | 439.299

## Vivid V40 (hidden)
Selador | Lamp |  | Wattage
Vivid | Lumileds K2 |  | 122 |  | Note: Owing to the variability of LEDs, output data and color matches should be viewed as approximate
Note: All data taken with room temperature fixture
| Beam Angle | Field Angle
Horizontal | 11.8 | 23.5
| Accessory Lens | Candela | Field Lumens | Beam Lumens | Lens Efficiency | Efficacy
| V40 | 10660 | 1130 | 710 | 100.4% | 9.2623
| For Field diameter at any distance, multiply distance by |  |  |  | 0.416
| For Beam diameter at any distance, multiply distance by |  |  |  | 0.20668
| Throw Distance (ft) | 10 | 15 | 20 | 25
| Throw Distance (m) | 3.048 | 4.572 | 6.096 | 7.62
| Field Diameter (ft) | 4.16 | 6.24 | 8.32 | 10.4
| Field Diameter (m) | 1.268 | 1.902 | 2.5359 | 3.1699
| Illuminance (fc) | 106.6 | 47.3778 | 26.65 | 17.056
| Illuminance (lux) | 1147.4317 | 509.9697 | 286.8579 | 183.5891
Test Distance | Iso-Illuminance Diagram grid lines
72 | 10 | 20 | 30 | 40
| 0.13889 | 0.27778 | 0.41667 | 0.55556
| Beam Angle | Field Angle
Vertical | 28.9 | 40.7
| For Field diameter at any distance, multiply distance by |  |  |  | 0.74181
| For Beam diameter at any distance, multiply distance by |  |  |  | 0.51537
| Throw Distance (ft) | 10 | 15 | 20 | 25
| Throw Distance (m) | 3.048 | 4.572 | 6.096 | 7.62
| Field Diameter (ft) | 7.4181 | 11.1271 | 14.8361 | 18.5452
| Field Diameter (m) | 2.261 | 3.3915 | 4.5221 | 5.6526
| Illuminance (fc) | 106.6 | 47.3778 | 26.65 | 17.056
| Illuminance (lux) | 1147.4317 | 509.9697 | 286.8579 | 183.5891
| X |  | Y
-32.12 | 0 | -32.221 | 137.863
-32.019 | 0 | -32.12 | 137.401
-31.917 | 0 | -32.019 | 136.734
-31.815 | 8.4 | -31.917 | 136.325
-31.714 | 22.096 | -31.815 | 137.52
-31.611 | 36.648 | -31.714 | 140
-31.509 | 51.834 | -31.611 | 141.561
-31.406 | 60.637 | -31.509 | 142.467
-31.303 | 60.779 | -31.406 | 141.743
-31.2 | 61.005 | -31.303 | 141.705
-31.097 | 60.806 | -31.2 | 145.02
-30.993 | 60.861 | -31.097 | 149.539
-30.89 | 60.831 | -30.993 | 151.288
-30.786 | 63.441 | -30.89 | 151.552
-30.681 | 64.322 | -30.786 | 152.318
-30.577 | 65.571 | -30.681 | 154.205
-30.472 | 65.982 | -30.577 | 155.538
-30.367 | 67.672 | -30.472 | 157.983
-30.262 | 67.908 | -30.367 | 159.956
-30.157 | 68.636 | -30.262 | 161.545
-30.051 | 68.703 | -30.157 | 164.89
-29.946 | 68.729 | -30.051 | 168.173
-29.84 | 69.649 | -29.946 | 171.801
-29.733 | 72.147 | -29.84 | 173.9
-29.627 | 72.039 | -29.733 | 174.726
-29.52 | 72.376 | -29.627 | 177.004
-29.413 | 73.473 | -29.52 | 179.992
-29.306 | 73.763 | -29.413 | 182.478
-29.199 | 74.01 | -29.306 | 183.505
-29.091 | 75.53 | -29.199 | 186.164
-28.983 | 76.881 | -29.091 | 187.571
-28.875 | 76.641 | -28.983 | 190.635
-28.767 | 76.324 | -28.875 | 194.828
-28.658 | 75.182 | -28.767 | 197.219
-28.55 | 76.439 | -28.658 | 201.128
-28.441 | 77.14 | -28.55 | 203.601
-28.332 | 79.24 | -28.441 | 207.309
-28.222 | 81.093 | -28.332 | 210.604
-28.113 | 83.632 | -28.222 | 214.423
-28.003 | 82.141 | -28.113 | 218.101
-27.893 | 81.967 | -28.003 | 221.487
-27.782 | 82.178 | -27.893 | 224.004
-27.672 | 82.502 | -27.782 | 229
-27.561 | 82.9 | -27.672 | 235.993
-27.45 | 84.893 | -27.561 | 239.778
-27.339 | 88.238 | -27.45 | 243.729
-27.228 | 88.162 | -27.339 | 249.893
-27.116 | 88.689 | -27.228 | 253.488
-27.004 | 89.175 | -27.116 | 257.438
-26.892 | 90.557 | -27.004 | 262.755
-26.78 | 91.259 | -26.892 | 266.503
-26.667 | 92.962 | -26.78 | 269.744
-26.554 | 93.393 | -26.667 | 274.53
-26.441 | 93.932 | -26.554 | 280.772
-26.328 | 93.951 | -26.441 | 286.533
-26.215 | 94.191 | -26.328 | 294.585
-26.101 | 94.43 | -26.215 | 301.044
-25.987 | 95.106 | -26.101 | 306.366
-25.873 | 96.217 | -25.987 | 311.071
-25.759 | 97.429 | -25.873 | 316.844
-25.644 | 99.76 | -25.759 | 324.692
-25.53 | 102.438 | -25.644 | 330.501
-25.415 | 104.092 | -25.53 | 337.507
-25.299 | 104.729 | -25.415 | 344.076
-25.184 | 106.26 | -25.299 | 350.608
-25.068 | 107.996 | -25.184 | 358.143
-24.953 | 108.618 | -25.068 | 367.351
-24.836 | 110.516 | -24.953 | 379.075
-24.72 | 110.631 | -24.836 | 388.387
-24.604 | 110.357 | -24.72 | 396.655
-24.487 | 110.931 | -24.604 | 403.818
-24.37 | 112.907 | -24.487 | 413.161
-24.253 | 115.014 | -24.37 | 422.102
-24.136 | 116.724 | -24.253 | 434.781
-24.018 | 117.833 | -24.136 | 446.901
-23.9 | 117.823 | -24.018 | 457.701
-23.782 | 118.508 | -23.9 | 467.608
-23.664 | 118.981 | -23.782 | 479.161
-23.546 | 120.797 | -23.664 | 490.066
-23.427 | 123.05 | -23.546 | 502.602
-23.308 | 124.504 | -23.427 | 517.617
-23.189 | 125.505 | -23.308 | 529.809
-23.07 | 125.307 | -23.189 | 542.143
-22.95 | 127.186 | -23.07 | 554.242
-22.83 | 128.75 | -22.95 | 568.321
-22.71 | 130.273 | -22.83 | 583.006
-22.59 | 130.336 | -22.71 | 599.782
-22.47 | 133.194 | -22.59 | 619.375
-22.349 | 136.005 | -22.47 | 640.013
-22.229 | 137.763 | -22.349 | 661.454
-22.108 | 139.88 | -22.229 | 682.92
-21.987 | 142.82 | -22.108 | 706.817
-21.865 | 143.153 | -21.987 | 730.361
-21.744 | 145.375 | -21.865 | 753.955
-21.622 | 146.726 | -21.744 | 776.272
-21.5 | 148.533 | -21.622 | 797.586
-21.378 | 149.279 | -21.5 | 820.051
-21.255 | 150.646 | -21.378 | 847.835
-21.132 | 152.105 | -21.255 | 878.833
-21.01 | 153.949 | -21.132 | 909.878
-20.887 | 156.632 | -21.01 | 943.844
-20.763 | 159.953 | -20.887 | 979.863
-20.64 | 163.161 | -20.763 | 1015.548
-20.516 | 165.74 | -20.64 | 1051.811
-20.392 | 168.405 | -20.516 | 1085.769
-20.268 | 171.122 | -20.392 | 1121.215
-20.144 | 172.8 | -20.268 | 1161.293
-20.02 | 176.328 | -20.144 | 1202.438
-19.895 | 178.947 | -20.02 | 1245.798
-19.77 | 182.479 | -19.895 | 1294.488
-19.645 | 185.55 | -19.77 | 1346.146
-19.52 | 187.656 | -19.645 | 1398.556
-19.395 | 190.039 | -19.52 | 1452.636
-19.269 | 192.412 | -19.395 | 1510.179
-19.143 | 195.815 | -19.269 | 1568.193
-19.017 | 200.431 | -19.143 | 1626.867
-18.891 | 205.058 | -19.017 | 1689.089
-18.765 | 209.604 | -18.891 | 1753.018
-18.638 | 214.662 | -18.765 | 1818.174
-18.512 | 219.605 | -18.638 | 1890.983
-18.385 | 225.212 | -18.512 | 1970.712
-18.257 | 231.014 | -18.385 | 2047.553
-18.13 | 234.842 | -18.257 | 2122.273
-18.003 | 241.187 | -18.13 | 2204.452
-17.875 | 247.261 | -18.003 | 2286.447
-17.747 | 254.664 | -17.875 | 2368.876
-17.619 | 262.559 | -17.747 | 2452.047
-17.491 | 269.474 | -17.619 | 2551.178
-17.362 | 273.673 | -17.491 | 2650.309
-17.234 | 279.717 | -17.362 | 2751.215
-17.105 | 285.799 | -17.234 | 2852.759
-16.976 | 292.648 | -17.105 | 2955.214
-16.847 | 301.048 | -16.976 | 3047.707
-16.718 | 309.96 | -16.847 | 3148.455
-16.588 | 317.421 | -16.718 | 3257.017
-16.459 | 327.927 | -16.588 | 3373.44
-16.329 | 339.627 | -16.459 | 3492.168
-16.199 | 351.074 | -16.329 | 3617.308
-16.069 | 361.91 | -16.199 | 3743.788
-15.938 | 372.14 | -16.069 | 3871.034
-15.808 | 382.155 | -15.938 | 3994.653
-15.677 | 391.897 | -15.808 | 4110.854
-15.546 | 402.764 | -15.677 | 4230.876
-15.415 | 413.506 | -15.546 | 4348.196
-15.284 | 426.194 | -15.415 | 4474.753
-15.153 | 439.874 | -15.284 | 4602.332
-15.021 | 454.216 | -15.153 | 4735.362
-14.89 | 468.686 | -15.021 | 4866.682
-14.758 | 485.841 | -14.89 | 4996.424
-14.626 | 501.678 | -14.758 | 5125.336
-14.494 | 516.059 | -14.626 | 5258.561
-14.361 | 530.628 | -14.494 | 5398.041
-14.229 | 547.515 | -14.361 | 5539.57
-14.096 | 564.291 | -14.229 | 5682.5
-13.964 | 581.625 | -14.096 | 5819.726
-13.831 | 599.052 | -13.964 | 5960.787
-13.698 | 617.354 | -13.831 | 6100.331
-13.564 | 639.505 | -13.698 | 6241.123
-13.431 | 658.529 | -13.564 | 6367.488
-13.297 | 680.208 | -13.431 | 6491.284
-13.164 | 704.097 | -13.297 | 6624.289
-13.03 | 729.756 | -13.164 | 6748.968
-12.896 | 755.226 | -13.03 | 6879.244
-12.762 | 785.322 | -12.896 | 7006.662
-12.628 | 815.131 | -12.762 | 7138.03
-12.493 | 842.574 | -12.628 | 7270.302
-12.359 | 868.802 | -12.493 | 7405.48
-12.224 | 900.596 | -12.359 | 7539.964
-12.089 | 932.959 | -12.224 | 7673.452
-11.954 | 967.79 | -12.089 | 7805.584
-11.819 | 1002.644 | -11.954 | 7933.563
-11.684 | 1039.926 | -11.819 | 8046.338
-11.549 | 1076.746 | -11.684 | 8159.257
-11.413 | 1116.86 | -11.549 | 8257.75
-11.278 | 1163.213 | -11.413 | 8368.766
-11.142 | 1212.123 | -11.278 | 8485.723
-11.006 | 1262.346 | -11.142 | 8599.291
-10.87 | 1310.345 | -11.006 | 8706.202
-10.734 | 1362.181 | -10.87 | 8806.435
-10.598 | 1417.702 | -10.734 | 8888.956
-10.461 | 1474.101 | -10.598 | 8964.698
-10.325 | 1534.754 | -10.461 | 9043.888
-10.188 | 1594.853 | -10.325 | 9127.746
-10.052 | 1656.659 | -10.188 | 9221.803
-9.915 | 1721.251 | -10.052 | 9311.246
-9.778 | 1787.65 | -9.915 | 9385.37
-9.641 | 1861.343 | -9.778 | 9460.588
-9.504 | 1939.15 | -9.641 | 9527.389
-9.366 | 2016.882 | -9.504 | 9604.004
-9.229 | 2102.749 | -9.366 | 9678.81
-9.092 | 2186.792 | -9.229 | 9745.852
-8.954 | 2273.543 | -9.092 | 9799.339
-8.816 | 2368.859 | -8.954 | 9849.767
-8.679 | 2474.561 | -8.816 | 9899.932
-8.541 | 2578.036 | -8.679 | 9947.994
-8.403 | 2683.33 | -8.541 | 9991.986
-8.265 | 2786.03 | -8.403 | 10033.708
-8.126 | 2892.996 | -8.265 | 10078.762
-7.988 | 3006.872 | -8.126 | 10124.157
-7.85 | 3128.136 | -7.988 | 10161.003
-7.711 | 3255.651 | -7.85 | 10200.124
-7.573 | 3387.087 | -7.711 | 10226.199
-7.434 | 3523.939 | -7.573 | 10263.899
-7.295 | 3655.09 | -7.434 | 10310.659
-7.156 | 3790.926 | -7.295 | 10340.103
-7.018 | 3927.256 | -7.156 | 10358.43
-6.879 | 4070.222 | -7.018 | 10377.111
-6.739 | 4213.764 | -6.879 | 10375.27
-6.6 | 4366.48 | -6.739 | 10379.354
-6.461 | 4528.138 | -6.6 | 10409.435
-6.322 | 4698.156 | -6.461 | 10433.6
-6.182 | 4862.841 | -6.322 | 10449.729
-6.043 | 5020.675 | -6.182 | 10463.088
-5.903 | 5182.994 | -6.043 | 10470.362
-5.764 | 5344.644 | -5.903 | 10474.78
-5.624 | 5516.255 | -5.764 | 10486.625
-5.484 | 5696.171 | -5.624 | 10495.828
-5.345 | 5872.971 | -5.484 | 10516.404
-5.205 | 6052.563 | -5.345 | 10522.892
-5.065 | 6231.213 | -5.205 | 10512.256
-4.925 | 6411.835 | -5.065 | 10509.692
-4.785 | 6593.817 | -4.925 | 10518.301
-4.645 | 6785.081 | -4.785 | 10528.371
-4.505 | 6978.033 | -4.645 | 10517.683
-4.364 | 7167.56 | -4.505 | 10513.789
-4.224 | 7346.581 | -4.364 | 10494.404
-4.084 | 7532.98 | -4.224 | 10483.77
-3.943 | 7712.011 | -4.084 | 10482.354
-3.803 | 7894.607 | -3.943 | 10484.924
-3.662 | 8081.068 | -3.803 | 10495.378
-3.522 | 8263.595 | -3.662 | 10520.497
-3.381 | 8427.062 | -3.522 | 10529.426
-3.241 | 8589.629 | -3.381 | 10536.264
-3.1 | 8744.048 | -3.241 | 10542.937
-2.96 | 8894.578 | -3.1 | 10537.09
-2.819 | 9052.486 | -2.96 | 10529.942
-2.678 | 9201.726 | -2.819 | 10538.64
-2.537 | 9350.601 | -2.678 | 10548.667
-2.397 | 9489.958 | -2.537 | 10554.559
-2.256 | 9606.284 | -2.397 | 10558.853
-2.115 | 9714.33 | -2.256 | 10570.577
-1.974 | 9819.724 | -2.115 | 10577.213
-1.833 | 9929.206 | -1.974 | 10581.614
-1.692 | 10034.028 | -1.833 | 10570.026
-1.551 | 10110.314 | -1.692 | 10563.982
-1.41 | 10198.878 | -1.551 | 10552.253
-1.269 | 10262.39 | -1.41 | 10565.796
-1.128 | 10343.373 | -1.269 | 10556.288
-0.987 | 10402.06 | -1.128 | 10556.306
-0.846 | 10454.037 | -0.987 | 10554.92
-0.705 | 10453.789 | -0.846 | 10562.789
-0.564 | 10481.392 | -0.705 | 10565.666
-0.423 | 10525.23 | -0.564 | 10597.006
-0.282 | 10553.101 | -0.423 | 10605.924
-0.141 | 10589.105 | -0.282 | 10611.074
0 | 10612.23 | -0.141 | 10603.293
0.141 | 10606.189 | 0 | 10612.23
0.282 | 10566.943 | 0.141 | 10593.383
0.423 | 10540.243 | 0.282 | 10596.169
0.564 | 10520.267 | 0.423 | 10585.226
0.705 | 10512.093 | 0.564 | 10585.076
0.846 | 10482.899 | 0.705 | 10602.364
0.987 | 10434.567 | 0.846 | 10625.297
1.128 | 10386.597 | 0.987 | 10640.613
1.269 | 10326.519 | 1.128 | 10650.996
1.41 | 10253.738 | 1.269 | 10647.936
1.551 | 10178.509 | 1.41 | 10636.106
1.692 | 10105.643 | 1.551 | 10620.262
1.833 | 10027.207 | 1.692 | 10627.616
1.974 | 9929.885 | 1.833 | 10646.34
2.115 | 9814.004 | 1.974 | 10633.062
2.256 | 9691.819 | 2.115 | 10615.496
2.397 | 9565.982 | 2.256 | 10620.374
2.537 | 9441.598 | 2.397 | 10616.71
2.678 | 9312.665 | 2.537 | 10604.015
2.819 | 9172.291 | 2.678 | 10590.409
2.96 | 9032.486 | 2.819 | 10583.864
3.1 | 8890.228 | 2.96 | 10590.334
3.241 | 8739.553 | 3.1 | 10605.831
3.381 | 8593.929 | 3.241 | 10592.885
3.522 | 8451.698 | 3.381 | 10592.857
3.662 | 8297.405 | 3.522 | 10578.322
3.803 | 8135.894 | 3.662 | 10568.854
3.943 | 7966.502 | 3.803 | 10570.904
4.084 | 7799.515 | 3.943 | 10592.168
4.224 | 7632.438 | 4.084 | 10584.835
4.364 | 7468.368 | 4.224 | 10575.216
4.505 | 7302.583 | 4.364 | 10579.978
4.645 | 7141.993 | 4.505 | 10579.46
4.785 | 6971.241 | 4.645 | 10571.802
4.925 | 6795.969 | 4.785 | 10581.905
5.065 | 6616.696 | 4.925 | 10590.486
5.205 | 6438.972 | 5.065 | 10597.568
5.345 | 6268.874 | 5.205 | 10592.523
5.484 | 6106.948 | 5.345 | 10592.285
5.624 | 5939.535 | 5.484 | 10569.333
5.764 | 5767.424 | 5.624 | 10548.769
5.903 | 5594.212 | 5.764 | 10532.941
6.043 | 5421.131 | 5.903 | 10512.816
6.182 | 5245.576 | 6.043 | 10483.114
6.322 | 5071.212 | 6.182 | 10457.167
6.461 | 4905.372 | 6.322 | 10446.374
6.6 | 4741.752 | 6.461 | 10429.971
6.739 | 4581.652 | 6.6 | 10403.852
6.879 | 4422.357 | 6.739 | 10370.05
7.018 | 4274.65 | 6.879 | 10340.355
7.156 | 4136.812 | 7.018 | 10311.241
7.295 | 3999.933 | 7.156 | 10283.742
7.434 | 3866.136 | 7.295 | 10264.694
7.573 | 3727.239 | 7.434 | 10244.498
7.711 | 3593.649 | 7.573 | 10203.43
7.85 | 3459.609 | 7.711 | 10166.681
7.988 | 3335.589 | 7.85 | 10145.602
8.126 | 3215.587 | 7.988 | 10115.509
8.265 | 3095.087 | 8.126 | 10084.531
8.403 | 2977.923 | 8.265 | 10055.79
8.541 | 2861.325 | 8.403 | 10017.133
8.679 | 2750.184 | 8.541 | 9969.486
8.816 | 2641.457 | 8.679 | 9923.077
8.954 | 2535.561 | 8.816 | 9873.969
9.092 | 2435.037 | 8.954 | 9817.821
9.229 | 2342.966 | 9.092 | 9772.351
9.366 | 2256.635 | 9.229 | 9710.932
9.504 | 2173.956 | 9.366 | 9635.91
9.641 | 2090.722 | 9.504 | 9565.705
9.778 | 2013.674 | 9.641 | 9508.591
9.915 | 1940.691 | 9.778 | 9444.765
10.052 | 1867.581 | 9.915 | 9361.967
10.188 | 1794.398 | 10.052 | 9280.8
10.325 | 1726.409 | 10.188 | 9200.82
10.461 | 1655.978 | 10.325 | 9105.006
10.598 | 1589.778 | 10.461 | 9014.861
10.734 | 1528.522 | 10.598 | 8920.133
10.87 | 1469.114 | 10.734 | 8829.849
11.006 | 1413.328 | 10.87 | 8737.373
11.142 | 1361.824 | 11.006 | 8630.781
11.278 | 1312.759 | 11.142 | 8498.083
11.413 | 1267.325 | 11.278 | 8381.866
11.549 | 1224.885 | 11.413 | 8265.805
11.684 | 1177.219 | 11.549 | 8160.94
11.819 | 1132.971 | 11.684 | 8054.583
11.954 | 1089.204 | 11.819 | 7957.488
12.089 | 1046.826 | 11.954 | 7838.254
12.224 | 1008.745 | 12.089 | 7716.724
12.359 | 977.459 | 12.224 | 7575.435
12.493 | 946.004 | 12.359 | 7450.861
12.628 | 915.093 | 12.493 | 7323.032
12.762 | 886.129 | 12.628 | 7199.134
12.896 | 857.887 | 12.762 | 7072.19
13.03 | 827.612 | 12.896 | 6950.958
13.164 | 797.681 | 13.03 | 6829.828
13.297 | 769.882 | 13.164 | 6689.37
13.431 | 745.609 | 13.297 | 6550.671
13.564 | 722.48 | 13.431 | 6406.629
13.698 | 701.686 | 13.564 | 6271.18
13.831 | 681.758 | 13.698 | 6117.45
13.964 | 661.16 | 13.831 | 5960.282
14.096 | 640.877 | 13.964 | 5806.021
14.229 | 623.069 | 14.096 | 5668.272
14.361 | 606.462 | 14.229 | 5530.606
14.494 | 590.037 | 14.361 | 5393.105
14.626 | 572.886 | 14.494 | 5263.054
14.758 | 556.766 | 14.626 | 5128.082
14.89 | 539.211 | 14.758 | 4990.772
15.021 | 520.212 | 14.89 | 4858.17
15.153 | 501.975 | 15.021 | 4720.329
15.284 | 487.642 | 15.153 | 4584.099
15.415 | 475.988 | 15.284 | 4451.732
15.546 | 463.939 | 15.415 | 4322.476
15.677 | 451.701 | 15.546 | 4194.678
15.808 | 439.33 | 15.677 | 4064.83
15.938 | 428.201 | 15.808 | 3939.387
16.069 | 415.596 | 15.938 | 3811.676
16.199 | 401.926 | 16.069 | 3689.735
16.329 | 390.4 | 16.199 | 3565.161
16.459 | 382.537 | 16.329 | 3443.857
16.588 | 373.982 | 16.459 | 3323.701
16.718 | 365.093 | 16.588 | 3207.531
16.847 | 356.869 | 16.718 | 3098.726
16.976 | 347.856 | 16.847 | 2996.598
17.105 | 337.926 | 16.976 | 2892.562
17.234 | 329.116 | 17.105 | 2790.131
17.362 | 320.823 | 17.234 | 2691.753
17.491 | 312.743 | 17.362 | 2590.818
17.619 | 304.57 | 17.491 | 2490.339
17.747 | 295.596 | 17.619 | 2394.919
17.875 | 288.251 | 17.747 | 2302.342
18.003 | 281.432 | 17.875 | 2212.161
18.13 | 275.112 | 18.003 | 2124.42
18.257 | 270.721 | 18.13 | 2039.627
18.385 | 266.592 | 18.257 | 1957.955
18.512 | 263.165 | 18.385 | 1883.09
18.638 | 258.849 | 18.512 | 1810.09
18.765 | 253.453 | 18.638 | 1739.277
18.891 | 246.308 | 18.765 | 1668.193
19.017 | 238.976 | 18.891 | 1604.58
19.143 | 233.22 | 19.017 | 1542.767
19.269 | 227.407 | 19.143 | 1482.92
19.395 | 223.405 | 19.269 | 1426.506
19.52 | 221.259 | 19.395 | 1370
19.645 | 218.436 | 19.52 | 1314.258
19.77 | 216.111 | 19.645 | 1264.149
19.895 | 213.714 | 19.77 | 1216.077
20.02 | 208.936 | 19.895 | 1167.884
20.144 | 203.911 | 20.02 | 1122.128
20.268 | 199.573 | 20.144 | 1081.363
20.392 | 195.924 | 20.268 | 1038.672
20.516 | 193.261 | 20.392 | 1001.686
20.64 | 190.457 | 20.516 | 966.824
20.763 | 187.251 | 20.64 | 929.659
20.887 | 184.681 | 20.763 | 893.617
21.01 | 182.427 | 20.887 | 861.64
21.132 | 179.736 | 21.01 | 829.052
21.255 | 178.084 | 21.132 | 796.962
21.378 | 177.312 | 21.255 | 769.377
21.5 | 176.01 | 21.378 | 744.422
21.622 | 173.314 | 21.5 | 719.94
21.744 | 171.267 | 21.622 | 695.04
21.865 | 168.48 | 21.744 | 670.747
21.987 | 165.046 | 21.865 | 647.862
22.108 | 162.197 | 21.987 | 625.962
22.229 | 160.171 | 22.108 | 607.595
22.349 | 157.463 | 22.229 | 589.436
22.47 | 155.147 | 22.349 | 572.496
22.59 | 152.717 | 22.47 | 557.39
22.71 | 150.039 | 22.59 | 541.7
22.83 | 148.398 | 22.71 | 525.118
22.95 | 147.192 | 22.83 | 510.011
23.07 | 145.776 | 22.95 | 495.337
23.189 | 144.421 | 23.07 | 479.802
23.308 | 142.682 | 23.189 | 465.041
23.427 | 140.762 | 23.308 | 452.809
23.546 | 139.556 | 23.427 | 440.237
23.664 | 137.514 | 23.546 | 427.048
23.782 | 134.838 | 23.664 | 416.243
23.9 | 132.46 | 23.782 | 403.439
24.018 | 130.418 | 23.9 | 393.695
24.136 | 128.121 | 24.018 | 381.981
24.253 | 127.248 | 24.136 | 370.868
24.37 | 127.601 | 24.253 | 358.888
24.487 | 127.956 | 24.37 | 350.323
24.604 | 129.551 | 24.487 | 341.675
24.72 | 131.403 | 24.604 | 333.227
24.836 | 130.813 | 24.72 | 325.087
24.953 | 128.295 | 24.836 | 318.289
25.068 | 125.584 | 24.953 | 312.379
25.184 | 122.93 | 25.068 | 303.183
25.299 | 119.686 | 25.184 | 296.839
25.415 | 118.658 | 25.299 | 292.545
25.53 | 119.397 | 25.415 | 288.803
25.644 | 119.233 | 25.53 | 280.557
25.759 | 117.395 | 25.644 | 275.055
25.873 | 114.672 | 25.759 | 268.722
25.987 | 113.323 | 25.873 | 262.827
26.101 | 111.232 | 25.987 | 257.446
26.215 | 108.909 | 26.101 | 251.667
26.328 | 108.011 | 26.215 | 247.878
26.441 | 108.477 | 26.328 | 242.148
26.554 | 107.906 | 26.441 | 237.161
26.667 | 107.407 | 26.554 | 234.113
26.78 | 106.905 | 26.667 | 229.482
26.892 | 106.249 | 26.78 | 227.737
27.004 | 105.74 | 26.892 | 225.007
27.116 | 105.68 | 27.004 | 221.51
27.228 | 105.96 | 27.116 | 216.899
27.339 | 104.726 | 27.228 | 213.243
27.45 | 102.115 | 27.339 | 208.049
27.561 | 99.297 | 27.45 | 201.872
27.672 | 97.304 | 27.561 | 195.239
27.782 | 96.296 | 27.672 | 190.63
27.893 | 96.475 | 27.782 | 188.334
28.003 | 97.542 | 27.893 | 185.792
28.113 | 98.113 | 28.003 | 183.466
28.222 | 98.803 | 28.113 | 181.474
28.332 | 98.563 | 28.222 | 178.381
28.441 | 97.148 | 28.332 | 172.894
28.55 | 95.058 | 28.441 | 168.895
28.658 | 93.27 | 28.55 | 166.283
28.767 | 92.89 | 28.658 | 165.306
28.875 | 93.378 | 28.767 | 164.401
28.983 | 94.544 | 28.875 | 160.76
29.091 | 93.686 | 28.983 | 157.057
29.199 | 91.424 | 29.091 | 152.135
29.306 | 89.469 | 29.199 | 149.139
29.413 | 87.782 | 29.306 | 145.001
29.52 | 85.077 | 29.413 | 143.973
29.627 | 81.949 | 29.52 | 143.098
29.733 | 81.561 | 29.627 | 142.865
29.84 | 83.286 | 29.733 | 140.723
29.946 | 85.39 | 29.84 | 139.625
30.051 | 86.606 | 29.946 | 138.233
30.157 | 87.089 | 30.051 | 136.054
30.262 | 86.38 | 30.157 | 132.792
30.367 | 84.259 | 30.262 | 129.714
30.472 | 83.411 | 30.367 | 127.94
30.577 | 83.39 | 30.472 | 127.025
30.681 | 82.908 | 30.577 | 125.854
30.786 | 82.046 | 30.681 | 125.427
30.89 | 81.851 | 30.786 | 125.081
30.993 | 81.907 | 30.89 | 123.722
30.993 | 81.907 | 30.89 | 123.722
31.097 | 81.455 | 30.993 | 124.084
31.2 | 81.298 | 31.097 | 123.051
31.303 | 80.627 | 31.2 | 123.921
31.406 | 79.568 | 31.303 | 123.433
31.509 | 78.972 | 31.406 | 122.001
31.611 | 79.061 | 31.509 | 117.687
31.714 | 76.948 | 31.611 | 114.72
31.815 | 73.696 | 31.714 | 112.682
31.917 | 72.29 | 31.815 | 95.865
32.019 | 72.225 | 31.917 | 69.379
32.12 | 72.042 | 32.019 | 50.598

## Vivid H50 (hidden)
Selador | Lamp |  | Wattage
Vivid | Lumileds K2 |  | 122 |  | Note: Owing to the variability of LEDs, output data and color matches should be viewed as approximate
Note: All data taken with room temperature fixture
| Beam Angle | Field Angle
Horizontal | 58.7 | 72.3
| Accessory Lens | Candela | Field Lumens | Beam Lumens | Lens Efficiency | Efficacy
| H50 | 6450 | 1080 | 570 | 96% | 8.8525
| For Field diameter at any distance, multiply distance by |  |  |  | 1.4611
| For Beam diameter at any distance, multiply distance by |  |  |  | 1.1246
| Throw Distance (ft) | 10 | 15 | 20 | 25
| Throw Distance (m) | 3.048 | 4.572 | 6.096 | 7.62
| Field Diameter (ft) | 14.611 | 21.9165 | 29.222 | 36.5275
| Field Diameter (m) | 4.4534 | 6.6802 | 8.9069 | 11.1336
| Illuminance (fc) | 64.5 | 28.6667 | 16.125 | 10.32
| Illuminance (lux) | 694.2715 | 308.5651 | 173.5679 | 111.0834
Test Distance | Iso-Illuminance Diagram grid lines
61 | 10 | 20 | 30 | 40
| 0.16393 | 0.32787 | 0.4918 | 0.65574
| Beam Angle | Field Angle
Vertical | 10 | 21.9
| For Field diameter at any distance, multiply distance by |  |  |  | 0.38695
| For Beam diameter at any distance, multiply distance by |  |  |  | 0.17498
| Throw Distance (ft) | 10 | 15 | 20 | 25
| Throw Distance (m) | 3.048 | 4.572 | 6.096 | 7.62
| Field Diameter (ft) | 3.8695 | 5.8042 | 7.739 | 9.6737
| Field Diameter (m) | 1.1794 | 1.7691 | 2.3588 | 2.9486
| Illuminance (fc) | 64.5 | 28.6667 | 16.125 | 10.32
| Illuminance (lux) | 694.2715 | 308.5651 | 173.5679 | 111.0834
| X |  | Y
-36.538 | 0 | -36.646 | 38.886
-36.431 | 0 | -36.538 | 39.463
-36.323 | 0 | -36.431 | 39.47
-36.214 | 109.477 | -36.323 | 38.322
-36.106 | 299.625 | -36.214 | 37.981
-35.997 | 494.895 | -36.106 | 39.053
-35.888 | 697.62 | -35.997 | 38.639
-35.778 | 830.487 | -35.888 | 39.089
-35.669 | 861.206 | -35.778 | 39.499
-35.559 | 891.946 | -35.669 | 39.479
-35.448 | 922.881 | -35.559 | 37.722
-35.338 | 950.18 | -35.448 | 39.084
-35.227 | 982.737 | -35.338 | 39.24
-35.116 | 1015.331 | -35.227 | 39.219
-35.004 | 1046.501 | -35.116 | 38.814
-34.892 | 1078.167 | -35.004 | 40.355
-34.78 | 1116.411 | -34.892 | 40.467
-34.667 | 1156.526 | -34.78 | 40.13
-34.555 | 1195.382 | -34.667 | 40.755
-34.442 | 1235.508 | -34.555 | 41.306
-34.328 | 1278.851 | -34.442 | 41.546
-34.215 | 1319.302 | -34.328 | 41.547
-34.101 | 1360.42 | -34.215 | 42.424
-33.986 | 1404.606 | -34.101 | 42.253
-33.872 | 1449.322 | -33.986 | 42.417
-33.757 | 1494.295 | -33.872 | 41.846
-33.641 | 1542.66 | -33.757 | 41.512
-33.526 | 1587.201 | -33.641 | 41.543
-33.41 | 1630.486 | -33.526 | 41.739
-33.294 | 1677.329 | -33.41 | 42.752
-33.177 | 1729.703 | -33.294 | 43.855
-33.061 | 1778.568 | -33.177 | 45.371
-32.943 | 1829.836 | -33.061 | 46.648
-32.826 | 1878.337 | -32.943 | 47.657
-32.708 | 1925.638 | -32.826 | 47.757
-32.59 | 1972.549 | -32.708 | 46.96
-32.472 | 2026.221 | -32.59 | 46.583
-32.353 | 2075.279 | -32.472 | 46.685
-32.234 | 2128.41 | -32.353 | 45.742
-32.115 | 2173.952 | -32.234 | 46.476
-31.995 | 2226.563 | -32.115 | 49.369
-31.876 | 2282.982 | -31.995 | 50.708
-31.755 | 2338.728 | -31.876 | 51.413
-31.635 | 2393.684 | -31.755 | 53.291
-31.514 | 2450.167 | -31.635 | 53.238
-31.393 | 2499.483 | -31.514 | 52.447
-31.271 | 2545.713 | -31.393 | 53.102
-31.15 | 2593.275 | -31.271 | 53.538
-31.027 | 2638.303 | -31.15 | 53.514
-30.905 | 2687.951 | -31.027 | 53.884
-30.782 | 2742.707 | -30.905 | 55.187
-30.659 | 2799.066 | -30.782 | 55.096
-30.536 | 2856.532 | -30.659 | 55.604
-30.412 | 2911.88 | -30.536 | 55.184
-30.288 | 2958.027 | -30.412 | 54.468
-30.164 | 3006.907 | -30.288 | 54.943
-30.039 | 3053.081 | -30.164 | 56.741
-29.914 | 3103.93 | -30.039 | 58.291
-29.789 | 3149.482 | -29.914 | 60.033
-29.664 | 3199.707 | -29.789 | 60.625
-29.538 | 3246.444 | -29.664 | 61.037
-29.412 | 3288.897 | -29.538 | 60.577
-29.285 | 3334.24 | -29.412 | 60.351
-29.158 | 3377.316 | -29.285 | 61.076
-29.031 | 3427.28 | -29.158 | 60.534
-28.904 | 3477.318 | -29.031 | 59.911
-28.776 | 3523.635 | -28.904 | 59.832
-28.648 | 3567.374 | -28.776 | 60.094
-28.519 | 3613.002 | -28.648 | 61.171
-28.391 | 3653.191 | -28.519 | 63
-28.262 | 3693.218 | -28.391 | 62.77
-28.132 | 3732.891 | -28.262 | 63.212
-28.003 | 3764.178 | -28.132 | 63.233
-27.873 | 3792.5 | -28.003 | 64.251
-27.743 | 3830.266 | -27.873 | 64.241
-27.612 | 3868.442 | -27.743 | 64.698
-27.481 | 3900.385 | -27.612 | 64.795
-27.35 | 3940.396 | -27.481 | 65.219
-27.218 | 3975.726 | -27.35 | 65.45
-27.087 | 4004.561 | -27.218 | 65.055
-26.954 | 4027.778 | -27.087 | 65.798
-26.822 | 4056.383 | -26.954 | 66.32
-26.689 | 4080.376 | -26.822 | 67.215
-26.556 | 4104.2 | -26.689 | 67.06
-26.423 | 4126.982 | -26.556 | 67.306
-26.289 | 4150.534 | -26.423 | 68.054
-26.155 | 4176.535 | -26.289 | 68.718
-26.021 | 4203.727 | -26.155 | 68.877
-25.886 | 4225.734 | -26.021 | 69.901
-25.751 | 4253.988 | -25.886 | 71.364
-25.616 | 4280.053 | -25.751 | 71.669
-25.481 | 4292.441 | -25.616 | 71.737
-25.345 | 4301.316 | -25.481 | 72.272
-25.209 | 4319.769 | -25.345 | 72.545
-25.072 | 4337.362 | -25.209 | 72.713
-24.935 | 4354.541 | -25.072 | 72.675
-24.798 | 4377.758 | -24.935 | 72.868
-24.661 | 4401.799 | -24.798 | 74.206
-24.523 | 4416.399 | -24.661 | 75.231
-24.385 | 4436.116 | -24.523 | 75.515
-24.247 | 4449.05 | -24.385 | 76.252
-24.109 | 4462.793 | -24.247 | 77.764
-23.97 | 4477.687 | -24.109 | 79.116
-23.831 | 4496.289 | -23.97 | 80.285
-23.691 | 4508.306 | -23.831 | 80.873
-23.551 | 4522.964 | -23.691 | 81.557
-23.411 | 4536.684 | -23.551 | 83.401
-23.271 | 4555.773 | -23.411 | 85.282
-23.13 | 4574.47 | -23.271 | 86.094
-22.989 | 4585.591 | -23.13 | 87.049
-22.848 | 4600.078 | -22.989 | 87.461
-22.707 | 4613.745 | -22.848 | 87.285
-22.565 | 4633.287 | -22.707 | 87.475
-22.423 | 4649.185 | -22.565 | 88.561
-22.28 | 4668.431 | -22.423 | 90.244
-22.137 | 4697.595 | -22.28 | 92.254
-21.994 | 4721.706 | -22.137 | 93.317
-21.851 | 4737.355 | -21.994 | 94.781
-21.708 | 4742.432 | -21.851 | 95.544
-21.564 | 4757.895 | -21.708 | 96.019
-21.42 | 4778.193 | -21.564 | 97.178
-21.275 | 4805.688 | -21.42 | 98.119
-21.13 | 4820.11 | -21.275 | 99.314
-20.985 | 4841.818 | -21.13 | 101.749
-20.84 | 4866.662 | -20.985 | 104.216
-20.695 | 4892.101 | -20.84 | 105.876
-20.549 | 4909.142 | -20.695 | 108.692
-20.403 | 4927.193 | -20.549 | 111.934
-20.256 | 4951.004 | -20.403 | 113.282
-20.11 | 4977.973 | -20.256 | 114.647
-19.963 | 4999.989 | -20.11 | 116.189
-19.815 | 5024.883 | -19.963 | 117.816
-19.668 | 5040.666 | -19.815 | 119.045
-19.52 | 5059.623 | -19.668 | 121.616
-19.372 | 5079.025 | -19.52 | 123.195
-19.224 | 5105.554 | -19.372 | 124.902
-19.075 | 5127.542 | -19.224 | 127.44
-18.926 | 5143.427 | -19.075 | 131.185
-18.777 | 5161.103 | -18.926 | 134.619
-18.628 | 5188.311 | -18.777 | 138.44
-18.478 | 5214.159 | -18.628 | 143.004
-18.328 | 5236.9 | -18.478 | 146.227
-18.178 | 5261.116 | -18.328 | 149.458
-18.028 | 5280.657 | -18.178 | 152.317
-17.877 | 5299.098 | -18.028 | 155.385
-17.726 | 5313.693 | -17.877 | 158.329
-17.575 | 5334.178 | -17.726 | 163.113
-17.424 | 5349.182 | -17.575 | 168.162
-17.272 | 5361.989 | -17.424 | 173.889
-17.12 | 5377.009 | -17.272 | 179.919
-16.968 | 5402.029 | -17.12 | 186.162
-16.815 | 5423.651 | -16.968 | 191.897
-16.663 | 5437.651 | -16.815 | 199.086
-16.51 | 5452.502 | -16.663 | 205.874
-16.357 | 5473.964 | -16.51 | 213.108
-16.203 | 5498.804 | -16.357 | 219.555
-16.049 | 5517.699 | -16.203 | 227.397
-15.896 | 5545.91 | -16.049 | 234.689
-15.741 | 5565.454 | -15.896 | 241.115
-15.587 | 5582.516 | -15.741 | 247.922
-15.432 | 5597.925 | -15.587 | 255.448
-15.278 | 5617.428 | -15.432 | 263.626
-15.123 | 5634.324 | -15.278 | 271.728
-14.967 | 5661.555 | -15.123 | 279.417
-14.812 | 5691.459 | -14.967 | 287.564
-14.656 | 5721.05 | -14.812 | 298.296
-14.5 | 5742.832 | -14.656 | 309.093
-14.344 | 5771.809 | -14.5 | 320.206
-14.188 | 5800.257 | -14.344 | 328.823
-14.031 | 5821.834 | -14.188 | 340.277
-13.874 | 5835.001 | -14.031 | 350.582
-13.717 | 5855.451 | -13.874 | 361.56
-13.56 | 5873.408 | -13.717 | 375.307
-13.403 | 5900.263 | -13.56 | 388.445
-13.245 | 5926.247 | -13.403 | 399.839
-13.087 | 5946.829 | -13.245 | 413.78
-12.929 | 5960.022 | -13.087 | 426.952
-12.771 | 5969.757 | -12.929 | 440.761
-12.612 | 5982.478 | -12.771 | 457.012
-12.454 | 5997.822 | -12.612 | 474.689
-12.295 | 6009.029 | -12.454 | 488.642
-12.136 | 6019.471 | -12.295 | 504.966
-11.976 | 6028.298 | -12.136 | 521.832
-11.817 | 6040.727 | -11.976 | 540.582
-11.657 | 6056.902 | -11.817 | 559.806
-11.498 | 6061.223 | -11.657 | 578.485
-11.338 | 6066.678 | -11.498 | 599.666
-11.178 | 6075.647 | -11.338 | 619.491
-11.017 | 6079.969 | -11.178 | 639.584
-10.857 | 6084.88 | -11.017 | 662.972
-10.696 | 6089.918 | -10.857 | 687.665
-10.535 | 6093.899 | -10.696 | 714.985
-10.374 | 6095.687 | -10.535 | 743.398
-10.213 | 6101.876 | -10.374 | 773.76
-10.052 | 6115.563 | -10.213 | 804.765
-9.89 | 6128.838 | -10.052 | 832.696
-9.729 | 6133.14 | -9.89 | 865.008
-9.567 | 6137.936 | -9.729 | 899.594
-9.405 | 6148.211 | -9.567 | 937.817
-9.243 | 6161.107 | -9.405 | 977.004
-9.08 | 6173.031 | -9.243 | 1018.621
-8.918 | 6184.818 | -9.08 | 1063.412
-8.755 | 6189.478 | -8.918 | 1110.478
-8.593 | 6197.004 | -8.755 | 1156.712
-8.43 | 6202.025 | -8.593 | 1207.408
-8.267 | 6211.875 | -8.43 | 1262.51
-8.104 | 6223.842 | -8.267 | 1320.395
-7.94 | 6240.65 | -8.104 | 1380.759
-7.777 | 6248.441 | -7.94 | 1446.268
-7.614 | 6254.534 | -7.777 | 1513.536
-7.45 | 6265.977 | -7.614 | 1583.188
-7.286 | 6275.369 | -7.45 | 1655.317
-7.122 | 6283.595 | -7.286 | 1736.038
-6.958 | 6296.394 | -7.122 | 1818.495
-6.794 | 6305.884 | -6.958 | 1908.402
-6.63 | 6317.972 | -6.794 | 2003.424
-6.466 | 6336.655 | -6.63 | 2103.065
-6.301 | 6343.663 | -6.466 | 2200.788
-6.137 | 6351.175 | -6.301 | 2305.44
-5.972 | 6355.974 | -6.137 | 2412.45
-5.807 | 6364.207 | -5.972 | 2526.937
-5.642 | 6364.972 | -5.807 | 2646.506
-5.478 | 6372.229 | -5.642 | 2768.289
-5.313 | 6378.332 | -5.478 | 2887.901
-5.147 | 6385.583 | -5.313 | 3011.711
-4.982 | 6382.503 | -5.147 | 3139.275
-4.817 | 6385.306 | -4.982 | 3264.594
-4.652 | 6381.229 | -4.817 | 3393.792
-4.486 | 6388.265 | -4.652 | 3527.334
-4.321 | 6398.679 | -4.486 | 3674.341
-4.155 | 6412.695 | -4.321 | 3827.683
-3.989 | 6415.979 | -4.155 | 3972.305
-3.824 | 6426.192 | -3.989 | 4122.434
-3.658 | 6431.296 | -3.824 | 4264.86
-3.492 | 6436.303 | -3.658 | 4407.476
-3.326 | 6454.574 | -3.492 | 4546.763
-3.16 | 6453.638 | -3.326 | 4691.995
-2.994 | 6457.363 | -3.16 | 4827.906
-2.828 | 6462.184 | -2.994 | 4967.253
-2.662 | 6464.904 | -2.828 | 5099.496
-2.496 | 6458.24 | -2.662 | 5230.681
-2.33 | 6462.698 | -2.496 | 5361.26
-2.163 | 6463.893 | -2.33 | 5483.539
-1.997 | 6463.989 | -2.163 | 5588.593
-1.831 | 6453.495 | -1.997 | 5694.539
-1.664 | 6446.376 | -1.831 | 5792.887
-1.498 | 6438.565 | -1.664 | 5878.15
-1.332 | 6439.317 | -1.498 | 5954.355
-1.165 | 6431.893 | -1.332 | 6038.539
-0.999 | 6417.517 | -1.165 | 6113.701
-0.832 | 6391.729 | -0.999 | 6184.622
-0.666 | 6378.412 | -0.832 | 6246.54
-0.499 | 6373.059 | -0.666 | 6302.65
-0.333 | 6369.642 | -0.499 | 6332.073
-0.166 | 6363.736 | -0.333 | 6356.521
0 | 6367.527 | -0.166 | 6361.791
0.166 | 6368.046 | 0 | 6367.527
0.333 | 6369.375 | 0.166 | 6363.336
0.499 | 6365.659 | 0.333 | 6359.344
0.666 | 6366.185 | 0.499 | 6329.441
0.832 | 6368.189 | 0.666 | 6294.963
0.999 | 6354.862 | 0.832 | 6271.301
1.165 | 6346.654 | 0.999 | 6230.316
1.332 | 6346.046 | 1.165 | 6177.225
1.498 | 6349.588 | 1.332 | 6119.5
1.664 | 6343.42 | 1.498 | 6040.564
1.831 | 6344.59 | 1.664 | 5949.944
1.997 | 6346.781 | 1.831 | 5854.062
2.163 | 6348.979 | 1.997 | 5754.834
2.33 | 6340.537 | 2.163 | 5642.524
2.496 | 6331.426 | 2.33 | 5515.982
2.662 | 6321.376 | 2.496 | 5383.961
2.828 | 6311.572 | 2.662 | 5256.261
2.994 | 6300.136 | 2.828 | 5126.885
3.16 | 6295.666 | 2.994 | 4986.478
3.326 | 6284.181 | 3.16 | 4844.86
3.492 | 6277.174 | 3.326 | 4706.044
3.658 | 6268.723 | 3.492 | 4565.537
3.824 | 6258.459 | 3.658 | 4416.532
3.989 | 6250.989 | 3.824 | 4261.731
4.155 | 6259.252 | 3.989 | 4113.098
4.321 | 6255.523 | 4.155 | 3962.983
4.486 | 6243.205 | 4.321 | 3808.872
4.652 | 6233.314 | 4.486 | 3670.127
4.817 | 6223.33 | 4.652 | 3527.314
4.982 | 6211.631 | 4.817 | 3385.042
5.147 | 6202.284 | 4.982 | 3245.576
5.313 | 6191.083 | 5.147 | 3112.618
5.478 | 6182.836 | 5.313 | 2977.48
5.642 | 6170.214 | 5.478 | 2845.947
5.807 | 6156.615 | 5.642 | 2718.637
5.972 | 6144.262 | 5.807 | 2590.827
6.137 | 6137.135 | 5.972 | 2475.395
6.301 | 6130.374 | 6.137 | 2363.713
6.466 | 6124.094 | 6.301 | 2253.239
6.63 | 6115.123 | 6.466 | 2147.545
6.794 | 6098.253 | 6.63 | 2044.808
6.958 | 6076.011 | 6.794 | 1944.777
7.122 | 6055.795 | 6.958 | 1848.759
7.286 | 6035.735 | 7.122 | 1758.066
7.45 | 6016.062 | 7.286 | 1677.243
7.614 | 6010.68 | 7.45 | 1601.191
7.777 | 6002.05 | 7.614 | 1523.947
7.94 | 5986.156 | 7.777 | 1449.463
8.104 | 5960.571 | 7.94 | 1378.272
8.267 | 5940.684 | 8.104 | 1308.141
8.43 | 5924.9 | 8.267 | 1244.244
8.593 | 5905.775 | 8.43 | 1185.654
8.755 | 5896.488 | 8.593 | 1131.913
8.918 | 5890.668 | 8.755 | 1082.739
9.08 | 5881.317 | 8.918 | 1035.042
9.243 | 5864.035 | 9.08 | 985.795
9.405 | 5859.305 | 9.243 | 945.597
9.567 | 5861.249 | 9.405 | 904.792
9.729 | 5852.847 | 9.567 | 866.02
9.89 | 5843.886 | 9.729 | 831.179
10.052 | 5833.703 | 9.89 | 795.795
10.213 | 5823.191 | 10.052 | 760.143
10.374 | 5800.525 | 10.213 | 726.061
10.535 | 5780.397 | 10.374 | 696.278
10.696 | 5763.439 | 10.535 | 667.24
10.857 | 5750.51 | 10.696 | 641.36
11.017 | 5742.534 | 10.857 | 614.063
11.178 | 5742.262 | 11.017 | 590.762
11.338 | 5735.588 | 11.178 | 567.276
11.498 | 5724.932 | 11.338 | 548.7
11.657 | 5713.944 | 11.498 | 531.127
11.817 | 5708.683 | 11.657 | 512.833
11.976 | 5696.953 | 11.817 | 494.304
12.136 | 5682.638 | 11.976 | 476.269
12.295 | 5668.48 | 12.136 | 457.771
12.454 | 5656.282 | 12.295 | 441.894
12.612 | 5643.878 | 12.454 | 427.339
12.771 | 5626.124 | 12.612 | 413.662
12.929 | 5606.491 | 12.771 | 400.292
13.087 | 5592.91 | 12.929 | 388.402
13.245 | 5577.764 | 13.087 | 375.464
13.403 | 5565.517 | 13.245 | 365.5
13.56 | 5556.537 | 13.403 | 355.671
13.717 | 5551.216 | 13.56 | 345.746
13.874 | 5534.486 | 13.717 | 334.644
14.031 | 5505.794 | 13.874 | 323.316
14.188 | 5478.815 | 14.031 | 311.884
14.344 | 5463.978 | 14.188 | 301.959
14.5 | 5445.47 | 14.344 | 291.39
14.656 | 5431.332 | 14.5 | 282.778
14.812 | 5421.105 | 14.656 | 273.06
14.967 | 5411.745 | 14.812 | 264.592
15.123 | 5385.133 | 14.967 | 256.684
15.278 | 5357.915 | 15.123 | 249.233
15.432 | 5339.984 | 15.278 | 241.817
15.587 | 5324.593 | 15.432 | 234.436
15.741 | 5306.838 | 15.587 | 226.854
15.896 | 5288.074 | 15.741 | 218.579
16.049 | 5275.489 | 15.896 | 211.598
16.203 | 5251.681 | 16.049 | 205.146
16.357 | 5226.066 | 16.203 | 198.689
16.51 | 5205.207 | 16.357 | 193.004
16.663 | 5193.127 | 16.51 | 188.203
16.815 | 5181.126 | 16.663 | 183.122
16.968 | 5167.437 | 16.815 | 178.388
17.12 | 5149.62 | 16.968 | 174.876
17.272 | 5129.266 | 17.12 | 170.301
17.424 | 5107.339 | 17.272 | 165.158
17.575 | 5077.929 | 17.424 | 160.54
17.726 | 5044.066 | 17.575 | 156.166
17.877 | 5012.571 | 17.726 | 152.632
18.028 | 4990.091 | 17.877 | 147.755
18.178 | 4972.604 | 18.028 | 142.921
18.328 | 4957.871 | 18.178 | 138.197
18.478 | 4946.426 | 18.328 | 133.874
18.628 | 4932.893 | 18.478 | 130.089
18.777 | 4912.356 | 18.628 | 126.106
18.926 | 4886.852 | 18.777 | 123.407
19.075 | 4859.343 | 18.926 | 121.146
19.224 | 4834.84 | 19.075 | 119.415
19.372 | 4823.133 | 19.224 | 117.722
19.52 | 4805.147 | 19.372 | 116.317
19.668 | 4790.011 | 19.52 | 114.381
19.815 | 4778.136 | 19.668 | 112.435
19.963 | 4769.547 | 19.815 | 109.816
20.11 | 4756.671 | 19.963 | 107.297
20.256 | 4745.591 | 20.11 | 107.23
20.403 | 4731.803 | 20.256 | 106.217
20.549 | 4718.118 | 20.403 | 103.948
20.695 | 4697.569 | 20.549 | 99.972
20.84 | 4676.309 | 20.695 | 97.814
20.985 | 4659.486 | 20.84 | 95.644
21.13 | 4648.524 | 20.985 | 95.336
21.275 | 4628.082 | 21.13 | 95.075
21.42 | 4607.247 | 21.275 | 93.352
21.564 | 4587.152 | 21.42 | 92.682
21.708 | 4571.083 | 21.564 | 91.038
21.851 | 4555.95 | 21.708 | 88.695
21.994 | 4547.838 | 21.851 | 86.672
22.137 | 4542.154 | 21.994 | 86.599
22.28 | 4530.471 | 22.137 | 85.591
22.423 | 4519.831 | 22.28 | 83.614
22.565 | 4509.708 | 22.423 | 82.977
22.707 | 4496.415 | 22.565 | 81.708
22.848 | 4477.386 | 22.707 | 80.285
22.989 | 4462.1 | 22.848 | 79.707
23.13 | 4438.673 | 22.989 | 79.516
23.271 | 4413.398 | 23.13 | 79.129
23.411 | 4391.857 | 23.271 | 78.1
23.551 | 4382.626 | 23.411 | 76.991
23.691 | 4374.845 | 23.551 | 75.479
23.831 | 4362.149 | 23.691 | 73.535
23.97 | 4346.487 | 23.831 | 71.629
24.109 | 4330.616 | 23.97 | 70.786
24.247 | 4310.756 | 24.109 | 71.167
24.385 | 4290.124 | 24.247 | 71.55
24.523 | 4267.977 | 24.385 | 70.8
24.661 | 4245.289 | 24.523 | 68.602
24.798 | 4224.451 | 24.661 | 67.101
24.935 | 4204.969 | 24.798 | 65.565
25.072 | 4186.058 | 24.935 | 65.502
25.209 | 4167.288 | 25.072 | 65.849
25.345 | 4152.403 | 25.209 | 65.452
25.481 | 4135.687 | 25.345 | 65.13
25.616 | 4120.139 | 25.481 | 64.729
25.751 | 4099.219 | 25.616 | 64.09
25.886 | 4074.52 | 25.751 | 62.012
26.021 | 4052.966 | 25.886 | 61.936
26.155 | 4031.188 | 26.021 | 62.07
26.289 | 4007.409 | 26.155 | 62.1
26.423 | 3988.298 | 26.289 | 61.071
26.556 | 3970.521 | 26.423 | 59.823
26.689 | 3950.775 | 26.556 | 59.099
26.822 | 3922.678 | 26.689 | 57.888
26.954 | 3893.898 | 26.822 | 57.314
27.087 | 3870.506 | 26.954 | 57.192
27.218 | 3841.033 | 27.087 | 56.449
27.35 | 3805.713 | 27.218 | 54.778
27.481 | 3771.257 | 27.35 | 54.891
27.612 | 3736.686 | 27.481 | 54.35
27.743 | 3696.387 | 27.612 | 54.435
27.873 | 3662.942 | 27.743 | 54.107
28.003 | 3630.273 | 27.873 | 53.198
28.132 | 3591.492 | 28.003 | 52.67
28.262 | 3553.678 | 28.132 | 51.943
28.391 | 3515.046 | 28.262 | 51.435
28.519 | 3479.834 | 28.391 | 51.09
28.648 | 3438.626 | 28.519 | 50.94
28.776 | 3398.436 | 28.648 | 50.788
28.904 | 3358.989 | 28.776 | 50.323
29.031 | 3318.869 | 28.904 | 48.633
29.158 | 3266.385 | 29.031 | 48.499
29.285 | 3210.537 | 29.158 | 46.875
29.412 | 3160.203 | 29.285 | 46.417
29.538 | 3110.059 | 29.412 | 45.408
29.664 | 3060.775 | 29.538 | 45.462
29.789 | 3017.963 | 29.664 | 43.889
29.914 | 2979.442 | 29.789 | 45.425
30.039 | 2930.003 | 29.914 | 45.362
30.164 | 2879.114 | 30.039 | 44.504
30.288 | 2834.813 | 30.164 | 44.201
30.412 | 2788.167 | 30.288 | 43.658
30.536 | 2735.689 | 30.412 | 42.992
30.659 | 2680.337 | 30.536 | 43.216
30.782 | 2628.485 | 30.659 | 42.842
30.905 | 2573.049 | 30.782 | 43.096
31.027 | 2521.14 | 30.905 | 42.9
31.15 | 2468.388 | 31.027 | 42.216
31.271 | 2416.036 | 31.15 | 41.589
31.393 | 2361.944 | 31.271 | 41.261
31.514 | 2307.754 | 31.393 | 40.869
31.635 | 2250.005 | 31.514 | 40.412
31.755 | 2196.939 | 31.635 | 39.025
31.876 | 2144.998 | 31.755 | 38.092
31.995 | 2093.29 | 31.876 | 38.178
32.115 | 2042.227 | 31.995 | 38.266
32.234 | 1995.504 | 32.115 | 38.698
32.353 | 1950.833 | 32.234 | 39.292
32.472 | 1906.111 | 32.353 | 38.719
32.59 | 1860.54 | 32.472 | 36.236
32.708 | 1810.783 | 32.59 | 34.18
32.826 | 1753.063 | 32.708 | 33.931
32.943 | 1699.901 | 32.826 | 34.42
33.061 | 1654.075 | 32.943 | 35.428
33.177 | 1609.558 | 33.061 | 36.055
33.294 | 1563.365 | 33.177 | 36.948
33.41 | 1518.622 | 33.294 | 35.463
33.526 | 1475.348 | 33.41 | 34.261
33.641 | 1431.746 | 33.526 | 33.477
33.757 | 1390.598 | 33.641 | 33.777
33.872 | 1350.937 | 33.757 | 32.917
33.986 | 1313.717 | 33.872 | 32.451
34.101 | 1277.896 | 33.986 | 31.846
34.215 | 1240.523 | 34.101 | 31.841
34.328 | 1201.75 | 34.215 | 32.307
34.442 | 1162.003 | 34.328 | 32.269
34.555 | 1122.84 | 34.442 | 31.449
34.667 | 1083.723 | 34.555 | 31.509
34.78 | 1050.262 | 34.667 | 30.746
34.892 | 1022.978 | 34.78 | 31.078
35.004 | 996.673 | 34.892 | 30.687
35.116 | 966.134 | 35.004 | 30.674
35.227 | 933.583 | 35.116 | 29.476
35.338 | 899.629 | 35.227 | 29.003
35.338 | 899.629 | 35.227 | 29.003
35.448 | 868.488 | 35.338 | 29.122
35.559 | 840.693 | 35.448 | 28.466
35.669 | 814.294 | 35.559 | 29.753
35.778 | 790.631 | 35.669 | 30.552
35.888 | 767.263 | 35.778 | 31.321
35.997 | 743.368 | 35.888 | 30.626
36.106 | 717.711 | 35.997 | 28.809
36.214 | 692.484 | 36.106 | 26.035
36.323 | 669.408 | 36.214 | 21.169
36.431 | 647.523 | 36.323 | 14.913
36.538 | 633.516 | 36.431 | 10.765

## Vivid V50 (hidden)
Selador | Lamp |  | Wattage
Vivid | Lumileds K2 |  | 122 |  | Note: Owing to the variability of LEDs, output data and color matches should be viewed as approximate
Note: All data taken with room temperature fixture
| Beam Angle | Field Angle
Horizontal | 12.6 | 24.8
| Accessory Lens | Candela | Field Lumens | Beam Lumens | Lens Efficiency | Efficacy
| V50 | 5400 | 1100 | 620 | 97.78% | 9.0164
| For Field diameter at any distance, multiply distance by |  |  |  | 0.43973
| For Beam diameter at any distance, multiply distance by |  |  |  | 0.2208
| Throw Distance (ft) | 10 | 15 | 20 | 25
| Throw Distance (m) | 3.048 | 4.572 | 6.096 | 7.62
| Field Diameter (ft) | 4.3973 | 6.5959 | 8.7946 | 10.9932
| Field Diameter (m) | 1.3403 | 2.0104 | 2.6806 | 3.3507
| Illuminance (fc) | 54 | 24 | 13.5 | 8.64
| Illuminance (lux) | 581.2506 | 258.3336 | 145.3126 | 93.0001
Test Distance | Iso-Illuminance Diagram grid lines
61 | 10 | 20 | 30 | 40
| 0.16393 | 0.32787 | 0.4918 | 0.65574
| Beam Angle | Field Angle
Vertical | 59.3 | 72.3
| For Field diameter at any distance, multiply distance by |  |  |  | 1.4611
| For Beam diameter at any distance, multiply distance by |  |  |  | 1.1385
| Throw Distance (ft) | 10 | 15 | 20 | 25
| Throw Distance (m) | 3.048 | 4.572 | 6.096 | 7.62
| Field Diameter (ft) | 14.611 | 21.9165 | 29.222 | 36.5275
| Field Diameter (m) | 4.4534 | 6.6802 | 8.9069 | 11.1336
| Illuminance (fc) | 54 | 24 | 13.5 | 8.64
| Illuminance (lux) | 581.2506 | 258.3336 | 145.3126 | 93.0001
| X |  | Y
-36.538 | 0 | -36.646 | 524.188
-36.431 | 0 | -36.538 | 533.056
-36.323 | 0 | -36.431 | 543.392
-36.214 | 4.176 | -36.323 | 561.736
-36.106 | 10.74 | -36.214 | 582.172
-35.997 | 18.221 | -36.106 | 603.191
-35.888 | 25.677 | -35.997 | 623.273
-35.778 | 30.535 | -35.888 | 643.791
-35.669 | 30.729 | -35.778 | 665.49
-35.559 | 32.126 | -35.669 | 686.682
-35.448 | 33.405 | -35.559 | 707.195
-35.338 | 32.811 | -35.448 | 728.767
-35.227 | 32.746 | -35.338 | 749.697
-35.116 | 32.856 | -35.227 | 770.796
-35.004 | 32.479 | -35.116 | 793.492
-34.892 | 33.175 | -35.004 | 815.229
-34.78 | 34.451 | -34.892 | 840.237
-34.667 | 34.688 | -34.78 | 869.987
-34.555 | 35.264 | -34.667 | 900.857
-34.442 | 35.664 | -34.555 | 933.823
-34.328 | 36.637 | -34.442 | 963.757
-34.215 | 37.467 | -34.328 | 994.32
-34.101 | 37.282 | -34.215 | 1026.243
-33.986 | 37.299 | -34.101 | 1056.925
-33.872 | 37.082 | -33.986 | 1088.119
-33.757 | 35.871 | -33.872 | 1128.079
-33.641 | 36.189 | -33.757 | 1171.889
-33.526 | 36.209 | -33.641 | 1212.031
-33.41 | 36.031 | -33.526 | 1255.363
-33.294 | 36.018 | -33.41 | 1296.664
-33.177 | 37.793 | -33.294 | 1337.396
-33.061 | 37.513 | -33.177 | 1379.384
-32.943 | 38.429 | -33.061 | 1420.768
-32.826 | 38.726 | -32.943 | 1460.229
-32.708 | 38.765 | -32.826 | 1506.05
-32.59 | 39.377 | -32.708 | 1551.432
-32.472 | 41.477 | -32.59 | 1592.521
-32.353 | 41.408 | -32.472 | 1637.148
-32.234 | 41.655 | -32.353 | 1682.076
-32.115 | 40.174 | -32.234 | 1729.819
-31.995 | 39.985 | -32.115 | 1776.611
-31.876 | 39.704 | -31.995 | 1829.526
-31.755 | 40.077 | -31.876 | 1882.638
-31.635 | 40.508 | -31.755 | 1935.136
-31.514 | 42.013 | -31.635 | 1982.609
-31.393 | 42.065 | -31.514 | 2036.317
-31.271 | 42.971 | -31.393 | 2086.438
-31.15 | 44.357 | -31.271 | 2134.815
-31.027 | 43.974 | -31.15 | 2187.338
-30.905 | 44.651 | -31.027 | 2238.717
-30.782 | 46.465 | -30.905 | 2283.015
-30.659 | 46.677 | -30.782 | 2330.3
-30.536 | 46.2 | -30.659 | 2376.161
-30.412 | 47.957 | -30.536 | 2416.765
-30.288 | 48.516 | -30.412 | 2462.577
-30.164 | 47.299 | -30.288 | 2512.471
-30.039 | 47.385 | -30.164 | 2567.346
-29.914 | 48.115 | -30.039 | 2618.208
-29.789 | 47.175 | -29.914 | 2667.005
-29.664 | 47.667 | -29.789 | 2716.707
-29.538 | 49.197 | -29.664 | 2757.915
-29.412 | 51.841 | -29.538 | 2798.109
-29.285 | 52.913 | -29.412 | 2841.857
-29.158 | 53.232 | -29.285 | 2881.246
-29.031 | 53.292 | -29.158 | 2921.334
-28.904 | 54.602 | -29.031 | 2957.121
-28.776 | 53.467 | -28.904 | 2989.877
-28.648 | 54.089 | -28.776 | 3027.764
-28.519 | 55.606 | -28.648 | 3070.47
-28.391 | 55.432 | -28.519 | 3113.867
-28.262 | 55.565 | -28.391 | 3154.895
-28.132 | 56.643 | -28.262 | 3193.775
-28.003 | 57.63 | -28.132 | 3230.641
-27.873 | 57.256 | -28.003 | 3261.665
-27.743 | 57.766 | -27.873 | 3286.469
-27.612 | 57.669 | -27.743 | 3311.171
-27.481 | 57.927 | -27.612 | 3329.907
-27.35 | 57.585 | -27.481 | 3344.517
-27.218 | 58.14 | -27.35 | 3362.285
-27.087 | 59.043 | -27.218 | 3381.55
-26.954 | 60.1 | -27.087 | 3403.513
-26.822 | 61.043 | -26.954 | 3424.081
-26.689 | 61.846 | -26.822 | 3444.234
-26.556 | 63.309 | -26.689 | 3462.212
-26.423 | 63.859 | -26.556 | 3484.754
-26.289 | 64.934 | -26.423 | 3502.865
-26.155 | 66.794 | -26.289 | 3519.104
-26.021 | 67.799 | -26.155 | 3529.432
-25.886 | 67.226 | -26.021 | 3539.427
-25.751 | 67.728 | -25.886 | 3549.043
-25.616 | 68.278 | -25.751 | 3564.887
-25.481 | 68.902 | -25.616 | 3579.924
-25.345 | 68.205 | -25.481 | 3594.735
-25.209 | 70.267 | -25.345 | 3606.842
-25.072 | 71.546 | -25.209 | 3616.943
-24.935 | 71.742 | -25.072 | 3629.344
-24.798 | 72.855 | -24.935 | 3640.698
-24.661 | 74.952 | -24.798 | 3653.158
-24.523 | 76.275 | -24.661 | 3666.459
-24.385 | 77.564 | -24.523 | 3681.252
-24.247 | 79.123 | -24.385 | 3692.88
-24.109 | 79.943 | -24.247 | 3703.387
-23.97 | 80.285 | -24.109 | 3713.912
-23.831 | 81.247 | -23.97 | 3722.158
-23.691 | 82.128 | -23.831 | 3731.087
-23.551 | 83.153 | -23.691 | 3743.847
-23.411 | 84.863 | -23.551 | 3756.714
-23.271 | 86.586 | -23.411 | 3767.047
-23.13 | 87.736 | -23.271 | 3776.889
-22.989 | 87.949 | -23.13 | 3791.273
-22.848 | 90.014 | -22.989 | 3805.682
-22.707 | 89.151 | -22.848 | 3817.876
-22.565 | 89.142 | -22.707 | 3829.067
-22.423 | 90.51 | -22.565 | 3841.009
-22.28 | 92.423 | -22.423 | 3847.612
-22.137 | 92.741 | -22.28 | 3856.267
-21.994 | 94.757 | -22.137 | 3868.396
-21.851 | 96.928 | -21.994 | 3885.068
-21.708 | 99.419 | -21.851 | 3905.41
-21.564 | 101.754 | -21.708 | 3926.821
-21.42 | 103.107 | -21.564 | 3946.33
-21.275 | 103.957 | -21.42 | 3959.392
-21.13 | 104.686 | -21.275 | 3974.267
-20.985 | 106.512 | -21.13 | 3990.283
-20.84 | 107.441 | -20.985 | 4005.089
-20.695 | 110.369 | -20.84 | 4021.194
-20.549 | 114.117 | -20.695 | 4031.696
-20.403 | 117.266 | -20.549 | 4044.214
-20.256 | 118.435 | -20.403 | 4054.147
-20.11 | 119.46 | -20.256 | 4066.439
-19.963 | 120.802 | -20.11 | 4078.858
-19.815 | 123.488 | -19.963 | 4096.573
-19.668 | 127.554 | -19.815 | 4108.158
-19.52 | 130.734 | -19.668 | 4123.395
-19.372 | 133.193 | -19.52 | 4138.474
-19.224 | 135.98 | -19.372 | 4158.826
-19.075 | 139.431 | -19.224 | 4181.625
-18.926 | 143.27 | -19.075 | 4204.162
-18.777 | 146.664 | -18.926 | 4224.708
-18.628 | 150.176 | -18.777 | 4250.087
-18.478 | 153.671 | -18.628 | 4268.252
-18.328 | 157.394 | -18.478 | 4276.825
-18.178 | 161.189 | -18.328 | 4290.662
-18.028 | 166.452 | -18.178 | 4305.789
-17.877 | 171.824 | -18.028 | 4321.066
-17.726 | 177.368 | -17.877 | 4335.386
-17.575 | 183.393 | -17.726 | 4352.865
-17.424 | 189.478 | -17.575 | 4372.707
-17.272 | 194.944 | -17.424 | 4390.134
-17.12 | 200.866 | -17.272 | 4404.682
-16.968 | 206.826 | -17.12 | 4419.107
-16.815 | 212.805 | -16.968 | 4435.894
-16.663 | 218.605 | -16.815 | 4456.681
-16.51 | 225.441 | -16.663 | 4479.315
-16.357 | 232.421 | -16.51 | 4494.999
-16.203 | 238.617 | -16.357 | 4516.003
-16.049 | 245.475 | -16.203 | 4541.602
-15.896 | 254.835 | -16.049 | 4565.213
-15.741 | 263.663 | -15.896 | 4583.957
-15.587 | 273.01 | -15.741 | 4593.4
-15.432 | 282.809 | -15.587 | 4613.025
-15.278 | 292.271 | -15.432 | 4631.524
-15.123 | 302.67 | -15.278 | 4645.508
-14.967 | 313.473 | -15.123 | 4661.853
-14.812 | 324.255 | -14.967 | 4686.046
-14.656 | 335.207 | -14.812 | 4699.255
-14.5 | 346.663 | -14.656 | 4714.04
-14.344 | 359.147 | -14.5 | 4731.78
-14.188 | 372.756 | -14.344 | 4744.09
-14.031 | 387.255 | -14.188 | 4761.617
-13.874 | 401.618 | -14.031 | 4788.966
-13.717 | 414.702 | -13.874 | 4812.491
-13.56 | 431.83 | -13.717 | 4834.463
-13.403 | 451.798 | -13.56 | 4845.885
-13.245 | 472.977 | -13.403 | 4857.594
-13.087 | 491.297 | -13.245 | 4869.941
-12.929 | 511.615 | -13.087 | 4878.117
-12.771 | 532.749 | -12.929 | 4894.032
-12.612 | 555.024 | -12.771 | 4912.852
-12.454 | 578.702 | -12.612 | 4926.499
-12.295 | 605.615 | -12.454 | 4934.943
-12.136 | 634.075 | -12.295 | 4951.665
-11.976 | 660.306 | -12.136 | 4964.196
-11.817 | 688.816 | -11.976 | 4978.506
-11.657 | 720.65 | -11.817 | 4990.258
-11.498 | 752.065 | -11.657 | 5007.362
-11.338 | 786.138 | -11.498 | 5019.641
-11.178 | 823.95 | -11.338 | 5036.244
-11.017 | 863.69 | -11.178 | 5052.284
-10.857 | 902.593 | -11.017 | 5065.004
-10.696 | 939.921 | -10.857 | 5075.286
-10.535 | 987.203 | -10.696 | 5083.125
-10.374 | 1034.859 | -10.535 | 5093.069
-10.213 | 1084.83 | -10.374 | 5107.854
-10.052 | 1135.41 | -10.213 | 5117.897
-9.89 | 1186.96 | -10.052 | 5120.783
-9.729 | 1238.323 | -9.89 | 5138.049
-9.567 | 1296.047 | -9.729 | 5147.584
-9.405 | 1358.797 | -9.567 | 5161.575
-9.243 | 1422.61 | -9.405 | 5171.088
-9.08 | 1488.852 | -9.243 | 5177.928
-8.918 | 1558.151 | -9.08 | 5182.265
-8.755 | 1627.456 | -8.918 | 5196.374
-8.593 | 1698.727 | -8.755 | 5195.981
-8.43 | 1770.344 | -8.593 | 5203.12
-8.267 | 1843.964 | -8.43 | 5218.157
-8.104 | 1920.155 | -8.267 | 5228.274
-7.94 | 2000.443 | -8.104 | 5234.138
-7.777 | 2083.997 | -7.94 | 5238.141
-7.614 | 2171.377 | -7.777 | 5242.979
-7.45 | 2261.014 | -7.614 | 5243.262
-7.286 | 2351.419 | -7.45 | 5249.669
-7.122 | 2443.867 | -7.286 | 5261.398
-6.958 | 2537.322 | -7.122 | 5269.748
-6.794 | 2632.18 | -6.958 | 5277.207
-6.63 | 2732.858 | -6.794 | 5280.818
-6.466 | 2834.799 | -6.63 | 5285.751
-6.301 | 2933.461 | -6.466 | 5283.779
-6.137 | 3032.277 | -6.301 | 5292.189
-5.972 | 3133.481 | -6.137 | 5295.488
-5.807 | 3234.926 | -5.972 | 5297.666
-5.642 | 3338.998 | -5.807 | 5301.262
-5.478 | 3444.404 | -5.642 | 5302.289
-5.313 | 3546.954 | -5.478 | 5291.569
-5.147 | 3645.855 | -5.313 | 5282.172
-4.982 | 3737.417 | -5.147 | 5272.763
-4.817 | 3837.374 | -4.982 | 5263.013
-4.652 | 3931.308 | -4.817 | 5264.411
-4.486 | 4029.843 | -4.652 | 5273.561
-4.321 | 4131.901 | -4.486 | 5284.712
-4.155 | 4236.636 | -4.321 | 5301.305
-3.989 | 4325.554 | -4.155 | 5309.164
-3.824 | 4418.195 | -3.989 | 5315.357
-3.658 | 4505.407 | -3.824 | 5315.952
-3.492 | 4588.664 | -3.658 | 5320.323
-3.326 | 4679.077 | -3.492 | 5322.404
-3.16 | 4762.004 | -3.326 | 5329.099
-2.994 | 4845.277 | -3.16 | 5333.756
-2.828 | 4927.275 | -2.994 | 5336.472
-2.662 | 4999.663 | -2.828 | 5343.454
-2.496 | 5055.46 | -2.662 | 5348.113
-2.33 | 5109.621 | -2.496 | 5355.657
-2.163 | 5160.355 | -2.33 | 5357.708
-1.997 | 5207.498 | -2.163 | 5358.096
-1.831 | 5246.569 | -1.997 | 5354.568
-1.664 | 5274.523 | -1.831 | 5355.378
-1.498 | 5300.763 | -1.664 | 5354.242
-1.332 | 5331.514 | -1.498 | 5350.072
-1.165 | 5356.015 | -1.332 | 5340.275
-0.999 | 5370.32 | -1.165 | 5342.81
-0.832 | 5370.716 | -0.999 | 5345.785
-0.666 | 5373.557 | -0.832 | 5357.249
-0.499 | 5376.952 | -0.666 | 5372.851
-0.333 | 5376.402 | -0.499 | 5378.936
-0.166 | 5375.225 | -0.333 | 5372.187
0 | 5367.262 | -0.166 | 5366.052
0.166 | 5350.662 | 0 | 5367.262
0.333 | 5322.679 | 0.166 | 5361.132
0.499 | 5289.201 | 0.333 | 5358.322
0.666 | 5254.936 | 0.499 | 5348.477
0.832 | 5227.073 | 0.666 | 5342.237
0.999 | 5194.852 | 0.832 | 5347.806
1.165 | 5155.292 | 0.999 | 5359.731
1.332 | 5113.805 | 1.165 | 5359.984
1.498 | 5063.23 | 1.332 | 5363.521
1.664 | 5008.788 | 1.498 | 5364.026
1.831 | 4955.075 | 1.664 | 5363.101
1.997 | 4900.444 | 1.831 | 5356.085
2.163 | 4832.048 | 1.997 | 5354.663
2.33 | 4761.568 | 2.163 | 5349.248
2.496 | 4690.986 | 2.33 | 5340.713
2.662 | 4612.986 | 2.496 | 5327.869
2.828 | 4528.015 | 2.662 | 5323.242
2.994 | 4449.307 | 2.828 | 5322.381
3.16 | 4363.608 | 2.994 | 5324.486
3.326 | 4267.086 | 3.16 | 5318.085
3.492 | 4174.466 | 3.326 | 5322.928
3.658 | 4081.294 | 3.492 | 5321.138
3.824 | 3982.975 | 3.658 | 5317.656
3.989 | 3890.365 | 3.824 | 5302.935
4.155 | 3804.811 | 3.989 | 5304.273
4.321 | 3714.858 | 4.155 | 5293.153
4.486 | 3614.158 | 4.321 | 5284.975
4.652 | 3514.68 | 4.486 | 5284.962
4.817 | 3412.661 | 4.652 | 5294.38
4.982 | 3314.395 | 4.817 | 5296.655
5.147 | 3216.833 | 4.982 | 5297.712
5.313 | 3122.21 | 5.147 | 5300.173
5.478 | 3022.657 | 5.313 | 5300.138
5.642 | 2924.908 | 5.478 | 5297.06
5.807 | 2824.971 | 5.642 | 5296.503
5.972 | 2722.25 | 5.807 | 5295.007
6.137 | 2625.733 | 5.972 | 5301.097
6.301 | 2537.45 | 6.137 | 5298.03
6.466 | 2451.546 | 6.301 | 5297.472
6.63 | 2365.221 | 6.466 | 5292.546
6.794 | 2277.474 | 6.63 | 5291.218
6.958 | 2192.095 | 6.794 | 5279.182
7.122 | 2107.954 | 6.958 | 5272.801
7.286 | 2023.974 | 7.122 | 5263.873
7.45 | 1942.008 | 7.286 | 5250.906
7.614 | 1864.348 | 7.45 | 5249.708
7.777 | 1784.199 | 7.614 | 5246.65
7.94 | 1707.456 | 7.777 | 5243.763
8.104 | 1636.916 | 7.94 | 5233.587
8.267 | 1573.305 | 8.104 | 5222.208
8.43 | 1511.384 | 8.267 | 5211.725
8.593 | 1449.733 | 8.43 | 5202.238
8.755 | 1389.24 | 8.593 | 5194.224
8.918 | 1329.271 | 8.755 | 5191.28
9.08 | 1272.102 | 8.918 | 5179.167
9.243 | 1217.264 | 9.08 | 5166.797
9.405 | 1165.577 | 9.243 | 5163.43
9.567 | 1116.534 | 9.405 | 5156.868
9.729 | 1068.789 | 9.567 | 5150.497
9.89 | 1022.524 | 9.729 | 5145.692
10.052 | 977.9 | 9.89 | 5131.427
10.213 | 936.525 | 10.052 | 5114.71
10.374 | 896.425 | 10.213 | 5109.634
10.535 | 858.447 | 10.374 | 5106.632
10.696 | 820.569 | 10.535 | 5101.598
10.857 | 785.465 | 10.696 | 5096.632
11.017 | 750.909 | 10.857 | 5080.662
11.178 | 718.921 | 11.017 | 5060.527
11.338 | 689.229 | 11.178 | 5045.558
11.498 | 659.754 | 11.338 | 5038.692
11.657 | 631.632 | 11.498 | 5022.478
11.817 | 606.68 | 11.657 | 5010.387
11.976 | 582.507 | 11.817 | 5001.3
12.136 | 558.566 | 11.976 | 4996.678
12.295 | 535.776 | 12.136 | 4981.012
12.454 | 514.04 | 12.295 | 4975.238
12.612 | 493.547 | 12.454 | 4960.607
12.771 | 474.24 | 12.612 | 4945.029
12.929 | 455.591 | 12.771 | 4923.665
13.087 | 438.096 | 12.929 | 4902.332
13.245 | 422.134 | 13.087 | 4870.791
13.403 | 406.863 | 13.245 | 4848.252
13.56 | 392.369 | 13.403 | 4826.228
13.717 | 377.907 | 13.56 | 4812.464
13.874 | 363.311 | 13.717 | 4795.401
14.031 | 350.541 | 13.874 | 4787.523
14.188 | 339.817 | 14.031 | 4780.237
14.344 | 329.599 | 14.188 | 4771.306
14.5 | 317.663 | 14.344 | 4759.105
14.656 | 307.008 | 14.5 | 4751.408
14.812 | 296.502 | 14.656 | 4741.101
14.967 | 286.295 | 14.812 | 4716.561
15.123 | 275.835 | 14.967 | 4700.788
15.278 | 267.649 | 15.123 | 4689.324
15.432 | 259.772 | 15.278 | 4675.334
15.587 | 252.183 | 15.432 | 4654.71
15.741 | 245.505 | 15.587 | 4632.913
15.896 | 239.958 | 15.741 | 4615.707
16.049 | 233.98 | 15.896 | 4599.369
16.203 | 227.483 | 16.049 | 4577.245
16.357 | 221.347 | 16.203 | 4554.825
16.51 | 215.185 | 16.357 | 4529.43
16.663 | 210.125 | 16.51 | 4513.283
16.815 | 204.673 | 16.663 | 4498.228
16.968 | 198.392 | 16.815 | 4487.467
17.12 | 192.323 | 16.968 | 4474.622
17.272 | 187.672 | 17.12 | 4458.826
17.424 | 183.089 | 17.272 | 4441.258
17.575 | 178.551 | 17.424 | 4418.72
17.726 | 174.786 | 17.575 | 4396.457
17.877 | 172.554 | 17.726 | 4380.8
18.028 | 169.047 | 17.877 | 4370.428
18.178 | 165.525 | 18.028 | 4358.991
18.328 | 162.566 | 18.178 | 4351.64
18.478 | 158.901 | 18.328 | 4337.568
18.628 | 154.053 | 18.478 | 4325.552
18.777 | 150.282 | 18.628 | 4311.438
18.926 | 147.055 | 18.777 | 4295.612
19.075 | 144.695 | 18.926 | 4277.316
19.224 | 142.594 | 19.075 | 4262.695
19.372 | 141.234 | 19.224 | 4246.002
19.52 | 139.434 | 19.372 | 4227.058
19.668 | 136.781 | 19.52 | 4208.054
19.815 | 133.725 | 19.668 | 4190.015
19.963 | 131.366 | 19.815 | 4171.848
20.11 | 130.077 | 19.963 | 4157.593
20.256 | 127.096 | 20.11 | 4141.962
20.403 | 123.427 | 20.256 | 4121.66
20.549 | 118.74 | 20.403 | 4101.443
20.695 | 116.403 | 20.549 | 4085.002
20.84 | 114.917 | 20.695 | 4070.248
20.985 | 113.541 | 20.84 | 4059.625
21.13 | 112.699 | 20.985 | 4051.292
21.275 | 112.441 | 21.13 | 4037.28
21.42 | 112.443 | 21.275 | 4022.015
21.564 | 112.28 | 21.42 | 4007.092
21.708 | 111.189 | 21.564 | 3987.439
21.851 | 108.662 | 21.708 | 3969.314
21.994 | 106.144 | 21.851 | 3947.625
22.137 | 104.571 | 21.994 | 3933.368
22.28 | 103.687 | 22.137 | 3926.368
22.423 | 103.353 | 22.28 | 3917.112
22.565 | 102.292 | 22.423 | 3901.449
22.707 | 100.642 | 22.565 | 3885.035
22.848 | 99.371 | 22.707 | 3871.043
22.989 | 97.898 | 22.848 | 3858.399
23.13 | 97.618 | 22.989 | 3846.185
23.271 | 96.746 | 23.13 | 3833.914
23.411 | 93.993 | 23.271 | 3823.553
23.551 | 91.174 | 23.411 | 3812.255
23.691 | 89.827 | 23.551 | 3794.342
23.831 | 88.571 | 23.691 | 3782.191
23.97 | 87.533 | 23.831 | 3770.028
24.109 | 87.391 | 23.97 | 3755.176
24.247 | 86.167 | 24.109 | 3739.816
24.385 | 84.556 | 24.247 | 3724.041
24.523 | 82.682 | 24.385 | 3710.22
24.661 | 82.523 | 24.523 | 3700.473
24.798 | 82.873 | 24.661 | 3692.273
24.935 | 82.817 | 24.798 | 3686.348
25.072 | 81.477 | 24.935 | 3677.426
25.209 | 81.133 | 25.072 | 3661.961
25.345 | 79.856 | 25.209 | 3642.408
25.481 | 78.105 | 25.345 | 3629.319
25.616 | 77.174 | 25.481 | 3617.677
25.751 | 77.463 | 25.616 | 3603.1
25.886 | 77.047 | 25.751 | 3585.192
26.021 | 76.813 | 25.886 | 3569.261
26.155 | 75.944 | 26.021 | 3554.827
26.289 | 74.434 | 26.155 | 3541.693
26.423 | 72.86 | 26.289 | 3531.17
26.556 | 71.622 | 26.423 | 3521.398
26.689 | 71.632 | 26.556 | 3498.503
26.822 | 72.179 | 26.689 | 3474.806
26.954 | 71.76 | 26.822 | 3457.247
27.087 | 70.986 | 26.954 | 3442.768
27.218 | 69.855 | 27.087 | 3424.428
27.35 | 67.954 | 27.218 | 3406.851
27.481 | 66.612 | 27.35 | 3387.213
27.612 | 66.604 | 27.481 | 3359.238
27.743 | 65.853 | 27.612 | 3329.496
27.873 | 64.821 | 27.743 | 3299.04
28.003 | 65.055 | 27.873 | 3269.574
28.132 | 65.708 | 28.003 | 3236.231
28.262 | 65.361 | 28.132 | 3199.692
28.391 | 65.599 | 28.262 | 3157.271
28.519 | 65.361 | 28.391 | 3114.897
28.648 | 64.077 | 28.519 | 3077.04
28.776 | 62.133 | 28.648 | 3035.285
28.904 | 59.889 | 28.776 | 2998.396
29.031 | 58.485 | 28.904 | 2954.831
29.158 | 57.642 | 29.031 | 2912.787
29.285 | 57.454 | 29.158 | 2866.756
29.412 | 58.419 | 29.285 | 2825.373
29.538 | 59.969 | 29.412 | 2779.631
29.664 | 59.903 | 29.538 | 2735.36
29.789 | 58.466 | 29.664 | 2687.345
29.914 | 56.783 | 29.789 | 2644.266
30.039 | 55.116 | 29.914 | 2606.532
30.164 | 54.676 | 30.039 | 2559.887
30.288 | 55.476 | 30.164 | 2514.765
30.412 | 56.966 | 30.288 | 2468.813
30.536 | 57.78 | 30.412 | 2415.333
30.659 | 57.432 | 30.536 | 2358.686
30.782 | 56.359 | 30.659 | 2304.678
30.905 | 54.583 | 30.782 | 2247.235
31.027 | 52.854 | 30.905 | 2196.974
31.15 | 53.241 | 31.027 | 2146.95
31.271 | 53.08 | 31.15 | 2097.012
31.393 | 52.06 | 31.271 | 2048.384
31.514 | 51.339 | 31.393 | 2001.726
31.635 | 50.457 | 31.514 | 1949.552
31.755 | 48.824 | 31.635 | 1903.076
31.876 | 47.552 | 31.755 | 1847.6
31.995 | 48.363 | 31.876 | 1786.974
32.115 | 49.056 | 31.995 | 1732.174
32.234 | 49.438 | 32.115 | 1684.589
32.353 | 49.696 | 32.234 | 1636.237
32.472 | 50.686 | 32.353 | 1590.655
32.59 | 51.015 | 32.472 | 1548.002
32.708 | 49.617 | 32.59 | 1502.225
32.826 | 48.336 | 32.708 | 1455.272
32.943 | 47.399 | 32.826 | 1411.693
33.061 | 46.713 | 32.943 | 1368.884
33.177 | 46.705 | 33.061 | 1323.422
33.294 | 47.186 | 33.177 | 1281.161
33.41 | 45.932 | 33.294 | 1236.787
33.526 | 43.912 | 33.41 | 1194.505
33.641 | 43.064 | 33.526 | 1154.998
33.757 | 42.441 | 33.641 | 1118.038
33.872 | 41.779 | 33.757 | 1081.2
33.986 | 42.082 | 33.872 | 1045.353
34.101 | 43.059 | 33.986 | 1014.491
34.215 | 44.313 | 34.101 | 980.783
34.328 | 44.493 | 34.215 | 944.363
34.442 | 44.368 | 34.328 | 912.106
34.555 | 44.071 | 34.442 | 879.271
34.667 | 42.194 | 34.555 | 849.504
34.78 | 40.681 | 34.667 | 816.194
34.892 | 40.985 | 34.78 | 786.767
35.004 | 41.743 | 34.892 | 755.674
35.116 | 41.567 | 35.004 | 728.897
35.227 | 41.912 | 35.116 | 703.216
35.338 | 43.104 | 35.227 | 677.665
35.338 | 43.104 | 35.227 | 677.665
35.448 | 43.599 | 35.338 | 655.199
35.559 | 44.027 | 35.448 | 635.29
35.669 | 44.636 | 35.559 | 615.989
35.778 | 45.964 | 35.669 | 595.027
35.888 | 45.796 | 35.778 | 575.348
35.997 | 43.681 | 35.888 | 554.818
36.106 | 40.644 | 35.997 | 535.335
36.214 | 38.126 | 36.106 | 514.634
36.323 | 36.681 | 36.214 | 429.848
36.431 | 36.175 | 36.323 | 306.063
36.538 | 37.104 | 36.431 | 215.762

## Vivid H60 (hidden)
Selador | Lamp |  | Wattage
Vivid | Lumileds K2 |  | 122 |  | Note: Owing to the variability of LEDs, output data and color matches should be viewed as approximate
Note: All data taken with room temperature fixture
| Beam Angle | Field Angle
Horizontal | 51.4 | 68.2
| Accessory Lens | Candela | Field Lumens | Beam Lumens | Lens Efficiency | Efficacy
| H60 | 7240 | 1100 | 600 | 97.78% | 9.0164
| For Field diameter at any distance, multiply distance by |  |  |  | 1.3541
| For Beam diameter at any distance, multiply distance by |  |  |  | 0.96253
| Throw Distance (ft) | 10 | 15 | 20 | 25
| Throw Distance (m) | 3.048 | 4.572 | 6.096 | 7.62
| Field Diameter (ft) | 13.541 | 20.3115 | 27.082 | 33.8525
| Field Diameter (m) | 4.1273 | 6.191 | 8.2546 | 10.3183
| Illuminance (fc) | 72.4 | 32.1778 | 18.1 | 11.584
| Illuminance (lux) | 779.3064 | 346.3584 | 194.8266 | 124.689
Test Distance | Iso-Illuminance Diagram grid lines
61 | 10 | 20 | 30 | 40
| 0.16393 | 0.32787 | 0.4918 | 0.65574
| Beam Angle | Field Angle
Vertical | 10 | 21.6
| For Field diameter at any distance, multiply distance by |  |  |  | 0.38152
| For Beam diameter at any distance, multiply distance by |  |  |  | 0.17498
| Throw Distance (ft) | 10 | 15 | 20 | 25
| Throw Distance (m) | 3.048 | 4.572 | 6.096 | 7.62
| Field Diameter (ft) | 3.8152 | 5.7228 | 7.6304 | 9.538
| Field Diameter (m) | 1.1629 | 1.7443 | 2.3257 | 2.9072
| Illuminance (fc) | 72.4 | 32.1778 | 18.1 | 11.584
| Illuminance (lux) | 779.3064 | 346.3584 | 194.8266 | 124.689
| X |  | Y
-36.538 | 0 | -36.646 | 40.437
-36.431 | 0 | -36.538 | 41.608
-36.323 | 0 | -36.431 | 42.289
-36.214 | 53.667 | -36.323 | 42.405
-36.106 | 146.269 | -36.214 | 43.755
-35.997 | 241.38 | -36.106 | 45.164
-35.888 | 339.683 | -35.997 | 45.554
-35.778 | 404.851 | -35.888 | 43.823
-35.669 | 418.653 | -35.778 | 43.928
-35.559 | 432.868 | -35.669 | 44.138
-35.448 | 449.007 | -35.559 | 43.389
-35.338 | 463.427 | -35.448 | 43.352
-35.227 | 478.809 | -35.338 | 42.752
-35.116 | 495.662 | -35.227 | 43.242
-35.004 | 514.003 | -35.116 | 42.856
-34.892 | 531.843 | -35.004 | 43.617
-34.78 | 550.221 | -34.892 | 44.579
-34.667 | 571.356 | -34.78 | 44.226
-34.555 | 594.499 | -34.667 | 44.011
-34.442 | 616.836 | -34.555 | 44.174
-34.328 | 639.527 | -34.442 | 45.66
-34.215 | 661.118 | -34.328 | 46.525
-34.101 | 685.013 | -34.215 | 48.022
-33.986 | 708.776 | -34.101 | 47.526
-33.872 | 736.305 | -33.986 | 47.635
-33.757 | 761.615 | -33.872 | 48.176
-33.641 | 788.4 | -33.757 | 47.883
-33.526 | 816.873 | -33.641 | 46.765
-33.41 | 845.963 | -33.526 | 45.854
-33.294 | 876.119 | -33.41 | 46.359
-33.177 | 908.694 | -33.294 | 46.631
-33.061 | 939.512 | -33.177 | 47.42
-32.943 | 970.27 | -33.061 | 48.041
-32.826 | 1003.444 | -32.943 | 49.883
-32.708 | 1037.308 | -32.826 | 50.296
-32.59 | 1071.597 | -32.708 | 50.929
-32.472 | 1108.18 | -32.59 | 51.206
-32.353 | 1147.218 | -32.472 | 52.211
-32.234 | 1184.869 | -32.353 | 52.67
-32.115 | 1220.145 | -32.234 | 54.857
-31.995 | 1259.513 | -32.115 | 56.4
-31.876 | 1299.156 | -31.995 | 56.679
-31.755 | 1341.521 | -31.876 | 56.676
-31.635 | 1386.05 | -31.755 | 58.254
-31.514 | 1431.208 | -31.635 | 57.811
-31.393 | 1471.869 | -31.514 | 57.556
-31.271 | 1516.726 | -31.393 | 58.928
-31.15 | 1561.046 | -31.271 | 60.257
-31.027 | 1605.772 | -31.15 | 60.329
-30.905 | 1652.863 | -31.027 | 62.097
-30.782 | 1698.23 | -30.905 | 62.916
-30.659 | 1746.806 | -30.782 | 62.584
-30.536 | 1795.51 | -30.659 | 61.566
-30.412 | 1842.674 | -30.536 | 61.391
-30.288 | 1890.27 | -30.412 | 61.693
-30.164 | 1934.398 | -30.288 | 62.644
-30.039 | 1985.327 | -30.164 | 63.97
-29.914 | 2040.871 | -30.039 | 64.023
-29.789 | 2099.402 | -29.914 | 64.543
-29.664 | 2155.741 | -29.789 | 64.242
-29.538 | 2214.372 | -29.664 | 64.234
-29.412 | 2266.412 | -29.538 | 64.371
-29.285 | 2321.276 | -29.412 | 64.996
-29.158 | 2380.735 | -29.285 | 66.134
-29.031 | 2441.601 | -29.158 | 66.691
-28.904 | 2501.47 | -29.031 | 67.414
-28.776 | 2559.871 | -28.904 | 66.995
-28.648 | 2620.884 | -28.776 | 67.287
-28.519 | 2675.708 | -28.648 | 67.35
-28.391 | 2730.713 | -28.519 | 67.357
-28.262 | 2784.921 | -28.391 | 66.524
-28.132 | 2844.708 | -28.262 | 67.119
-28.003 | 2901.619 | -28.132 | 67.627
-27.873 | 2960.654 | -28.003 | 69.128
-27.743 | 3019.535 | -27.873 | 70.149
-27.612 | 3080.018 | -27.743 | 71.382
-27.481 | 3136.979 | -27.612 | 71.702
-27.35 | 3193.421 | -27.481 | 71.037
-27.218 | 3253.69 | -27.35 | 71.601
-27.087 | 3313.774 | -27.218 | 73.164
-26.954 | 3371.466 | -27.087 | 74.121
-26.822 | 3431.354 | -26.954 | 73.214
-26.689 | 3482.827 | -26.822 | 73.01
-26.556 | 3535.913 | -26.689 | 72.862
-26.423 | 3586.638 | -26.556 | 73.567
-26.289 | 3641.008 | -26.423 | 74.4
-26.155 | 3699.883 | -26.289 | 74.989
-26.021 | 3755.307 | -26.155 | 75.786
-25.886 | 3808.469 | -26.021 | 77.68
-25.751 | 3864.847 | -25.886 | 78.409
-25.616 | 3920.039 | -25.751 | 78.663
-25.481 | 3964.08 | -25.616 | 79.098
-25.345 | 4017.466 | -25.481 | 79.479
-25.209 | 4071.839 | -25.345 | 79.701
-25.072 | 4121.287 | -25.209 | 80.36
-24.935 | 4176.349 | -25.072 | 81.323
-24.798 | 4228.301 | -24.935 | 82.382
-24.661 | 4275.245 | -24.798 | 83.434
-24.523 | 4320.093 | -24.661 | 85.292
-24.385 | 4368.546 | -24.523 | 85.695
-24.247 | 4414.131 | -24.385 | 85.465
-24.109 | 4461.514 | -24.247 | 86.645
-23.97 | 4507.182 | -24.109 | 88.219
-23.831 | 4553.094 | -23.97 | 89.583
-23.691 | 4589.516 | -23.831 | 90.49
-23.551 | 4623.396 | -23.691 | 91.218
-23.411 | 4657.402 | -23.551 | 92.312
-23.271 | 4695.615 | -23.411 | 94.314
-23.13 | 4729.221 | -23.271 | 94.679
-22.989 | 4770.607 | -23.13 | 94.381
-22.848 | 4812.88 | -22.989 | 95.283
-22.707 | 4855.693 | -22.848 | 96.642
-22.565 | 4898.292 | -22.707 | 97.751
-22.423 | 4942.153 | -22.565 | 99.919
-22.28 | 4979.492 | -22.423 | 101.156
-22.137 | 5015.194 | -22.28 | 101.4
-21.994 | 5053.845 | -22.137 | 102.027
-21.851 | 5090.244 | -21.994 | 103.871
-21.708 | 5118.231 | -21.851 | 106.253
-21.564 | 5147.77 | -21.708 | 109.168
-21.42 | 5183.764 | -21.564 | 111.308
-21.275 | 5224.392 | -21.42 | 111.356
-21.13 | 5251.472 | -21.275 | 111.994
-20.985 | 5280.942 | -21.13 | 113.239
-20.84 | 5312.571 | -20.985 | 113.635
-20.695 | 5349.093 | -20.84 | 115.525
-20.549 | 5378.736 | -20.695 | 118.243
-20.403 | 5412.795 | -20.549 | 120.946
-20.256 | 5443.058 | -20.403 | 123.682
-20.11 | 5467.35 | -20.256 | 126.588
-19.963 | 5491.624 | -20.11 | 127.543
-19.815 | 5516.317 | -19.963 | 128.725
-19.668 | 5542.639 | -19.815 | 130.382
-19.52 | 5575.747 | -19.668 | 132.693
-19.372 | 5599.372 | -19.52 | 134.423
-19.224 | 5625.825 | -19.372 | 137.372
-19.075 | 5661.115 | -19.224 | 141.62
-18.926 | 5689.112 | -19.075 | 145.508
-18.777 | 5710.795 | -18.926 | 149.399
-18.628 | 5732.762 | -18.777 | 152.529
-18.478 | 5757.292 | -18.628 | 155.263
-18.328 | 5782.518 | -18.478 | 158.454
-18.178 | 5801.986 | -18.328 | 162.901
-18.028 | 5811.974 | -18.178 | 167.393
-17.877 | 5822.201 | -18.028 | 171.82
-17.726 | 5836.308 | -17.877 | 177.487
-17.575 | 5851.538 | -17.726 | 183.216
-17.424 | 5871.201 | -17.575 | 188.808
-17.272 | 5886.985 | -17.424 | 194.484
-17.12 | 5905.848 | -17.272 | 200.375
-16.968 | 5920.425 | -17.12 | 205.585
-16.815 | 5937.465 | -16.968 | 211.643
-16.663 | 5951.771 | -16.815 | 219.153
-16.51 | 5964.402 | -16.663 | 226.825
-16.357 | 5983.23 | -16.51 | 233.945
-16.203 | 6007.545 | -16.357 | 242.091
-16.049 | 6029.039 | -16.203 | 251.474
-15.896 | 6049.298 | -16.049 | 260.966
-15.741 | 6067.821 | -15.896 | 270.633
-15.587 | 6079.307 | -15.741 | 279.297
-15.432 | 6096.284 | -15.587 | 287.478
-15.278 | 6116.485 | -15.432 | 296.435
-15.123 | 6140.654 | -15.278 | 304.507
-14.967 | 6170.101 | -15.123 | 311.679
-14.812 | 6207.726 | -14.967 | 320.876
-14.656 | 6235.096 | -14.812 | 331.6
-14.5 | 6264.971 | -14.656 | 343.062
-14.344 | 6293.731 | -14.5 | 354.733
-14.188 | 6319.294 | -14.344 | 366.319
-14.031 | 6331.199 | -14.188 | 376.795
-13.874 | 6347.871 | -14.031 | 388.988
-13.717 | 6368.576 | -13.874 | 400.513
-13.56 | 6384.991 | -13.717 | 415.679
-13.403 | 6401.181 | -13.56 | 428.488
-13.245 | 6425.133 | -13.403 | 443.49
-13.087 | 6446.339 | -13.245 | 457.946
-12.929 | 6465.726 | -13.087 | 473.385
-12.771 | 6483.634 | -12.929 | 488.134
-12.612 | 6504.178 | -12.771 | 506.743
-12.454 | 6522.656 | -12.612 | 524.881
-12.295 | 6538.201 | -12.454 | 542.285
-12.136 | 6550.568 | -12.295 | 558.715
-11.976 | 6564.725 | -12.136 | 577.076
-11.817 | 6578.122 | -11.976 | 598.438
-11.657 | 6590.889 | -11.817 | 618.739
-11.498 | 6596.382 | -11.657 | 639.813
-11.338 | 6603.968 | -11.498 | 661.051
-11.178 | 6619.837 | -11.338 | 684.859
-11.017 | 6639.919 | -11.178 | 710.014
-10.857 | 6646.136 | -11.017 | 736.734
-10.696 | 6649.311 | -10.857 | 766.723
-10.535 | 6658.19 | -10.696 | 795.686
-10.374 | 6663.409 | -10.535 | 826.459
-10.213 | 6668.088 | -10.374 | 857.434
-10.052 | 6684.097 | -10.213 | 891.091
-9.89 | 6697.266 | -10.052 | 924.804
-9.729 | 6703.943 | -9.89 | 959.394
-9.567 | 6718.896 | -9.729 | 996.152
-9.405 | 6743.045 | -9.567 | 1038.254
-9.243 | 6765.188 | -9.405 | 1084.726
-9.08 | 6784.721 | -9.243 | 1130.437
-8.918 | 6807.354 | -9.08 | 1180.403
-8.755 | 6818.361 | -8.918 | 1232.177
-8.593 | 6833.158 | -8.755 | 1286.25
-8.43 | 6842.412 | -8.593 | 1344.648
-8.267 | 6852.66 | -8.43 | 1406.866
-8.104 | 6871.014 | -8.267 | 1472.499
-7.94 | 6889.379 | -8.104 | 1544.409
-7.777 | 6898.444 | -7.94 | 1612.352
-7.614 | 6914.262 | -7.777 | 1688.05
-7.45 | 6938.925 | -7.614 | 1767.586
-7.286 | 6952.417 | -7.45 | 1851.693
-7.122 | 6964.067 | -7.286 | 1941.771
-6.958 | 6987.941 | -7.122 | 2039.19
-6.794 | 7001.428 | -6.958 | 2134.771
-6.63 | 7017.832 | -6.794 | 2240.038
-6.466 | 7047.003 | -6.63 | 2348.312
-6.301 | 7059.385 | -6.466 | 2456.561
-6.137 | 7056.603 | -6.301 | 2577.299
-5.972 | 7065.758 | -6.137 | 2700.934
-5.807 | 7081.048 | -5.972 | 2829.947
-5.642 | 7091.023 | -5.807 | 2970.996
-5.478 | 7104.417 | -5.642 | 3107.727
-5.313 | 7121.553 | -5.478 | 3238.132
-5.147 | 7129.065 | -5.313 | 3371.509
-4.982 | 7131.24 | -5.147 | 3508.091
-4.817 | 7141.563 | -4.982 | 3646.648
-4.652 | 7146.036 | -4.817 | 3791.137
-4.486 | 7154.89 | -4.652 | 3949.72
-4.321 | 7167.062 | -4.486 | 4104.269
-4.155 | 7176.683 | -4.321 | 4270.748
-3.989 | 7179.879 | -4.155 | 4443.13
-3.824 | 7190.024 | -3.989 | 4614.905
-3.658 | 7194.943 | -3.824 | 4773.608
-3.492 | 7205.424 | -3.658 | 4948.725
-3.326 | 7224.811 | -3.492 | 5112.208
-3.16 | 7231.638 | -3.326 | 5278.787
-2.994 | 7240.266 | -3.16 | 5441.669
-2.828 | 7248.185 | -2.994 | 5595.646
-2.662 | 7256.336 | -2.828 | 5745.106
-2.496 | 7251.332 | -2.662 | 5888.859
-2.33 | 7249.095 | -2.496 | 6031.745
-2.163 | 7250.48 | -2.33 | 6156.283
-1.997 | 7252.601 | -2.163 | 6278.249
-1.831 | 7241.667 | -1.997 | 6384.245
-1.664 | 7232.754 | -1.831 | 6500.326
-1.498 | 7222.52 | -1.664 | 6610.701
-1.332 | 7226.558 | -1.498 | 6698.91
-1.165 | 7224.633 | -1.332 | 6785.911
-0.999 | 7211.1 | -1.165 | 6878.143
-0.832 | 7177.666 | -0.999 | 6954.547
-0.666 | 7162.008 | -0.832 | 7024.675
-0.499 | 7159.352 | -0.666 | 7094.83
-0.333 | 7165.478 | -0.499 | 7139.707
-0.166 | 7168.257 | -0.333 | 7153.883
0 | 7161.225 | -0.166 | 7154.374
0.166 | 7151.303 | 0 | 7161.225
0.333 | 7138.988 | 0.166 | 7150.598
0.499 | 7127.234 | 0.333 | 7141.124
0.666 | 7123.479 | 0.499 | 7112.377
0.832 | 7128.984 | 0.666 | 7086.037
0.999 | 7127.611 | 0.832 | 7043.713
1.165 | 7128.345 | 0.999 | 6996.501
1.332 | 7132.638 | 1.165 | 6939.243
1.498 | 7137.858 | 1.332 | 6882.045
1.664 | 7132.242 | 1.498 | 6783.42
1.831 | 7129.076 | 1.664 | 6684.539
1.997 | 7129.26 | 1.831 | 6563.258
2.163 | 7131.247 | 1.997 | 6456.595
2.33 | 7124.219 | 2.163 | 6332.2
2.496 | 7110.92 | 2.33 | 6205.415
2.662 | 7095.149 | 2.496 | 6055.268
2.828 | 7084.921 | 2.662 | 5923.833
2.994 | 7072.908 | 2.828 | 5775.634
3.16 | 7059.931 | 2.994 | 5621.65
3.326 | 7037.456 | 3.16 | 5457.762
3.492 | 7026.505 | 3.326 | 5294.024
3.658 | 7011.073 | 3.492 | 5123.925
3.824 | 6995.087 | 3.658 | 4959.144
3.989 | 6984.212 | 3.824 | 4786.585
4.155 | 6986.085 | 3.989 | 4616.499
4.321 | 6979.323 | 4.155 | 4448.935
4.486 | 6962.772 | 4.321 | 4281.654
4.652 | 6943.654 | 4.486 | 4113.988
4.817 | 6924.523 | 4.652 | 3953.861
4.982 | 6911.608 | 4.817 | 3791.734
5.147 | 6897.683 | 4.982 | 3631.546
5.313 | 6886.221 | 5.147 | 3482.399
5.478 | 6872.316 | 5.313 | 3332.776
5.642 | 6856.269 | 5.478 | 3186.356
5.807 | 6840.939 | 5.642 | 3044.317
5.972 | 6827.8 | 5.807 | 2911.327
6.137 | 6817.903 | 5.972 | 2782.263
6.301 | 6804.615 | 6.137 | 2654.583
6.466 | 6795.525 | 6.301 | 2533.022
6.63 | 6782.684 | 6.466 | 2409.034
6.794 | 6759.419 | 6.63 | 2293.305
6.958 | 6732.598 | 6.794 | 2183.397
7.122 | 6707.946 | 6.958 | 2078.345
7.286 | 6682.243 | 7.122 | 1975.99
7.45 | 6659.355 | 7.286 | 1876.235
7.614 | 6648.122 | 7.45 | 1784.852
7.777 | 6625.35 | 7.614 | 1698.005
7.94 | 6602.909 | 7.777 | 1614.076
8.104 | 6574.196 | 7.94 | 1533.403
8.267 | 6551.856 | 8.104 | 1459.843
8.43 | 6531.42 | 8.267 | 1388.97
8.593 | 6521.847 | 8.43 | 1320.65
8.755 | 6508.127 | 8.593 | 1262.012
8.918 | 6483.774 | 8.755 | 1206.232
9.08 | 6459.219 | 8.918 | 1151.005
9.243 | 6436.027 | 9.08 | 1099.101
9.405 | 6421.15 | 9.243 | 1050.214
9.567 | 6416.354 | 9.405 | 1001.234
9.729 | 6406.94 | 9.567 | 958.223
9.89 | 6391.789 | 9.729 | 918.017
10.052 | 6376.628 | 9.89 | 878.472
10.213 | 6368.377 | 10.052 | 841.825
10.374 | 6359.19 | 10.213 | 809.286
10.535 | 6343.263 | 10.374 | 777.106
10.696 | 6324.4 | 10.535 | 744.702
10.857 | 6304.257 | 10.696 | 715.629
11.017 | 6287.503 | 10.857 | 689.738
11.178 | 6280.595 | 11.017 | 660.27
11.338 | 6276.58 | 11.178 | 632.131
11.498 | 6271.643 | 11.338 | 609.213
11.657 | 6257.025 | 11.498 | 584.547
11.817 | 6243.923 | 11.657 | 562.204
11.976 | 6225.435 | 11.817 | 540.588
12.136 | 6209.428 | 11.976 | 521.881
12.295 | 6189.536 | 12.136 | 501.546
12.454 | 6172.145 | 12.295 | 486.565
12.612 | 6161.556 | 12.454 | 470.843
12.771 | 6148.553 | 12.612 | 456.734
12.929 | 6126.86 | 12.771 | 442.21
13.087 | 6111.055 | 12.929 | 429.885
13.245 | 6097.967 | 13.087 | 416.51
13.403 | 6084.645 | 13.245 | 403.856
13.56 | 6065.587 | 13.403 | 391.076
13.717 | 6048.18 | 13.56 | 379.229
13.874 | 6031.87 | 13.717 | 367.736
14.031 | 6009.144 | 13.874 | 357.975
14.188 | 5988.142 | 14.031 | 346.907
14.344 | 5976.589 | 14.188 | 334.25
14.5 | 5964.309 | 14.344 | 321.42
14.656 | 5943.777 | 14.5 | 310.223
14.812 | 5922.029 | 14.656 | 300.543
14.967 | 5905.274 | 14.812 | 292.281
15.123 | 5883.536 | 14.967 | 287.395
15.278 | 5859.202 | 15.123 | 279.693
15.432 | 5836.554 | 15.278 | 272.727
15.587 | 5810.48 | 15.432 | 263.54
15.741 | 5785.251 | 15.587 | 253.869
15.896 | 5767.647 | 15.741 | 244.714
16.049 | 5755.439 | 15.896 | 237.514
16.203 | 5736.754 | 16.049 | 230.306
16.357 | 5716.53 | 16.203 | 221.733
16.51 | 5700.966 | 16.357 | 213.101
16.663 | 5677.533 | 16.51 | 207.093
16.815 | 5660.458 | 16.663 | 201.688
16.968 | 5643.9 | 16.815 | 196.542
17.12 | 5623.841 | 16.968 | 193.031
17.272 | 5597.625 | 17.12 | 189.57
17.424 | 5575.018 | 17.272 | 184.869
17.575 | 5543.983 | 17.424 | 180.564
17.726 | 5506.772 | 17.575 | 176.063
17.877 | 5474.351 | 17.726 | 170.704
18.028 | 5446.111 | 17.877 | 165.297
18.178 | 5415.435 | 18.028 | 160.176
18.328 | 5385.242 | 18.178 | 154.541
18.478 | 5357.66 | 18.328 | 150.126
18.628 | 5337.456 | 18.478 | 145.378
18.777 | 5311.272 | 18.628 | 141.749
18.926 | 5283.588 | 18.777 | 138.35
19.075 | 5253.802 | 18.926 | 134.979
19.224 | 5223.956 | 19.075 | 132.157
19.372 | 5193.366 | 19.224 | 130.475
19.52 | 5157.103 | 19.372 | 128.582
19.668 | 5123.685 | 19.52 | 126.338
19.815 | 5097.208 | 19.668 | 123.991
19.963 | 5081.679 | 19.815 | 122.091
20.11 | 5063.117 | 19.963 | 119.86
20.256 | 5037.221 | 20.11 | 118.285
20.403 | 5005.085 | 20.256 | 116.91
20.549 | 4977.292 | 20.403 | 114.973
20.695 | 4939.459 | 20.549 | 112.097
20.84 | 4901.261 | 20.695 | 109.997
20.985 | 4868.927 | 20.84 | 108.026
21.13 | 4844.313 | 20.985 | 105.927
21.275 | 4808.658 | 21.13 | 104.498
21.42 | 4774.364 | 21.275 | 103.721
21.564 | 4738.407 | 21.42 | 103.059
21.708 | 4694.185 | 21.564 | 101.493
21.851 | 4657.123 | 21.708 | 99.68
21.994 | 4626.926 | 21.851 | 97.619
22.137 | 4593.648 | 21.994 | 96.216
22.28 | 4554.804 | 22.137 | 95.692
22.423 | 4523.862 | 22.28 | 94.517
22.565 | 4489.415 | 22.423 | 93.407
22.707 | 4445.548 | 22.565 | 91.273
22.848 | 4397.777 | 22.707 | 89.321
22.989 | 4348.753 | 22.848 | 86.724
23.13 | 4302.974 | 22.989 | 85.163
23.271 | 4261.576 | 23.13 | 84.278
23.411 | 4215.963 | 23.271 | 83.881
23.551 | 4171.241 | 23.411 | 83.579
23.691 | 4129.702 | 23.551 | 82.188
23.831 | 4087.59 | 23.691 | 80.961
23.97 | 4046.72 | 23.831 | 79.627
24.109 | 4007.456 | 23.97 | 78.735
24.247 | 3967.85 | 24.109 | 78.238
24.385 | 3925.119 | 24.247 | 78.317
24.523 | 3875.84 | 24.385 | 78.044
24.661 | 3821.063 | 24.523 | 76.908
24.798 | 3764.48 | 24.661 | 74.926
24.935 | 3704.077 | 24.798 | 73.467
25.072 | 3652.312 | 24.935 | 73.2
25.209 | 3606.901 | 25.072 | 73.881
25.345 | 3563.207 | 25.209 | 72.739
25.481 | 3522.463 | 25.345 | 71.822
25.616 | 3485.141 | 25.481 | 71.209
25.751 | 3442.089 | 25.616 | 71.009
25.886 | 3396.389 | 25.751 | 70.051
26.021 | 3354.688 | 25.886 | 70.212
26.155 | 3314.363 | 26.021 | 69.901
26.289 | 3272.068 | 26.155 | 69.114
26.423 | 3228.816 | 26.289 | 67.686
26.556 | 3181.426 | 26.423 | 66.541
26.689 | 3132.128 | 26.556 | 65.68
26.822 | 3086.319 | 26.689 | 64.172
26.954 | 3039.541 | 26.822 | 62.385
27.087 | 2996.888 | 26.954 | 61.42
27.218 | 2953.253 | 27.087 | 59.935
27.35 | 2909.55 | 27.218 | 59.659
27.481 | 2865.996 | 27.35 | 60.47
27.612 | 2820.371 | 27.481 | 61.232
27.743 | 2770.564 | 27.612 | 61.835
27.873 | 2719.951 | 27.743 | 60.847
28.003 | 2667.25 | 27.873 | 59.575
28.132 | 2615.496 | 28.003 | 58.627
28.262 | 2567.433 | 28.132 | 57.783
28.391 | 2521.703 | 28.262 | 56.793
28.519 | 2477.234 | 28.391 | 55.992
28.648 | 2434.097 | 28.519 | 55.494
28.776 | 2392.815 | 28.648 | 55.415
28.904 | 2350.795 | 28.776 | 56.271
29.031 | 2305.489 | 28.904 | 55.54
29.158 | 2253.74 | 29.031 | 54.091
29.285 | 2200.792 | 29.158 | 52.402
29.412 | 2150.758 | 29.285 | 51.476
29.538 | 2106.074 | 29.412 | 51.812
29.664 | 2065.493 | 29.538 | 51.717
29.789 | 2026.349 | 29.664 | 51.765
29.914 | 1989.594 | 29.789 | 50.939
30.039 | 1947.907 | 29.914 | 49.696
30.164 | 1901.115 | 30.039 | 48.59
30.288 | 1853.365 | 30.164 | 49.63
30.412 | 1811.455 | 30.288 | 48.516
30.536 | 1769.485 | 30.412 | 48.284
30.659 | 1726.643 | 30.536 | 48.946
30.782 | 1682.892 | 30.659 | 47.905
30.905 | 1644.048 | 30.782 | 46.705
31.027 | 1606.591 | 30.905 | 45.707
31.15 | 1569.443 | 31.027 | 45.58
31.271 | 1532.852 | 31.15 | 45.239
31.393 | 1494.281 | 31.271 | 46.178
31.514 | 1455.647 | 31.393 | 45.315
31.635 | 1419.791 | 31.514 | 44.568
31.755 | 1388.298 | 31.635 | 44.957
31.876 | 1355.551 | 31.755 | 44.358
31.995 | 1320.069 | 31.876 | 43.784
32.115 | 1283.795 | 31.995 | 43.455
32.234 | 1246.186 | 32.115 | 42.967
32.353 | 1210.263 | 32.234 | 41.119
32.472 | 1177.349 | 32.353 | 40.934
32.59 | 1146.302 | 32.472 | 38.618
32.708 | 1115.734 | 32.59 | 38.038
32.826 | 1083.147 | 32.708 | 38.413
32.943 | 1053.452 | 32.826 | 40.558
33.061 | 1025.487 | 32.943 | 41.3
33.177 | 999.176 | 33.061 | 40.526
33.294 | 971.274 | 33.177 | 40.493
33.41 | 941.008 | 33.294 | 39.414
33.526 | 910.457 | 33.41 | 38.818
33.641 | 881.171 | 33.526 | 36.505
33.757 | 852.536 | 33.641 | 36.95
33.872 | 825.395 | 33.757 | 36.8
33.986 | 802.742 | 33.872 | 37.115
34.101 | 782.483 | 33.986 | 36.697
34.215 | 761.075 | 34.101 | 35.972
34.328 | 736.843 | 34.215 | 35.275
34.442 | 712.338 | 34.328 | 33.421
34.555 | 689.537 | 34.442 | 31.313
34.667 | 666.543 | 34.555 | 31.167
34.78 | 645.624 | 34.667 | 29.375
34.892 | 627.672 | 34.78 | 30.149
35.004 | 607.692 | 34.892 | 30.238
35.116 | 587.053 | 35.004 | 30.813
35.227 | 569.246 | 35.116 | 31.462
35.338 | 551.426 | 35.227 | 32.676
35.338 | 551.426 | 35.227 | 32.676
35.448 | 535.887 | 35.338 | 33.478
35.559 | 524.57 | 35.448 | 32.876
35.669 | 513.864 | 35.559 | 33.436
35.778 | 499.921 | 35.669 | 33.61
35.888 | 484.098 | 35.778 | 33.285
35.997 | 466.95 | 35.888 | 31.379
36.106 | 448.858 | 35.997 | 30.429
36.214 | 432.244 | 36.106 | 30.158
36.323 | 420.226 | 36.214 | 26.071
36.431 | 409.933 | 36.323 | 19.361
36.538 | 404.972 | 36.431 | 15.164

## Vivid V60 (hidden)
Selador | Lamp |  | Wattage
Vivid | Lumileds K2 |  | 122 |  | Note: Owing to the variability of LEDs, output data and color matches should be viewed as approximate
Note: All data taken with room temperature fixture
| Beam Angle | Field Angle
Horizontal | 12.6 | 24.9
| Accessory Lens | Candela | Field Lumens | Beam Lumens | Lens Efficiency | Efficacy
| V60 | 6020 | 1120 | 650 | 99.56% | 9.1803
| For Field diameter at any distance, multiply distance by |  |  |  | 0.44156
| For Beam diameter at any distance, multiply distance by |  |  |  | 0.2208
| Throw Distance (ft) | 10 | 15 | 20 | 25
| Throw Distance (m) | 3.048 | 4.572 | 6.096 | 7.62
| Field Diameter (ft) | 4.4156 | 6.6234 | 8.8312 | 11.039
| Field Diameter (m) | 1.3459 | 2.0188 | 2.6917 | 3.3647
| Illuminance (fc) | 60.2 | 26.7556 | 15.05 | 9.632
| Illuminance (lux) | 647.9868 | 287.9941 | 161.9967 | 103.6779
Test Distance | Iso-Illuminance Diagram grid lines
61 | 10 | 20 | 30 | 40
| 0.16393 | 0.32787 | 0.4918 | 0.65574
| Beam Angle | Field Angle
Vertical | 52 | 67.6
| For Field diameter at any distance, multiply distance by |  |  |  | 1.3389
| For Beam diameter at any distance, multiply distance by |  |  |  | 0.97547
| Throw Distance (ft) | 10 | 15 | 20 | 25
| Throw Distance (m) | 3.048 | 4.572 | 6.096 | 7.62
| Field Diameter (ft) | 13.3888 | 20.0832 | 26.7777 | 33.4721
| Field Diameter (m) | 4.0809 | 6.1214 | 8.1618 | 10.2023
| Illuminance (fc) | 60.2 | 26.7556 | 15.05 | 9.632
| Illuminance (lux) | 647.9868 | 287.9941 | 161.9967 | 103.6779
| X |  | Y
-36.538 | 0 | -36.646 | 305.364
-36.431 | 0 | -36.538 | 308.587
-36.323 | 0 | -36.431 | 312.612
-36.214 | 4.611 | -36.323 | 318.643
-36.106 | 12.765 | -36.214 | 325.89
-35.997 | 22.327 | -36.106 | 334.592
-35.888 | 31.02 | -35.997 | 343.218
-35.778 | 35.714 | -35.888 | 353.526
-35.669 | 34.82 | -35.778 | 362.53
-35.559 | 35.03 | -35.669 | 370.354
-35.448 | 34.78 | -35.559 | 379.596
-35.338 | 35.902 | -35.448 | 389.675
-35.227 | 37.084 | -35.338 | 397.981
-35.116 | 38.187 | -35.227 | 406.669
-35.004 | 37.857 | -35.116 | 415.944
-34.892 | 38.221 | -35.004 | 425.554
-34.78 | 38.547 | -34.892 | 439.229
-34.667 | 39.35 | -34.78 | 454.164
-34.555 | 39.463 | -34.667 | 469.247
-34.442 | 40.39 | -34.555 | 484.85
-34.328 | 41.005 | -34.442 | 501.649
-34.215 | 41.75 | -34.328 | 519.457
-34.101 | 41.749 | -34.215 | 538.431
-33.986 | 42.986 | -34.101 | 556.273
-33.872 | 42.779 | -33.986 | 574.634
-33.757 | 41.545 | -33.872 | 594.475
-33.641 | 41.312 | -33.757 | 613.719
-33.526 | 41.739 | -33.641 | 633.1
-33.41 | 42.719 | -33.526 | 651.365
-33.294 | 42.81 | -33.41 | 674.888
-33.177 | 43.843 | -33.294 | 697.989
-33.061 | 44.057 | -33.177 | 718.297
-32.943 | 44.108 | -33.061 | 741.483
-32.826 | 43.997 | -32.943 | 767.317
-32.708 | 44.079 | -32.826 | 791.526
-32.59 | 44.861 | -32.708 | 818.034
-32.472 | 46.367 | -32.59 | 847.674
-32.353 | 45.9 | -32.472 | 873.993
-32.234 | 46.255 | -32.353 | 902.691
-32.115 | 46.639 | -32.234 | 932.04
-31.995 | 47.394 | -32.115 | 965.483
-31.876 | 45.87 | -31.995 | 993.905
-31.755 | 45.784 | -31.876 | 1028.419
-31.635 | 46.317 | -31.755 | 1061.231
-31.514 | 47.584 | -31.635 | 1092.08
-31.393 | 47.767 | -31.514 | 1125.207
-31.271 | 46.941 | -31.393 | 1167.605
-31.15 | 48.312 | -31.271 | 1205.911
-31.027 | 48.247 | -31.15 | 1245.74
-30.905 | 49.723 | -31.027 | 1284.406
-30.782 | 50.886 | -30.905 | 1321.771
-30.659 | 51.53 | -30.782 | 1359.925
-30.536 | 51.423 | -30.659 | 1398.499
-30.412 | 53.428 | -30.536 | 1440.562
-30.288 | 53.284 | -30.412 | 1487.203
-30.164 | 52.61 | -30.288 | 1532.386
-30.039 | 52.088 | -30.164 | 1575.745
-29.914 | 53.356 | -30.039 | 1619.738
-29.789 | 53.273 | -29.914 | 1660.523
-29.664 | 53.771 | -29.789 | 1698.222
-29.538 | 55.018 | -29.664 | 1746.241
-29.412 | 55.534 | -29.538 | 1795.022
-29.285 | 56.218 | -29.412 | 1841.355
-29.158 | 56.468 | -29.285 | 1884.578
-29.031 | 57.857 | -29.158 | 1933.401
-28.904 | 58.724 | -29.031 | 1981.428
-28.776 | 59.924 | -28.904 | 2026.422
-28.648 | 59.507 | -28.776 | 2075.242
-28.519 | 59.851 | -28.648 | 2126.378
-28.391 | 58.961 | -28.519 | 2176.516
-28.262 | 60.03 | -28.391 | 2225.218
-28.132 | 62.399 | -28.262 | 2278.166
-28.003 | 63.503 | -28.132 | 2329.195
-27.873 | 63.633 | -28.003 | 2379.656
-27.743 | 63.57 | -27.873 | 2429.805
-27.612 | 63.836 | -27.743 | 2482.202
-27.481 | 64.482 | -27.612 | 2531.863
-27.35 | 65.341 | -27.481 | 2583.242
-27.218 | 66.086 | -27.35 | 2636.755
-27.087 | 66.42 | -27.218 | 2689.534
-26.954 | 67.398 | -27.087 | 2736.046
-26.822 | 68.744 | -26.954 | 2782.66
-26.689 | 69.814 | -26.822 | 2828.006
-26.556 | 70.716 | -26.689 | 2874.664
-26.423 | 71.187 | -26.556 | 2924.168
-26.289 | 72.449 | -26.423 | 2976.275
-26.155 | 73.755 | -26.289 | 3027.757
-26.021 | 74.159 | -26.155 | 3080.915
-25.886 | 73.983 | -26.021 | 3126.746
-25.751 | 73.626 | -25.886 | 3165.326
-25.616 | 74.573 | -25.751 | 3208.761
-25.481 | 76.186 | -25.616 | 3259.161
-25.345 | 77.867 | -25.481 | 3312.335
-25.209 | 79.073 | -25.345 | 3366.937
-25.072 | 79.886 | -25.209 | 3413.763
-24.935 | 80.771 | -25.072 | 3452.635
-24.798 | 81.191 | -24.935 | 3490.257
-24.661 | 82.396 | -24.798 | 3531.945
-24.523 | 83.644 | -24.661 | 3576.695
-24.385 | 85.01 | -24.523 | 3622.299
-24.247 | 85.714 | -24.385 | 3665.469
-24.109 | 87.04 | -24.247 | 3705.575
-23.97 | 88.758 | -24.109 | 3750.047
-23.831 | 90.34 | -23.97 | 3793.619
-23.691 | 91.689 | -23.831 | 3830.346
-23.551 | 93.699 | -23.691 | 3864.319
-23.411 | 93.672 | -23.551 | 3901.235
-23.271 | 93.572 | -23.411 | 3940.351
-23.13 | 93.4 | -23.271 | 3981.573
-22.989 | 94.794 | -23.13 | 4024
-22.848 | 96.179 | -22.989 | 4060.315
-22.707 | 97.484 | -22.848 | 4096.569
-22.565 | 98.441 | -22.707 | 4130.117
-22.423 | 100.408 | -22.565 | 4159.605
-22.28 | 101.184 | -22.423 | 4187.487
-22.137 | 103.515 | -22.28 | 4215.368
-21.994 | 105.498 | -22.137 | 4240.056
-21.851 | 106.181 | -21.994 | 4268.018
-21.708 | 108.502 | -21.851 | 4298.654
-21.564 | 110.668 | -21.708 | 4330.394
-21.42 | 113.271 | -21.564 | 4363.587
-21.275 | 115.222 | -21.42 | 4389.191
-21.13 | 117.093 | -21.275 | 4412.273
-20.985 | 118.907 | -21.13 | 4438.048
-20.84 | 121.015 | -20.985 | 4461.55
-20.695 | 123.694 | -20.84 | 4484.672
-20.549 | 125.36 | -20.695 | 4509.023
-20.403 | 127.55 | -20.549 | 4531.995
-20.256 | 129.659 | -20.403 | 4548.828
-20.11 | 131.482 | -20.256 | 4562.812
-19.963 | 133.341 | -20.11 | 4573.187
-19.815 | 136.68 | -19.963 | 4582.649
-19.668 | 140.184 | -19.815 | 4591.736
-19.52 | 143.26 | -19.668 | 4604.355
-19.372 | 147.434 | -19.52 | 4622.986
-19.224 | 152.04 | -19.372 | 4648.351
-19.075 | 155.854 | -19.224 | 4671.632
-18.926 | 158.997 | -19.075 | 4697.05
-18.777 | 163.247 | -18.926 | 4715.644
-18.628 | 167.432 | -18.777 | 4729.807
-18.478 | 171.418 | -18.628 | 4741.975
-18.328 | 175.095 | -18.478 | 4758.646
-18.178 | 178.622 | -18.328 | 4779.386
-18.028 | 183.22 | -18.178 | 4791.936
-17.877 | 187.862 | -18.028 | 4805.94
-17.726 | 193.278 | -17.877 | 4819.134
-17.575 | 199.549 | -17.726 | 4831.635
-17.424 | 206.45 | -17.575 | 4844.418
-17.272 | 213.691 | -17.424 | 4847.911
-17.12 | 220.616 | -17.272 | 4850.111
-16.968 | 227.291 | -17.12 | 4856.864
-16.815 | 233.568 | -16.968 | 4867.636
-16.663 | 241.466 | -16.815 | 4887.161
-16.51 | 249.221 | -16.663 | 4910.344
-16.357 | 257.763 | -16.51 | 4934.002
-16.203 | 266.786 | -16.357 | 4953.753
-16.049 | 276.135 | -16.203 | 4972.921
-15.896 | 284.524 | -16.049 | 4993.145
-15.741 | 293.969 | -15.896 | 5002.093
-15.587 | 303.93 | -15.741 | 5008.378
-15.432 | 314.682 | -15.587 | 5017.014
-15.278 | 327.557 | -15.432 | 5026.942
-15.123 | 340.295 | -15.278 | 5032.122
-14.967 | 353.977 | -15.123 | 5047.531
-14.812 | 365.663 | -14.967 | 5065.023
-14.656 | 381.58 | -14.812 | 5085.284
-14.5 | 394.431 | -14.656 | 5102.97
-14.344 | 411.029 | -14.5 | 5123.94
-14.188 | 424.928 | -14.344 | 5144.466
-14.031 | 442.932 | -14.188 | 5159.904
-13.874 | 457.536 | -14.031 | 5179.27
-13.717 | 475.124 | -13.874 | 5197.373
-13.56 | 494.789 | -13.717 | 5213.681
-13.403 | 516.953 | -13.56 | 5227.833
-13.245 | 539.287 | -13.403 | 5237.814
-13.087 | 561.606 | -13.245 | 5253.224
-12.929 | 582.841 | -13.087 | 5270.358
-12.771 | 603.902 | -12.929 | 5288.613
-12.612 | 627.727 | -12.771 | 5307.079
-12.454 | 654.097 | -12.612 | 5332.405
-12.295 | 682.856 | -12.454 | 5350.423
-12.136 | 712.36 | -12.295 | 5366.592
-11.976 | 742.241 | -12.136 | 5381.906
-11.817 | 772.966 | -11.976 | 5398.651
-11.657 | 803.862 | -11.817 | 5409.766
-11.498 | 837.363 | -11.657 | 5421.25
-11.338 | 875.238 | -11.498 | 5431.746
-11.178 | 915.891 | -11.338 | 5452.346
-11.017 | 960.762 | -11.178 | 5466.38
-10.857 | 1004.5 | -11.017 | 5480.677
-10.696 | 1050.208 | -10.857 | 5498.358
-10.535 | 1098.46 | -10.696 | 5513.64
-10.374 | 1149.61 | -10.535 | 5531.414
-10.213 | 1204.426 | -10.374 | 5553.672
-10.052 | 1262.617 | -10.213 | 5571.355
-9.89 | 1321.278 | -10.052 | 5580.449
-9.729 | 1382.164 | -9.89 | 5592.943
-9.567 | 1446.403 | -9.729 | 5612.149
-9.405 | 1511.86 | -9.567 | 5633.646
-9.243 | 1579.089 | -9.405 | 5652.063
-9.08 | 1651.138 | -9.243 | 5670.529
-8.918 | 1726.666 | -9.08 | 5682.074
-8.755 | 1806.869 | -8.918 | 5700.357
-8.593 | 1884.93 | -8.755 | 5709.944
-8.43 | 1969.785 | -8.593 | 5725.845
-8.267 | 2053.486 | -8.43 | 5746.047
-8.104 | 2143.943 | -8.267 | 5764.79
-7.94 | 2234.954 | -8.104 | 5771.706
-7.777 | 2329.368 | -7.94 | 5778.379
-7.614 | 2425.473 | -7.777 | 5780.089
-7.45 | 2525.796 | -7.614 | 5795.223
-7.286 | 2629.683 | -7.45 | 5808.634
-7.122 | 2736.312 | -7.286 | 5822.381
-6.958 | 2842.365 | -7.122 | 5837.696
-6.794 | 2947.405 | -6.958 | 5853.035
-6.63 | 3061.463 | -6.794 | 5863.548
-6.466 | 3180.146 | -6.63 | 5868.183
-6.301 | 3291.391 | -6.466 | 5870.516
-6.137 | 3404.033 | -6.301 | 5875.642
-5.972 | 3517.73 | -6.137 | 5874.591
-5.807 | 3629.911 | -5.972 | 5878.333
-5.642 | 3741.982 | -5.807 | 5883.272
-5.478 | 3853.467 | -5.642 | 5882.692
-5.313 | 3968.994 | -5.478 | 5875.545
-5.147 | 4081.594 | -5.313 | 5879.426
-4.982 | 4187.115 | -5.147 | 5880.258
-4.817 | 4301 | -4.982 | 5882.965
-4.652 | 4414.94 | -4.817 | 5889.839
-4.486 | 4527.46 | -4.652 | 5893.918
-4.321 | 4642.996 | -4.486 | 5905.006
-4.155 | 4756.821 | -4.321 | 5921.666
-3.989 | 4863.936 | -4.155 | 5929.569
-3.824 | 4967.469 | -3.989 | 5934.303
-3.658 | 5063.445 | -3.824 | 5937.776
-3.492 | 5158.481 | -3.658 | 5943.175
-3.326 | 5260.156 | -3.492 | 5953.97
-3.16 | 5341.572 | -3.326 | 5963.271
-2.994 | 5426.949 | -3.16 | 5976.428
-2.828 | 5505.684 | -2.994 | 5982.502
-2.662 | 5583.494 | -2.828 | 5983.073
-2.496 | 5650.843 | -2.662 | 5983.41
-2.33 | 5723.138 | -2.496 | 5996.403
-2.163 | 5781.919 | -2.33 | 6001.546
-1.997 | 5839.756 | -2.163 | 5998.599
-1.831 | 5885.805 | -1.997 | 5995.289
-1.664 | 5923.766 | -1.831 | 5996.161
-1.498 | 5954.031 | -1.664 | 6000.621
-1.332 | 5991.188 | -1.498 | 5998.357
-1.165 | 6018.005 | -1.332 | 5994.738
-0.999 | 6027.813 | -1.165 | 6003.789
-0.832 | 6025.486 | -0.999 | 6006.56
-0.666 | 6030.197 | -0.832 | 6016.959
-0.499 | 6031.417 | -0.666 | 6029.244
-0.333 | 6031.207 | -0.499 | 6030.101
-0.166 | 6031.512 | -0.333 | 6023.331
0 | 6017.133 | -0.166 | 6013.738
0.166 | 5990.739 | 0 | 6017.133
0.333 | 5955.457 | 0.166 | 6015.607
0.499 | 5927.798 | 0.333 | 6015.759
0.666 | 5901.524 | 0.499 | 6005.841
0.832 | 5867.364 | 0.666 | 6003.856
0.999 | 5823.957 | 0.832 | 6008.661
1.165 | 5777.02 | 0.999 | 6009.879
1.332 | 5726.605 | 1.165 | 6011.174
1.498 | 5667.686 | 1.332 | 6013.728
1.664 | 5614.515 | 1.498 | 6007.749
1.831 | 5558.671 | 1.664 | 6005.891
1.997 | 5493.861 | 1.831 | 6000.535
2.163 | 5427.029 | 1.997 | 6010.496
2.33 | 5344.096 | 2.163 | 6012.244
2.496 | 5260.685 | 2.33 | 6010.856
2.662 | 5170.358 | 2.496 | 5993.592
2.828 | 5082.844 | 2.662 | 5982.644
2.994 | 4987.473 | 2.828 | 5968.622
3.16 | 4890.167 | 2.994 | 5965.785
3.326 | 4783.555 | 3.16 | 5959.972
3.492 | 4683.224 | 3.326 | 5956.621
3.658 | 4585.724 | 3.492 | 5955.734
3.824 | 4480.722 | 3.658 | 5953.901
3.989 | 4374.384 | 3.824 | 5937.66
4.155 | 4267.563 | 3.989 | 5926.331
4.321 | 4158.751 | 4.155 | 5913.73
4.486 | 4047.646 | 4.321 | 5908.337
4.652 | 3938.742 | 4.486 | 5899.425
4.817 | 3829.51 | 4.652 | 5894.496
4.982 | 3720.502 | 4.817 | 5886.775
5.147 | 3607.713 | 4.982 | 5873.514
5.313 | 3498.215 | 5.147 | 5873.116
5.478 | 3387.93 | 5.313 | 5870.868
5.642 | 3275.801 | 5.478 | 5866.188
5.807 | 3167.065 | 5.642 | 5866.303
5.972 | 3061.916 | 5.807 | 5863.537
6.137 | 2954.185 | 5.972 | 5869.823
6.301 | 2845.683 | 6.137 | 5858.333
6.466 | 2743.437 | 6.301 | 5846.493
6.63 | 2642.652 | 6.466 | 5828.334
6.794 | 2540.733 | 6.63 | 5814.129
6.958 | 2442.427 | 6.794 | 5800.85
7.122 | 2346.899 | 6.958 | 5793.137
7.286 | 2251.943 | 7.122 | 5782.713
7.45 | 2162.933 | 7.286 | 5766.244
7.614 | 2080.177 | 7.45 | 5754.194
7.777 | 1997.631 | 7.614 | 5736.1
7.94 | 1913.269 | 7.777 | 5719.447
8.104 | 1830.006 | 7.94 | 5693.247
8.267 | 1751.56 | 8.104 | 5683.739
8.43 | 1678.218 | 8.267 | 5683.111
8.593 | 1606.306 | 8.43 | 5674.274
8.755 | 1537.799 | 8.593 | 5659.563
8.918 | 1471.777 | 8.755 | 5643.022
9.08 | 1406.917 | 8.918 | 5628.619
9.243 | 1346.969 | 9.08 | 5610.913
9.405 | 1290.16 | 9.243 | 5610.892
9.567 | 1237.714 | 9.405 | 5603.187
9.729 | 1186.957 | 9.567 | 5601.944
9.89 | 1137.374 | 9.729 | 5584.046
10.052 | 1086.829 | 9.89 | 5564.061
10.213 | 1038.616 | 10.052 | 5541.516
10.374 | 990.458 | 10.213 | 5525.701
10.535 | 944.198 | 10.374 | 5511.695
10.696 | 901.892 | 10.535 | 5499.726
10.857 | 863.335 | 10.696 | 5492.013
11.017 | 827.253 | 10.857 | 5481.487
11.178 | 791.856 | 11.017 | 5474.022
11.338 | 757.288 | 11.178 | 5466.703
11.498 | 723.429 | 11.338 | 5459.974
11.657 | 691.661 | 11.498 | 5448.344
11.817 | 661.79 | 11.657 | 5429.432
11.976 | 634.312 | 11.817 | 5405.557
12.136 | 607.708 | 11.976 | 5387.121
12.295 | 583.555 | 12.136 | 5366.722
12.454 | 560.391 | 12.295 | 5355.205
12.612 | 537.562 | 12.454 | 5341.779
12.771 | 515.131 | 12.612 | 5330.496
12.929 | 496.353 | 12.771 | 5309.196
13.087 | 476.501 | 12.929 | 5290.24
13.245 | 457.222 | 13.087 | 5265.674
13.403 | 440.424 | 13.245 | 5240.135
13.56 | 425.353 | 13.403 | 5218.464
13.717 | 408.545 | 13.56 | 5201.968
13.874 | 393.76 | 13.717 | 5189.969
14.031 | 379.904 | 13.874 | 5186.202
14.188 | 367.148 | 14.031 | 5180.92
14.344 | 354.051 | 14.188 | 5179.346
14.5 | 342.292 | 14.344 | 5164.661
14.656 | 331.69 | 14.5 | 5148.36
14.812 | 321.237 | 14.656 | 5134.601
14.967 | 311.697 | 14.812 | 5116.984
15.123 | 302.713 | 14.967 | 5100.641
15.278 | 294.013 | 15.123 | 5087.847
15.432 | 286.109 | 15.278 | 5078.008
15.587 | 277.982 | 15.432 | 5056.664
15.741 | 269.266 | 15.587 | 5044.669
15.896 | 261.158 | 15.741 | 5034.77
16.049 | 253.36 | 15.896 | 5013.797
16.203 | 246.585 | 16.049 | 4986.377
16.357 | 240.429 | 16.203 | 4959.332
16.51 | 232.3 | 16.357 | 4930.893
16.663 | 224.288 | 16.51 | 4915.502
16.815 | 219.371 | 16.663 | 4902.514
16.968 | 213.648 | 16.815 | 4885.943
17.12 | 207.769 | 16.968 | 4871.058
17.272 | 203.573 | 17.12 | 4852.473
17.424 | 198.414 | 17.272 | 4828.736
17.575 | 192.373 | 17.424 | 4805.338
17.726 | 186.945 | 17.575 | 4788.907
17.877 | 182.597 | 17.726 | 4775.917
18.028 | 178.163 | 17.877 | 4762.589
18.178 | 174.753 | 18.028 | 4749.584
18.328 | 171.149 | 18.178 | 4737.546
18.478 | 167.529 | 18.328 | 4718.658
18.628 | 163.645 | 18.478 | 4694.607
18.777 | 159.54 | 18.628 | 4667.907
18.926 | 155.234 | 18.777 | 4641.094
19.075 | 151.833 | 18.926 | 4618.786
19.224 | 149.707 | 19.075 | 4595.504
19.372 | 147.253 | 19.224 | 4575.747
19.52 | 144.673 | 19.372 | 4552.068
19.668 | 143.153 | 19.52 | 4535.913
19.815 | 141.306 | 19.668 | 4515.216
19.963 | 138.371 | 19.815 | 4496.234
20.11 | 135.719 | 19.963 | 4479.233
20.256 | 133.539 | 20.11 | 4452.898
20.403 | 132.182 | 20.256 | 4426.801
20.549 | 130.772 | 20.403 | 4400.596
20.695 | 129.68 | 20.549 | 4374.836
20.84 | 128.21 | 20.695 | 4347.965
20.985 | 125.983 | 20.84 | 4323.287
21.13 | 122.921 | 20.985 | 4304.242
21.275 | 121.044 | 21.13 | 4278.61
21.42 | 120.315 | 21.275 | 4250.174
21.564 | 119.321 | 21.42 | 4224.344
21.708 | 117.11 | 21.564 | 4194.669
21.851 | 114.601 | 21.708 | 4159.829
21.994 | 112.34 | 21.851 | 4126.526
22.137 | 110.473 | 21.994 | 4095.083
22.28 | 108.861 | 22.137 | 4066.643
22.423 | 107.385 | 22.28 | 4034.205
22.565 | 105.852 | 22.423 | 4001.833
22.707 | 105.038 | 22.565 | 3965.144
22.848 | 105.025 | 22.707 | 3932.138
22.989 | 104.914 | 22.848 | 3900.044
23.13 | 104.998 | 22.989 | 3867.109
23.271 | 104.592 | 23.13 | 3830.947
23.411 | 102.877 | 23.271 | 3796.076
23.551 | 99.838 | 23.411 | 3760.927
23.691 | 98.022 | 23.551 | 3719.061
23.831 | 96.544 | 23.691 | 3679.426
23.97 | 95.082 | 23.831 | 3641.494
24.109 | 94.162 | 23.97 | 3601.981
24.247 | 92.809 | 24.109 | 3562.601
24.385 | 90.109 | 24.247 | 3526.399
24.523 | 87.113 | 24.385 | 3486.79
24.661 | 88.087 | 24.523 | 3445.818
24.798 | 89.705 | 24.661 | 3399.936
24.935 | 91.206 | 24.798 | 3350.725
25.072 | 91.486 | 24.935 | 3303.266
25.209 | 92.591 | 25.072 | 3257.987
25.345 | 91.198 | 25.209 | 3212.978
25.481 | 89.07 | 25.345 | 3171.959
25.616 | 86.772 | 25.481 | 3128.31
25.751 | 85.528 | 25.616 | 3081.43
25.886 | 84.092 | 25.751 | 3032.825
26.021 | 82.857 | 25.886 | 2991.092
26.155 | 81.666 | 26.021 | 2953.806
26.289 | 79.646 | 26.155 | 2916.423
26.423 | 76.737 | 26.289 | 2873.782
26.556 | 73.86 | 26.423 | 2826.173
26.689 | 73.049 | 26.556 | 2782.549
26.822 | 73.547 | 26.689 | 2733.914
26.954 | 74.695 | 26.822 | 2687.834
27.087 | 76.04 | 26.954 | 2645.926
27.218 | 75.794 | 27.087 | 2605.747
27.35 | 74.485 | 27.218 | 2566.04
27.481 | 74.178 | 27.35 | 2526.919
27.612 | 74.717 | 27.481 | 2481.944
27.743 | 74.05 | 27.612 | 2441.879
27.873 | 73.103 | 27.743 | 2400.615
28.003 | 71.898 | 27.873 | 2352.81
28.132 | 70.435 | 28.003 | 2302.826
28.262 | 69.798 | 28.132 | 2253.922
28.391 | 70.025 | 28.262 | 2210.014
28.519 | 70.084 | 28.391 | 2166.342
28.648 | 69.382 | 28.519 | 2128.135
28.776 | 68.844 | 28.648 | 2088.231
28.904 | 68.899 | 28.776 | 2041.995
29.031 | 68.555 | 28.904 | 1994.616
29.158 | 66.633 | 29.031 | 1949.218
29.285 | 64.582 | 29.158 | 1906.083
29.412 | 63.121 | 29.285 | 1862.447
29.538 | 63.502 | 29.412 | 1825.2
29.664 | 64.031 | 29.538 | 1785.785
29.789 | 63.601 | 29.664 | 1746.27
29.914 | 62.2 | 29.789 | 1702.978
30.039 | 61.436 | 29.914 | 1664.389
30.164 | 60.961 | 30.039 | 1624.236
30.288 | 60.422 | 30.164 | 1584.538
30.412 | 60.593 | 30.288 | 1544.737
30.536 | 61.481 | 30.412 | 1502.039
30.659 | 62.106 | 30.536 | 1461.394
30.782 | 61.141 | 30.659 | 1422.946
30.905 | 60.349 | 30.782 | 1387.955
31.027 | 59.461 | 30.905 | 1349.063
31.15 | 58.717 | 31.027 | 1314.227
31.271 | 57.845 | 31.15 | 1279.418
31.393 | 56.904 | 31.271 | 1245.003
31.514 | 56.079 | 31.393 | 1215.158
31.635 | 54.876 | 31.514 | 1179.747
31.755 | 53.632 | 31.635 | 1142.847
31.876 | 52.659 | 31.755 | 1108.07
31.995 | 52.553 | 31.876 | 1075.161
32.115 | 52.853 | 31.995 | 1040.33
32.234 | 53.439 | 32.115 | 1010.49
32.353 | 54.378 | 32.234 | 982.959
32.472 | 55.069 | 32.353 | 952.672
32.59 | 54.618 | 32.472 | 916.168
32.708 | 53.554 | 32.59 | 882.205
32.826 | 52.771 | 32.708 | 854.655
32.943 | 52.077 | 32.826 | 828.003
33.061 | 51.572 | 32.943 | 799.809
33.177 | 51.909 | 33.061 | 774.461
33.294 | 51.888 | 33.177 | 750.756
33.41 | 50.719 | 33.294 | 728.292
33.526 | 49.178 | 33.41 | 704.231
33.641 | 48.649 | 33.526 | 681.814
33.757 | 47.916 | 33.641 | 661.225
33.872 | 45.944 | 33.757 | 639.369
33.986 | 45.695 | 33.872 | 615.298
34.101 | 47.19 | 33.986 | 593.1
34.215 | 47.753 | 34.101 | 571.824
34.328 | 46.863 | 34.215 | 550.369
34.442 | 45.898 | 34.328 | 531.444
34.555 | 44.686 | 34.442 | 514.024
34.667 | 43.531 | 34.555 | 497.242
34.78 | 43.847 | 34.667 | 479.598
34.892 | 45.513 | 34.78 | 466.347
35.004 | 46.254 | 34.892 | 451.531
35.116 | 46.897 | 35.004 | 437.283
35.227 | 47.93 | 35.116 | 423.086
35.338 | 47.776 | 35.227 | 408.349
35.338 | 47.776 | 35.227 | 408.349
35.448 | 47.197 | 35.338 | 395.487
35.559 | 47.604 | 35.448 | 384.878
35.669 | 48.655 | 35.559 | 371.697
35.778 | 48.892 | 35.669 | 360.324
35.888 | 47.768 | 35.778 | 350.245
35.997 | 46.886 | 35.888 | 338.715
36.106 | 45.49 | 35.997 | 324.6
36.214 | 43.791 | 36.106 | 313.583
36.323 | 43.572 | 36.214 | 262.745
36.431 | 43.754 | 36.323 | 186.139
36.538 | 43.067 | 36.431 | 131.738

## Vivid H70 (hidden)
Selador | Lamp |  | Wattage
Vivid | Lumileds K2 |  | 122 |  | Note: Owing to the variability of LEDs, output data and color matches should be viewed as approximate
Note: All data taken with room temperature fixture
| Beam Angle | Field Angle
Horizontal | 61.3 | 72.8
| Accessory Lens | Candela | Field Lumens | Beam Lumens | Lens Efficiency | Efficacy
| H70 | 6250 | 1080 | 560 | 96% | 8.8525
| For Field diameter at any distance, multiply distance by |  |  |  | 1.4745
| For Beam diameter at any distance, multiply distance by |  |  |  | 1.1852
| Throw Distance (ft) | 10 | 15 | 20 | 25
| Throw Distance (m) | 3.048 | 4.572 | 6.096 | 7.62
| Field Diameter (ft) | 14.7453 | 22.1179 | 29.4905 | 36.8632
| Field Diameter (m) | 4.4944 | 6.7415 | 8.9887 | 11.2359
| Illuminance (fc) | 62.5 | 27.7778 | 15.625 | 10
| Illuminance (lux) | 672.7437 | 298.9972 | 168.1859 | 107.639
Test Distance | Iso-Illuminance Diagram grid lines
61 | 10 | 20 | 30 | 40
| 0.16393 | 0.32787 | 0.4918 | 0.65574
| Beam Angle | Field Angle
Vertical | 10 | 21.7
| For Field diameter at any distance, multiply distance by |  |  |  | 0.38333
| For Beam diameter at any distance, multiply distance by |  |  |  | 0.17498
| Throw Distance (ft) | 10 | 15 | 20 | 25
| Throw Distance (m) | 3.048 | 4.572 | 6.096 | 7.62
| Field Diameter (ft) | 3.8333 | 5.7499 | 7.6666 | 9.5832
| Field Diameter (m) | 1.1684 | 1.7526 | 2.3368 | 2.921
| Illuminance (fc) | 62.5 | 27.7778 | 15.625 | 10
| Illuminance (lux) | 672.7437 | 298.9972 | 168.1859 | 107.639
| X |  | Y
-36.106 | 681.795 | -33.061 | 43.486
-35.997 | 810.63 | -32.943 | 44.156
-35.888 | 973.433 | -32.826 | 44.961
-35.778 | 1158.303 | -32.708 | 45.711
-35.669 | 1195.424 | -32.708 | 45.711
-35.559 | 1229.888 | -32.59 | 45.945
-35.448 | 1268.217 | -32.472 | 46.367
-35.338 | 1306.357 | -32.353 | 45.584
-35.227 | 1347.844 | -32.234 | 46.917
-35.116 | 1385.84 | -32.115 | 48.177
-35.004 | 1423.06 | -31.995 | 48.145
-34.892 | 1463.071 | -31.876 | 48.766
-34.78 | 1509.21 | -31.876 | 48.766
-34.667 | 1552.25 | -31.755 | 50.096
-34.555 | 1601.922 | -31.635 | 48.573
-34.442 | 1654.064 | -31.514 | 48.415
-34.328 | 1702.144 | -31.393 | 50.036
-34.215 | 1744.017 | -31.271 | 51.217
-34.101 | 1794.2 | -31.15 | 51.02
-33.986 | 1840.884 | -31.027 | 52.824
-33.872 | 1884.175 | -31.027 | 52.824
-33.757 | 1930.286 | -30.905 | 53.164
-33.641 | 1984.766 | -30.782 | 53.923
-33.526 | 2035.599 | -30.659 | 55.155
-33.41 | 2084.105 | -30.536 | 54.975
-33.294 | 2134.23 | -30.412 | 54.766
-33.177 | 2187.318 | -30.288 | 54.439
-33.061 | 2241.618 | -30.288 | 54.439
-32.943 | 2290.175 | -30.164 | 54.705
-32.826 | 2338.039 | -30.039 | 54.411
-32.708 | 2387.457 | -29.914 | 55.172
-32.59 | 2439.717 | -29.789 | 55.052
-32.472 | 2489.45 | -29.664 | 56.387
-32.353 | 2537.253 | -29.538 | 57.189
-32.234 | 2583.496 | -29.412 | 57.265
-32.115 | 2631.554 | -29.412 | 57.265
-31.995 | 2684.062 | -29.285 | 57.77
-31.876 | 2738.289 | -29.158 | 57.356
-31.755 | 2789.344 | -29.031 | 57.286
-31.635 | 2837.913 | -28.904 | 57.132
-31.514 | 2887.286 | -28.776 | 57.771
-31.393 | 2927.765 | -28.648 | 58.406
-31.271 | 2968.706 | -28.648 | 58.406
-31.15 | 3008.187 | -28.519 | 59.767
-31.027 | 3050.558 | -28.391 | 59.353
-30.905 | 3093.703 | -28.262 | 60.561
-30.782 | 3142.423 | -28.132 | 60.425
-30.659 | 3188.117 | -28.003 | 60.234
-30.536 | 3230.968 | -27.873 | 59.548
-30.412 | 3272.465 | -27.743 | 60.792
-30.288 | 3303.796 | -27.743 | 60.792
-30.164 | 3336.113 | -27.612 | 60.519
-30.039 | 3375.636 | -27.481 | 60.085
-29.914 | 3417.48 | -27.35 | 60.987
-29.789 | 3455.523 | -27.218 | 61.557
-29.664 | 3496.143 | -27.087 | 62.826
-29.538 | 3533.376 | -26.954 | 63.305
-29.412 | 3564.402 | -26.822 | 64.558
-29.285 | 3596.305 | -26.822 | 64.558
-29.158 | 3628.044 | -26.689 | 64.947
-29.031 | 3663.186 | -26.556 | 64.881
-28.904 | 3703.259 | -26.423 | 65.638
-28.776 | 3742.091 | -26.289 | 66.257
-28.648 | 3778.059 | -26.155 | 66.609
-28.519 | 3811.251 | -26.021 | 66.958
-28.391 | 3843.406 | -26.021 | 66.958
-28.262 | 3869.067 | -25.886 | 66.834
-28.132 | 3899.927 | -25.751 | 66.71
-28.003 | 3925.513 | -25.616 | 67.862
-27.873 | 3948.036 | -25.481 | 69.809
-27.743 | 3973.939 | -25.345 | 70.452
-27.612 | 3995.675 | -25.209 | 71.065
-27.481 | 4011.924 | -25.072 | 71.597
-27.35 | 4031.427 | -25.072 | 71.597
-27.218 | 4053.12 | -24.935 | 71.563
-27.087 | 4074.332 | -24.798 | 72.192
-26.954 | 4092.698 | -24.661 | 72.69
-26.822 | 4114.233 | -24.523 | 72.983
-26.689 | 4126.74 | -24.385 | 73.046
-26.556 | 4143.501 | -24.247 | 73.99
-26.423 | 4159.881 | -24.109 | 74.276
-26.289 | 4179.085 | -24.109 | 74.276
-26.155 | 4194.968 | -23.97 | 75.585
-26.021 | 4210.323 | -23.831 | 77.36
-25.886 | 4226.388 | -23.691 | 78.85
-25.751 | 4243.366 | -23.551 | 80.578
-25.616 | 4261.403 | -23.411 | 81.926
-25.481 | 4270.407 | -23.271 | 82.257
-25.345 | 4284.291 | -23.271 | 82.257
-25.209 | 4301.385 | -23.13 | 82.66
-25.072 | 4313.317 | -22.989 | 83.672
-24.935 | 4322.109 | -22.848 | 83.362
-24.798 | 4339.98 | -22.707 | 83.127
-24.661 | 4357.056 | -22.565 | 84.589
-24.523 | 4373.399 | -22.423 | 85.391
-24.385 | 4393.03 | -22.28 | 86.165
-24.247 | 4406.885 | -22.28 | 86.165
-24.109 | 4417.58 | -22.137 | 87.534
-23.97 | 4429.222 | -21.994 | 89.47
-23.831 | 4438.013 | -21.851 | 92.062
-23.691 | 4444.183 | -21.708 | 94.092
-23.551 | 4454.615 | -21.564 | 95.945
-23.411 | 4468.749 | -21.42 | 96.11
-23.271 | 4486.972 | -21.275 | 96.793
-23.13 | 4496.959 | -21.275 | 96.793
-22.989 | 4506.026 | -21.13 | 97.401
-22.848 | 4522.662 | -20.985 | 98.57
-22.707 | 4538.635 | -20.84 | 101.694
-22.565 | 4567.974 | -20.695 | 104.802
-22.423 | 4587.502 | -20.549 | 106.685
-22.28 | 4612.352 | -20.403 | 107.77
-22.137 | 4628.417 | -20.403 | 107.77
-21.994 | 4656.47 | -20.256 | 108.919
-21.851 | 4666.973 | -20.11 | 109.326
-21.708 | 4673.402 | -19.963 | 109.847
-21.564 | 4685.349 | -19.815 | 111.098
-21.42 | 4700.733 | -19.668 | 113.326
-21.275 | 4726.595 | -19.52 | 115.132
-21.13 | 4739.627 | -19.372 | 118.429
-20.985 | 4758.572 | -19.372 | 118.429
-20.84 | 4780.55 | -19.224 | 121.437
-20.695 | 4811.945 | -19.075 | 125.018
-20.549 | 4834.837 | -18.926 | 129.527
-20.403 | 4855.022 | -18.777 | 133.721
-20.256 | 4876.844 | -18.628 | 136.819
-20.11 | 4893.197 | -18.478 | 140.013
-19.963 | 4908.745 | -18.478 | 140.013
-19.815 | 4928.992 | -18.328 | 143.527
-19.668 | 4945.703 | -18.178 | 146.291
-19.52 | 4965.376 | -18.028 | 149.086
-19.372 | 4984.286 | -17.877 | 154.281
-19.224 | 5005.274 | -17.726 | 158.413
-19.075 | 5028.887 | -17.575 | 162.505
-18.926 | 5045.195 | -17.424 | 166.798
-18.777 | 5056.908 | -17.424 | 166.798
-18.628 | 5075.046 | -17.272 | 170.984
-18.478 | 5094.598 | -17.12 | 174.954
-18.328 | 5112.567 | -16.968 | 181.24
-18.178 | 5129.346 | -16.815 | 188.498
-18.028 | 5146.696 | -16.663 | 195.723
-17.877 | 5165.48 | -16.51 | 202.852
-17.726 | 5184.407 | -16.357 | 209.561
-17.575 | 5202.62 | -16.357 | 209.561
-17.424 | 5214.769 | -16.203 | 216.844
-17.272 | 5226.201 | -16.049 | 223.903
-17.12 | 5238.387 | -15.896 | 231.726
-16.968 | 5258.972 | -15.741 | 239.752
-16.815 | 5279.549 | -15.587 | 246.955
-16.663 | 5295.088 | -15.432 | 255.088
-16.51 | 5311.426 | -15.432 | 255.088
-16.357 | 5334.969 | -15.278 | 263.039
-16.203 | 5349.884 | -15.123 | 270.218
-16.049 | 5366.976 | -14.967 | 277.708
-15.896 | 5387.753 | -14.812 | 287.617
-15.741 | 5404.45 | -14.656 | 297.068
-15.587 | 5418.1 | -14.5 | 306.546
-15.432 | 5434.963 | -14.344 | 317.037
-15.278 | 5451.111 | -14.344 | 317.037
-15.123 | 5476.619 | -14.188 | 327.825
-14.967 | 5503.243 | -14.031 | 338.637
-14.812 | 5530.935 | -13.874 | 350.66
-14.656 | 5552.699 | -13.717 | 363.826
-14.5 | 5579.861 | -13.56 | 376.157
-14.344 | 5605.552 | -13.403 | 388.984
-14.188 | 5631.688 | -13.245 | 403.504
-14.031 | 5649.456 | -13.245 | 403.504
-13.874 | 5675.292 | -13.087 | 415.643
-13.717 | 5696.168 | -12.929 | 426.981
-13.56 | 5718.74 | -12.771 | 438.325
-13.403 | 5741.052 | -12.612 | 450.906
-13.245 | 5763.398 | -12.454 | 466.665
-13.087 | 5775.338 | -12.295 | 486.218
-12.929 | 5792.319 | -12.295 | 486.218
-12.771 | 5808.024 | -12.136 | 504.689
-12.612 | 5825.459 | -11.976 | 522.635
-12.454 | 5844.288 | -11.817 | 539.856
-12.295 | 5862.481 | -11.657 | 556.398
-12.136 | 5877.636 | -11.498 | 572.813
-11.976 | 5888.039 | -11.338 | 593.109
-11.817 | 5895.895 | -11.178 | 613.792
-11.657 | 5904.364 | -11.178 | 613.792
-11.498 | 5908.256 | -11.017 | 636.596
-11.338 | 5912.453 | -10.857 | 661.614
-11.178 | 5918.73 | -10.696 | 688.615
-11.017 | 5929.984 | -10.535 | 715.363
-10.857 | 5934.938 | -10.374 | 743.504
-10.696 | 5939.351 | -10.213 | 772.535
-10.535 | 5943.429 | -10.213 | 772.535
-10.374 | 5944.209 | -10.052 | 801.873
-10.213 | 5942.788 | -9.89 | 831.638
-10.052 | 5947.106 | -9.729 | 864.122
-9.89 | 5954.289 | -9.567 | 900.248
-9.729 | 5952.731 | -9.405 | 938.158
-9.567 | 5950.627 | -9.243 | 977.25
-9.405 | 5958.685 | -9.08 | 1020.256
-9.243 | 5973.075 | -9.08 | 1020.256
-9.08 | 5988.662 | -8.918 | 1065.798
-8.918 | 6005.147 | -8.755 | 1111.795
-8.755 | 6011.349 | -8.593 | 1160.635
-8.593 | 6023.998 | -8.43 | 1215.66
-8.43 | 6024.394 | -8.267 | 1268.742
-8.267 | 6028.444 | -8.104 | 1323.687
-8.104 | 6039.536 | -7.94 | 1383.199
-7.94 | 6054.466 | -7.94 | 1383.199
-7.777 | 6054.418 | -7.777 | 1447.973
-7.614 | 6061.264 | -7.614 | 1514.038
-7.45 | 6073.572 | -7.45 | 1587.107
-7.286 | 6083.88 | -7.286 | 1667.512
-7.122 | 6094.11 | -7.122 | 1750.649
-6.958 | 6108.065 | -6.958 | 1838.776
-6.794 | 6114.789 | -6.958 | 1838.776
-6.63 | 6120.202 | -6.794 | 1930.286
-6.466 | 6138.439 | -6.63 | 2025.428
-6.301 | 6150.648 | -6.466 | 2123.188
-6.137 | 6158.671 | -6.301 | 2224.245
-5.972 | 6165.41 | -6.137 | 2328.013
-5.807 | 6171.624 | -5.972 | 2432.091
-5.642 | 6170.543 | -5.807 | 2545.489
-5.478 | 6176.011 | -5.807 | 2545.489
-5.313 | 6184.998 | -5.642 | 2663.47
-5.147 | 6190.896 | -5.478 | 2774.451
-4.982 | 6193.713 | -5.313 | 2893.852
-4.817 | 6197.022 | -5.147 | 3016.259
-4.652 | 6188.497 | -4.982 | 3143.195
-4.486 | 6193.607 | -4.817 | 3270.268
-4.321 | 6203.939 | -4.652 | 3403.532
-4.155 | 6215.812 | -4.652 | 3403.532
-3.989 | 6217.526 | -4.486 | 3542.792
-3.824 | 6229.605 | -4.321 | 3693.413
-3.658 | 6237.678 | -4.155 | 3832.644
-3.492 | 6240.566 | -3.989 | 3972.389
-3.326 | 6249.585 | -3.824 | 4109.375
-3.16 | 6245.129 | -3.658 | 4248.971
-2.994 | 6245.62 | -3.658 | 4248.971
-2.828 | 6258.209 | -3.492 | 4380.328
-2.662 | 6261.034 | -3.326 | 4517.098
-2.496 | 6257.127 | -3.16 | 4655.508
-2.33 | 6258.619 | -2.994 | 4803.783
-2.163 | 6257.801 | -2.828 | 4943.582
-1.997 | 6253.224 | -2.662 | 5074.603
-1.831 | 6244.815 | -2.496 | 5199.697
-1.664 | 6238.611 | -2.496 | 5199.697
-1.498 | 6225.734 | -2.33 | 5315.745
-1.332 | 6223.326 | -2.163 | 5408.663
-1.165 | 6220.179 | -1.997 | 5510.979
-0.999 | 6212.096 | -1.831 | 5608.081
-0.832 | 6184.695 | -1.664 | 5705.614
-0.666 | 6176.838 | -1.498 | 5779.685
-0.499 | 6174.631 | -1.498 | 5779.685
-0.333 | 6171.265 | -1.332 | 5859.059
-0.166 | 6174.845 | -1.165 | 5930.515
0 | 6181.879 | -0.999 | 5998.47
0.166 | 6183.102 | -0.832 | 6059.136
0.333 | 6182.631 | -0.666 | 6122.973
0.499 | 6179.933 | -0.499 | 6151.668
0.666 | 6176.628 | -0.333 | 6172.791
0.832 | 6168.862 | -0.333 | 6172.791
0.999 | 6156.233 | -0.166 | 6175.665
1.165 | 6151.732 | 0 | 6181.879
1.332 | 6150.476 | 0.166 | 6172.27
1.498 | 6148.593 | 0.333 | 6161.253
1.664 | 6146.864 | 0.499 | 6125.138
1.831 | 6147.886 | 0.666 | 6090.681
1.997 | 6152.713 | 0.832 | 6062.303
2.163 | 6154.659 | 0.832 | 6062.303
2.33 | 6151.179 | 0.999 | 6023.864
2.496 | 6143.375 | 1.165 | 5976.292
2.662 | 6132.601 | 1.332 | 5913.013
2.828 | 6122.603 | 1.498 | 5841.421
2.994 | 6110.758 | 1.664 | 5753.178
3.16 | 6097.694 | 1.831 | 5661.712
3.326 | 6090.827 | 1.831 | 5661.712
3.492 | 6089.588 | 1.997 | 5577.121
3.658 | 6082.339 | 2.163 | 5482.145
3.824 | 6070.108 | 2.33 | 5362.43
3.989 | 6063.428 | 2.496 | 5235.498
4.155 | 6067.289 | 2.662 | 5104.965
4.321 | 6061.417 | 2.828 | 4965.057
4.486 | 6049.316 | 2.994 | 4832.103
4.652 | 6034.938 | 2.994 | 4832.103
4.817 | 6019.762 | 3.16 | 4700.509
4.982 | 6011.731 | 3.326 | 4558.632
5.147 | 6003.467 | 3.492 | 4416.188
5.313 | 5992.205 | 3.658 | 4277.464
5.478 | 5989.363 | 3.824 | 4129.13
5.642 | 5976.404 | 3.989 | 3988.928
5.807 | 5958.628 | 4.155 | 3843.6
5.972 | 5943.463 | 4.155 | 3843.6
6.137 | 5935.94 | 4.321 | 3698.548
6.301 | 5926.115 | 4.486 | 3551.222
6.466 | 5921.834 | 4.652 | 3411.679
6.63 | 5914.376 | 4.817 | 3272.349
6.794 | 5896.485 | 4.982 | 3134.284
6.958 | 5875.808 | 5.147 | 3004.098
7.122 | 5850.93 | 5.147 | 3004.098
7.286 | 5834.125 | 5.313 | 2871.289
7.45 | 5818.512 | 5.478 | 2741.39
7.614 | 5802.527 | 5.642 | 2620.513
7.777 | 5785.167 | 5.807 | 2502.785
7.94 | 5761.812 | 5.972 | 2395.397
8.104 | 5738.806 | 6.137 | 2288.938
8.267 | 5718.549 | 6.301 | 2185.269
8.43 | 5706.88 | 6.301 | 2185.269
8.593 | 5691.145 | 6.466 | 2077.644
8.755 | 5680.414 | 6.63 | 1976.336
8.918 | 5669.344 | 6.794 | 1876.08
9.08 | 5661.14 | 6.958 | 1787.204
9.243 | 5648.277 | 7.122 | 1702.985
9.405 | 5639.849 | 7.286 | 1621.926
9.567 | 5635.655 | 7.45 | 1543.974
9.729 | 5623.203 | 7.45 | 1543.974
9.89 | 5606.267 | 7.614 | 1471.483
10.052 | 5596.03 | 7.777 | 1398.624
10.213 | 5588.04 | 7.94 | 1331.221
10.374 | 5565.073 | 8.104 | 1265.711
10.535 | 5553.528 | 8.267 | 1208.333
10.696 | 5539.549 | 8.43 | 1151.018
10.857 | 5522.878 | 8.43 | 1151.018
11.017 | 5508.786 | 8.593 | 1099.067
11.178 | 5507.947 | 8.755 | 1046.355
11.338 | 5505.495 | 8.918 | 996.038
11.498 | 5503.142 | 9.08 | 949.927
11.657 | 5492.404 | 9.243 | 908.728
11.817 | 5478.705 | 9.405 | 868.428
11.976 | 5459.766 | 9.567 | 831.355
12.136 | 5441.028 | 9.567 | 831.355
12.295 | 5427.824 | 9.729 | 795.507
12.454 | 5419.304 | 9.89 | 758.136
12.612 | 5414.977 | 10.052 | 726.324
12.771 | 5405.389 | 10.213 | 698.272
12.929 | 5386.553 | 10.374 | 669.308
13.087 | 5369.6 | 10.535 | 641.493
13.245 | 5356.193 | 10.535 | 641.493
13.403 | 5344.528 | 10.696 | 621.341
13.56 | 5330.565 | 10.857 | 596.971
13.717 | 5321.547 | 11.017 | 572.574
13.874 | 5310.647 | 11.178 | 549.946
14.031 | 5288.703 | 11.338 | 531.18
14.188 | 5266.089 | 11.498 | 508.53
14.344 | 5248.062 | 11.657 | 489.386
14.5 | 5226.872 | 11.657 | 489.386
14.656 | 5213.975 | 11.817 | 471.467
14.812 | 5201.741 | 11.976 | 456.631
14.967 | 5190.869 | 12.136 | 440.996
15.123 | 5171.469 | 12.295 | 426.192
15.278 | 5156.164 | 12.454 | 411.465
15.432 | 5137.548 | 12.612 | 399.442
15.587 | 5118.395 | 12.771 | 387.546
15.741 | 5105.177 | 12.771 | 387.546
15.896 | 5099.778 | 12.929 | 375.921
16.049 | 5094.837 | 13.087 | 363.453
16.203 | 5082.905 | 13.245 | 350.055
16.357 | 5068.809 | 13.403 | 339.263
16.51 | 5050.066 | 13.56 | 329.16
16.663 | 5032.584 | 13.717 | 318.982
16.815 | 5021.74 | 13.717 | 318.982
16.968 | 5012.938 | 13.874 | 308.664
17.12 | 5004.946 | 14.031 | 297.349
17.272 | 4993.105 | 14.188 | 287.687
17.424 | 4974.024 | 14.344 | 277.025
17.575 | 4947.098 | 14.5 | 268.362
17.726 | 4921.069 | 14.656 | 258.592
17.877 | 4901.207 | 14.812 | 251.38
18.028 | 4882.479 | 14.812 | 251.38
18.178 | 4866.16 | 14.967 | 244.395
18.328 | 4854.539 | 15.123 | 237.66
18.478 | 4843.428 | 15.278 | 231.896
18.628 | 4833.053 | 15.432 | 224.429
18.777 | 4815.666 | 15.587 | 217.251
18.926 | 4793.846 | 15.741 | 208.976
19.075 | 4776.073 | 15.896 | 202.487
19.224 | 4763.169 | 15.896 | 202.487
19.372 | 4747.247 | 16.049 | 196.38
19.52 | 4726.867 | 16.203 | 190.334
19.668 | 4707.541 | 16.357 | 184.78
19.815 | 4693.719 | 16.51 | 180.652
19.963 | 4689.258 | 16.663 | 177.331
20.11 | 4683.319 | 16.815 | 172.648
20.256 | 4673.717 | 16.815 | 172.648
20.403 | 4665.238 | 16.968 | 168.534
20.549 | 4659.236 | 17.12 | 164.642
20.695 | 4650.677 | 17.272 | 160.712
20.84 | 4643.089 | 17.424 | 156.083
20.985 | 4628.02 | 17.575 | 151.125
21.13 | 4612.477 | 17.726 | 146.211
21.275 | 4591.175 | 17.877 | 141.162
21.42 | 4571.247 | 17.877 | 141.162
21.564 | 4555.407 | 18.028 | 136.666
21.708 | 4535.914 | 18.178 | 132.393
21.851 | 4522.631 | 18.328 | 129.259
21.994 | 4514.347 | 18.478 | 126.021
22.137 | 4503.762 | 18.628 | 122.79
22.28 | 4489.988 | 18.777 | 119.363
22.423 | 4483.834 | 18.777 | 119.363
22.565 | 4470.743 | 18.926 | 117.428
22.707 | 4456.601 | 19.075 | 114.649
22.848 | 4445.66 | 19.224 | 112.535
22.989 | 4435.676 | 19.372 | 110.638
23.13 | 4416.163 | 19.52 | 109.917
23.271 | 4398.565 | 19.668 | 108.941
23.411 | 4381.839 | 19.815 | 107.709
23.551 | 4366.882 | 19.815 | 107.709
23.691 | 4358.504 | 19.963 | 105.231
23.831 | 4352.93 | 20.11 | 103.753
23.97 | 4346.313 | 20.256 | 101.644
24.109 | 4337.211 | 20.403 | 98.737
24.247 | 4325.976 | 20.549 | 96.534
24.385 | 4309.307 | 20.695 | 95.507
24.523 | 4289.173 | 20.84 | 93.705
24.661 | 4271.688 | 20.84 | 93.705
24.798 | 4254.761 | 20.985 | 91.892
24.935 | 4234.279 | 21.13 | 90.305
25.072 | 4211.361 | 21.275 | 88.944
25.209 | 4197.001 | 21.42 | 89.61
25.345 | 4186.918 | 21.564 | 88.857
25.481 | 4173.716 | 21.708 | 87.815
25.616 | 4161.418 | 21.708 | 87.815
25.751 | 4148.625 | 21.851 | 86.505
25.886 | 4136.744 | 21.994 | 85.235
26.021 | 4131.855 | 22.137 | 84.103
26.155 | 4125.062 | 22.28 | 82.675
26.289 | 4114.177 | 22.423 | 81.674
26.423 | 4100.722 | 22.565 | 80.933
26.556 | 4082.351 | 22.707 | 79.872
26.689 | 4063.798 | 22.707 | 79.872
26.822 | 4046.268 | 22.848 | 77.416
26.954 | 4020.669 | 22.989 | 74.75
27.087 | 3995.941 | 23.13 | 73.514
27.218 | 3975.455 | 23.271 | 72.959
27.35 | 3957.595 | 23.411 | 72.919
27.481 | 3944.055 | 23.551 | 72.063
27.612 | 3927.864 | 23.691 | 71.424
27.743 | 3905.252 | 23.691 | 71.424
27.873 | 3879.047 | 23.831 | 70.558
28.003 | 3850.318 | 23.97 | 69.312
28.132 | 3821.4 | 24.109 | 68.082
28.262 | 3793.911 | 24.247 | 68.506
28.391 | 3769.04 | 24.385 | 68.427
28.519 | 3747.183 | 24.523 | 67.614
28.648 | 3726.142 | 24.523 | 67.614
28.776 | 3701.679 | 24.661 | 66.669
28.904 | 3667.729 | 24.798 | 65.565
29.031 | 3626.812 | 24.935 | 65.067
29.158 | 3582.715 | 25.072 | 65.49
29.285 | 3539.886 | 25.209 | 64.062
29.412 | 3503.762 | 25.345 | 62.288
29.538 | 3466.225 | 25.481 | 60.866
29.664 | 3430.049 | 25.481 | 60.866
29.789 | 3396.999 | 25.616 | 60.761
29.914 | 3357.886 | 25.751 | 59.246
30.039 | 3313.935 | 25.886 | 59.684
30.164 | 3274.562 | 26.021 | 60.021
30.288 | 3232.652 | 26.155 | 59.779
30.412 | 3190.138 | 26.289 | 58.663
30.536 | 3148.984 | 26.423 | 58.124
30.659 | 3101.625 | 26.423 | 58.124
30.782 | 3054.065 | 26.556 | 56.594
30.905 | 3009.171 | 26.689 | 54.653
31.027 | 2962.67 | 26.822 | 53.53
31.15 | 2921.238 | 26.954 | 53.396
31.271 | 2877.908 | 27.087 | 52.72
31.393 | 2826.067 | 27.218 | 51.985
31.514 | 2774.421 | 27.218 | 51.985
31.635 | 2725.597 | 27.35 | 51.135
31.755 | 2676.434 | 27.481 | 50.936
31.876 | 2630.916 | 27.612 | 51.392
31.995 | 2586.366 | 27.743 | 51.824
32.115 | 2533.788 | 27.873 | 51.928
32.234 | 2477.689 | 28.003 | 52.227
32.353 | 2421.475 | 28.132 | 52.333
32.472 | 2371.467 | 28.132 | 52.333
32.59 | 2325.922 | 28.262 | 50.932
32.708 | 2277.948 | 28.391 | 49.578
32.826 | 2228.48 | 28.519 | 48.663
32.943 | 2181.019 | 28.648 | 48.333
33.061 | 2133.387 | 28.776 | 48.454
33.177 | 2085.192 | 28.904 | 48.15
33.294 | 2035.744 | 28.904 | 48.15
33.41 | 1982.765 | 29.031 | 47.387
33.526 | 1928.355 | 29.158 | 46.646
33.641 | 1874.479 | 29.285 | 46.101
33.757 | 1823.967 | 29.412 | 46.014
33.872 | 1778.56 | 29.538 | 44.97
33.986 | 1735.611 | 29.664 | 44.063
34.101 | 1693.27 | 29.789 | 43.879
34.215 | 1649.254 | 29.789 | 43.879
34.328 | 1606.826 | 29.914 | 42.843
34.442 | 1561.962 | 30.039 | 41.653
34.555 | 1514.291 | 30.164 | 42.195
34.667 | 1471.665 | 30.288 | 42.503
34.78 | 1435.317 | 30.412 | 42.308
34.892 | 1398.275 | 30.536 | 42.708
35.004 | 1354.633 | 30.659 | 42.183
35.116 | 1313.543 | 30.659 | 42.183
35.227 | 1273.99 | 30.782 | 41.412
35.338 | 1234.131 | 30.905 | 40.847
35.448 | 1195.799 | 31.027 | 40.641
35.559 | 1165.353 | 31.15 | 39.581
35.669 | 1138.589 | 31.271 | 39.001
35.778 | 1108.233 | 31.393 | 38.508
35.778 | 1108.233 | 31.393 | 38.508
35.888 | 1075.424 | 31.514 | 37.242
35.997 | 1041.789 | 31.635 | 36.986
36.106 | 1007.355 | 31.755 | 36.541
36.214 | 971.823 | 31.876 | 35.967
36.323 | 935.582 | 31.995 | 36.265
36.431 | 902.687 | 32.115 | 36.909
36.538 | 883.508 | 32.234 | 37.462
36.214 | 432.244 | 36.106 | 30.158
36.323 | 420.226 | 36.214 | 26.071
36.431 | 409.933 | 36.323 | 19.361
36.538 | 404.972 | 36.431 | 15.164

## Vivid V70 (hidden)
Selador | Lamp |  | Wattage
Vivid | Lumileds K2 |  | 122 |  | Note: Owing to the variability of LEDs, output data and color matches should be viewed as approximate
Note: All data taken with room temperature fixture
| Beam Angle | Field Angle
Horizontal | 12.6 | 25.1
| Accessory Lens | Candela | Field Lumens | Beam Lumens | Lens Efficiency | Efficacy
| V70 | 5200 | 1100 | 600 | 97.78% | 9.0164
| For Field diameter at any distance, multiply distance by |  |  |  | 0.44522
| For Beam diameter at any distance, multiply distance by |  |  |  | 0.2208
| Throw Distance (ft) | 10 | 15 | 20 | 25
| Throw Distance (m) | 3.048 | 4.572 | 6.096 | 7.62
| Field Diameter (ft) | 4.4522 | 6.6783 | 8.9044 | 11.1305
| Field Diameter (m) | 1.357 | 2.0355 | 2.7141 | 3.3926
| Illuminance (fc) | 52 | 23.1111 | 13 | 8.32
| Illuminance (lux) | 559.7228 | 248.7657 | 139.9307 | 89.5556
Test Distance | Iso-Illuminance Diagram grid lines
61 | 10 | 20 | 30 | 40
| 0.16393 | 0.32787 | 0.4918 | 0.65574
| Beam Angle | Field Angle
Vertical | 62.3 | 72.9
| For Field diameter at any distance, multiply distance by |  |  |  | 1.4772
| For Beam diameter at any distance, multiply distance by |  |  |  | 1.2089
| Throw Distance (ft) | 10 | 15 | 20 | 25
| Throw Distance (m) | 3.048 | 4.572 | 6.096 | 7.62
| Field Diameter (ft) | 14.7722 | 22.1583 | 29.5445 | 36.9306
| Field Diameter (m) | 4.5026 | 6.7539 | 9.0052 | 11.2564
| Illuminance (fc) | 52 | 23.1111 | 13 | 8.32
| Illuminance (lux) | 559.7228 | 248.7657 | 139.9307 | 89.5556
| X |  | Y
-36.538 | 0 | -36.646 | 736.214
-36.431 | 0 | -36.538 | 746.802
-36.323 | 0 | -36.431 | 764.249
-36.214 | 4.611 | -36.323 | 789.077
-36.106 | 12.186 | -36.214 | 816.34
-35.997 | 19.41 | -36.106 | 848.069
-35.888 | 27.363 | -35.997 | 875.059
-35.778 | 33.214 | -35.888 | 901.853
-35.669 | 33.148 | -35.778 | 931.45
-35.559 | 32.303 | -35.669 | 963.602
-35.448 | 32.593 | -35.559 | 993.955
-35.338 | 32.284 | -35.448 | 1025.318
-35.227 | 31.312 | -35.338 | 1055.358
-35.116 | 31.88 | -35.227 | 1087.378
-35.004 | 31.993 | -35.116 | 1117.836
-34.892 | 32.657 | -35.004 | 1152.647
-34.78 | 33.075 | -34.892 | 1192.103
-34.667 | 34.345 | -34.78 | 1230.847
-34.555 | 34.547 | -34.667 | 1275.021
-34.442 | 34.781 | -34.555 | 1319.368
-34.328 | 35.249 | -34.442 | 1361.676
-34.215 | 34.87 | -34.328 | 1400.987
-34.101 | 35.334 | -34.215 | 1443.202
-33.986 | 36.028 | -34.101 | 1481.2
-33.872 | 36.316 | -33.986 | 1520.416
-33.757 | 36.07 | -33.872 | 1562.599
-33.641 | 35.099 | -33.757 | 1606.088
-33.526 | 33.938 | -33.641 | 1647.593
-33.41 | 36.064 | -33.526 | 1695.202
-33.294 | 36.279 | -33.41 | 1738.317
-33.177 | 36.687 | -33.294 | 1782.868
-33.061 | 37.384 | -33.177 | 1833.195
-32.943 | 37.461 | -33.061 | 1880.384
-32.826 | 36.766 | -32.943 | 1925.892
-32.708 | 37.357 | -32.826 | 1976.004
-32.59 | 38.452 | -32.708 | 2023.751
-32.472 | 39.222 | -32.59 | 2067.915
-32.353 | 39.637 | -32.472 | 2119.845
-32.234 | 41.498 | -32.353 | 2170.749
-32.115 | 41.335 | -32.234 | 2221.393
-31.995 | 40.266 | -32.115 | 2277.462
-31.876 | 40.171 | -31.995 | 2333.95
-31.755 | 40.914 | -31.876 | 2386.026
-31.635 | 40.972 | -31.755 | 2436.469
-31.514 | 41.151 | -31.635 | 2485.947
-31.393 | 42.003 | -31.514 | 2528.191
-31.271 | 42.055 | -31.393 | 2574.813
-31.15 | 42.897 | -31.271 | 2619.5
-31.027 | 42.732 | -31.15 | 2668.056
-30.905 | 44.107 | -31.027 | 2712.857
-30.782 | 44.42 | -30.905 | 2759.381
-30.659 | 44.49 | -30.782 | 2798.856
-30.536 | 44.469 | -30.659 | 2837.414
-30.412 | 45.46 | -30.536 | 2873.245
-30.288 | 45.169 | -30.412 | 2910.037
-30.164 | 44.231 | -30.288 | 2946.92
-30.039 | 44.416 | -30.164 | 2984.983
-29.914 | 45.743 | -30.039 | 3021.129
-29.789 | 45.541 | -29.914 | 3056.431
-29.664 | 45.836 | -29.789 | 3088.741
-29.538 | 47.778 | -29.664 | 3115.534
-29.412 | 49.735 | -29.538 | 3143.214
-29.285 | 50.096 | -29.412 | 3165.021
-29.158 | 49.939 | -29.285 | 3188.205
-29.031 | 49.441 | -29.158 | 3218.135
-28.904 | 49.742 | -29.031 | 3248.232
-28.776 | 50.012 | -28.904 | 3270.989
-28.648 | 52.283 | -28.776 | 3293.286
-28.519 | 53.161 | -28.648 | 3316.34
-28.391 | 53.219 | -28.519 | 3336.77
-28.262 | 54.393 | -28.391 | 3359.059
-28.132 | 55.03 | -28.262 | 3377.801
-28.003 | 54.914 | -28.132 | 3397.344
-27.873 | 54.717 | -28.003 | 3413.525
-27.743 | 55.758 | -27.873 | 3428.064
-27.612 | 55.257 | -27.743 | 3437.816
-27.481 | 56.179 | -27.612 | 3447.629
-27.35 | 56.633 | -27.481 | 3453.763
-27.218 | 57.706 | -27.35 | 3464.039
-27.087 | 58.935 | -27.218 | 3473.642
-26.954 | 61.043 | -27.087 | 3478.742
-26.822 | 61.151 | -26.954 | 3483.077
-26.689 | 61.578 | -26.822 | 3492.022
-26.556 | 61.87 | -26.689 | 3500.528
-26.423 | 61.443 | -26.556 | 3508.815
-26.289 | 61.812 | -26.423 | 3521
-26.155 | 62.627 | -26.289 | 3534.848
-26.021 | 63.831 | -26.155 | 3546.888
-25.886 | 65.053 | -26.021 | 3556.876
-25.751 | 65.04 | -25.886 | 3561.666
-25.616 | 65.547 | -25.751 | 3567.784
-25.481 | 65.377 | -25.616 | 3572.381
-25.345 | 65.492 | -25.481 | 3578.404
-25.209 | 66.74 | -25.345 | 3587.853
-25.072 | 68.261 | -25.209 | 3594.954
-24.935 | 69.492 | -25.072 | 3600.474
-24.798 | 71.683 | -24.935 | 3597.039
-24.661 | 73.681 | -24.798 | 3600.696
-24.523 | 73.97 | -24.661 | 3613.154
-24.385 | 74.662 | -24.523 | 3621.337
-24.247 | 75.776 | -24.385 | 3621.878
-24.109 | 76.859 | -24.247 | 3627.233
-23.97 | 77.835 | -24.109 | 3638.131
-23.831 | 77.684 | -23.97 | 3648.572
-23.691 | 77.559 | -23.831 | 3661.998
-23.551 | 77.855 | -23.691 | 3677.637
-23.411 | 77.978 | -23.551 | 3693.711
-23.271 | 79.354 | -23.411 | 3708.712
-23.13 | 81.507 | -23.271 | 3720.461
-22.989 | 83.892 | -23.13 | 3733.82
-22.848 | 85.238 | -22.989 | 3743.936
-22.707 | 86.188 | -22.848 | 3754.934
-22.565 | 86.842 | -22.707 | 3768.045
-22.423 | 89.496 | -22.565 | 3780.927
-22.28 | 89.847 | -22.423 | 3787.884
-22.137 | 90.222 | -22.28 | 3793.111
-21.994 | 91.12 | -22.137 | 3799.146
-21.851 | 93.946 | -21.994 | 3806.579
-21.708 | 95.091 | -21.851 | 3819.478
-21.564 | 96.562 | -21.708 | 3838.412
-21.42 | 97.717 | -21.564 | 3851.451
-21.275 | 99.526 | -21.42 | 3863.116
-21.13 | 100.597 | -21.275 | 3878.676
-20.985 | 102.412 | -21.13 | 3888.911
-20.84 | 104.077 | -20.985 | 3894.593
-20.695 | 106.945 | -20.84 | 3904.759
-20.549 | 108.264 | -20.695 | 3918.904
-20.403 | 109.507 | -20.549 | 3932.396
-20.256 | 110.12 | -20.403 | 3947.165
-20.11 | 111.008 | -20.256 | 3962.254
-19.963 | 112.327 | -20.11 | 3970.176
-19.815 | 115.289 | -19.963 | 3978.963
-19.668 | 118.944 | -19.815 | 3984.876
-19.52 | 122.124 | -19.668 | 3995.064
-19.372 | 125.198 | -19.52 | 4008.788
-19.224 | 129.864 | -19.372 | 4022.749
-19.075 | 134.032 | -19.224 | 4036.946
-18.926 | 136.984 | -19.075 | 4053.481
-18.777 | 140.237 | -18.926 | 4065.689
-18.628 | 143.52 | -18.777 | 4079.74
-18.478 | 146.764 | -18.628 | 4094.321
-18.328 | 150.684 | -18.478 | 4109.765
-18.178 | 154.896 | -18.328 | 4124.105
-18.028 | 159.377 | -18.178 | 4140.486
-17.877 | 163.86 | -18.028 | 4150.089
-17.726 | 168.387 | -17.877 | 4167.412
-17.575 | 173.4 | -17.726 | 4181.719
-17.424 | 178.698 | -17.575 | 4196.534
-17.272 | 184.65 | -17.424 | 4205.838
-17.12 | 190.947 | -17.272 | 4215.543
-16.968 | 197.106 | -17.12 | 4234.518
-16.815 | 203.108 | -16.968 | 4256.398
-16.663 | 208.845 | -16.815 | 4274.466
-16.51 | 215.315 | -16.663 | 4293.156
-16.357 | 221.951 | -16.51 | 4306.666
-16.203 | 228.237 | -16.357 | 4319.243
-16.049 | 235.355 | -16.203 | 4330.788
-15.896 | 243.238 | -16.049 | 4351.794
-15.741 | 251.216 | -15.896 | 4366.464
-15.587 | 259.204 | -15.741 | 4379.569
-15.432 | 268.672 | -15.587 | 4397.972
-15.278 | 279.333 | -15.432 | 4411.439
-15.123 | 289.02 | -15.278 | 4418.243
-14.967 | 297.716 | -15.123 | 4430.531
-14.812 | 308.448 | -14.967 | 4451.423
-14.656 | 320.339 | -14.812 | 4471.575
-14.5 | 329.494 | -14.656 | 4492.808
-14.344 | 341.385 | -14.5 | 4517.195
-14.188 | 355.156 | -14.344 | 4535.828
-14.031 | 369.044 | -14.188 | 4544.455
-13.874 | 384.736 | -14.031 | 4552.098
-13.717 | 400.35 | -13.874 | 4566.435
-13.56 | 414.061 | -13.717 | 4587.177
-13.403 | 429.817 | -13.56 | 4599.673
-13.245 | 448.91 | -13.403 | 4616.136
-13.087 | 467.916 | -13.245 | 4638.984
-12.929 | 489.288 | -13.087 | 4653.384
-12.771 | 510.341 | -12.929 | 4668.203
-12.612 | 532.268 | -12.771 | 4685.929
-12.454 | 555.721 | -12.612 | 4700.348
-12.295 | 579.221 | -12.454 | 4716.091
-12.136 | 603.463 | -12.295 | 4734.235
-11.976 | 629.851 | -12.136 | 4743.361
-11.817 | 658.923 | -11.976 | 4759.389
-11.657 | 687.581 | -11.817 | 4772.481
-11.498 | 717.613 | -11.657 | 4782.878
-11.338 | 749.195 | -11.498 | 4796.514
-11.178 | 784.605 | -11.338 | 4811.876
-11.017 | 820.094 | -11.178 | 4830.411
-10.857 | 857.719 | -11.017 | 4844.625
-10.696 | 896.948 | -10.857 | 4860.439
-10.535 | 941.529 | -10.696 | 4868.883
-10.374 | 984.206 | -10.535 | 4875.833
-10.213 | 1030.553 | -10.374 | 4887.109
-10.052 | 1079.957 | -10.213 | 4898.19
-9.89 | 1131.968 | -10.052 | 4902.986
-9.729 | 1187.156 | -9.89 | 4910.822
-9.567 | 1244.158 | -9.729 | 4932.798
-9.405 | 1302.017 | -9.567 | 4955.452
-9.243 | 1363.886 | -9.405 | 4968.911
-9.08 | 1428.683 | -9.243 | 4981.664
-8.918 | 1492.822 | -9.08 | 4992.786
-8.755 | 1558.638 | -8.918 | 5007.052
-8.593 | 1630.846 | -8.755 | 5017.201
-8.43 | 1702.983 | -8.593 | 5026.939
-8.267 | 1775.055 | -8.43 | 5038.615
-8.104 | 1850.721 | -8.267 | 5041.479
-7.94 | 1928.718 | -8.104 | 5043.111
-7.777 | 2008.885 | -7.94 | 5043.909
-7.614 | 2093.024 | -7.777 | 5054.368
-7.45 | 2180.186 | -7.614 | 5065.307
-7.286 | 2265.113 | -7.45 | 5076.16
-7.122 | 2353.125 | -7.286 | 5081.888
-6.958 | 2441.608 | -7.122 | 5087.914
-6.794 | 2534.324 | -6.958 | 5092.271
-6.63 | 2628.311 | -6.794 | 5103.631
-6.466 | 2726.992 | -6.63 | 5105.318
-6.301 | 2823.875 | -6.466 | 5105.313
-6.137 | 2919.533 | -6.301 | 5113.234
-5.972 | 3012.99 | -6.137 | 5113.946
-5.807 | 3113.613 | -5.972 | 5111.638
-5.642 | 3212.333 | -5.807 | 5119.06
-5.478 | 3312.47 | -5.642 | 5119.567
-5.313 | 3415.612 | -5.478 | 5107.802
-5.147 | 3510.755 | -5.313 | 5096.971
-4.982 | 3601.611 | -5.147 | 5098.479
-4.817 | 3696.118 | -4.982 | 5091.698
-4.652 | 3792.753 | -4.817 | 5085.166
-4.486 | 3889.69 | -4.652 | 5085.161
-4.321 | 3995.227 | -4.486 | 5098.984
-4.155 | 4097.032 | -4.321 | 5105.737
-3.989 | 4191.952 | -4.155 | 5111.339
-3.824 | 4280.775 | -3.989 | 5118.864
-3.658 | 4361.561 | -3.824 | 5125.2
-3.492 | 4438.51 | -3.658 | 5130.159
-3.326 | 4525.282 | -3.492 | 5131.404
-3.16 | 4601.734 | -3.326 | 5135.4
-2.994 | 4674.78 | -3.16 | 5140.745
-2.828 | 4748.125 | -2.994 | 5146.98
-2.662 | 4813.643 | -2.828 | 5153.069
-2.496 | 4871.674 | -2.662 | 5157.31
-2.33 | 4927.355 | -2.496 | 5161.735
-2.163 | 4973.698 | -2.33 | 5158.963
-1.997 | 5017.767 | -2.163 | 5146.672
-1.831 | 5055.729 | -1.997 | 5140.459
-1.664 | 5089.595 | -1.831 | 5139.25
-1.498 | 5112.711 | -1.664 | 5142.238
-1.332 | 5141.346 | -1.498 | 5139.398
-1.165 | 5160.654 | -1.332 | 5141.918
-0.999 | 5171.729 | -1.165 | 5143.499
-0.832 | 5170.15 | -0.999 | 5146.697
-0.666 | 5170.953 | -0.832 | 5152.047
-0.499 | 5175.129 | -0.666 | 5162.732
-0.333 | 5175.908 | -0.499 | 5168.034
-0.166 | 5169.399 | -0.333 | 5159.316
0 | 5158.33 | -0.166 | 5158.376
0.166 | 5146.381 | 0 | 5158.33
0.333 | 5125.922 | 0.166 | 5149.07
0.499 | 5097.066 | 0.333 | 5147.969
0.666 | 5066.313 | 0.499 | 5150.412
0.832 | 5040.489 | 0.666 | 5143.181
0.999 | 5002.824 | 0.832 | 5146.4
1.165 | 4960.007 | 0.999 | 5159.232
1.332 | 4917.243 | 1.165 | 5167.313
1.498 | 4876.056 | 1.332 | 5167.035
1.664 | 4829.779 | 1.498 | 5168.013
1.831 | 4778.865 | 1.664 | 5167.557
1.997 | 4720.362 | 1.831 | 5161.978
2.163 | 4662.209 | 1.997 | 5162.086
2.33 | 4593.105 | 2.163 | 5165.63
2.496 | 4524.182 | 2.33 | 5161.429
2.662 | 4450.135 | 2.496 | 5156.303
2.828 | 4368.656 | 2.662 | 5150.518
2.994 | 4280.648 | 2.828 | 5143.977
3.16 | 4197.245 | 2.994 | 5145.965
3.326 | 4106.698 | 3.16 | 5146.588
3.492 | 4017.485 | 3.326 | 5148.127
3.658 | 3926.531 | 3.492 | 5148.394
3.824 | 3834.421 | 3.658 | 5148.291
3.989 | 3741.127 | 3.824 | 5136.373
4.155 | 3655.251 | 3.989 | 5129.045
4.321 | 3569.452 | 4.155 | 5124.64
4.486 | 3474.275 | 4.321 | 5124.798
4.652 | 3381.113 | 4.486 | 5124.485
4.817 | 3283.933 | 4.652 | 5130.171
4.982 | 3191.435 | 4.817 | 5128.57
5.147 | 3096.114 | 4.982 | 5123.542
5.313 | 3007.809 | 5.147 | 5127.974
5.478 | 2918.41 | 5.313 | 5125.523
5.642 | 2820.825 | 5.478 | 5122.07
5.807 | 2724.167 | 5.642 | 5125.178
5.972 | 2628.451 | 5.807 | 5125.528
6.137 | 2536.66 | 5.972 | 5126.835
6.301 | 2443.263 | 6.137 | 5125.413
6.466 | 2356.161 | 6.301 | 5127.353
6.63 | 2267.27 | 6.466 | 5122.03
6.794 | 2182.969 | 6.63 | 5118.938
6.958 | 2102.483 | 6.794 | 5108.831
7.122 | 2021.8 | 6.958 | 5096.092
7.286 | 1942.201 | 7.122 | 5084.284
7.45 | 1869.846 | 7.286 | 5072.177
7.614 | 1795.786 | 7.45 | 5068.101
7.777 | 1721.753 | 7.614 | 5062.409
7.94 | 1652.945 | 7.777 | 5059.465
8.104 | 1587.233 | 7.94 | 5049.523
8.267 | 1522.479 | 8.104 | 5042.816
8.43 | 1462.878 | 8.267 | 5033.47
8.593 | 1411.522 | 8.43 | 5022.617
8.755 | 1359.374 | 8.593 | 5011.513
8.918 | 1305.042 | 8.755 | 5001.971
9.08 | 1251.643 | 8.918 | 4992.238
9.243 | 1200.426 | 9.08 | 4978.13
9.405 | 1148.398 | 9.243 | 4974.207
9.567 | 1100.286 | 9.405 | 4967.858
9.729 | 1055.405 | 9.567 | 4960.364
9.89 | 1011.992 | 9.729 | 4943.374
10.052 | 970.29 | 9.89 | 4928.614
10.213 | 930.743 | 10.052 | 4912.894
10.374 | 892.257 | 10.213 | 4901.571
10.535 | 853.952 | 10.374 | 4892.318
10.696 | 817.132 | 10.535 | 4880.83
10.857 | 781.942 | 10.696 | 4875.114
11.017 | 750.163 | 10.857 | 4867.123
11.178 | 719.245 | 11.017 | 4858.256
11.338 | 690.321 | 11.178 | 4850.084
11.498 | 663.483 | 11.338 | 4843.902
11.657 | 637.56 | 11.498 | 4828.047
11.817 | 611.764 | 11.657 | 4809.249
11.976 | 586.968 | 11.817 | 4796.721
12.136 | 563.994 | 11.976 | 4789.824
12.295 | 539.885 | 12.136 | 4778.157
12.454 | 517.645 | 12.295 | 4769.809
12.612 | 496.973 | 12.454 | 4755.028
12.771 | 479.38 | 12.612 | 4741.901
12.929 | 458.66 | 12.771 | 4721.453
13.087 | 439.582 | 12.929 | 4699.49
13.245 | 421.41 | 13.087 | 4681.615
13.403 | 403.734 | 13.245 | 4661.066
13.56 | 386.577 | 13.403 | 4638.946
13.717 | 372.895 | 13.56 | 4618.958
13.874 | 359.309 | 13.717 | 4606.001
14.031 | 346.05 | 13.874 | 4599.949
14.188 | 335.066 | 14.031 | 4593.345
14.344 | 325.614 | 14.188 | 4589.511
14.5 | 315.393 | 14.344 | 4580.643
14.656 | 306.903 | 14.5 | 4564.101
14.812 | 299.774 | 14.656 | 4549.964
14.967 | 292.217 | 14.812 | 4537.591
15.123 | 283.381 | 14.967 | 4525.534
15.278 | 275.743 | 15.123 | 4518.329
15.432 | 267.713 | 15.278 | 4518.407
15.587 | 259.503 | 15.432 | 4505.183
15.741 | 252.028 | 15.587 | 4486.635
15.896 | 245.596 | 15.741 | 4465.503
16.049 | 238.943 | 15.896 | 4445.735
16.203 | 232.027 | 16.049 | 4418.959
16.357 | 224.952 | 16.203 | 4391.799
16.51 | 218.517 | 16.357 | 4368.956
16.663 | 211.882 | 16.51 | 4362.101
16.815 | 206.456 | 16.663 | 4352.78
16.968 | 201.77 | 16.815 | 4343.539
17.12 | 196.627 | 16.968 | 4336.099
17.272 | 188.986 | 17.12 | 4323.175
17.424 | 183.572 | 17.272 | 4303.104
17.575 | 179.563 | 17.424 | 4286.195
17.726 | 175.382 | 17.575 | 4265.339
17.877 | 170.983 | 17.726 | 4242.114
18.028 | 169.18 | 17.877 | 4230.195
18.178 | 165.014 | 18.028 | 4225.896
18.328 | 159.624 | 18.178 | 4214.265
18.478 | 154.207 | 18.328 | 4203.672
18.628 | 150.377 | 18.478 | 4192.222
18.777 | 146.934 | 18.628 | 4176.524
18.926 | 143.834 | 18.777 | 4158.745
19.075 | 140.944 | 18.926 | 4147.181
19.224 | 138.087 | 19.075 | 4130.222
19.372 | 135.987 | 19.224 | 4116.478
19.52 | 133.74 | 19.372 | 4098.385
19.668 | 131.277 | 19.52 | 4084.381
19.815 | 129.374 | 19.668 | 4068.467
19.963 | 126.658 | 19.815 | 4055.529
20.11 | 124.941 | 19.963 | 4043.911
20.256 | 122.777 | 20.11 | 4035.745
20.403 | 119.652 | 20.256 | 4023.25
20.549 | 116.231 | 20.403 | 4004.837
20.695 | 114.609 | 20.549 | 3984.89
20.84 | 113.329 | 20.695 | 3971.992
20.985 | 111.784 | 20.84 | 3960.71
21.13 | 111.007 | 20.985 | 3948.224
21.275 | 109.354 | 21.13 | 3938.093
21.42 | 108 | 21.275 | 3927.603
21.564 | 107.847 | 21.42 | 3915.922
21.708 | 107.099 | 21.564 | 3896.306
21.851 | 104.607 | 21.708 | 3878.812
21.994 | 101.957 | 21.851 | 3864.269
22.137 | 99.148 | 21.994 | 3853.156
22.28 | 96.466 | 22.137 | 3842.529
22.423 | 95 | 22.28 | 3831.717
22.565 | 94.882 | 22.423 | 3812.485
22.707 | 94.836 | 22.565 | 3794.27
22.848 | 94.644 | 22.707 | 3783.349
22.989 | 93.278 | 22.848 | 3769.384
23.13 | 92.468 | 22.989 | 3757.405
23.271 | 91.678 | 23.13 | 3745.345
23.411 | 90.76 | 23.271 | 3734.088
23.551 | 89.812 | 23.411 | 3722.161
23.691 | 88.809 | 23.551 | 3713.937
23.831 | 87.326 | 23.691 | 3707.29
23.97 | 86.108 | 23.831 | 3697.452
24.109 | 85.912 | 23.97 | 3682.39
24.247 | 85.186 | 24.109 | 3669.427
24.385 | 84.531 | 24.247 | 3662.957
24.523 | 82.758 | 24.385 | 3655.07
24.661 | 81.786 | 24.523 | 3649.573
24.798 | 80.834 | 24.661 | 3644.126
24.935 | 79.492 | 24.798 | 3636.818
25.072 | 79.553 | 24.935 | 3623.946
25.209 | 79.743 | 25.072 | 3614.537
25.345 | 78.151 | 25.209 | 3601.494
25.481 | 76.783 | 25.345 | 3594.958
25.616 | 75.249 | 25.481 | 3586.647
25.751 | 73.157 | 25.616 | 3577.219
25.886 | 72.228 | 25.751 | 3568.802
26.021 | 72.634 | 25.886 | 3563.473
26.155 | 73.122 | 26.021 | 3561.423
26.289 | 73.164 | 26.155 | 3561.681
26.423 | 71.772 | 26.289 | 3552.286
26.556 | 69.251 | 26.423 | 3539.481
26.689 | 67.381 | 26.556 | 3519.979
26.822 | 67.59 | 26.689 | 3501.972
26.954 | 68.502 | 26.822 | 3490.653
27.087 | 69.176 | 26.954 | 3487.628
27.218 | 68.77 | 27.087 | 3486.822
27.35 | 66.756 | 27.218 | 3486.36
27.481 | 64.646 | 27.35 | 3478.762
27.612 | 64.631 | 27.481 | 3461.301
27.743 | 64.643 | 27.612 | 3445.765
27.873 | 64.765 | 27.743 | 3433.662
28.003 | 65.526 | 27.873 | 3416.496
28.132 | 66.375 | 28.003 | 3393.936
28.262 | 65.835 | 28.132 | 3370.51
28.391 | 65.319 | 28.262 | 3351.037
28.519 | 64.152 | 28.391 | 3334.691
28.648 | 62.723 | 28.519 | 3311.975
28.776 | 61.51 | 28.648 | 3290.861
28.904 | 60.486 | 28.776 | 3270.517
29.031 | 59.369 | 28.904 | 3240.746
29.158 | 58.845 | 29.031 | 3210.687
29.285 | 58.345 | 29.158 | 3178.561
29.412 | 58.563 | 29.285 | 3147.191
29.538 | 59.448 | 29.412 | 3111.593
29.664 | 60.02 | 29.538 | 3086.72
29.789 | 59.866 | 29.664 | 3053.363
29.914 | 58.481 | 29.789 | 3023.856
30.039 | 56.703 | 29.914 | 2998.565
30.164 | 55.443 | 30.039 | 2969.305
30.288 | 54.025 | 30.164 | 2931.488
30.412 | 54.349 | 30.288 | 2888.896
30.536 | 55.93 | 30.412 | 2846.025
30.659 | 56.533 | 30.536 | 2799.379
30.782 | 56.118 | 30.659 | 2753.168
30.905 | 55.912 | 30.782 | 2706.077
31.027 | 55.369 | 30.905 | 2659.392
31.15 | 55.005 | 31.027 | 2612.695
31.271 | 54.729 | 31.15 | 2571.857
31.393 | 53.838 | 31.271 | 2526.747
31.514 | 52.909 | 31.393 | 2479.554
31.635 | 51.693 | 31.514 | 2432.47
31.755 | 50.716 | 31.635 | 2382.808
31.876 | 49.918 | 31.755 | 2328.336
31.995 | 49.051 | 31.876 | 2278.778
32.115 | 47.675 | 31.995 | 2224.218
32.234 | 47.201 | 32.115 | 2172.509
32.353 | 47.608 | 32.234 | 2123.242
32.472 | 47.987 | 32.353 | 2072.59
32.59 | 48.018 | 32.472 | 2026.888
32.708 | 48.048 | 32.59 | 1976.822
32.826 | 47.307 | 32.708 | 1922.437
32.943 | 46.366 | 32.826 | 1871.427
33.061 | 45.515 | 32.943 | 1824.899
33.177 | 45.794 | 33.061 | 1775.296
33.294 | 44.508 | 33.177 | 1735.004
33.41 | 43.211 | 33.294 | 1688.203
33.526 | 42.661 | 33.41 | 1639.108
33.641 | 43.493 | 33.526 | 1588.32
33.757 | 43.038 | 33.641 | 1541.504
33.872 | 41.946 | 33.757 | 1497.978
33.986 | 41.514 | 33.872 | 1456.718
34.101 | 42.152 | 33.986 | 1408.921
34.215 | 43.402 | 34.101 | 1366.264
34.328 | 43.782 | 34.215 | 1326.283
34.442 | 43.144 | 34.328 | 1288.027
34.555 | 42.057 | 34.442 | 1244.687
34.667 | 40.481 | 34.555 | 1205.213
34.78 | 39.442 | 34.667 | 1165.473
34.892 | 40.122 | 34.78 | 1126.461
35.004 | 41.882 | 34.892 | 1088.361
35.116 | 43.274 | 35.004 | 1050.943
35.227 | 43.452 | 35.116 | 1018.188
35.338 | 42.226 | 35.227 | 986.236
35.338 | 42.226 | 35.227 | 986.236
35.448 | 40.707 | 35.338 | 954.255
35.559 | 39.706 | 35.448 | 921.435
35.669 | 39.763 | 35.559 | 890.883
35.778 | 40.678 | 35.669 | 859.819
35.888 | 41.277 | 35.778 | 828.38
35.997 | 40.584 | 35.888 | 797.997
36.106 | 38.655 | 35.997 | 768.54
36.214 | 37.182 | 36.106 | 744.035
36.323 | 37.41 | 36.214 | 624.982
36.431 | 37.456 | 36.323 | 442.905
36.538 | 37.962 | 36.431 | 312.216

## Vivid H80 (hidden)
Selador | Lamp |  | Wattage
Vivid | Lumileds K2 |  | 122 |  | Note: Owing to the variability of LEDs, output data and color matches should be viewed as approximate
Note: All data taken with room temperature fixture
| Beam Angle | Field Angle
Horizontal | 64.2 | 78
| Accessory Lens | Candela | Field Lumens | Beam Lumens | Lens Efficiency | Efficacy
| H80 | 5720 | 1040 | 530 | 92.44% | 8.5246
| For Field diameter at any distance, multiply distance by |  |  |  | 1.6196
| For Beam diameter at any distance, multiply distance by |  |  |  | 1.2546
| Throw Distance (ft) | 10 | 15 | 20 | 25
| Throw Distance (m) | 3.048 | 4.572 | 6.096 | 7.62
| Field Diameter (ft) | 16.1957 | 24.2935 | 32.3914 | 40.4892
| Field Diameter (m) | 4.9364 | 7.4047 | 9.8729 | 12.3411
| Illuminance (fc) | 57.2 | 25.4222 | 14.3 | 9.152
| Illuminance (lux) | 615.6951 | 273.6423 | 153.9238 | 98.5112
Test Distance | Iso-Illuminance Diagram grid lines
52 | 10 | 20 | 30 | 40
| 0.19231 | 0.38462 | 0.57692 | 0.76923
| Beam Angle | Field Angle
Vertical | 10.1 | 22.2
| For Field diameter at any distance, multiply distance by |  |  |  | 0.39238
| For Beam diameter at any distance, multiply distance by |  |  |  | 0.17674
| Throw Distance (ft) | 10 | 15 | 20 | 25
| Throw Distance (m) | 3.048 | 4.572 | 6.096 | 7.62
| Field Diameter (ft) | 3.9238 | 5.8858 | 7.8477 | 9.8096
| Field Diameter (m) | 1.196 | 1.794 | 2.392 | 2.99
| Illuminance (fc) | 57.2 | 25.4222 | 14.3 | 9.152
| Illuminance (lux) | 615.6951 | 273.6423 | 153.9238 | 98.5112
| X |  | Y
-40.999 | 0 | -37.61 | 33.908
-40.887 | 0 | -37.487 | 34.077
-40.775 | 0 | -37.364 | 34.309
-40.663 | 73.469 | -37.241 | 34.937
-40.551 | 196.583 | -37.241 | 34.937
-40.438 | 323.389 | -37.117 | 35.558
-40.324 | 455.669 | -36.992 | 35.465
-40.211 | 546.255 | -36.867 | 34.885
-40.096 | 567.842 | -36.742 | 34.768
-39.982 | 590.802 | -36.617 | 35.67
-39.867 | 613.489 | -36.491 | 35.843
-39.752 | 636.484 | -36.364 | 36.385
-39.636 | 657.506 | -36.364 | 36.385
-39.52 | 678.817 | -36.237 | 36.287
-39.404 | 702.244 | -36.11 | 37.898
-39.287 | 728.112 | -35.982 | 39.022
-39.17 | 754.956 | -35.854 | 38.052
-39.052 | 784.476 | -35.726 | 38.67
-38.934 | 813.009 | -35.597 | 40.468
-38.816 | 839.571 | -35.597 | 40.468
-38.697 | 865.706 | -35.467 | 40.914
-38.578 | 895.626 | -35.338 | 40.309
-38.458 | 926.384 | -35.208 | 41.03
-38.338 | 960.439 | -35.077 | 40.554
-38.218 | 993.679 | -34.946 | 39.479
-38.097 | 1026.828 | -34.814 | 39.541
-37.976 | 1060.845 | -34.683 | 39.476
-37.855 | 1098.532 | -34.683 | 39.476
-37.733 | 1135.491 | -34.55 | 39.462
-37.61 | 1169.555 | -34.418 | 40.261
-37.487 | 1207.755 | -34.285 | 41.741
-37.364 | 1241.832 | -34.151 | 42.814
-37.241 | 1277.501 | -34.017 | 42.246
-37.117 | 1312.66 | -33.883 | 42.265
-36.992 | 1346.962 | -33.748 | 42.113
-36.867 | 1381.58 | -33.748 | 42.113
-36.742 | 1422.434 | -33.613 | 42.779
-36.617 | 1466.134 | -33.477 | 43.294
-36.491 | 1503.569 | -33.341 | 44.945
-36.364 | 1538.73 | -33.204 | 45.066
-36.237 | 1579.623 | -33.067 | 45.538
-36.11 | 1621.38 | -32.93 | 45.842
-35.982 | 1665.086 | -32.93 | 45.842
-35.854 | 1705.869 | -32.792 | 45.769
-35.726 | 1746.101 | -32.654 | 46.415
-35.597 | 1784.163 | -32.515 | 47.056
-35.467 | 1825.806 | -32.376 | 46.286
-35.338 | 1863.625 | -32.237 | 46.531
-35.208 | 1903.237 | -32.097 | 47.046
-35.077 | 1943.956 | -31.956 | 47.579
-34.946 | 1988.786 | -31.956 | 47.579
-34.814 | 2029.075 | -31.815 | 47.678
-34.683 | 2069.05 | -31.674 | 48.472
-34.55 | 2109.532 | -31.533 | 48.094
-34.418 | 2147.945 | -31.39 | 47.898
-34.285 | 2183.015 | -31.248 | 48.413
-34.151 | 2221.757 | -31.105 | 49.563
-34.017 | 2262.657 | -31.105 | 49.563
-33.883 | 2298.2 | -30.962 | 50.131
-33.748 | 2329.568 | -30.818 | 49.73
-33.613 | 2366.25 | -30.673 | 49.507
-33.477 | 2402.032 | -30.529 | 50.067
-33.341 | 2434.976 | -30.384 | 49.951
-33.204 | 2470.752 | -30.238 | 50.761
-33.067 | 2515.395 | -30.092 | 51.627
-32.93 | 2559.147 | -30.092 | 51.627
-32.792 | 2597.215 | -29.946 | 52.57
-32.654 | 2634.156 | -29.799 | 52.529
-32.515 | 2667.791 | -29.651 | 53.312
-32.376 | 2697.314 | -29.504 | 53.499
-32.237 | 2728.093 | -29.356 | 53.558
-32.097 | 2760.384 | -29.207 | 54.117
-31.956 | 2790.219 | -29.207 | 54.117
-31.815 | 2816.568 | -29.058 | 54.899
-31.674 | 2845.729 | -28.909 | 54.951
-31.533 | 2873.524 | -28.759 | 55.475
-31.39 | 2899.792 | -28.608 | 56.486
-31.248 | 2927.925 | -28.458 | 57.264
-31.105 | 2956.22 | -28.306 | 57.425
-30.962 | 2981.73 | -28.155 | 57.626
-30.818 | 3010.268 | -28.155 | 57.626
-30.673 | 3041.075 | -28.003 | 58.328
-30.529 | 3064.644 | -27.85 | 59.405
-30.384 | 3087.008 | -27.697 | 60.353
-30.238 | 3107.798 | -27.544 | 61.253
-30.092 | 3129.559 | -27.39 | 61.551
-29.946 | 3153.003 | -27.236 | 61.867
-29.799 | 3173.314 | -27.082 | 62.259
-29.651 | 3193.66 | -27.082 | 62.259
-29.504 | 3217.804 | -26.926 | 62.334
-29.356 | 3243.79 | -26.771 | 62.37
-29.207 | 3265.553 | -26.615 | 63.258
-29.058 | 3288.044 | -26.459 | 63.927
-28.909 | 3309.355 | -26.302 | 64.456
-28.759 | 3326.476 | -26.145 | 65.134
-28.608 | 3340.242 | -26.145 | 65.134
-28.458 | 3363.114 | -25.987 | 66.246
-28.306 | 3384.785 | -25.829 | 67.082
-28.155 | 3404.723 | -25.671 | 67.477
-28.003 | 3427.683 | -25.512 | 67.68
-27.85 | 3448.354 | -25.353 | 68.726
-27.697 | 3466.587 | -25.193 | 70.008
-27.544 | 3486.032 | -25.033 | 71.168
-27.39 | 3509.564 | -25.033 | 71.168
-27.236 | 3523.747 | -24.872 | 71.688
-27.082 | 3534.784 | -24.711 | 72.334
-26.926 | 3550.536 | -24.55 | 73.417
-26.771 | 3569.914 | -24.388 | 74.693
-26.615 | 3583.16 | -24.226 | 75.102
-26.459 | 3603.597 | -24.063 | 76.072
-26.302 | 3628.159 | -24.063 | 76.072
-26.145 | 3646.355 | -23.9 | 77.053
-25.987 | 3668.185 | -23.737 | 78.189
-25.829 | 3691.897 | -23.573 | 79.264
-25.671 | 3716.844 | -23.409 | 79.865
-25.512 | 3745.426 | -23.244 | 79.461
-25.353 | 3771.499 | -23.079 | 79.381
-25.193 | 3794.607 | -22.913 | 79.445
-25.033 | 3812.811 | -22.913 | 79.445
-24.872 | 3829.53 | -22.747 | 80.303
-24.711 | 3849.644 | -22.581 | 82.283
-24.55 | 3877 | -22.414 | 84.669
-24.388 | 3888.863 | -22.247 | 87.249
-24.226 | 3909.587 | -22.08 | 89.167
-24.063 | 3929.861 | -21.912 | 90.986
-23.9 | 3956.565 | -21.744 | 92.913
-23.737 | 3979.096 | -21.744 | 92.913
-23.573 | 4008.481 | -21.575 | 94.897
-23.409 | 4033.581 | -21.406 | 95.511
-23.244 | 4058.609 | -21.236 | 96.961
-23.079 | 4077.872 | -21.066 | 99.135
-22.913 | 4102.749 | -20.896 | 100.547
-22.747 | 4128.163 | -20.725 | 102.188
-22.581 | 4152.138 | -20.725 | 102.188
-22.414 | 4170.376 | -20.554 | 104.443
-22.247 | 4190.405 | -20.383 | 106.483
-22.08 | 4213.739 | -20.211 | 108.578
-21.912 | 4236.771 | -20.039 | 110.71
-21.744 | 4255.511 | -19.866 | 112.663
-21.575 | 4275.194 | -19.693 | 115.235
-21.406 | 4299.556 | -19.52 | 118.67
-21.236 | 4323.09 | -19.52 | 118.67
-21.066 | 4339.14 | -19.346 | 123.025
-20.896 | 4356.214 | -19.172 | 126.252
-20.725 | 4378.488 | -18.998 | 128.968
-20.554 | 4399.902 | -18.823 | 132.814
-20.383 | 4418.885 | -18.648 | 137.842
-20.211 | 4440.763 | -18.472 | 142.453
-20.039 | 4462.736 | -18.472 | 142.453
-19.866 | 4481.571 | -18.297 | 146.713
-19.693 | 4495.328 | -18.12 | 151.434
-19.52 | 4509.42 | -17.944 | 155.968
-19.346 | 4525.182 | -17.767 | 159.723
-19.172 | 4541.927 | -17.59 | 164.963
-18.998 | 4564.105 | -17.412 | 169.808
-18.823 | 4586.898 | -17.234 | 175.438
-18.648 | 4608.281 | -17.234 | 175.438
-18.472 | 4630.366 | -17.056 | 181.595
-18.297 | 4653.441 | -16.877 | 187.909
-18.12 | 4674.027 | -16.698 | 194.917
-17.944 | 4695.82 | -16.519 | 202.69
-17.767 | 4720.177 | -16.339 | 210.974
-17.59 | 4747.796 | -16.159 | 219.825
-17.412 | 4770.501 | -16.159 | 219.825
-17.234 | 4791.917 | -15.978 | 229.397
-17.056 | 4812.327 | -15.798 | 238.3
-16.877 | 4834.193 | -15.617 | 245.81
-16.698 | 4856.688 | -15.435 | 254.555
-16.519 | 4882.276 | -15.254 | 264.817
-16.339 | 4901.542 | -15.072 | 275.479
-16.159 | 4923.55 | -14.89 | 285.416
-15.978 | 4945.363 | -14.89 | 285.416
-15.798 | 4961.603 | -14.707 | 297.009
-15.617 | 4984.932 | -14.524 | 309.039
-15.435 | 5014.181 | -14.341 | 320.468
-15.254 | 5034.708 | -14.158 | 332.897
-15.072 | 5050.695 | -13.974 | 345.486
-14.89 | 5064.145 | -13.79 | 356.934
-14.707 | 5079.98 | -13.605 | 369.106
-14.524 | 5097.329 | -13.605 | 369.106
-14.341 | 5112.436 | -13.421 | 382.268
-14.158 | 5127.462 | -13.236 | 397.994
-13.974 | 5143.08 | -13.051 | 413.657
-13.79 | 5155.958 | -12.865 | 430.068
-13.605 | 5173.983 | -12.679 | 447.656
-13.421 | 5188.298 | -12.493 | 465.341
-13.236 | 5202.115 | -12.493 | 465.341
-13.051 | 5216.536 | -12.307 | 482.22
-12.865 | 5235.477 | -12.12 | 498.994
-12.679 | 5249.45 | -11.934 | 517.665
-12.493 | 5256.153 | -11.746 | 537.985
-12.307 | 5264.551 | -11.559 | 556.895
-12.12 | 5280.002 | -11.372 | 578.892
-11.934 | 5291.367 | -11.184 | 605.852
-11.746 | 5299.324 | -11.184 | 605.852
-11.559 | 5306.947 | -10.996 | 632.782
-11.372 | 5314.122 | -10.807 | 659.657
-11.184 | 5326.857 | -10.619 | 689.192
-10.996 | 5342.911 | -10.43 | 718.798
-10.807 | 5350.979 | -10.241 | 750.526
-10.619 | 5365.966 | -10.052 | 785.661
-10.43 | 5386.451 | -10.052 | 785.661
-10.241 | 5397.169 | -9.862 | 820.913
-10.052 | 5408.292 | -9.673 | 858.396
-9.862 | 5424.197 | -9.483 | 900.08
-9.673 | 5431.119 | -9.293 | 946.238
-9.483 | 5438.955 | -9.102 | 995.138
-9.293 | 5459.05 | -8.912 | 1046.427
-9.102 | 5470.473 | -8.721 | 1100.7
-8.912 | 5479.996 | -8.721 | 1100.7
-8.721 | 5493.413 | -8.53 | 1159.684
-8.53 | 5504.476 | -8.339 | 1220.228
-8.339 | 5514.356 | -8.148 | 1283.319
-8.148 | 5531.432 | -7.956 | 1351.118
-7.956 | 5542.138 | -7.764 | 1422.872
-7.764 | 5552.231 | -7.573 | 1500.037
-7.573 | 5562.681 | -7.573 | 1500.037
-7.381 | 5570.464 | -7.381 | 1582.825
-7.188 | 5580.176 | -7.188 | 1669.62
-6.996 | 5591.612 | -6.996 | 1765.785
-6.804 | 5600.579 | -6.804 | 1863.439
-6.611 | 5609.039 | -6.611 | 1963.746
-6.418 | 5620.441 | -6.418 | 2067.821
-6.225 | 5632.21 | -6.225 | 2176.24
-6.032 | 5636.174 | -6.225 | 2176.24
-5.839 | 5639.75 | -6.032 | 2288.817
-5.646 | 5648.467 | -5.839 | 2408.872
-5.452 | 5648.249 | -5.646 | 2534.564
-5.259 | 5652.974 | -5.452 | 2663.249
-5.065 | 5661.412 | -5.259 | 2797.401
-4.871 | 5668.593 | -5.065 | 2938.378
-4.677 | 5671.22 | -4.871 | 3077.84
-4.483 | 5679.571 | -4.871 | 3077.84
-4.289 | 5685.695 | -4.677 | 3222.133
-4.095 | 5692.057 | -4.483 | 3363.301
-3.9 | 5705.064 | -4.289 | 3509.276
-3.706 | 5710.464 | -4.095 | 3653.806
-3.511 | 5719.618 | -3.9 | 3797.678
-3.317 | 5730.307 | -3.706 | 3947.46
-3.122 | 5734.316 | -3.706 | 3947.46
-2.927 | 5730.309 | -3.511 | 4091.675
-2.732 | 5728.296 | -3.317 | 4235.097
-2.537 | 5725.232 | -3.122 | 4377.798
-2.342 | 5724.368 | -2.927 | 4511.878
-2.147 | 5718.924 | -2.732 | 4641.593
-1.952 | 5716.32 | -2.537 | 4761.724
-1.757 | 5716.567 | -2.342 | 4880.979
-1.562 | 5723.213 | -2.342 | 4880.979
-1.367 | 5722.147 | -2.147 | 4991.123
-1.172 | 5713.308 | -1.952 | 5103.576
-0.976 | 5690.059 | -1.757 | 5202.931
-0.781 | 5676.815 | -1.562 | 5291.124
-0.586 | 5674.085 | -1.367 | 5372.489
-0.391 | 5671.207 | -1.172 | 5448.843
-0.195 | 5670.911 | -1.172 | 5448.843
0 | 5673.306 | -0.976 | 5516.329
0.195 | 5671.091 | -0.781 | 5582
0.391 | 5660.342 | -0.586 | 5622.706
0.586 | 5650.69 | -0.391 | 5649.754
0.781 | 5647.83 | -0.195 | 5659.561
0.976 | 5647.538 | 0 | 5673.306
1.172 | 5644.516 | 0.195 | 5661.986
1.367 | 5646.751 | 0.195 | 5661.986
1.562 | 5649.448 | 0.391 | 5652.567
1.757 | 5648.414 | 0.586 | 5615.679
1.952 | 5645.577 | 0.781 | 5579.505
2.147 | 5647.058 | 0.976 | 5533.243
2.342 | 5647.013 | 1.172 | 5483.496
2.537 | 5646.453 | 1.367 | 5418.01
2.732 | 5644.809 | 1.367 | 5418.01
2.927 | 5644.358 | 1.562 | 5341.887
3.122 | 5637.504 | 1.757 | 5242.954
3.317 | 5627.881 | 1.952 | 5134.784
3.511 | 5622.733 | 2.147 | 5022.411
3.706 | 5616.584 | 2.342 | 4913.529
3.9 | 5601.213 | 2.537 | 4794.692
4.095 | 5588.23 | 2.732 | 4661.116
4.289 | 5576.871 | 2.732 | 4661.116
4.483 | 5562.718 | 2.927 | 4520.657
4.677 | 5554.832 | 3.122 | 4380.693
4.871 | 5556.043 | 3.317 | 4234.275
5.065 | 5557.19 | 3.511 | 4086.783
5.259 | 5551.365 | 3.706 | 3939.79
5.452 | 5544.098 | 3.9 | 3791.747
5.646 | 5534.638 | 4.095 | 3640.079
5.839 | 5525.834 | 4.095 | 3640.079
6.032 | 5515.388 | 4.289 | 3494.574
6.225 | 5503.605 | 4.483 | 3342.56
6.418 | 5492.271 | 4.677 | 3193.858
6.611 | 5479.407 | 4.871 | 3042.593
6.804 | 5467.537 | 5.065 | 2894.14
6.996 | 5454.624 | 5.259 | 2750.512
7.188 | 5448.933 | 5.259 | 2750.512
7.381 | 5442.931 | 5.452 | 2616.582
7.573 | 5441.396 | 5.646 | 2482.944
7.764 | 5432.548 | 5.839 | 2362.632
7.956 | 5412.346 | 6.032 | 2248.377
8.148 | 5392.027 | 6.225 | 2130.381
8.339 | 5371.672 | 6.418 | 2015.57
8.53 | 5345.433 | 6.611 | 1905.567
8.721 | 5322.764 | 6.611 | 1905.567
8.912 | 5310.562 | 6.804 | 1800.124
9.102 | 5290.45 | 6.996 | 1704.136
9.293 | 5267.633 | 7.188 | 1614.761
9.483 | 5243.151 | 7.381 | 1526.106
9.673 | 5227.348 | 7.573 | 1441.308
9.862 | 5216.904 | 7.764 | 1363.209
10.052 | 5199.259 | 7.764 | 1363.209
10.241 | 5186.398 | 7.956 | 1288.59
10.43 | 5173.172 | 8.148 | 1216.273
10.619 | 5158.891 | 8.339 | 1150.468
10.807 | 5140.929 | 8.53 | 1088.745
10.996 | 5135.524 | 8.721 | 1029.883
11.184 | 5133.66 | 8.912 | 976.822
11.372 | 5126.59 | 9.102 | 928.36
11.559 | 5112.292 | 9.102 | 928.36
11.746 | 5096.611 | 9.293 | 880.577
11.934 | 5081.016 | 9.483 | 836.333
12.12 | 5057.735 | 9.673 | 795.149
12.307 | 5039.035 | 9.862 | 756.761
12.493 | 5027.667 | 10.052 | 718.698
12.679 | 5021.093 | 10.241 | 683.779
12.865 | 5019.284 | 10.43 | 650.429
13.051 | 5021.459 | 10.43 | 650.429
13.236 | 5015.4 | 10.619 | 620.581
13.421 | 5007.479 | 10.807 | 591.809
13.605 | 4998.298 | 10.996 | 567.077
13.79 | 4985.653 | 11.184 | 541.003
13.974 | 4967.759 | 11.372 | 517.989
14.158 | 4949.62 | 11.559 | 496.298
14.341 | 4934.784 | 11.559 | 496.298
14.524 | 4922.11 | 11.746 | 476.674
14.707 | 4912.225 | 11.934 | 456.717
14.89 | 4898.469 | 12.12 | 437
15.072 | 4885.226 | 12.307 | 419.277
15.254 | 4872.454 | 12.493 | 401.906
15.435 | 4857.273 | 12.679 | 384.231
15.617 | 4837.569 | 12.865 | 367.999
15.798 | 4812.635 | 12.865 | 367.999
15.978 | 4790.003 | 13.051 | 353.098
16.159 | 4770.754 | 13.236 | 339.07
16.339 | 4749.958 | 13.421 | 326.462
16.519 | 4733.4 | 13.605 | 314.996
16.698 | 4721.918 | 13.79 | 303.635
16.877 | 4709.685 | 13.974 | 293.35
17.056 | 4690.396 | 13.974 | 293.35
17.234 | 4671.925 | 14.158 | 281.608
17.412 | 4659.668 | 14.341 | 272.741
17.59 | 4652.028 | 14.524 | 264.28
17.767 | 4637.379 | 14.707 | 256.487
17.944 | 4622.737 | 14.89 | 247.54
18.12 | 4608.795 | 15.072 | 238.46
18.297 | 4594.309 | 15.254 | 229.323
18.472 | 4579.044 | 15.254 | 229.323
18.648 | 4564.962 | 15.435 | 221.583
18.823 | 4546.5 | 15.617 | 213.853
18.998 | 4525.269 | 15.798 | 207.253
19.172 | 4504.612 | 15.978 | 202.212
19.346 | 4482.37 | 16.159 | 197.242
19.52 | 4470.294 | 16.339 | 190.932
19.693 | 4457.105 | 16.339 | 190.932
19.866 | 4439.791 | 16.519 | 183.945
20.039 | 4418.813 | 16.698 | 177.049
20.211 | 4402.078 | 16.877 | 170.624
20.383 | 4378.422 | 17.056 | 164.276
20.554 | 4355.184 | 17.234 | 158.467
20.725 | 4338.802 | 17.412 | 154.925
20.896 | 4318.721 | 17.59 | 150.708
21.066 | 4297.937 | 17.59 | 150.708
21.236 | 4282.413 | 17.767 | 147.191
21.406 | 4267.839 | 17.944 | 143.125
21.575 | 4246.038 | 18.12 | 139.569
21.744 | 4225.872 | 18.297 | 135.346
21.912 | 4208.05 | 18.472 | 131.571
22.08 | 4190.681 | 18.648 | 127.383
22.247 | 4174.307 | 18.823 | 123.482
22.414 | 4152.555 | 18.823 | 123.482
22.581 | 4125.326 | 18.998 | 118.935
22.747 | 4102.915 | 19.172 | 118.095
22.913 | 4086.204 | 19.346 | 116.541
23.079 | 4073.957 | 19.52 | 114.433
23.244 | 4062.932 | 19.693 | 112.313
23.409 | 4048.607 | 19.866 | 110.614
23.573 | 4032.598 | 19.866 | 110.614
23.737 | 4016.42 | 20.039 | 106.465
23.9 | 3996.461 | 20.211 | 104.738
24.063 | 3980.63 | 20.383 | 103.253
24.226 | 3966.507 | 20.554 | 101.337
24.388 | 3955.064 | 20.725 | 98.851
24.55 | 3930.953 | 20.896 | 97.437
24.711 | 3908.262 | 21.066 | 94.274
24.872 | 3888.116 | 21.066 | 94.274
25.033 | 3865.311 | 21.236 | 90.937
25.193 | 3845.387 | 21.406 | 89.02
25.353 | 3829.972 | 21.575 | 88.021
25.512 | 3809.166 | 21.744 | 86.878
25.671 | 3786.592 | 21.912 | 86.109
25.829 | 3775.569 | 22.08 | 84.761
25.987 | 3761.334 | 22.08 | 84.761
26.145 | 3745.8 | 22.247 | 83.736
26.302 | 3727.546 | 22.414 | 81.074
26.459 | 3710.401 | 22.581 | 79.607
26.615 | 3686.561 | 22.747 | 78.165
26.771 | 3664.121 | 22.913 | 77.086
26.926 | 3644.663 | 23.079 | 75.003
27.082 | 3627.73 | 23.244 | 73.816
27.236 | 3607.005 | 23.244 | 73.816
27.39 | 3587.191 | 23.409 | 72.782
27.544 | 3571.023 | 23.573 | 71.453
27.697 | 3556.867 | 23.737 | 69.897
27.85 | 3540.88 | 23.9 | 69.001
28.003 | 3525.01 | 24.063 | 67.48
28.155 | 3505.801 | 24.226 | 66.623
28.306 | 3483.715 | 24.226 | 66.623
28.458 | 3461.531 | 24.388 | 66.035
28.608 | 3438.754 | 24.55 | 65.701
28.759 | 3415.376 | 24.711 | 65.346
28.909 | 3399.507 | 24.872 | 65.044
29.058 | 3383.754 | 25.033 | 64.2
29.207 | 3363.743 | 25.193 | 62.714
29.356 | 3343.163 | 25.353 | 61.891
29.504 | 3325.621 | 25.353 | 61.891
29.651 | 3306.133 | 25.512 | 60.667
29.799 | 3291.352 | 25.671 | 58.846
29.946 | 3280.658 | 25.829 | 58.17
30.092 | 3266.275 | 25.987 | 57.507
30.238 | 3251.441 | 26.145 | 56.418
30.384 | 3236.02 | 26.302 | 55.243
30.529 | 3221.717 | 26.459 | 55.198
30.673 | 3204.952 | 26.459 | 55.198
30.818 | 3185.516 | 26.615 | 54.978
30.962 | 3163.44 | 26.771 | 53.997
31.105 | 3142.793 | 26.926 | 53.262
31.248 | 3123.617 | 27.082 | 52.403
31.39 | 3100.986 | 27.236 | 51.832
31.533 | 3075.278 | 27.39 | 50.663
31.674 | 3051.891 | 27.39 | 50.663
31.815 | 3027.989 | 27.544 | 49.841
31.956 | 3003.315 | 27.697 | 49.312
32.097 | 2981.73 | 27.85 | 49.22
32.237 | 2956.22 | 28.003 | 49.348
32.376 | 2927.925 | 28.155 | 49.255
32.515 | 2899.792 | 28.306 | 49.039
32.654 | 2873.524 | 28.458 | 48.291
32.792 | 2845.729 | 28.458 | 48.291
32.93 | 2816.568 | 28.608 | 47.413
33.067 | 2790.219 | 28.759 | 47.042
33.204 | 2760.384 | 28.909 | 46.254
33.341 | 2728.093 | 29.058 | 45.708
33.477 | 2697.314 | 29.207 | 45.094
33.613 | 2667.791 | 29.356 | 44.329
33.748 | 2634.156 | 29.356 | 44.329
33.883 | 2597.215 | 29.504 | 42.568
34.017 | 2559.147 | 29.651 | 42.481
34.151 | 2515.395 | 29.799 | 42.393
34.285 | 2470.752 | 29.946 | 42.197
34.418 | 2434.976 | 30.092 | 41.25
34.55 | 2402.032 | 30.238 | 41.455
34.683 | 2366.25 | 30.384 | 40.971
34.814 | 2329.568 | 30.384 | 40.971
34.946 | 2298.2 | 30.529 | 39.919
35.077 | 2262.657 | 30.673 | 39.27
35.208 | 2221.757 | 30.818 | 39.316
35.338 | 2183.015 | 30.962 | 38.966
35.467 | 2147.945 | 31.105 | 38.546
35.597 | 2109.532 | 31.248 | 39.209
35.726 | 2069.05 | 31.248 | 39.209
35.854 | 2029.075 | 31.39 | 38.541
35.982 | 1988.786 | 31.533 | 38.807
36.11 | 1943.956 | 31.674 | 38.422
36.237 | 1903.237 | 31.815 | 37.717
36.364 | 1863.625 | 31.956 | 37.029
36.491 | 1825.806 | 32.097 | 35.991
36.617 | 1784.163 | 32.237 | 34.394
36.742 | 1746.101 | 32.237 | 34.394
36.867 | 1705.869 | 32.376 | 33.219
36.992 | 1665.086 | 32.515 | 33.535
37.117 | 1621.38 | 32.654 | 33.134
37.241 | 1579.623 | 32.792 | 33.615
37.364 | 1538.73 | 32.93 | 32.389
37.487 | 1503.569 | 33.067 | 32.447
37.61 | 1466.134 | 33.204 | 31.889
37.733 | 1422.434 | 33.204 | 31.889
37.855 | 1381.58 | 33.341 | 31.374
37.976 | 1346.962 | 33.477 | 31.211
38.097 | 1312.66 | 33.613 | 31.742
38.218 | 1277.501 | 33.748 | 31.29
38.338 | 1241.832 | 33.883 | 30.784
38.458 | 1207.755 | 34.017 | 30.565
38.578 | 1169.555 | 34.017 | 30.565
38.697 | 1135.491 | 34.151 | 30.148
38.816 | 1098.532 | 34.285 | 30.194
38.934 | 1060.845 | 34.418 | 29.326
39.052 | 1026.828 | 34.55 | 29.268
39.17 | 993.679 | 34.683 | 29.009
39.287 | 960.439 | 34.814 | 28.322
39.404 | 926.384 | 34.946 | 27.779
39.52 | 895.626 | 34.946 | 27.779
39.636 | 865.706 | 35.077 | 28.064
39.752 | 839.571 | 35.208 | 28.352
39.752 | 813.009 | 35.338 | 28.157
39.867 | 784.476 | 35.467 | 28.037
39.982 | 754.956 | 35.597 | 28.096
40.096 | 728.112 | 35.726 | 27.533
40.211 | 702.244 | 35.726 | 27.533
40.324 | 678.817 | 35.854 | 27.927
40.438 | 657.506 | 35.982 | 28.011
40.551 | 636.484 | 36.11 | 28.831
40.663 | 613.489 | 36.237 | 27.889
40.775 | 590.802 | 36.364 | 27.388
40.887 | 567.842 | 36.491 | 27.66
40.999 | 546.255 | 36.617 | 28.616
455.669
323.389
196.583
73.469
0
0
0

## Vivid V80 (hidden)
Selador | Lamp |  | Wattage
Vivid | Lumileds K2 |  | 122 |  | Note: Owing to the variability of LEDs, output data and color matches should be viewed as approximate
Note: All data taken with room temperature fixture
| Beam Angle | Field Angle
Horizontal | 13.6 | 26.5
| Accessory Lens | Candela | Field Lumens | Beam Lumens | Lens Efficiency | Efficacy
| V80 | 4500 | 1070 | 580 | 95.11% | 8.7705
| For Field diameter at any distance, multiply distance by |  |  |  | 0.47094
| For Beam diameter at any distance, multiply distance by |  |  |  | 0.23849
| Throw Distance (ft) | 10 | 15 | 20 | 25
| Throw Distance (m) | 3.048 | 4.572 | 6.096 | 7.62
| Field Diameter (ft) | 4.7094 | 7.0641 | 9.4187 | 11.7734
| Field Diameter (m) | 1.4354 | 2.1531 | 2.8708 | 3.5885
| Illuminance (fc) | 45 | 20 | 11.25 | 7.2
| Illuminance (lux) | 484.3755 | 215.278 | 121.0939 | 77.5001
Test Distance | Iso-Illuminance Diagram grid lines
52 | 10 | 20 | 30 | 40
| 0.19231 | 0.38462 | 0.57692 | 0.76923
| Beam Angle | Field Angle
Vertical | 65.4 | 80.3
| For Field diameter at any distance, multiply distance by |  |  |  | 1.6871
| For Beam diameter at any distance, multiply distance by |  |  |  | 1.284
| Throw Distance (ft) | 10 | 15 | 20 | 25
| Throw Distance (m) | 3.048 | 4.572 | 6.096 | 7.62
| Field Diameter (ft) | 16.8714 | 25.3071 | 33.7428 | 42.1785
| Field Diameter (m) | 5.1424 | 7.7136 | 10.2848 | 12.856
| Illuminance (fc) | 45 | 20 | 11.25 | 7.2
| Illuminance (lux) | 484.3755 | 215.278 | 121.0939 | 77.5001
| X |  | Y
-40.999 | 0 | -41.11 | 386.141
-40.887 | 0 | -40.999 | 392.814
-40.775 | 0 | -40.887 | 401.131
-40.663 | 3.969 | -40.775 | 413.818
-40.551 | 9.098 | -40.663 | 429.098
-40.438 | 14.049 | -40.551 | 444.72
-40.324 | 20.108 | -40.438 | 458.823
-40.211 | 23.554 | -40.324 | 474.871
-40.096 | 23.838 | -40.211 | 490.124
-39.982 | 24.92 | -40.096 | 504.253
-39.867 | 25.867 | -39.982 | 520.233
-39.752 | 24.609 | -39.867 | 537.788
-39.636 | 24.334 | -39.752 | 552.685
-39.52 | 24.574 | -39.636 | 567.937
-39.404 | 25.353 | -39.52 | 583.176
-39.287 | 24.897 | -39.404 | 601.795
-39.17 | 24.475 | -39.287 | 623.652
-39.052 | 24.412 | -39.17 | 647.985
-38.934 | 25.056 | -39.052 | 672.535
-38.816 | 26.367 | -38.934 | 701.184
-38.697 | 27.197 | -38.816 | 725.755
-38.578 | 26.627 | -38.697 | 748.551
-38.458 | 27.476 | -38.578 | 772.585
-38.338 | 28.488 | -38.458 | 798.212
-38.218 | 28.175 | -38.338 | 822.765
-38.097 | 28.434 | -38.218 | 849.717
-37.976 | 28.434 | -38.097 | 876.811
-37.855 | 27.421 | -37.976 | 904.583
-37.733 | 27.398 | -37.855 | 934.794
-37.61 | 27.095 | -37.733 | 965.922
-37.487 | 27.184 | -37.61 | 1001.157
-37.364 | 27.464 | -37.487 | 1035.861
-37.241 | 28.043 | -37.364 | 1069.983
-37.117 | 28.752 | -37.241 | 1103.256
-36.992 | 28.856 | -37.117 | 1136.647
-36.867 | 29.202 | -36.992 | 1167.216
-36.742 | 30.163 | -36.867 | 1199.143
-36.617 | 30.579 | -36.742 | 1234.615
-36.491 | 30.589 | -36.617 | 1268.245
-36.364 | 30.254 | -36.491 | 1305.099
-36.237 | 29.341 | -36.364 | 1345.181
-36.11 | 29.041 | -36.237 | 1384.745
-35.982 | 29.423 | -36.11 | 1420.117
-35.854 | 30.296 | -35.982 | 1459.988
-35.726 | 31.081 | -35.854 | 1499.838
-35.597 | 31.498 | -35.726 | 1537.337
-35.467 | 30.423 | -35.597 | 1576.202
-35.338 | 30.583 | -35.467 | 1615.283
-35.208 | 30.791 | -35.338 | 1649.291
-35.077 | 33.146 | -35.208 | 1683.862
-34.946 | 34.522 | -35.077 | 1720.654
-34.814 | 34.107 | -34.946 | 1755.131
-34.683 | 32.648 | -34.814 | 1792.957
-34.55 | 32.839 | -34.683 | 1826.31
-34.418 | 32.535 | -34.55 | 1860.682
-34.285 | 31.889 | -34.418 | 1893.615
-34.151 | 32.545 | -34.285 | 1933.014
-34.017 | 34.289 | -34.151 | 1969.616
-33.883 | 34.756 | -34.017 | 2004.166
-33.748 | 35.171 | -33.883 | 2037.855
-33.613 | 35.917 | -33.748 | 2070.789
-33.477 | 36.226 | -33.613 | 2097.004
-33.341 | 36.008 | -33.477 | 2125.431
-33.204 | 35.651 | -33.341 | 2150.189
-33.067 | 36.096 | -33.204 | 2174.949
-32.93 | 36.772 | -33.067 | 2202.372
-32.792 | 36.508 | -32.93 | 2226.771
-32.654 | 37.104 | -32.792 | 2251.618
-32.515 | 37.256 | -32.654 | 2277.648
-32.376 | 37.038 | -32.515 | 2297.24
-32.237 | 37.554 | -32.376 | 2316.121
-32.097 | 39.638 | -32.237 | 2338.124
-31.956 | 41.158 | -32.097 | 2357.939
-31.815 | 41.196 | -31.956 | 2380.113
-31.674 | 42.042 | -31.815 | 2401.495
-31.533 | 42.074 | -31.674 | 2414.835
-31.39 | 42.284 | -31.533 | 2428.143
-31.248 | 41.205 | -31.39 | 2440.706
-31.105 | 41.24 | -31.248 | 2459.919
-30.962 | 42.065 | -31.105 | 2478.386
-30.818 | 43.495 | -30.962 | 2496.291
-30.673 | 44.28 | -30.818 | 2510.712
-30.529 | 44.646 | -30.673 | 2523.894
-30.384 | 44.965 | -30.529 | 2529.848
-30.238 | 45.066 | -30.384 | 2540.005
-30.092 | 45.101 | -30.238 | 2553.878
-29.946 | 44.838 | -30.092 | 2566.883
-29.799 | 45.043 | -29.946 | 2579.182
-29.651 | 46.176 | -29.799 | 2592.945
-29.504 | 47.802 | -29.651 | 2603.3
-29.356 | 48.828 | -29.504 | 2618.698
-29.207 | 49.053 | -29.356 | 2634.262
-29.058 | 48.924 | -29.207 | 2649.822
-28.909 | 49.476 | -29.058 | 2667.724
-28.759 | 48.996 | -28.909 | 2683.123
-28.608 | 48.806 | -28.759 | 2695.869
-28.458 | 49.698 | -28.608 | 2706.138
-28.306 | 51.191 | -28.458 | 2717.064
-28.155 | 52.51 | -28.306 | 2727.256
-28.003 | 53.637 | -28.155 | 2739.315
-27.85 | 54.734 | -28.003 | 2752.229
-27.697 | 55.821 | -27.85 | 2764.165
-27.544 | 56.422 | -27.697 | 2778.528
-27.39 | 56.978 | -27.544 | 2793.959
-27.236 | 56.899 | -27.39 | 2809.888
-27.082 | 57.625 | -27.236 | 2826.233
-26.926 | 57.602 | -27.082 | 2841.673
-26.771 | 58.203 | -26.926 | 2858.644
-26.615 | 58.856 | -26.771 | 2875.902
-26.459 | 60.045 | -26.615 | 2894.22
-26.302 | 60.379 | -26.459 | 2913.103
-26.145 | 62.088 | -26.302 | 2931.16
-25.987 | 62.43 | -26.145 | 2944.954
-25.829 | 63.072 | -25.987 | 2962.798
-25.671 | 64.202 | -25.829 | 2981.548
-25.512 | 65.361 | -25.671 | 2996.366
-25.353 | 65.703 | -25.512 | 3008.885
-25.193 | 67.427 | -25.353 | 3025.799
-25.033 | 69.454 | -25.193 | 3041.577
-24.872 | 70.074 | -25.033 | 3057.444
-24.711 | 71.021 | -24.872 | 3073.122
-24.55 | 71.225 | -24.711 | 3091.11
-24.388 | 71.153 | -24.55 | 3108.491
-24.226 | 71.74 | -24.388 | 3131.07
-24.063 | 73.086 | -24.226 | 3148.099
-23.9 | 74.169 | -24.063 | 3163.61
-23.737 | 75.985 | -23.9 | 3176.263
-23.573 | 77.302 | -23.737 | 3190.463
-23.409 | 77.516 | -23.573 | 3205.888
-23.244 | 78.568 | -23.409 | 3222.113
-23.079 | 79.969 | -23.244 | 3237.576
-22.913 | 81.75 | -23.079 | 3252.235
-22.747 | 83.625 | -22.913 | 3261.7
-22.581 | 85.539 | -22.747 | 3271.42
-22.414 | 86.125 | -22.581 | 3285.495
-22.247 | 87.337 | -22.414 | 3302.633
-22.08 | 87.983 | -22.247 | 3319.64
-21.912 | 89.424 | -22.08 | 3342.283
-21.744 | 91.08 | -21.912 | 3356.795
-21.575 | 93.139 | -21.744 | 3374.088
-21.406 | 94.842 | -21.575 | 3389.775
-21.236 | 96.927 | -21.406 | 3406.331
-21.066 | 98.964 | -21.236 | 3419.366
-20.896 | 101.125 | -21.066 | 3432.927
-20.725 | 103.289 | -20.896 | 3445.582
-20.554 | 104.68 | -20.725 | 3460.696
-20.383 | 106.096 | -20.554 | 3474.042
-20.211 | 107.789 | -20.383 | 3487.643
-20.039 | 110.375 | -20.211 | 3502.15
-19.866 | 113.646 | -20.039 | 3511.14
-19.693 | 116.663 | -19.866 | 3520.581
-19.52 | 120.127 | -19.693 | 3536.217
-19.346 | 123.602 | -19.52 | 3553.024
-19.172 | 126.893 | -19.346 | 3569.705
-18.998 | 130.444 | -19.172 | 3580.623
-18.823 | 134.284 | -18.998 | 3596.704
-18.648 | 138.494 | -18.823 | 3610.791
-18.472 | 142.729 | -18.648 | 3634.049
-18.297 | 146.81 | -18.472 | 3651.145
-18.12 | 151.498 | -18.297 | 3669.359
-17.944 | 156.692 | -18.12 | 3677.318
-17.767 | 161.183 | -17.944 | 3692
-17.59 | 165.571 | -17.767 | 3707.762
-17.412 | 169.409 | -17.59 | 3723.766
-17.234 | 175.9 | -17.412 | 3739.038
-17.056 | 183.181 | -17.234 | 3757.053
-16.877 | 190.36 | -17.056 | 3770.48
-16.698 | 197.771 | -16.877 | 3785.574
-16.519 | 204.404 | -16.698 | 3799.518
-16.339 | 212.04 | -16.519 | 3816.929
-16.159 | 219.028 | -16.339 | 3833.752
-15.978 | 226.387 | -16.159 | 3850.463
-15.798 | 233.991 | -15.978 | 3869.326
-15.617 | 243.08 | -15.798 | 3889.346
-15.435 | 251.522 | -15.617 | 3906.965
-15.254 | 260.435 | -15.435 | 3922.823
-15.072 | 270.584 | -15.254 | 3934.806
-14.89 | 281.885 | -15.072 | 3950.335
-14.707 | 294.635 | -14.89 | 3966.883
-14.524 | 307.771 | -14.707 | 3980.155
-14.341 | 321.672 | -14.524 | 3994.061
-14.158 | 336.166 | -14.341 | 4012.497
-13.974 | 351.188 | -14.158 | 4025.704
-13.79 | 367.675 | -13.974 | 4037.529
-13.605 | 383.444 | -13.79 | 4048.303
-13.421 | 401.166 | -13.605 | 4061.143
-13.236 | 421.956 | -13.421 | 4073.658
-13.051 | 441.598 | -13.236 | 4090.495
-12.865 | 461.596 | -13.051 | 4106.096
-12.679 | 483.875 | -12.865 | 4122.416
-12.493 | 507.2 | -12.679 | 4139.825
-12.307 | 533.766 | -12.493 | 4158.29
-12.12 | 561.671 | -12.307 | 4171.135
-11.934 | 590.983 | -12.12 | 4181.808
-11.746 | 621.444 | -11.934 | 4194.202
-11.559 | 654.584 | -11.746 | 4209.829
-11.372 | 690.24 | -11.559 | 4221.392
-11.184 | 728.74 | -11.372 | 4236.714
-10.996 | 771.285 | -11.184 | 4248.669
-10.807 | 814.902 | -10.996 | 4254.408
-10.619 | 857.823 | -10.807 | 4261.353
-10.43 | 901.221 | -10.619 | 4266.376
-10.241 | 946.916 | -10.43 | 4278.04
-10.052 | 997.395 | -10.241 | 4294.625
-9.862 | 1052.609 | -10.052 | 4310.431
-9.673 | 1110.845 | -9.862 | 4325.145
-9.483 | 1168.007 | -9.673 | 4332.44
-9.293 | 1226.081 | -9.483 | 4338.074
-9.102 | 1287.284 | -9.293 | 4338.438
-8.912 | 1354.236 | -9.102 | 4344.831
-8.721 | 1424.45 | -8.912 | 4346.201
-8.53 | 1495.867 | -8.721 | 4354.499
-8.339 | 1568.403 | -8.53 | 4358.389
-8.148 | 1643.86 | -8.339 | 4369.239
-7.956 | 1717.469 | -8.148 | 4380.233
-7.764 | 1796.237 | -7.956 | 4393.198
-7.573 | 1880.31 | -7.764 | 4402.402
-7.381 | 1964.032 | -7.573 | 4407.037
-7.188 | 2047.527 | -7.381 | 4417.268
-6.996 | 2138.06 | -7.188 | 4417.748
-6.804 | 2228.735 | -6.996 | 4422.137
-6.611 | 2317.779 | -6.804 | 4428.325
-6.418 | 2409.951 | -6.611 | 4427.868
-6.225 | 2505.067 | -6.418 | 4420.536
-6.032 | 2597.644 | -6.225 | 4416.578
-5.839 | 2684.718 | -6.032 | 4403.868
-5.646 | 2778.252 | -5.839 | 4402.32
-5.452 | 2869.147 | -5.646 | 4410.37
-5.259 | 2963.386 | -5.452 | 4410.793
-5.065 | 3058.669 | -5.259 | 4419.038
-4.871 | 3155.913 | -5.065 | 4435.042
-4.677 | 3247.23 | -4.871 | 4436.861
-4.483 | 3338.504 | -4.677 | 4442.897
-4.289 | 3426.306 | -4.483 | 4446.373
-4.095 | 3511.535 | -4.289 | 4448.022
-3.9 | 3603.819 | -4.095 | 4448.045
-3.706 | 3691.369 | -3.9 | 4453.661
-3.511 | 3776.672 | -3.706 | 4451.275
-3.317 | 3855.716 | -3.511 | 4460.709
-3.122 | 3929.16 | -3.317 | 4467.357
-2.927 | 3997.19 | -3.122 | 4467.748
-2.732 | 4064.799 | -2.927 | 4473.688
-2.537 | 4126.7 | -2.732 | 4471.002
-2.342 | 4187.576 | -2.537 | 4463.788
-2.147 | 4244.088 | -2.342 | 4463.737
-1.952 | 4296.593 | -2.147 | 4468.102
-1.757 | 4341.149 | -1.952 | 4471.522
-1.562 | 4384.203 | -1.757 | 4472.999
-1.367 | 4415.153 | -1.562 | 4475.643
-1.172 | 4433.691 | -1.367 | 4478.857
-0.976 | 4441.7 | -1.172 | 4483.985
-0.781 | 4452.468 | -0.976 | 4491.639
-0.586 | 4466.699 | -0.781 | 4505.281
-0.391 | 4482.581 | -0.586 | 4507.531
-0.195 | 4493.197 | -0.391 | 4507.832
0 | 4496.126 | -0.195 | 4498.283
0.195 | 4494.86 | 0 | 4496.126
0.391 | 4486.031 | 0.195 | 4490.536
0.586 | 4468.473 | 0.391 | 4487.805
0.781 | 4454.27 | 0.586 | 4484.662
0.976 | 4444.03 | 0.781 | 4482.562
1.172 | 4422.653 | 0.976 | 4485.802
1.367 | 4396.914 | 1.172 | 4493.609
1.562 | 4371.703 | 1.367 | 4501.7
1.757 | 4340.705 | 1.562 | 4502.627
1.952 | 4306.158 | 1.757 | 4499.117
2.147 | 4272.043 | 1.952 | 4501.341
2.342 | 4231.866 | 2.147 | 4497.974
2.537 | 4190.524 | 2.342 | 4501.317
2.732 | 4138.178 | 2.537 | 4505.943
2.927 | 4077.589 | 2.732 | 4500.162
3.122 | 4008.476 | 2.927 | 4491.274
3.317 | 3940.885 | 3.122 | 4486.024
3.511 | 3867.788 | 3.317 | 4479.433
3.706 | 3798.832 | 3.511 | 4475.69
3.9 | 3719.28 | 3.706 | 4473.002
4.095 | 3638.361 | 3.9 | 4467.322
4.289 | 3557.895 | 4.095 | 4466.157
4.483 | 3476.475 | 4.289 | 4470.466
4.677 | 3391.515 | 4.483 | 4462.947
4.871 | 3312.565 | 4.677 | 4461.15
5.065 | 3229.214 | 4.871 | 4451.206
5.259 | 3138.157 | 5.065 | 4447.115
5.452 | 3047.259 | 5.259 | 4446.153
5.646 | 2953.741 | 5.452 | 4446.222
5.839 | 2861.272 | 5.646 | 4442.529
6.032 | 2768.002 | 5.839 | 4438.918
6.225 | 2677.203 | 6.032 | 4434.36
6.418 | 2586.135 | 6.225 | 4428.681
6.611 | 2495.439 | 6.418 | 4423.275
6.804 | 2408.984 | 6.611 | 4417.844
6.996 | 2322.823 | 6.804 | 4414.326
7.188 | 2235.899 | 6.996 | 4416.482
7.381 | 2146.778 | 7.188 | 4416.613
7.573 | 2062.486 | 7.381 | 4409.68
7.764 | 1978.219 | 7.573 | 4400.578
7.956 | 1894.438 | 7.764 | 4396.219
8.148 | 1814.538 | 7.956 | 4385.252
8.339 | 1735.909 | 8.148 | 4376.418
8.53 | 1657.475 | 8.339 | 4371.557
8.721 | 1581.611 | 8.53 | 4361.656
8.912 | 1510.448 | 8.721 | 4356.164
9.102 | 1440.734 | 8.912 | 4348.817
9.293 | 1374.79 | 9.102 | 4337.518
9.483 | 1312.586 | 9.293 | 4325.923
9.673 | 1253.771 | 9.483 | 4315.992
9.862 | 1195.185 | 9.673 | 4303.507
10.052 | 1139.523 | 9.862 | 4289.352
10.241 | 1088.453 | 10.052 | 4277.668
10.43 | 1038.454 | 10.241 | 4266.647
10.619 | 989.864 | 10.43 | 4260.267
10.807 | 943.973 | 10.619 | 4246.279
10.996 | 899.869 | 10.807 | 4240.779
11.184 | 856.412 | 10.996 | 4231.1
11.372 | 814.678 | 11.184 | 4221.161
11.559 | 776.779 | 11.372 | 4210.255
11.746 | 741.613 | 11.559 | 4202.426
11.934 | 707.566 | 11.746 | 4186.099
12.12 | 674.301 | 11.934 | 4175.129
12.307 | 642.207 | 12.12 | 4165.423
12.493 | 611.66 | 12.307 | 4149.99
12.679 | 583.592 | 12.493 | 4138.053
12.865 | 558.453 | 12.679 | 4121.454
13.051 | 534.16 | 12.865 | 4104.348
13.236 | 511.603 | 13.051 | 4090.821
13.421 | 488.399 | 13.236 | 4086.483
13.605 | 466.004 | 13.421 | 4079.771
13.79 | 444.046 | 13.605 | 4069.112
13.974 | 422.858 | 13.79 | 4056.533
14.158 | 402.338 | 13.974 | 4039.728
14.341 | 384.303 | 14.158 | 4021.949
14.524 | 367.486 | 14.341 | 4007.361
14.707 | 351.528 | 14.524 | 3993.755
14.89 | 337.325 | 14.707 | 3976.22
15.072 | 324.642 | 14.89 | 3957.932
15.254 | 311.5 | 15.072 | 3937.929
15.435 | 299.007 | 15.254 | 3918.046
15.617 | 287.247 | 15.435 | 3897.711
15.798 | 275.523 | 15.617 | 3881.089
15.978 | 264.942 | 15.798 | 3863.027
16.159 | 254.513 | 15.978 | 3847.443
16.339 | 244.644 | 16.159 | 3841.204
16.519 | 236.344 | 16.339 | 3837.39
16.698 | 229.768 | 16.519 | 3832.513
16.877 | 222.116 | 16.698 | 3823.109
17.056 | 215.836 | 16.877 | 3815.622
17.234 | 210.001 | 17.056 | 3804.927
17.412 | 204.567 | 17.234 | 3794.59
17.59 | 198.912 | 17.412 | 3782.985
17.767 | 193.757 | 17.59 | 3770.85
17.944 | 187.271 | 17.767 | 3758.195
18.12 | 180.377 | 17.944 | 3742.503
18.297 | 174.32 | 18.12 | 3730.007
18.472 | 169.77 | 18.297 | 3718.484
18.648 | 165.131 | 18.472 | 3703.117
18.823 | 160.922 | 18.648 | 3682.109
18.998 | 156.969 | 18.823 | 3663.07
19.172 | 152.795 | 18.998 | 3645.507
19.346 | 149.488 | 19.172 | 3639.218
19.52 | 147.005 | 19.346 | 3632.1
19.693 | 143.629 | 19.52 | 3617.357
19.866 | 139.683 | 19.693 | 3600.078
20.039 | 136.265 | 19.866 | 3584.101
20.211 | 133.161 | 20.039 | 3570.69
20.383 | 129.617 | 20.211 | 3559.08
20.554 | 126.828 | 20.383 | 3546.243
20.725 | 123.97 | 20.554 | 3536.148
20.896 | 120.942 | 20.725 | 3524.417
21.066 | 117.894 | 20.896 | 3517.525
21.236 | 114.604 | 21.066 | 3506.651
21.406 | 111.378 | 21.236 | 3494.559
21.575 | 108.993 | 21.406 | 3485.219
21.744 | 107.508 | 21.575 | 3475.522
21.912 | 105.98 | 21.744 | 3464.667
22.08 | 104.72 | 21.912 | 3449.673
22.247 | 103.382 | 22.08 | 3430.162
22.414 | 101.105 | 22.247 | 3411.906
22.581 | 98.672 | 22.414 | 3394.862
22.747 | 97.3 | 22.581 | 3377.776
22.913 | 96.557 | 22.747 | 3359.373
23.079 | 95.578 | 22.913 | 3345.596
23.244 | 94.932 | 23.079 | 3331.83
23.409 | 93.098 | 23.244 | 3321.486
23.573 | 90.621 | 23.409 | 3302.372
23.737 | 89.734 | 23.573 | 3287.708
23.9 | 89.62 | 23.737 | 3272.97
24.063 | 88.759 | 23.9 | 3260.914
24.226 | 87.838 | 24.063 | 3247.254
24.388 | 86.947 | 24.226 | 3233.689
24.55 | 85.367 | 24.388 | 3215.815
24.711 | 84.793 | 24.55 | 3196.786
24.872 | 84.14 | 24.711 | 3180.154
25.033 | 83.11 | 24.872 | 3161.103
25.193 | 81.492 | 25.033 | 3143.237
25.353 | 79.993 | 25.193 | 3124.565
25.512 | 79.331 | 25.353 | 3109.942
25.671 | 78.587 | 25.512 | 3094.117
25.829 | 77.819 | 25.671 | 3076.487
25.987 | 77.427 | 25.829 | 3055.072
26.145 | 77.088 | 25.987 | 3036.809
26.302 | 76.728 | 26.145 | 3016.793
26.459 | 75.863 | 26.302 | 2994.155
26.615 | 75.456 | 26.459 | 2973.748
26.771 | 74.696 | 26.615 | 2958.235
26.926 | 73.303 | 26.771 | 2945.827
27.082 | 72.174 | 26.926 | 2933.766
27.236 | 70.995 | 27.082 | 2917.518
27.39 | 69.391 | 27.236 | 2903.458
27.544 | 67.893 | 27.39 | 2888.387
27.697 | 67.5 | 27.544 | 2870.639
27.85 | 66.603 | 27.697 | 2854.314
28.003 | 65.415 | 27.85 | 2843.639
28.155 | 63.651 | 28.003 | 2831.919
28.306 | 63.7 | 28.155 | 2822.337
28.458 | 64.177 | 28.306 | 2813.151
28.608 | 64.494 | 28.458 | 2797.677
28.759 | 64.793 | 28.608 | 2779.787
28.909 | 65.548 | 28.759 | 2762.78
29.058 | 64.609 | 28.909 | 2741.978
29.207 | 63.265 | 29.058 | 2721.398
29.356 | 61.951 | 29.207 | 2705.794
29.504 | 61.109 | 29.356 | 2691.504
29.651 | 60.364 | 29.504 | 2681.237
29.799 | 59.401 | 29.651 | 2674.854
29.946 | 58.343 | 29.799 | 2668.272
30.092 | 57.553 | 29.946 | 2659.997
30.238 | 56.563 | 30.092 | 2645.083
30.384 | 54.744 | 30.238 | 2630.449
30.529 | 54.056 | 30.384 | 2611.737
30.673 | 54.19 | 30.529 | 2588.22
30.818 | 54.062 | 30.673 | 2567.651
30.962 | 53.757 | 30.818 | 2553.178
31.105 | 54.044 | 30.962 | 2540.005
31.248 | 54.179 | 31.105 | 2526.094
31.39 | 54.18 | 31.248 | 2515.008
31.533 | 53.801 | 31.39 | 2494.174
31.674 | 53.665 | 31.533 | 2475.23
31.815 | 53.098 | 31.674 | 2455.551
31.956 | 51.346 | 31.815 | 2435.396
32.097 | 50.032 | 31.956 | 2408.383
32.237 | 49.439 | 32.097 | 2385.405
32.376 | 49.07 | 32.237 | 2361.32
32.515 | 49.968 | 32.376 | 2336.665
32.654 | 51.315 | 32.515 | 2310.784
32.792 | 50.714 | 32.654 | 2284.358
32.93 | 49.381 | 32.792 | 2255.187
33.067 | 48.67 | 32.93 | 2221.357
33.204 | 47.81 | 33.067 | 2188.809
33.341 | 47.227 | 33.204 | 2153.161
33.477 | 47.378 | 33.341 | 2124.401
33.613 | 48.345 | 33.477 | 2091.306
33.748 | 49.008 | 33.613 | 2058.376
33.883 | 48.756 | 33.748 | 2019.877
34.017 | 47.843 | 33.883 | 1982.511
34.151 | 46.702 | 34.017 | 1947.684
34.285 | 45.966 | 34.151 | 1908.684
34.418 | 45.519 | 34.285 | 1870.268
34.55 | 45.787 | 34.418 | 1829.31
34.683 | 46.106 | 34.55 | 1788.406
34.814 | 45.401 | 34.683 | 1748.429
34.946 | 43.329 | 34.814 | 1714.702
35.077 | 39.745 | 34.946 | 1678.386
35.208 | 34.805 | 35.077 | 1638.686
35.338 | 30.353 | 35.208 | 1599.694
35.467 | 26.78 | 35.338 | 1560.581
35.597 | 24.023 | 35.467 | 1523.322
35.726 | 22.12 | 35.597 | 1484.517
35.854 | 21.603 | 35.726 | 1441.736
35.982 | 20.662 | 35.854 | 1400.779
36.11 | 19.606 | 35.982 | 1364.84
36.237 | 19.543 | 36.11 | 1325.662
36.364 | 20.488 | 36.237 | 1289.485
36.491 | 21.335 | 36.364 | 1254.71
36.617 | 22.297 | 36.491 | 1215.651
36.742 | 22.757 | 36.617 | 1175.813
36.867 | 22.138 | 36.742 | 1138.982
36.992 | 21.921 | 36.867 | 1103.933
37.117 | 24.325 | 36.992 | 1070.15
37.241 | 32.74 | 37.117 | 1039.403
37.364 | 49.518 | 37.241 | 1011.025
37.487 | 59.332 | 37.364 | 978.262
37.61 | 61.382 | 37.487 | 944.796
37.733 | 57.317 | 37.61 | 910.701
37.855 | 47.325 | 37.733 | 878.462
37.976 | 31.716 | 37.855 | 846.788
38.097 | 23.714 | 37.976 | 819.789
38.218 | 19.66 | 38.097 | 792.932
38.338 | 17.69 | 38.218 | 769.334
38.458 | 17.548 | 38.338 | 745.572
38.578 | 17.49 | 38.458 | 716.68
38.697 | 16.936 | 38.578 | 688.383
38.816 | 15.908 | 38.697 | 663.17
38.934 | 14.692 | 38.816 | 637.398
39.052 | 13.582 | 38.934 | 614.857
39.17 | 13.858 | 39.052 | 592.048
39.287 | 15.124 | 39.17 | 573.161
39.404 | 15.951 | 39.287 | 553.892
39.52 | 15.819 | 39.404 | 535.95
39.636 | 15.535 | 39.52 | 515.974
39.752 | 14.759 | 39.636 | 497.332
39.752 | 14.759 | 39.636 | 497.332
39.867 | 13.945 | 39.752 | 480.87
39.982 | 13.769 | 39.867 | 464.538
40.096 | 13.622 | 39.982 | 448.8
40.211 | 14.157 | 40.096 | 433.389
40.324 | 15.167 | 40.211 | 419.555
40.438 | 15.275 | 40.324 | 403.413
40.551 | 14.279 | 40.438 | 389.236
40.663 | 13.557 | 40.551 | 377.75
40.775 | 12.956 | 40.663 | 316.767
40.887 | 12.284 | 40.775 | 226.055
40.999 | 12.711 | 40.887 | 160.972

## Vivid V40H40 (hidden)
Selador | Lamp |  | Wattage
Vivid | Lumileds K2 |  | 122 |  | Note: Owing to the variability of LEDs, output data and color matches should be viewed as approximate
Note: All data taken with room temperature fixture
| Beam Angle | Field Angle
Horizontal | 29.2 | 44.7
| Accessory Lens | Candela | Field Lumens | Beam Lumens | Lens Efficiency | Efficacy
| H40+V40 | 4100 | 1020 | 690 | 90.67% | 8.3607
| For Field diameter at any distance, multiply distance by |  |  |  | 0.8223
| For Beam diameter at any distance, multiply distance by |  |  |  | 0.52096
| Throw Distance (ft) | 10 | 15 | 20 | 25
| Throw Distance (m) | 3.048 | 4.572 | 6.096 | 7.62
| Field Diameter (ft) | 8.223 | 12.3345 | 16.446 | 20.5575
| Field Diameter (m) | 2.5064 | 3.7596 | 5.0127 | 6.2659
| Illuminance (fc) | 41 | 18.2222 | 10.25 | 6.56
| Illuminance (lux) | 441.3199 | 196.1422 | 110.33 | 70.6112
Test Distance | Iso-Illuminance Diagram grid lines
52 | 10 | 20 | 30 | 40
| 0.19231 | 0.38462 | 0.57692 | 0.76923
| Beam Angle | Field Angle
Vertical | 28.9 | 42.6
| For Field diameter at any distance, multiply distance by |  |  |  | 0.77977
| For Beam diameter at any distance, multiply distance by |  |  |  | 0.51537
| Throw Distance (ft) | 10 | 15 | 20 | 25
| Throw Distance (m) | 3.048 | 4.572 | 6.096 | 7.62
| Field Diameter (ft) | 7.7977 | 11.6965 | 15.5953 | 19.4942
| Field Diameter (m) | 2.3767 | 3.5651 | 4.7535 | 5.9418
| Illuminance (fc) | 41 | 18.2222 | 10.25 | 6.56
| Illuminance (lux) | 441.3199 | 196.1422 | 110.33 | 70.6112
| X |  | Y
-40.551 | 29.699 | -37.364 | 63.716
-40.438 | 35.789 | -37.241 | 64.568
-40.324 | 43.312 | -37.117 | 65.103
-40.211 | 50.531 | -36.992 | 65.98
-40.096 | 50.37 | -36.992 | 65.98
-39.982 | 51.318 | -36.867 | 65.603
-39.867 | 52.286 | -36.742 | 65.524
-39.752 | 52.298 | -36.617 | 66.061
-39.636 | 52.946 | -36.491 | 67.419
-39.52 | 53.979 | -36.364 | 67.011
-39.404 | 53.709 | -36.237 | 67.187
-39.287 | 53.381 | -36.11 | 67.754
-39.17 | 53.62 | -36.11 | 67.754
-39.052 | 54.151 | -35.982 | 70.04
-38.934 | 54.352 | -35.854 | 70.976
-38.816 | 54.257 | -35.726 | 71.772
-38.697 | 54.365 | -35.597 | 72.817
-38.578 | 54.414 | -35.467 | 74.21
-38.458 | 57.001 | -35.338 | 74.261
-38.338 | 58.297 | -35.208 | 75.25
-38.218 | 58.408 | -35.208 | 75.25
-38.097 | 57.749 | -35.077 | 76.507
-37.976 | 57.039 | -34.946 | 76.015
-37.855 | 56.278 | -34.814 | 76.402
-37.733 | 57.597 | -34.683 | 76.012
-37.61 | 58.037 | -34.55 | 76.418
-37.487 | 59.083 | -34.418 | 77.659
-37.364 | 60.393 | -34.285 | 79.526
-37.241 | 61.854 | -34.285 | 79.526
-37.117 | 62.069 | -34.151 | 79.882
-36.992 | 61.901 | -34.017 | 80.136
-36.867 | 62.68 | -33.883 | 79.661
-36.742 | 62.319 | -33.748 | 79.767
-36.617 | 62.336 | -33.613 | 80.471
-36.491 | 62.085 | -33.477 | 81.311
-36.364 | 61.809 | -33.341 | 83.14
-36.237 | 61.35 | -33.341 | 83.14
-36.11 | 62.629 | -33.204 | 85.022
-35.982 | 62.795 | -33.067 | 87.427
-35.854 | 63.558 | -32.93 | 87.84
-35.726 | 65.245 | -32.792 | 88.481
-35.597 | 66.889 | -32.654 | 89.371
-35.467 | 66.515 | -32.515 | 90.459
-35.338 | 67.317 | -32.376 | 90.111
-35.208 | 67.146 | -32.376 | 90.111
-35.077 | 68.846 | -32.237 | 90.13
-34.946 | 70.454 | -32.097 | 90.445
-34.814 | 70.693 | -31.956 | 91.301
-34.683 | 71.152 | -31.815 | 91.877
-34.55 | 71.334 | -31.674 | 93.031
-34.418 | 71.587 | -31.533 | 93.346
-34.285 | 71.541 | -31.39 | 94.214
-34.151 | 71.96 | -31.39 | 94.214
-34.017 | 72.86 | -31.248 | 95.872
-33.883 | 73.8 | -31.105 | 98
-33.748 | 74.44 | -30.962 | 99.998
-33.613 | 75.121 | -30.818 | 101.977
-33.477 | 76.678 | -30.673 | 103.806
-33.341 | 76.461 | -30.529 | 104.773
-33.204 | 76.293 | -30.529 | 104.773
-33.067 | 77.255 | -30.384 | 104.824
-32.93 | 79.239 | -30.238 | 105.691
-32.792 | 80.27 | -30.092 | 106.977
-32.654 | 81.709 | -29.946 | 108.762
-32.515 | 83.133 | -29.799 | 110.954
-32.376 | 83.554 | -29.651 | 113.36
-32.237 | 84.474 | -29.504 | 115.386
-32.097 | 85.454 | -29.504 | 115.386
-31.956 | 86.468 | -29.356 | 118.021
-31.815 | 86.818 | -29.207 | 120.32
-31.674 | 87.636 | -29.058 | 123.139
-31.533 | 88.176 | -28.909 | 125.684
-31.39 | 90.227 | -28.759 | 127.24
-31.248 | 90.838 | -28.608 | 129.192
-31.105 | 92.017 | -28.458 | 132.167
-30.962 | 93.053 | -28.458 | 132.167
-30.818 | 94.516 | -28.306 | 135.197
-30.673 | 94.55 | -28.155 | 138.322
-30.529 | 96.057 | -28.003 | 141.36
-30.384 | 98.154 | -27.85 | 144.412
-30.238 | 99.802 | -27.697 | 147.478
-30.092 | 101.649 | -27.544 | 151.512
-29.946 | 104.097 | -27.39 | 155.195
-29.799 | 106.819 | -27.39 | 155.195
-29.651 | 108.651 | -27.236 | 157.98
-29.504 | 109.394 | -27.082 | 161.193
-29.356 | 110.319 | -26.926 | 164.145
-29.207 | 112.444 | -26.771 | 167.014
-29.058 | 115.234 | -26.615 | 170.363
-28.909 | 118.289 | -26.459 | 174.902
-28.759 | 120.412 | -26.302 | 179.943
-28.608 | 122.946 | -26.302 | 179.943
-28.458 | 125.315 | -26.145 | 184.273
-28.306 | 127.643 | -25.987 | 188.224
-28.155 | 129.709 | -25.829 | 192.163
-28.003 | 131.877 | -25.671 | 197.15
-27.85 | 134.388 | -25.512 | 202.775
-27.697 | 138.454 | -25.353 | 207.606
-27.544 | 142.765 | -25.193 | 212.568
-27.39 | 146.702 | -25.193 | 212.568
-27.236 | 150.745 | -25.033 | 217.938
-27.082 | 154.145 | -24.872 | 223.248
-26.926 | 156.715 | -24.711 | 228.333
-26.771 | 160.841 | -24.55 | 234.079
-26.615 | 164.197 | -24.388 | 240.424
-26.459 | 167.757 | -24.226 | 247.69
-26.302 | 172.115 | -24.226 | 247.69
-26.145 | 175.441 | -24.063 | 256.212
-25.987 | 179.962 | -23.9 | 265.251
-25.829 | 184.695 | -23.737 | 274.241
-25.671 | 192.702 | -23.573 | 282.391
-25.512 | 199.194 | -23.409 | 289.317
-25.353 | 206.217 | -23.244 | 296.246
-25.193 | 212.324 | -23.079 | 304.711
-25.033 | 219.745 | -23.079 | 304.711
-24.872 | 227.813 | -22.913 | 313.895
-24.711 | 234.637 | -22.747 | 324.163
-24.55 | 242.089 | -22.581 | 334.412
-24.388 | 249.761 | -22.414 | 346.027
-24.226 | 259.165 | -22.247 | 358.261
-24.063 | 267.516 | -22.08 | 370.585
-23.9 | 277.582 | -21.912 | 384.109
-23.737 | 289.453 | -21.912 | 384.109
-23.573 | 301.451 | -21.744 | 398.716
-23.409 | 311.515 | -21.575 | 415.69
-23.244 | 323.204 | -21.406 | 431.827
-23.079 | 335.858 | -21.236 | 447.618
-22.913 | 348.954 | -21.066 | 464.447
-22.747 | 361.444 | -20.896 | 482.016
-22.581 | 375.659 | -20.725 | 499.573
-22.414 | 391.212 | -20.725 | 499.573
-22.247 | 407.654 | -20.554 | 519.296
-22.08 | 425.218 | -20.383 | 542.644
-21.912 | 442.678 | -20.211 | 564.922
-21.744 | 460.693 | -20.039 | 588.012
-21.575 | 479.655 | -19.866 | 613.09
-21.406 | 499.056 | -19.693 | 639.457
-21.236 | 519.919 | -19.52 | 665.828
-21.066 | 542.367 | -19.52 | 665.828
-20.896 | 565.075 | -19.346 | 694.431
-20.725 | 588.38 | -19.172 | 724.916
-20.554 | 612.733 | -18.998 | 757.826
-20.383 | 637.737 | -18.823 | 790.557
-20.211 | 664.847 | -18.648 | 826.256
-20.039 | 693.156 | -18.472 | 861.748
-19.866 | 721.821 | -18.297 | 899.594
-19.693 | 752.169 | -18.297 | 899.594
-19.52 | 783.273 | -18.12 | 937.369
-19.346 | 814.502 | -17.944 | 979.003
-19.172 | 847.073 | -17.767 | 1019.603
-18.998 | 883.204 | -17.59 | 1061.659
-18.823 | 920.086 | -17.412 | 1109.739
-18.648 | 957.664 | -17.234 | 1158.72
-18.472 | 998.11 | -17.056 | 1211.658
-18.297 | 1037.644 | -17.056 | 1211.658
-18.12 | 1073.209 | -16.877 | 1265.611
-17.944 | 1113.791 | -16.698 | 1317.706
-17.767 | 1155.835 | -16.519 | 1369.076
-17.59 | 1199.088 | -16.339 | 1424.311
-17.412 | 1242.73 | -16.159 | 1479.911
-17.234 | 1293.918 | -15.978 | 1539.76
-17.056 | 1341.867 | -15.978 | 1539.76
-16.877 | 1390.752 | -15.798 | 1600.11
-16.698 | 1441.957 | -15.617 | 1661.846
-16.519 | 1492.319 | -15.435 | 1725.439
-16.339 | 1542.932 | -15.254 | 1790.002
-16.159 | 1596.189 | -15.072 | 1855.222
-15.978 | 1648.111 | -14.89 | 1919.964
-15.798 | 1698.137 | -14.707 | 1981.509
-15.617 | 1753.065 | -14.707 | 1981.509
-15.435 | 1809.471 | -14.524 | 2048.702
-15.254 | 1863.768 | -14.341 | 2116.233
-15.072 | 1915.268 | -14.158 | 2184.135
-14.89 | 1964.15 | -13.974 | 2252.744
-14.707 | 2014.88 | -13.79 | 2320.018
-14.524 | 2067.63 | -13.605 | 2387.346
-14.341 | 2121.658 | -13.421 | 2453.482
-14.158 | 2174.512 | -13.421 | 2453.482
-13.974 | 2226.797 | -13.236 | 2524.256
-13.79 | 2282.014 | -13.051 | 2587.485
-13.605 | 2338.277 | -12.865 | 2651.959
-13.421 | 2393.054 | -12.679 | 2714.303
-13.236 | 2451.226 | -12.493 | 2778.631
-13.051 | 2504.936 | -12.307 | 2839.915
-12.865 | 2558.093 | -12.12 | 2904.719
-12.679 | 2607.929 | -12.12 | 2904.719
-12.493 | 2651.403 | -11.934 | 2966.988
-12.307 | 2694.564 | -11.746 | 3024.485
-12.12 | 2738.619 | -11.559 | 3075.227
-11.934 | 2785.343 | -11.372 | 3125.611
-11.746 | 2833.452 | -11.184 | 3181.254
-11.559 | 2885.022 | -10.996 | 3234.423
-11.372 | 2932.491 | -10.807 | 3286.585
-11.184 | 2979.617 | -10.807 | 3286.585
-10.996 | 3023.74 | -10.619 | 3334.512
-10.807 | 3067.821 | -10.43 | 3383.215
-10.619 | 3118.024 | -10.241 | 3427.981
-10.43 | 3165.215 | -10.052 | 3473.426
-10.241 | 3206.362 | -9.862 | 3514.593
-10.052 | 3250.05 | -9.673 | 3550.165
-9.862 | 3291.722 | -9.483 | 3581.489
-9.673 | 3327.733 | -9.483 | 3581.489
-9.483 | 3364.267 | -9.293 | 3612.279
-9.293 | 3404.21 | -9.102 | 3644.66
-9.102 | 3442.598 | -8.912 | 3677.979
-8.912 | 3480.031 | -8.721 | 3705.837
-8.721 | 3520.063 | -8.53 | 3731.357
-8.53 | 3554.003 | -8.339 | 3759.117
-8.339 | 3582.226 | -8.148 | 3780.268
-8.148 | 3615.262 | -8.148 | 3780.268
-7.956 | 3646.673 | -7.956 | 3805.996
-7.764 | 3678.636 | -7.764 | 3827.381
-7.573 | 3715.378 | -7.573 | 3849.04
-7.381 | 3744.664 | -7.381 | 3866.216
-7.188 | 3770.09 | -7.188 | 3883.056
-6.996 | 3788.781 | -6.996 | 3891.459
-6.804 | 3811.27 | -6.996 | 3891.459
-6.611 | 3830.588 | -6.804 | 3903.432
-6.418 | 3852.71 | -6.611 | 3912.194
-6.225 | 3876.161 | -6.418 | 3915.962
-6.032 | 3892.697 | -6.225 | 3927.31
-5.839 | 3906.861 | -6.032 | 3931.489
-5.646 | 3924.246 | -5.839 | 3934.647
-5.452 | 3938.858 | -5.646 | 3938.673
-5.259 | 3952.197 | -5.646 | 3938.673
-5.065 | 3971.572 | -5.452 | 3943.957
-4.871 | 3989.21 | -5.259 | 3952.955
-4.677 | 4001.393 | -5.065 | 3971.222
-4.483 | 4015.214 | -4.871 | 3980.86
-4.289 | 4023.069 | -4.677 | 3993.568
-4.095 | 4029.595 | -4.483 | 4002.599
-3.9 | 4044.662 | -4.289 | 4005.628
-3.706 | 4050.139 | -4.289 | 4005.628
-3.511 | 4061.057 | -4.095 | 4012.795
-3.317 | 4075.887 | -3.9 | 4023.116
-3.122 | 4086.274 | -3.706 | 4032.638
-2.927 | 4085.631 | -3.511 | 4040.515
-2.732 | 4091.066 | -3.317 | 4045.316
-2.537 | 4096.137 | -3.122 | 4052.045
-2.342 | 4097.704 | -2.927 | 4055.956
-2.147 | 4093.133 | -2.927 | 4055.956
-1.952 | 4093.734 | -2.732 | 4058.764
-1.757 | 4089.16 | -2.537 | 4053.69
-1.562 | 4095.261 | -2.342 | 4056.664
-1.367 | 4098.782 | -2.147 | 4055.86
-1.172 | 4094.11 | -1.952 | 4053.031
-0.976 | 4075.773 | -1.757 | 4051.996
-0.781 | 4072.833 | -1.562 | 4058.649
-0.586 | 4072.655 | -1.562 | 4058.649
-0.391 | 4071.829 | -1.367 | 4057.963
-0.195 | 4074.485 | -1.172 | 4063.756
0 | 4078.225 | -0.976 | 4074.664
0.195 | 4075.081 | -0.781 | 4090.59
0.391 | 4067.824 | -0.586 | 4092.378
0.586 | 4061.248 | -0.391 | 4091.897
0.781 | 4062.229 | -0.195 | 4080.222
0.976 | 4061.147 | -0.195 | 4080.222
1.172 | 4056.184 | 0 | 4078.225
1.367 | 4053.428 | 0.195 | 4068.027
1.562 | 4053.21 | 0.391 | 4065.371
1.757 | 4051.149 | 0.586 | 4058.421
1.952 | 4053.573 | 0.781 | 4058.431
2.147 | 4059.582 | 0.976 | 4061.715
2.342 | 4059.776 | 1.172 | 4067.028
2.537 | 4058.387 | 1.172 | 4067.028
2.732 | 4059.306 | 1.367 | 4071.167
2.927 | 4056.512 | 1.562 | 4077.822
3.122 | 4047.354 | 1.757 | 4072.438
3.317 | 4035.817 | 1.952 | 4069.801
3.511 | 4024.056 | 2.147 | 4065.776
3.706 | 4011.302 | 2.342 | 4072.599
3.9 | 3993.378 | 2.342 | 4072.599
4.095 | 3981.57 | 2.537 | 4070.604
4.289 | 3966.386 | 2.732 | 4060.196
4.483 | 3956.557 | 2.927 | 4048.916
4.677 | 3949.435 | 3.122 | 4044.556
4.871 | 3953.458 | 3.317 | 4035.371
5.065 | 3950.021 | 3.511 | 4027.624
5.259 | 3936.155 | 3.706 | 4026.014
5.452 | 3918.938 | 3.706 | 4026.014
5.646 | 3894.308 | 3.9 | 4020.395
5.839 | 3872.08 | 4.095 | 4020.923
6.032 | 3851.101 | 4.289 | 4018.946
6.225 | 3838.611 | 4.483 | 4006.165
6.418 | 3828.618 | 4.677 | 3994.506
6.611 | 3809.48 | 4.871 | 3984.027
6.804 | 3788.778 | 5.065 | 3968.123
6.996 | 3769.096 | 5.065 | 3968.123
7.188 | 3751.799 | 5.259 | 3962.554
7.381 | 3730.726 | 5.452 | 3961.77
7.573 | 3709.36 | 5.646 | 3955.364
7.764 | 3688.936 | 5.839 | 3950.286
7.956 | 3659.869 | 6.032 | 3939.944
8.148 | 3625.962 | 6.225 | 3934.814
8.339 | 3590.295 | 6.418 | 3922.19
8.53 | 3557.585 | 6.418 | 3922.19
8.721 | 3527.266 | 6.611 | 3906.241
8.912 | 3500.482 | 6.804 | 3883.573
9.102 | 3466.062 | 6.996 | 3872.114
9.293 | 3428.303 | 7.188 | 3858.238
9.483 | 3387.086 | 7.381 | 3840.754
9.673 | 3345.483 | 7.573 | 3820.729
9.862 | 3309.445 | 7.764 | 3800.342
10.052 | 3272.405 | 7.764 | 3800.342
10.241 | 3237.569 | 7.956 | 3773.697
10.43 | 3197.688 | 8.148 | 3750.267
10.619 | 3154.045 | 8.339 | 3724.409
10.807 | 3107.301 | 8.53 | 3698.173
10.996 | 3068.745 | 8.721 | 3666.834
11.184 | 3028.951 | 8.912 | 3634.043
11.372 | 2984.466 | 9.102 | 3603.577
11.559 | 2938.339 | 9.102 | 3603.577
11.746 | 2893.478 | 9.293 | 3572.312
11.934 | 2849.975 | 9.483 | 3535.679
12.12 | 2803.164 | 9.673 | 3501.921
12.307 | 2751.593 | 9.862 | 3464.455
12.493 | 2700.305 | 10.052 | 3424.172
12.679 | 2649.923 | 10.241 | 3380.56
12.865 | 2601.062 | 10.43 | 3338.563
13.051 | 2554.297 | 10.43 | 3338.563
13.236 | 2504.38 | 10.619 | 3288.874
13.421 | 2454.371 | 10.807 | 3241.841
13.605 | 2402.575 | 10.996 | 3191.806
13.79 | 2347.083 | 11.184 | 3140.712
13.974 | 2286.122 | 11.372 | 3083.931
14.158 | 2227.748 | 11.559 | 3024.665
14.341 | 2174.064 | 11.559 | 3024.665
14.524 | 2124.182 | 11.746 | 2963.352
14.707 | 2078.159 | 11.934 | 2906.587
14.89 | 2029.416 | 12.12 | 2844.815
15.072 | 1978.331 | 12.307 | 2784.283
15.254 | 1922.441 | 12.493 | 2723.788
15.435 | 1867.802 | 12.679 | 2658.713
15.617 | 1815.739 | 12.865 | 2590.967
15.798 | 1766.034 | 12.865 | 2590.967
15.978 | 1716.924 | 13.051 | 2525.382
16.159 | 1667.895 | 13.236 | 2464.297
16.339 | 1616.043 | 13.421 | 2400.282
16.519 | 1562.834 | 13.605 | 2329.946
16.698 | 1514.136 | 13.79 | 2263.633
16.877 | 1467.216 | 13.974 | 2194.753
17.056 | 1420.88 | 14.158 | 2125.944
17.234 | 1375.609 | 14.158 | 2125.944
17.412 | 1331.694 | 14.341 | 2061.633
17.59 | 1285.833 | 14.524 | 1995.358
17.767 | 1236.29 | 14.707 | 1927.296
17.944 | 1189.611 | 14.89 | 1862.466
18.12 | 1146.545 | 15.072 | 1794.252
18.297 | 1108.337 | 15.254 | 1726.359
18.472 | 1070.709 | 15.435 | 1665.468
18.648 | 1034.136 | 15.435 | 1665.468
18.823 | 995.473 | 15.617 | 1605.547
18.998 | 956.533 | 15.798 | 1543.335
19.172 | 919.713 | 15.978 | 1483.939
19.346 | 885.905 | 16.159 | 1426.91
19.52 | 853.449 | 16.339 | 1368.357
19.693 | 821.526 | 16.519 | 1313.517
19.866 | 789.605 | 16.698 | 1258.663
20.039 | 757.402 | 16.698 | 1258.663
20.211 | 727.495 | 16.877 | 1205.532
20.383 | 697.868 | 17.056 | 1155.149
20.554 | 669.082 | 17.234 | 1107.488
20.725 | 642.734 | 17.412 | 1061.692
20.896 | 619.172 | 17.59 | 1017.311
21.066 | 594.467 | 17.767 | 973.855
21.236 | 570.898 | 17.944 | 933.956
21.406 | 548.478 | 17.944 | 933.956
21.575 | 526.854 | 18.12 | 893.978
21.744 | 505.222 | 18.297 | 851.213
21.912 | 483.841 | 18.472 | 812.147
22.08 | 464.281 | 18.648 | 774.808
22.247 | 446.769 | 18.823 | 737.249
22.414 | 432.1 | 18.998 | 703.482
22.581 | 418.191 | 18.998 | 703.482
22.747 | 404.042 | 19.172 | 675.909
22.913 | 389.687 | 19.346 | 649.82
23.079 | 374.16 | 19.52 | 623.342
23.244 | 359.129 | 19.693 | 598.062
23.409 | 346.248 | 19.866 | 572.326
23.573 | 334.19 | 20.039 | 546.128
23.737 | 321.827 | 20.211 | 523.721
23.9 | 311.62 | 20.211 | 523.721
24.063 | 303.067 | 20.383 | 501.66
24.226 | 294.542 | 20.554 | 481.043
24.388 | 286.447 | 20.725 | 461.462
24.55 | 278.402 | 20.896 | 444.099
24.711 | 270.129 | 21.066 | 425.752
24.872 | 262.46 | 21.236 | 407.454
25.033 | 254.174 | 21.406 | 391.902
25.193 | 245.262 | 21.406 | 391.902
25.353 | 237.406 | 21.575 | 377.107
25.512 | 230.677 | 21.744 | 362.558
25.671 | 224.859 | 21.912 | 348.429
25.829 | 218.73 | 22.08 | 335.406
25.987 | 213.085 | 22.247 | 321.96
26.145 | 208.277 | 22.414 | 310.086
26.302 | 204.025 | 22.581 | 299.009
26.459 | 198.581 | 22.581 | 299.009
26.615 | 194.507 | 22.747 | 288.331
26.771 | 190.887 | 22.913 | 279.244
26.926 | 186.396 | 23.079 | 269.861
27.082 | 181.279 | 23.244 | 261.589
27.236 | 176.946 | 23.409 | 253.293
27.39 | 171.39 | 23.573 | 244.397
27.544 | 165.369 | 23.737 | 236.375
27.697 | 159.956 | 23.737 | 236.375
27.85 | 156.001 | 23.9 | 230.07
28.003 | 153.904 | 24.063 | 223.773
28.155 | 152.132 | 24.226 | 218.91
28.306 | 150.467 | 24.388 | 214.854
28.458 | 148.155 | 24.55 | 208.649
28.608 | 145.249 | 24.711 | 202.601
28.759 | 143.14 | 24.872 | 195.653
28.909 | 140.352 | 24.872 | 195.653
29.058 | 136.729 | 25.033 | 188.558
29.207 | 133.303 | 25.193 | 182.305
29.356 | 130.286 | 25.353 | 178.05
29.504 | 127.956 | 25.512 | 174.459
29.651 | 126.45 | 25.671 | 171.2
29.799 | 125.184 | 25.829 | 167.611
29.946 | 123.204 | 25.987 | 162.638
30.092 | 120.926 | 25.987 | 162.638
30.238 | 117.339 | 26.145 | 157.817
30.384 | 113.696 | 26.302 | 153.476
30.529 | 111.951 | 26.459 | 149.756
30.673 | 112.344 | 26.615 | 146.297
30.818 | 112.807 | 26.771 | 143.024
30.962 | 111.624 | 26.926 | 139.821
31.105 | 109.612 | 26.926 | 139.821
31.248 | 108.025 | 27.082 | 137.201
31.39 | 107.225 | 27.236 | 134.972
31.533 | 106.64 | 27.39 | 131.695
31.674 | 105.959 | 27.544 | 127.735
31.815 | 104.841 | 27.697 | 125.178
31.956 | 102.736 | 27.85 | 123.461
32.097 | 101.386 | 28.003 | 121.126
32.237 | 100.229 | 28.003 | 121.126
32.376 | 98.945 | 28.155 | 118.608
32.515 | 98.063 | 28.306 | 116.231
32.654 | 97.103 | 28.458 | 113.834
32.792 | 95.41 | 28.608 | 112.808
32.93 | 94.168 | 28.759 | 111.978
33.067 | 94.02 | 28.909 | 109.344
33.204 | 93.515 | 29.058 | 107.723
33.341 | 92.956 | 29.058 | 107.723
33.477 | 92.869 | 29.207 | 105.9
33.613 | 92.875 | 29.356 | 104.25
33.748 | 91.652 | 29.504 | 101.427
33.883 | 89.252 | 29.651 | 100.691
34.017 | 86.172 | 29.799 | 99.079
34.151 | 84.283 | 29.946 | 98.069
34.285 | 83.211 | 30.092 | 96.108
34.418 | 83.065 | 30.092 | 96.108
34.55 | 82.867 | 30.238 | 93.763
34.683 | 82.467 | 30.384 | 91.7
34.814 | 81.961 | 30.529 | 89.66
34.946 | 79.613 | 30.673 | 87.928
35.077 | 74.788 | 30.818 | 86.333
35.208 | 67.603 | 30.962 | 85.053
35.338 | 58.97 | 31.105 | 83.142
35.467 | 51.432 | 31.105 | 83.142
35.597 | 46.397 | 31.248 | 81.9
35.726 | 43.618 | 31.39 | 80.825
35.854 | 41.8 | 31.533 | 80.142
35.982 | 40.905 | 31.674 | 79.407
36.11 | 40.868 | 31.815 | 78.574
36.237 | 41.358 | 31.956 | 79.004
36.364 | 41.879 | 32.097 | 77.225
36.491 | 43.284 | 32.097 | 77.225
36.617 | 43.844 | 32.237 | 76.254
36.742 | 43.44 | 32.376 | 74.559
36.867 | 42.111 | 32.515 | 73.334
36.992 | 39.708 | 32.654 | 71.794
37.117 | 39.493 | 32.792 | 71.172
37.241 | 45.703 | 32.93 | 69.864
37.364 | 58.157 | 33.067 | 69.414
37.487 | 66.267 | 33.067 | 69.414
37.61 | 68.714 | 33.204 | 68.037
37.733 | 65.665 | 33.341 | 67.762
37.855 | 57.629 | 33.477 | 67.771
37.976 | 45.184 | 33.613 | 67.179
38.097 | 38.073 | 33.748 | 65.304
38.218 | 33.176 | 33.883 | 65.08
38.338 | 29.838 | 33.883 | 65.08
38.458 | 27.736 | 34.017 | 63.54
38.578 | 26.192 | 34.151 | 62.644
38.697 | 24.719 | 34.285 | 62.771
38.816 | 23.759 | 34.418 | 63.021
38.934 | 23.731 | 34.55 | 62.851
39.052 | 22.785 | 34.683 | 62.853
39.17 | 22.245 | 34.814 | 61.828
39.287 | 23.193 | 34.814 | 61.828
39.404 | 23.941 | 34.946 | 61.194
39.52 | 23.639 | 35.077 | 61.034
39.636 | 23.758 | 35.208 | 61.278
39.752 | 23.572 | 35.338 | 60.246
39.867 | 22.465 | 35.467 | 59.666
39.982 | 21.47 | 35.597 | 58.305
40.096 | 20.866 | 35.726 | 57.112
40.211 | 20.754 | 35.726 | 57.112
40.211 | 20.754 | 35.854 | 56.973
40.324 | 20.452 | 35.982 | 57.225
40.438 | 19.958 | 36.11 | 56.111
40.551 | 19.017 | 36.237 | 55.883
40.663 | 18.351 | 36.364 | 56.183
40.775 | 18.412 | 36.491 | 56.223
40.887 | 19.046 | 36.617 | 55.37
40.551 | 636.484 | 36.11 | 28.831
40.663 | 613.489 | 36.237 | 27.889
40.775 | 590.802 | 36.364 | 27.388
40.887 | 567.842 | 36.491 | 27.66
40.999 | 546.255 | 36.617 | 28.616
455.669
323.389
196.583
73.469
0
0
0

## Vivid V60H60 (hidden)
Selador | Lamp |  | Wattage
Vivid | Lumileds K2 |  | 122 |  | Note: Owing to the variability of LEDs, output data and color matches should be viewed as approximate
Note: All data taken with room temperature fixture
| Beam Angle | Field Angle
Horizontal | 52.9 | 70.4
| Accessory Lens | Candela | Field Lumens | Beam Lumens | Lens Efficiency | Efficacy
| H60+V60 | 1540 | 1070 | 630 | 95.11% | 8.7705
| For Field diameter at any distance, multiply distance by |  |  |  | 1.4108
| For Beam diameter at any distance, multiply distance by |  |  |  | 0.99498
| Throw Distance (ft) | 10 | 15 | 20 | 25
| Throw Distance (m) | 3.048 | 4.572 | 6.096 | 7.62
| Field Diameter (ft) | 14.1084 | 21.1627 | 28.2169 | 35.2711
| Field Diameter (m) | 4.3003 | 6.4504 | 8.6005 | 10.7506
| Illuminance (fc) | 15.4 | 6.8444 | 3.85 | 2.464
| Illuminance (lux) | 165.7641 | 73.6729 | 41.441 | 26.5222
Test Distance | Iso-Illuminance Diagram grid lines
52 | 10 | 20 | 30 | 40
| 0.19231 | 0.38462 | 0.57692 | 0.76923
| Beam Angle | Field Angle
Vertical | 51.7 | 70.2
| For Field diameter at any distance, multiply distance by |  |  |  | 1.4056
| For Beam diameter at any distance, multiply distance by |  |  |  | 0.96899
| Throw Distance (ft) | 10 | 15 | 20 | 25
| Throw Distance (m) | 3.048 | 4.572 | 6.096 | 7.62
| Field Diameter (ft) | 14.0562 | 21.0844 | 28.1125 | 35.1406
| Field Diameter (m) | 4.2843 | 6.4265 | 8.5687 | 10.7109
| Illuminance (fc) | 15.4 | 6.8444 | 3.85 | 2.464
| Illuminance (lux) | 165.7641 | 73.6729 | 41.441 | 26.5222
| X |  | Y
#NAME? | 0 | -41.11 | 71.597
-40.887 | 0 | -40.999 | 72.696
-40.775 | 0 | -40.887 | 73.703
-40.663 | 10.033 | -40.775 | 73.905
-40.551 | 26.599 | -40.663 | 76.168
-40.438 | 44.16 | -40.551 | 78.69
-40.324 | 61.137 | -40.438 | 79.111
-40.211 | 72.156 | -40.324 | 79.088
-40.096 | 73.434 | -40.211 | 79.25
-39.982 | 74.667 | -40.096 | 79.749
-39.867 | 75.027 | -39.982 | 80.119
-39.752 | 74.041 | -39.867 | 81.555
-39.636 | 73.184 | -39.752 | 81.695
-39.52 | 74.69 | -39.636 | 81.073
-39.404 | 76.088 | -39.52 | 81.09
-39.287 | 77.889 | -39.404 | 83.357
-39.17 | 80.266 | -39.287 | 84.495
-39.052 | 82.321 | -39.17 | 85.143
-38.934 | 84.531 | -39.052 | 86.996
-38.816 | 87.01 | -38.934 | 89.389
-38.697 | 89.142 | -38.816 | 90.935
-38.578 | 88.147 | -38.697 | 92.436
-38.458 | 88.719 | -38.578 | 93.165
-38.338 | 89.456 | -38.458 | 93.25
-38.218 | 90.012 | -38.338 | 94.568
-38.097 | 89.964 | -38.218 | 97.07
-37.976 | 91.358 | -38.097 | 98.466
-37.855 | 92.961 | -37.976 | 99.223
-37.733 | 95.528 | -37.855 | 99.887
-37.61 | 97.704 | -37.733 | 101.439
-37.487 | 101.162 | -37.61 | 103.335
-37.364 | 104.059 | -37.487 | 105.628
-37.241 | 106.651 | -37.364 | 107.757
-37.117 | 109.215 | -37.241 | 110.111
-36.992 | 112.106 | -37.117 | 112.659
-36.867 | 114.696 | -36.992 | 114.608
-36.742 | 117.959 | -36.867 | 117.349
-36.617 | 120.224 | -36.742 | 119.037
-36.491 | 123.477 | -36.617 | 120.465
-36.364 | 126.405 | -36.491 | 123.744
-36.237 | 129.25 | -36.364 | 126.697
-36.11 | 131.985 | -36.237 | 128.035
-35.982 | 134.902 | -36.11 | 130.96
-35.854 | 137.605 | -35.982 | 135.451
-35.726 | 142.482 | -35.854 | 138.152
-35.597 | 147.825 | -35.726 | 141.109
-35.467 | 150.19 | -35.597 | 145.815
-35.338 | 153.168 | -35.467 | 148.831
-35.208 | 156.471 | -35.338 | 151.279
-35.077 | 160.245 | -35.208 | 155.277
-34.946 | 163.579 | -35.077 | 159.057
-34.814 | 168.305 | -34.946 | 163.151
-34.683 | 173.881 | -34.814 | 168.13
-34.55 | 179.401 | -34.683 | 173.108
-34.418 | 184.866 | -34.55 | 179.352
-34.285 | 191.039 | -34.418 | 185.311
-34.151 | 196.27 | -34.285 | 191.063
-34.017 | 202.836 | -34.151 | 195.585
-33.883 | 208.998 | -34.017 | 200.767
-33.748 | 215.75 | -33.883 | 203.718
-33.613 | 223.108 | -33.748 | 207.771
-33.477 | 230.011 | -33.613 | 212.431
-33.341 | 236.99 | -33.477 | 218.62
-33.204 | 242.907 | -33.341 | 226.057
-33.067 | 250.932 | -33.204 | 233.657
-32.93 | 258.973 | -33.067 | 241.749
-32.792 | 267.263 | -32.93 | 249.716
-32.654 | 275.938 | -32.792 | 256.253
-32.515 | 286.077 | -32.654 | 264.885
-32.376 | 294.993 | -32.515 | 272.557
-32.237 | 304.442 | -32.376 | 279.948
-32.097 | 313.39 | -32.237 | 288.046
-31.956 | 320.62 | -32.097 | 296.181
-31.815 | 327.645 | -31.956 | 303.921
-31.674 | 337.862 | -31.815 | 312.671
-31.533 | 348.879 | -31.674 | 322.799
-31.39 | 359.859 | -31.533 | 332.184
-31.248 | 369.45 | -31.39 | 342.215
-31.105 | 378.621 | -31.248 | 351.553
-30.962 | 389.529 | -31.105 | 361.997
-30.818 | 401.124 | -30.962 | 374.145
-30.673 | 411.109 | -30.818 | 385.174
-30.529 | 422.324 | -30.673 | 396.603
-30.384 | 435.746 | -30.529 | 407.797
-30.238 | 447.155 | -30.384 | 418.348
-30.092 | 458.823 | -30.238 | 428.394
-29.946 | 470.96 | -30.092 | 439.588
-29.799 | 483.241 | -29.946 | 450.192
-29.651 | 495.919 | -29.799 | 460.592
-29.504 | 508.525 | -29.651 | 470.772
-29.356 | 521.143 | -29.504 | 483.131
-29.207 | 533.003 | -29.356 | 498.225
-29.058 | 544.114 | -29.207 | 511.977
-28.909 | 554.878 | -29.058 | 525.98
-28.759 | 567.502 | -28.909 | 538.352
-28.608 | 580.526 | -28.759 | 549.73
-28.458 | 595.068 | -28.608 | 559.615
-28.306 | 609.342 | -28.458 | 571.004
-28.155 | 622.623 | -28.306 | 582.477
-28.003 | 636.112 | -28.155 | 596.054
-27.85 | 650.527 | -28.003 | 611.246
-27.697 | 665.858 | -27.85 | 625.005
-27.544 | 680.005 | -27.697 | 639.705
-27.39 | 692.449 | -27.544 | 654.24
-27.236 | 702.778 | -27.39 | 665.386
-27.082 | 713.098 | -27.236 | 676.615
-26.926 | 723.059 | -27.082 | 691.246
-26.771 | 734.534 | -26.926 | 706.029
-26.615 | 747.544 | -26.771 | 720.183
-26.459 | 762.089 | -26.615 | 735.055
-26.302 | 774.419 | -26.459 | 750.115
-26.145 | 787.934 | -26.302 | 761.436
-25.987 | 801.092 | -26.145 | 771.708
-25.829 | 816.104 | -25.987 | 784.054
-25.671 | 829.065 | -25.829 | 796.017
-25.512 | 841.115 | -25.671 | 807.052
-25.353 | 850.723 | -25.512 | 819.057
-25.193 | 864.036 | -25.353 | 831.025
-25.033 | 877.415 | -25.193 | 841.723
-24.872 | 890.376 | -25.033 | 853.139
-24.711 | 901.797 | -24.872 | 865.657
-24.55 | 913.225 | -24.711 | 876.805
-24.388 | 919.397 | -24.55 | 890.816
-24.226 | 929.453 | -24.388 | 904.465
-24.063 | 940.657 | -24.226 | 917.192
-23.9 | 953.249 | -24.063 | 929.407
-23.737 | 965.245 | -23.9 | 939.775
-23.573 | 980.108 | -23.737 | 946.872
-23.409 | 991.926 | -23.573 | 952.499
-23.244 | 1001.214 | -23.409 | 961.497
-23.079 | 1008.98 | -23.244 | 970.398
-22.913 | 1020.438 | -23.079 | 981.802
-22.747 | 1030.424 | -22.913 | 991.569
-22.581 | 1039.623 | -22.747 | 1000.052
-22.414 | 1048.922 | -22.581 | 1008.235
-22.247 | 1060.871 | -22.414 | 1016.734
-22.08 | 1071.699 | -22.247 | 1025.915
-21.912 | 1080.065 | -22.08 | 1037.809
-21.744 | 1086.964 | -21.912 | 1047.11
-21.575 | 1095.668 | -21.744 | 1055.162
-21.406 | 1103.979 | -21.575 | 1062.668
-21.236 | 1110.6 | -21.406 | 1067.368
-21.066 | 1116.267 | -21.236 | 1074.099
-20.896 | 1123.045 | -21.066 | 1080.129
-20.725 | 1130.789 | -20.896 | 1085.824
-20.554 | 1138.747 | -20.725 | 1091.069
-20.383 | 1148.482 | -20.554 | 1098.486
-20.211 | 1155.5 | -20.383 | 1105.798
-20.039 | 1161.182 | -20.211 | 1110.073
-19.866 | 1163.81 | -20.039 | 1112.746
-19.693 | 1168.976 | -19.866 | 1118.281
-19.52 | 1175.696 | -19.693 | 1124.774
-19.346 | 1182.324 | -19.52 | 1132.084
-19.172 | 1186.886 | -19.346 | 1140.254
-18.998 | 1194.83 | -19.172 | 1147.236
-18.823 | 1201.696 | -18.998 | 1151.994
-18.648 | 1210.133 | -18.823 | 1155.888
-18.472 | 1218.813 | -18.648 | 1163.197
-18.297 | 1224.609 | -18.472 | 1167.572
-18.12 | 1226.515 | -18.297 | 1172.763
-17.944 | 1233.773 | -18.12 | 1178.459
-17.767 | 1240.35 | -17.944 | 1184.702
-17.59 | 1245.66 | -17.767 | 1188.488
-17.412 | 1252.684 | -17.59 | 1194.544
-17.234 | 1263.029 | -17.412 | 1200.872
-17.056 | 1270.609 | -17.234 | 1207.694
-16.877 | 1271.747 | -17.056 | 1214.291
-16.698 | 1279.258 | -16.877 | 1221.394
-16.519 | 1286.704 | -16.698 | 1225.436
-16.339 | 1288.675 | -16.519 | 1229.431
-16.159 | 1289.206 | -16.339 | 1234.572
-15.978 | 1296.03 | -16.159 | 1239.036
-15.798 | 1300.866 | -15.978 | 1245.168
-15.617 | 1307.953 | -15.798 | 1249.971
-15.435 | 1313.962 | -15.617 | 1254.882
-15.254 | 1318.408 | -15.435 | 1260.705
-15.072 | 1320.319 | -15.254 | 1265.938
-14.89 | 1324.428 | -15.072 | 1270.339
-14.707 | 1328.393 | -14.89 | 1276.557
-14.524 | 1331.236 | -14.707 | 1283.858
-14.341 | 1334.751 | -14.524 | 1289.761
-14.158 | 1340.376 | -14.341 | 1294.292
-13.974 | 1345.353 | -14.158 | 1301.688
-13.79 | 1349.913 | -13.974 | 1306.334
-13.605 | 1355.812 | -13.79 | 1309.746
-13.421 | 1359.186 | -13.605 | 1315.815
-13.236 | 1361.615 | -13.421 | 1320.577
-13.051 | 1361.818 | -13.236 | 1326.655
-12.865 | 1363.714 | -13.051 | 1332.543
-12.679 | 1365.501 | -12.865 | 1338.049
-12.493 | 1367.716 | -12.679 | 1340.862
-12.307 | 1371.681 | -12.493 | 1343.117
-12.12 | 1375.041 | -12.307 | 1347.134
-11.934 | 1379.399 | -12.12 | 1350.293
-11.746 | 1384.749 | -11.934 | 1356.552
-11.559 | 1389.879 | -11.746 | 1361.271
-11.372 | 1392.349 | -11.559 | 1366.831
-11.184 | 1395.052 | -11.372 | 1374.965
-10.996 | 1396.991 | -11.184 | 1384.733
-10.807 | 1399.999 | -10.996 | 1391.19
-10.619 | 1406.202 | -10.807 | 1396.753
-10.43 | 1413.776 | -10.619 | 1399.474
-10.241 | 1418.12 | -10.43 | 1401.859
-10.052 | 1421.254 | -10.241 | 1405.919
-9.862 | 1425.142 | -10.052 | 1412.268
-9.673 | 1425.5 | -9.862 | 1420.621
-9.483 | 1427.876 | -9.673 | 1425.977
-9.293 | 1432.304 | -9.483 | 1428.078
-9.102 | 1439.482 | -9.293 | 1428.815
-8.912 | 1445.486 | -9.102 | 1430.902
-8.721 | 1452.719 | -8.912 | 1433.269
-8.53 | 1457.51 | -8.721 | 1434.395
-8.339 | 1461.945 | -8.53 | 1441.764
-8.148 | 1465.911 | -8.339 | 1446.05
-7.956 | 1467.186 | -8.148 | 1452.282
-7.764 | 1467.876 | -7.956 | 1455.845
-7.573 | 1470.075 | -7.764 | 1460.624
-7.381 | 1473.152 | -7.573 | 1460.713
-7.188 | 1473.997 | -7.381 | 1463.689
-6.996 | 1475.538 | -7.188 | 1466.008
-6.804 | 1482.629 | -6.996 | 1468.934
-6.611 | 1490.273 | -6.804 | 1474.957
-6.418 | 1494.106 | -6.611 | 1477.478
-6.225 | 1496.864 | -6.418 | 1478.007
-6.032 | 1497.34 | -6.225 | 1478.414
-5.839 | 1496.99 | -6.032 | 1478.402
-5.646 | 1498.392 | -5.839 | 1479.325
-5.452 | 1500.135 | -5.646 | 1482.952
-5.259 | 1502.373 | -5.452 | 1484.078
-5.065 | 1510.56 | -5.259 | 1485.11
-4.871 | 1516.092 | -5.065 | 1489.275
-4.677 | 1517.9 | -4.871 | 1496.871
-4.483 | 1521.826 | -4.677 | 1498.066
-4.289 | 1524.022 | -4.483 | 1497.728
-4.095 | 1523.766 | -4.289 | 1502.165
-3.9 | 1526.715 | -4.095 | 1507.218
-3.706 | 1525.111 | -3.9 | 1509.83
-3.511 | 1528.187 | -3.706 | 1515.489
-3.317 | 1531.59 | -3.511 | 1518.766
-3.122 | 1536.363 | -3.317 | 1519.779
-2.927 | 1537.052 | -3.122 | 1521.553
-2.732 | 1539.448 | -2.927 | 1523.571
-2.537 | 1539.184 | -2.732 | 1520.634
-2.342 | 1539.792 | -2.537 | 1521.699
-2.147 | 1538.426 | -2.342 | 1522.288
-1.952 | 1537.295 | -2.147 | 1523.456
-1.757 | 1535.773 | -1.952 | 1526.023
-1.562 | 1535.777 | -1.757 | 1526.781
-1.367 | 1532.865 | -1.562 | 1523.984
-1.172 | 1532.06 | -1.367 | 1523.947
-0.976 | 1528.065 | -1.172 | 1523.324
-0.781 | 1524.609 | -0.976 | 1524.363
-0.586 | 1527.112 | -0.781 | 1530.113
-0.391 | 1530.347 | -0.586 | 1530.619
-0.195 | 1532.553 | -0.391 | 1530.68
0 | 1530.365 | -0.195 | 1530.253
0.195 | 1528.687 | 0 | 1530.365
0.391 | 1526.827 | 0.195 | 1528.701
0.586 | 1526.516 | 0.391 | 1528.739
0.781 | 1524.096 | 0.586 | 1524.784
0.976 | 1522.117 | 0.781 | 1522.059
1.172 | 1521.965 | 0.976 | 1522.381
1.367 | 1522.698 | 1.172 | 1525.363
1.562 | 1524.719 | 1.367 | 1525.223
1.757 | 1522.784 | 1.562 | 1523.193
1.952 | 1521.858 | 1.757 | 1522.562
2.147 | 1522.137 | 1.952 | 1520.553
2.342 | 1523.857 | 2.147 | 1521.553
2.537 | 1524.27 | 2.342 | 1523.885
2.732 | 1520.898 | 2.537 | 1523.881
2.927 | 1516.935 | 2.732 | 1520.676
3.122 | 1513.298 | 2.927 | 1519.703
3.317 | 1511.074 | 3.122 | 1519.451
3.511 | 1508.481 | 3.317 | 1517.787
3.706 | 1507.916 | 3.511 | 1514.097
3.9 | 1507.151 | 3.706 | 1510.873
4.095 | 1506.645 | 3.9 | 1509.091
4.289 | 1504.778 | 4.095 | 1507.678
4.483 | 1502.218 | 4.289 | 1505.016
4.677 | 1499.298 | 4.483 | 1496.204
4.871 | 1499.729 | 4.677 | 1491.277
5.065 | 1500.983 | 4.871 | 1486.953
5.259 | 1499.973 | 5.065 | 1487.704
5.452 | 1495.977 | 5.259 | 1487.145
5.646 | 1490.391 | 5.452 | 1487.126
5.839 | 1488.911 | 5.646 | 1486.144
6.032 | 1487.462 | 5.839 | 1484.069
6.225 | 1485.438 | 6.032 | 1481.572
6.418 | 1482.766 | 6.225 | 1481.531
6.611 | 1478.129 | 6.418 | 1479.716
6.804 | 1475.155 | 6.611 | 1475.244
6.996 | 1470.536 | 6.804 | 1469.692
7.188 | 1468.974 | 6.996 | 1468.58
7.381 | 1467.667 | 7.188 | 1466.803
7.573 | 1467.457 | 7.381 | 1462.212
7.764 | 1463.345 | 7.573 | 1457.512
7.956 | 1460.98 | 7.764 | 1450.353
8.148 | 1457.496 | 7.956 | 1445.901
8.339 | 1452.002 | 8.148 | 1443.882
8.53 | 1444.758 | 8.339 | 1439.04
8.721 | 1439.288 | 8.53 | 1434.442
8.912 | 1435.425 | 8.721 | 1431.525
9.102 | 1431.751 | 8.912 | 1426.327
9.293 | 1425.86 | 9.102 | 1417.241
9.483 | 1420.828 | 9.293 | 1415.132
9.673 | 1419.352 | 9.483 | 1412.668
9.862 | 1417.65 | 9.673 | 1411.149
10.052 | 1415.578 | 9.862 | 1406.478
10.241 | 1412.608 | 10.052 | 1404.633
10.43 | 1409.537 | 10.241 | 1396.932
10.619 | 1402.991 | 10.43 | 1388.529
10.807 | 1398.596 | 10.619 | 1379.975
10.996 | 1395.248 | 10.807 | 1375.2
11.184 | 1395.213 | 10.996 | 1372.935
11.372 | 1394.04 | 11.184 | 1372.139
11.559 | 1390.159 | 11.372 | 1370.817
11.746 | 1383.731 | 11.559 | 1367.833
11.934 | 1378.881 | 11.746 | 1361.596
12.12 | 1371.23 | 11.934 | 1354.88
12.307 | 1363.954 | 12.12 | 1348.573
12.493 | 1357.323 | 12.307 | 1343.374
12.679 | 1352.876 | 12.493 | 1340.362
12.865 | 1349.221 | 12.679 | 1335.774
13.051 | 1348.552 | 12.865 | 1330.332
13.236 | 1344.894 | 13.051 | 1324.464
13.421 | 1340.182 | 13.236 | 1319.774
13.605 | 1336.538 | 13.421 | 1313.981
13.79 | 1333.589 | 13.605 | 1308.102
13.974 | 1330.946 | 13.79 | 1301.259
14.158 | 1327.196 | 13.974 | 1294.505
14.341 | 1321.905 | 14.158 | 1288.296
14.524 | 1316.938 | 14.341 | 1283.686
14.707 | 1312.512 | 14.524 | 1279.312
14.89 | 1306.88 | 14.707 | 1278.238
15.072 | 1303.802 | 14.89 | 1275.175
15.254 | 1299.981 | 15.072 | 1268.508
15.435 | 1294.698 | 15.254 | 1260.321
15.617 | 1288.096 | 15.435 | 1252.737
15.798 | 1281.329 | 15.617 | 1242.89
15.978 | 1274.256 | 15.798 | 1233.809
16.159 | 1266.123 | 15.978 | 1229.759
16.339 | 1256.809 | 16.159 | 1225.257
16.519 | 1249.528 | 16.339 | 1220.599
16.698 | 1246.883 | 16.519 | 1217.51
16.877 | 1243.661 | 16.698 | 1211.542
17.056 | 1241.776 | 16.877 | 1204.187
17.234 | 1238.28 | 17.056 | 1198.558
17.412 | 1233.733 | 17.234 | 1192.488
17.59 | 1226.83 | 17.412 | 1185
17.767 | 1218.639 | 17.59 | 1181.521
17.944 | 1211.322 | 17.767 | 1178.107
18.12 | 1204.513 | 17.944 | 1172.696
18.297 | 1199.965 | 18.12 | 1165.286
18.472 | 1195.296 | 18.297 | 1157.203
18.648 | 1191.528 | 18.472 | 1148.927
18.823 | 1183.54 | 18.648 | 1140.846
18.998 | 1174.043 | 18.823 | 1132.715
19.172 | 1166.214 | 18.998 | 1125.666
19.346 | 1161.668 | 19.172 | 1122.535
19.52 | 1158.45 | 19.346 | 1116.728
19.693 | 1155.061 | 19.52 | 1108.284
19.866 | 1150.083 | 19.693 | 1100.997
20.039 | 1142.279 | 19.866 | 1094.743
20.211 | 1130.967 | 20.039 | 1085.27
20.383 | 1119.948 | 20.211 | 1075.379
20.554 | 1111.113 | 20.383 | 1067.371
20.725 | 1104.45 | 20.554 | 1059.727
20.896 | 1096.447 | 20.725 | 1053.06
21.066 | 1084.921 | 20.896 | 1047.38
21.236 | 1075.724 | 21.066 | 1042.576
21.406 | 1068.947 | 21.236 | 1034.517
21.575 | 1061.428 | 21.406 | 1025.605
21.744 | 1051.773 | 21.575 | 1016.71
21.912 | 1044.212 | 21.744 | 1007.608
22.08 | 1035.98 | 21.912 | 999.769
22.247 | 1029.009 | 22.08 | 990.003
22.414 | 1020.453 | 22.247 | 983.042
22.581 | 1008.728 | 22.414 | 973.549
22.747 | 998.056 | 22.581 | 965.227
22.913 | 988.98 | 22.747 | 956.34
23.079 | 980.396 | 22.913 | 948.14
23.244 | 974.238 | 23.079 | 938.213
23.409 | 967.539 | 23.244 | 930.113
23.573 | 958.295 | 23.409 | 919.789
23.737 | 947.974 | 23.573 | 907.846
23.9 | 939.558 | 23.737 | 895.511
24.063 | 931.464 | 23.9 | 885.644
24.226 | 923.496 | 24.063 | 873.341
24.388 | 915.251 | 24.226 | 861.405
24.55 | 905.289 | 24.388 | 849.271
24.711 | 895.456 | 24.55 | 839.643
24.872 | 886.571 | 24.711 | 831.46
25.033 | 876.055 | 24.872 | 820.692
25.193 | 864.653 | 25.033 | 809.004
25.353 | 854.479 | 25.193 | 796.404
25.512 | 842.811 | 25.353 | 783.987
25.671 | 829.595 | 25.512 | 772.191
25.829 | 818.935 | 25.671 | 760.169
25.987 | 809.03 | 25.829 | 749.325
26.145 | 799.371 | 25.987 | 737.365
26.302 | 791.077 | 26.145 | 724.256
26.459 | 784.048 | 26.302 | 713.329
26.615 | 773.976 | 26.459 | 704.554
26.771 | 763.236 | 26.615 | 694.292
26.926 | 752.466 | 26.771 | 682.426
27.082 | 740.507 | 26.926 | 670.208
27.236 | 728.368 | 27.082 | 657.24
27.39 | 715.989 | 27.236 | 645.8
27.544 | 702.451 | 27.39 | 635.135
27.697 | 687.739 | 27.544 | 623.007
27.85 | 676.09 | 27.697 | 611.135
28.003 | 666.131 | 27.85 | 600.064
28.155 | 657.36 | 28.003 | 589.32
28.306 | 648.472 | 28.155 | 579.677
28.458 | 638.24 | 28.306 | 570.862
28.608 | 627.386 | 28.458 | 561.012
28.759 | 617.875 | 28.608 | 548.904
28.909 | 607.04 | 28.759 | 535.763
29.058 | 593.618 | 28.909 | 521.205
29.207 | 581.202 | 29.058 | 507.701
29.356 | 572.127 | 29.207 | 495.952
29.504 | 561.918 | 29.356 | 486.191
29.651 | 550.625 | 29.504 | 476.152
29.799 | 539.758 | 29.651 | 468.45
29.946 | 528.536 | 29.799 | 459.129
30.092 | 518.28 | 29.946 | 448.232
30.238 | 509.413 | 30.092 | 436.508
30.384 | 500.377 | 30.238 | 424.719
30.529 | 491.776 | 30.384 | 411.483
30.673 | 483.943 | 30.529 | 401.075
30.818 | 475.468 | 30.673 | 390.004
30.962 | 467.044 | 30.818 | 380.974
31.105 | 457.48 | 30.962 | 373.42
31.248 | 446.716 | 31.105 | 365.683
31.39 | 436.318 | 31.248 | 355.612
31.533 | 425.866 | 31.39 | 346.024
31.674 | 413.627 | 31.533 | 336.19
31.815 | 402.222 | 31.674 | 326.374
31.956 | 391.388 | 31.815 | 315.133
32.097 | 381.293 | 31.956 | 306.076
32.237 | 373.345 | 32.097 | 295.156
32.376 | 366.93 | 32.237 | 285.642
32.515 | 361.214 | 32.376 | 277.164
32.654 | 354.744 | 32.515 | 272.002
32.792 | 347.277 | 32.654 | 263.887
32.93 | 339.243 | 32.792 | 258.026
33.067 | 330.848 | 32.93 | 251.075
33.204 | 322.748 | 33.067 | 242.738
33.341 | 314.473 | 33.204 | 235.053
33.477 | 306.451 | 33.341 | 227.316
33.613 | 299.764 | 33.477 | 218.955
33.748 | 292.48 | 33.613 | 211.087
33.883 | 283.863 | 33.748 | 203.335
34.017 | 275.696 | 33.883 | 197.348
34.151 | 268.694 | 34.017 | 192.225
34.285 | 261.106 | 34.151 | 187.198
34.418 | 254.083 | 34.285 | 181.654
34.55 | 247.659 | 34.418 | 176.696
34.683 | 240.597 | 34.55 | 171.34
34.814 | 233.313 | 34.683 | 168.348
34.946 | 218.91 | 34.814 | 164.198
35.077 | 194.15 | 34.946 | 159.15
35.208 | 160.739 | 35.077 | 152.534
35.338 | 123.964 | 35.208 | 148.164
35.467 | 90.781 | 35.338 | 142.983
35.597 | 68.126 | 35.467 | 139.955
35.726 | 56.62 | 35.597 | 135.556
35.854 | 51.898 | 35.726 | 132.692
35.982 | 49.352 | 35.854 | 128.912
36.11 | 48.91 | 35.982 | 125.199
36.237 | 50.337 | 36.11 | 121.525
36.364 | 51.724 | 36.237 | 120.323
36.491 | 53.285 | 36.364 | 119.054
36.617 | 53.787 | 36.491 | 115.557
36.742 | 52.785 | 36.617 | 113.149
36.867 | 50.609 | 36.742 | 107.995
36.992 | 48.22 | 36.867 | 102.842
37.117 | 47.502 | 36.992 | 98.073
37.241 | 52.982 | 37.117 | 97.354
37.364 | 66.796 | 37.241 | 96.214
37.487 | 78.527 | 37.364 | 95.281
37.61 | 85.606 | 37.487 | 93.284
37.733 | 87.432 | 37.61 | 91.098
37.855 | 81.503 | 37.733 | 88.58
37.976 | 67.224 | 37.855 | 85.473
38.097 | 55.133 | 37.976 | 83.577
38.218 | 44.435 | 38.097 | 82.998
38.338 | 36.73 | 38.218 | 83.326
38.458 | 32.729 | 38.338 | 83.196
38.578 | 30.253 | 38.458 | 83.235
38.697 | 28.801 | 38.578 | 81.969
38.816 | 27.919 | 38.697 | 79.522
38.934 | 27.235 | 38.816 | 76.405
39.052 | 25.596 | 38.934 | 73.578
39.17 | 25.367 | 39.052 | 71.313
39.287 | 26.75 | 39.17 | 70.184
39.404 | 27.726 | 39.287 | 69.67
39.52 | 27.02 | 39.404 | 71.011
39.636 | 25.851 | 39.52 | 71.248
39.752 | 23.877 | 39.636 | 71.212
39.752 | 23.877 | 39.636 | 71.212
39.867 | 22.189 | 39.752 | 70.656
39.982 | 21.839 | 39.867 | 70.062
40.096 | 21.857 | 39.982 | 68.198
40.211 | 22.123 | 40.096 | 67.056
40.324 | 22.266 | 40.211 | 65.622
40.438 | 22.63 | 40.324 | 63.452
40.551 | 22.839 | 40.438 | 61.887
40.663 | 23.4 | 40.551 | 61.474
40.775 | 24.348 | 40.663 | 52.419
40.887 | 25.915 | 40.775 | 37.91
40.999 | 27.491 | 40.887 | 26.903
455.669
323.389
196.583
73.469
0
0
0

## Vivid H40V60 (hidden)
Selador | Lamp |  | Wattage
Vivid | Lumileds K2 |  | 122 |  | Note: Owing to the variability of LEDs, output data and color matches should be viewed as approximate
Note: All data taken with room temperature fixture
| Beam Angle | Field Angle
Horizontal | 29.6 | 45.3
| Accessory Lens | Candela | Field Lumens | Beam Lumens | Lens Efficiency | Efficacy
| H40+V60 | 2490 | 1040 | 650 | 92.44% | 8.5246
| For Field diameter at any distance, multiply distance by |  |  |  | 0.83457
| For Beam diameter at any distance, multiply distance by |  |  |  | 0.52842
| Throw Distance (ft) | 10 | 15 | 20 | 25
| Throw Distance (m) | 3.048 | 4.572 | 6.096 | 7.62
| Field Diameter (ft) | 8.3457 | 12.5185 | 16.6914 | 20.8642
| Field Diameter (m) | 2.5438 | 3.8156 | 5.0875 | 6.3594
| Illuminance (fc) | 24.9 | 11.0667 | 6.225 | 3.984
| Illuminance (lux) | 268.0211 | 119.1205 | 67.0053 | 42.8834
Test Distance | Iso-Illuminance Diagram grid lines
52 | 10 | 20 | 30 | 40
| 0.19231 | 0.38462 | 0.57692 | 0.76923
| Beam Angle | Field Angle
Vertical | 51.7 | 69.8
| For Field diameter at any distance, multiply distance by |  |  |  | 1.3952
| For Beam diameter at any distance, multiply distance by |  |  |  | 0.96899
| Throw Distance (ft) | 10 | 15 | 20 | 25
| Throw Distance (m) | 3.048 | 4.572 | 6.096 | 7.62
| Field Diameter (ft) | 13.9522 | 20.9283 | 27.9044 | 34.8805
| Field Diameter (m) | 4.2526 | 6.3789 | 8.5053 | 10.6316
| Illuminance (fc) | 24.9 | 11.0667 | 6.225 | 3.984
| Illuminance (lux) | 268.0211 | 119.1205 | 67.0053 | 42.8834
| X |  | Y
-40.663 | 9.181 | -37.61 | 151.796
-40.551 | 17.137 | -37.487 | 153.846
-40.438 | 24.013 | -37.364 | 156.226
-40.324 | 34.243 | -37.241 | 159.001
-40.211 | 41.134 | -37.241 | 159.001
-40.096 | 41.113 | -37.117 | 163.194
-39.982 | 40.598 | -36.992 | 168.078
-39.867 | 41.712 | -36.867 | 170.529
-39.752 | 41.717 | -36.742 | 173.115
-39.636 | 41.325 | -36.617 | 177.816
-39.52 | 41.481 | -36.491 | 182.229
-39.404 | 41.664 | -36.364 | 188.586
-39.287 | 42.173 | -36.364 | 188.586
-39.17 | 43.865 | -36.237 | 191.524
-39.052 | 45.214 | -36.11 | 196.822
-38.934 | 45.99 | -35.982 | 201.96
-38.816 | 46.581 | -35.854 | 206.655
-38.697 | 48.39 | -35.726 | 212.027
-38.578 | 47.83 | -35.597 | 221.416
-38.458 | 47.765 | -35.467 | 228.941
-38.338 | 48.361 | -35.467 | 228.941
-38.218 | 48.778 | -35.338 | 235.777
-38.097 | 47.683 | -35.208 | 240.639
-37.976 | 47.815 | -35.077 | 245.02
-37.855 | 47.917 | -34.946 | 248.425
-37.733 | 49.024 | -34.814 | 254.974
-37.61 | 49.563 | -34.683 | 261.781
-37.487 | 50.539 | -34.55 | 269.238
-37.364 | 51.091 | -34.55 | 269.238
-37.241 | 50.428 | -34.418 | 277.114
-37.117 | 50.207 | -34.285 | 286.46
-36.992 | 50.342 | -34.151 | 294.881
-36.867 | 50.285 | -34.017 | 304.485
-36.742 | 50.308 | -33.883 | 316.028
-36.617 | 50.357 | -33.748 | 325.168
-36.491 | 51.204 | -33.613 | 334.145
-36.364 | 51.114 | -33.613 | 334.145
-36.237 | 50.231 | -33.477 | 343.25
-36.11 | 50.171 | -33.341 | 351.028
-35.982 | 50.791 | -33.204 | 359.061
-35.854 | 51.768 | -33.067 | 370.406
-35.726 | 52.787 | -32.93 | 383.585
-35.597 | 54.104 | -32.792 | 396.964
-35.467 | 54.074 | -32.654 | 410.865
-35.338 | 54.911 | -32.654 | 410.865
-35.208 | 54.723 | -32.515 | 424.933
-35.077 | 55.927 | -32.376 | 439.856
-34.946 | 56.464 | -32.237 | 454.178
-34.814 | 55.968 | -32.097 | 468.023
-34.683 | 56.797 | -31.956 | 482.099
-34.55 | 58.089 | -31.815 | 495.273
-34.418 | 58.281 | -31.674 | 508.885
-34.285 | 57.857 | -31.674 | 508.885
-34.151 | 57.851 | -31.533 | 522.793
-34.017 | 56.458 | -31.39 | 538.263
-33.883 | 55.392 | -31.248 | 557.291
-33.748 | 56.215 | -31.105 | 575.349
-33.613 | 58.23 | -30.962 | 592.689
-33.477 | 59.509 | -30.818 | 610.372
-33.341 | 60.275 | -30.673 | 627.979
-33.204 | 61.578 | -30.673 | 627.979
-33.067 | 62.138 | -30.529 | 643.602
-32.93 | 61.943 | -30.384 | 662.103
-32.792 | 61.631 | -30.238 | 682.305
-32.654 | 62.367 | -30.092 | 701.788
-32.515 | 62.772 | -29.946 | 718.943
-32.376 | 62.689 | -29.799 | 736.643
-32.237 | 62.468 | -29.799 | 736.643
-32.097 | 63.047 | -29.651 | 755.829
-31.956 | 64.846 | -29.504 | 776.083
-31.815 | 65.904 | -29.356 | 795.402
-31.674 | 66.637 | -29.207 | 816.737
-31.533 | 66.714 | -29.058 | 837.697
-31.39 | 68.639 | -28.909 | 857.396
-31.248 | 69.437 | -28.759 | 877.807
-31.105 | 70.713 | -28.759 | 877.807
-30.962 | 71.976 | -28.608 | 900.148
-30.818 | 73.316 | -28.458 | 924.619
-30.673 | 73.248 | -28.306 | 947.599
-30.529 | 73.94 | -28.155 | 968.884
-30.384 | 74.733 | -28.003 | 989.925
-30.238 | 75.389 | -27.85 | 1011.368
-30.092 | 77.601 | -27.697 | 1031.669
-29.946 | 79.452 | -27.697 | 1031.669
-29.799 | 80.353 | -27.544 | 1054.382
-29.651 | 81.288 | -27.39 | 1077.042
-29.504 | 81.226 | -27.236 | 1097.698
-29.356 | 82.085 | -27.082 | 1117.181
-29.207 | 82.957 | -26.926 | 1138.3
-29.058 | 85.087 | -26.771 | 1159.653
-28.909 | 87.301 | -26.615 | 1182.615
-28.759 | 89.908 | -26.615 | 1182.615
-28.608 | 91.221 | -26.459 | 1204.869
-28.458 | 93.033 | -26.302 | 1226.345
-28.306 | 93.895 | -26.145 | 1249.545
-28.155 | 95.012 | -25.987 | 1271.643
-28.003 | 95.978 | -25.829 | 1290.164
-27.85 | 97.518 | -25.671 | 1308.898
-27.697 | 99.923 | -25.512 | 1327.561
-27.544 | 102.029 | -25.512 | 1327.561
-27.39 | 104.097 | -25.353 | 1345.759
-27.236 | 106.109 | -25.193 | 1362.621
-27.082 | 109.399 | -25.033 | 1382.781
-26.926 | 111.392 | -24.872 | 1402.083
-26.771 | 114.01 | -24.711 | 1420.389
-26.615 | 115.599 | -24.55 | 1439.388
-26.459 | 118.546 | -24.388 | 1458.814
-26.302 | 121.7 | -24.388 | 1458.814
-26.145 | 124.751 | -24.226 | 1476.198
-25.987 | 127.264 | -24.063 | 1493.037
-25.829 | 130.649 | -23.9 | 1508.25
-25.671 | 135.086 | -23.737 | 1523.555
-25.512 | 137.226 | -23.573 | 1540.121
-25.353 | 140.382 | -23.409 | 1556.645
-25.193 | 144.841 | -23.244 | 1573.002
-25.033 | 150.179 | -23.244 | 1573.002
-24.872 | 153.713 | -23.079 | 1588.838
-24.711 | 158.125 | -22.913 | 1602.495
-24.55 | 163.167 | -22.747 | 1617.211
-24.388 | 167.895 | -22.581 | 1630.97
-24.226 | 172.771 | -22.414 | 1648.203
-24.063 | 178.192 | -22.247 | 1663.753
-23.9 | 184.263 | -22.247 | 1663.753
-23.737 | 190.849 | -22.08 | 1679.066
-23.573 | 196.918 | -21.912 | 1691.717
-23.409 | 203.607 | -21.744 | 1707.596
-23.244 | 211.605 | -21.575 | 1720.021
-23.079 | 219.741 | -21.406 | 1732.015
-22.913 | 228.191 | -21.236 | 1745.654
-22.747 | 237.552 | -21.066 | 1757.256
-22.581 | 247.798 | -21.066 | 1757.256
-22.414 | 257.815 | -20.896 | 1766.98
-22.247 | 267.796 | -20.725 | 1777.182
-22.08 | 277.83 | -20.554 | 1787.47
-21.912 | 287.465 | -20.383 | 1795.658
-21.744 | 297.814 | -20.211 | 1802.069
-21.575 | 309.213 | -20.039 | 1809.061
-21.406 | 320.913 | -19.866 | 1817.297
-21.236 | 332.86 | -19.866 | 1817.297
-21.066 | 345.974 | -19.693 | 1828.591
-20.896 | 360.038 | -19.52 | 1842.716
-20.725 | 373.486 | -19.346 | 1853.674
-20.554 | 387.927 | -19.172 | 1863.699
-20.383 | 405.07 | -18.998 | 1874.803
-20.211 | 422.673 | -18.823 | 1884.737
-20.039 | 439.814 | -18.648 | 1894.474
-19.866 | 457.981 | -18.648 | 1894.474
-19.693 | 476.102 | -18.472 | 1903.206
-19.52 | 494.939 | -18.297 | 1911.655
-19.346 | 513.63 | -18.12 | 1918.904
-19.172 | 533.475 | -17.944 | 1927.203
-18.998 | 555.562 | -17.767 | 1932.981
-18.823 | 579.431 | -17.59 | 1938.245
-18.648 | 602.493 | -17.412 | 1947.037
-18.472 | 624.933 | -17.412 | 1947.037
-18.297 | 647.538 | -17.234 | 1957.784
-18.12 | 671.823 | -17.056 | 1970.534
-17.944 | 697.26 | -16.877 | 1982.345
-17.767 | 724.065 | -16.698 | 1992.66
-17.59 | 751.764 | -16.519 | 1998.283
-17.412 | 779.839 | -16.339 | 2008.758
-17.234 | 808.75 | -16.159 | 2017.073
-17.056 | 836.637 | -16.159 | 2017.073
-16.877 | 864.948 | -15.978 | 2024.914
-16.698 | 894.834 | -15.798 | 2031.104
-16.519 | 926.708 | -15.617 | 2038.077
-16.339 | 956.493 | -15.435 | 2044.453
-16.159 | 987.775 | -15.254 | 2048.754
-15.978 | 1020.606 | -15.072 | 2055.139
-15.798 | 1052.767 | -14.89 | 2066.786
-15.617 | 1082.202 | -14.89 | 2066.786
-15.435 | 1116.841 | -14.707 | 2078.526
-15.254 | 1150.566 | -14.524 | 2087.504
-15.072 | 1181.956 | -14.341 | 2097.292
-14.89 | 1213.594 | -14.158 | 2105.498
-14.707 | 1246.614 | -13.974 | 2111.437
-14.524 | 1277.678 | -13.79 | 2114.569
-14.341 | 1309.638 | -13.605 | 2121.372
-14.158 | 1343.781 | -13.605 | 2121.372
-13.974 | 1376.896 | -13.421 | 2132.245
-13.79 | 1409.218 | -13.236 | 2143.45
-13.605 | 1438.101 | -13.051 | 2149.439
-13.421 | 1465.648 | -12.865 | 2157.025
-13.236 | 1495.507 | -12.679 | 2167.884
-13.051 | 1527.965 | -12.493 | 2177.738
-12.865 | 1561.645 | -12.493 | 2177.738
-12.679 | 1592.186 | -12.307 | 2187.411
-12.493 | 1621.964 | -12.12 | 2194.801
-12.307 | 1656.855 | -11.934 | 2203.564
-12.12 | 1688.408 | -11.746 | 2206.19
-11.934 | 1715.448 | -11.559 | 2209.218
-11.746 | 1741.624 | -11.372 | 2220.69
-11.559 | 1768.83 | -11.184 | 2232.47
-11.372 | 1795.107 | -11.184 | 2232.47
-11.184 | 1822.649 | -10.996 | 2242.933
-10.996 | 1852.302 | -10.807 | 2254.411
-10.807 | 1880.43 | -10.619 | 2261.807
-10.619 | 1904.097 | -10.43 | 2268.029
-10.43 | 1931.532 | -10.241 | 2275.238
-10.241 | 1960.463 | -10.052 | 2284.112
-10.052 | 1983.975 | -9.862 | 2293.093
-9.862 | 2006.896 | -9.862 | 2293.093
-9.673 | 2029.55 | -9.673 | 2299.432
-9.483 | 2053.559 | -9.483 | 2305.094
-9.293 | 2076.697 | -9.293 | 2310.69
-9.102 | 2100.498 | -9.102 | 2315.314
-8.912 | 2124.745 | -8.912 | 2321.63
-8.721 | 2147.086 | -8.721 | 2329.316
-8.53 | 2165.769 | -8.53 | 2334.943
-8.339 | 2184.004 | -8.53 | 2334.943
-8.148 | 2204.353 | -8.339 | 2343.441
-7.956 | 2222.456 | -8.148 | 2346.129
-7.764 | 2240.449 | -7.956 | 2352.362
-7.573 | 2260.37 | -7.764 | 2357.497
-7.381 | 2278.119 | -7.573 | 2366.474
-7.188 | 2295.028 | -7.381 | 2375.929
-6.996 | 2306.199 | -7.188 | 2385.461
-6.804 | 2319.228 | -7.188 | 2385.461
-6.611 | 2332.454 | -6.996 | 2386.442
-6.418 | 2343.79 | -6.804 | 2389.507
-6.225 | 2357.038 | -6.611 | 2392.287
-6.032 | 2369.078 | -6.418 | 2388.768
-5.839 | 2376.891 | -6.225 | 2386.04
-5.646 | 2386.313 | -6.032 | 2389.397
-5.452 | 2394.248 | -5.839 | 2393.909
-5.259 | 2400.254 | -5.839 | 2393.909
-5.065 | 2409.862 | -5.646 | 2400.627
-4.871 | 2421.074 | -5.452 | 2407.706
-4.677 | 2429.911 | -5.259 | 2414.513
-4.483 | 2438.899 | -5.065 | 2423.056
-4.289 | 2446.906 | -4.871 | 2423.89
-4.095 | 2454.076 | -4.677 | 2423.416
-3.9 | 2462.435 | -4.483 | 2421.892
-3.706 | 2463.363 | -4.483 | 2421.892
-3.511 | 2470.212 | -4.289 | 2424.211
-3.317 | 2473.906 | -4.095 | 2428.13
-3.122 | 2476.553 | -3.9 | 2438.921
-2.927 | 2477.166 | -3.706 | 2445.108
-2.732 | 2483.788 | -3.511 | 2448.639
-2.537 | 2485.471 | -3.317 | 2450.41
-2.342 | 2488.114 | -3.317 | 2450.41
-2.147 | 2489.895 | -3.122 | 2455.269
-1.952 | 2489.957 | -2.927 | 2459.887
-1.757 | 2486.372 | -2.732 | 2460.232
-1.562 | 2487.134 | -2.537 | 2461.565
-1.367 | 2482.67 | -2.342 | 2459.272
-1.172 | 2478.794 | -2.147 | 2459.427
-0.976 | 2473.453 | -1.952 | 2463.428
-0.781 | 2473.328 | -1.952 | 2463.428
-0.586 | 2476.852 | -1.757 | 2462.933
-0.391 | 2477.329 | -1.562 | 2465.214
-0.195 | 2476.908 | -1.367 | 2468.301
0 | 2471.308 | -1.172 | 2471.805
0.195 | 2469.952 | -0.976 | 2471.11
0.391 | 2470.303 | -0.781 | 2476.253
0.586 | 2474.468 | -0.586 | 2474.08
0.781 | 2473.813 | -0.586 | 2474.08
0.976 | 2470.028 | -0.391 | 2473.171
1.172 | 2464.83 | -0.195 | 2468.649
1.367 | 2460.645 | 0 | 2471.308
1.562 | 2461.122 | 0.195 | 2469.245
1.757 | 2461.281 | 0.391 | 2469.291
1.952 | 2460.902 | 0.586 | 2468.425
2.147 | 2461.343 | 0.781 | 2466.674
2.342 | 2460.745 | 0.781 | 2466.674
2.537 | 2457.924 | 0.976 | 2472.039
2.732 | 2456.172 | 1.172 | 2472.693
2.927 | 2454.809 | 1.367 | 2472.393
3.122 | 2450.592 | 1.562 | 2469.307
3.317 | 2445.591 | 1.757 | 2470.427
3.511 | 2442.73 | 1.952 | 2466.358
3.706 | 2437.341 | 2.147 | 2466.204
3.9 | 2426.083 | 2.147 | 2466.204
4.095 | 2416.511 | 2.342 | 2468.539
4.289 | 2408.195 | 2.537 | 2467.208
4.483 | 2400.27 | 2.732 | 2457.438
4.677 | 2394.582 | 2.927 | 2447.617
4.871 | 2394.554 | 3.122 | 2443.563
5.065 | 2394.508 | 3.317 | 2446.204
5.259 | 2385.729 | 3.511 | 2442.521
5.452 | 2376.787 | 3.511 | 2442.521
5.646 | 2364.095 | 3.706 | 2437.522
5.839 | 2354.06 | 3.9 | 2431.037
6.032 | 2341.77 | 4.095 | 2424.024
6.225 | 2335.752 | 4.289 | 2420.619
6.418 | 2326.477 | 4.483 | 2418.438
6.611 | 2317.623 | 4.677 | 2414.612
6.804 | 2307.295 | 4.871 | 2408.956
6.996 | 2295.372 | 4.871 | 2408.956
7.188 | 2281.704 | 5.065 | 2407.605
7.381 | 2271.285 | 5.259 | 2405.503
7.573 | 2260.924 | 5.452 | 2401.707
7.764 | 2249.068 | 5.646 | 2398.307
7.956 | 2233.427 | 5.839 | 2397.358
8.148 | 2215.582 | 6.032 | 2397.203
8.339 | 2197.167 | 6.225 | 2396.21
8.53 | 2179.854 | 6.225 | 2396.21
8.721 | 2161.809 | 6.418 | 2394.953
8.912 | 2142.639 | 6.611 | 2385.246
9.102 | 2122.335 | 6.804 | 2380.179
9.293 | 2100.343 | 6.996 | 2375.345
9.483 | 2076.507 | 7.188 | 2370.292
9.673 | 2054.577 | 7.381 | 2360.953
9.862 | 2036.24 | 7.381 | 2360.953
10.052 | 2013.138 | 7.573 | 2353.172
10.241 | 1990.885 | 7.764 | 2345.758
10.43 | 1965.957 | 7.956 | 2340.165
10.619 | 1939.651 | 8.148 | 2332.5
10.807 | 1911.941 | 8.339 | 2325.157
10.996 | 1887.667 | 8.53 | 2316.087
11.184 | 1863.983 | 8.721 | 2310.762
11.372 | 1839.346 | 8.721 | 2310.762
11.559 | 1811.831 | 8.912 | 2304.225
11.746 | 1784.269 | 9.102 | 2296.687
11.934 | 1757.929 | 9.293 | 2287.491
12.12 | 1729.406 | 9.483 | 2279.373
12.307 | 1700.184 | 9.673 | 2274.188
12.493 | 1666.801 | 9.862 | 2268.472
12.679 | 1633.524 | 10.052 | 2261.743
12.865 | 1603.837 | 10.052 | 2261.743
13.051 | 1575.977 | 10.241 | 2254.24
13.236 | 1543.447 | 10.43 | 2244.589
13.421 | 1510.521 | 10.619 | 2235.886
13.605 | 1479.501 | 10.807 | 2228.397
13.79 | 1450.701 | 10.996 | 2221.236
13.974 | 1421.481 | 11.184 | 2212.845
14.158 | 1387.714 | 11.372 | 2206.865
14.341 | 1355.46 | 11.372 | 2206.865
14.524 | 1321.505 | 11.559 | 2199.241
14.707 | 1287.519 | 11.746 | 2193.491
14.89 | 1253.865 | 11.934 | 2187.553
15.072 | 1223.1 | 12.12 | 2184.422
15.254 | 1192.666 | 12.307 | 2180.858
15.435 | 1162.594 | 12.493 | 2173.702
15.617 | 1132.434 | 12.679 | 2163.87
15.798 | 1097.907 | 12.679 | 2163.87
15.978 | 1067.942 | 12.865 | 2152.508
16.159 | 1038.493 | 13.051 | 2142.919
16.339 | 1006.912 | 13.236 | 2137.23
16.519 | 975.159 | 13.421 | 2130.89
16.698 | 944.857 | 13.605 | 2122.202
16.877 | 913.167 | 13.79 | 2111.15
17.056 | 884.914 | 13.974 | 2102.156
17.234 | 856.244 | 13.974 | 2102.156
17.412 | 827.886 | 14.158 | 2089.718
17.59 | 799.568 | 14.341 | 2083.775
17.767 | 773.6 | 14.524 | 2077.773
17.944 | 747.876 | 14.707 | 2071.849
18.12 | 721.736 | 14.89 | 2065.819
18.297 | 697.295 | 15.072 | 2054.508
18.472 | 671.871 | 15.254 | 2041.053
18.648 | 649.054 | 15.254 | 2041.053
18.823 | 626.742 | 15.435 | 2027.943
18.998 | 604.677 | 15.617 | 2014.838
19.172 | 582.449 | 15.798 | 2002.529
19.346 | 562.563 | 15.978 | 1991.926
19.52 | 543.202 | 16.159 | 1985.372
19.693 | 524.139 | 16.339 | 1978.696
19.866 | 504.825 | 16.339 | 1978.696
20.039 | 482.834 | 16.519 | 1972.052
20.211 | 462.716 | 16.698 | 1964.731
20.383 | 445.533 | 16.877 | 1958.386
20.554 | 429.32 | 17.056 | 1949.298
20.725 | 414.222 | 17.234 | 1940.956
20.896 | 400.981 | 17.412 | 1937.737
21.066 | 387.483 | 17.59 | 1928.982
21.236 | 373.828 | 17.59 | 1928.982
21.406 | 358.846 | 17.767 | 1917.207
21.575 | 343.022 | 17.944 | 1902.482
21.744 | 327.834 | 18.12 | 1891.155
21.912 | 313.809 | 18.297 | 1878.526
22.08 | 301.985 | 18.472 | 1869.684
22.247 | 293.209 | 18.648 | 1857.753
22.414 | 284.547 | 18.823 | 1841.496
22.581 | 274.592 | 18.823 | 1841.496
22.747 | 265.575 | 18.998 | 1824.18
22.913 | 256.936 | 19.172 | 1813.409
23.079 | 247.506 | 19.346 | 1800.682
23.244 | 239.723 | 19.52 | 1788.213
23.409 | 232.762 | 19.693 | 1777.449
23.573 | 225.697 | 19.866 | 1766.888
23.737 | 218.417 | 20.039 | 1756.147
23.9 | 212.099 | 20.039 | 1756.147
24.063 | 205.77 | 20.211 | 1744.401
24.226 | 199.321 | 20.383 | 1734.114
24.388 | 193.52 | 20.554 | 1724.453
24.55 | 187.344 | 20.725 | 1716.374
24.711 | 181.343 | 20.896 | 1704.232
24.872 | 176.91 | 21.066 | 1689.996
25.033 | 172.852 | 21.236 | 1675.851
25.193 | 168.838 | 21.236 | 1675.851
25.353 | 165.056 | 21.406 | 1663.91
25.512 | 160.527 | 21.575 | 1648.318
25.671 | 156.323 | 21.744 | 1634.535
25.829 | 152.351 | 21.912 | 1623.082
25.987 | 148.328 | 22.08 | 1610.414
26.145 | 145.863 | 22.247 | 1595.903
26.302 | 144.108 | 22.414 | 1580.706
26.459 | 141.606 | 22.414 | 1580.706
26.615 | 138.172 | 22.581 | 1562.7
26.771 | 134.008 | 22.747 | 1546.82
26.926 | 129.634 | 22.913 | 1532.165
27.082 | 126.304 | 23.079 | 1519.299
27.236 | 123.931 | 23.244 | 1506.099
27.39 | 122.093 | 23.409 | 1490.139
27.544 | 119.961 | 23.573 | 1472.088
27.697 | 119.388 | 23.573 | 1472.088
27.85 | 116.885 | 23.737 | 1451.4
28.003 | 113.676 | 23.9 | 1434.806
28.155 | 110.763 | 24.063 | 1418.185
28.306 | 109.754 | 24.226 | 1401.425
28.458 | 108.45 | 24.388 | 1383.075
28.608 | 106.848 | 24.55 | 1364.977
28.759 | 104.964 | 24.711 | 1346.096
28.909 | 103.745 | 24.711 | 1346.096
29.058 | 102.37 | 24.872 | 1327.222
29.207 | 100.253 | 25.033 | 1308.968
29.356 | 98.243 | 25.193 | 1292.669
29.504 | 96.887 | 25.353 | 1273.597
29.651 | 96.279 | 25.512 | 1253.452
29.799 | 96.279 | 25.671 | 1231.92
29.946 | 95.555 | 25.671 | 1231.92
30.092 | 93.134 | 25.829 | 1210.026
30.238 | 90.389 | 25.987 | 1187.901
30.384 | 88.138 | 26.145 | 1168.568
30.529 | 87.037 | 26.302 | 1150.752
30.673 | 87.122 | 26.459 | 1131.709
30.818 | 86.486 | 26.615 | 1114.625
30.962 | 85.251 | 26.771 | 1098.627
31.105 | 82.965 | 26.771 | 1098.627
31.248 | 80.792 | 26.926 | 1080.13
31.39 | 79.422 | 27.082 | 1061.283
31.533 | 79.336 | 27.236 | 1042.357
31.674 | 78.126 | 27.39 | 1022.697
31.815 | 76.767 | 27.544 | 1003.686
31.956 | 76.485 | 27.697 | 985.631
32.097 | 76.336 | 27.85 | 968.644
32.237 | 75.704 | 27.85 | 968.644
32.376 | 75.594 | 28.003 | 951.933
32.515 | 75.991 | 28.155 | 934.632
32.654 | 75.811 | 28.306 | 916.572
32.792 | 75.838 | 28.458 | 898.027
32.93 | 76.215 | 28.608 | 878.848
33.067 | 75.23 | 28.759 | 861.167
33.204 | 72.839 | 28.909 | 841.345
33.341 | 71.137 | 28.909 | 841.345
33.477 | 70.685 | 29.058 | 820.911
33.613 | 70.658 | 29.207 | 801.88
33.748 | 70.631 | 29.356 | 784.017
33.883 | 70.506 | 29.504 | 763.554
34.017 | 70.402 | 29.651 | 746.729
34.151 | 69.417 | 29.799 | 731.85
34.285 | 67.954 | 29.946 | 715.791
34.418 | 66.6 | 29.946 | 715.791
34.55 | 66.844 | 30.092 | 697.638
34.683 | 67.713 | 30.238 | 679.146
34.814 | 68.814 | 30.384 | 659.405
34.946 | 66.378 | 30.529 | 639.005
35.077 | 60.756 | 30.673 | 621.553
35.208 | 53.707 | 30.818 | 608.534
35.338 | 46.538 | 30.962 | 595.436
35.467 | 40.504 | 30.962 | 595.436
35.597 | 37.478 | 31.105 | 581.508
35.726 | 36.21 | 31.248 | 565.297
35.854 | 34.85 | 31.39 | 546.84
35.982 | 32.692 | 31.533 | 529.551
36.11 | 31.065 | 31.674 | 513.921
36.237 | 30.926 | 31.815 | 499.271
36.364 | 31.422 | 31.956 | 484.912
36.491 | 32.803 | 31.956 | 484.912
36.617 | 33.687 | 32.097 | 471.374
36.742 | 34.068 | 32.237 | 456.789
36.867 | 32.91 | 32.376 | 442.202
36.992 | 31.141 | 32.515 | 427.729
37.117 | 31.677 | 32.654 | 414.905
37.241 | 38.37 | 32.792 | 403.473
37.364 | 52.195 | 32.792 | 403.473
37.487 | 61.163 | 32.93 | 391.389
37.61 | 64.393 | 33.067 | 378.482
37.733 | 62.107 | 33.204 | 365.259
37.855 | 53.716 | 33.341 | 353.999
37.976 | 39.752 | 33.477 | 341.769
38.097 | 31.505 | 33.613 | 331.194
38.218 | 26.318 | 33.748 | 321.479
38.338 | 23.118 | 33.748 | 321.479
38.458 | 21.819 | 33.883 | 313
38.578 | 21.145 | 34.017 | 304.046
38.697 | 20.143 | 34.151 | 295.052
38.816 | 18.837 | 34.285 | 286.656
38.934 | 17.96 | 34.418 | 276.497
39.052 | 17.399 | 34.55 | 267.403
39.17 | 17.843 | 34.683 | 259.314
39.287 | 19.368 | 34.683 | 259.314
39.404 | 20.336 | 34.814 | 249.765
39.52 | 19.925 | 34.946 | 242.336
39.636 | 18.782 | 35.077 | 236.753
39.752 | 17.138 | 35.208 | 230.172
39.867 | 16.121 | 35.338 | 223.651
39.982 | 16.48 | 35.467 | 217.475
40.096 | 16.687 | 35.597 | 212.549
40.096 | 16.687 | 35.597 | 212.549
40.211 | 17.331 | 35.726 | 206.821
40.324 | 18.044 | 35.854 | 199.966
40.438 | 18.073 | 35.982 | 193.016
40.551 | 16.869 | 36.11 | 186.283
40.663 | 16.51 | 36.237 | 178.715
40.775 | 16.689 | 36.364 | 176.391
40.887 | 17.474 | 36.491 | 174.649
40.663 | 23.4 | 40.551 | 61.474
40.775 | 24.348 | 40.663 | 52.419
40.887 | 25.915 | 40.775 | 37.91
40.999 | 27.491 | 40.887 | 26.903
455.669
323.389
196.583
73.469
0
0
0

## Vivid H40V80 (hidden)
Selador | Lamp |  | Wattage
Vivid | Lumileds K2 |  | 122 |  | Note: Owing to the variability of LEDs, output data and color matches should be viewed as approximate
Note: All data taken with room temperature fixture
| Beam Angle | Field Angle
Horizontal | 29.4 | 45.8
| Accessory Lens | Candela | Field Lumens | Beam Lumens | Lens Efficiency | Efficacy
| H40+V80 | 2080 | 1000 | 590 | 88.89% | 8.1967
| For Field diameter at any distance, multiply distance by |  |  |  | 0.84483
| For Beam diameter at any distance, multiply distance by |  |  |  | 0.52469
| Throw Distance (ft) | 10 | 15 | 20 | 25
| Throw Distance (m) | 3.048 | 4.572 | 6.096 | 7.62
| Field Diameter (ft) | 8.4483 | 12.6725 | 16.8967 | 21.1208
| Field Diameter (m) | 2.5751 | 3.8626 | 5.1501 | 6.4376
| Illuminance (fc) | 20.8 | 9.2444 | 5.2 | 3.328
| Illuminance (lux) | 223.8891 | 99.5063 | 55.9723 | 35.8223
Test Distance | Iso-Illuminance Diagram grid lines
52 | 10 | 20 | 30 | 40
| 0.19231 | 0.38462 | 0.57692 | 0.76923
| Beam Angle | Field Angle
Vertical | 63.8 | 81.4
| For Field diameter at any distance, multiply distance by |  |  |  | 1.7203
| For Beam diameter at any distance, multiply distance by |  |  |  | 1.2449
| Throw Distance (ft) | 10 | 15 | 20 | 25
| Throw Distance (m) | 3.048 | 4.572 | 6.096 | 7.62
| Field Diameter (ft) | 17.2027 | 25.8041 | 34.4054 | 43.0068
| Field Diameter (m) | 5.2434 | 7.8651 | 10.4868 | 13.1085
| Illuminance (fc) | 20.8 | 9.2444 | 5.2 | 3.328
| Illuminance (lux) | 223.8891 | 99.5063 | 55.9723 | 35.8223
| X |  | Y
-40.999 | 0 | -41.11 | 210.551
-40.887 | 0 | -40.999 | 213.048
-40.775 | 0 | -40.887 | 216.105
-40.663 | 4.508 | -40.775 | 219.545
-40.551 | 12.162 | -40.663 | 224.502
-40.438 | 19.676 | -40.551 | 231.395
-40.324 | 27.707 | -40.438 | 237.238
-40.211 | 32.515 | -40.324 | 244.237
-40.096 | 32.476 | -40.211 | 252.529
-39.982 | 32.713 | -40.096 | 258.845
-39.867 | 33.683 | -39.982 | 264.29
-39.752 | 33.178 | -39.867 | 270.258
-39.636 | 32.982 | -39.752 | 274.177
-39.52 | 33.42 | -39.636 | 279.69
-39.404 | 33.583 | -39.52 | 286.018
-39.287 | 33.654 | -39.404 | 295.791
-39.17 | 33.665 | -39.287 | 304.414
-39.052 | 34.118 | -39.17 | 314.104
-38.934 | 34.919 | -39.052 | 322.863
-38.816 | 36.093 | -38.934 | 332.794
-38.697 | 36.176 | -38.816 | 341.916
-38.578 | 35.328 | -38.697 | 353.564
-38.458 | 37.317 | -38.578 | 362.479
-38.338 | 38.999 | -38.458 | 371.125
-38.218 | 38.434 | -38.338 | 379.104
-38.097 | 37.817 | -38.218 | 390.939
-37.976 | 37.828 | -38.097 | 404.186
-37.855 | 37.387 | -37.976 | 417.067
-37.733 | 37.847 | -37.855 | 430.742
-37.61 | 38.19 | -37.733 | 446.655
-37.487 | 39.167 | -37.61 | 459.81
-37.364 | 39.277 | -37.487 | 472.134
-37.241 | 39.331 | -37.364 | 482.921
-37.117 | 39.821 | -37.241 | 494.883
-36.992 | 40.524 | -37.117 | 506.501
-36.867 | 41.353 | -36.992 | 518.594
-36.742 | 41.932 | -36.867 | 529.72
-36.617 | 41.808 | -36.742 | 543.718
-36.491 | 42.697 | -36.617 | 558.346
-36.364 | 42.807 | -36.491 | 572.743
-36.237 | 42.071 | -36.364 | 587.281
-36.11 | 41.656 | -36.237 | 604.362
-35.982 | 41.977 | -36.11 | 621.293
-35.854 | 42.008 | -35.982 | 638.547
-35.726 | 42.815 | -35.854 | 654.556
-35.597 | 43.974 | -35.726 | 673.534
-35.467 | 43.351 | -35.597 | 689.688
-35.338 | 43.755 | -35.467 | 704.676
-35.208 | 44.358 | -35.338 | 718.717
-35.077 | 45.257 | -35.208 | 734.035
-34.946 | 46.122 | -35.077 | 750.813
-34.814 | 46.377 | -34.946 | 766.185
-34.683 | 46.28 | -34.814 | 783.053
-34.55 | 46.804 | -34.683 | 796.034
-34.418 | 46.951 | -34.55 | 806.028
-34.285 | 46.089 | -34.418 | 818.532
-34.151 | 46.164 | -34.285 | 832.134
-34.017 | 47.186 | -34.151 | 845.253
-33.883 | 47.69 | -34.017 | 857.969
-33.748 | 48.767 | -33.883 | 874.598
-33.613 | 49.353 | -33.748 | 888.094
-33.477 | 49.718 | -33.613 | 902.435
-33.341 | 49.461 | -33.477 | 917.418
-33.204 | 48.922 | -33.341 | 931.322
-33.067 | 50.059 | -33.204 | 941.442
-32.93 | 50.834 | -33.067 | 953.551
-32.792 | 52.09 | -32.93 | 965.279
-32.654 | 52.267 | -32.792 | 974.53
-32.515 | 52.672 | -32.654 | 985.495
-32.376 | 52.405 | -32.515 | 999.376
-32.237 | 52.599 | -32.376 | 1012.611
-32.097 | 53.611 | -32.237 | 1024.936
-31.956 | 54.681 | -32.097 | 1036.68
-31.815 | 55.515 | -31.956 | 1048.397
-31.674 | 56.992 | -31.815 | 1055.23
-31.533 | 57.807 | -31.674 | 1060.665
-31.39 | 58.413 | -31.533 | 1063.847
-31.248 | 58.082 | -31.39 | 1068.951
-31.105 | 58.637 | -31.248 | 1076.837
-30.962 | 59.251 | -31.105 | 1086.299
-30.818 | 61.238 | -30.962 | 1095.512
-30.673 | 62.336 | -30.818 | 1102.096
-30.529 | 62.686 | -30.673 | 1107.61
-30.384 | 64.026 | -30.529 | 1112.025
-30.238 | 65.202 | -30.384 | 1116.889
-30.092 | 66.283 | -30.238 | 1122.97
-29.946 | 66.139 | -30.092 | 1129.203
-29.799 | 67.077 | -29.946 | 1135.693
-29.651 | 67.078 | -29.799 | 1143.136
-29.504 | 66.974 | -29.651 | 1149.958
-29.356 | 66.577 | -29.504 | 1156.062
-29.207 | 68.266 | -29.356 | 1164.304
-29.058 | 69.837 | -29.207 | 1173.552
-28.909 | 71.064 | -29.058 | 1180.722
-28.759 | 71.416 | -28.909 | 1186.192
-28.608 | 73.505 | -28.759 | 1191.239
-28.458 | 75.495 | -28.608 | 1195.562
-28.306 | 76.594 | -28.458 | 1202.964
-28.155 | 78.29 | -28.306 | 1212.288
-28.003 | 80.757 | -28.155 | 1222.701
-27.85 | 83.103 | -28.003 | 1230.969
-27.697 | 85.189 | -27.85 | 1238.763
-27.544 | 87.158 | -27.697 | 1245.17
-27.39 | 89.348 | -27.544 | 1251.163
-27.236 | 91.085 | -27.39 | 1258.054
-27.082 | 92.671 | -27.236 | 1265.063
-26.926 | 93.912 | -27.082 | 1271.895
-26.771 | 95.706 | -26.926 | 1278.688
-26.615 | 97.448 | -26.771 | 1286.126
-26.459 | 99.541 | -26.615 | 1293.696
-26.302 | 102.465 | -26.459 | 1303.792
-26.145 | 104.656 | -26.302 | 1313.999
-25.987 | 106.638 | -26.145 | 1321.748
-25.829 | 110.239 | -25.987 | 1330.429
-25.671 | 114.19 | -25.829 | 1339.307
-25.512 | 117.224 | -25.671 | 1346.11
-25.353 | 119.989 | -25.512 | 1350.448
-25.193 | 122.902 | -25.353 | 1356.031
-25.033 | 125.811 | -25.193 | 1365.389
-24.872 | 129.068 | -25.033 | 1373.578
-24.711 | 132.523 | -24.872 | 1382.171
-24.55 | 136.687 | -24.711 | 1390.905
-24.388 | 141.389 | -24.55 | 1397.993
-24.226 | 145.562 | -24.388 | 1403.234
-24.063 | 150.305 | -24.226 | 1406.377
-23.9 | 155.429 | -24.063 | 1410.885
-23.737 | 161.004 | -23.9 | 1417.506
-23.573 | 166.699 | -23.737 | 1425.33
-23.409 | 172.138 | -23.573 | 1433.968
-23.244 | 178.216 | -23.409 | 1444.433
-23.079 | 183.645 | -23.244 | 1451.541
-22.913 | 189.763 | -23.079 | 1457.307
-22.747 | 197.268 | -22.913 | 1463.466
-22.581 | 205.513 | -22.747 | 1471.976
-22.414 | 213.331 | -22.581 | 1480.013
-22.247 | 221.846 | -22.414 | 1488.231
-22.08 | 231.156 | -22.247 | 1497.066
-21.912 | 240.662 | -22.08 | 1506.565
-21.744 | 249.412 | -21.912 | 1513.406
-21.575 | 258.981 | -21.744 | 1522.219
-21.406 | 269.74 | -21.575 | 1528.521
-21.236 | 279.348 | -21.406 | 1532.646
-21.066 | 289.542 | -21.236 | 1539.377
-20.896 | 300.332 | -21.066 | 1543.707
-20.725 | 312.288 | -20.896 | 1551.202
-20.554 | 325.45 | -20.725 | 1560.442
-20.383 | 339.874 | -20.554 | 1568.286
-20.211 | 354.374 | -20.383 | 1574.515
-20.039 | 369.851 | -20.211 | 1581.376
-19.866 | 384.982 | -20.039 | 1587.341
-19.693 | 398.974 | -19.866 | 1594.637
-19.52 | 413.641 | -19.693 | 1604.413
-19.346 | 429.408 | -19.52 | 1613.121
-19.172 | 445.376 | -19.346 | 1621.35
-18.998 | 463.102 | -19.172 | 1625.273
-18.823 | 480.479 | -18.998 | 1631.49
-18.648 | 499.595 | -18.823 | 1637.806
-18.472 | 518.975 | -18.648 | 1644.318
-18.297 | 539.458 | -18.472 | 1650.589
-18.12 | 559.47 | -18.297 | 1657.397
-17.944 | 580.321 | -18.12 | 1663.286
-17.767 | 599.884 | -17.944 | 1671.596
-17.59 | 621.246 | -17.767 | 1682.099
-17.412 | 644.392 | -17.59 | 1689.449
-17.234 | 668.781 | -17.412 | 1700.676
-17.056 | 694.501 | -17.234 | 1710.023
-16.877 | 719.296 | -17.056 | 1717.554
-16.698 | 745.351 | -16.877 | 1723.666
-16.519 | 768.773 | -16.698 | 1734.237
-16.339 | 793.445 | -16.519 | 1738.759
-16.159 | 817.667 | -16.339 | 1748.84
-15.978 | 842.881 | -16.159 | 1755.209
-15.798 | 868.224 | -15.978 | 1764.728
-15.617 | 896.987 | -15.798 | 1768.491
-15.435 | 927.55 | -15.617 | 1774.582
-15.254 | 956.182 | -15.435 | 1780.553
-15.072 | 981.9 | -15.254 | 1788.798
-14.89 | 1006.034 | -15.072 | 1795.638
-14.707 | 1031.813 | -14.89 | 1807.87
-14.524 | 1057.669 | -14.707 | 1819.176
-14.341 | 1084.06 | -14.524 | 1827.731
-14.158 | 1110.53 | -14.341 | 1835.721
-13.974 | 1135.683 | -14.158 | 1840.292
-13.79 | 1162.074 | -13.974 | 1845.066
-13.605 | 1188.986 | -13.79 | 1850.526
-13.421 | 1214.401 | -13.605 | 1856.486
-13.236 | 1239.037 | -13.421 | 1859.661
-13.051 | 1264.67 | -13.236 | 1868.651
-12.865 | 1292.058 | -13.051 | 1876.011
-12.679 | 1322.149 | -12.865 | 1886.436
-12.493 | 1345.037 | -12.679 | 1895.205
-12.307 | 1371.458 | -12.493 | 1901.898
-12.12 | 1394.865 | -12.307 | 1909.072
-11.934 | 1418.802 | -12.12 | 1916.116
-11.746 | 1442.028 | -11.934 | 1922.721
-11.559 | 1466.657 | -11.746 | 1927.046
-11.372 | 1487.843 | -11.559 | 1930.903
-11.184 | 1509.118 | -11.372 | 1936.031
-10.996 | 1532.871 | -11.184 | 1941.838
-10.807 | 1555.142 | -10.996 | 1951.073
-10.619 | 1577.431 | -10.807 | 1958.747
-10.43 | 1601.226 | -10.619 | 1962.419
-10.241 | 1624.194 | -10.43 | 1967.588
-10.052 | 1646.008 | -10.241 | 1971.253
-9.862 | 1665.055 | -10.052 | 1975.352
-9.673 | 1685.805 | -9.862 | 1980.682
-9.483 | 1706.042 | -9.673 | 1985.067
-9.293 | 1728.253 | -9.483 | 1988.108
-9.102 | 1747.26 | -9.293 | 1992.235
-8.912 | 1768.889 | -9.102 | 1998.697
-8.721 | 1790.891 | -8.912 | 2001.432
-8.53 | 1809.297 | -8.721 | 2007.418
-8.339 | 1824.126 | -8.53 | 2010.265
-8.148 | 1841.853 | -8.339 | 2016.183
-7.956 | 1859.087 | -8.148 | 2016.303
-7.764 | 1872.839 | -7.956 | 2014.943
-7.573 | 1885.801 | -7.764 | 2016.798
-7.381 | 1898.532 | -7.573 | 2017.515
-7.188 | 1906.848 | -7.381 | 2023.891
-6.996 | 1916.521 | -7.188 | 2026.327
-6.804 | 1929.429 | -6.996 | 2035.17
-6.611 | 1941.747 | -6.804 | 2036.186
-6.418 | 1953.533 | -6.611 | 2039.484
-6.225 | 1965.637 | -6.418 | 2031.429
-6.032 | 1975.298 | -6.225 | 2029.721
-5.839 | 1980.738 | -6.032 | 2025.757
-5.646 | 1989.367 | -5.839 | 2025.415
-5.452 | 1994.083 | -5.646 | 2020.134
-5.259 | 2003.066 | -5.452 | 2022.586
-5.065 | 2014.089 | -5.259 | 2025.086
-4.871 | 2023.842 | -5.065 | 2029.877
-4.677 | 2027.557 | -4.871 | 2033.284
-4.483 | 2033.908 | -4.677 | 2040.645
-4.289 | 2039.072 | -4.483 | 2043.698
-4.095 | 2045.541 | -4.289 | 2043.712
-3.9 | 2054.092 | -4.095 | 2045.164
-3.706 | 2061.32 | -3.9 | 2049.012
-3.511 | 2066.784 | -3.706 | 2053.232
-3.317 | 2071.029 | -3.511 | 2058.297
-3.122 | 2072.32 | -3.317 | 2066.099
-2.927 | 2073.68 | -3.122 | 2071.554
-2.732 | 2075.165 | -2.927 | 2070.132
-2.537 | 2078.514 | -2.732 | 2069.742
-2.342 | 2081.014 | -2.537 | 2066.269
-2.147 | 2079.528 | -2.342 | 2064.189
-1.952 | 2079.24 | -2.147 | 2063.405
-1.757 | 2078.205 | -1.952 | 2063.942
-1.562 | 2078.825 | -1.757 | 2061.427
-1.367 | 2075.688 | -1.562 | 2061.053
-1.172 | 2073.998 | -1.367 | 2058.295
-0.976 | 2069.718 | -1.172 | 2060.145
-0.781 | 2068.382 | -0.976 | 2063.993
-0.586 | 2067.603 | -0.781 | 2071.986
-0.391 | 2068.24 | -0.586 | 2074.686
-0.195 | 2072.151 | -0.391 | 2075.586
0 | 2075.205 | -0.195 | 2072.595
0.195 | 2073.759 | 0 | 2075.205
0.391 | 2070.389 | 0.195 | 2070.655
0.586 | 2067.839 | 0.391 | 2070.666
0.781 | 2064.93 | 0.586 | 2066.744
0.976 | 2065.587 | 0.781 | 2065.194
1.172 | 2062.669 | 0.976 | 2064.228
1.367 | 2061.541 | 1.172 | 2070.864
1.562 | 2062.135 | 1.367 | 2071.916
1.757 | 2063.44 | 1.562 | 2074.358
1.952 | 2062.179 | 1.757 | 2074.708
2.147 | 2065.433 | 1.952 | 2075.256
2.342 | 2065.565 | 2.147 | 2073.432
2.537 | 2064.323 | 2.342 | 2072.553
2.732 | 2061.524 | 2.537 | 2070.049
2.927 | 2056.902 | 2.732 | 2068.282
3.122 | 2050.271 | 2.927 | 2062.926
3.317 | 2044.692 | 3.122 | 2057.245
3.511 | 2039.413 | 3.317 | 2057.965
3.706 | 2033.569 | 3.511 | 2057.405
3.9 | 2025.82 | 3.706 | 2053.692
4.095 | 2020.656 | 3.9 | 2051.441
4.289 | 2012.729 | 4.095 | 2056.307
4.483 | 2004.579 | 4.289 | 2055.395
4.677 | 2000.039 | 4.483 | 2052.747
4.871 | 2001.063 | 4.677 | 2048.301
5.065 | 1997.431 | 4.871 | 2044.142
5.259 | 1991.08 | 5.065 | 2039.061
5.452 | 1985.064 | 5.259 | 2038.264
5.646 | 1976.191 | 5.452 | 2037.757
5.839 | 1964.185 | 5.646 | 2033.802
6.032 | 1953.345 | 5.839 | 2033.987
6.225 | 1946.904 | 6.032 | 2031.858
6.418 | 1941.529 | 6.225 | 2029.297
6.611 | 1931.525 | 6.418 | 2028.392
6.804 | 1923.612 | 6.611 | 2025.953
6.996 | 1914.466 | 6.804 | 2026.334
7.188 | 1909.601 | 6.996 | 2024.683
7.381 | 1901.487 | 7.188 | 2023.518
7.573 | 1892.872 | 7.381 | 2024.616
7.764 | 1880.632 | 7.573 | 2021.797
7.956 | 1866.049 | 7.764 | 2016.641
8.148 | 1849.054 | 7.956 | 2013.217
8.339 | 1832.668 | 8.148 | 2008.417
8.53 | 1815.014 | 8.339 | 2000.274
8.721 | 1797.707 | 8.53 | 1995.621
8.912 | 1783.391 | 8.721 | 1993.742
9.102 | 1766.765 | 8.912 | 1987.447
9.293 | 1749.433 | 9.102 | 1979.58
9.483 | 1730.377 | 9.293 | 1970.594
9.673 | 1711.178 | 9.483 | 1964.264
9.862 | 1694.486 | 9.673 | 1958.478
10.052 | 1673.342 | 9.862 | 1954.613
10.241 | 1652.842 | 10.052 | 1952.649
10.43 | 1634.5 | 10.241 | 1946.881
10.619 | 1617.202 | 10.43 | 1938.364
10.807 | 1595.544 | 10.619 | 1931.711
10.996 | 1577.319 | 10.807 | 1928.377
11.184 | 1558.834 | 10.996 | 1923.692
11.372 | 1538.259 | 11.184 | 1923.401
11.559 | 1514.786 | 11.372 | 1921.456
11.746 | 1490.078 | 11.559 | 1915.857
11.934 | 1466.004 | 11.746 | 1907.923
12.12 | 1441.706 | 11.934 | 1900.452
12.307 | 1415.99 | 12.12 | 1894.794
12.493 | 1390.976 | 12.307 | 1890.602
12.679 | 1366.948 | 12.493 | 1887.067
12.865 | 1343.912 | 12.679 | 1878.655
13.051 | 1320.087 | 12.865 | 1869.192
13.236 | 1296.232 | 13.051 | 1858.668
13.421 | 1272.179 | 13.236 | 1850.202
13.605 | 1246.899 | 13.421 | 1841.215
13.79 | 1220.32 | 13.605 | 1836.578
13.974 | 1192.824 | 13.79 | 1832.295
14.158 | 1166.578 | 13.974 | 1829.932
14.341 | 1140.26 | 14.158 | 1820.363
14.524 | 1112.022 | 14.341 | 1817.739
14.707 | 1083.285 | 14.524 | 1812.546
14.89 | 1054.442 | 14.707 | 1805.469
15.072 | 1026.138 | 14.89 | 1794.482
15.254 | 998.821 | 15.072 | 1787.172
15.435 | 973.952 | 15.254 | 1777.532
15.617 | 951.02 | 15.435 | 1767.339
15.798 | 925.824 | 15.617 | 1760.449
15.978 | 898.156 | 15.798 | 1755.207
16.159 | 871.106 | 15.978 | 1748.757
16.339 | 843.252 | 16.159 | 1746.31
16.519 | 817.068 | 16.339 | 1741.438
16.698 | 793.37 | 16.519 | 1736.039
16.877 | 770.535 | 16.698 | 1727.22
17.056 | 749.36 | 16.877 | 1720.756
17.234 | 727.87 | 17.056 | 1715.223
17.412 | 706.747 | 17.234 | 1709.625
17.59 | 684.265 | 17.412 | 1703.181
17.767 | 661.726 | 17.59 | 1698.312
17.944 | 639.386 | 17.767 | 1695.578
18.12 | 618.956 | 17.944 | 1689.3
18.297 | 600.242 | 18.12 | 1681.511
18.472 | 580.822 | 18.297 | 1674.09
18.648 | 560.9 | 18.472 | 1665.904
18.823 | 541.632 | 18.648 | 1655.25
18.998 | 523.791 | 18.823 | 1643.46
19.172 | 505.78 | 18.998 | 1632.883
19.346 | 489.031 | 19.172 | 1627.592
19.52 | 472.016 | 19.346 | 1623.973
19.693 | 455.097 | 19.52 | 1617.739
19.866 | 438.907 | 19.693 | 1613.662
20.039 | 423.435 | 19.866 | 1606.348
20.211 | 407.095 | 20.039 | 1599.308
20.383 | 391.778 | 20.211 | 1592.309
20.554 | 377.596 | 20.383 | 1586.175
20.725 | 363.645 | 20.554 | 1581.133
20.896 | 351.642 | 20.725 | 1576.296
21.066 | 338.674 | 20.896 | 1570.118
21.236 | 325.895 | 21.066 | 1563.353
21.406 | 314.009 | 21.236 | 1555.326
21.575 | 302.733 | 21.406 | 1549.595
21.744 | 290.707 | 21.575 | 1543.909
21.912 | 279.726 | 21.744 | 1537.523
22.08 | 268.791 | 21.912 | 1525.832
22.247 | 258.375 | 22.08 | 1514.21
22.414 | 250.272 | 22.247 | 1506.469
22.581 | 243.08 | 22.414 | 1499.861
22.747 | 236.793 | 22.581 | 1496.156
22.913 | 231.258 | 22.747 | 1492.507
23.079 | 224.119 | 22.913 | 1489.215
23.244 | 215.767 | 23.079 | 1482.706
23.409 | 208.574 | 23.244 | 1475.605
23.573 | 202.425 | 23.409 | 1464.982
23.737 | 196.413 | 23.573 | 1453.478
23.9 | 190.646 | 23.737 | 1443.649
24.063 | 185.656 | 23.9 | 1436.275
24.226 | 179.915 | 24.063 | 1431.291
24.388 | 173.141 | 24.226 | 1426.879
24.55 | 166.905 | 24.388 | 1418.331
24.711 | 162.173 | 24.55 | 1407.163
24.872 | 158.315 | 24.711 | 1398.336
25.033 | 154.893 | 24.872 | 1388.258
25.193 | 151.163 | 25.033 | 1377.546
25.353 | 146.297 | 25.193 | 1371.486
25.512 | 141.562 | 25.353 | 1367.016
25.671 | 137.622 | 25.512 | 1361.043
25.829 | 135.476 | 25.671 | 1352.999
25.987 | 133.388 | 25.829 | 1342.423
26.145 | 131.112 | 25.987 | 1331.325
26.302 | 128.567 | 26.145 | 1322.381
26.459 | 125.151 | 26.302 | 1313.884
26.615 | 121.805 | 26.459 | 1305.318
26.771 | 118.742 | 26.615 | 1298.195
26.926 | 115.537 | 26.771 | 1290.896
27.082 | 112.344 | 26.926 | 1285.668
27.236 | 110.091 | 27.082 | 1279.257
27.39 | 107.859 | 27.236 | 1272.949
27.544 | 105.389 | 27.39 | 1264.924
27.697 | 103.676 | 27.544 | 1257.565
27.85 | 101.748 | 27.697 | 1248.963
28.003 | 99.502 | 27.85 | 1240.968
28.155 | 96.731 | 28.003 | 1234.392
28.306 | 95.032 | 28.155 | 1231.335
28.458 | 93.869 | 28.306 | 1228.208
28.608 | 92.819 | 28.458 | 1222.969
28.759 | 92.108 | 28.608 | 1216.063
28.909 | 91.35 | 28.759 | 1209.031
29.058 | 89.631 | 28.909 | 1200.735
29.207 | 88.146 | 29.058 | 1192.05
29.356 | 87.464 | 29.207 | 1181.387
29.504 | 86.944 | 29.356 | 1172.09
29.651 | 85.701 | 29.504 | 1164.093
29.799 | 83.81 | 29.651 | 1157.58
29.946 | 81.859 | 29.799 | 1151.534
30.092 | 80.382 | 29.946 | 1146.833
30.238 | 78.398 | 30.092 | 1140.628
30.384 | 76.093 | 30.238 | 1131.437
30.529 | 75.154 | 30.384 | 1120.213
30.673 | 75.165 | 30.529 | 1110.073
30.818 | 74.628 | 30.673 | 1102.622
30.962 | 73.229 | 30.818 | 1096.692
31.105 | 72.545 | 30.962 | 1090.369
31.248 | 71.011 | 31.105 | 1083.12
31.39 | 68.884 | 31.248 | 1076.039
31.533 | 67.677 | 31.39 | 1068.862
31.674 | 67.537 | 31.533 | 1061.184
31.815 | 67.485 | 31.674 | 1051.83
31.956 | 67.114 | 31.815 | 1038.179
32.097 | 67.857 | 31.956 | 1026.048
32.237 | 67.918 | 32.097 | 1015.345
32.376 | 67.336 | 32.237 | 1005.7
32.515 | 66.03 | 32.376 | 997.359
32.654 | 65.896 | 32.515 | 985.763
32.792 | 65.317 | 32.654 | 972.794
32.93 | 64.286 | 32.792 | 958.411
33.067 | 63.269 | 32.93 | 945.03
33.204 | 61.886 | 33.067 | 929.628
33.341 | 60.323 | 33.204 | 912.581
33.477 | 60.01 | 33.341 | 897.405
33.613 | 61.325 | 33.477 | 886.255
33.748 | 61.977 | 33.613 | 873.62
33.883 | 61.423 | 33.748 | 861.119
34.017 | 60.376 | 33.883 | 849.36
34.151 | 59.074 | 34.017 | 834.996
34.285 | 57.538 | 34.151 | 820.459
34.418 | 56.084 | 34.285 | 806.288
34.55 | 56.973 | 34.418 | 791.526
34.683 | 58.293 | 34.55 | 775.743
34.814 | 58.297 | 34.683 | 759.075
34.946 | 55.558 | 34.814 | 741.333
35.077 | 51.451 | 34.946 | 724.165
35.208 | 45.704 | 35.077 | 706.744
35.338 | 39.415 | 35.208 | 689.423
35.467 | 34.604 | 35.338 | 674.145
35.597 | 31.524 | 35.467 | 658.426
35.726 | 29.735 | 35.597 | 643.73
35.854 | 28.396 | 35.726 | 629.087
35.982 | 27.383 | 35.854 | 613.823
36.11 | 26.912 | 35.982 | 599.368
36.237 | 27.308 | 36.11 | 585.077
36.364 | 27.601 | 36.237 | 570.293
36.491 | 28.376 | 36.364 | 555.753
36.617 | 28.944 | 36.491 | 539.966
36.742 | 29.247 | 36.617 | 523.828
36.867 | 28.769 | 36.742 | 506.525
36.992 | 27.578 | 36.867 | 492.588
37.117 | 27.987 | 36.992 | 480.11
37.241 | 33.371 | 37.117 | 469.03
37.364 | 46.012 | 37.241 | 455.36
37.487 | 54.228 | 37.364 | 441.104
37.61 | 57.508 | 37.487 | 426.255
37.733 | 55.608 | 37.61 | 413.676
37.855 | 47.635 | 37.733 | 401.833
37.976 | 33.669 | 37.855 | 389.3
38.097 | 25.278 | 37.976 | 377.202
38.218 | 20.831 | 38.097 | 366.653
38.338 | 18.523 | 38.218 | 354.677
38.458 | 17.605 | 38.338 | 344.441
38.578 | 17.316 | 38.458 | 334.933
38.697 | 17.694 | 38.578 | 327.905
38.816 | 17.578 | 38.697 | 318.147
38.934 | 16.782 | 38.816 | 308.46
39.052 | 15.92 | 38.934 | 299.641
39.17 | 15.94 | 39.052 | 289.396
39.287 | 16.409 | 39.17 | 280.172
39.404 | 16.792 | 39.287 | 271.058
39.52 | 16.816 | 39.404 | 263.319
39.636 | 15.687 | 39.52 | 256.1
39.752 | 14.15 | 39.636 | 248.833
39.752 | 14.15 | 39.636 | 248.833
39.867 | 12.995 | 39.752 | 241.457
39.982 | 12.66 | 39.867 | 234.276
40.096 | 13.467 | 39.982 | 227.542
40.211 | 14.437 | 40.096 | 220.704
40.324 | 14.385 | 40.211 | 213.822
40.438 | 14.207 | 40.324 | 208.149
40.551 | 13.204 | 40.438 | 202.633
40.663 | 11.779 | 40.551 | 196.867
40.775 | 11.584 | 40.663 | 166.337
40.887 | 13.15 | 40.775 | 119.059
40.999 | 14.517 | 40.887 | 84.789
455.669
323.389
196.583
73.469
0
0
0

## Lustr H40 (hidden)
Selador | Lamp |  | Wattage
Lustr | Lumileds Rebel |  | 104 |  | Note: Owing to the variability of LEDs, output data and color matches should be viewed as approximate
Note: All data taken with room temperature fixture
| Beam Angle | Field Angle
Horizontal | 29.5 | 45.2
| Accessory Lens | Candela | Field Lumens | Beam Lumens | Lens Efficiency | Efficacy
| H40 | 13930 | 1710 | 970 | 93.49% | 16.4423
| For Field diameter at any distance, multiply distance by |  |  |  | 0.83252
| For Beam diameter at any distance, multiply distance by |  |  |  | 0.52656
| Throw Distance (ft) | 10 | 15 | 20 | 25
| Throw Distance (m) | 3.048 | 4.572 | 6.096 | 7.62
| Field Diameter (ft) | 8.3252 | 12.4878 | 16.6504 | 20.813
| Field Diameter (m) | 2.5375 | 3.8063 | 5.075 | 6.3438
| Illuminance (fc) | 139.3 | 61.9111 | 34.825 | 22.288
| Illuminance (lux) | 1499.4113 | 666.405 | 374.8528 | 239.9058
Test Distance | Iso-Illuminance Diagram grid lines
72 | 10 | 20 | 30 | 40
| 0.13889 | 0.27778 | 0.41667 | 0.55556
| Beam Angle | Field Angle
Vertical | 13.5 | 27.1
| For Field diameter at any distance, multiply distance by |  |  |  | 0.482
| For Beam diameter at any distance, multiply distance by |  |  |  | 0.23672
| Throw Distance (ft) | 10 | 15 | 20 | 25
| Throw Distance (m) | 3.048 | 4.572 | 6.096 | 7.62
| Field Diameter (ft) | 4.82 | 7.2301 | 9.6401 | 12.0501
| Field Diameter (m) | 1.4691 | 2.2037 | 2.9383 | 3.6729
| Illuminance (fc) | 139.3 | 61.9111 | 34.825 | 22.288
| Illuminance (lux) | 1499.4113 | 666.405 | 374.8528 | 239.9058
| X |  | Y
-32.12 | 0 | -32.221 | 99.729
-32.019 | 0 | -32.12 | 100.359
-31.917 | 0 | -32.019 | 100.6
-31.815 | 31.089 | -31.917 | 100.397
-31.714 | 86.098 | -31.815 | 101.797
-31.611 | 142.12 | -31.714 | 102.411
-31.509 | 196.102 | -31.611 | 102.16
-31.406 | 230.883 | -31.509 | 103.367
-31.303 | 235.025 | -31.406 | 104.823
-31.2 | 239.223 | -31.303 | 106.055
-31.097 | 242.462 | -31.2 | 107.109
-30.993 | 246.986 | -31.097 | 108.664
-30.89 | 249.715 | -30.993 | 110.292
-30.786 | 254.729 | -30.89 | 111.279
-30.681 | 258.164 | -30.786 | 111.881
-30.577 | 261.243 | -30.681 | 111.393
-30.472 | 264.591 | -30.577 | 111.2
-30.367 | 268.289 | -30.472 | 111.962
-30.262 | 271.056 | -30.367 | 113.38
-30.157 | 275.776 | -30.262 | 115.819
-30.051 | 282.145 | -30.157 | 117.503
-29.946 | 287.411 | -30.051 | 117.373
-29.84 | 294.596 | -29.946 | 116.998
-29.733 | 299.624 | -29.84 | 115.567
-29.627 | 305.428 | -29.733 | 116.336
-29.52 | 310.51 | -29.627 | 120.254
-29.413 | 317.367 | -29.52 | 121.204
-29.306 | 323.659 | -29.413 | 120.66
-29.199 | 330.949 | -29.306 | 120.841
-29.091 | 335.206 | -29.199 | 122.778
-28.983 | 341.063 | -29.091 | 121.756
-28.875 | 345.894 | -28.983 | 123.161
-28.767 | 354.283 | -28.875 | 125.585
-28.658 | 359.592 | -28.767 | 127.285
-28.55 | 366.905 | -28.658 | 127.597
-28.441 | 375.97 | -28.55 | 129.867
-28.332 | 386.731 | -28.441 | 129.7
-28.222 | 395.523 | -28.332 | 129.495
-28.113 | 401.898 | -28.222 | 131.582
-28.003 | 408.233 | -28.113 | 135.089
-27.893 | 417.377 | -28.003 | 136.721
-27.782 | 426.043 | -27.893 | 139.498
-27.672 | 435.267 | -27.782 | 141.682
-27.561 | 443.901 | -27.672 | 143.585
-27.45 | 454.422 | -27.561 | 144.866
-27.339 | 466.432 | -27.45 | 143.858
-27.228 | 476.632 | -27.339 | 143.652
-27.116 | 488.278 | -27.228 | 143.825
-27.004 | 500.417 | -27.116 | 145.428
-26.892 | 512.446 | -27.004 | 147.022
-26.78 | 523.059 | -26.892 | 148.045
-26.667 | 536.737 | -26.78 | 148.053
-26.554 | 551.818 | -26.667 | 148.955
-26.441 | 565.108 | -26.554 | 148.515
-26.328 | 579.28 | -26.441 | 149.558
-26.215 | 593.442 | -26.328 | 152.293
-26.101 | 610.274 | -26.215 | 155.784
-25.987 | 626.093 | -26.101 | 159.328
-25.873 | 642.258 | -25.987 | 162.998
-25.759 | 657.385 | -25.873 | 163.51
-25.644 | 678.155 | -25.759 | 165.219
-25.53 | 699.565 | -25.644 | 167.209
-25.415 | 719.556 | -25.53 | 169.513
-25.299 | 739.182 | -25.415 | 169.784
-25.184 | 762.246 | -25.299 | 171.817
-25.068 | 784.751 | -25.184 | 173.909
-24.953 | 806.631 | -25.068 | 175.632
-24.836 | 829.74 | -24.953 | 178.309
-24.72 | 855.06 | -24.836 | 181.29
-24.604 | 879.569 | -24.72 | 185.354
-24.487 | 904.189 | -24.604 | 187.31
-24.37 | 930.081 | -24.487 | 190.242
-24.253 | 954.639 | -24.37 | 190.066
-24.136 | 980.847 | -24.253 | 192.449
-24.018 | 1010.505 | -24.136 | 192.548
-23.9 | 1043.792 | -24.018 | 194.982
-23.782 | 1075.027 | -23.9 | 197.716
-23.664 | 1107.48 | -23.782 | 201.303
-23.546 | 1142.415 | -23.664 | 204.975
-23.427 | 1178.093 | -23.546 | 207.317
-23.308 | 1209.125 | -23.427 | 210.059
-23.189 | 1246.323 | -23.308 | 212.514
-23.07 | 1285.033 | -23.189 | 215.024
-22.95 | 1321.772 | -23.07 | 217.692
-22.83 | 1357.338 | -22.95 | 222.014
-22.71 | 1397.325 | -22.83 | 225.295
-22.59 | 1439.909 | -22.71 | 227.715
-22.47 | 1486.653 | -22.59 | 231.034
-22.349 | 1533.362 | -22.47 | 234.538
-22.229 | 1575.816 | -22.349 | 237.824
-22.108 | 1622.569 | -22.229 | 242.869
-21.987 | 1661.89 | -22.108 | 247.555
-21.865 | 1710.093 | -21.987 | 251.451
-21.744 | 1765.185 | -21.865 | 256.492
-21.622 | 1820.371 | -21.744 | 261.012
-21.5 | 1871.692 | -21.622 | 263.79
-21.378 | 1929.082 | -21.5 | 268.237
-21.255 | 1983.701 | -21.378 | 273.125
-21.132 | 2040.089 | -21.255 | 277.366
-21.01 | 2106.169 | -21.132 | 281.783
-20.887 | 2169.361 | -21.01 | 286.507
-20.763 | 2231.509 | -20.887 | 292.773
-20.64 | 2300.66 | -20.763 | 299.53
-20.516 | 2371.17 | -20.64 | 306.093
-20.392 | 2438.547 | -20.516 | 312.303
-20.268 | 2509.317 | -20.392 | 318.098
-20.144 | 2583.199 | -20.268 | 323.449
-20.02 | 2652.838 | -20.144 | 328.294
-19.895 | 2728.076 | -20.02 | 335.552
-19.77 | 2804.827 | -19.895 | 345.399
-19.645 | 2883.781 | -19.77 | 354.469
-19.52 | 2962.768 | -19.645 | 361.653
-19.395 | 3053.376 | -19.52 | 368.839
-19.269 | 3146.873 | -19.395 | 375.835
-19.143 | 3233.251 | -19.269 | 383.339
-19.017 | 3322.906 | -19.143 | 392.355
-18.891 | 3421.528 | -19.017 | 401.742
-18.765 | 3518.291 | -18.891 | 409.897
-18.638 | 3602.967 | -18.765 | 420.71
-18.512 | 3697.266 | -18.638 | 433.477
-18.385 | 3800.005 | -18.512 | 446.003
-18.257 | 3902.602 | -18.385 | 455.523
-18.13 | 3993.885 | -18.257 | 465.657
-18.003 | 4095.862 | -18.13 | 477.762
-17.875 | 4205.66 | -18.003 | 491.085
-17.747 | 4320.22 | -17.875 | 503.059
-17.619 | 4434.941 | -17.747 | 515.141
-17.491 | 4557.206 | -17.619 | 528.31
-17.362 | 4673.313 | -17.491 | 543.756
-17.234 | 4787.785 | -17.362 | 560.333
-17.105 | 4898.112 | -17.234 | 578.523
-16.976 | 5014.314 | -17.105 | 594.025
-16.847 | 5126.691 | -16.976 | 610.228
-16.718 | 5238.93 | -16.847 | 624.733
-16.588 | 5353.934 | -16.718 | 642.845
-16.459 | 5482.653 | -16.588 | 660.557
-16.329 | 5612.715 | -16.459 | 681.156
-16.199 | 5734.097 | -16.329 | 704.565
-16.069 | 5854.518 | -16.199 | 728.369
-15.938 | 5979.817 | -16.069 | 750.499
-15.808 | 6102.842 | -15.938 | 775.329
-15.677 | 6230.427 | -15.808 | 800.637
-15.546 | 6357.976 | -15.677 | 827.046
-15.415 | 6479.889 | -15.546 | 853.958
-15.284 | 6606.206 | -15.415 | 880.657
-15.153 | 6732.655 | -15.284 | 906.466
-15.021 | 6857.882 | -15.153 | 934.079
-14.89 | 6981.135 | -15.021 | 962.602
-14.758 | 7106.866 | -14.89 | 990.501
-14.626 | 7231.635 | -14.758 | 1020.454
-14.494 | 7357.122 | -14.626 | 1055.149
-14.361 | 7489.522 | -14.494 | 1090.317
-14.229 | 7617.633 | -14.361 | 1129.083
-14.096 | 7740.318 | -14.229 | 1168.513
-13.964 | 7872.058 | -14.096 | 1208.08
-13.831 | 8002.248 | -13.964 | 1249.006
-13.698 | 8136.291 | -13.831 | 1292.998
-13.564 | 8275.938 | -13.698 | 1339.811
-13.431 | 8413.832 | -13.564 | 1389.142
-13.297 | 8536.124 | -13.431 | 1438.555
-13.164 | 8662.351 | -13.297 | 1487.015
-13.03 | 8796.118 | -13.164 | 1539.132
-12.896 | 8931.057 | -13.03 | 1592.362
-12.762 | 9067.197 | -12.896 | 1644.121
-12.628 | 9205.538 | -12.762 | 1700.49
-12.493 | 9324.838 | -12.628 | 1763.477
-12.359 | 9436.991 | -12.493 | 1827.946
-12.224 | 9564.948 | -12.359 | 1895.032
-12.089 | 9694.718 | -12.224 | 1968.567
-11.954 | 9821.673 | -12.089 | 2041.563
-11.819 | 9963.031 | -11.954 | 2113.998
-11.684 | 10097.318 | -11.819 | 2189.729
-11.549 | 10211.916 | -11.684 | 2270.218
-11.413 | 10330.444 | -11.549 | 2346.209
-11.278 | 10448.326 | -11.413 | 2426.413
-11.142 | 10549.23 | -11.278 | 2509.267
-11.006 | 10655.086 | -11.142 | 2599.01
-10.87 | 10768.404 | -11.006 | 2687.36
-10.734 | 10879.802 | -10.87 | 2784.62
-10.598 | 10981.518 | -10.734 | 2882.215
-10.461 | 11078.932 | -10.598 | 2977.238
-10.325 | 11169.108 | -10.461 | 3076.606
-10.188 | 11245.756 | -10.325 | 3184.406
-10.052 | 11325.408 | -10.188 | 3293.505
-9.915 | 11411.78 | -10.052 | 3412.642
-9.778 | 11490.169 | -9.915 | 3527.581
-9.641 | 11578.851 | -9.778 | 3650.642
-9.504 | 11671.315 | -9.641 | 3773.564
-9.366 | 11756.626 | -9.504 | 3901.838
-9.229 | 11836.777 | -9.366 | 4028.868
-9.092 | 11900.228 | -9.229 | 4159.803
-8.954 | 11962.725 | -9.092 | 4294.553
-8.816 | 12023.395 | -8.954 | 4435.233
-8.679 | 12096.163 | -8.816 | 4579.93
-8.541 | 12167.175 | -8.679 | 4729.712
-8.403 | 12243.522 | -8.541 | 4882.095
-8.265 | 12306.496 | -8.403 | 5034.088
-8.126 | 12374.244 | -8.265 | 5188.55
-7.988 | 12444.731 | -8.126 | 5347.509
-7.85 | 12508.498 | -7.988 | 5515.499
-7.711 | 12578.864 | -7.85 | 5687.007
-7.573 | 12642.969 | -7.711 | 5853.188
-7.434 | 12698.219 | -7.573 | 6017.773
-7.295 | 12761.167 | -7.434 | 6181.322
-7.156 | 12822.305 | -7.295 | 6360.86
-7.018 | 12855.498 | -7.156 | 6545.038
-6.879 | 12889.768 | -7.018 | 6727.792
-6.739 | 12942.665 | -6.879 | 6907.914
-6.6 | 12997.07 | -6.739 | 7083.82
-6.461 | 13058.398 | -6.6 | 7261.791
-6.322 | 13124.335 | -6.461 | 7457.999
-6.182 | 13173.516 | -6.322 | 7647.082
-6.043 | 13222.87 | -6.182 | 7849.263
-5.903 | 13274.963 | -6.043 | 8050.906
-5.764 | 13305.246 | -5.903 | 8244.275
-5.624 | 13345.119 | -5.764 | 8438.437
-5.484 | 13399.358 | -5.624 | 8637.875
-5.345 | 13431.598 | -5.484 | 8823.787
-5.205 | 13457.92 | -5.345 | 9018.552
-5.065 | 13483.095 | -5.205 | 9217.161
-4.925 | 13514.461 | -5.065 | 9399.158
-4.785 | 13543.741 | -4.925 | 9590.082
-4.645 | 13576.199 | -4.785 | 9771.911
-4.505 | 13615.747 | -4.645 | 9937.346
-4.364 | 13646.295 | -4.505 | 10093.774
-4.224 | 13654.682 | -4.364 | 10279.143
-4.084 | 13670.395 | -4.224 | 10456.101
-3.943 | 13686.734 | -4.084 | 10636.263
-3.803 | 13718.648 | -3.943 | 10815.273
-3.662 | 13760.104 | -3.803 | 11012.452
-3.522 | 13799.788 | -3.662 | 11205.383
-3.381 | 13817.353 | -3.522 | 11390.903
-3.241 | 13829.89 | -3.381 | 11571.97
-3.1 | 13837.406 | -3.241 | 11728.713
-2.96 | 13853.993 | -3.1 | 11892.313
-2.819 | 13885.293 | -2.96 | 12055.647
-2.678 | 13900.054 | -2.819 | 12217.073
-2.537 | 13914.68 | -2.678 | 12358.183
-2.397 | 13928.322 | -2.537 | 12505.333
-2.256 | 13920.396 | -2.397 | 12642.462
-2.115 | 13887.7 | -2.256 | 12774.434
-1.974 | 13872.519 | -2.115 | 12892.078
-1.833 | 13872.285 | -1.974 | 13002.943
-1.692 | 13880.92 | -1.833 | 13080.54
-1.551 | 13876.105 | -1.692 | 13158.895
-1.41 | 13877.925 | -1.551 | 13243.517
-1.269 | 13861.332 | -1.41 | 13336.084
-1.128 | 13856.346 | -1.269 | 13405.249
-0.987 | 13845.633 | -1.128 | 13470.461
-0.846 | 13830.31 | -0.987 | 13544.218
-0.705 | 13787.737 | -0.846 | 13607.571
-0.564 | 13778.665 | -0.705 | 13661.325
-0.423 | 13792.747 | -0.564 | 13730.756
-0.282 | 13787.444 | -0.423 | 13775.715
-0.141 | 13782.418 | -0.282 | 13788.878
0 | 13781.177 | -0.141 | 13771.047
0.141 | 13763.077 | 0 | 13781.177
0.282 | 13732.18 | 0.141 | 13767.54
0.423 | 13725.684 | 0.282 | 13738.876
0.564 | 13732.908 | 0.423 | 13693.268
0.705 | 13744.688 | 0.564 | 13656.594
0.846 | 13744.148 | 0.705 | 13626.46
0.987 | 13734.582 | 0.846 | 13589.977
1.128 | 13731.005 | 0.987 | 13546.637
1.269 | 13736.849 | 1.128 | 13499.916
1.41 | 13740.657 | 1.269 | 13423.967
1.551 | 13742.162 | 1.41 | 13338.371
1.692 | 13732.211 | 1.551 | 13242.134
1.833 | 13707.736 | 1.692 | 13159.799
1.974 | 13681.395 | 1.833 | 13053.771
2.115 | 13659.893 | 1.974 | 12913.063
2.256 | 13646.109 | 2.115 | 12772.943
2.397 | 13622.067 | 2.256 | 12645.546
2.537 | 13606.223 | 2.397 | 12500.962
2.678 | 13602.475 | 2.537 | 12362.056
2.819 | 13578.01 | 2.678 | 12223.281
2.96 | 13546.435 | 2.819 | 12071.271
3.1 | 13514.064 | 2.96 | 11914.112
3.241 | 13489.384 | 3.1 | 11759.315
3.381 | 13476.275 | 3.241 | 11580.071
3.522 | 13481.857 | 3.381 | 11413.783
3.662 | 13473.035 | 3.522 | 11221.958
3.803 | 13450.323 | 3.662 | 11033.553
3.943 | 13423.038 | 3.803 | 10870.573
4.084 | 13393.552 | 3.943 | 10708.617
4.224 | 13368.746 | 4.084 | 10526.072
4.364 | 13347.229 | 4.224 | 10340.092
4.505 | 13317.61 | 4.364 | 10158.568
4.645 | 13287.708 | 4.505 | 9959.911
4.785 | 13258.995 | 4.645 | 9770.481
4.925 | 13221.236 | 4.785 | 9587.816
5.065 | 13180.247 | 4.925 | 9398.727
5.205 | 13153.554 | 5.065 | 9215.933
5.345 | 13129.476 | 5.205 | 9032.201
5.484 | 13101.525 | 5.345 | 8838.932
5.624 | 13078.126 | 5.484 | 8640.297
5.764 | 13025.704 | 5.624 | 8437.543
5.903 | 12960.739 | 5.764 | 8245
6.043 | 12890.359 | 5.903 | 8036.655
6.182 | 12818.683 | 6.043 | 7847.26
6.322 | 12736.802 | 6.182 | 7649.081
6.461 | 12691.427 | 6.322 | 7462.461
6.6 | 12636.054 | 6.461 | 7260.446
6.739 | 12567.616 | 6.6 | 7071.147
6.879 | 12494.057 | 6.739 | 6879.45
7.018 | 12442.914 | 6.879 | 6690.632
7.156 | 12386.146 | 7.018 | 6520.046
7.295 | 12318.318 | 7.156 | 6348.69
7.434 | 12275.282 | 7.295 | 6173.697
7.573 | 12226.692 | 7.434 | 6003.111
7.711 | 12174.932 | 7.573 | 5830.691
7.85 | 12108.564 | 7.711 | 5660.326
7.988 | 12056.431 | 7.85 | 5501.525
8.126 | 12006.249 | 7.988 | 5343.48
8.265 | 11935.869 | 8.126 | 5188.24
8.403 | 11850.961 | 8.265 | 5041.204
8.541 | 11764.548 | 8.403 | 4892.047
8.679 | 11688.283 | 8.541 | 4737.566
8.816 | 11598.019 | 8.679 | 4604.798
8.954 | 11527.995 | 8.816 | 4466.222
9.092 | 11454.486 | 8.954 | 4331.429
9.229 | 11372.864 | 9.092 | 4205.2
9.366 | 11289.041 | 9.229 | 4076.977
9.504 | 11227.347 | 9.366 | 3937.785
9.641 | 11154.28 | 9.504 | 3813.693
9.778 | 11072.877 | 9.641 | 3694.545
9.915 | 10991.828 | 9.778 | 3575.384
10.052 | 10912.718 | 9.915 | 3460.123
10.188 | 10814.036 | 10.052 | 3353.615
10.325 | 10702.343 | 10.188 | 3246.162
10.461 | 10599.038 | 10.325 | 3137.503
10.598 | 10497.798 | 10.461 | 3036.123
10.734 | 10400.446 | 10.598 | 2938.381
10.87 | 10293.81 | 10.734 | 2842.549
11.006 | 10193.462 | 10.87 | 2746.864
11.142 | 10090.507 | 11.006 | 2653.034
11.278 | 9984.76 | 11.142 | 2563.399
11.413 | 9880.292 | 11.278 | 2475.042
11.549 | 9781.624 | 11.413 | 2394.707
11.684 | 9678.931 | 11.549 | 2317.225
11.819 | 9568.733 | 11.684 | 2245.181
11.954 | 9443.898 | 11.819 | 2177.518
12.089 | 9314.498 | 11.954 | 2108.777
12.224 | 9195.022 | 12.089 | 2035.652
12.359 | 9078.012 | 12.224 | 1966.262
12.493 | 8951.797 | 12.359 | 1897.112
12.628 | 8828.338 | 12.493 | 1828.774
12.762 | 8712.195 | 12.628 | 1765.679
12.896 | 8594.218 | 12.762 | 1710.398
13.03 | 8466.205 | 12.896 | 1660.443
13.164 | 8337.914 | 13.03 | 1612.014
13.297 | 8214.555 | 13.164 | 1556.657
13.431 | 8094.644 | 13.297 | 1503.099
13.564 | 7972.729 | 13.431 | 1450.595
13.698 | 7854.673 | 13.564 | 1398.657
13.831 | 7725.401 | 13.698 | 1349.69
13.964 | 7590.257 | 13.831 | 1303.794
14.096 | 7461.026 | 13.964 | 1261.535
14.229 | 7333.185 | 14.096 | 1223.659
14.361 | 7207.668 | 14.229 | 1186.89
14.494 | 7089.812 | 14.361 | 1146.471
14.626 | 6971.646 | 14.494 | 1107.882
14.758 | 6845.112 | 14.626 | 1072.775
14.89 | 6721.994 | 14.758 | 1037.143
15.021 | 6591.215 | 14.89 | 1003.982
15.153 | 6455.832 | 15.021 | 971.626
15.284 | 6327.059 | 15.153 | 942.233
15.415 | 6196.656 | 15.284 | 910.048
15.546 | 6068.441 | 15.415 | 882.763
15.677 | 5948.881 | 15.546 | 851.729
15.808 | 5827.135 | 15.677 | 822.73
15.938 | 5703.813 | 15.808 | 792.494
16.069 | 5585.129 | 15.938 | 767.529
16.199 | 5468.406 | 16.069 | 744.151
16.329 | 5351.908 | 16.199 | 722.399
16.459 | 5239.366 | 16.329 | 699.395
16.588 | 5121.233 | 16.459 | 680.252
16.718 | 4999.224 | 16.588 | 660.527
16.847 | 4884.616 | 16.718 | 638.732
16.976 | 4777.754 | 16.847 | 617.248
17.105 | 4672.047 | 16.976 | 599.66
17.234 | 4572.501 | 17.105 | 583.953
17.362 | 4470.502 | 17.234 | 569.527
17.491 | 4361.317 | 17.362 | 554.497
17.619 | 4254.777 | 17.491 | 537.815
17.747 | 4149.48 | 17.619 | 519.135
17.875 | 4045.124 | 17.747 | 505.607
18.003 | 3945.726 | 17.875 | 492.92
18.13 | 3851.253 | 18.003 | 480.367
18.257 | 3750.474 | 18.13 | 468.6
18.385 | 3653.698 | 18.257 | 456.537
18.512 | 3562.692 | 18.385 | 444.984
18.638 | 3473.184 | 18.512 | 432.885
18.765 | 3379.921 | 18.638 | 423.515
18.891 | 3288.335 | 18.765 | 415.452
19.017 | 3198.089 | 18.891 | 406.635
19.143 | 3112.182 | 19.017 | 394.102
19.269 | 3028.747 | 19.143 | 380.822
19.395 | 2943.462 | 19.269 | 369.158
19.52 | 2861.674 | 19.395 | 359.057
19.645 | 2782.769 | 19.52 | 352.371
19.77 | 2708.614 | 19.645 | 346.928
19.895 | 2636.621 | 19.77 | 340.569
20.02 | 2566.035 | 19.895 | 333.065
20.144 | 2495.354 | 20.02 | 325.975
20.268 | 2422.195 | 20.144 | 320.107
20.392 | 2351.764 | 20.268 | 313.826
20.516 | 2282.754 | 20.392 | 307
20.64 | 2215.173 | 20.516 | 298.785
20.763 | 2149.972 | 20.64 | 292.024
20.887 | 2088.309 | 20.763 | 286.661
21.01 | 2026.647 | 20.887 | 281.794
21.132 | 1962.203 | 21.01 | 275.991
21.255 | 1900.567 | 21.132 | 271.012
21.378 | 1845.082 | 21.255 | 266.535
21.5 | 1791.175 | 21.378 | 260.392
21.622 | 1741.469 | 21.5 | 253.46
21.744 | 1697.388 | 21.622 | 248.777
21.865 | 1654.42 | 21.744 | 244.866
21.987 | 1611.207 | 21.865 | 241.735
22.108 | 1566.777 | 21.987 | 238.855
22.229 | 1516.397 | 22.108 | 234.793
22.349 | 1466.837 | 22.229 | 229.035
22.47 | 1423.726 | 22.349 | 224.358
22.59 | 1385.999 | 22.47 | 223.158
22.71 | 1346.658 | 22.59 | 219.624
22.83 | 1308.777 | 22.71 | 216.309
22.95 | 1271.755 | 22.83 | 211.416
23.07 | 1233.928 | 22.95 | 205.477
23.189 | 1196.587 | 23.07 | 199.474
23.308 | 1159.735 | 23.189 | 197.612
23.427 | 1122.346 | 23.308 | 195.604
23.546 | 1088.31 | 23.427 | 192.382
23.664 | 1057.308 | 23.546 | 191.04
23.782 | 1029.504 | 23.664 | 189.657
23.9 | 1005.27 | 23.782 | 186.082
24.018 | 981.674 | 23.9 | 181.029
24.136 | 956.097 | 24.018 | 177.935
24.253 | 927.858 | 24.136 | 173.671
24.37 | 901.573 | 24.253 | 171.557
24.487 | 872.394 | 24.37 | 169.889
24.604 | 844.362 | 24.487 | 167.542
24.72 | 821.314 | 24.604 | 163.91
24.836 | 801.231 | 24.72 | 162.916
24.953 | 779.396 | 24.836 | 159.358
25.068 | 757.153 | 24.953 | 157.312
25.184 | 735.25 | 25.068 | 154.648
25.299 | 712.792 | 25.184 | 153.331
25.415 | 692.587 | 25.299 | 147.333
25.53 | 673.314 | 25.415 | 145.014
25.644 | 654.657 | 25.53 | 140.26
25.759 | 637.965 | 25.644 | 138.742
25.873 | 623.438 | 25.759 | 138.452
25.987 | 610.108 | 25.873 | 138.635
26.101 | 596.736 | 25.987 | 136.258
26.215 | 583.692 | 26.101 | 135.739
26.328 | 570.866 | 26.215 | 132.604
26.441 | 557.077 | 26.328 | 131.111
26.554 | 544.023 | 26.441 | 128.98
26.667 | 530.817 | 26.554 | 127.357
26.78 | 516.711 | 26.667 | 124.681
26.892 | 502.521 | 26.78 | 124.753
27.004 | 488.509 | 26.892 | 124.151
27.116 | 474.677 | 27.004 | 123.959
27.228 | 464.653 | 27.116 | 123.313
27.339 | 456.54 | 27.228 | 124.099
27.45 | 447.275 | 27.339 | 121.858
27.561 | 436.465 | 27.45 | 121.161
27.672 | 427.235 | 27.561 | 117.22
27.782 | 416.682 | 27.672 | 115.204
27.893 | 406.602 | 27.782 | 112.409
28.003 | 398.815 | 27.893 | 111.29
28.113 | 391.444 | 28.003 | 108.62
28.222 | 387.755 | 28.113 | 110.115
28.332 | 384.862 | 28.222 | 108.746
28.441 | 378.784 | 28.332 | 104.679
28.55 | 371.413 | 28.441 | 102.541
28.658 | 362.423 | 28.55 | 100.86
28.767 | 351.601 | 28.658 | 100.977
28.875 | 341.107 | 28.767 | 100.7
28.983 | 334.713 | 28.875 | 100.223
29.091 | 330.07 | 28.983 | 98.711
29.199 | 325.677 | 29.091 | 97.229
29.306 | 320.534 | 29.199 | 94.699
29.413 | 317.246 | 29.306 | 93.756
29.52 | 312.364 | 29.413 | 92.605
29.627 | 305.145 | 29.52 | 91.891
29.733 | 298.853 | 29.627 | 91.899
29.84 | 295.654 | 29.733 | 91.462
29.946 | 292.188 | 29.84 | 90.98
30.051 | 288.495 | 29.946 | 91.761
30.157 | 286.914 | 30.051 | 90.498
30.262 | 285.487 | 30.157 | 89.227
30.367 | 282.395 | 30.262 | 87.741
30.472 | 277.912 | 30.367 | 87.155
30.577 | 272.15 | 30.472 | 84.78
30.681 | 267.52 | 30.577 | 84.638
30.786 | 262.606 | 30.681 | 85.08
30.89 | 258.417 | 30.786 | 84.602
30.993 | 254.831 | 30.89 | 84.373
30.993 | 254.831 | 30.89 | 84.373
31.097 | 255.283 | 30.993 | 84.353
31.2 | 256.459 | 31.097 | 84.417
31.303 | 254.617 | 31.2 | 84.227
31.406 | 250.241 | 31.303 | 84.248
31.509 | 245.449 | 31.406 | 83.072
31.611 | 239.376 | 31.509 | 83.26
31.714 | 232.183 | 31.611 | 82.846
31.815 | 227.583 | 31.714 | 80.401
31.917 | 225.08 | 31.815 | 67.504
32.019 | 224.084 | 31.917 | 48.179
32.12 | 224.75 | 32.019 | 34.529

## Lustr V40 (hidden)
Selador | Lamp |  | Wattage
Lustr | Lumileds Rebel |  | 104 |  | Note: Owing to the variability of LEDs, output data and color matches should be viewed as approximate
Note: All data taken with room temperature fixture
| Beam Angle | Field Angle
Horizontal | 14.6 | 28.9
| Accessory Lens | Candela | Field Lumens | Beam Lumens | Lens Efficiency | Efficacy
| V40 | 13000 | 1730 | 1020 | 94.59% | 16.6346
| For Field diameter at any distance, multiply distance by |  |  |  | 0.51537
| For Beam diameter at any distance, multiply distance by |  |  |  | 0.25621
| Throw Distance (ft) | 10 | 15 | 20 | 25
| Throw Distance (m) | 3.048 | 4.572 | 6.096 | 7.62
| Field Diameter (ft) | 5.1537 | 7.7306 | 10.3075 | 12.8843
| Field Diameter (m) | 1.5709 | 2.3563 | 3.1417 | 3.9271
| Illuminance (fc) | 130 | 57.7778 | 32.5 | 20.8
| Illuminance (lux) | 1399.307 | 621.9142 | 349.8268 | 223.8891
Test Distance | Iso-Illuminance Diagram grid lines
72 | 10 | 20 | 30 | 40
| 0.13889 | 0.27778 | 0.41667 | 0.55556
| Beam Angle | Field Angle
Vertical | 29.4 | 44.7
| For Field diameter at any distance, multiply distance by |  |  |  | 0.8223
| For Beam diameter at any distance, multiply distance by |  |  |  | 0.52469
| Throw Distance (ft) | 10 | 15 | 20 | 25
| Throw Distance (m) | 3.048 | 4.572 | 6.096 | 7.62
| Field Diameter (ft) | 8.223 | 12.3345 | 16.446 | 20.5575
| Field Diameter (m) | 2.5064 | 3.7596 | 5.0127 | 6.2659
| Illuminance (fc) | 130 | 57.7778 | 32.5 | 20.8
| Illuminance (lux) | 1399.307 | 621.9142 | 349.8268 | 223.8891
| X |  | Y
-32.12 | 0 | -32.221 | 215.477
-32.019 | 0 | -32.12 | 215.311
-31.917 | 0 | -32.019 | 214.931
-31.815 | 13.12 | -31.917 | 215.956
-31.714 | 36.381 | -31.815 | 218.663
-31.611 | 57.037 | -31.714 | 222.473
-31.509 | 79.187 | -31.611 | 227.203
-31.406 | 92.302 | -31.509 | 231.943
-31.303 | 93.405 | -31.406 | 234.344
-31.2 | 93.439 | -31.303 | 236.643
-31.097 | 95.885 | -31.2 | 239.35
-30.993 | 99.284 | -31.097 | 244.324
-30.89 | 100.685 | -30.993 | 247.408
-30.786 | 101.866 | -30.89 | 250.766
-30.681 | 103.249 | -30.786 | 251.963
-30.577 | 103.415 | -30.681 | 252.442
-30.472 | 102.625 | -30.577 | 254.956
-30.367 | 103.452 | -30.472 | 259.404
-30.262 | 104.316 | -30.367 | 263.119
-30.157 | 104.968 | -30.262 | 270.314
-30.051 | 106.516 | -30.157 | 275.858
-29.946 | 107.156 | -30.051 | 280.834
-29.84 | 107.67 | -29.946 | 283.735
-29.733 | 108.342 | -29.84 | 289.1
-29.627 | 110.061 | -29.733 | 292.644
-29.52 | 111.688 | -29.627 | 299.563
-29.413 | 113.627 | -29.52 | 302.808
-29.306 | 113.99 | -29.413 | 306.153
-29.199 | 115.708 | -29.306 | 309.555
-29.091 | 117.854 | -29.199 | 315.971
-28.983 | 120.025 | -29.091 | 320.236
-28.875 | 119.769 | -28.983 | 327.211
-28.767 | 119.948 | -28.875 | 333.233
-28.658 | 120.047 | -28.767 | 340.044
-28.55 | 120.734 | -28.658 | 344.846
-28.441 | 121.689 | -28.55 | 352.754
-28.332 | 125.171 | -28.441 | 359.127
-28.222 | 126.494 | -28.332 | 364.837
-28.113 | 127.655 | -28.222 | 371.172
-28.003 | 127.187 | -28.113 | 380.99
-27.893 | 130.108 | -28.003 | 388.2
-27.782 | 130.633 | -27.893 | 396.25
-27.672 | 131.498 | -27.782 | 403.676
-27.561 | 130.909 | -27.672 | 411.515
-27.45 | 132.377 | -27.561 | 419.001
-27.339 | 133.949 | -27.45 | 428.988
-27.228 | 136.721 | -27.339 | 440.128
-27.116 | 139.363 | -27.228 | 450.293
-27.004 | 142.289 | -27.116 | 463.713
-26.892 | 143.813 | -27.004 | 474.01
-26.78 | 144.805 | -26.892 | 484.657
-26.667 | 145.902 | -26.78 | 493.187
-26.554 | 148.775 | -26.667 | 506.097
-26.441 | 148.041 | -26.554 | 516.146
-26.328 | 149.894 | -26.441 | 529.467
-26.215 | 152.104 | -26.328 | 542.932
-26.101 | 153.972 | -26.215 | 555.251
-25.987 | 154.475 | -26.101 | 569.258
-25.873 | 156.726 | -25.987 | 584.1
-25.759 | 159.182 | -25.873 | 595.937
-25.644 | 162.93 | -25.759 | 611.598
-25.53 | 166.041 | -25.644 | 626.879
-25.415 | 168.414 | -25.53 | 643.375
-25.299 | 170.918 | -25.415 | 658.622
-25.184 | 173.515 | -25.299 | 679.429
-25.068 | 174.882 | -25.184 | 694.847
-24.953 | 177.204 | -25.068 | 712.36
-24.836 | 179.193 | -24.953 | 731.843
-24.72 | 183.44 | -24.836 | 752.709
-24.604 | 185.861 | -24.72 | 774.524
-24.487 | 188.48 | -24.604 | 797.349
-24.37 | 191.507 | -24.487 | 823.503
-24.253 | 196.235 | -24.37 | 840.69
-24.136 | 197.267 | -24.253 | 863.673
-24.018 | 199.375 | -24.136 | 885.028
-23.9 | 204.218 | -24.018 | 909.614
-23.782 | 208.827 | -23.9 | 931.983
-23.664 | 212.824 | -23.782 | 958.323
-23.546 | 216.972 | -23.664 | 987.323
-23.427 | 220.686 | -23.546 | 1018.169
-23.308 | 221.363 | -23.427 | 1048.852
-23.189 | 224.636 | -23.308 | 1082.804
-23.07 | 228.438 | -23.189 | 1115.722
-22.95 | 231.677 | -23.07 | 1149.969
-22.83 | 235.408 | -22.95 | 1184.515
-22.71 | 240.915 | -22.83 | 1218.815
-22.59 | 246.528 | -22.71 | 1253.175
-22.47 | 250.867 | -22.59 | 1288.812
-22.349 | 254.212 | -22.47 | 1325.042
-22.229 | 257.506 | -22.349 | 1362.567
-22.108 | 260.851 | -22.229 | 1406.234
-21.987 | 262.881 | -22.108 | 1451.819
-21.865 | 267.461 | -21.987 | 1493.912
-21.744 | 273.709 | -21.865 | 1537.624
-21.622 | 280.82 | -21.744 | 1580.558
-21.5 | 287.138 | -21.622 | 1625.827
-21.378 | 294.183 | -21.5 | 1674.703
-21.255 | 300.865 | -21.378 | 1726.468
-21.132 | 306.37 | -21.255 | 1779.689
-21.01 | 311.948 | -21.132 | 1836.158
-20.887 | 319.161 | -21.01 | 1890.464
-20.763 | 326.015 | -20.887 | 1946.76
-20.64 | 331.153 | -20.763 | 2006.886
-20.516 | 337.205 | -20.64 | 2064.071
-20.392 | 346.166 | -20.516 | 2121.088
-20.268 | 353.251 | -20.392 | 2182.004
-20.144 | 361.268 | -20.268 | 2249.979
-20.02 | 372.26 | -20.144 | 2318.702
-19.895 | 381.956 | -20.02 | 2385.831
-19.77 | 391.385 | -19.895 | 2459.911
-19.645 | 401.569 | -19.77 | 2534.392
-19.52 | 410.819 | -19.645 | 2605.552
-19.395 | 419.617 | -19.52 | 2679.126
-19.269 | 429.041 | -19.395 | 2758.647
-19.143 | 439.781 | -19.269 | 2836.999
-19.017 | 451.48 | -19.143 | 2917.596
-18.891 | 464.416 | -19.017 | 2998.004
-18.765 | 478.33 | -18.891 | 3077.537
-18.638 | 489.687 | -18.765 | 3163.807
-18.512 | 501.247 | -18.638 | 3248.748
-18.385 | 514.531 | -18.512 | 3334.301
-18.257 | 530.305 | -18.385 | 3423.294
-18.13 | 544.899 | -18.257 | 3521.26
-18.003 | 563.975 | -18.13 | 3618.64
-17.875 | 582.449 | -18.003 | 3717.449
-17.747 | 599.034 | -17.875 | 3821.193
-17.619 | 612.301 | -17.747 | 3920.802
-17.491 | 629.957 | -17.619 | 4020.449
-17.362 | 647.055 | -17.491 | 4117.81
-17.234 | 667.015 | -17.362 | 4219.228
-17.105 | 686.867 | -17.234 | 4318.734
-16.976 | 711.047 | -17.105 | 4427.481
-16.847 | 735.649 | -16.976 | 4535.272
-16.718 | 758.585 | -16.847 | 4648.391
-16.588 | 782.672 | -16.718 | 4759.428
-16.459 | 808.146 | -16.588 | 4876.097
-16.329 | 833.406 | -16.459 | 4995.536
-16.199 | 860.134 | -16.329 | 5114.127
-16.069 | 887.663 | -16.199 | 5230.497
-15.938 | 915.572 | -16.069 | 5354.006
-15.808 | 946.156 | -15.938 | 5478.431
-15.677 | 979.221 | -15.808 | 5600.282
-15.546 | 1013.388 | -15.677 | 5729.342
-15.415 | 1047.643 | -15.546 | 5856.036
-15.284 | 1078.613 | -15.415 | 5977.774
-15.153 | 1111.222 | -15.284 | 6099.68
-15.021 | 1148.795 | -15.153 | 6223.087
-14.89 | 1188.625 | -15.021 | 6348.169
-14.758 | 1227.824 | -14.89 | 6473.537
-14.626 | 1271.382 | -14.758 | 6600.106
-14.494 | 1320.038 | -14.626 | 6721.159
-14.361 | 1366.694 | -14.494 | 6849.23
-14.229 | 1411.305 | -14.361 | 6976.925
-14.096 | 1457.174 | -14.229 | 7109.879
-13.964 | 1506.301 | -14.096 | 7233.569
-13.831 | 1556.613 | -13.964 | 7378.717
-13.698 | 1612.738 | -13.831 | 7523.192
-13.564 | 1671.268 | -13.698 | 7660.399
-13.431 | 1726.359 | -13.564 | 7781.617
-13.297 | 1780.451 | -13.431 | 7909.974
-13.164 | 1838.993 | -13.297 | 8020.996
-13.03 | 1901.474 | -13.164 | 8126.889
-12.896 | 1967.392 | -13.03 | 8245.526
-12.762 | 2036.475 | -12.896 | 8363.339
-12.628 | 2108.338 | -12.762 | 8483.203
-12.493 | 2181.431 | -12.628 | 8616.778
-12.359 | 2254.325 | -12.493 | 8748.962
-12.224 | 2331.15 | -12.359 | 8882.645
-12.089 | 2413.428 | -12.224 | 9010.372
-11.954 | 2495.916 | -12.089 | 9138.455
-11.819 | 2582.497 | -11.954 | 9257.28
-11.684 | 2669.367 | -11.819 | 9389.08
-11.549 | 2762.009 | -11.684 | 9508.34
-11.413 | 2855.465 | -11.549 | 9623.514
-11.278 | 2955.792 | -11.413 | 9723.283
-11.142 | 3052.08 | -11.278 | 9839.777
-11.006 | 3148.507 | -11.142 | 9943.225
-10.87 | 3240.925 | -11.006 | 10054.138
-10.734 | 3339.357 | -10.87 | 10150.357
-10.598 | 3439.529 | -10.734 | 10253.995
-10.461 | 3540.044 | -10.598 | 10346.396
-10.325 | 3649.469 | -10.461 | 10439.287
-10.188 | 3760.447 | -10.325 | 10535.52
-10.052 | 3879.127 | -10.188 | 10639.905
-9.915 | 4004.985 | -10.052 | 10724.894
-9.778 | 4118.735 | -9.915 | 10801.489
-9.641 | 4236.98 | -9.778 | 10886.494
-9.504 | 4356.69 | -9.641 | 10982.433
-9.366 | 4488.073 | -9.504 | 11067.726
-9.229 | 4616.119 | -9.366 | 11157.022
-9.092 | 4746.835 | -9.229 | 11257.797
-8.954 | 4875.393 | -9.092 | 11337.263
-8.816 | 5003.792 | -8.954 | 11402.829
-8.679 | 5142.184 | -8.816 | 11465.891
-8.541 | 5288.897 | -8.679 | 11540.378
-8.403 | 5435.074 | -8.541 | 11613.92
-8.265 | 5576.31 | -8.403 | 11683.865
-8.126 | 5731.825 | -8.265 | 11759.931
-7.988 | 5894.77 | -8.126 | 11830.083
-7.85 | 6049.472 | -7.988 | 11882.033
-7.711 | 6216.659 | -7.85 | 11931.636
-7.573 | 6379.718 | -7.711 | 11980.487
-7.434 | 6539.896 | -7.573 | 12041.547
-7.295 | 6693.262 | -7.434 | 12109.797
-7.156 | 6856.626 | -7.295 | 12177.408
-7.018 | 7014.506 | -7.156 | 12231.25
-6.879 | 7181.858 | -7.018 | 12268.673
-6.739 | 7351.748 | -6.879 | 12309.192
-6.6 | 7520.167 | -6.739 | 12350.252
-6.461 | 7697.203 | -6.6 | 12393.615
-6.322 | 7876.971 | -6.461 | 12431.181
-6.182 | 8055.095 | -6.322 | 12469.896
-6.043 | 8227.157 | -6.182 | 12504.865
-5.903 | 8397.122 | -6.043 | 12529.211
-5.764 | 8555.105 | -5.903 | 12549.305
-5.624 | 8717.34 | -5.764 | 12570.905
-5.484 | 8910.144 | -5.624 | 12588.104
-5.345 | 9092.226 | -5.484 | 12613.333
-5.205 | 9271.74 | -5.345 | 12642.215
-5.065 | 9438.191 | -5.205 | 12653.254
-4.925 | 9602.198 | -5.065 | 12659.146
-4.785 | 9754.863 | -4.925 | 12683.492
-4.645 | 9914.539 | -4.785 | 12680.347
-4.505 | 10077.765 | -4.645 | 12674.072
-4.364 | 10234.976 | -4.505 | 12670.628
-4.224 | 10392.27 | -4.364 | 12673.038
-4.084 | 10556.511 | -4.224 | 12681.024
-3.943 | 10710.624 | -4.084 | 12686.574
-3.803 | 10876.618 | -3.943 | 12685.171
-3.662 | 11041.706 | -3.803 | 12713.172
-3.522 | 11188.853 | -3.662 | 12753.025
-3.381 | 11327.412 | -3.522 | 12775.378
-3.241 | 11465.225 | -3.381 | 12793.532
-3.1 | 11597.15 | -3.241 | 12807.225
-2.96 | 11732.138 | -3.1 | 12809.341
-2.819 | 11874.966 | -2.96 | 12817.259
-2.678 | 11984.53 | -2.819 | 12835.293
-2.537 | 12098.551 | -2.678 | 12851.224
-2.397 | 12213.646 | -2.537 | 12872.358
-2.256 | 12315.656 | -2.397 | 12902.18
-2.115 | 12390.087 | -2.256 | 12909.474
-1.974 | 12471.808 | -2.115 | 12911.086
-1.833 | 12545.011 | -1.974 | 12909.683
-1.692 | 12617.422 | -1.833 | 12897.737
-1.551 | 12671.81 | -1.692 | 12897.602
-1.41 | 12723.029 | -1.551 | 12904.536
-1.269 | 12768.239 | -1.41 | 12907.26
-1.128 | 12836.074 | -1.269 | 12893.732
-0.987 | 12882.009 | -1.128 | 12891.554
-0.846 | 12899.489 | -0.987 | 12907.366
-0.705 | 12891.37 | -0.846 | 12908.472
-0.564 | 12906.285 | -0.705 | 12933.383
-0.423 | 12927.596 | -0.564 | 12953.264
-0.282 | 12945.926 | -0.423 | 12952.386
-0.141 | 12951.311 | -0.282 | 12946.192
0 | 12938.521 | -0.141 | 12938.293
0.141 | 12910.104 | 0 | 12938.521
0.282 | 12881.709 | 0.141 | 12926.576
0.423 | 12861.888 | 0.282 | 12925.229
0.564 | 12839.722 | 0.423 | 12903.843
0.705 | 12822.357 | 0.564 | 12896.267
0.846 | 12783.375 | 0.705 | 12919.485
0.987 | 12741.8 | 0.846 | 12949.639
1.128 | 12695.634 | 0.987 | 12970.918
1.269 | 12646.468 | 1.128 | 12984.303
1.41 | 12589.191 | 1.269 | 12983.465
1.551 | 12536.51 | 1.41 | 12972.41
1.692 | 12461.078 | 1.551 | 12972.598
1.833 | 12380.196 | 1.692 | 12988.025
1.974 | 12283.318 | 1.833 | 12995.418
2.115 | 12194.04 | 1.974 | 12984.392
2.256 | 12094.761 | 2.115 | 12956.211
2.397 | 11987.891 | 2.256 | 12943.56
2.537 | 11861.399 | 2.397 | 12918.643
2.678 | 11741.914 | 2.537 | 12908.357
2.819 | 11603.866 | 2.678 | 12893.606
2.96 | 11459.711 | 2.819 | 12890.329
3.1 | 11321.201 | 2.96 | 12891.681
3.241 | 11184.332 | 3.1 | 12897.108
3.381 | 11050.004 | 3.241 | 12888.06
3.522 | 10927.674 | 3.381 | 12875.443
3.662 | 10801.417 | 3.522 | 12851.821
3.803 | 10644.611 | 3.662 | 12840.864
3.943 | 10486.128 | 3.803 | 12836.837
4.084 | 10326.25 | 3.943 | 12826.451
4.224 | 10177.744 | 4.084 | 12799.389
4.364 | 10015.775 | 4.224 | 12794.943
4.505 | 9862.033 | 4.364 | 12786.859
4.645 | 9708.742 | 4.505 | 12777.113
4.785 | 9545.37 | 4.645 | 12769.753
4.925 | 9376.188 | 4.785 | 12762.581
5.065 | 9203.541 | 4.925 | 12752.318
5.205 | 9035.214 | 5.065 | 12743.85
5.345 | 8865.688 | 5.205 | 12733.629
5.484 | 8701.2 | 5.345 | 12717.477
5.624 | 8536.2 | 5.484 | 12692.606
5.764 | 8358.457 | 5.624 | 12657.137
5.903 | 8178.596 | 5.764 | 12623.398
6.043 | 7996.091 | 5.903 | 12572.926
6.182 | 7812.628 | 6.043 | 12524.051
6.322 | 7632.47 | 6.182 | 12476.477
6.461 | 7462.061 | 6.322 | 12440.998
6.6 | 7284.612 | 6.461 | 12406.836
6.739 | 7104.355 | 6.6 | 12358.841
6.879 | 6925.263 | 6.739 | 12301.614
7.018 | 6756.705 | 6.879 | 12233.634
7.156 | 6600.36 | 7.018 | 12184.08
7.295 | 6439.755 | 7.156 | 12133.634
7.434 | 6285.632 | 7.295 | 12100.474
7.573 | 6129.52 | 7.434 | 12059.576
7.711 | 5977.384 | 7.573 | 12001.234
7.85 | 5822.395 | 7.711 | 11942.182
7.988 | 5681.881 | 7.85 | 11897.038
8.126 | 5537.394 | 7.988 | 11844.773
8.265 | 5385.761 | 8.126 | 11793.196
8.403 | 5236.392 | 8.265 | 11732.765
8.541 | 5088.93 | 8.403 | 11669.705
8.679 | 4937.626 | 8.541 | 11591.311
8.816 | 4793.609 | 8.679 | 11518.184
8.954 | 4652.295 | 8.816 | 11437.45
9.092 | 4506.924 | 8.954 | 11360.767
9.229 | 4365.79 | 9.092 | 11287.95
9.366 | 4239.413 | 9.229 | 11207.516
9.504 | 4121.58 | 9.366 | 11114.592
9.641 | 4007.49 | 9.504 | 11012.895
9.778 | 3892.795 | 9.641 | 10936.629
9.915 | 3776.79 | 9.778 | 10851.877
10.052 | 3659.215 | 9.915 | 10768.525
10.188 | 3538.749 | 10.052 | 10678.808
10.325 | 3417.942 | 10.188 | 10603.791
10.461 | 3308.325 | 10.325 | 10504.744
10.598 | 3204.705 | 10.461 | 10413.864
10.734 | 3108.951 | 10.598 | 10294.725
10.87 | 3015.788 | 10.734 | 10188.529
11.006 | 2923.621 | 10.87 | 10067.13
11.142 | 2827.219 | 11.006 | 9940.403
11.278 | 2731.966 | 11.142 | 9805.872
11.413 | 2642.575 | 11.278 | 9687.076
11.549 | 2559.095 | 11.413 | 9564.836
11.684 | 2475.946 | 11.549 | 9447.069
11.819 | 2397.574 | 11.684 | 9329.517
11.954 | 2319.314 | 11.819 | 9211.806
12.089 | 2245.711 | 11.954 | 9110.302
12.224 | 2171.033 | 12.089 | 8994.807
12.359 | 2101.657 | 12.224 | 8874.787
12.493 | 2032.98 | 12.359 | 8766.948
12.628 | 1967.889 | 12.493 | 8663.545
12.762 | 1906.657 | 12.628 | 8538.719
12.896 | 1847.005 | 12.762 | 8414.327
13.03 | 1784.168 | 12.896 | 8283.196
13.164 | 1724.631 | 13.03 | 8155.111
13.297 | 1668.409 | 13.164 | 8021.851
13.431 | 1615.372 | 13.297 | 7896.184
13.564 | 1561.512 | 13.431 | 7763.618
13.698 | 1516.094 | 13.564 | 7627.959
13.831 | 1473.82 | 13.698 | 7491.185
13.964 | 1430.459 | 13.831 | 7350.642
14.096 | 1386.179 | 13.964 | 7207.322
14.229 | 1343.861 | 14.096 | 7079.843
14.361 | 1302.228 | 14.229 | 6958.013
14.494 | 1259.438 | 14.361 | 6828.443
14.626 | 1216.422 | 14.494 | 6702.036
14.758 | 1177.113 | 14.626 | 6568.919
14.89 | 1140.765 | 14.758 | 6441.508
15.021 | 1104.738 | 14.89 | 6304.376
15.153 | 1071.132 | 15.021 | 6168.7
15.284 | 1039.039 | 15.153 | 6040.597
15.415 | 1005.919 | 15.284 | 5919.956
15.546 | 976.397 | 15.415 | 5801.062
15.677 | 949.393 | 15.546 | 5682.642
15.808 | 924.234 | 15.677 | 5561.837
15.938 | 899.375 | 15.808 | 5441.371
16.069 | 873.082 | 15.938 | 5315.267
16.199 | 845.853 | 16.069 | 5199.535
16.329 | 818.736 | 16.199 | 5080.971
16.459 | 793.869 | 16.329 | 4955.766
16.588 | 770.177 | 16.459 | 4836.949
16.718 | 750.298 | 16.588 | 4727.905
16.847 | 731.073 | 16.718 | 4620.854
16.976 | 710.196 | 16.847 | 4512.14
17.105 | 688.723 | 16.976 | 4404.208
17.234 | 671.924 | 17.105 | 4289.42
17.362 | 652.281 | 17.234 | 4178.067
17.491 | 631.672 | 17.362 | 4066.043
17.619 | 615.892 | 17.491 | 3955.728
17.747 | 603.955 | 17.619 | 3851.517
17.875 | 587.904 | 17.747 | 3755.629
18.003 | 573.056 | 17.875 | 3657.913
18.13 | 562.419 | 18.003 | 3563.112
18.257 | 549.662 | 18.13 | 3468.641
18.385 | 535.516 | 18.257 | 3372.421
18.512 | 522.839 | 18.385 | 3279.505
18.638 | 510.579 | 18.512 | 3187.607
18.765 | 495.513 | 18.638 | 3100.82
18.891 | 482.265 | 18.765 | 3018.052
19.017 | 470.061 | 18.891 | 2938.447
19.143 | 461.051 | 19.017 | 2858.693
19.269 | 450.55 | 19.143 | 2775.666
19.395 | 438.358 | 19.269 | 2692.564
19.52 | 427.446 | 19.395 | 2616.284
19.645 | 417.407 | 19.52 | 2541.954
19.77 | 409.11 | 19.645 | 2469.809
19.895 | 399.211 | 19.77 | 2398.649
20.02 | 388.563 | 19.895 | 2328.002
20.144 | 378.06 | 20.02 | 2260.751
20.268 | 370.662 | 20.144 | 2195.347
20.392 | 361.296 | 20.268 | 2127.551
20.516 | 352.243 | 20.392 | 2065.831
20.64 | 344.866 | 20.516 | 2007.673
20.763 | 337.877 | 20.64 | 1948.889
20.887 | 329.357 | 20.763 | 1890.999
21.01 | 321.418 | 20.887 | 1834.954
21.132 | 314.686 | 21.01 | 1779.786
21.255 | 308.644 | 21.132 | 1731.198
21.378 | 304.58 | 21.255 | 1682.278
21.5 | 300.959 | 21.378 | 1635.262
21.622 | 296.859 | 21.5 | 1587.655
21.744 | 291.313 | 21.622 | 1538.36
21.865 | 284.91 | 21.744 | 1489.719
21.987 | 279.342 | 21.865 | 1446.288
22.108 | 275.417 | 21.987 | 1401.409
22.229 | 272.109 | 22.108 | 1361.016
22.349 | 267.476 | 22.229 | 1325.981
22.47 | 262.584 | 22.349 | 1289.662
22.59 | 257.6 | 22.47 | 1251.947
22.71 | 253.031 | 22.59 | 1217.855
22.83 | 248.745 | 22.71 | 1183.758
22.95 | 244.947 | 22.83 | 1151.691
23.07 | 239.56 | 22.95 | 1116.329
23.189 | 235.171 | 23.07 | 1080.339
23.308 | 232.887 | 23.189 | 1047.377
23.427 | 230.419 | 23.308 | 1017.911
23.546 | 225.766 | 23.427 | 989.047
23.664 | 222.298 | 23.546 | 961.03
23.782 | 218.882 | 23.664 | 938.12
23.9 | 215.899 | 23.782 | 910.961
24.018 | 212.901 | 23.9 | 885.361
24.136 | 209.258 | 24.018 | 860.285
24.253 | 206.436 | 24.136 | 834.898
24.37 | 204.689 | 24.253 | 808.532
24.487 | 202.968 | 24.37 | 784.693
24.604 | 200.283 | 24.487 | 765.024
24.72 | 196.449 | 24.604 | 744.079
24.836 | 192.452 | 24.72 | 725.146
24.953 | 188.219 | 24.836 | 702.41
25.068 | 186.214 | 24.953 | 682.613
25.184 | 186.206 | 25.068 | 662.634
25.299 | 185.658 | 25.184 | 643.259
25.415 | 183.053 | 25.299 | 625.68
25.53 | 178.95 | 25.415 | 610.38
25.644 | 176.093 | 25.53 | 597.778
25.759 | 174.42 | 25.644 | 583.581
25.873 | 173.358 | 25.759 | 568.975
25.987 | 171.813 | 25.873 | 554.941
26.101 | 170.003 | 25.987 | 544.594
26.215 | 166.748 | 26.101 | 531.582
26.328 | 164.249 | 26.215 | 516.176
26.441 | 161.364 | 26.328 | 502.968
26.554 | 159.131 | 26.441 | 488.201
26.667 | 158.3 | 26.554 | 474.572
26.78 | 156.791 | 26.667 | 464.139
26.892 | 154.449 | 26.78 | 451.18
27.004 | 152.431 | 26.892 | 437.468
27.116 | 150.477 | 27.004 | 427.807
27.228 | 149.04 | 27.116 | 420.612
27.339 | 149.072 | 27.228 | 410.199
27.45 | 150.131 | 27.339 | 402.869
27.561 | 149.899 | 27.45 | 398.422
27.672 | 148.289 | 27.561 | 386.397
27.782 | 146.516 | 27.672 | 376.556
27.893 | 145.078 | 27.782 | 368.764
28.003 | 142.434 | 27.893 | 360
28.113 | 140.238 | 28.003 | 350.295
28.222 | 138.961 | 28.113 | 344.169
28.332 | 137.131 | 28.222 | 337.732
28.441 | 133.686 | 28.332 | 329.464
28.55 | 131.396 | 28.441 | 321.183
28.658 | 130.507 | 28.55 | 313.555
28.767 | 129.494 | 28.658 | 307.767
28.875 | 129.067 | 28.767 | 303.204
28.983 | 128.757 | 28.875 | 298.097
29.091 | 127.37 | 28.983 | 291.49
29.199 | 126.612 | 29.091 | 285.556
29.306 | 125.689 | 29.199 | 277.948
29.413 | 124.841 | 29.306 | 271.532
29.52 | 123.664 | 29.413 | 268.492
29.627 | 122.681 | 29.52 | 264.907
29.733 | 122.26 | 29.627 | 258.184
29.84 | 122.568 | 29.733 | 254.867
29.946 | 123.695 | 29.84 | 250.306
30.051 | 122.617 | 29.946 | 245.839
30.157 | 120.421 | 30.051 | 242.12
30.262 | 119.406 | 30.157 | 240.349
30.367 | 119.584 | 30.262 | 235.143
30.472 | 118.601 | 30.367 | 230.276
30.577 | 117.861 | 30.472 | 225.708
30.681 | 116.197 | 30.577 | 220.027
30.786 | 116.49 | 30.681 | 215.645
30.89 | 118.846 | 30.786 | 213.203
30.993 | 118.263 | 30.89 | 210.786
30.993 | 118.263 | 30.89 | 210.786
31.097 | 116.153 | 30.993 | 207.593
31.2 | 115.345 | 31.097 | 205.352
31.303 | 114.786 | 31.2 | 201.695
31.406 | 113.155 | 31.303 | 198.523
31.509 | 113.528 | 31.406 | 195.885
31.611 | 113.386 | 31.509 | 193.529
31.714 | 110.999 | 31.611 | 191.845
31.815 | 108.249 | 31.714 | 187.387
31.917 | 107.435 | 31.815 | 158.26
32.019 | 107.792 | 31.917 | 113.821
32.12 | 108.319 | 32.019 | 82.889

## Lustr H50 (hidden)
Selador | Lamp |  | Wattage
Lustr | Lumileds Rebel |  | 104 |  | Note: Owing to the variability of LEDs, output data and color matches should be viewed as approximate
Note: All data taken with room temperature fixture
| Beam Angle | Field Angle
Horizontal | 58.5 | 75
| Accessory Lens | Candela | Field Lumens | Beam Lumens | Lens Efficiency | Efficacy
| H50 | 7680 | 1740 | 930 | 95.13% | 16.7308
| For Field diameter at any distance, multiply distance by |  |  |  | 1.5347
| For Beam diameter at any distance, multiply distance by |  |  |  | 1.1201
| Throw Distance (ft) | 10 | 15 | 20 | 25
| Throw Distance (m) | 3.048 | 4.572 | 6.096 | 7.62
| Field Diameter (ft) | 15.3465 | 23.0198 | 30.6931 | 38.3663
| Field Diameter (m) | 4.6776 | 7.0164 | 9.3553 | 11.6941
| Illuminance (fc) | 76.8 | 34.1333 | 19.2 | 12.288
| Illuminance (lux) | 826.6675 | 367.4078 | 206.6669 | 132.2668
Test Distance | Iso-Illuminance Diagram grid lines
60.6 | 10 | 20 | 30 | 40
| 0.16502 | 0.33003 | 0.49505 | 0.66007
| Beam Angle | Field Angle
Vertical | 13.7 | 28
| For Field diameter at any distance, multiply distance by |  |  |  | 0.49866
| For Beam diameter at any distance, multiply distance by |  |  |  | 0.24026
| Throw Distance (ft) | 10 | 15 | 20 | 25
| Throw Distance (m) | 3.048 | 4.572 | 6.096 | 7.62
| Field Diameter (ft) | 4.9866 | 7.4798 | 9.9731 | 12.4664
| Field Diameter (m) | 1.5199 | 2.2799 | 3.0398 | 3.7998
| Illuminance (fc) | 76.8 | 34.1333 | 19.2 | 12.288
| Illuminance (lux) | 826.6675 | 367.4078 | 206.6669 | 132.2668
| X |  | Y
-36.719 | 0 | -36.826 | 57.56
-36.611 | 0 | -36.719 | 58.194
-36.503 | 0 | -36.611 | 58.223
-36.394 | 192.694 | -36.503 | 58.051
-36.286 | 518.817 | -36.394 | 58.927
-36.176 | 851.197 | -36.286 | 58.501
-36.067 | 1192.666 | -36.176 | 58.364
-35.957 | 1414.848 | -36.067 | 58.762
-35.848 | 1450.38 | -35.957 | 60.327
-35.737 | 1486.55 | -35.848 | 61.772
-35.627 | 1518.758 | -35.737 | 62.044
-35.516 | 1552.601 | -35.627 | 62.557
-35.405 | 1588.44 | -35.516 | 61.67
-35.293 | 1624.658 | -35.405 | 61.38
-35.181 | 1661.317 | -35.293 | 60.261
-35.069 | 1704.864 | -35.181 | 59.495
-34.957 | 1744.41 | -35.069 | 59.662
-34.844 | 1788.89 | -34.957 | 60.442
-34.731 | 1831.223 | -34.844 | 61.215
-34.618 | 1872.683 | -34.731 | 62.388
-34.504 | 1915.971 | -34.618 | 63.719
-34.39 | 1958.181 | -34.504 | 63.862
-34.276 | 1998.36 | -34.39 | 63.601
-34.161 | 2039.753 | -34.276 | 63.976
-34.046 | 2088.034 | -34.161 | 64.944
-33.931 | 2136.563 | -34.046 | 65.541
-33.815 | 2182.577 | -33.931 | 65.044
-33.7 | 2224.276 | -33.815 | 65.732
-33.583 | 2264.446 | -33.7 | 66.479
-33.467 | 2313.089 | -33.583 | 67.708
-33.35 | 2361.772 | -33.467 | 66.722
-33.233 | 2410.718 | -33.35 | 68.1
-33.116 | 2461.171 | -33.233 | 68.984
-32.998 | 2512.731 | -33.116 | 69.829
-32.88 | 2554.42 | -32.998 | 69.932
-32.762 | 2599.901 | -32.88 | 71.114
-32.643 | 2653.068 | -32.762 | 70.514
-32.524 | 2706.169 | -32.643 | 70.485
-32.405 | 2751.07 | -32.524 | 71.241
-32.285 | 2796.311 | -32.405 | 72.773
-32.165 | 2852.436 | -32.285 | 73.606
-32.045 | 2911.62 | -32.165 | 74.184
-31.924 | 2961.666 | -32.045 | 73.922
-31.803 | 3014.242 | -31.924 | 75.14
-31.682 | 3063.606 | -31.803 | 75.887
-31.561 | 3110.25 | -31.682 | 74.765
-31.439 | 3162.206 | -31.561 | 74.321
-31.317 | 3222.129 | -31.439 | 75.637
-31.194 | 3276.633 | -31.317 | 76.49
-31.071 | 3329.677 | -31.194 | 76.553
-30.948 | 3376.949 | -31.071 | 77.035
-30.825 | 3416.911 | -30.948 | 76.558
-30.701 | 3465.073 | -30.825 | 76.501
-30.577 | 3509.365 | -30.701 | 76.236
-30.453 | 3555.707 | -30.577 | 76.946
-30.328 | 3601.998 | -30.453 | 78.091
-30.203 | 3655.527 | -30.328 | 80.104
-30.078 | 3702.966 | -30.203 | 81.694
-29.952 | 3754.687 | -30.078 | 82.487
-29.826 | 3813.867 | -29.952 | 82.724
-29.7 | 3873.474 | -29.826 | 82.757
-29.573 | 3921.573 | -29.7 | 83.536
-29.446 | 3967.699 | -29.573 | 83.85
-29.319 | 4018.715 | -29.446 | 84.533
-29.191 | 4068.063 | -29.319 | 85.665
-29.063 | 4113.223 | -29.191 | 87.693
-28.935 | 4166.008 | -29.063 | 88.578
-28.807 | 4219.955 | -28.935 | 90.411
-28.678 | 4270.341 | -28.807 | 90.524
-28.549 | 4314.151 | -28.678 | 91.276
-28.419 | 4361.306 | -28.549 | 90.607
-28.289 | 4405.377 | -28.419 | 90.855
-28.159 | 4441.562 | -28.289 | 90.027
-28.029 | 4479.718 | -28.159 | 90.934
-27.898 | 4520.723 | -28.029 | 93.339
-27.767 | 4566.069 | -27.898 | 93.301
-27.636 | 4608.373 | -27.767 | 92.8
-27.504 | 4648.1 | -27.636 | 92.276
-27.372 | 4679.958 | -27.504 | 93.239
-27.24 | 4718.6 | -27.372 | 93.228
-27.107 | 4751.785 | -27.24 | 95.385
-26.974 | 4789.384 | -27.107 | 97.634
-26.841 | 4822.343 | -26.974 | 98.564
-26.707 | 4853.695 | -26.841 | 100.044
-26.573 | 4882.853 | -26.707 | 101.592
-26.439 | 4915.949 | -26.573 | 103.261
-26.305 | 4947.117 | -26.439 | 103.11
-26.17 | 4984.604 | -26.305 | 103.482
-26.035 | 5020.668 | -26.17 | 103.955
-25.899 | 5059.9 | -26.035 | 104.815
-25.763 | 5088.251 | -25.899 | 107.685
-25.627 | 5112.382 | -25.763 | 110.459
-25.491 | 5144.545 | -25.627 | 113.624
-25.354 | 5170.427 | -25.491 | 115.77
-25.217 | 5190.297 | -25.354 | 117.698
-25.08 | 5214.299 | -25.217 | 118.622
-24.942 | 5244.387 | -25.08 | 119.235
-24.804 | 5273.078 | -24.942 | 119.895
-24.666 | 5299.359 | -24.804 | 120.073
-24.527 | 5327.555 | -24.666 | 121.078
-24.389 | 5349.277 | -24.527 | 122.576
-24.249 | 5367.844 | -24.389 | 124.239
-24.11 | 5391.603 | -24.249 | 126.363
-23.97 | 5426.18 | -24.11 | 128.103
-23.83 | 5453.003 | -23.97 | 128.943
-23.69 | 5474.479 | -23.83 | 130.295
-23.549 | 5492.028 | -23.69 | 132.031
-23.408 | 5507.394 | -23.549 | 133.976
-23.267 | 5516.642 | -23.408 | 136.104
-23.125 | 5536.336 | -23.267 | 138.656
-22.983 | 5557.283 | -23.125 | 141.725
-22.841 | 5583.994 | -22.983 | 145.137
-22.699 | 5612.99 | -22.841 | 148.456
-22.556 | 5642.194 | -22.699 | 150.988
-22.413 | 5672.083 | -22.556 | 153.816
-22.269 | 5702.748 | -22.413 | 155.365
-22.126 | 5738.185 | -22.269 | 157.499
-21.982 | 5761.523 | -22.126 | 159.857
-21.837 | 5780.215 | -21.982 | 163.052
-21.693 | 5800.217 | -21.837 | 166.628
-21.548 | 5825.964 | -21.693 | 170.958
-21.403 | 5852.836 | -21.548 | 174.515
-21.258 | 5864.872 | -21.403 | 177.422
-21.112 | 5884.834 | -21.258 | 180.895
-20.966 | 5911.613 | -21.112 | 184.904
-20.82 | 5939.412 | -20.966 | 187.806
-20.673 | 5962.985 | -20.82 | 191.129
-20.526 | 5994.492 | -20.673 | 194.159
-20.379 | 6026.007 | -20.526 | 196.44
-20.232 | 6056.734 | -20.379 | 199.67
-20.084 | 6083.116 | -20.232 | 204.523
-19.936 | 6109.428 | -20.084 | 208.532
-19.788 | 6132.804 | -19.936 | 214.106
-19.639 | 6153.18 | -19.788 | 220.036
-19.49 | 6172.921 | -19.639 | 226.7
-19.341 | 6200.366 | -19.49 | 232.004
-19.192 | 6227.39 | -19.341 | 238.67
-19.042 | 6254.288 | -19.192 | 243.962
-18.892 | 6273.819 | -19.042 | 249.785
-18.742 | 6295.552 | -18.892 | 256.69
-18.592 | 6318.986 | -18.742 | 264.358
-18.441 | 6343.138 | -18.592 | 271.812
-18.29 | 6363.543 | -18.441 | 280.971
-18.139 | 6381.525 | -18.29 | 288.81
-17.988 | 6405.025 | -18.139 | 296.809
-17.836 | 6423.724 | -17.988 | 305.032
-17.684 | 6445.933 | -17.836 | 314.723
-17.532 | 6471.389 | -17.684 | 324.259
-17.379 | 6493.701 | -17.532 | 334.119
-17.226 | 6506.159 | -17.379 | 343.783
-17.073 | 6521.033 | -17.226 | 353.856
-16.92 | 6539.337 | -17.073 | 365.156
-16.766 | 6559.184 | -16.92 | 376.856
-16.613 | 6582.961 | -16.766 | 388.547
-16.459 | 6618.685 | -16.613 | 401.107
-16.304 | 6649.714 | -16.459 | 414.636
-16.15 | 6670.752 | -16.304 | 425.701
-15.995 | 6696.747 | -16.15 | 438.441
-15.84 | 6726.799 | -15.995 | 452.44
-15.685 | 6748.756 | -15.84 | 467.565
-15.529 | 6769.852 | -15.685 | 484.336
-15.374 | 6792.867 | -15.529 | 501.501
-15.218 | 6819.256 | -15.374 | 520.611
-15.062 | 6852.449 | -15.218 | 541.99
-14.905 | 6876.908 | -15.062 | 563.429
-14.749 | 6890.756 | -14.905 | 585.826
-14.592 | 6907.024 | -14.749 | 607.53
-14.435 | 6927.148 | -14.592 | 631.187
-14.277 | 6961.073 | -14.435 | 655.685
-14.12 | 6985.646 | -14.277 | 679.139
-13.962 | 7015.857 | -14.12 | 705.498
-13.804 | 7036.324 | -13.962 | 733.964
-13.646 | 7049.507 | -13.804 | 763.763
-13.488 | 7068.695 | -13.646 | 793.886
-13.329 | 7094.796 | -13.488 | 824.618
-13.17 | 7107.73 | -13.329 | 857.674
-13.011 | 7122.248 | -13.17 | 891.858
-12.852 | 7134.848 | -13.011 | 925.702
-12.693 | 7143.923 | -12.852 | 962.195
-12.533 | 7154.614 | -12.693 | 1002.236
-12.373 | 7169.902 | -12.533 | 1041.355
-12.213 | 7182.347 | -12.373 | 1086.509
-12.053 | 7183.714 | -12.213 | 1134.28
-11.893 | 7193.631 | -12.053 | 1185.078
-11.732 | 7207.742 | -11.893 | 1232.182
-11.572 | 7207.972 | -11.732 | 1282.111
-11.411 | 7217.436 | -11.572 | 1331.03
-11.249 | 7238.84 | -11.411 | 1382.765
-11.088 | 7248.706 | -11.249 | 1438.041
-10.927 | 7251.527 | -11.088 | 1494.734
-10.765 | 7252.005 | -10.927 | 1556.519
-10.603 | 7257.722 | -10.765 | 1621.608
-10.441 | 7261.632 | -10.603 | 1689.592
-10.279 | 7266.095 | -10.441 | 1757.04
-10.117 | 7279.632 | -10.279 | 1825.024
-9.954 | 7293.024 | -10.117 | 1892.048
-9.791 | 7300.69 | -9.954 | 1965.744
-9.629 | 7316.776 | -9.791 | 2042.173
-9.466 | 7332.992 | -9.629 | 2120.816
-9.303 | 7346.481 | -9.466 | 2200.2
-9.139 | 7364.785 | -9.303 | 2286.122
-8.976 | 7379.644 | -9.139 | 2371.228
-8.812 | 7385.577 | -8.976 | 2465.076
-8.649 | 7401.123 | -8.812 | 2556.697
-8.485 | 7407.591 | -8.649 | 2653.06
-8.321 | 7409.683 | -8.485 | 2748.335
-8.156 | 7418.338 | -8.321 | 2847.391
-7.992 | 7433.187 | -8.156 | 2948.223
-7.828 | 7439.612 | -7.992 | 3049.473
-7.663 | 7458.141 | -7.828 | 3155.523
-7.499 | 7484.272 | -7.663 | 3263.541
-7.334 | 7501.411 | -7.499 | 3367.482
-7.169 | 7511.364 | -7.334 | 3478.19
-7.004 | 7524.607 | -7.169 | 3596.827
-6.839 | 7528.288 | -7.004 | 3715.982
-6.673 | 7527.355 | -6.839 | 3839.336
-6.508 | 7539.611 | -6.673 | 3965.329
-6.342 | 7556.7 | -6.508 | 4086.747
-6.177 | 7572.94 | -6.342 | 4208.617
-6.011 | 7580.165 | -6.177 | 4329.969
-5.845 | 7584.251 | -6.011 | 4450.202
-5.679 | 7585.226 | -5.845 | 4565.294
-5.513 | 7592.834 | -5.679 | 4686.766
-5.347 | 7599.526 | -5.513 | 4805.146
-5.181 | 7604.335 | -5.347 | 4924.397
-5.015 | 7609.492 | -5.181 | 5042.45
-4.849 | 7622.172 | -5.015 | 5170.168
-4.682 | 7630.932 | -4.849 | 5287.469
-4.516 | 7644.561 | -4.682 | 5400.201
-4.349 | 7656.309 | -4.516 | 5521.873
-4.182 | 7656.753 | -4.349 | 5652.91
-4.016 | 7653.026 | -4.182 | 5773.555
-3.849 | 7658.097 | -4.016 | 5896.352
-3.682 | 7660.398 | -3.849 | 6017.685
-3.515 | 7661.81 | -3.682 | 6137.378
-3.348 | 7673.533 | -3.515 | 6248.044
-3.181 | 7681.959 | -3.348 | 6360.166
-3.014 | 7686.203 | -3.181 | 6468.608
-2.847 | 7696.154 | -3.014 | 6573.611
-2.68 | 7692.488 | -2.847 | 6679.42
-2.512 | 7685.112 | -2.68 | 6769.558
-2.345 | 7678.766 | -2.512 | 6863.135
-2.178 | 7672.13 | -2.345 | 6952.775
-2.01 | 7666.316 | -2.178 | 7027.269
-1.843 | 7656.12 | -2.01 | 7099.667
-1.675 | 7650.987 | -1.843 | 7168.62
-1.508 | 7647.56 | -1.675 | 7241.806
-1.34 | 7653.37 | -1.508 | 7289.611
-1.173 | 7649.619 | -1.34 | 7337.976
-1.005 | 7631.171 | -1.173 | 7383.325
-0.838 | 7597.448 | -1.005 | 7430.881
-0.67 | 7582.283 | -0.838 | 7468.786
-0.503 | 7574.054 | -0.67 | 7516.265
-0.335 | 7573.53 | -0.503 | 7545.217
-0.168 | 7573.465 | -0.335 | 7568.392
0 | 7572.088 | -0.168 | 7569.155
0.168 | 7565.089 | 0 | 7572.088
0.335 | 7558.586 | 0.168 | 7556.432
0.503 | 7553.593 | 0.335 | 7551.434
0.67 | 7557.453 | 0.503 | 7530.291
0.838 | 7558.74 | 0.67 | 7514.458
1.005 | 7550.336 | 0.838 | 7502.486
1.173 | 7534.382 | 1.005 | 7484.056
1.34 | 7537.282 | 1.173 | 7451.707
1.508 | 7532.03 | 1.34 | 7410.834
1.675 | 7534.488 | 1.508 | 7352.124
1.843 | 7535.16 | 1.675 | 7285.527
2.01 | 7537.25 | 1.843 | 7208.695
2.178 | 7535.893 | 2.01 | 7143.582
2.345 | 7536.349 | 2.178 | 7067.275
2.512 | 7536.696 | 2.345 | 6975.21
2.68 | 7528.831 | 2.512 | 6876.536
2.847 | 7514.709 | 2.68 | 6781.473
3.014 | 7502.504 | 2.847 | 6674.792
3.181 | 7494.466 | 3.014 | 6579.13
3.348 | 7477.037 | 3.181 | 6467.568
3.515 | 7455.387 | 3.348 | 6364.876
3.682 | 7440 | 3.515 | 6257.223
3.849 | 7427.187 | 3.682 | 6149.025
4.016 | 7427.23 | 3.849 | 6022.915
4.182 | 7434.838 | 4.016 | 5908.657
4.349 | 7433.831 | 4.182 | 5784.351
4.516 | 7420.679 | 4.349 | 5656.897
4.682 | 7418.262 | 4.516 | 5539.274
4.849 | 7410.964 | 4.682 | 5412.615
5.015 | 7402.371 | 4.849 | 5283.892
5.181 | 7389.907 | 5.015 | 5154.042
5.347 | 7383.135 | 5.181 | 5030.942
5.513 | 7370.157 | 5.347 | 4908.78
5.679 | 7352.026 | 5.513 | 4788.905
5.845 | 7336.316 | 5.679 | 4669.213
6.011 | 7322.439 | 5.845 | 4553.651
6.177 | 7313.501 | 6.011 | 4439.295
6.342 | 7305.718 | 6.177 | 4317.846
6.508 | 7304.676 | 6.342 | 4200.776
6.673 | 7299.291 | 6.508 | 4077.306
6.839 | 7277.704 | 6.673 | 3958.222
7.004 | 7247.082 | 6.839 | 3836.721
7.169 | 7208.991 | 7.004 | 3721.91
7.334 | 7173.205 | 7.169 | 3606.48
7.499 | 7156.141 | 7.334 | 3490.71
7.663 | 7151.868 | 7.499 | 3375.091
7.828 | 7137.993 | 7.663 | 3262.207
7.992 | 7116.652 | 7.828 | 3149.987
8.156 | 7091.832 | 7.992 | 3039.648
8.321 | 7064.876 | 8.156 | 2937.279
8.485 | 7054.975 | 8.321 | 2841.232
8.649 | 7047.31 | 8.485 | 2740.962
8.812 | 7035.491 | 8.649 | 2641.938
8.976 | 7025.281 | 8.812 | 2553.46
9.139 | 7014.122 | 8.976 | 2460.663
9.303 | 6995.41 | 9.139 | 2371.893
9.466 | 6989.564 | 9.303 | 2291.311
9.629 | 6989.135 | 9.466 | 2212.829
9.791 | 6982.857 | 9.629 | 2137.529
9.954 | 6969.658 | 9.791 | 2059.972
10.117 | 6957.238 | 9.954 | 1986.446
10.279 | 6941.133 | 10.117 | 1912.229
10.441 | 6927.459 | 10.279 | 1840.138
10.603 | 6914.54 | 10.441 | 1770.614
10.765 | 6901.941 | 10.603 | 1708.301
10.927 | 6889.304 | 10.765 | 1645.984
11.088 | 6878.477 | 10.927 | 1582.148
11.249 | 6874.337 | 11.088 | 1518.991
11.411 | 6871.98 | 11.249 | 1459.526
11.572 | 6862.284 | 11.411 | 1403.686
11.732 | 6848.56 | 11.572 | 1350.226
11.893 | 6837.432 | 11.732 | 1301.401
12.053 | 6816.316 | 11.893 | 1249.075
12.213 | 6793.3 | 12.053 | 1201.337
12.373 | 6776.954 | 12.213 | 1157.341
12.533 | 6763.833 | 12.373 | 1117.348
12.693 | 6756.992 | 12.533 | 1073.87
12.852 | 6746.148 | 12.693 | 1035.683
13.011 | 6729.751 | 12.852 | 994.771
13.17 | 6713.718 | 13.011 | 957.812
13.329 | 6696.07 | 13.17 | 919.912
13.488 | 6676.404 | 13.329 | 887.13
13.646 | 6657.598 | 13.488 | 854.154
13.804 | 6641.896 | 13.646 | 824.465
13.962 | 6625.07 | 13.804 | 795.494
14.12 | 6600.861 | 13.962 | 769.218
14.277 | 6578.689 | 14.12 | 740.537
14.435 | 6561.281 | 14.277 | 712.348
14.592 | 6537.947 | 14.435 | 684.157
14.749 | 6511.604 | 14.592 | 658.764
14.905 | 6488.797 | 14.749 | 634.439
15.062 | 6472.538 | 14.905 | 611.145
15.218 | 6450.507 | 15.062 | 589.18
15.374 | 6429.046 | 15.218 | 569.684
15.529 | 6409.124 | 15.374 | 551.936
15.685 | 6386.975 | 15.529 | 532.517
15.84 | 6367.484 | 15.685 | 513.82
15.995 | 6357.173 | 15.84 | 494.475
16.15 | 6345.952 | 15.995 | 475.916
16.304 | 6331.62 | 16.15 | 457.044
16.459 | 6315.987 | 16.304 | 440.964
16.613 | 6300.883 | 16.459 | 426.03
16.766 | 6278.119 | 16.613 | 412.721
16.92 | 6259.908 | 16.766 | 398.967
17.073 | 6240.745 | 16.92 | 388.333
17.226 | 6218.634 | 17.073 | 376.554
17.379 | 6194.805 | 17.226 | 366.427
17.532 | 6169.722 | 17.379 | 355.952
17.684 | 6136.19 | 17.532 | 345.559
17.836 | 6100.82 | 17.684 | 334.334
17.988 | 6073.59 | 17.836 | 326.243
18.139 | 6058.838 | 17.988 | 316.123
18.29 | 6048.127 | 18.139 | 304.704
18.441 | 6031.127 | 18.29 | 293.384
18.592 | 6013.377 | 18.441 | 283.462
18.742 | 5994.116 | 18.592 | 273.978
18.892 | 5961.263 | 18.742 | 265.4
19.042 | 5931.596 | 18.892 | 257.867
19.192 | 5902.346 | 19.042 | 250.208
19.341 | 5876.314 | 19.192 | 243.091
19.49 | 5842.382 | 19.341 | 236.721
19.639 | 5814.719 | 19.49 | 231.51
19.788 | 5795.951 | 19.639 | 225.416
19.936 | 5783.862 | 19.788 | 219.765
20.084 | 5771.897 | 19.936 | 214.446
20.232 | 5757.184 | 20.084 | 210.031
20.379 | 5741.616 | 20.232 | 205.274
20.526 | 5721.794 | 20.379 | 200.446
20.673 | 5699.954 | 20.526 | 194.241
20.82 | 5677.644 | 20.673 | 188.506
20.966 | 5652.823 | 20.82 | 184.238
21.112 | 5629.061 | 20.966 | 180.964
21.258 | 5612.387 | 21.112 | 177.486
21.403 | 5594.771 | 21.258 | 174.454
21.548 | 5567.197 | 21.403 | 171.242
21.693 | 5540.249 | 21.548 | 166.75
21.837 | 5516.118 | 21.693 | 161.48
21.982 | 5494.475 | 21.837 | 157.145
22.126 | 5471.173 | 21.982 | 153.351
22.269 | 5450.138 | 22.126 | 151.121
22.413 | 5433.509 | 22.269 | 148.902
22.556 | 5417.383 | 22.413 | 145.646
22.699 | 5402.243 | 22.556 | 141.94
22.841 | 5388.938 | 22.699 | 138.572
22.983 | 5369.837 | 22.841 | 136.193
23.125 | 5346.409 | 22.983 | 134.572
23.267 | 5320.528 | 23.125 | 132.119
23.408 | 5288.589 | 23.267 | 129.019
23.549 | 5253.929 | 23.408 | 127.045
23.69 | 5224.975 | 23.549 | 125.743
23.83 | 5195.339 | 23.69 | 124.433
23.97 | 5165.974 | 23.83 | 123.484
24.11 | 5136.635 | 23.97 | 121.691
24.249 | 5113.379 | 24.11 | 118.698
24.389 | 5094.347 | 24.249 | 115.587
24.527 | 5070.88 | 24.389 | 113.801
24.666 | 5039.573 | 24.527 | 111.428
24.804 | 4999.315 | 24.666 | 108.84
24.942 | 4962.46 | 24.804 | 106.083
25.08 | 4925.85 | 24.942 | 103.46
25.217 | 4890.503 | 25.08 | 101.63
25.354 | 4860.383 | 25.217 | 100.194
25.491 | 4831.908 | 25.354 | 99.693
25.627 | 4799.986 | 25.491 | 98.625
25.763 | 4770.066 | 25.627 | 96.96
25.899 | 4742.764 | 25.763 | 95.721
26.035 | 4708.584 | 25.899 | 94.655
26.17 | 4677.294 | 26.035 | 93.529
26.305 | 4649.943 | 26.17 | 93.516
26.439 | 4619.125 | 26.305 | 92.901
26.573 | 4586.644 | 26.439 | 91.496
26.707 | 4551.136 | 26.573 | 89.265
26.841 | 4521.841 | 26.707 | 88.365
26.974 | 4489.252 | 26.841 | 86.002
27.107 | 4451.651 | 26.974 | 85.376
27.24 | 4415.145 | 27.107 | 84.212
27.372 | 4377.781 | 27.24 | 82.719
27.504 | 4337.312 | 27.372 | 80.946
27.636 | 4298.602 | 27.504 | 80.401
27.767 | 4254.036 | 27.636 | 78.174
27.898 | 4208.893 | 27.767 | 76.636
28.029 | 4165.494 | 27.898 | 75.333
28.159 | 4117.402 | 28.029 | 74.376
28.289 | 4064.428 | 28.159 | 73.988
28.419 | 4020.211 | 28.289 | 74.094
28.549 | 3978.852 | 28.419 | 71.821
28.678 | 3933.747 | 28.549 | 70.586
28.807 | 3886.841 | 28.678 | 69.231
28.935 | 3841.034 | 28.807 | 67.277
29.063 | 3790.251 | 28.935 | 66.236
29.191 | 3738.904 | 29.063 | 67.187
29.319 | 3686.165 | 29.191 | 68.033
29.446 | 3630.963 | 29.319 | 67.095
29.573 | 3576.33 | 29.446 | 66.065
29.7 | 3525.491 | 29.573 | 66.542
29.826 | 3476.499 | 29.7 | 66.047
29.952 | 3428.276 | 29.826 | 65
30.078 | 3385.363 | 29.952 | 65.363
30.203 | 3340.151 | 30.078 | 64.566
30.328 | 3288.839 | 30.203 | 63.851
30.453 | 3237.322 | 30.328 | 62.544
30.577 | 3188.634 | 30.453 | 62.96
30.701 | 3136.001 | 30.577 | 60.754
30.825 | 3081.069 | 30.701 | 59.893
30.948 | 3024.172 | 30.825 | 58.936
31.071 | 2969.001 | 30.948 | 58.418
31.194 | 2916.449 | 31.071 | 56.938
31.317 | 2864.041 | 31.194 | 57.31
31.439 | 2811.022 | 31.317 | 57.744
31.561 | 2761.462 | 31.439 | 57.697
31.682 | 2715.404 | 31.561 | 57.802
31.803 | 2669.116 | 31.682 | 58.303
31.924 | 2622.414 | 31.803 | 57.521
32.045 | 2570.996 | 31.924 | 56.301
32.165 | 2522.719 | 32.045 | 56.214
32.285 | 2474.382 | 32.165 | 57.026
32.405 | 2425.454 | 32.285 | 55.695
32.524 | 2374.703 | 32.405 | 54.884
32.643 | 2328.949 | 32.524 | 54.883
32.762 | 2281.955 | 32.643 | 52.139
32.88 | 2232.437 | 32.762 | 51.145
32.998 | 2178.29 | 32.88 | 52.08
33.116 | 2128.236 | 32.998 | 52.226
33.233 | 2078.854 | 33.116 | 50.834
33.35 | 2032.799 | 33.233 | 51.939
33.467 | 1988.59 | 33.35 | 50.986
33.583 | 1946.869 | 33.467 | 50.058
33.7 | 1907.83 | 33.583 | 48.926
33.815 | 1871.015 | 33.7 | 48.732
33.931 | 1831.18 | 33.815 | 47.584
34.046 | 1785.641 | 33.931 | 46.789
34.161 | 1745.892 | 34.046 | 46.848
34.276 | 1713.404 | 34.161 | 47.936
34.39 | 1678.489 | 34.276 | 48.832
34.504 | 1639.806 | 34.39 | 48.597
34.618 | 1602.509 | 34.504 | 48.494
34.731 | 1561.734 | 34.618 | 48.22
34.844 | 1521.696 | 34.731 | 46.655
34.957 | 1486.574 | 34.844 | 45.724
35.069 | 1451.524 | 34.957 | 44.409
35.181 | 1419.027 | 35.069 | 44.798
35.293 | 1389.152 | 35.181 | 44.639
35.405 | 1358.943 | 35.293 | 44.927
35.516 | 1325.641 | 35.405 | 45.6
35.516 | 1325.641 | 35.405 | 45.6
35.627 | 1293.341 | 35.516 | 46.628
35.737 | 1261.039 | 35.627 | 47.137
35.848 | 1229.759 | 35.737 | 45.75
35.957 | 1197.99 | 35.848 | 44.739
36.067 | 1171.285 | 35.957 | 43.152
36.176 | 1144.449 | 36.067 | 43.118
36.286 | 1117.445 | 36.176 | 41.903
36.394 | 1089.478 | 36.286 | 40.749
36.503 | 1060.574 | 36.394 | 34.209
36.611 | 1033.741 | 36.503 | 24.097
36.719 | 1019.307 | 36.611 | 17.364

## Lustre V50 (hidden)
Selador | Lamp |  | Wattage
Lustr | Lumileds Rebel |  | 104 |  | Note: Owing to the variability of LEDs, output data and color matches should be viewed as approximate
Note: All data taken with room temperature fixture
| Beam Angle | Field Angle
Horizontal | 16.2 | 31.3
| Accessory Lens | Candela | Field Lumens | Beam Lumens | Lens Efficiency | Efficacy
| V50 | 6520 | 1730 | 960 | 94.59% | 16.6346
| For Field diameter at any distance, multiply distance by |  |  |  | 0.56029
| For Beam diameter at any distance, multiply distance by |  |  |  | 0.28464
| Throw Distance (ft) | 10 | 15 | 20 | 25
| Throw Distance (m) | 3.048 | 4.572 | 6.096 | 7.62
| Field Diameter (ft) | 5.6029 | 8.4044 | 11.2058 | 14.0073
| Field Diameter (m) | 1.7078 | 2.5617 | 3.4155 | 4.2694
| Illuminance (fc) | 65.2 | 28.9778 | 16.3 | 10.432
| Illuminance (lux) | 701.8063 | 311.9139 | 175.4516 | 112.289
Test Distance | Iso-Illuminance Diagram grid lines
51.2 | 10 | 20 | 30 | 40
| 0.19531 | 0.39062 | 0.58594 | 0.78125
| Beam Angle | Field Angle
Vertical | 59.5 | 76.6
| For Field diameter at any distance, multiply distance by |  |  |  | 1.5795
| For Beam diameter at any distance, multiply distance by |  |  |  | 1.1431
| Throw Distance (ft) | 10 | 15 | 20 | 25
| Throw Distance (m) | 3.048 | 4.572 | 6.096 | 7.62
| Field Diameter (ft) | 15.795 | 23.6926 | 31.5901 | 39.4876
| Field Diameter (m) | 4.8143 | 7.2215 | 9.6287 | 12.0358
| Illuminance (fc) | 65.2 | 28.9778 | 16.3 | 10.432
| Illuminance (lux) | 701.8063 | 311.9139 | 175.4516 | 112.289
| X |  | Y
-41.439 | 0 | -41.55 | 347.589
-41.327 | 0 | -41.439 | 351.981
-41.215 | 0 | -41.327 | 357.855
-41.103 | 5.935 | -41.215 | 364.192
-40.99 | 15.932 | -41.103 | 372.433
-40.877 | 26.696 | -40.99 | 379.863
-40.763 | 36.33 | -40.877 | 388.419
-40.649 | 42.604 | -40.763 | 398.673
-40.535 | 42.202 | -40.649 | 410.012
-40.42 | 42.443 | -40.535 | 419.39
-40.305 | 42.529 | -40.42 | 428.814
-40.189 | 43.608 | -40.305 | 439.556
-40.073 | 44.194 | -40.189 | 449.787
-39.957 | 45.102 | -40.073 | 459.124
-39.84 | 46.594 | -39.957 | 467.342
-39.723 | 47.036 | -39.84 | 477.157
-39.605 | 46.884 | -39.723 | 491.527
-39.487 | 46.763 | -39.605 | 504.623
-39.369 | 45.536 | -39.487 | 518.774
-39.25 | 45.884 | -39.369 | 535.94
-39.131 | 47.061 | -39.25 | 554.858
-39.012 | 47.482 | -39.131 | 568.392
-38.892 | 47.611 | -39.012 | 583.009
-38.771 | 47.484 | -38.892 | 596.211
-38.651 | 48.175 | -38.771 | 609.948
-38.529 | 49.138 | -38.651 | 625.367
-38.408 | 50.23 | -38.529 | 641.46
-38.286 | 50.616 | -38.408 | 659.778
-38.163 | 50.969 | -38.286 | 676.176
-38.04 | 51.318 | -38.163 | 695.934
-37.917 | 51.06 | -38.04 | 714.517
-37.794 | 50.994 | -37.917 | 740.971
-37.67 | 51.009 | -37.794 | 764.641
-37.545 | 51.913 | -37.67 | 785.973
-37.42 | 51.787 | -37.545 | 805.567
-37.295 | 52.863 | -37.42 | 829.482
-37.169 | 54.166 | -37.295 | 850.288
-37.043 | 54.609 | -37.169 | 871.932
-36.916 | 53.706 | -37.043 | 897.096
-36.789 | 54.041 | -36.916 | 922.414
-36.662 | 55.178 | -36.789 | 949.687
-36.534 | 56.199 | -36.662 | 978.755
-36.406 | 55.947 | -36.534 | 1010.677
-36.277 | 55.901 | -36.406 | 1042.78
-36.148 | 55.42 | -36.277 | 1076.369
-36.018 | 55.452 | -36.148 | 1109.71
-35.888 | 55.28 | -36.018 | 1142.45
-35.758 | 56.542 | -35.888 | 1177.476
-35.627 | 57.365 | -35.758 | 1210.328
-35.496 | 57.93 | -35.627 | 1244.514
-35.364 | 57.845 | -35.496 | 1275.432
-35.232 | 57.883 | -35.364 | 1309.669
-35.099 | 57.87 | -35.232 | 1343.575
-34.966 | 57.954 | -35.099 | 1378.381
-34.833 | 58.11 | -34.966 | 1414.414
-34.699 | 59.375 | -34.833 | 1455.517
-34.565 | 59.905 | -34.699 | 1497.723
-34.43 | 60.286 | -34.565 | 1537.982
-34.295 | 60.281 | -34.43 | 1582.45
-34.159 | 60.512 | -34.295 | 1626.991
-34.023 | 60.622 | -34.159 | 1674.044
-33.887 | 61.905 | -34.023 | 1720.88
-33.75 | 62.777 | -33.887 | 1771.26
-33.613 | 62.942 | -33.75 | 1816.178
-33.475 | 62.827 | -33.613 | 1864.482
-33.337 | 62.896 | -33.475 | 1908.411
-33.198 | 62.964 | -33.337 | 1953.694
-33.059 | 63.259 | -33.198 | 2001.55
-32.919 | 64.822 | -33.059 | 2057.827
-32.779 | 66.324 | -32.919 | 2109.458
-32.639 | 67.812 | -32.779 | 2158.453
-32.498 | 68.12 | -32.639 | 2209.008
-32.357 | 68.87 | -32.498 | 2258.84
-32.215 | 69.657 | -32.357 | 2309.271
-32.073 | 70.326 | -32.215 | 2361.601
-31.93 | 71.361 | -32.073 | 2415.471
-31.787 | 72.364 | -31.93 | 2471.21
-31.643 | 73.073 | -31.787 | 2527.741
-31.499 | 72.346 | -31.643 | 2586.096
-31.355 | 71.926 | -31.499 | 2633.636
-31.21 | 72.239 | -31.355 | 2679.786
-31.065 | 72.742 | -31.21 | 2729.459
-30.919 | 73.835 | -31.065 | 2783.12
-30.773 | 74.641 | -30.919 | 2835.735
-30.626 | 75.082 | -30.773 | 2892.484
-30.479 | 75.56 | -30.626 | 2949.643
-30.331 | 78.29 | -30.479 | 3003.26
-30.183 | 79.58 | -30.331 | 3054.571
-30.035 | 80.195 | -30.183 | 3105.898
-29.886 | 80.969 | -30.035 | 3155.809
-29.737 | 82.988 | -29.886 | 3211.641
-29.587 | 82.761 | -29.737 | 3268.76
-29.437 | 83.553 | -29.587 | 3322.245
-29.286 | 84.235 | -29.437 | 3375.886
-29.135 | 85.597 | -29.286 | 3427.635
-28.983 | 86.144 | -29.135 | 3477.338
-28.831 | 87.485 | -28.983 | 3518.778
-28.679 | 88.992 | -28.831 | 3559.479
-28.526 | 90.823 | -28.679 | 3603.826
-28.373 | 91.573 | -28.526 | 3650.427
-28.219 | 92.493 | -28.373 | 3694.026
-28.065 | 93.717 | -28.219 | 3735.978
-27.91 | 95.514 | -28.065 | 3781.603
-27.755 | 97.742 | -27.91 | 3825.599
-27.599 | 99.951 | -27.755 | 3865.874
-27.443 | 101.371 | -27.599 | 3906.607
-27.287 | 102.397 | -27.443 | 3947.621
-27.13 | 104.558 | -27.287 | 3985.658
-26.973 | 106.643 | -27.13 | 4021.692
-26.815 | 107.293 | -26.973 | 4061.177
-26.657 | 109.406 | -26.815 | 4100.555
-26.498 | 111.239 | -26.657 | 4139.679
-26.339 | 113.075 | -26.498 | 4174.991
-26.179 | 115.027 | -26.339 | 4207.081
-26.019 | 117.647 | -26.179 | 4237.367
-25.859 | 119.638 | -26.019 | 4264.779
-25.698 | 121.87 | -25.859 | 4291.198
-25.537 | 123.06 | -25.698 | 4318.124
-25.375 | 125.225 | -25.537 | 4344.841
-25.213 | 129.132 | -25.375 | 4372.753
-25.05 | 131.996 | -25.213 | 4398.258
-24.887 | 134.424 | -25.05 | 4423.463
-24.724 | 136.224 | -24.887 | 4452.998
-24.56 | 139.242 | -24.724 | 4479.878
-24.396 | 141.561 | -24.56 | 4502.045
-24.231 | 144.536 | -24.396 | 4523.327
-24.066 | 149.166 | -24.231 | 4540.194
-23.9 | 154.762 | -24.066 | 4556.634
-23.734 | 158.513 | -23.9 | 4575.8
-23.568 | 161.451 | -23.734 | 4592.533
-23.401 | 165.688 | -23.568 | 4609.007
-23.234 | 170.189 | -23.401 | 4632.093
-23.066 | 175.106 | -23.234 | 4649.493
-22.898 | 180.228 | -23.066 | 4666.984
-22.729 | 185.861 | -22.898 | 4685.684
-22.56 | 190.755 | -22.729 | 4708.423
-22.391 | 195.24 | -22.56 | 4737.138
-22.221 | 200.406 | -22.391 | 4764.286
-22.051 | 206.143 | -22.221 | 4786.011
-21.88 | 211.353 | -22.051 | 4805.881
-21.709 | 217.165 | -21.88 | 4828.729
-21.538 | 224.507 | -21.709 | 4848.628
-21.366 | 231.665 | -21.538 | 4871.738
-21.194 | 238.71 | -21.366 | 4888.895
-21.021 | 246.286 | -21.194 | 4906.53
-20.848 | 254.735 | -21.021 | 4930.834
-20.675 | 261.93 | -20.848 | 4946.399
-20.501 | 268.851 | -20.675 | 4965.408
-20.327 | 277.325 | -20.501 | 4983.936
-20.152 | 286.946 | -20.327 | 5001.667
-19.977 | 297.704 | -20.152 | 5016.92
-19.802 | 309.444 | -19.977 | 5039.257
-19.626 | 322.412 | -19.802 | 5060.69
-19.45 | 336.005 | -19.626 | 5081.245
-19.273 | 350.473 | -19.45 | 5105.774
-19.096 | 364.979 | -19.273 | 5132.932
-18.919 | 379.51 | -19.096 | 5158.158
-18.741 | 394.666 | -18.919 | 5184.76
-18.563 | 411.956 | -18.741 | 5208.63
-18.385 | 428.72 | -18.563 | 5231.058
-18.206 | 445.606 | -18.385 | 5245.914
-18.027 | 463.6 | -18.206 | 5264.933
-17.847 | 483.329 | -18.027 | 5288.375
-17.667 | 503.631 | -17.847 | 5312.074
-17.487 | 522.845 | -17.667 | 5340.288
-17.306 | 545.798 | -17.487 | 5369.48
-17.125 | 571.798 | -17.306 | 5397.452
-16.944 | 597.518 | -17.125 | 5429.006
-16.762 | 625.381 | -16.944 | 5451.59
-16.58 | 654.699 | -16.762 | 5474.958
-16.398 | 685.157 | -16.58 | 5502.448
-16.215 | 715.124 | -16.398 | 5526.223
-16.032 | 746.452 | -16.215 | 5548.122
-15.849 | 777.579 | -16.032 | 5572.403
-15.665 | 813.127 | -15.849 | 5590.552
-15.481 | 849.221 | -15.665 | 5611.067
-15.296 | 888.51 | -15.481 | 5634.097
-15.112 | 929.656 | -15.296 | 5660.433
-14.927 | 971.457 | -15.112 | 5685.469
-14.741 | 1014.253 | -14.927 | 5715.177
-14.556 | 1058.602 | -14.741 | 5739.274
-14.37 | 1104.998 | -14.556 | 5760.163
-14.183 | 1151.675 | -14.37 | 5779.66
-13.997 | 1200.752 | -14.183 | 5802.616
-13.81 | 1252.554 | -13.997 | 5817.301
-13.623 | 1304.635 | -13.81 | 5836.146
-13.435 | 1362.239 | -13.623 | 5851.808
-13.247 | 1423.277 | -13.435 | 5868.955
-13.059 | 1485.828 | -13.247 | 5887.187
-12.871 | 1549.538 | -13.059 | 5910.54
-12.682 | 1615.475 | -12.871 | 5933.385
-12.493 | 1684.741 | -12.682 | 5950.767
-12.304 | 1752.769 | -12.493 | 5971.575
-12.115 | 1821.469 | -12.304 | 5993.429
-11.925 | 1895.204 | -12.115 | 6010.761
-11.735 | 1974.192 | -11.925 | 6025.512
-11.544 | 2053.094 | -11.735 | 6039.807
-11.354 | 2134.284 | -11.544 | 6053.107
-11.163 | 2217.868 | -11.354 | 6071.765
-10.972 | 2304.011 | -11.163 | 6091.23
-10.781 | 2392.692 | -10.972 | 6109.88
-10.589 | 2483.833 | -10.781 | 6122.579
-10.397 | 2575.481 | -10.589 | 6141.219
-10.205 | 2670.334 | -10.397 | 6155.475
-10.013 | 2761.968 | -10.205 | 6170.211
-9.821 | 2856.321 | -10.013 | 6182.823
-9.628 | 2955.028 | -9.821 | 6195.265
-9.435 | 3059.309 | -9.628 | 6205.52
-9.242 | 3162.103 | -9.435 | 6214.639
-9.049 | 3271.379 | -9.242 | 6222.295
-8.855 | 3382.464 | -9.049 | 6238.847
-8.661 | 3491.399 | -8.855 | 6249.312
-8.467 | 3602.369 | -8.661 | 6261.341
-8.273 | 3714.031 | -8.467 | 6275.958
-8.079 | 3823.502 | -8.273 | 6285.833
-7.884 | 3930.911 | -8.079 | 6294.424
-7.69 | 4044.81 | -7.884 | 6305.636
-7.495 | 4153.702 | -7.69 | 6312.077
-7.3 | 4262.008 | -7.495 | 6315.862
-7.104 | 4364.712 | -7.3 | 6309.392
-6.909 | 4472.239 | -7.104 | 6306.609
-6.713 | 4582.281 | -6.909 | 6313.404
-6.518 | 4691.757 | -6.713 | 6313.806
-6.322 | 4801.474 | -6.518 | 6311.183
-6.126 | 4906.565 | -6.322 | 6310.978
-5.93 | 5008.27 | -6.126 | 6312.009
-5.733 | 5113.283 | -5.93 | 6307.775
-5.537 | 5214.096 | -5.733 | 6309.817
-5.34 | 5317.512 | -5.537 | 6305.31
-5.144 | 5425.344 | -5.34 | 6315.917
-4.947 | 5524.004 | -5.144 | 6332.362
-4.75 | 5610.447 | -4.947 | 6349.713
-4.553 | 5701.86 | -4.75 | 6364.13
-4.356 | 5787.695 | -4.553 | 6371.878
-4.158 | 5865.038 | -4.356 | 6375.578
-3.961 | 5945.96 | -4.158 | 6382.256
-3.763 | 6019.982 | -3.961 | 6386.63
-3.566 | 6101.412 | -3.763 | 6390.814
-3.368 | 6171.662 | -3.566 | 6395.784
-3.171 | 6234.228 | -3.368 | 6399.541
-2.973 | 6283.508 | -3.171 | 6409.403
-2.775 | 6327.307 | -2.973 | 6418.535
-2.577 | 6364.198 | -2.775 | 6423.692
-2.379 | 6405.08 | -2.577 | 6423.896
-2.181 | 6432.165 | -2.379 | 6421.055
-1.983 | 6455.837 | -2.181 | 6408.778
-1.785 | 6476.911 | -1.983 | 6410.157
-1.586 | 6501.255 | -1.785 | 6407.755
-1.388 | 6513.502 | -1.586 | 6402.422
-1.19 | 6504.882 | -1.388 | 6407.098
-0.992 | 6484.725 | -1.19 | 6412.337
-0.793 | 6480.518 | -0.992 | 6418.26
-0.595 | 6478.547 | -0.793 | 6426.145
-0.397 | 6470.911 | -0.595 | 6430.537
-0.198 | 6459.156 | -0.397 | 6432.525
0 | 6436.321 | -0.198 | 6431.614
0.198 | 6396.266 | 0 | 6436.321
0.397 | 6352.689 | 0.198 | 6424.856
0.595 | 6312.398 | 0.397 | 6416.281
0.793 | 6269.718 | 0.595 | 6403.233
0.992 | 6224.63 | 0.793 | 6400.921
1.19 | 6173.001 | 0.992 | 6407.037
1.388 | 6122.646 | 1.19 | 6419.314
1.586 | 6072.93 | 1.388 | 6434.556
1.785 | 6011.979 | 1.586 | 6449.189
1.983 | 5941.877 | 1.785 | 6446.181
2.181 | 5868.086 | 1.983 | 6442.553
2.379 | 5790.432 | 2.181 | 6439.301
2.577 | 5707.137 | 2.379 | 6436.707
2.775 | 5618.209 | 2.577 | 6433.181
2.973 | 5526.37 | 2.775 | 6419.701
3.171 | 5433.264 | 2.973 | 6408.081
3.368 | 5336.462 | 3.171 | 6399.887
3.566 | 5240.595 | 3.368 | 6398.838
3.763 | 5141.61 | 3.566 | 6391.19
3.961 | 5031.738 | 3.763 | 6384.026
4.158 | 4921.776 | 3.961 | 6376.17
4.356 | 4812.7 | 4.158 | 6370.665
4.553 | 4700 | 4.356 | 6368.938
4.75 | 4588.443 | 4.553 | 6366.005
4.947 | 4485.128 | 4.75 | 6360.288
5.144 | 4385.223 | 4.947 | 6351.602
5.34 | 4274.285 | 5.144 | 6344.968
5.537 | 4163.947 | 5.34 | 6341.588
5.733 | 4050.297 | 5.537 | 6342.26
5.93 | 3939.594 | 5.733 | 6340.449
6.126 | 3823.936 | 5.93 | 6341.019
6.322 | 3714.089 | 6.126 | 6341.053
6.518 | 3606.308 | 6.322 | 6334.143
6.713 | 3499.286 | 6.518 | 6325.854
6.909 | 3392.862 | 6.713 | 6323.736
7.104 | 3285.502 | 6.909 | 6327.919
7.3 | 3183.786 | 7.104 | 6327.906
7.495 | 3083.932 | 7.3 | 6323.682
7.69 | 2986.671 | 7.495 | 6315.793
7.884 | 2891.726 | 7.69 | 6302.717
8.079 | 2795.027 | 7.884 | 6295.31
8.273 | 2700.618 | 8.079 | 6280.581
8.467 | 2603.517 | 8.273 | 6265.218
8.661 | 2506.828 | 8.467 | 6254.063
8.855 | 2411.45 | 8.661 | 6243.459
9.049 | 2325.345 | 8.855 | 6232.223
9.242 | 2239.773 | 9.049 | 6224.605
9.435 | 2154.281 | 9.242 | 6208.169
9.628 | 2071.259 | 9.435 | 6186.565
9.821 | 1993.786 | 9.628 | 6166.982
10.013 | 1917.368 | 9.821 | 6153.922
10.205 | 1845.582 | 10.013 | 6148.062
10.397 | 1776.33 | 10.205 | 6138.868
10.589 | 1707.184 | 10.397 | 6132.899
10.781 | 1639.246 | 10.589 | 6118.727
10.972 | 1574.502 | 10.781 | 6097.834
11.163 | 1511.828 | 10.972 | 6079.195
11.354 | 1452.811 | 11.163 | 6063.245
11.544 | 1394.956 | 11.354 | 6043.725
11.735 | 1337.432 | 11.544 | 6022.195
11.925 | 1280.294 | 11.735 | 6008.717
12.115 | 1225.625 | 11.925 | 5996.639
12.304 | 1173.405 | 12.115 | 5983.307
12.493 | 1123.3 | 12.304 | 5971.36
12.682 | 1075.421 | 12.493 | 5955.046
12.871 | 1028.806 | 12.682 | 5939.496
13.059 | 986.584 | 12.871 | 5921.393
13.247 | 946.89 | 13.059 | 5894.553
13.435 | 907.692 | 13.247 | 5872.562
13.623 | 869.283 | 13.435 | 5853.157
13.81 | 831.696 | 13.623 | 5840.626
13.997 | 797.727 | 13.81 | 5823.045
14.183 | 764.245 | 13.997 | 5804.315
14.37 | 730.35 | 14.183 | 5784.807
14.556 | 698.968 | 14.37 | 5762.694
14.741 | 669.628 | 14.556 | 5747.243
14.927 | 642.863 | 14.741 | 5722.771
15.112 | 617.944 | 14.927 | 5698.587
15.296 | 593.508 | 15.112 | 5668.149
15.481 | 569.96 | 15.296 | 5638.921
15.665 | 546.63 | 15.481 | 5598.808
15.849 | 523.592 | 15.665 | 5564.215
16.032 | 501.65 | 15.849 | 5541.083
16.215 | 483.816 | 16.032 | 5522.435
16.398 | 466.439 | 16.215 | 5497.332
16.58 | 449.569 | 16.398 | 5484.786
16.762 | 433.683 | 16.58 | 5472.294
16.944 | 418.129 | 16.762 | 5455.201
17.125 | 403.446 | 16.944 | 5439.465
17.306 | 390.707 | 17.125 | 5427.359
17.487 | 378.287 | 17.306 | 5409
17.667 | 367.276 | 17.487 | 5384.035
17.847 | 356.064 | 17.667 | 5365.758
18.027 | 344.837 | 17.847 | 5343.836
18.206 | 334.722 | 18.027 | 5326.968
18.385 | 325.918 | 18.206 | 5306.701
18.563 | 318.926 | 18.385 | 5287.089
18.741 | 310.866 | 18.563 | 5262.205
18.919 | 301.046 | 18.741 | 5240.112
19.096 | 291.232 | 18.919 | 5216.517
19.273 | 281.423 | 19.096 | 5187.661
19.45 | 271.97 | 19.273 | 5153.936
19.626 | 264.052 | 19.45 | 5131.077
19.802 | 257.633 | 19.626 | 5108.255
19.977 | 250.917 | 19.802 | 5078.078
20.152 | 243.574 | 19.977 | 5051.557
20.327 | 236.51 | 20.152 | 5030.934
20.501 | 229.206 | 20.327 | 5013.675
20.675 | 222.232 | 20.501 | 4989.903
20.848 | 215.87 | 20.675 | 4966.343
21.021 | 209.963 | 20.848 | 4950.564
21.194 | 203.304 | 21.021 | 4936.764
21.366 | 197.632 | 21.194 | 4926.835
21.538 | 191.371 | 21.366 | 4912.932
21.709 | 185.402 | 21.538 | 4893.756
21.88 | 180.233 | 21.709 | 4871.01
22.051 | 176.294 | 21.88 | 4849.813
22.221 | 172.48 | 22.051 | 4826.788
22.391 | 168.793 | 22.221 | 4808.669
22.56 | 165.132 | 22.391 | 4784.342
22.729 | 162.01 | 22.56 | 4763.443
22.898 | 158.075 | 22.729 | 4741.828
23.066 | 153.492 | 22.898 | 4727.635
23.234 | 150 | 23.066 | 4708.35
23.401 | 147.491 | 23.234 | 4691.171
23.568 | 144.318 | 23.401 | 4671.112
23.734 | 141.07 | 23.568 | 4653.391
23.9 | 137.006 | 23.734 | 4629.031
24.066 | 133.67 | 23.9 | 4602.734
24.231 | 131.443 | 24.066 | 4574.106
24.396 | 129.431 | 24.231 | 4547.139
24.56 | 127.493 | 24.396 | 4523.665
24.724 | 126.615 | 24.56 | 4499.241
24.887 | 125.515 | 24.724 | 4476.059
25.05 | 123.774 | 24.887 | 4457.138
25.213 | 122.71 | 25.05 | 4438.605
25.375 | 121.873 | 25.213 | 4407.111
25.537 | 120.189 | 25.375 | 4377.125
25.698 | 118.804 | 25.537 | 4348.937
25.859 | 117.831 | 25.698 | 4322.091
26.019 | 116.759 | 25.859 | 4297.596
26.179 | 113.577 | 26.019 | 4270.462
26.339 | 110.201 | 26.179 | 4237.572
26.498 | 108.315 | 26.339 | 4205.215
26.657 | 107.693 | 26.498 | 4172.611
26.815 | 106.651 | 26.657 | 4136.987
26.973 | 105.96 | 26.815 | 4098.023
27.13 | 105.034 | 26.973 | 4059.792
27.287 | 103.986 | 27.13 | 4025.333
27.443 | 101.91 | 27.287 | 3988.204
27.599 | 99.951 | 27.443 | 3946.218
27.755 | 98.731 | 27.599 | 3905.468
27.91 | 98.337 | 27.755 | 3864.633
28.065 | 98.214 | 27.91 | 3820.537
28.219 | 97.893 | 28.065 | 3777.008
28.373 | 96.977 | 28.219 | 3735.271
28.526 | 95.221 | 28.373 | 3689.943
28.679 | 92.991 | 28.526 | 3644.623
28.831 | 91.062 | 28.679 | 3596.982
28.983 | 89.737 | 28.831 | 3543.392
29.135 | 89.408 | 28.983 | 3487.688
29.286 | 89.642 | 29.135 | 3436.716
29.437 | 89.858 | 29.286 | 3384.222
29.587 | 89.952 | 29.437 | 3331.608
29.737 | 90.047 | 29.587 | 3279.363
29.886 | 89.194 | 29.737 | 3231.083
30.035 | 87.401 | 29.886 | 3179.402
30.183 | 85.82 | 30.035 | 3127.317
30.331 | 84.704 | 30.183 | 3074.428
30.479 | 83.368 | 30.331 | 3020.974
30.626 | 82.419 | 30.479 | 2966.466
30.773 | 81.737 | 30.626 | 2908.781
30.919 | 80.792 | 30.773 | 2850.61
31.065 | 80.309 | 30.919 | 2793.625
31.21 | 80.206 | 31.065 | 2740.689
31.355 | 79.757 | 31.21 | 2684.041
31.499 | 78.458 | 31.355 | 2631.224
31.643 | 78.386 | 31.499 | 2578.109
31.787 | 78.62 | 31.643 | 2521.319
31.93 | 78.745 | 31.787 | 2459.884
32.073 | 78.451 | 31.93 | 2403.52
32.215 | 77.91 | 32.073 | 2352.366
32.357 | 77.028 | 32.215 | 2298.133
32.498 | 75.599 | 32.357 | 2237.815
32.639 | 74.831 | 32.498 | 2184.674
32.779 | 74.213 | 32.639 | 2131.86
32.919 | 74.157 | 32.779 | 2079.538
33.059 | 73.87 | 32.919 | 2031.259
33.198 | 72.984 | 33.059 | 1983.317
33.337 | 71.559 | 33.198 | 1930.331
33.475 | 69.748 | 33.337 | 1877.228
33.613 | 68.85 | 33.475 | 1827.69
33.75 | 68.526 | 33.613 | 1775.302
33.887 | 65.075 | 33.75 | 1728.207
34.023 | 59.136 | 33.887 | 1683.1
34.159 | 52.142 | 34.023 | 1639.917
34.295 | 44.127 | 34.159 | 1596.981
34.43 | 38.499 | 34.295 | 1557.06
34.565 | 36.93 | 34.43 | 1515.58
34.699 | 35.949 | 34.565 | 1475.261
34.833 | 35.566 | 34.699 | 1431.337
34.966 | 34.885 | 34.833 | 1390.241
35.099 | 34.859 | 34.966 | 1347.842
35.232 | 36.337 | 35.099 | 1305.964
35.364 | 38.547 | 35.232 | 1269.57
35.496 | 39.458 | 35.364 | 1236.836
35.627 | 38.602 | 35.496 | 1203.536
35.758 | 37.837 | 35.627 | 1168.936
35.888 | 48.105 | 35.758 | 1137.319
36.018 | 67.918 | 35.888 | 1106.986
36.148 | 83.411 | 36.018 | 1075.979
36.277 | 88.954 | 36.148 | 1044.543
36.406 | 86.716 | 36.277 | 1013.366
36.534 | 72.385 | 36.406 | 983.329
36.662 | 55.386 | 36.534 | 952.121
36.789 | 43.866 | 36.662 | 923.837
36.916 | 36.382 | 36.789 | 897.818
37.043 | 32.258 | 36.916 | 873.309
37.169 | 28.862 | 37.043 | 846.979
37.295 | 26.178 | 37.169 | 820.608
37.42 | 24.7 | 37.295 | 794.73
37.545 | 24.609 | 37.42 | 771.312
37.67 | 24.191 | 37.545 | 750.042
37.794 | 23.659 | 37.67 | 728.462
37.917 | 23.396 | 37.794 | 708.202
38.04 | 23.761 | 37.917 | 688.406
38.163 | 24.379 | 38.04 | 667.599
38.286 | 24.752 | 38.163 | 648.641
38.408 | 24.71 | 38.286 | 631.172
38.529 | 24.218 | 38.408 | 616.165
38.651 | 23.636 | 38.529 | 600.207
38.771 | 22.48 | 38.651 | 584.103
38.892 | 22.082 | 38.771 | 565.611
39.012 | 22.681 | 38.892 | 548.771
39.131 | 22.653 | 39.012 | 531.776
39.25 | 21.235 | 39.131 | 516.61
39.369 | 20.093 | 39.25 | 502.523
39.487 | 20.342 | 39.369 | 487.496
39.605 | 20.475 | 39.487 | 474.291
39.723 | 20.521 | 39.605 | 462.145
39.84 | 20.507 | 39.723 | 451.282
39.957 | 21.09 | 39.84 | 439.555
40.073 | 21.617 | 39.957 | 427.877
40.189 | 21.668 | 40.073 | 416.819
40.189 | 21.668 | 40.073 | 416.819
40.305 | 21.749 | 40.189 | 407.204
40.42 | 21.83 | 40.305 | 397.542
40.535 | 22.708 | 40.42 | 387.528
40.649 | 23.44 | 40.535 | 375.841
40.763 | 23.468 | 40.649 | 364.424
40.877 | 22.314 | 40.763 | 355.324
40.99 | 20.961 | 40.877 | 349.664
41.103 | 19.939 | 40.99 | 340.346
41.215 | 19.695 | 41.103 | 287.842
41.327 | 20.177 | 41.215 | 204.962
41.439 | 20.945 | 41.327 | 145.791

## Lustr H60 (hidden)
Selador | Lamp |  | Wattage
Lustr | Lumileds Rebel |  | 104 |  | Note: Owing to the variability of LEDs, output data and color matches should be viewed as approximate
Note: All data taken with room temperature fixture
| Beam Angle | Field Angle
Horizontal | 52.3 | 71.4
| Accessory Lens | Candela | Field Lumens | Beam Lumens | Lens Efficiency | Efficacy
| H60 | 8430 | 1750 | 950 | 95.68% | 16.8269
| For Field diameter at any distance, multiply distance by |  |  |  | 1.4371
| For Beam diameter at any distance, multiply distance by |  |  |  | 0.98196
| Throw Distance (ft) | 10 | 15 | 20 | 25
| Throw Distance (m) | 3.048 | 4.572 | 6.096 | 7.62
| Field Diameter (ft) | 14.3715 | 21.5572 | 28.7429 | 35.9286
| Field Diameter (m) | 4.3804 | 6.5706 | 8.7608 | 10.9511
| Illuminance (fc) | 84.3 | 37.4667 | 21.075 | 13.488
| Illuminance (lux) | 907.3968 | 403.2875 | 226.8492 | 145.1835
Test Distance | Iso-Illuminance Diagram grid lines
60.6 | 10 | 20 | 30 | 40
| 0.16502 | 0.33003 | 0.49505 | 0.66007
| Beam Angle | Field Angle
Vertical | 13.7 | 27.8
| For Field diameter at any distance, multiply distance by |  |  |  | 0.49495
| For Beam diameter at any distance, multiply distance by |  |  |  | 0.24026
| Throw Distance (ft) | 10 | 15 | 20 | 25
| Throw Distance (m) | 3.048 | 4.572 | 6.096 | 7.62
| Field Diameter (ft) | 4.9495 | 7.4242 | 9.899 | 12.3737
| Field Diameter (m) | 1.5086 | 2.2629 | 3.0172 | 3.7715
| Illuminance (fc) | 84.3 | 37.4667 | 21.075 | 13.488
| Illuminance (lux) | 907.3968 | 403.2875 | 226.8492 | 145.1835
| X |  | Y
-36.719 | 0 | -36.826 | 60.464
-36.611 | 0 | -36.719 | 61.817
-36.503 | 0 | -36.611 | 63.317
-36.394 | 110.709 | -36.503 | 64.248
-36.286 | 299.511 | -36.394 | 65.639
-36.176 | 493.606 | -36.286 | 65.005
-36.067 | 690.605 | -36.176 | 64.161
-35.957 | 821.974 | -36.067 | 64.713
-35.848 | 847.074 | -35.957 | 66.076
-35.737 | 870.97 | -35.848 | 66.72
-35.627 | 896.234 | -35.737 | 67.393
-35.516 | 921.942 | -35.627 | 68.165
-35.405 | 947.044 | -35.516 | 67.882
-35.293 | 971.79 | -35.405 | 67.845
-35.181 | 996.011 | -35.293 | 66.076
-35.069 | 1019.369 | -35.181 | 64.562
-34.957 | 1046.728 | -35.069 | 63.919
-34.844 | 1077.154 | -34.957 | 64.168
-34.731 | 1102.843 | -34.844 | 65.641
-34.618 | 1132.295 | -34.731 | 68.423
-34.504 | 1162.503 | -34.618 | 71.081
-34.39 | 1193.49 | -34.504 | 72.606
-34.276 | 1224.78 | -34.39 | 72.51
-34.161 | 1257.264 | -34.276 | 71.447
-34.046 | 1291.192 | -34.161 | 71.522
-33.931 | 1323.877 | -34.046 | 72.952
-33.815 | 1360.419 | -33.931 | 72.589
-33.7 | 1397.665 | -33.815 | 73.05
-33.583 | 1428.837 | -33.7 | 72.166
-33.467 | 1463.99 | -33.583 | 72.558
-33.35 | 1507.792 | -33.467 | 72.233
-33.233 | 1546.212 | -33.35 | 73.945
-33.116 | 1586.456 | -33.233 | 75.32
-32.998 | 1627.544 | -33.116 | 76.267
-32.88 | 1667.718 | -32.998 | 76.376
-32.762 | 1701.228 | -32.88 | 76.707
-32.643 | 1744.419 | -32.762 | 75.166
-32.524 | 1790.078 | -32.643 | 75.245
-32.405 | 1834.672 | -32.524 | 76.893
-32.285 | 1874.165 | -32.405 | 79.496
-32.165 | 1925.059 | -32.285 | 80.334
-32.045 | 1973.189 | -32.165 | 82.406
-31.924 | 2019.941 | -32.045 | 83.163
-31.803 | 2067.752 | -31.924 | 84.098
-31.682 | 2118.167 | -31.803 | 85.147
-31.561 | 2169.36 | -31.682 | 84.844
-31.439 | 2223.684 | -31.561 | 84.147
-31.317 | 2276.695 | -31.439 | 84.213
-31.194 | 2325.672 | -31.317 | 84.519
-31.071 | 2373.685 | -31.194 | 84.04
-30.948 | 2424.983 | -31.071 | 84.583
-30.825 | 2478.782 | -30.948 | 83.898
-30.701 | 2535.795 | -30.825 | 84.466
-30.577 | 2590.085 | -30.701 | 84.466
-30.453 | 2643.827 | -30.577 | 84.791
-30.328 | 2693.077 | -30.453 | 86.64
-30.203 | 2747.243 | -30.328 | 87.919
-30.078 | 2805.63 | -30.203 | 88.983
-29.952 | 2859.25 | -30.078 | 89.748
-29.826 | 2913.431 | -29.952 | 90.883
-29.7 | 2969.631 | -29.826 | 90.078
-29.573 | 3033.749 | -29.7 | 90.944
-29.446 | 3099.225 | -29.573 | 90.516
-29.319 | 3160.337 | -29.446 | 91.373
-29.191 | 3219.848 | -29.319 | 92.593
-29.063 | 3278.539 | -29.191 | 94.255
-28.935 | 3338.916 | -29.063 | 94.863
-28.807 | 3398.332 | -28.935 | 97.15
-28.678 | 3461.284 | -28.807 | 98.133
-28.549 | 3515.626 | -28.678 | 100.167
-28.419 | 3574.317 | -28.549 | 101.103
-28.289 | 3635.657 | -28.419 | 103.775
-28.159 | 3695.195 | -28.289 | 103.478
-28.029 | 3750.981 | -28.159 | 103.21
-27.898 | 3815.024 | -28.029 | 102.041
-27.767 | 3876.695 | -27.898 | 102.162
-27.636 | 3937.942 | -27.767 | 102.363
-27.504 | 3995.344 | -27.636 | 103.104
-27.372 | 4056.281 | -27.504 | 105.457
-27.24 | 4109.762 | -27.372 | 106.154
-27.107 | 4161.071 | -27.24 | 106.739
-26.974 | 4222.461 | -27.107 | 107.4
-26.841 | 4277.375 | -26.974 | 109.013
-26.707 | 4333.642 | -26.841 | 110.112
-26.573 | 4388.619 | -26.707 | 110.859
-26.439 | 4445.073 | -26.573 | 111.338
-26.305 | 4504.843 | -26.439 | 112.522
-26.17 | 4566.101 | -26.305 | 113.749
-26.035 | 4624.602 | -26.17 | 115.28
-25.899 | 4684.668 | -26.035 | 116.464
-25.763 | 4744.248 | -25.899 | 118.312
-25.627 | 4791.024 | -25.763 | 120.559
-25.491 | 4844.524 | -25.627 | 121.559
-25.354 | 4897.975 | -25.491 | 121.554
-25.217 | 4950.665 | -25.354 | 122.901
-25.08 | 5000.628 | -25.217 | 124.696
-24.942 | 5059.507 | -25.08 | 126.227
-24.804 | 5116.218 | -24.942 | 128.252
-24.666 | 5162.256 | -24.804 | 130.062
-24.527 | 5212.852 | -24.666 | 131.535
-24.389 | 5258.695 | -24.527 | 133.924
-24.249 | 5300.28 | -24.389 | 135.873
-24.11 | 5340.545 | -24.249 | 136.569
-23.97 | 5386.167 | -24.11 | 137.235
-23.83 | 5433.677 | -23.97 | 138.54
-23.69 | 5487.714 | -23.83 | 139.885
-23.549 | 5533.144 | -23.69 | 142.08
-23.408 | 5578.648 | -23.549 | 145.41
-23.267 | 5619.178 | -23.408 | 148.524
-23.125 | 5656.719 | -23.267 | 150.624
-22.983 | 5690.697 | -23.125 | 152.929
-22.841 | 5728.628 | -22.983 | 156.088
-22.699 | 5774.477 | -22.841 | 158.94
-22.556 | 5820.336 | -22.699 | 161.727
-22.413 | 5866.968 | -22.556 | 165.023
-22.269 | 5916.768 | -22.413 | 168.395
-22.126 | 5963.387 | -22.269 | 171.296
-21.982 | 6006.124 | -22.126 | 173.873
-21.837 | 6044.617 | -21.982 | 177.662
-21.693 | 6084.843 | -21.837 | 181.571
-21.548 | 6122.975 | -21.693 | 185.973
-21.403 | 6168.782 | -21.548 | 190.491
-21.258 | 6205.201 | -21.403 | 194.283
-21.112 | 6241.916 | -21.258 | 198.217
-20.966 | 6283.642 | -21.112 | 203.149
-20.82 | 6333.448 | -20.966 | 206.713
-20.673 | 6366.54 | -20.82 | 209.014
-20.526 | 6402.817 | -20.673 | 211.44
-20.379 | 6433.228 | -20.526 | 215.642
-20.232 | 6466.28 | -20.379 | 219.936
-20.084 | 6491.592 | -20.232 | 225.802
-19.936 | 6530.777 | -20.084 | 232.023
-19.788 | 6562.461 | -19.936 | 238.55
-19.639 | 6589.391 | -19.788 | 243.011
-19.49 | 6615.833 | -19.639 | 247.448
-19.341 | 6650.06 | -19.49 | 253.571
-19.192 | 6681.42 | -19.341 | 259.327
-19.042 | 6713.46 | -19.192 | 265.568
-18.892 | 6749.132 | -19.042 | 272.936
-18.742 | 6782.359 | -18.892 | 280.668
-18.592 | 6808.566 | -18.742 | 286.499
-18.441 | 6830.919 | -18.592 | 294.336
-18.29 | 6853.63 | -18.441 | 303.171
-18.139 | 6870.337 | -18.29 | 311.568
-17.988 | 6891.676 | -18.139 | 320.582
-17.836 | 6919.361 | -17.988 | 328.153
-17.684 | 6946.989 | -17.836 | 337.042
-17.532 | 6972.198 | -17.684 | 348.067
-17.379 | 6992.411 | -17.532 | 359.3
-17.226 | 7009.719 | -17.379 | 370.091
-17.073 | 7023.801 | -17.226 | 381.46
-16.92 | 7045.537 | -17.073 | 396.311
-16.766 | 7062.267 | -16.92 | 411.374
-16.613 | 7081.986 | -16.766 | 424.953
-16.459 | 7111.247 | -16.613 | 438.088
-16.304 | 7143.556 | -16.459 | 454.068
-16.15 | 7162.583 | -16.304 | 468.19
-15.995 | 7189.126 | -16.15 | 482.847
-15.84 | 7219.963 | -15.995 | 498.714
-15.685 | 7236.003 | -15.84 | 515.656
-15.529 | 7246.418 | -15.685 | 533.266
-15.374 | 7270.019 | -15.529 | 549.519
-15.218 | 7304.1 | -15.374 | 568.102
-15.062 | 7330.536 | -15.218 | 590.674
-14.905 | 7366.733 | -15.062 | 614.952
-14.749 | 7400.018 | -14.905 | 637.298
-14.592 | 7423.353 | -14.749 | 662.346
-14.435 | 7434.049 | -14.592 | 686.778
-14.277 | 7454.769 | -14.435 | 711.074
-14.12 | 7473.69 | -14.277 | 739.706
-13.962 | 7492.186 | -14.12 | 769.88
-13.804 | 7510.837 | -13.962 | 801.508
-13.646 | 7538.792 | -13.804 | 833.677
-13.488 | 7566.029 | -13.646 | 866.324
-13.329 | 7599.788 | -13.488 | 901.251
-13.17 | 7623.966 | -13.329 | 936.708
-13.011 | 7644.912 | -13.17 | 970.84
-12.852 | 7654.015 | -13.011 | 1006.668
-12.693 | 7668.92 | -12.852 | 1046.905
-12.533 | 7685.267 | -12.693 | 1088.671
-12.373 | 7698.485 | -12.533 | 1134.245
-12.213 | 7715.992 | -12.373 | 1182.701
-12.053 | 7725.977 | -12.213 | 1234.872
-11.893 | 7740.111 | -12.053 | 1286.174
-11.732 | 7756.571 | -11.893 | 1338.803
-11.572 | 7765.878 | -11.732 | 1392.113
-11.411 | 7771.149 | -11.572 | 1450.77
-11.249 | 7786.691 | -11.411 | 1510.253
-11.088 | 7800.264 | -11.249 | 1575.188
-10.927 | 7812.24 | -11.088 | 1634.76
-10.765 | 7823.183 | -10.927 | 1702.08
-10.603 | 7839.919 | -10.765 | 1767.866
-10.441 | 7849.521 | -10.603 | 1837.42
-10.279 | 7861.469 | -10.441 | 1906.179
-10.117 | 7879.028 | -10.279 | 1980.412
-9.954 | 7893.035 | -10.117 | 2055.05
-9.791 | 7892.909 | -9.954 | 2140.142
-9.629 | 7903.948 | -9.791 | 2230.178
-9.466 | 7923.637 | -9.629 | 2317.837
-9.303 | 7939.798 | -9.466 | 2411.724
-9.139 | 7956.359 | -9.303 | 2505.123
-8.976 | 7976.779 | -9.139 | 2597.454
-8.812 | 7992.522 | -8.976 | 2689.685
-8.649 | 8003.315 | -8.812 | 2791.557
-8.485 | 8011.185 | -8.649 | 2897.193
-8.321 | 8024.342 | -8.485 | 3006.976
-8.156 | 8040.383 | -8.321 | 3109.571
-7.992 | 8059.589 | -8.156 | 3219.545
-7.828 | 8079.881 | -7.992 | 3332.616
-7.663 | 8103.827 | -7.828 | 3445.006
-7.499 | 8127.673 | -7.663 | 3563.628
-7.334 | 8144.88 | -7.499 | 3687.27
-7.169 | 8162.566 | -7.334 | 3816.351
-7.004 | 8191.568 | -7.169 | 3946.408
-6.839 | 8205.759 | -7.004 | 4075.255
-6.673 | 8220.171 | -6.839 | 4203.424
-6.508 | 8242.807 | -6.673 | 4329.486
-6.342 | 8255.721 | -6.508 | 4458.485
-6.177 | 8258.119 | -6.342 | 4588.216
-6.011 | 8266.585 | -6.177 | 4717.5
-5.845 | 8277.259 | -6.011 | 4855.992
-5.679 | 8274.152 | -5.845 | 4990.123
-5.513 | 8285.944 | -5.679 | 5122.836
-5.347 | 8307.261 | -5.513 | 5247.104
-5.181 | 8315.275 | -5.347 | 5378.976
-5.015 | 8320.09 | -5.181 | 5505.391
-4.849 | 8332.502 | -5.015 | 5644.896
-4.682 | 8340.614 | -4.849 | 5773.502
-4.516 | 8354.067 | -4.682 | 5908.979
-4.349 | 8383.371 | -4.516 | 6048.152
-4.182 | 8402.788 | -4.349 | 6205.222
-4.016 | 8408.587 | -4.182 | 6337.593
-3.849 | 8419.912 | -4.016 | 6481.271
-3.682 | 8415.659 | -3.849 | 6607.957
-3.515 | 8412.359 | -3.682 | 6732.481
-3.348 | 8427.832 | -3.515 | 6854.933
-3.181 | 8422.91 | -3.348 | 6983.366
-3.014 | 8428.221 | -3.181 | 7101.197
-2.847 | 8438.954 | -3.014 | 7225.083
-2.68 | 8441.035 | -2.847 | 7343.201
-2.512 | 8428.058 | -2.68 | 7452.375
-2.345 | 8429.739 | -2.512 | 7552.664
-2.178 | 8425.899 | -2.345 | 7650.106
-2.01 | 8430.402 | -2.178 | 7734.751
-1.843 | 8428.256 | -2.01 | 7813.805
-1.675 | 8416.979 | -1.843 | 7880.907
-1.508 | 8402.381 | -1.675 | 7953.431
-1.34 | 8398.798 | -1.508 | 8009.766
-1.173 | 8394.865 | -1.34 | 8066.205
-1.005 | 8377.969 | -1.173 | 8123.166
-0.838 | 8342.823 | -1.005 | 8184.006
-0.67 | 8326.009 | -0.838 | 8232.798
-0.503 | 8322.343 | -0.67 | 8286.59
-0.335 | 8328.134 | -0.503 | 8308.772
-0.168 | 8328.961 | -0.335 | 8321.489
0 | 8328.666 | -0.168 | 8322.919
0.168 | 8312.907 | 0 | 8328.666
0.335 | 8303.966 | 0.168 | 8318.026
0.503 | 8299.549 | 0.335 | 8308.86
0.67 | 8302.064 | 0.503 | 8278.241
0.838 | 8296.358 | 0.67 | 8249.054
1.005 | 8291.974 | 0.838 | 8226.416
1.173 | 8283.941 | 1.005 | 8203.137
1.34 | 8279.677 | 1.173 | 8166.331
1.508 | 8281.332 | 1.34 | 8129.345
1.675 | 8289.079 | 1.508 | 8069.34
1.843 | 8289.388 | 1.675 | 8008.778
2.01 | 8294.868 | 1.843 | 7941.812
2.178 | 8302.506 | 2.01 | 7868.335
2.345 | 8297.454 | 2.178 | 7775.002
2.512 | 8281.832 | 2.345 | 7666.785
2.68 | 8261.083 | 2.512 | 7552.23
2.847 | 8239.355 | 2.68 | 7439.932
3.014 | 8219.575 | 2.847 | 7333.472
3.181 | 8203.236 | 3.014 | 7232
3.348 | 8192.347 | 3.181 | 7114.64
3.515 | 8180.422 | 3.348 | 6996.665
3.682 | 8160.282 | 3.515 | 6865.646
3.849 | 8143.639 | 3.682 | 6745.889
4.016 | 8132.414 | 3.849 | 6612.713
4.182 | 8127.031 | 4.016 | 6488.912
4.349 | 8127.215 | 4.182 | 6346.908
4.516 | 8119.756 | 4.349 | 6212.075
4.682 | 8100.359 | 4.516 | 6077.445
4.849 | 8081.019 | 4.682 | 5949.624
5.015 | 8067.162 | 4.849 | 5807.803
5.181 | 8055.158 | 5.015 | 5678.023
5.347 | 8043.541 | 5.181 | 5551.691
5.513 | 8038.838 | 5.347 | 5411.679
5.679 | 8021.85 | 5.513 | 5271.361
5.845 | 8004.109 | 5.679 | 5131.164
6.011 | 7983.544 | 5.845 | 4992.703
6.177 | 7965.546 | 6.011 | 4862
6.342 | 7943.603 | 6.177 | 4733.55
6.508 | 7934.241 | 6.342 | 4596.21
6.673 | 7918.288 | 6.508 | 4470.132
6.839 | 7888.876 | 6.673 | 4340.723
7.004 | 7868.116 | 6.839 | 4204.463
7.169 | 7846.089 | 7.004 | 4076.93
7.334 | 7815.864 | 7.169 | 3949.356
7.499 | 7784.478 | 7.334 | 3815.02
7.663 | 7761.534 | 7.499 | 3692.929
7.828 | 7735.637 | 7.663 | 3570.356
7.992 | 7703.442 | 7.828 | 3454.375
8.156 | 7672.197 | 7.992 | 3338.178
8.321 | 7644.702 | 8.156 | 3225.366
8.485 | 7629.856 | 8.321 | 3117.322
8.649 | 7617.384 | 8.485 | 3012.228
8.812 | 7605.302 | 8.649 | 2908.393
8.976 | 7591.559 | 8.812 | 2806.145
9.139 | 7575.014 | 8.976 | 2710.055
9.303 | 7556.865 | 9.139 | 2611.593
9.466 | 7549.537 | 9.303 | 2519.693
9.629 | 7544.826 | 9.466 | 2428.629
9.791 | 7528.837 | 9.629 | 2337.358
9.954 | 7509.278 | 9.791 | 2250.2
10.117 | 7493.37 | 9.954 | 2169.747
10.279 | 7471.389 | 10.117 | 2090.243
10.441 | 7445.914 | 10.279 | 2013.189
10.603 | 7426.123 | 10.441 | 1942.152
10.765 | 7403.246 | 10.603 | 1870.954
10.927 | 7385.258 | 10.765 | 1801.235
11.088 | 7383.075 | 10.927 | 1730.612
11.249 | 7389.592 | 11.088 | 1661.685
11.411 | 7388.685 | 11.249 | 1597.212
11.572 | 7376.713 | 11.411 | 1539.327
11.732 | 7354.358 | 11.572 | 1480.515
11.893 | 7326.243 | 11.732 | 1421.81
12.053 | 7292.899 | 11.893 | 1368.471
12.213 | 7264.353 | 12.053 | 1318.611
12.373 | 7243.172 | 12.213 | 1268.679
12.533 | 7227.069 | 12.373 | 1220.649
12.693 | 7220.426 | 12.533 | 1175.824
12.852 | 7217.71 | 12.693 | 1132.537
13.011 | 7205.065 | 12.852 | 1086.732
13.17 | 7190.667 | 13.011 | 1043.132
13.329 | 7169.398 | 13.17 | 1004.296
13.488 | 7147.027 | 13.329 | 966.573
13.646 | 7117.453 | 13.488 | 929.927
13.804 | 7094.4 | 13.646 | 896.698
13.962 | 7071.54 | 13.804 | 866.373
14.12 | 7039.999 | 13.962 | 835.918
14.277 | 7006.235 | 14.12 | 806.219
14.435 | 6984.485 | 14.277 | 775.934
14.592 | 6963.071 | 14.435 | 747.359
14.749 | 6940.681 | 14.592 | 719.131
14.905 | 6923.5 | 14.749 | 690.586
15.062 | 6906.397 | 14.905 | 667.06
15.218 | 6880.509 | 15.062 | 645.322
15.374 | 6855.957 | 15.218 | 624.735
15.529 | 6834.831 | 15.374 | 605.347
15.685 | 6811.478 | 15.529 | 585.439
15.84 | 6788.059 | 15.685 | 564.838
15.995 | 6762.089 | 15.84 | 543.094
16.15 | 6742.279 | 15.995 | 522.232
16.304 | 6710.553 | 16.15 | 504.212
16.459 | 6677.364 | 16.304 | 484.965
16.613 | 6652.133 | 16.459 | 466.935
16.766 | 6624.342 | 16.613 | 451.606
16.92 | 6596.723 | 16.766 | 438.268
17.073 | 6574.013 | 16.92 | 425.409
17.226 | 6551.625 | 17.073 | 414.129
17.379 | 6520.833 | 17.226 | 402.173
17.532 | 6485.65 | 17.379 | 390.207
17.684 | 6442.887 | 17.532 | 376.6
17.836 | 6406.75 | 17.684 | 364.954
17.988 | 6381.597 | 17.836 | 355.478
18.139 | 6354.529 | 17.988 | 344.384
18.29 | 6327.593 | 18.139 | 332.731
18.441 | 6298.496 | 18.29 | 322.496
18.592 | 6269.141 | 18.441 | 311.681
18.742 | 6241.829 | 18.592 | 299.84
18.892 | 6206.752 | 18.742 | 290.51
19.042 | 6166.385 | 18.892 | 282.89
19.192 | 6128.367 | 19.042 | 274.696
19.341 | 6095.426 | 19.192 | 265.657
19.49 | 6054.616 | 19.341 | 257.086
19.639 | 6005.058 | 19.49 | 249.572
19.788 | 5966.264 | 19.639 | 243.168
19.936 | 5942.647 | 19.788 | 237.792
20.084 | 5925.041 | 19.936 | 233.159
20.232 | 5901.331 | 20.084 | 229.069
20.379 | 5867.966 | 20.232 | 224.48
20.526 | 5826.556 | 20.379 | 218.634
20.673 | 5786.52 | 20.526 | 212.159
20.82 | 5750.38 | 20.673 | 207.327
20.966 | 5711.256 | 20.82 | 202.123
21.112 | 5672.227 | 20.966 | 197.722
21.258 | 5639.08 | 21.112 | 193.783
21.403 | 5599.529 | 21.258 | 190.009
21.548 | 5555.643 | 21.403 | 185.981
21.693 | 5511.815 | 21.548 | 182.468
21.837 | 5466.349 | 21.693 | 178.278
21.982 | 5421.824 | 21.837 | 174.111
22.126 | 5379.667 | 21.982 | 170.558
22.269 | 5336.502 | 22.126 | 166.415
22.413 | 5290.103 | 22.269 | 161.702
22.556 | 5256.255 | 22.413 | 157.175
22.699 | 5220.956 | 22.556 | 153.816
22.841 | 5178.517 | 22.699 | 151.564
22.983 | 5132.943 | 22.841 | 149.394
23.125 | 5083.115 | 22.983 | 147.405
23.267 | 5025.859 | 23.125 | 144.919
23.408 | 4975.858 | 23.267 | 142.225
23.549 | 4929.884 | 23.408 | 140.001
23.69 | 4883.61 | 23.549 | 138.423
23.83 | 4836.492 | 23.69 | 136.59
23.97 | 4784.547 | 23.83 | 134.23
24.11 | 4730.424 | 23.97 | 131.386
24.249 | 4679.488 | 24.11 | 129.241
24.389 | 4636.603 | 24.249 | 128.424
24.527 | 4589.525 | 24.389 | 127.403
24.666 | 4533.695 | 24.527 | 125.1
24.804 | 4479.115 | 24.666 | 123.109
24.942 | 4424.434 | 24.804 | 121.105
25.08 | 4367.849 | 24.942 | 118.734
25.217 | 4309.214 | 25.08 | 116.93
25.354 | 4264.114 | 25.217 | 115.622
25.491 | 4215.029 | 25.354 | 113.822
25.627 | 4163.663 | 25.491 | 111.599
25.763 | 4121.303 | 25.627 | 109.542
25.899 | 4078.682 | 25.763 | 107.599
26.035 | 4028.22 | 25.899 | 106.367
26.17 | 3980.196 | 26.035 | 105.308
26.305 | 3938.058 | 26.17 | 105.335
26.439 | 3891.72 | 26.305 | 104.475
26.573 | 3847.056 | 26.439 | 101.851
26.707 | 3800.732 | 26.573 | 98.342
26.841 | 3751.933 | 26.707 | 96.523
26.974 | 3701.404 | 26.841 | 94.612
27.107 | 3644.429 | 26.974 | 93.964
27.24 | 3584.661 | 27.107 | 93.285
27.372 | 3527.686 | 27.24 | 93.698
27.504 | 3477.741 | 27.372 | 93.792
27.636 | 3431.086 | 27.504 | 93.077
27.767 | 3381.778 | 27.636 | 92.574
27.898 | 3330.961 | 27.767 | 90.029
28.029 | 3280.753 | 27.898 | 88.339
28.159 | 3231.435 | 28.029 | 86.498
28.289 | 3177.393 | 28.159 | 85.057
28.419 | 3123.444 | 28.289 | 83.769
28.549 | 3074.614 | 28.419 | 82.666
28.678 | 3035.086 | 28.549 | 80.638
28.807 | 2991.703 | 28.678 | 78.623
28.935 | 2948.1 | 28.807 | 77.32
29.063 | 2900.441 | 28.935 | 77.832
29.191 | 2842.289 | 29.063 | 78.348
29.319 | 2778.097 | 29.191 | 77.594
29.446 | 2719.253 | 29.319 | 75.84
29.573 | 2665.419 | 29.446 | 75.384
29.7 | 2613.808 | 29.573 | 75.411
29.826 | 2571.768 | 29.7 | 75.351
29.952 | 2530.439 | 29.826 | 74.628
30.078 | 2484.745 | 29.952 | 74.593
30.203 | 2439.127 | 30.078 | 73.222
30.328 | 2392.913 | 30.203 | 71.927
30.453 | 2347.976 | 30.328 | 69.217
30.577 | 2300.646 | 30.453 | 67.837
30.701 | 2252.494 | 30.577 | 66.918
30.825 | 2203.986 | 30.701 | 67.532
30.948 | 2155.477 | 30.825 | 66.574
31.071 | 2109.603 | 30.948 | 66.325
31.194 | 2069.252 | 31.071 | 65.893
31.317 | 2031.47 | 31.194 | 66.18
31.439 | 1993.015 | 31.317 | 66.981
31.561 | 1953.181 | 31.439 | 66.667
31.682 | 1909.172 | 31.561 | 65.833
31.803 | 1865.478 | 31.682 | 64.778
31.924 | 1821.918 | 31.803 | 62.917
32.045 | 1777.999 | 31.924 | 62.088
32.165 | 1739.336 | 32.045 | 60.077
32.285 | 1704.027 | 32.165 | 59.384
32.405 | 1667.673 | 32.285 | 58.81
32.524 | 1630.923 | 32.405 | 60.138
32.643 | 1598.688 | 32.524 | 60.064
32.762 | 1565.074 | 32.643 | 60.02
32.88 | 1529.112 | 32.762 | 59.057
32.998 | 1489.18 | 32.88 | 59.484
33.116 | 1452.98 | 32.998 | 59.244
33.233 | 1420.143 | 33.116 | 60.347
33.35 | 1386.445 | 33.233 | 61.427
33.467 | 1351.263 | 33.35 | 61.222
33.583 | 1319.039 | 33.467 | 59.849
33.7 | 1288.86 | 33.583 | 57.454
33.815 | 1257.407 | 33.7 | 55.399
33.931 | 1227.959 | 33.815 | 55.231
34.046 | 1197.662 | 33.931 | 53.874
34.161 | 1167.172 | 34.046 | 52.638
34.276 | 1135.987 | 34.161 | 52.088
34.39 | 1106.31 | 34.276 | 52.702
34.504 | 1076.512 | 34.39 | 51.41
34.618 | 1048.788 | 34.504 | 51.117
34.731 | 1021.536 | 34.618 | 50.82
34.844 | 996.669 | 34.731 | 50.351
34.957 | 973.364 | 34.844 | 51.274
35.069 | 951.846 | 34.957 | 51.212
35.181 | 933.482 | 35.069 | 51.458
35.293 | 914.091 | 35.181 | 51.912
35.405 | 890.183 | 35.293 | 52.3
35.516 | 864.076 | 35.405 | 52.204
35.516 | 864.076 | 35.405 | 52.204
35.627 | 842.263 | 35.516 | 52.177
35.737 | 824.727 | 35.627 | 52.955
35.848 | 808.272 | 35.737 | 52.894
35.957 | 791.669 | 35.848 | 52.796
36.067 | 774.561 | 35.957 | 51.136
36.176 | 753.328 | 36.067 | 49.818
36.286 | 732.662 | 36.176 | 49.561
36.394 | 715.746 | 36.286 | 48.188
36.503 | 699.258 | 36.394 | 41.498
36.611 | 682.696 | 36.503 | 29.895
36.719 | 673.129 | 36.611 | 22.246

## Lustr V60 (hidden)
Selador | Lamp |  | Wattage
Lustr | Lumileds Rebel |  | 104 |  | Note: Owing to the variability of LEDs, output data and color matches should be viewed as approximate
Note: All data taken with room temperature fixture
| Beam Angle | Field Angle
Horizontal | 16.2 | 31.3
| Accessory Lens | Candela | Field Lumens | Beam Lumens | Lens Efficiency | Efficacy
| V60 | 7340 | 1770 | 1000 | 96.77% | 17.0192
| For Field diameter at any distance, multiply distance by |  |  |  | 0.56029
| For Beam diameter at any distance, multiply distance by |  |  |  | 0.28464
| Throw Distance (ft) | 10 | 15 | 20 | 25
| Throw Distance (m) | 3.048 | 4.572 | 6.096 | 7.62
| Field Diameter (ft) | 5.6029 | 8.4044 | 11.2058 | 14.0073
| Field Diameter (m) | 1.7078 | 2.5617 | 3.4155 | 4.2694
| Illuminance (fc) | 73.4 | 32.6222 | 18.35 | 11.744
| Illuminance (lux) | 790.0703 | 351.1423 | 197.5176 | 126.4112
Test Distance | Iso-Illuminance Diagram grid lines
51.2 | 10 | 20 | 30 | 40
| 0.19531 | 0.39062 | 0.58594 | 0.78125
| Beam Angle | Field Angle
Vertical | 53 | 71.2
| For Field diameter at any distance, multiply distance by |  |  |  | 1.4319
| For Beam diameter at any distance, multiply distance by |  |  |  | 0.99716
| Throw Distance (ft) | 10 | 15 | 20 | 25
| Throw Distance (m) | 3.048 | 4.572 | 6.096 | 7.62
| Field Diameter (ft) | 14.3186 | 21.4779 | 28.6372 | 35.7965
| Field Diameter (m) | 4.3643 | 6.5465 | 8.7286 | 10.9108
| Illuminance (fc) | 73.4 | 32.6222 | 18.35 | 11.744
| Illuminance (lux) | 790.0703 | 351.1423 | 197.5176 | 126.4112
| X |  | Y
-41.439 | 0 | -41.55 | 228.499
-41.327 | 0 | -41.439 | 229.991
-41.215 | 0 | -41.327 | 232.638
-41.103 | 6.939 | -41.215 | 236.43
-40.99 | 18.837 | -41.103 | 241.778
-40.877 | 31.327 | -40.99 | 247.66
-40.763 | 42.885 | -40.877 | 253.787
-40.649 | 49.894 | -40.763 | 259.969
-40.535 | 49.363 | -40.649 | 263.006
-40.42 | 48.806 | -40.535 | 267.321
-40.305 | 48.92 | -40.42 | 270.338
-40.189 | 50.388 | -40.305 | 273.924
-40.073 | 50.911 | -40.189 | 277.648
-39.957 | 52.112 | -40.073 | 282.107
-39.84 | 52.707 | -39.957 | 286.604
-39.723 | 52.321 | -39.84 | 292.681
-39.605 | 51.937 | -39.723 | 299.9
-39.487 | 51.497 | -39.605 | 306.599
-39.369 | 51.381 | -39.487 | 314.363
-39.25 | 50.976 | -39.369 | 322.768
-39.131 | 51.983 | -39.25 | 331.486
-39.012 | 52.321 | -39.131 | 339.619
-38.892 | 53.424 | -39.012 | 346.919
-38.771 | 53.437 | -38.892 | 353.994
-38.651 | 54.944 | -38.771 | 361.841
-38.529 | 56.294 | -38.651 | 369.574
-38.408 | 57.35 | -38.529 | 378.174
-38.286 | 57.478 | -38.408 | 386.513
-38.163 | 58.405 | -38.286 | 396.483
-38.04 | 57.781 | -38.163 | 406.731
-37.917 | 58.311 | -38.04 | 416.813
-37.794 | 58.726 | -37.917 | 428.154
-37.67 | 59.19 | -37.794 | 441.061
-37.545 | 59.541 | -37.67 | 452.881
-37.42 | 58.868 | -37.545 | 464.898
-37.295 | 59.027 | -37.42 | 479.415
-37.169 | 59.768 | -37.295 | 492.337
-37.043 | 60.606 | -37.169 | 505.571
-36.916 | 60.935 | -37.043 | 518.031
-36.789 | 61.182 | -36.916 | 534.984
-36.662 | 61.659 | -36.789 | 553.25
-36.534 | 61.664 | -36.662 | 572.105
-36.406 | 61.796 | -36.534 | 589.909
-36.277 | 61.901 | -36.406 | 609.485
-36.148 | 62.412 | -36.277 | 626.42
-36.018 | 62.866 | -36.148 | 643.867
-35.888 | 63.087 | -36.018 | 662.426
-35.758 | 64.059 | -35.888 | 683.191
-35.627 | 65.621 | -35.758 | 703.716
-35.496 | 66.021 | -35.627 | 726.054
-35.364 | 64.955 | -35.496 | 747.763
-35.232 | 64.391 | -35.364 | 768.208
-35.099 | 65.352 | -35.232 | 790.585
-34.966 | 64.57 | -35.099 | 814.081
-34.833 | 64.499 | -34.966 | 839.045
-34.699 | 65.516 | -34.833 | 865.891
-34.565 | 66.521 | -34.699 | 891.207
-34.43 | 66.296 | -34.565 | 916.096
-34.295 | 66.309 | -34.43 | 942.455
-34.159 | 67.128 | -34.295 | 971.286
-34.023 | 68.103 | -34.159 | 1001.367
-33.887 | 70.171 | -34.023 | 1033.411
-33.75 | 71.401 | -33.887 | 1068.937
-33.613 | 71.548 | -33.75 | 1101.211
-33.475 | 71.392 | -33.613 | 1133.999
-33.337 | 71.72 | -33.475 | 1169.168
-33.198 | 71.792 | -33.337 | 1203.849
-33.059 | 72.98 | -33.198 | 1241.029
-32.919 | 74.111 | -33.059 | 1280.009
-32.779 | 74.055 | -32.919 | 1320.671
-32.639 | 74.066 | -32.779 | 1359.533
-32.498 | 74.569 | -32.639 | 1399.701
-32.357 | 75.49 | -32.498 | 1439.386
-32.215 | 75.824 | -32.357 | 1484.009
-32.073 | 76.751 | -32.215 | 1528.399
-31.93 | 77.624 | -32.073 | 1574.058
-31.787 | 79.517 | -31.93 | 1619.848
-31.643 | 80.259 | -31.787 | 1669.155
-31.499 | 81.037 | -31.643 | 1717.14
-31.355 | 81.72 | -31.499 | 1765.489
-31.21 | 81.43 | -31.355 | 1817.927
-31.065 | 81.933 | -31.21 | 1871.242
-30.919 | 83.473 | -31.065 | 1921.55
-30.773 | 84.702 | -30.919 | 1968.211
-30.626 | 85.034 | -30.773 | 2020.086
-30.479 | 86.201 | -30.626 | 2070.608
-30.331 | 87.734 | -30.479 | 2125.567
-30.183 | 89.002 | -30.331 | 2181.58
-30.035 | 89.72 | -30.183 | 2237.384
-29.886 | 90.286 | -30.035 | 2291.222
-29.737 | 91.894 | -29.886 | 2352.56
-29.587 | 93.221 | -29.737 | 2413.724
-29.437 | 94.231 | -29.587 | 2473.164
-29.286 | 94.481 | -29.437 | 2535.621
-29.135 | 95.617 | -29.286 | 2594.798
-28.983 | 95.778 | -29.135 | 2652.551
-28.831 | 96.877 | -28.983 | 2707.997
-28.679 | 98.085 | -28.831 | 2764.962
-28.526 | 100.074 | -28.679 | 2825.794
-28.373 | 102.145 | -28.526 | 2889.947
-28.219 | 103.961 | -28.373 | 2955.643
-28.065 | 105.449 | -28.219 | 3020.681
-27.91 | 107.449 | -28.065 | 3087.77
-27.755 | 109.47 | -27.91 | 3155.11
-27.599 | 111.146 | -27.755 | 3220.47
-27.443 | 112.865 | -27.599 | 3282.755
-27.287 | 114.991 | -27.443 | 3346.178
-27.13 | 117.098 | -27.287 | 3407.373
-26.973 | 118.353 | -27.13 | 3467.743
-26.815 | 119.861 | -26.973 | 3529.424
-26.657 | 120.868 | -26.815 | 3591.872
-26.498 | 122.091 | -26.657 | 3655.831
-26.339 | 123.864 | -26.498 | 3719.746
-26.179 | 125.883 | -26.339 | 3782.704
-26.019 | 129.681 | -26.179 | 3842.58
-25.859 | 133.356 | -26.019 | 3900.433
-25.698 | 136.982 | -25.859 | 3950.96
-25.537 | 138.843 | -25.698 | 4001.559
-25.375 | 141.089 | -25.537 | 4059.73
-25.213 | 143.101 | -25.375 | 4124.308
-25.05 | 145.765 | -25.213 | 4187.381
-24.887 | 149.812 | -25.05 | 4245.318
-24.724 | 152.752 | -24.887 | 4304.77
-24.56 | 155.08 | -24.724 | 4365.291
-24.396 | 159.027 | -24.56 | 4423.21
-24.231 | 163.653 | -24.396 | 4477.278
-24.066 | 167.609 | -24.231 | 4529.121
-23.9 | 172.167 | -24.066 | 4577.477
-23.734 | 176.709 | -23.9 | 4624.798
-23.568 | 181.445 | -23.734 | 4666.194
-23.401 | 185.38 | -23.568 | 4708.749
-23.234 | 189.72 | -23.401 | 4754
-23.066 | 194.668 | -23.234 | 4796.965
-22.898 | 200.215 | -23.066 | 4841.262
-22.729 | 205.106 | -22.898 | 4884.404
-22.56 | 211.226 | -22.729 | 4933.1
-22.391 | 218.237 | -22.56 | 4980.042
-22.221 | 225.435 | -22.391 | 5029.587
-22.051 | 231.605 | -22.221 | 5075.324
-21.88 | 237.85 | -22.051 | 5124.823
-21.709 | 244.656 | -21.88 | 5172.5
-21.538 | 252.835 | -21.709 | 5210.654
-21.366 | 261.308 | -21.538 | 5251.141
-21.194 | 269.459 | -21.366 | 5288.334
-21.021 | 277.407 | -21.194 | 5321.492
-20.848 | 286.241 | -21.021 | 5348.166
-20.675 | 295.986 | -20.848 | 5375.357
-20.501 | 305.929 | -20.675 | 5409.543
-20.327 | 316.738 | -20.501 | 5434.893
-20.152 | 327.623 | -20.327 | 5460.903
-19.977 | 340.187 | -20.152 | 5493.286
-19.802 | 354.173 | -19.977 | 5525.149
-19.626 | 368.827 | -19.802 | 5556.406
-19.45 | 382.444 | -19.626 | 5593.352
-19.273 | 397.847 | -19.45 | 5622.377
-19.096 | 414.303 | -19.273 | 5656.708
-18.919 | 432.565 | -19.096 | 5690.359
-18.741 | 451.982 | -18.919 | 5725.307
-18.563 | 472.94 | -18.741 | 5755.454
-18.385 | 493.209 | -18.563 | 5782.409
-18.206 | 517.09 | -18.385 | 5803.407
-18.027 | 540.708 | -18.206 | 5821.157
-17.847 | 565.53 | -18.027 | 5845.16
-17.667 | 591.377 | -17.847 | 5870.813
-17.487 | 618.009 | -17.667 | 5900.931
-17.306 | 645.112 | -17.487 | 5927.768
-17.125 | 674.699 | -17.306 | 5957.531
-16.944 | 705.522 | -17.125 | 5982.071
-16.762 | 737.145 | -16.944 | 6006.287
-16.58 | 768.556 | -16.762 | 6036.751
-16.398 | 803.623 | -16.58 | 6066.363
-16.215 | 839.86 | -16.398 | 6093.613
-16.032 | 877.351 | -16.215 | 6120.452
-15.849 | 916.162 | -16.032 | 6142.06
-15.665 | 958.769 | -15.849 | 6159.268
-15.481 | 1001.663 | -15.665 | 6177.202
-15.296 | 1045.367 | -15.481 | 6196.522
-15.112 | 1090.551 | -15.296 | 6226.216
-14.927 | 1138.13 | -15.112 | 6247.721
-14.741 | 1185.904 | -14.927 | 6274.882
-14.556 | 1232.973 | -14.741 | 6302.102
-14.37 | 1281.636 | -14.556 | 6328.482
-14.183 | 1333.655 | -14.37 | 6342.165
-13.997 | 1388.213 | -14.183 | 6360.29
-13.81 | 1449.024 | -13.997 | 6371.256
-13.623 | 1512.622 | -13.81 | 6393.779
-13.435 | 1580.759 | -13.623 | 6414.489
-13.247 | 1648.426 | -13.435 | 6446.823
-13.059 | 1714.224 | -13.247 | 6475.887
-12.871 | 1781.171 | -13.059 | 6502.639
-12.682 | 1848.268 | -12.871 | 6521.661
-12.493 | 1919.893 | -12.682 | 6540.447
-12.304 | 1994.511 | -12.493 | 6553.848
-12.115 | 2072.05 | -12.304 | 6574.362
-11.925 | 2153.977 | -12.115 | 6595.709
-11.735 | 2237.365 | -11.925 | 6612.882
-11.544 | 2322.226 | -11.735 | 6634.857
-11.354 | 2412.566 | -11.544 | 6659.464
-11.163 | 2507.577 | -11.354 | 6685.224
-10.972 | 2604.613 | -11.163 | 6699.856
-10.781 | 2704.478 | -10.972 | 6723.976
-10.589 | 2801.947 | -10.781 | 6736.926
-10.397 | 2897.522 | -10.589 | 6757.756
-10.205 | 2997.185 | -10.397 | 6776.713
-10.013 | 3102.075 | -10.205 | 6800.307
-9.821 | 3209.072 | -10.013 | 6814.434
-9.628 | 3321.386 | -9.821 | 6829.738
-9.435 | 3438.089 | -9.628 | 6842.528
-9.242 | 3555.651 | -9.435 | 6856.095
-9.049 | 3674.497 | -9.242 | 6868.12
-8.855 | 3799.075 | -9.049 | 6881.095
-8.661 | 3921.264 | -8.855 | 6899.686
-8.467 | 4040.366 | -8.661 | 6921.337
-8.273 | 4164.543 | -8.467 | 6940.957
-8.079 | 4292.03 | -8.273 | 6958.586
-7.884 | 4418.911 | -8.079 | 6976.258
-7.69 | 4548.46 | -7.884 | 6982.17
-7.495 | 4670.025 | -7.69 | 6987.502
-7.3 | 4795.048 | -7.495 | 6997.014
-7.104 | 4916.642 | -7.3 | 7004.056
-6.909 | 5039.721 | -7.104 | 7013.657
-6.713 | 5159.74 | -6.909 | 7032.115
-6.518 | 5281.968 | -6.713 | 7038.935
-6.322 | 5403.155 | -6.518 | 7036.121
-6.126 | 5520.721 | -6.322 | 7033.575
-5.93 | 5635.946 | -6.126 | 7035.63
-5.733 | 5751.211 | -5.93 | 7032.931
-5.537 | 5853.761 | -5.733 | 7038.345
-5.34 | 5969.958 | -5.537 | 7048.74
-5.144 | 6092.172 | -5.34 | 7063.696
-4.947 | 6207.168 | -5.144 | 7089.96
-4.75 | 6307.634 | -4.947 | 7109.326
-4.553 | 6416.282 | -4.75 | 7123.92
-4.356 | 6512.764 | -4.553 | 7134.069
-4.158 | 6604.54 | -4.356 | 7143.322
-3.961 | 6706.652 | -4.158 | 7141.827
-3.763 | 6788.19 | -3.961 | 7153.235
-3.566 | 6864.165 | -3.763 | 7166.499
-3.368 | 6940.77 | -3.566 | 7178.496
-3.171 | 7010.993 | -3.368 | 7190.918
-2.973 | 7063.834 | -3.171 | 7198.746
-2.775 | 7115.735 | -2.973 | 7200.035
-2.577 | 7164.979 | -2.775 | 7203.153
-2.379 | 7210.337 | -2.577 | 7201.741
-2.181 | 7237.964 | -2.379 | 7196.517
-1.983 | 7270.647 | -2.181 | 7193.573
-1.785 | 7293.326 | -1.983 | 7199.139
-1.586 | 7322.613 | -1.785 | 7198.297
-1.388 | 7331.599 | -1.586 | 7198.668
-1.19 | 7330.236 | -1.388 | 7204.904
-0.992 | 7303.196 | -1.19 | 7215.28
-0.793 | 7289.301 | -0.992 | 7224.741
-0.595 | 7282.391 | -0.793 | 7240.774
-0.397 | 7273.89 | -0.595 | 7248.18
-0.198 | 7258.598 | -0.397 | 7242.934
0 | 7242.655 | -0.198 | 7236.9
0.198 | 7210.568 | 0 | 7242.655
0.397 | 7167.156 | 0.198 | 7233.246
0.595 | 7116.484 | 0.397 | 7229.485
0.793 | 7065.627 | 0.595 | 7220.675
0.992 | 7013.705 | 0.793 | 7217.135
1.19 | 6950.536 | 0.992 | 7219.069
1.388 | 6885.626 | 1.19 | 7233.51
1.586 | 6818.064 | 1.388 | 7242.057
1.785 | 6749.686 | 1.586 | 7242.812
1.983 | 6671.518 | 1.785 | 7235.109
2.181 | 6596.777 | 1.983 | 7234.28
2.379 | 6515.262 | 2.181 | 7226.103
2.577 | 6426.079 | 2.379 | 7223.928
2.775 | 6330.03 | 2.577 | 7224.784
2.973 | 6227.649 | 2.775 | 7212.955
3.171 | 6117.643 | 2.973 | 7195.273
3.368 | 6004.581 | 3.171 | 7188.043
3.566 | 5895.039 | 3.368 | 7178.521
3.763 | 5781.303 | 3.566 | 7168.834
3.961 | 5659.306 | 3.763 | 7146.053
4.158 | 5536.507 | 3.961 | 7131.869
4.356 | 5404.134 | 4.158 | 7123.587
4.553 | 5270.778 | 4.356 | 7124.783
4.75 | 5144.946 | 4.553 | 7116.423
4.947 | 5028.695 | 4.75 | 7109.857
5.144 | 4912.273 | 4.947 | 7092.276
5.34 | 4792.618 | 5.144 | 7082.073
5.537 | 4666.752 | 5.34 | 7071.509
5.733 | 4535.242 | 5.537 | 7067.038
5.93 | 4404.665 | 5.733 | 7055.775
6.126 | 4281.584 | 5.93 | 7047.963
6.322 | 4164.546 | 6.126 | 7041.206
6.518 | 4049.175 | 6.322 | 7035.929
6.713 | 3927.95 | 6.518 | 7034.039
6.909 | 3803.719 | 6.713 | 7028.895
7.104 | 3680.762 | 6.909 | 7020.978
7.3 | 3559.938 | 7.104 | 7015.582
7.495 | 3437.963 | 7.3 | 7008.021
7.69 | 3324.839 | 7.495 | 6986.772
7.884 | 3214.732 | 7.69 | 6966.796
8.079 | 3097.592 | 7.884 | 6956.197
8.273 | 2983.982 | 8.079 | 6933.386
8.467 | 2874.198 | 8.273 | 6912.81
8.661 | 2764.853 | 8.467 | 6891.738
8.855 | 2658.709 | 8.661 | 6868.928
9.049 | 2562.383 | 8.855 | 6854.117
9.242 | 2468.605 | 9.049 | 6840.88
9.435 | 2374.692 | 9.242 | 6829.962
9.628 | 2282.679 | 9.435 | 6813.956
9.821 | 2192.062 | 9.628 | 6800.919
10.013 | 2106.006 | 9.821 | 6784.827
10.205 | 2021.847 | 10.013 | 6763.677
10.397 | 1942.186 | 10.205 | 6744.258
10.589 | 1864.792 | 10.397 | 6725.249
10.781 | 1790.703 | 10.589 | 6700.298
10.972 | 1716.752 | 10.781 | 6676.694
11.163 | 1647.043 | 10.972 | 6661.257
11.354 | 1580.17 | 11.163 | 6642.791
11.544 | 1514.959 | 11.354 | 6632.408
11.735 | 1453.03 | 11.544 | 6615.154
11.925 | 1391.199 | 11.735 | 6598.099
12.115 | 1328.672 | 11.925 | 6572.706
12.304 | 1267.872 | 12.115 | 6550.949
12.493 | 1212.343 | 12.304 | 6530.816
12.682 | 1160.088 | 12.493 | 6512.502
12.871 | 1110.096 | 12.682 | 6497.939
13.059 | 1062.842 | 12.871 | 6479.16
13.247 | 1018.385 | 13.059 | 6453.501
13.435 | 975.31 | 13.247 | 6429.957
13.623 | 932.377 | 13.435 | 6417.372
13.81 | 890.922 | 13.623 | 6399.415
13.997 | 851.772 | 13.81 | 6376.614
14.183 | 811.937 | 13.997 | 6350.565
14.37 | 776.785 | 14.183 | 6329.125
14.556 | 743.239 | 14.37 | 6303.03
14.741 | 710.699 | 14.556 | 6283.708
14.927 | 680.153 | 14.741 | 6256.085
15.112 | 653.569 | 14.927 | 6227.212
15.296 | 625.274 | 15.112 | 6196.822
15.481 | 598.794 | 15.296 | 6167.383
15.665 | 573.149 | 15.481 | 6123.843
15.849 | 548.915 | 15.665 | 6091.445
16.032 | 526.604 | 15.849 | 6061.672
16.215 | 506.547 | 16.032 | 6040.277
16.398 | 486.724 | 16.215 | 6020.936
16.58 | 466.432 | 16.398 | 6011.121
16.762 | 447.181 | 16.58 | 5991.008
16.944 | 430.991 | 16.762 | 5967.332
17.125 | 415.237 | 16.944 | 5944.94
17.306 | 399.615 | 17.125 | 5917.205
17.487 | 385.038 | 17.306 | 5887.272
17.667 | 372.074 | 17.487 | 5853.817
17.847 | 358.977 | 17.667 | 5823.622
18.027 | 345.758 | 17.847 | 5797.398
18.206 | 332.747 | 18.027 | 5773.911
18.385 | 320.762 | 18.206 | 5748.812
18.563 | 309.511 | 18.385 | 5724.675
18.741 | 300.282 | 18.563 | 5689.568
18.919 | 292.635 | 18.741 | 5651.262
19.096 | 284.418 | 18.919 | 5610.818
19.273 | 276.152 | 19.096 | 5571.554
19.45 | 268.253 | 19.273 | 5531.578
19.626 | 262.444 | 19.45 | 5501.888
19.802 | 256.778 | 19.626 | 5471.712
19.977 | 250.577 | 19.802 | 5435.8
20.152 | 243.963 | 19.977 | 5399.626
20.327 | 237.651 | 20.152 | 5364.013
20.501 | 230.743 | 20.327 | 5323.145
20.675 | 223.839 | 20.501 | 5285.582
20.848 | 217.615 | 20.675 | 5250.682
21.021 | 212.028 | 20.848 | 5220.591
21.194 | 205.127 | 21.021 | 5184.306
21.366 | 198.73 | 21.194 | 5151.655
21.538 | 193.257 | 21.366 | 5115.903
21.709 | 188.417 | 21.538 | 5074.71
21.88 | 184.251 | 21.709 | 5035.169
22.051 | 180.985 | 21.88 | 4995.092
22.221 | 177.357 | 22.051 | 4954.216
22.391 | 174.657 | 22.221 | 4911.412
22.56 | 172.229 | 22.391 | 4865.773
22.729 | 169.527 | 22.56 | 4818.339
22.898 | 166.084 | 22.729 | 4770.645
23.066 | 162.272 | 22.898 | 4725.847
23.234 | 159.038 | 23.066 | 4677.007
23.401 | 156.807 | 23.234 | 4631.503
23.568 | 155.641 | 23.401 | 4583.845
23.734 | 153.189 | 23.568 | 4535.592
23.9 | 149.312 | 23.734 | 4481.901
24.066 | 146.148 | 23.9 | 4433.257
24.231 | 144.944 | 24.066 | 4380.748
24.396 | 143.162 | 24.231 | 4331.982
24.56 | 140.903 | 24.396 | 4281.789
24.724 | 138.859 | 24.56 | 4233.06
24.887 | 136.818 | 24.724 | 4180.325
25.05 | 135.447 | 24.887 | 4126.612
25.213 | 134.81 | 25.05 | 4075.774
25.375 | 133.785 | 25.213 | 4023.852
25.537 | 131.509 | 25.375 | 3971.124
25.698 | 129.307 | 25.537 | 3917.613
25.859 | 127.253 | 25.698 | 3863.658
26.019 | 125.312 | 25.859 | 3809.012
26.179 | 123.02 | 26.019 | 3754.406
26.339 | 120.859 | 26.179 | 3696.25
26.498 | 119.392 | 26.339 | 3635.004
26.657 | 118.384 | 26.498 | 3575.182
26.815 | 116.8 | 26.657 | 3516.876
26.973 | 115.354 | 26.815 | 3459.065
27.13 | 114.125 | 26.973 | 3402.873
27.287 | 113.249 | 27.13 | 3348.415
27.443 | 111.443 | 27.287 | 3295.502
27.599 | 110.085 | 27.443 | 3237.387
27.755 | 108.714 | 27.599 | 3177.458
27.91 | 106.904 | 27.755 | 3117.61
28.065 | 105.801 | 27.91 | 3062.126
28.219 | 105.866 | 28.065 | 3009.656
28.373 | 105.576 | 28.219 | 2954.739
28.526 | 103.976 | 28.373 | 2899.748
28.679 | 102.78 | 28.526 | 2846.071
28.831 | 101.373 | 28.679 | 2790.161
28.983 | 99.29 | 28.831 | 2726.795
29.135 | 98.016 | 28.983 | 2663.861
29.286 | 98.47 | 29.135 | 2605.68
29.437 | 99.6 | 29.286 | 2549.116
29.587 | 100.412 | 29.437 | 2494.13
29.737 | 99.877 | 29.587 | 2439.23
29.886 | 98.223 | 29.737 | 2384.994
30.035 | 96.139 | 29.886 | 2331.369
30.183 | 94.264 | 30.035 | 2277.659
30.331 | 93.208 | 30.183 | 2227.026
30.479 | 92.414 | 30.331 | 2182.374
30.626 | 91.633 | 30.479 | 2135.956
30.773 | 90.591 | 30.626 | 2083.047
30.919 | 89.048 | 30.773 | 2028.537
31.065 | 86.807 | 30.919 | 1974.573
31.21 | 85.596 | 31.065 | 1922.661
31.355 | 85.819 | 31.21 | 1871.435
31.499 | 86.737 | 31.355 | 1826.363
31.643 | 87.27 | 31.499 | 1783.044
31.787 | 86.736 | 31.643 | 1739.088
31.93 | 86.02 | 31.787 | 1692.693
32.073 | 85.031 | 31.93 | 1649.342
32.215 | 83.7 | 32.073 | 1608.746
32.357 | 82.421 | 32.215 | 1562.939
32.498 | 81.936 | 32.357 | 1519.291
32.639 | 80.816 | 32.498 | 1475.327
32.779 | 80.068 | 32.639 | 1431.379
32.919 | 80.153 | 32.779 | 1388.287
33.059 | 80.671 | 32.919 | 1352.469
33.198 | 80.322 | 33.059 | 1313.646
33.337 | 79.369 | 33.198 | 1277.509
33.475 | 78.082 | 33.337 | 1241.863
33.613 | 77.177 | 33.475 | 1205.998
33.75 | 76.239 | 33.613 | 1168.005
33.887 | 71.205 | 33.75 | 1132.833
34.023 | 64.02 | 33.887 | 1099.795
34.159 | 56.363 | 34.023 | 1064.088
34.295 | 48.082 | 34.159 | 1033.473
34.43 | 43 | 34.295 | 1005.12
34.565 | 42.271 | 34.43 | 979.134
34.699 | 41.485 | 34.565 | 949.056
34.833 | 39.914 | 34.699 | 920.532
34.966 | 39.499 | 34.833 | 892.152
35.099 | 39.496 | 34.966 | 863.384
35.232 | 40.947 | 35.099 | 836.871
35.364 | 42.213 | 35.232 | 816.814
35.496 | 43.118 | 35.364 | 792.262
35.627 | 42.88 | 35.496 | 767.081
35.758 | 42.991 | 35.627 | 743.366
35.888 | 55.305 | 35.758 | 724.281
36.018 | 77.033 | 35.888 | 702.367
36.148 | 91.576 | 36.018 | 681.976
36.277 | 96.903 | 36.148 | 660.478
36.406 | 94.344 | 36.277 | 643.037
36.534 | 78.472 | 36.406 | 623.4
36.662 | 59.342 | 36.534 | 603.143
36.789 | 48.6 | 36.662 | 581.917
36.916 | 41.298 | 36.789 | 563.059
37.043 | 36.089 | 36.916 | 547.182
37.169 | 32.101 | 37.043 | 531.029
37.295 | 28.926 | 37.169 | 515.741
37.42 | 27.087 | 37.295 | 501.329
37.545 | 25.606 | 37.42 | 487.139
37.67 | 24.38 | 37.545 | 473.47
37.794 | 23.387 | 37.67 | 463.988
37.917 | 22.93 | 37.794 | 451.978
38.04 | 23.211 | 37.917 | 437.922
38.163 | 24.351 | 38.04 | 425.943
38.286 | 24.919 | 38.163 | 412.839
38.408 | 25.548 | 38.286 | 401.039
38.529 | 26.126 | 38.408 | 390.171
38.651 | 25.836 | 38.529 | 383.394
38.771 | 24.493 | 38.651 | 373.833
38.892 | 24.19 | 38.771 | 363.571
39.012 | 24.657 | 38.892 | 354.108
39.131 | 24.178 | 39.012 | 344.284
39.25 | 23.434 | 39.131 | 334.035
39.369 | 23.263 | 39.25 | 325.382
39.487 | 24.404 | 39.369 | 316.749
39.605 | 24.558 | 39.487 | 307.29
39.723 | 24.123 | 39.605 | 298.285
39.84 | 24.158 | 39.723 | 291.16
39.957 | 24.55 | 39.84 | 284.401
40.073 | 24.706 | 39.957 | 278.878
40.189 | 24.049 | 40.073 | 273.981
40.189 | 24.049 | 40.073 | 273.981
40.305 | 24.566 | 40.189 | 268.456
40.42 | 24.997 | 40.305 | 262.534
40.535 | 26.074 | 40.42 | 256.424
40.649 | 26.301 | 40.535 | 249.602
40.763 | 26.22 | 40.649 | 242.365
40.877 | 25.857 | 40.763 | 237.769
40.99 | 25.46 | 40.877 | 232.467
41.103 | 24.46 | 40.99 | 227.386
41.215 | 23.924 | 41.103 | 192.167
41.327 | 23.413 | 41.215 | 137.168
41.439 | 23.029 | 41.327 | 97.342

## Lustr H70 (hidden)
Selador | Lamp |  | Wattage
Lustr | Lumileds Rebel |  | 104 |  | Note: Owing to the variability of LEDs, output data and color matches should be viewed as approximate
Note: All data taken with room temperature fixture
| Beam Angle | Field Angle
Horizontal | 61.4 | 79.2
| Accessory Lens | Candela | Field Lumens | Beam Lumens | Lens Efficiency | Efficacy
| H70 | 7110 | 1710 | 920 | 93.49% | 16.4423
| For Field diameter at any distance, multiply distance by |  |  |  | 1.6545
| For Beam diameter at any distance, multiply distance by |  |  |  | 1.1875
| Throw Distance (ft) | 10 | 15 | 20 | 25
| Throw Distance (m) | 3.048 | 4.572 | 6.096 | 7.62
| Field Diameter (ft) | 16.5454 | 24.8182 | 33.0909 | 41.3636
| Field Diameter (m) | 5.043 | 7.5646 | 10.0861 | 12.6076
| Illuminance (fc) | 71.1 | 31.6 | 17.775 | 11.376
| Illuminance (lux) | 765.3133 | 340.1392 | 191.3283 | 122.4501
Test Distance | Iso-Illuminance Diagram grid lines
51.2 | 10 | 20 | 30 | 40
| 0.19531 | 0.39062 | 0.58594 | 0.78125
| Beam Angle | Field Angle
Vertical | 13.8 | 28
| For Field diameter at any distance, multiply distance by |  |  |  | 0.49866
| For Beam diameter at any distance, multiply distance by |  |  |  | 0.24203
| Throw Distance (ft) | 10 | 15 | 20 | 25
| Throw Distance (m) | 3.048 | 4.572 | 6.096 | 7.62
| Field Diameter (ft) | 4.9866 | 7.4798 | 9.9731 | 12.4664
| Field Diameter (m) | 1.5199 | 2.2799 | 3.0398 | 3.7998
| Illuminance (fc) | 71.1 | 31.6 | 17.775 | 11.376
| Illuminance (lux) | 765.3133 | 340.1392 | 191.3283 | 122.4501
| X |  | Y
-41.55 | 500.284 | -41.439 | 0
-41.439 | 504.738 | -41.327 | 0
-41.327 | 512.926 | -41.215 | 0
-41.215 | 524.778 | -41.103 | 4.71
-41.103 | 539.417 | -40.99 | 12.933
-40.99 | 555.518 | -40.877 | 20.574
-40.877 | 570.291 | -40.763 | 28.94
-40.763 | 585.332 | -40.649 | 34.575
-40.649 | 602.452 | -40.535 | 35.531
-40.535 | 619.261 | -40.42 | 35.349
-40.42 | 634.879 | -40.305 | 35.41
-40.305 | 651.443 | -40.189 | 37.128
-40.189 | 668.216 | -40.073 | 38.138
-40.073 | 683.814 | -39.957 | 38.45
-39.957 | 699.536 | -39.84 | 38.403
-39.84 | 718.258 | -39.723 | 37.882
-39.723 | 736.714 | -39.605 | 37.366
-39.605 | 756.817 | -39.487 | 38.053
-39.487 | 778.454 | -39.369 | 38.703
-39.369 | 801.918 | -39.25 | 40.011
-39.25 | 821.743 | -39.131 | 40.355
-39.131 | 841.521 | -39.012 | 39.749
-39.012 | 861.197 | -38.892 | 39.121
-38.892 | 883.361 | -38.771 | 38.554
-38.771 | 907.155 | -38.651 | 38.162
-38.651 | 934.666 | -38.529 | 39.232
-38.529 | 961.376 | -38.408 | 40.43
-38.408 | 985.06 | -38.286 | 40.698
-38.286 | 1013.959 | -38.163 | 42.235
-38.163 | 1041.303 | -38.04 | 43.232
-38.04 | 1067.691 | -37.917 | 43.343
-37.917 | 1098.473 | -37.794 | 43.943
-37.794 | 1133.117 | -37.67 | 43.939
-37.67 | 1158.344 | -37.545 | 43.126
-37.545 | 1184.968 | -37.42 | 42.937
-37.42 | 1219.403 | -37.295 | 44.43
-37.295 | 1249.067 | -37.169 | 45.934
-37.169 | 1281.28 | -37.043 | 46.207
-37.043 | 1313.598 | -36.916 | 45.583
-36.916 | 1352.01 | -36.789 | 45.461
-36.789 | 1398.361 | -36.662 | 46.355
-36.662 | 1445.606 | -36.534 | 47.135
-36.534 | 1488.472 | -36.406 | 46.283
-36.406 | 1529.935 | -36.277 | 45.721
-36.277 | 1569.5 | -36.148 | 45.929
-36.148 | 1603.978 | -36.018 | 45.931
-36.018 | 1642.456 | -35.888 | 46.917
-35.888 | 1680.098 | -35.758 | 48.522
-35.758 | 1723.074 | -35.627 | 49.81
-35.627 | 1765.65 | -35.496 | 50.113
-35.496 | 1809.249 | -35.364 | 50.289
-35.364 | 1852.071 | -35.232 | 50.635
-35.232 | 1897.749 | -35.099 | 50.682
-35.099 | 1941.872 | -34.966 | 50.216
-34.966 | 1988.27 | -34.833 | 50.36
-34.833 | 2034.916 | -34.699 | 51.204
-34.699 | 2084.922 | -34.565 | 51.268
-34.565 | 2137.806 | -34.43 | 51.212
-34.43 | 2187.083 | -34.295 | 51.513
-34.295 | 2237.211 | -34.159 | 52.521
-34.159 | 2290.95 | -34.023 | 53.283
-34.023 | 2338.359 | -33.887 | 54.249
-33.887 | 2382.252 | -33.75 | 54.41
-33.75 | 2427.632 | -33.613 | 54.243
-33.613 | 2480.315 | -33.475 | 54.516
-33.475 | 2526.769 | -33.337 | 54.879
-33.337 | 2580.927 | -33.198 | 55.764
-33.198 | 2635.019 | -33.059 | 56.207
-33.059 | 2690.825 | -32.919 | 57.236
-32.919 | 2739.643 | -32.779 | 56.694
-32.779 | 2795.631 | -32.639 | 57.687
-32.639 | 2851.734 | -32.498 | 58.088
-32.498 | 2906.852 | -32.357 | 58.529
-32.357 | 2958.657 | -32.215 | 58.831
-32.215 | 3012.918 | -32.073 | 59.617
-32.073 | 3063.196 | -31.93 | 60.504
-31.93 | 3116.16 | -31.787 | 62.257
-31.787 | 3169.936 | -31.643 | 62.84
-31.643 | 3229.801 | -31.499 | 63.373
-31.499 | 3285.809 | -31.355 | 63.383
-31.355 | 3335.79 | -31.21 | 64.122
-31.21 | 3386.913 | -31.065 | 64.32
-31.065 | 3434.417 | -30.919 | 64.728
-30.919 | 3484.01 | -30.773 | 65.385
-30.773 | 3530.855 | -30.626 | 65.763
-30.626 | 3579.649 | -30.479 | 65.905
-30.479 | 3627.847 | -30.331 | 66.568
-30.331 | 3676.752 | -30.183 | 66.663
-30.183 | 3724.169 | -30.035 | 67.73
-30.035 | 3767.883 | -29.886 | 68.498
-29.886 | 3814.582 | -29.737 | 70.1
-29.737 | 3865.968 | -29.587 | 70.85
-29.587 | 3918.467 | -29.437 | 72.183
-29.437 | 3966.652 | -29.286 | 73.058
-29.286 | 4007.828 | -29.135 | 74.227
-29.135 | 4046.502 | -28.983 | 74.583
-28.983 | 4081.604 | -28.831 | 76.474
-28.831 | 4120.516 | -28.679 | 77.194
-28.679 | 4165.555 | -28.526 | 77.928
-28.526 | 4207.966 | -28.373 | 78.773
-28.373 | 4244.944 | -28.219 | 80.907
-28.219 | 4285.357 | -28.065 | 83.002
-28.065 | 4326.952 | -27.91 | 84.378
-27.91 | 4368.041 | -27.755 | 84.986
-27.755 | 4412.063 | -27.599 | 85.531
-27.599 | 4453.498 | -27.443 | 86.706
-27.443 | 4489.402 | -27.287 | 87.928
-27.287 | 4522.908 | -27.13 | 90.149
-27.13 | 4553.323 | -26.973 | 91.744
-26.973 | 4584.181 | -26.815 | 92.589
-26.815 | 4616.968 | -26.657 | 94.481
-26.657 | 4657.612 | -26.498 | 96.188
-26.498 | 4694.431 | -26.339 | 97.452
-26.339 | 4727.736 | -26.179 | 97.702
-26.179 | 4757.553 | -26.019 | 99.912
-26.019 | 4778.522 | -25.859 | 101.92
-25.859 | 4796.725 | -25.698 | 105.234
-25.698 | 4823.38 | -25.537 | 107.223
-25.537 | 4848.476 | -25.375 | 108.813
-25.375 | 4876.639 | -25.213 | 111.081
-25.213 | 4901.868 | -25.05 | 113.095
-25.05 | 4929.601 | -24.887 | 115.724
-24.887 | 4959.414 | -24.724 | 117.885
-24.724 | 4991.196 | -24.56 | 120.225
-24.56 | 5014.229 | -24.396 | 122.619
-24.396 | 5038.099 | -24.231 | 124.835
-24.231 | 5058.686 | -24.066 | 125.676
-24.066 | 5083.956 | -23.9 | 127.758
-23.9 | 5107.949 | -23.734 | 130.106
-23.734 | 5126.741 | -23.568 | 133.414
-23.568 | 5137.116 | -23.401 | 136.645
-23.401 | 5153.421 | -23.234 | 140.182
-23.234 | 5169.532 | -23.066 | 143.4
-23.066 | 5189.594 | -22.898 | 146.028
-22.898 | 5214.183 | -22.729 | 148.774
-22.729 | 5238.765 | -22.56 | 152.594
-22.56 | 5264.076 | -22.391 | 156.573
-22.391 | 5289.822 | -22.221 | 160.203
-22.221 | 5310.107 | -22.051 | 164.398
-22.051 | 5337.699 | -21.88 | 168.43
-21.88 | 5367.545 | -21.709 | 172.603
-21.709 | 5394.816 | -21.538 | 176.497
-21.538 | 5422.463 | -21.366 | 180.881
-21.366 | 5440.022 | -21.194 | 184.242
-21.194 | 5448.596 | -21.021 | 187.498
-21.021 | 5461.713 | -20.848 | 192.611
-20.848 | 5481.745 | -20.675 | 199.019
-20.675 | 5504.049 | -20.501 | 205.729
-20.501 | 5529.273 | -20.327 | 212.022
-20.327 | 5548.56 | -20.152 | 218.567
-20.152 | 5562.168 | -19.977 | 224.763
-19.977 | 5581.016 | -19.802 | 230.905
-19.802 | 5607.604 | -19.626 | 236.737
-19.626 | 5631.197 | -19.45 | 243.879
-19.45 | 5655.484 | -19.273 | 251.729
-19.273 | 5685.267 | -19.096 | 259.039
-19.096 | 5714.989 | -18.919 | 266.48
-18.919 | 5738.908 | -18.741 | 275.919
-18.741 | 5766.037 | -18.563 | 285.634
-18.563 | 5789.852 | -18.385 | 295.152
-18.385 | 5814.554 | -18.206 | 304.944
-18.206 | 5836.689 | -18.027 | 316.509
-18.027 | 5858.488 | -17.847 | 329.769
-17.847 | 5875.86 | -17.667 | 341.759
-17.667 | 5900.124 | -17.487 | 354.102
-17.487 | 5928.078 | -17.306 | 367.967
-17.306 | 5956.188 | -17.125 | 381.804
-17.125 | 5982.625 | -16.944 | 396.887
-16.944 | 6010.093 | -16.762 | 413.696
-16.762 | 6039.123 | -16.58 | 430.311
-16.58 | 6064.135 | -16.398 | 447.037
-16.398 | 6089.748 | -16.215 | 465.166
-16.215 | 6117.448 | -16.032 | 484.565
-16.032 | 6135.189 | -15.849 | 507.158
-15.849 | 6153.699 | -15.665 | 529.894
-15.665 | 6175.231 | -15.481 | 550.342
-15.481 | 6195.066 | -15.296 | 572.055
-15.296 | 6215.692 | -15.112 | 597.593
-15.112 | 6245.541 | -14.927 | 624.039
-14.927 | 6266.78 | -14.741 | 651.506
-14.741 | 6287.248 | -14.556 | 681.871
-14.556 | 6307.71 | -14.37 | 714.536
-14.37 | 6328.568 | -14.183 | 747.394
-14.183 | 6353.671 | -13.997 | 780.021
-13.997 | 6375.359 | -13.81 | 815.514
-13.81 | 6399.383 | -13.623 | 851.955
-13.623 | 6419.524 | -13.435 | 891.674
-13.435 | 6440.486 | -13.247 | 934.348
-13.247 | 6465.049 | -13.059 | 978.14
-13.059 | 6488.178 | -12.871 | 1023.15
-12.871 | 6506.233 | -12.682 | 1069.677
-12.682 | 6525.776 | -12.493 | 1118.58
-12.493 | 6546.933 | -12.304 | 1169.646
-12.304 | 6566.166 | -12.115 | 1224.072
-12.115 | 6581.953 | -11.925 | 1281.471
-11.925 | 6603.674 | -11.735 | 1342.728
-11.735 | 6619.527 | -11.544 | 1405.683
-11.544 | 6642.594 | -11.354 | 1470.417
-11.354 | 6664.625 | -11.163 | 1536.54
-11.163 | 6688.688 | -10.972 | 1604.676
-10.972 | 6709.251 | -10.781 | 1678.871
-10.781 | 6729.089 | -10.589 | 1753.496
-10.589 | 6745.195 | -10.397 | 1831.408
-10.397 | 6764.698 | -10.205 | 1914.949
-10.205 | 6782.676 | -10.013 | 2000.763
-10.013 | 6798.157 | -9.821 | 2088.522
-9.821 | 6809.234 | -9.628 | 2182.794
-9.628 | 6816.382 | -9.435 | 2280.42
-9.435 | 6822.689 | -9.242 | 2382.035
-9.242 | 6831.346 | -9.049 | 2489.987
-9.049 | 6850.714 | -8.855 | 2600.857
-8.855 | 6865.203 | -8.661 | 2712.277
-8.661 | 6880.942 | -8.467 | 2823.494
-8.467 | 6890.933 | -8.273 | 2938.414
-8.273 | 6906.419 | -8.079 | 3052.865
-8.079 | 6919.197 | -7.884 | 3169.89
-7.884 | 6927.527 | -7.69 | 3297.314
-7.69 | 6932.535 | -7.495 | 3426.562
-7.495 | 6944.768 | -7.3 | 3553.592
-7.3 | 6951.342 | -7.104 | 3683.457
-7.104 | 6952.433 | -6.909 | 3819.799
-6.909 | 6964.801 | -6.713 | 3950.991
-6.713 | 6967.095 | -6.518 | 4083.792
-6.518 | 6958.559 | -6.322 | 4225.64
-6.322 | 6949.603 | -6.126 | 4361.936
-6.126 | 6950.302 | -5.93 | 4494.432
-5.93 | 6941.84 | -5.733 | 4633.371
-5.733 | 6941.58 | -5.537 | 4769.414
-5.537 | 6942.059 | -5.34 | 4908.355
-5.34 | 6964.238 | -5.144 | 5054.69
-5.144 | 6984.463 | -4.947 | 5198.209
-4.947 | 6999.455 | -4.75 | 5334.13
-4.75 | 7017.946 | -4.553 | 5475.726
-4.553 | 7027.75 | -4.356 | 5610.95
-4.356 | 7029.161 | -4.158 | 5740.401
-4.158 | 7034.646 | -3.961 | 5879.641
-3.961 | 7045.686 | -3.763 | 6004.324
-3.763 | 7049.478 | -3.566 | 6123.844
-3.566 | 7053.89 | -3.368 | 6240.495
-3.368 | 7056.708 | -3.171 | 6352.311
-3.171 | 7056.841 | -2.973 | 6448.522
-2.973 | 7064.306 | -2.775 | 6544.358
-2.775 | 7068.938 | -2.577 | 6636.906
-2.577 | 7067.63 | -2.379 | 6726.587
-2.379 | 7060.46 | -2.181 | 6795.265
-2.181 | 7060.508 | -1.983 | 6855.907
-1.983 | 7069.542 | -1.785 | 6913.13
-1.785 | 7058.896 | -1.586 | 6967.161
-1.586 | 7050.742 | -1.388 | 7005.651
-1.388 | 7058.012 | -1.19 | 7033.859
-1.19 | 7067.71 | -0.992 | 7041.461
-0.992 | 7076.555 | -0.793 | 7049.648
-0.793 | 7087.277 | -0.595 | 7060.801
-0.595 | 7088.965 | -0.397 | 7067.986
-0.397 | 7082.04 | -0.198 | 7069.808
-0.198 | 7062.499 | 0 | 7064.509
0 | 7064.509 | 0.198 | 7047.882
0.198 | 7062.943 | 0.397 | 7019.603
0.397 | 7064.412 | 0.595 | 6983.484
0.595 | 7056.891 | 0.793 | 6943.509
0.793 | 7053.653 | 0.992 | 6898.987
0.992 | 7058.02 | 1.19 | 6840.716
1.19 | 7071.488 | 1.388 | 6772.216
1.388 | 7082.754 | 1.586 | 6702.593
1.586 | 7089.922 | 1.785 | 6631.65
1.785 | 7088.805 | 1.983 | 6553.132
1.983 | 7081.574 | 2.181 | 6464.775
2.181 | 7078.159 | 2.379 | 6369.453
2.379 | 7088.463 | 2.577 | 6264.909
2.577 | 7088.235 | 2.775 | 6153.764
2.775 | 7076.96 | 2.973 | 6037.774
2.973 | 7062.363 | 3.171 | 5914.868
3.171 | 7050.444 | 3.368 | 5788.033
3.368 | 7040.124 | 3.566 | 5661.355
3.566 | 7034.364 | 3.763 | 5533.144
3.763 | 7030.845 | 3.961 | 5396.631
3.961 | 7027.432 | 4.158 | 5256.725
4.158 | 7026.63 | 4.356 | 5113.757
4.356 | 7025.814 | 4.553 | 4971.134
4.553 | 7018.418 | 4.75 | 4835.006
4.75 | 7012.462 | 4.947 | 4705.916
4.947 | 6999.197 | 5.144 | 4572.869
5.144 | 6992.214 | 5.34 | 4431.537
5.34 | 6989.882 | 5.537 | 4293.49
5.537 | 6988.288 | 5.733 | 4157.4
5.733 | 6980.163 | 5.93 | 4023.887
5.93 | 6971.63 | 6.126 | 3891.974
6.126 | 6965.391 | 6.322 | 3762.541
6.322 | 6957.977 | 6.518 | 3630.596
6.518 | 6950.162 | 6.713 | 3502.783
6.713 | 6947.634 | 6.909 | 3376.865
6.909 | 6948.79 | 7.104 | 3249.48
7.104 | 6951.484 | 7.3 | 3128.043
7.3 | 6945.436 | 7.495 | 3009.796
7.495 | 6941.584 | 7.69 | 2895.883
7.69 | 6929.871 | 7.884 | 2783.725
7.884 | 6924.859 | 8.079 | 2670.302
8.079 | 6910.725 | 8.273 | 2560.323
8.273 | 6900.873 | 8.467 | 2452.487
8.467 | 6892.057 | 8.661 | 2350.826
8.661 | 6884.446 | 8.855 | 2253.936
8.855 | 6876.08 | 9.049 | 2160.591
9.049 | 6860.827 | 9.242 | 2070.167
9.242 | 6846.617 | 9.435 | 1984.226
9.435 | 6822.703 | 9.628 | 1900.228
9.628 | 6805.223 | 9.821 | 1819.734
9.821 | 6790.346 | 10.013 | 1744.81
10.013 | 6780.502 | 10.205 | 1668.543
10.205 | 6765.214 | 10.397 | 1595.493
10.397 | 6753.699 | 10.589 | 1526.068
10.589 | 6734.516 | 10.781 | 1459.614
10.781 | 6718.913 | 10.972 | 1394.084
10.972 | 6714.022 | 11.163 | 1334.898
11.163 | 6704.665 | 11.354 | 1277.996
11.354 | 6693.379 | 11.544 | 1220.658
11.544 | 6682.605 | 11.735 | 1162.89
11.735 | 6662.11 | 11.925 | 1109.462
11.925 | 6631.586 | 12.115 | 1058.829
12.115 | 6605.929 | 12.304 | 1008.066
12.304 | 6584.561 | 12.493 | 961.08
12.493 | 6566.162 | 12.682 | 916.907
12.682 | 6550.763 | 12.871 | 875.969
12.871 | 6531.101 | 13.059 | 837.15
13.059 | 6510.53 | 13.247 | 802.137
13.247 | 6487.73 | 13.435 | 766.952
13.435 | 6471.732 | 13.623 | 732.382
13.623 | 6457.181 | 13.81 | 699.601
13.81 | 6435.693 | 13.997 | 667.724
13.997 | 6409.449 | 14.183 | 636.266
14.183 | 6392.488 | 14.37 | 608.097
14.37 | 6369.905 | 14.556 | 582.276
14.556 | 6351.017 | 14.741 | 557.154
14.741 | 6330.651 | 14.927 | 532.78
14.927 | 6318.411 | 15.112 | 509.188
15.112 | 6292.156 | 15.296 | 486.216
15.296 | 6258.656 | 15.481 | 466.016
15.481 | 6225.326 | 15.665 | 448.08
15.665 | 6196.933 | 15.849 | 431.234
15.849 | 6169.364 | 16.032 | 413.547
16.032 | 6145.116 | 16.215 | 397.365
16.215 | 6127.159 | 16.398 | 382.486
16.398 | 6111.585 | 16.58 | 367.911
16.58 | 6098.944 | 16.762 | 353.843
16.762 | 6091.707 | 16.944 | 342.493
16.944 | 6081.339 | 17.125 | 332.177
17.125 | 6063.114 | 17.306 | 322.394
17.306 | 6046.655 | 17.487 | 312.543
17.487 | 6027.748 | 17.667 | 302.188
17.667 | 6003.509 | 17.847 | 291.652
17.847 | 5984.137 | 18.027 | 281.166
18.027 | 5970.532 | 18.206 | 271.561
18.206 | 5946.68 | 18.385 | 263.049
18.385 | 5922.591 | 18.563 | 255.166
18.563 | 5900.372 | 18.741 | 248.994
18.741 | 5873.899 | 18.919 | 243.564
18.919 | 5843.828 | 19.096 | 236.877
19.096 | 5805.263 | 19.273 | 230.422
19.273 | 5770.002 | 19.45 | 225.547
19.45 | 5746.007 | 19.626 | 219.454
19.626 | 5718.111 | 19.802 | 213.743
19.802 | 5691.449 | 19.977 | 208.515
19.977 | 5672.1 | 20.152 | 202.735
20.152 | 5647.614 | 20.327 | 198.026
20.327 | 5618.376 | 20.501 | 194.956
20.501 | 5595.73 | 20.675 | 190.85
20.675 | 5571.52 | 20.848 | 186.487
20.848 | 5549.548 | 21.021 | 181.948
21.021 | 5531.073 | 21.194 | 178.291
21.194 | 5519.956 | 21.366 | 174.76
21.366 | 5510.185 | 21.538 | 170.688
21.538 | 5495.362 | 21.709 | 166.857
21.709 | 5473.436 | 21.88 | 164.261
21.88 | 5448.953 | 22.051 | 161.057
22.051 | 5424.901 | 22.221 | 158.086
22.221 | 5401.487 | 22.391 | 155.944
22.391 | 5374.414 | 22.56 | 153.89
22.56 | 5354.813 | 22.729 | 150.264
22.729 | 5331.07 | 22.898 | 145.908
22.898 | 5309.908 | 23.066 | 142.124
23.066 | 5287.506 | 23.234 | 139.611
23.234 | 5270.202 | 23.401 | 138.244
23.401 | 5246.493 | 23.568 | 137.793
23.568 | 5223.686 | 23.734 | 136.726
23.734 | 5198.581 | 23.9 | 134.949
23.9 | 5177.181 | 24.066 | 132.894
24.066 | 5151.144 | 24.231 | 131.993
24.231 | 5126.507 | 24.396 | 130.303
24.396 | 5101.987 | 24.56 | 128.314
24.56 | 5080.243 | 24.724 | 126.292
24.724 | 5053.921 | 24.887 | 124.579
24.887 | 5030.199 | 25.05 | 122.997
25.05 | 5004.064 | 25.213 | 121.403
25.213 | 4971.949 | 25.375 | 120.015
25.375 | 4942.721 | 25.537 | 116.97
25.537 | 4913.837 | 25.698 | 114.562
25.698 | 4886.491 | 25.859 | 113.48
25.859 | 4862.25 | 26.019 | 113.223
26.019 | 4838.428 | 26.179 | 111.402
26.179 | 4808.17 | 26.339 | 109.809
26.339 | 4775.463 | 26.498 | 107.921
26.498 | 4740.782 | 26.657 | 105.924
26.657 | 4705.831 | 26.815 | 104.25
26.815 | 4669.472 | 26.973 | 104.384
26.973 | 4631.154 | 27.13 | 104.481
27.13 | 4596.13 | 27.287 | 103.737
27.287 | 4565.57 | 27.443 | 102.505
27.443 | 4529.708 | 27.599 | 101.495
27.599 | 4490.714 | 27.755 | 99.797
27.755 | 4451.803 | 27.91 | 97.403
27.91 | 4416.967 | 28.065 | 95.77
28.065 | 4383.108 | 28.219 | 94.771
28.219 | 4345.978 | 28.373 | 93.526
28.373 | 4304.98 | 28.526 | 92.646
28.526 | 4262.777 | 28.679 | 91.778
28.679 | 4220.427 | 28.831 | 90.942
28.831 | 4177.167 | 28.983 | 90.399
28.983 | 4132.384 | 29.135 | 90.698
29.135 | 4087.426 | 29.286 | 90.675
29.286 | 4036.439 | 29.437 | 90.651
29.437 | 3988.028 | 29.587 | 89.748
29.587 | 3938.427 | 29.737 | 87.708
29.737 | 3892.461 | 29.886 | 85.484
29.886 | 3844.945 | 30.035 | 84.046
30.035 | 3799.295 | 30.183 | 83.968
30.183 | 3751.874 | 30.331 | 83.868
30.331 | 3704.018 | 30.479 | 83.83
30.479 | 3655.532 | 30.626 | 83.326
30.626 | 3604.867 | 30.773 | 82.796
30.773 | 3550.215 | 30.919 | 82.197
30.919 | 3490.989 | 31.065 | 81.506
31.065 | 3432.579 | 31.21 | 80.979
31.21 | 3371.774 | 31.355 | 80.081
31.355 | 3316.503 | 31.499 | 79.064
31.499 | 3264.764 | 31.643 | 77.886
31.643 | 3214.82 | 31.787 | 76.454
31.787 | 3163.876 | 31.93 | 75.229
31.93 | 3111.523 | 32.073 | 74.609
32.073 | 3053.436 | 32.215 | 74.36
32.215 | 2989.337 | 32.357 | 73.997
32.357 | 2925.916 | 32.498 | 73.517
32.498 | 2872.188 | 32.639 | 73.324
32.639 | 2818.053 | 32.779 | 73.332
32.779 | 2764.074 | 32.919 | 72.976
32.919 | 2710.344 | 33.059 | 72.455
33.059 | 2656.047 | 33.198 | 72.182
33.198 | 2601.175 | 33.337 | 71.789
33.337 | 2543.811 | 33.475 | 70.72
33.475 | 2485.216 | 33.613 | 70.106
33.613 | 2421.863 | 33.75 | 69.882
33.75 | 2362.355 | 33.887 | 69.302
33.887 | 2306.186 | 34.023 | 69.283
34.023 | 2253.809 | 34.159 | 68.954
34.159 | 2203.074 | 34.295 | 67.238
34.295 | 2154.128 | 34.43 | 65.697
34.43 | 2104.746 | 34.565 | 65.343
34.565 | 2056.392 | 34.699 | 64.549
34.699 | 2008.455 | 34.833 | 64.45
34.833 | 1964.295 | 34.966 | 64.179
34.966 | 1914.277 | 35.099 | 63.095
35.099 | 1865.554 | 35.232 | 63.626
35.232 | 1816.201 | 35.364 | 63.419
35.364 | 1770.742 | 35.496 | 59.374
35.496 | 1720.027 | 35.627 | 52.236
35.627 | 1671.535 | 35.758 | 43.318
35.758 | 1629.424 | 35.888 | 35.902
35.888 | 1587.527 | 36.018 | 31.788
36.018 | 1548.03 | 36.148 | 30.262
36.148 | 1502.45 | 36.277 | 29.771
36.277 | 1457.776 | 36.406 | 29.481
36.406 | 1415.877 | 36.534 | 28.954
36.534 | 1371.231 | 36.662 | 27.589
36.662 | 1328.561 | 36.789 | 26.445
36.789 | 1293.889 | 36.916 | 26.156
36.916 | 1256.507 | 37.043 | 27.476
37.043 | 1220.892 | 37.169 | 28.729
37.169 | 1192.12 | 37.295 | 29.7
37.295 | 1160.5 | 37.42 | 29.984
37.42 | 1127.601 | 37.545 | 28.463
37.545 | 1097.988 | 37.67 | 25.843
37.67 | 1067.514 | 37.794 | 24.531
37.794 | 1035.703 | 37.917 | 24.107
37.917 | 1004.398 | 38.04 | 24.036
38.04 | 972.894 | 38.163 | 25.07
38.163 | 941.825 | 38.286 | 26.141
38.286 | 914.06 | 38.408 | 25.688
38.408 | 890.742 | 38.529 | 24.218
38.529 | 868.319 | 38.651 | 22.198
38.651 | 845.03 | 38.771 | 20.978
38.771 | 820.153 | 38.892 | 21.085
38.892 | 798.367 | 39.012 | 22.738
39.012 | 776.572 | 39.131 | 23.43
39.131 | 754.594 | 39.25 | 23.723
39.25 | 734.575 | 39.369 | 23.902
39.369 | 715.469 | 39.487 | 24.375
39.487 | 695.158 | 39.605 | 23.824
39.605 | 675.387 | 39.723 | 24.33
39.723 | 657.76 | 39.84 | 25.078
39.84 | 639.938 | 39.957 | 26.19
39.957 | 621.322 | 40.073 | 27.014
40.073 | 603.431 | 40.189 | 25.616
40.073 | 603.431 | 40.189 | 25.616
40.189 | 586.818 | 40.305 | 25.233
40.305 | 572.626 | 40.42 | 26.763
40.42 | 557.909 | 40.535 | 27.788
40.535 | 545.965 | 40.649 | 26.916
40.649 | 531.794 | 40.763 | 26.065
40.763 | 516.939 | 40.877 | 24.241
40.877 | 501.732 | 40.99 | 21.898
40.99 | 487.699 | 41.103 | 20.535
41.103 | 410.647 | 41.215 | 20.547
41.215 | 292.452 | 41.327 | 20.558
41.327 | 208.49 | 41.439 | 21.057

## Lustr V70 (hidden)
Selador | Lamp |  | Wattage
Lustr | Lumileds Rebel |  | 104 |  | Note: Owing to the variability of LEDs, output data and color matches should be viewed as approximate
Note: All data taken with room temperature fixture
| Beam Angle | Field Angle
Horizontal | 16.2 | 31
| Accessory Lens | Candela | Field Lumens | Beam Lumens | Lens Efficiency | Efficacy
| V70 | 6320 | 1730 | 940 | 94.59% | 16.6346
| For Field diameter at any distance, multiply distance by |  |  |  | 0.55465
| For Beam diameter at any distance, multiply distance by |  |  |  | 0.28464
| Throw Distance (ft) | 10 | 15 | 20 | 25
| Throw Distance (m) | 3.048 | 4.572 | 6.096 | 7.62
| Field Diameter (ft) | 5.5465 | 8.3197 | 11.093 | 13.8662
| Field Diameter (m) | 1.6906 | 2.5359 | 3.3811 | 4.2264
| Illuminance (fc) | 63.2 | 28.0889 | 15.8 | 10.112
| Illuminance (lux) | 680.2785 | 302.346 | 170.0696 | 108.8446
Test Distance | Iso-Illuminance Diagram grid lines
51.2 | 10 | 20 | 30 | 40
| 0.19531 | 0.39062 | 0.58594 | 0.78125
| Beam Angle | Field Angle
Vertical | 62.7 | 79.4
| For Field diameter at any distance, multiply distance by |  |  |  | 1.6604
| For Beam diameter at any distance, multiply distance by |  |  |  | 1.2184
| Throw Distance (ft) | 10 | 15 | 20 | 25
| Throw Distance (m) | 3.048 | 4.572 | 6.096 | 7.62
| Field Diameter (ft) | 16.6043 | 24.9065 | 33.2086 | 41.5108
| Field Diameter (m) | 5.061 | 7.5915 | 10.122 | 12.6525
| Illuminance (fc) | 63.2 | 28.0889 | 15.8 | 10.112
| Illuminance (lux) | 680.2785 | 302.346 | 170.0696 | 108.8446
| X |  | Y
-41.439 | 0 | -41.55 | 454.305
-41.327 | 0 | -41.439 | 459.276
-41.215 | 0 | -41.327 | 467.591
-41.103 | 5.715 | -41.215 | 480.087
-40.99 | 15.869 | -41.103 | 493.102
-40.877 | 26.137 | -40.99 | 504.974
-40.763 | 35.681 | -40.877 | 516.307
-40.649 | 41.589 | -40.763 | 529.028
-40.535 | 42.019 | -40.649 | 542.284
-40.42 | 42.352 | -40.535 | 554.565
-40.305 | 42.529 | -40.42 | 566.008
-40.189 | 43.879 | -40.305 | 580.289
-40.073 | 45.334 | -40.189 | 594.171
-39.957 | 45.729 | -40.073 | 611.886
-39.84 | 45.436 | -39.957 | 626.96
-39.723 | 45.353 | -39.84 | 643.025
-39.605 | 45.474 | -39.723 | 658.469
-39.487 | 45.272 | -39.605 | 672.008
-39.369 | 45.653 | -39.487 | 686.74
-39.25 | 46.231 | -39.369 | 704.942
-39.131 | 45.852 | -39.25 | 726.474
-39.012 | 46.136 | -39.131 | 748.895
-38.892 | 46.415 | -39.012 | 773.679
-38.771 | 45.585 | -38.892 | 794.094
-38.651 | 45.467 | -38.771 | 816.893
-38.529 | 47.482 | -38.651 | 841.081
-38.408 | 50.398 | -38.529 | 863.465
-38.286 | 51.644 | -38.408 | 882.729
-38.163 | 51.605 | -38.286 | 908.588
-38.04 | 50.823 | -38.163 | 936.683
-37.917 | 50.102 | -38.04 | 962.333
-37.794 | 48.544 | -37.917 | 989.54
-37.67 | 48.517 | -37.794 | 1017.924
-37.545 | 49.191 | -37.67 | 1043.187
-37.42 | 50.366 | -37.545 | 1073.056
-37.295 | 51.582 | -37.42 | 1103.277
-37.169 | 52.254 | -37.295 | 1131.147
-37.043 | 52.205 | -37.169 | 1163.922
-36.916 | 52.628 | -37.043 | 1196.428
-36.789 | 52.524 | -36.916 | 1225.724
-36.662 | 52.393 | -36.789 | 1261.036
-36.534 | 52.444 | -36.662 | 1302.066
-36.406 | 52.571 | -36.534 | 1341.682
-36.277 | 51.9 | -36.406 | 1384.206
-36.148 | 51.848 | -36.277 | 1423.158
-36.018 | 52.253 | -36.148 | 1463.207
-35.888 | 53.537 | -36.018 | 1499.256
-35.758 | 54.882 | -35.888 | 1540.054
-35.627 | 56.564 | -35.758 | 1577.81
-35.496 | 57.507 | -35.627 | 1617.798
-35.364 | 57.25 | -35.496 | 1658.86
-35.232 | 56.946 | -35.364 | 1701.601
-35.099 | 57.355 | -35.232 | 1749.542
-34.966 | 56.88 | -35.099 | 1792.009
-34.833 | 56.531 | -34.966 | 1837.672
-34.699 | 57.054 | -34.833 | 1885.9
-34.565 | 57.716 | -34.699 | 1939.724
-34.43 | 58.49 | -34.565 | 1988.066
-34.295 | 58.256 | -34.43 | 2038.187
-34.159 | 59.279 | -34.295 | 2083.768
-34.023 | 59.962 | -34.159 | 2132.485
-33.887 | 61.646 | -34.023 | 2179.24
-33.75 | 62.379 | -33.887 | 2231.107
-33.613 | 62.825 | -33.75 | 2280.834
-33.475 | 63.683 | -33.613 | 2335.545
-33.337 | 64.601 | -33.475 | 2386.485
-33.198 | 64.684 | -33.337 | 2432.925
-33.059 | 64.537 | -33.198 | 2481.369
-32.919 | 65.753 | -33.059 | 2532.884
-32.779 | 65.601 | -32.919 | 2579.746
-32.639 | 66.642 | -32.779 | 2634.862
-32.498 | 67.269 | -32.639 | 2697.032
-32.357 | 67.778 | -32.498 | 2756.191
-32.215 | 66.685 | -32.357 | 2816.325
-32.073 | 67.61 | -32.215 | 2871.363
-31.93 | 68.284 | -32.073 | 2924.09
-31.787 | 69.279 | -31.93 | 2972.274
-31.643 | 69.372 | -31.787 | 3017.793
-31.499 | 69.897 | -31.643 | 3067.65
-31.355 | 70.006 | -31.499 | 3121.742
-31.21 | 70.242 | -31.355 | 3176.147
-31.065 | 70.69 | -31.21 | 3228.455
-30.919 | 72.43 | -31.065 | 3277.498
-30.773 | 73.286 | -30.919 | 3319.446
-30.626 | 73.163 | -30.773 | 3357.617
-30.479 | 73.776 | -30.626 | 3405.639
-30.331 | 75.197 | -30.479 | 3452.044
-30.183 | 76.21 | -30.331 | 3500.031
-30.035 | 77.089 | -30.183 | 3547.392
-29.886 | 78.063 | -30.035 | 3589.417
-29.737 | 79.335 | -29.886 | 3630.731
-29.587 | 79.492 | -29.737 | 3675.901
-29.437 | 80.054 | -29.587 | 3721.074
-29.286 | 80.55 | -29.437 | 3764.218
-29.135 | 82.069 | -29.286 | 3802.747
-28.983 | 83.073 | -29.135 | 3839.04
-28.831 | 84.787 | -28.983 | 3868.813
-28.679 | 86.187 | -28.831 | 3899.566
-28.526 | 88.011 | -28.679 | 3930.59
-28.373 | 89.443 | -28.526 | 3959.841
-28.219 | 90.863 | -28.373 | 3983.952
-28.065 | 92.505 | -28.219 | 4012.238
-27.91 | 93.665 | -28.065 | 4048.93
-27.755 | 94.834 | -27.91 | 4083.036
-27.599 | 96.051 | -27.755 | 4115.657
-27.443 | 97.373 | -27.599 | 4145.481
-27.287 | 99.392 | -27.443 | 4172.737
-27.13 | 101.832 | -27.287 | 4198.261
-26.973 | 102.942 | -27.13 | 4224.88
-26.815 | 103.816 | -26.973 | 4251.081
-26.657 | 104.738 | -26.815 | 4275.282
-26.498 | 106.01 | -26.657 | 4302.103
-26.339 | 108.017 | -26.498 | 4327.127
-26.179 | 110.566 | -26.339 | 4352.56
-26.019 | 112.908 | -26.179 | 4378.381
-25.859 | 115.564 | -26.019 | 4394.997
-25.698 | 117.133 | -25.859 | 4402.724
-25.537 | 118.251 | -25.698 | 4416.179
-25.375 | 120.361 | -25.537 | 4431.928
-25.213 | 124.106 | -25.375 | 4450.839
-25.05 | 126.864 | -25.213 | 4470.135
-24.887 | 130.788 | -25.05 | 4486.326
-24.724 | 133.033 | -24.887 | 4503.158
-24.56 | 135.064 | -24.724 | 4519.621
-24.396 | 138.253 | -24.56 | 4533.007
-24.231 | 142.127 | -24.396 | 4546.716
-24.066 | 144.524 | -24.231 | 4557.362
-23.9 | 147.502 | -24.066 | 4572.5
-23.734 | 151.998 | -23.9 | 4590.322
-23.568 | 156.653 | -23.734 | 4602.445
-23.401 | 160.022 | -23.568 | 4608.867
-23.234 | 164.215 | -23.401 | 4621.039
-23.066 | 169.017 | -23.234 | 4624.958
-22.898 | 173.01 | -23.066 | 4634.192
-22.729 | 176.992 | -22.898 | 4647.738
-22.56 | 181.44 | -22.729 | 4666.302
-22.391 | 185.875 | -22.56 | 4685.193
-22.221 | 190.821 | -22.391 | 4707.467
-22.051 | 196.036 | -22.221 | 4717.696
-21.88 | 201.804 | -22.051 | 4737.054
-21.709 | 207.599 | -21.88 | 4763.344
-21.538 | 214.224 | -21.709 | 4785.839
-21.366 | 221.668 | -21.538 | 4804.114
-21.194 | 229.212 | -21.366 | 4818.698
-21.021 | 236.954 | -21.194 | 4830.131
-20.848 | 244.397 | -21.021 | 4840.942
-20.675 | 253.203 | -20.848 | 4852.933
-20.501 | 262.393 | -20.675 | 4868.867
-20.327 | 271.426 | -20.501 | 4881.006
-20.152 | 280.321 | -20.327 | 4889.652
-19.977 | 289.71 | -20.152 | 4897.537
-19.802 | 299.169 | -19.977 | 4911.695
-19.626 | 309.631 | -19.802 | 4932.744
-19.45 | 321.118 | -19.626 | 4958.367
-19.273 | 333.781 | -19.45 | 4981.455
-19.096 | 347.227 | -19.273 | 5002.835
-18.919 | 362.116 | -19.096 | 5027.795
-18.741 | 377.564 | -18.919 | 5055.115
-18.563 | 393.126 | -18.741 | 5076.579
-18.385 | 408.534 | -18.563 | 5094.36
-18.206 | 425.169 | -18.385 | 5110.79
-18.027 | 444.335 | -18.206 | 5126.464
-17.847 | 465.493 | -18.027 | 5144.331
-17.667 | 485.073 | -17.847 | 5163.094
-17.487 | 508.352 | -17.667 | 5183.728
-17.306 | 530.314 | -17.487 | 5206.14
-17.125 | 552.418 | -17.306 | 5228.081
-16.944 | 575.355 | -17.125 | 5249.464
-16.762 | 603.833 | -16.944 | 5274.166
-16.58 | 629.809 | -16.762 | 5297.325
-16.398 | 658.77 | -16.58 | 5325.627
-16.215 | 688.857 | -16.398 | 5348.363
-16.032 | 720.666 | -16.215 | 5369.895
-15.849 | 751.818 | -16.032 | 5385.725
-15.665 | 786.698 | -15.849 | 5402.621
-15.481 | 821.228 | -15.665 | 5417.519
-15.296 | 856.429 | -15.481 | 5439.867
-15.112 | 893.285 | -15.296 | 5463.096
-14.927 | 935.389 | -15.112 | 5485.664
-14.741 | 979.213 | -14.927 | 5507.521
-14.556 | 1021.887 | -14.741 | 5527.858
-14.37 | 1066.336 | -14.556 | 5546.795
-14.183 | 1112.755 | -14.37 | 5565.305
-13.997 | 1160.839 | -14.183 | 5581.981
-13.81 | 1212.386 | -13.997 | 5596.309
-13.623 | 1264.167 | -13.81 | 5615.572
-13.435 | 1318.187 | -13.623 | 5640.308
-13.247 | 1376.75 | -13.435 | 5662.992
-13.059 | 1438.231 | -13.247 | 5688.171
-12.871 | 1499.076 | -13.059 | 5715.717
-12.682 | 1559.772 | -12.871 | 5741.802
-12.493 | 1622.708 | -12.682 | 5762.232
-12.304 | 1686.477 | -12.493 | 5778.259
-12.115 | 1754.946 | -12.304 | 5793.158
-11.925 | 1824.634 | -12.115 | 5801.95
-11.735 | 1898.186 | -11.925 | 5811.535
-11.544 | 1972.602 | -11.735 | 5820.721
-11.354 | 2052.072 | -11.544 | 5842.426
-11.163 | 2135.819 | -11.354 | 5866.614
-10.972 | 2221.825 | -11.163 | 5886.941
-10.781 | 2309.331 | -10.972 | 5907.808
-10.589 | 2398.919 | -10.781 | 5922.015
-10.397 | 2486.687 | -10.589 | 5942.972
-10.205 | 2577.572 | -10.397 | 5960.619
-10.013 | 2665.588 | -10.205 | 5982.785
-9.821 | 2759.507 | -10.013 | 5999.588
-9.628 | 2855.718 | -9.821 | 6009.95
-9.435 | 2956.178 | -9.628 | 6017.077
-9.242 | 3054.729 | -9.435 | 6018.16
-9.049 | 3161.85 | -9.242 | 6025.416
-8.855 | 3268.361 | -9.049 | 6034.854
-8.661 | 3370.924 | -8.855 | 6055.449
-8.467 | 3477.122 | -8.661 | 6073.927
-8.273 | 3588.777 | -8.467 | 6089.302
-8.079 | 3693.336 | -8.273 | 6104.142
-7.884 | 3798.844 | -8.079 | 6115.988
-7.69 | 3911.147 | -7.884 | 6118.927
-7.495 | 4018.194 | -7.69 | 6118.325
-7.3 | 4124.973 | -7.495 | 6119.561
-7.104 | 4234.59 | -7.3 | 6119.74
-6.909 | 4343.201 | -7.104 | 6130.703
-6.713 | 4446.036 | -6.909 | 6140.218
-6.518 | 4548.427 | -6.713 | 6142.08
-6.322 | 4651.919 | -6.518 | 6134.223
-6.126 | 4752.721 | -6.322 | 6128.092
-5.93 | 4851.741 | -6.126 | 6120.812
-5.733 | 4953.18 | -5.93 | 6123.352
-5.537 | 5051.336 | -5.733 | 6120.487
-5.34 | 5149.943 | -5.537 | 6125.042
-5.144 | 5251.936 | -5.34 | 6137.377
-4.947 | 5351.297 | -5.144 | 6156.574
-4.75 | 5439.792 | -4.947 | 6172.469
-4.553 | 5520.063 | -4.75 | 6182.859
-4.356 | 5596.938 | -4.553 | 6183.137
-4.158 | 5676.147 | -4.356 | 6181.243
-3.961 | 5757.505 | -4.158 | 6185.024
-3.763 | 5831.7 | -3.961 | 6189.258
-3.566 | 5907.187 | -3.763 | 6190.659
-3.368 | 5985.634 | -3.566 | 6202.734
-3.171 | 6038.552 | -3.368 | 6209.448
-2.973 | 6081.816 | -3.171 | 6209.853
-2.775 | 6126.017 | -2.973 | 6214.982
-2.577 | 6165.001 | -2.775 | 6221.809
-2.379 | 6203.614 | -2.577 | 6214.416
-2.181 | 6235.872 | -2.379 | 6204.786
-1.983 | 6268.057 | -2.181 | 6203.45
-1.785 | 6290.58 | -1.983 | 6209.052
-1.586 | 6315.56 | -1.785 | 6208.253
-1.388 | 6323.325 | -1.586 | 6209.262
-1.19 | 6318.46 | -1.388 | 6215.872
-0.992 | 6292.749 | -1.19 | 6216.679
-0.793 | 6280.093 | -0.992 | 6223.542
-0.595 | 6273.028 | -0.793 | 6232.426
-0.397 | 6266.068 | -0.595 | 6230.446
-0.198 | 6253.209 | -0.397 | 6230.423
0 | 6232.904 | -0.198 | 6226.231
0.198 | 6204.493 | 0 | 6232.904
0.397 | 6170.002 | 0.198 | 6228.448
0.595 | 6127.034 | 0.397 | 6220.642
0.793 | 6081.092 | 0.595 | 6207.509
0.992 | 6036.31 | 0.793 | 6200.052
1.19 | 5982.25 | 0.992 | 6202.668
1.388 | 5926.325 | 1.19 | 6215.698
1.586 | 5873.448 | 1.388 | 6229.951
1.785 | 5817.267 | 1.586 | 6242.31
1.983 | 5756.062 | 1.785 | 6242.185
2.181 | 5693.066 | 1.983 | 6241.179
2.379 | 5626.318 | 2.181 | 6239.157
2.577 | 5545.981 | 2.379 | 6241.289
2.775 | 5456.206 | 2.577 | 6241.314
2.973 | 5362.597 | 2.775 | 6230.141
3.171 | 5266.107 | 2.973 | 6217.694
3.368 | 5168.76 | 3.171 | 6207.262
3.566 | 5075.18 | 3.368 | 6202.655
3.763 | 4978.046 | 3.566 | 6200.545
3.961 | 4876.246 | 3.763 | 6196.703
4.158 | 4775.256 | 3.961 | 6191.856
4.356 | 4670.514 | 4.158 | 6189.384
4.553 | 4563.028 | 4.356 | 6193.616
4.75 | 4453.136 | 4.553 | 6184.656
4.947 | 4349.974 | 4.75 | 6179.696
5.144 | 4247.131 | 4.947 | 6168.719
5.34 | 4141.534 | 5.144 | 6165.359
5.537 | 4033.599 | 5.34 | 6162.735
5.733 | 3921.877 | 5.537 | 6162.183
5.93 | 3811.94 | 5.733 | 6159.138
6.126 | 3705.601 | 5.93 | 6152.801
6.322 | 3599.754 | 6.126 | 6150.13
6.518 | 3491.718 | 6.322 | 6150.532
6.713 | 3382.132 | 6.518 | 6149.086
6.909 | 3276.128 | 6.713 | 6147.758
7.104 | 3171.013 | 6.909 | 6145.436
7.3 | 3066.836 | 7.104 | 6147.449
7.495 | 2965.325 | 7.3 | 6141.946
7.69 | 2870.014 | 7.495 | 6129.321
7.884 | 2776.109 | 7.69 | 6114.349
8.079 | 2679.355 | 7.884 | 6105.518
8.273 | 2582.241 | 8.079 | 6090.656
8.467 | 2489.613 | 8.273 | 6070.371
8.661 | 2398.673 | 8.467 | 6049.719
8.855 | 2305.132 | 8.661 | 6036.355
9.049 | 2218.34 | 8.855 | 6026.564
9.242 | 2136.255 | 9.049 | 6013.163
9.435 | 2055.055 | 9.242 | 6004.64
9.628 | 1974.318 | 9.435 | 5987.805
9.821 | 1899.079 | 9.628 | 5970.436
10.013 | 1828.571 | 9.821 | 5952.359
10.205 | 1757.528 | 10.013 | 5938.955
10.397 | 1688.721 | 10.205 | 5926.99
10.589 | 1621.223 | 10.397 | 5916.652
10.781 | 1555.899 | 10.589 | 5893.138
10.972 | 1490.953 | 10.781 | 5880.165
11.163 | 1431.842 | 10.972 | 5866.63
11.354 | 1378.198 | 11.163 | 5852.753
11.544 | 1325.376 | 11.354 | 5837.889
11.735 | 1269.112 | 11.544 | 5822.257
11.925 | 1212.033 | 11.735 | 5804.274
12.115 | 1157.349 | 11.925 | 5787.825
12.304 | 1106.812 | 12.115 | 5773.892
12.493 | 1058.943 | 12.304 | 5761.294
12.682 | 1015.276 | 12.493 | 5745.027
12.871 | 973.921 | 12.682 | 5728.159
13.059 | 933.973 | 12.871 | 5710.989
13.247 | 893.603 | 13.059 | 5685.937
13.435 | 855.712 | 13.247 | 5659.824
13.623 | 817.868 | 13.435 | 5649.165
13.81 | 781.728 | 13.623 | 5634.264
13.997 | 747.505 | 13.81 | 5614.296
14.183 | 715.33 | 13.997 | 5597.53
14.37 | 682.096 | 14.183 | 5580.979
14.556 | 653.231 | 14.37 | 5554.916
14.741 | 627.235 | 14.556 | 5540.972
14.927 | 602.073 | 14.741 | 5516.391
15.112 | 577.213 | 14.927 | 5498.064
15.296 | 553.073 | 15.112 | 5478.796
15.481 | 528.893 | 15.296 | 5456.928
15.665 | 505.888 | 15.481 | 5421.06
15.849 | 485.623 | 15.665 | 5394.357
16.032 | 467.556 | 15.849 | 5367.247
16.215 | 449.642 | 16.032 | 5349.331
16.398 | 431.805 | 16.215 | 5328.377
16.58 | 414.806 | 16.398 | 5321.672
16.762 | 398.821 | 16.58 | 5308.138
16.944 | 383.979 | 16.762 | 5292.351
17.125 | 368.997 | 16.944 | 5272.508
17.306 | 355.076 | 17.125 | 5262.625
17.487 | 343.17 | 17.306 | 5244.816
17.667 | 331.991 | 17.487 | 5220.401
17.847 | 320.002 | 17.667 | 5200.625
18.027 | 309.697 | 17.847 | 5179.31
18.206 | 298.879 | 18.027 | 5168.08
18.385 | 288.281 | 18.206 | 5150.052
18.563 | 278.38 | 18.385 | 5137.39
18.741 | 269.876 | 18.563 | 5118.757
18.919 | 260.783 | 18.741 | 5095.357
19.096 | 252.129 | 18.919 | 5062.605
19.273 | 244.206 | 19.096 | 5034.785
19.45 | 236.812 | 19.273 | 5007.69
19.626 | 230.515 | 19.45 | 4989.884
19.802 | 226.405 | 19.626 | 4972.933
19.977 | 221.98 | 19.802 | 4950.503
20.152 | 216.342 | 19.977 | 4930.29
20.327 | 209.154 | 20.152 | 4913.889
20.501 | 202.623 | 20.327 | 4893.171
20.675 | 195.935 | 20.501 | 4869.35
20.848 | 189.977 | 20.675 | 4849.477
21.021 | 185.516 | 20.848 | 4836.176
21.194 | 181.258 | 21.021 | 4818.973
21.366 | 176.722 | 21.194 | 4805.201
21.538 | 172.374 | 21.366 | 4796.176
21.709 | 167.996 | 21.538 | 4781.628
21.88 | 163.908 | 21.709 | 4764.479
22.051 | 160.281 | 21.88 | 4746.717
22.221 | 156.646 | 22.051 | 4734.355
22.391 | 153.904 | 22.221 | 4715.156
22.56 | 151.126 | 22.391 | 4693.122
22.729 | 147.285 | 22.56 | 4673.985
22.898 | 143.897 | 22.729 | 4657.45
23.066 | 141.244 | 22.898 | 4645.538
23.234 | 139.074 | 23.066 | 4636.227
23.401 | 136.472 | 23.234 | 4625.547
23.568 | 134.426 | 23.401 | 4613.583
23.734 | 132.541 | 23.568 | 4600.249
23.9 | 130.483 | 23.734 | 4578.732
24.066 | 129.223 | 23.9 | 4556.936
24.231 | 128.485 | 24.066 | 4535.95
24.396 | 126.158 | 24.231 | 4520.829
24.56 | 123.439 | 24.396 | 4504.936
24.724 | 121.381 | 24.56 | 4496.241
24.887 | 119.792 | 24.724 | 4482.925
25.05 | 117.956 | 24.887 | 4463.131
25.213 | 116.741 | 25.05 | 4445.814
25.375 | 115.899 | 25.213 | 4425.924
25.537 | 113.624 | 25.375 | 4407.252
25.698 | 111.385 | 25.537 | 4387.982
25.859 | 110.235 | 25.698 | 4370.879
26.019 | 109.983 | 25.859 | 4356.06
26.179 | 108.093 | 26.019 | 4341.495
26.339 | 106.188 | 26.179 | 4322.764
26.498 | 104.885 | 26.339 | 4301.286
26.657 | 104.513 | 26.498 | 4276.915
26.815 | 103.645 | 26.657 | 4252.717
26.973 | 103.018 | 26.815 | 4231.379
27.13 | 102.099 | 26.973 | 4207.752
27.287 | 100.119 | 27.13 | 4185.79
27.443 | 98.507 | 27.287 | 4160.556
27.599 | 97.75 | 27.443 | 4124.011
27.755 | 96.443 | 27.599 | 4094.348
27.91 | 94.658 | 27.755 | 4067.29
28.065 | 93.619 | 27.91 | 4039.192
28.219 | 92.512 | 28.065 | 4014.654
28.373 | 91.159 | 28.219 | 3989.066
28.526 | 90.269 | 28.373 | 3954.131
28.679 | 89.649 | 28.526 | 3917.767
28.831 | 89.203 | 28.679 | 3884.412
28.983 | 89.054 | 28.831 | 3853.206
29.135 | 88.924 | 28.983 | 3818.636
29.286 | 88.771 | 29.135 | 3786.545
29.437 | 88.454 | 29.286 | 3744.41
29.587 | 87.582 | 29.437 | 3699.682
29.737 | 86.21 | 29.587 | 3652.9
29.886 | 84.865 | 29.737 | 3609.166
30.035 | 83.674 | 29.886 | 3561.945
30.183 | 82.804 | 30.035 | 3521.107
30.331 | 81.549 | 30.183 | 3481.291
30.479 | 81.122 | 30.331 | 3440.483
30.626 | 81.028 | 30.479 | 3395.269
30.773 | 80.636 | 30.626 | 3347.256
30.919 | 79.58 | 30.773 | 3295.535
31.065 | 79.582 | 30.919 | 3242.675
31.21 | 79.025 | 31.065 | 3193.962
31.355 | 77.19 | 31.21 | 3143.374
31.499 | 76.29 | 31.355 | 3094.556
31.643 | 76.1 | 31.499 | 3046.47
31.787 | 75.098 | 31.643 | 2998.474
31.93 | 74.152 | 31.787 | 2939.173
32.073 | 74.013 | 31.93 | 2881.397
32.215 | 73.273 | 32.073 | 2827.621
32.357 | 72.592 | 32.215 | 2767.609
32.498 | 71.882 | 32.357 | 2717.121
32.639 | 71.276 | 32.498 | 2660.55
32.779 | 70.664 | 32.639 | 2608.994
32.919 | 69.569 | 32.779 | 2553.279
33.059 | 68.302 | 32.919 | 2500.252
33.198 | 67.412 | 33.059 | 2440.894
33.337 | 66.628 | 33.198 | 2391.417
33.475 | 67.04 | 33.337 | 2338.443
33.613 | 68.292 | 33.475 | 2284.93
33.75 | 68.176 | 33.613 | 2228.851
33.887 | 63.525 | 33.75 | 2175.918
34.023 | 57.366 | 33.887 | 2124.253
34.159 | 49.937 | 34.023 | 2078.479
34.295 | 41.768 | 34.159 | 2031.117
34.43 | 36.176 | 34.295 | 1982.911
34.565 | 35.294 | 34.43 | 1936.864
34.699 | 34.837 | 34.565 | 1888.176
34.833 | 35.104 | 34.699 | 1841.886
34.966 | 35.764 | 34.833 | 1795.504
35.099 | 36.429 | 34.966 | 1748.934
35.232 | 38.038 | 35.099 | 1703.474
35.364 | 39.315 | 35.232 | 1661.806
35.496 | 39.608 | 35.364 | 1617.348
35.627 | 39.728 | 35.496 | 1575.911
35.758 | 41.08 | 35.627 | 1534.59
35.888 | 53.082 | 35.758 | 1491.628
36.018 | 72.895 | 35.888 | 1449.655
36.148 | 84.942 | 36.018 | 1411.813
36.277 | 87.672 | 36.148 | 1372.268
36.406 | 83.392 | 36.277 | 1332.563
36.534 | 67.75 | 36.406 | 1296.537
36.662 | 51.118 | 36.534 | 1256.269
36.789 | 42.793 | 36.662 | 1221.043
36.916 | 37.933 | 36.789 | 1188.79
37.043 | 34.794 | 36.916 | 1158.137
37.169 | 32.526 | 37.043 | 1127.685
37.295 | 29.46 | 37.169 | 1097.463
37.42 | 25.853 | 37.295 | 1066.169
37.545 | 22.965 | 37.42 | 1034.647
37.67 | 21.888 | 37.545 | 1006.292
37.794 | 21.155 | 37.67 | 979.337
37.917 | 21.754 | 37.794 | 946.919
38.04 | 22.909 | 37.917 | 915.002
38.163 | 23.688 | 38.04 | 889.152
38.286 | 24.169 | 38.163 | 860.672
38.408 | 24.347 | 38.286 | 837.831
38.529 | 22.422 | 38.408 | 817.086
38.651 | 20.054 | 38.529 | 797.742
38.771 | 18.483 | 38.651 | 776.83
38.892 | 18.976 | 38.771 | 755.291
39.012 | 21.135 | 38.892 | 732.036
39.131 | 21.645 | 39.012 | 712.881
39.25 | 21.119 | 39.131 | 699.013
39.369 | 20.035 | 39.25 | 681.401
39.487 | 20.576 | 39.369 | 662.459
39.605 | 20.563 | 39.487 | 644.186
39.723 | 20.609 | 39.605 | 623.508
39.84 | 21.932 | 39.723 | 604.377
39.957 | 24.311 | 39.84 | 587.676
40.073 | 26.085 | 39.957 | 572.491
40.189 | 26.158 | 40.073 | 558.217
40.189 | 26.158 | 40.073 | 558.217
40.305 | 26.111 | 40.189 | 544.958
40.42 | 25.606 | 40.305 | 530.884
40.535 | 24.269 | 40.42 | 516.349
40.649 | 22.609 | 40.535 | 500.519
40.763 | 22.447 | 40.649 | 485.345
40.877 | 21.973 | 40.763 | 472.261
40.99 | 21.242 | 40.877 | 461.609
41.103 | 20.598 | 40.99 | 449.868
41.215 | 20.452 | 41.103 | 379.215
41.327 | 20.272 | 41.215 | 271.589
41.439 | 20.797 | 41.327 | 195.498

## Lustr H80 (hidden)
Selador | Lamp |  | Wattage
Lustr | Lumileds Rebel |  | 104 |  | Note: Owing to the variability of LEDs, output data and color matches should be viewed as approximate
Note: All data taken with room temperature fixture
| Beam Angle | Field Angle
Horizontal | 62.4 | 82.5
| Accessory Lens | Candela | Field Lumens | Beam Lumens | Lens Efficiency | Efficacy
| H80 | 6840 | 1660 | 870 | 90.76% | 15.9615
| For Field diameter at any distance, multiply distance by |  |  |  | 1.754
| For Beam diameter at any distance, multiply distance by |  |  |  | 1.2112
| Throw Distance (ft) | 10 | 15 | 20 | 25
| Throw Distance (m) | 3.048 | 4.572 | 6.096 | 7.62
| Field Diameter (ft) | 17.5395 | 26.3093 | 35.0791 | 43.8488
| Field Diameter (m) | 5.346 | 8.0191 | 10.6921 | 13.3651
| Illuminance (fc) | 68.4 | 30.4 | 17.1 | 10.944
| Illuminance (lux) | 736.2508 | 327.2226 | 184.0627 | 117.8001
Test Distance | Iso-Illuminance Diagram grid lines
51.2 | 10 | 20 | 30 | 40
| 0.19531 | 0.39062 | 0.58594 | 0.78125
| Beam Angle | Field Angle
Vertical | 13.8 | 28.2
| For Field diameter at any distance, multiply distance by |  |  |  | 0.50237
| For Beam diameter at any distance, multiply distance by |  |  |  | 0.24203
| Throw Distance (ft) | 10 | 15 | 20 | 25
| Throw Distance (m) | 3.048 | 4.572 | 6.096 | 7.62
| Field Diameter (ft) | 5.0237 | 7.5355 | 10.0473 | 12.5591
| Field Diameter (m) | 1.5312 | 2.2968 | 3.0624 | 3.828
| Illuminance (fc) | 68.4 | 30.4 | 17.1 | 10.944
| Illuminance (lux) | 736.2508 | 327.2226 | 184.0627 | 117.8001
| X |  | Y
-41.55 | 711.023 | -41.439 | 0
-41.439 | 716.202 | -41.327 | 0
-41.327 | 728.019 | -41.215 | 0
-41.215 | 745.048 | -41.103 | 5.464
-41.103 | 763.988 | -40.99 | 14.432
-40.99 | 782.279 | -40.877 | 23.713
-40.877 | 800.862 | -40.763 | 31.94
-40.763 | 818.804 | -40.649 | 36.667
-40.649 | 836.542 | -40.535 | 36.755
-40.535 | 857.937 | -40.42 | 37.206
-40.42 | 882.381 | -40.305 | 37.046
-40.305 | 905.799 | -40.189 | 38.032
-40.189 | 930.736 | -40.073 | 38.768
-40.073 | 953.898 | -39.957 | 38.719
-39.957 | 976.117 | -39.84 | 38.907
-39.84 | 998.948 | -39.723 | 38.68
-39.723 | 1026.457 | -39.605 | 37.719
-39.605 | 1050.079 | -39.487 | 37.381
-39.487 | 1075.514 | -39.369 | 38.994
-39.369 | 1105.901 | -39.25 | 39.751
-39.25 | 1134.944 | -39.131 | 39.981
-39.131 | 1160.445 | -39.012 | 39.892
-39.012 | 1185.978 | -38.892 | 40.716
-38.892 | 1211.313 | -38.771 | 39.801
-38.771 | 1237.87 | -38.651 | 39.741
-38.651 | 1268.278 | -38.529 | 41.421
-38.529 | 1299.168 | -38.408 | 43.362
-38.408 | 1333.796 | -38.286 | 43.949
-38.286 | 1366.743 | -38.163 | 43.838
-38.163 | 1399.055 | -38.04 | 42.572
-38.04 | 1432.774 | -37.917 | 41.811
-37.917 | 1471.572 | -37.794 | 41.928
-37.794 | 1502.873 | -37.67 | 42.368
-37.67 | 1528.657 | -37.545 | 42.479
-37.545 | 1561.566 | -37.42 | 42.857
-37.42 | 1596.047 | -37.295 | 44.057
-37.295 | 1630.368 | -37.169 | 44.633
-37.169 | 1662.298 | -37.043 | 45.758
-37.043 | 1696.943 | -36.916 | 45.715
-36.916 | 1737.101 | -36.789 | 45.984
-36.789 | 1779.523 | -36.662 | 45.886
-36.662 | 1823.47 | -36.534 | 46.539
-36.534 | 1863.349 | -36.406 | 46.257
-36.406 | 1909.475 | -36.277 | 45.926
-36.277 | 1952.163 | -36.148 | 46.286
-36.148 | 1992.942 | -36.018 | 47.632
-36.018 | 2029.857 | -35.888 | 48.585
-35.888 | 2068.421 | -35.758 | 48.597
-35.758 | 2107.979 | -35.627 | 48.258
-35.627 | 2148.441 | -35.496 | 48.943
-35.496 | 2189.865 | -35.364 | 48.481
-35.364 | 2228.991 | -35.232 | 48.737
-35.232 | 2265.9 | -35.099 | 49.529
-35.099 | 2301.971 | -34.966 | 49.776
-34.966 | 2340.317 | -34.833 | 50.798
-34.833 | 2380.976 | -34.699 | 50.986
-34.699 | 2426.523 | -34.565 | 51.317
-34.565 | 2470.582 | -34.43 | 50.877
-34.43 | 2512.335 | -34.295 | 50.56
-34.295 | 2552.363 | -34.159 | 50.98
-34.159 | 2594.151 | -34.023 | 52.056
-34.023 | 2632.102 | -33.887 | 54.061
-33.887 | 2671.744 | -33.75 | 55.368
-33.75 | 2709.847 | -33.613 | 55.568
-33.613 | 2751.039 | -33.475 | 56.206
-33.475 | 2791.085 | -33.337 | 57.159
-33.337 | 2824.171 | -33.198 | 57.255
-33.198 | 2861.125 | -33.059 | 57.257
-33.059 | 2899.611 | -32.919 | 57.804
-32.919 | 2935.017 | -32.779 | 57.87
-32.779 | 2973.988 | -32.639 | 57.755
-32.639 | 3017.416 | -32.498 | 58.267
-32.498 | 3053.93 | -32.357 | 58.439
-32.357 | 3091.606 | -32.215 | 58.543
-32.215 | 3130.204 | -32.073 | 58.778
-32.073 | 3168.784 | -31.93 | 60.35
-31.93 | 3201.916 | -31.787 | 61.12
-31.787 | 3232.04 | -31.643 | 61.446
-31.643 | 3266.773 | -31.499 | 61.856
-31.499 | 3299.485 | -31.355 | 63.534
-31.355 | 3334 | -31.21 | 63.22
-31.21 | 3370.443 | -31.065 | 64.106
-31.065 | 3409.343 | -30.919 | 65.047
-30.919 | 3442.561 | -30.773 | 66.211
-30.773 | 3474.662 | -30.626 | 66.711
-30.626 | 3506.402 | -30.479 | 67.164
-30.479 | 3538.015 | -30.331 | 67.822
-30.331 | 3568.646 | -30.183 | 68.639
-30.183 | 3599.932 | -30.035 | 69.117
-30.035 | 3629.897 | -29.886 | 69.281
-29.886 | 3663.177 | -29.737 | 71.044
-29.737 | 3697.489 | -29.587 | 71.79
-29.587 | 3731.555 | -29.437 | 73.22
-29.437 | 3764.401 | -29.286 | 73.524
-29.286 | 3789.484 | -29.135 | 74.812
-29.135 | 3812.369 | -28.983 | 75.286
-28.983 | 3835.737 | -28.831 | 76.694
-28.831 | 3863.877 | -28.679 | 77.473
-28.679 | 3893.803 | -28.526 | 79.255
-28.526 | 3922.779 | -28.373 | 80.765
-28.373 | 3950.028 | -28.219 | 82.124
-28.219 | 3974.829 | -28.065 | 83.178
-28.065 | 4001.925 | -27.91 | 84.592
-27.91 | 4031.327 | -27.755 | 85.82
-27.755 | 4062.618 | -27.599 | 87.211
-27.599 | 4092.437 | -27.443 | 87.974
-27.443 | 4121.955 | -27.287 | 88.272
-27.287 | 4150.489 | -27.13 | 89.577
-27.13 | 4172.792 | -26.973 | 91.706
-26.973 | 4198.718 | -26.815 | 93.326
-26.815 | 4225.576 | -26.657 | 94.5
-26.657 | 4252.134 | -26.498 | 96.001
-26.498 | 4279.482 | -26.339 | 97.415
-26.339 | 4315.322 | -26.179 | 98.855
-26.179 | 4349.922 | -26.019 | 101.819
-26.019 | 4371.411 | -25.859 | 103.377
-25.859 | 4392.086 | -25.698 | 105.858
-25.698 | 4415.683 | -25.537 | 107.15
-25.537 | 4439.884 | -25.375 | 108.886
-25.375 | 4465.156 | -25.213 | 110.228
-25.213 | 4492.939 | -25.05 | 111.325
-25.05 | 4522.428 | -24.887 | 112.233
-24.887 | 4550.995 | -24.724 | 114.64
-24.724 | 4577.237 | -24.56 | 117.922
-24.56 | 4598.093 | -24.396 | 120.538
-24.396 | 4621.703 | -24.231 | 123.471
-24.231 | 4644.619 | -24.066 | 125.676
-24.066 | 4666.867 | -23.9 | 127.635
-23.9 | 4683.447 | -23.734 | 129.739
-23.734 | 4700.695 | -23.568 | 132.524
-23.568 | 4718.45 | -23.401 | 135.012
-23.401 | 4739.209 | -23.234 | 139.299
-23.234 | 4754.769 | -23.066 | 142.831
-23.066 | 4779.662 | -22.898 | 145.392
-22.898 | 4811.33 | -22.729 | 148.329
-22.729 | 4844.595 | -22.56 | 152.952
-22.56 | 4875.538 | -22.391 | 156.284
-22.391 | 4907.942 | -22.221 | 159.83
-22.221 | 4936.205 | -22.051 | 163.926
-22.051 | 4961.573 | -21.88 | 167.052
-21.88 | 4986.921 | -21.709 | 169.638
-21.709 | 5014.044 | -21.538 | 173.642
-21.538 | 5038.853 | -21.366 | 178.685
-21.366 | 5054.656 | -21.194 | 182.8
-21.194 | 5075.273 | -21.021 | 187.168
-21.021 | 5101.896 | -20.848 | 192.002
-20.848 | 5119.026 | -20.675 | 197.461
-20.675 | 5146.365 | -20.501 | 202.378
-20.501 | 5170.538 | -20.327 | 208.356
-20.327 | 5197.428 | -20.152 | 214.491
-20.152 | 5223.26 | -19.977 | 221.413
-19.977 | 5251.834 | -19.802 | 227.953
-19.802 | 5277.658 | -19.626 | 234.84
-19.626 | 5302.933 | -19.45 | 241.588
-19.45 | 5329.975 | -19.273 | 248.934
-19.273 | 5362.3 | -19.096 | 256.683
-19.096 | 5397.519 | -18.919 | 264.37
-18.919 | 5426.626 | -18.741 | 273.024
-18.741 | 5456.832 | -18.563 | 282.275
-18.563 | 5478.559 | -18.385 | 292.479
-18.385 | 5497.675 | -18.206 | 303.815
-18.206 | 5513.502 | -18.027 | 315.368
-18.027 | 5535.198 | -17.847 | 326.078
-17.847 | 5560.328 | -17.667 | 338.125
-17.667 | 5594.783 | -17.487 | 350.788
-17.487 | 5621.341 | -17.306 | 362.749
-17.306 | 5647.256 | -17.125 | 374.908
-17.125 | 5674.63 | -16.944 | 391.285
-16.944 | 5705.464 | -16.762 | 405.31
-16.762 | 5730.335 | -16.58 | 419.72
-16.58 | 5759.478 | -16.398 | 437.892
-16.398 | 5789.725 | -16.215 | 458.186
-16.215 | 5820.524 | -16.032 | 477.135
-16.032 | 5837.453 | -15.849 | 497.333
-15.849 | 5855.646 | -15.665 | 519.795
-15.665 | 5871.92 | -15.481 | 542.642
-15.481 | 5891.098 | -15.296 | 565.453
-15.296 | 5915.659 | -15.112 | 589.337
-15.112 | 5945.864 | -14.927 | 614.493
-14.927 | 5972.78 | -14.741 | 640.663
-14.741 | 5999.796 | -14.556 | 669.084
-14.556 | 6023.55 | -14.37 | 699.24
-14.37 | 6045.358 | -14.183 | 729.468
-14.183 | 6060.946 | -13.997 | 762.77
-13.997 | 6075.984 | -13.81 | 798.364
-13.81 | 6096.008 | -13.623 | 832.489
-13.623 | 6120.284 | -13.435 | 871.116
-13.435 | 6146.668 | -13.247 | 910.953
-13.247 | 6175.936 | -13.059 | 953.244
-13.059 | 6201.284 | -12.871 | 996.005
-12.871 | 6229.169 | -12.682 | 1042.303
-12.682 | 6250.244 | -12.493 | 1087.441
-12.493 | 6274.131 | -12.304 | 1138.56
-12.304 | 6296.881 | -12.115 | 1193.686
-12.115 | 6314.813 | -11.925 | 1251.105
-11.925 | 6326.183 | -11.735 | 1309.348
-11.735 | 6341.211 | -11.544 | 1368.487
-11.544 | 6355.064 | -11.354 | 1431.342
-11.354 | 6375.594 | -11.163 | 1496.533
-11.163 | 6398.623 | -10.972 | 1562.816
-10.972 | 6421.585 | -10.781 | 1633.322
-10.781 | 6437.937 | -10.589 | 1710.763
-10.589 | 6452.26 | -10.397 | 1784.152
-10.397 | 6468.099 | -10.205 | 1861.874
-10.205 | 6487.464 | -10.013 | 1945.434
-10.013 | 6503.982 | -9.821 | 2031.829
-9.821 | 6508.892 | -9.628 | 2123.311
-9.628 | 6519.853 | -9.435 | 2218.337
-9.435 | 6526.984 | -9.242 | 2314.215
-9.242 | 6538.941 | -9.049 | 2410.17
-9.049 | 6558.255 | -8.855 | 2514.022
-8.855 | 6567.083 | -8.661 | 2617.305
-8.661 | 6577.003 | -8.467 | 2724.224
-8.467 | 6585.111 | -8.273 | 2836.242
-8.273 | 6604.811 | -8.079 | 2946.496
-8.079 | 6617.795 | -7.884 | 3057.466
-7.884 | 6622.353 | -7.69 | 3176.144
-7.69 | 6631.789 | -7.495 | 3291.688
-7.495 | 6645.644 | -7.3 | 3413.307
-7.3 | 6647.631 | -7.104 | 3539.655
-7.104 | 6652.606 | -6.909 | 3672.03
-6.909 | 6667.246 | -6.713 | 3799.33
-6.713 | 6673.525 | -6.518 | 3928.311
-6.518 | 6659.529 | -6.322 | 4059.858
-6.322 | 6657.65 | -6.126 | 4190.038
-6.126 | 6657.719 | -5.93 | 4317.805
-5.93 | 6657.014 | -5.733 | 4456.861
-5.733 | 6653.316 | -5.537 | 4590.767
-5.537 | 6650.546 | -5.34 | 4727.992
-5.34 | 6661.74 | -5.144 | 4873.245
-5.144 | 6685.487 | -4.947 | 5017.473
-4.947 | 6699.977 | -4.75 | 5146.032
-4.75 | 6714.996 | -4.553 | 5278.265
-4.553 | 6723.332 | -4.356 | 5400.787
-4.356 | 6726.302 | -4.158 | 5522.925
-4.158 | 6725.29 | -3.961 | 5653.393
-3.961 | 6728.857 | -3.763 | 5770.769
-3.763 | 6743.742 | -3.566 | 5883.174
-3.566 | 6757.695 | -3.368 | 5991.36
-3.368 | 6765.937 | -3.171 | 6094.861
-3.171 | 6764.569 | -2.973 | 6190.796
-2.973 | 6768.068 | -2.775 | 6282.519
-2.775 | 6766.221 | -2.577 | 6370.357
-2.577 | 6764.225 | -2.379 | 6451.698
-2.379 | 6759.372 | -2.181 | 6516.975
-2.181 | 6762.789 | -1.983 | 6578.53
-1.983 | 6764.331 | -1.785 | 6638.781
-1.785 | 6761.553 | -1.586 | 6694.483
-1.586 | 6755.171 | -1.388 | 6735.601
-1.388 | 6761.58 | -1.19 | 6759.275
-1.19 | 6766.722 | -0.992 | 6762.401
-0.992 | 6783.691 | -0.793 | 6769.101
-0.793 | 6801.516 | -0.595 | 6779.738
-0.595 | 6801.52 | -0.397 | 6793.049
-0.397 | 6794.849 | -0.198 | 6798.258
-0.198 | 6794.173 | 0 | 6793.003
0 | 6793.003 | 0.198 | 6771.374
0.198 | 6782.068 | 0.397 | 6742.799
0.397 | 6782.26 | 0.595 | 6702.637
0.595 | 6784.858 | 0.793 | 6657.332
0.793 | 6779.449 | 0.992 | 6612.683
0.992 | 6779.955 | 1.19 | 6554.61
1.19 | 6794.47 | 1.388 | 6494.797
1.388 | 6804.219 | 1.586 | 6429.216
1.586 | 6806.591 | 1.785 | 6360.664
1.785 | 6801.257 | 1.983 | 6281.65
1.983 | 6798.733 | 2.181 | 6205.106
2.181 | 6792.935 | 2.379 | 6118.93
2.379 | 6802.071 | 2.577 | 6020.757
2.577 | 6803.318 | 2.775 | 5913.713
2.775 | 6790.179 | 2.973 | 5803.506
2.973 | 6771.171 | 3.171 | 5687.435
3.171 | 6763.881 | 3.368 | 5566.596
3.368 | 6759.523 | 3.566 | 5446.522
3.566 | 6755.249 | 3.763 | 5321.671
3.763 | 6744.621 | 3.961 | 5188.961
3.961 | 6745.988 | 4.158 | 5059.1
4.158 | 6743.828 | 4.356 | 4925.751
4.356 | 6747.037 | 4.553 | 4788.701
4.553 | 6741.682 | 4.75 | 4656.708
4.75 | 6734.326 | 4.947 | 4536.131
4.947 | 6719.935 | 5.144 | 4405.961
5.144 | 6709.38 | 5.34 | 4269.467
5.34 | 6705.419 | 5.537 | 4137.188
5.537 | 6710.467 | 5.733 | 4003.258
5.733 | 6710.189 | 5.93 | 3870.17
5.93 | 6703.884 | 6.126 | 3741.875
6.126 | 6701.032 | 6.322 | 3614.915
6.322 | 6690.448 | 6.518 | 3484.8
6.518 | 6686.365 | 6.713 | 3359.502
6.713 | 6685.045 | 6.909 | 3242.183
6.909 | 6693.707 | 7.104 | 3125.751
7.104 | 6706.186 | 7.3 | 3009.731
7.3 | 6712.404 | 7.495 | 2896.702
7.495 | 6709.69 | 7.69 | 2790.835
7.69 | 6697.965 | 7.884 | 2685.899
7.884 | 6691.151 | 8.079 | 2577.831
8.079 | 6675.257 | 8.273 | 2474.621
8.273 | 6653.277 | 8.467 | 2375.612
8.467 | 6635.885 | 8.661 | 2278.922
8.661 | 6627.687 | 8.855 | 2184.706
8.855 | 6623.751 | 9.049 | 2096.09
9.049 | 6616.856 | 9.242 | 2005.002
9.242 | 6607.208 | 9.435 | 1916.363
9.435 | 6593.055 | 9.628 | 1833.918
9.628 | 6578.705 | 9.821 | 1755.88
9.821 | 6564.77 | 10.013 | 1683.347
10.013 | 6560.591 | 10.205 | 1614.622
10.205 | 6552.956 | 10.397 | 1547.714
10.397 | 6543.015 | 10.589 | 1480.223
10.589 | 6519.86 | 10.781 | 1415.525
10.781 | 6497.786 | 10.972 | 1352.366
10.972 | 6483.197 | 11.163 | 1294.919
11.163 | 6467.839 | 11.354 | 1240.233
11.354 | 6450.521 | 11.544 | 1184.389
11.544 | 6433.471 | 11.735 | 1131.157
11.735 | 6413.824 | 11.925 | 1079.24
11.925 | 6390.958 | 12.115 | 1029.42
12.115 | 6379.396 | 12.304 | 982.728
12.304 | 6368.401 | 12.493 | 939.772
12.493 | 6351.812 | 12.682 | 897.404
12.682 | 6343.81 | 12.871 | 854.305
12.871 | 6327.237 | 13.059 | 816.047
13.059 | 6304.807 | 13.247 | 781.685
13.247 | 6285.378 | 13.435 | 747.81
13.435 | 6268.937 | 13.623 | 715.712
13.623 | 6254.566 | 13.81 | 684.461
13.81 | 6239.238 | 13.997 | 654.856
13.997 | 6215.135 | 14.183 | 626.315
14.183 | 6196.193 | 14.37 | 598.831
14.37 | 6170.787 | 14.556 | 571.964
14.556 | 6156.125 | 14.741 | 546.638
14.741 | 6132.322 | 14.927 | 524.054
14.927 | 6119.2 | 15.112 | 502.842
15.112 | 6099.726 | 15.296 | 482.728
15.296 | 6077.143 | 15.481 | 462.548
15.481 | 6043.81 | 15.665 | 443.821
15.665 | 6017.352 | 15.849 | 425.982
15.849 | 5987.891 | 16.032 | 408.402
16.032 | 5958.893 | 16.215 | 392.722
16.215 | 5936.671 | 16.398 | 378.605
16.398 | 5919.406 | 16.58 | 364.722
16.58 | 5905.016 | 16.762 | 351.44
16.762 | 5888.93 | 16.944 | 338.81
16.944 | 5872.359 | 17.125 | 326.467
17.125 | 5853.664 | 17.306 | 315.416
17.306 | 5826.616 | 17.487 | 305.002
17.487 | 5799.948 | 17.667 | 293.817
17.667 | 5775.012 | 17.847 | 284.113
17.847 | 5748.532 | 18.027 | 274.916
18.027 | 5727.1 | 18.206 | 264.916
18.206 | 5699.96 | 18.385 | 256.556
18.385 | 5669.886 | 18.563 | 248.873
18.563 | 5641.389 | 18.741 | 243.14
18.741 | 5613.072 | 18.919 | 238.342
18.919 | 5581.378 | 19.096 | 232.992
19.096 | 5546.892 | 19.273 | 227.659
19.273 | 5514.296 | 19.45 | 221.749
19.45 | 5489.404 | 19.626 | 215.563
19.626 | 5462.869 | 19.802 | 211.017
19.802 | 5434.058 | 19.977 | 207.333
19.977 | 5402.798 | 20.152 | 203.027
20.152 | 5376.013 | 20.327 | 197.163
20.327 | 5350.469 | 20.501 | 192.013
20.501 | 5322.497 | 20.675 | 186.699
20.675 | 5290.61 | 20.848 | 181.928
20.848 | 5267.752 | 21.021 | 177.736
21.021 | 5249.701 | 21.194 | 173.931
21.194 | 5230.507 | 21.366 | 169.254
21.366 | 5209.454 | 21.538 | 164.862
21.538 | 5186.788 | 21.709 | 160.926
21.709 | 5158.502 | 21.88 | 157.065
21.88 | 5132.217 | 22.051 | 154.611
22.051 | 5107.275 | 22.221 | 152.768
22.221 | 5082.047 | 22.391 | 151.049
22.391 | 5049.762 | 22.56 | 149.233
22.56 | 5020.591 | 22.729 | 147.114
22.729 | 4985.357 | 22.898 | 143.485
22.898 | 4961.62 | 23.066 | 140.64
23.066 | 4941.21 | 23.234 | 138.988
23.234 | 4922.309 | 23.401 | 137.236
23.401 | 4897.458 | 23.568 | 135.926
23.568 | 4867.286 | 23.734 | 134.24
23.734 | 4833.656 | 23.9 | 131.872
23.9 | 4803.013 | 24.066 | 129.576
24.066 | 4775.476 | 24.231 | 129.335
24.231 | 4753.118 | 24.396 | 127.919
24.396 | 4734.184 | 24.56 | 126.046
24.56 | 4717.871 | 24.724 | 124.464
24.724 | 4695.086 | 24.887 | 122.132
24.887 | 4676.744 | 25.05 | 119.763
25.05 | 4655.653 | 25.213 | 118.265
25.213 | 4628.438 | 25.375 | 116.737
25.375 | 4600.762 | 25.537 | 114.081
25.537 | 4570.643 | 25.698 | 112.616
25.698 | 4544.953 | 25.859 | 111.932
25.859 | 4521.772 | 26.019 | 111.649
26.019 | 4494.705 | 26.179 | 109.803
26.179 | 4460.171 | 26.339 | 107.252
26.339 | 4430.264 | 26.498 | 104.66
26.498 | 4402.829 | 26.657 | 102.988
26.657 | 4377.199 | 26.815 | 102.833
26.815 | 4355.19 | 26.973 | 103.416
26.973 | 4331.248 | 27.13 | 103.166
27.13 | 4309.445 | 27.287 | 102.282
27.287 | 4287.529 | 27.443 | 101.813
27.443 | 4259.635 | 27.599 | 100.51
27.599 | 4227.248 | 27.755 | 98.886
27.755 | 4194.479 | 27.91 | 96.877
27.91 | 4162.781 | 28.065 | 95.301
28.065 | 4133.848 | 28.219 | 93.749
28.219 | 4107.029 | 28.373 | 92.283
28.373 | 4078.384 | 28.526 | 91.259
28.526 | 4051.397 | 28.679 | 90.604
28.679 | 4024.695 | 28.831 | 90.162
28.831 | 3996.942 | 28.983 | 89.616
28.983 | 3967.381 | 29.135 | 88.379
29.135 | 3933.387 | 29.286 | 87.435
29.286 | 3896.803 | 29.437 | 86.685
29.437 | 3861.947 | 29.587 | 85.846
29.587 | 3831.211 | 29.737 | 84.383
29.737 | 3799.336 | 29.886 | 84.412
29.886 | 3771.335 | 30.035 | 84.73
30.035 | 3742.166 | 30.183 | 84.488
30.183 | 3713.291 | 30.331 | 84.224
30.331 | 3683.897 | 30.479 | 83.368
30.479 | 3652.614 | 30.626 | 81.66
30.626 | 3614.397 | 30.773 | 80.572
30.773 | 3574.551 | 30.919 | 79.409
30.919 | 3538.482 | 31.065 | 77.786
31.065 | 3501.622 | 31.21 | 77.5
31.21 | 3465.166 | 31.355 | 78.268
31.355 | 3431.209 | 31.499 | 79.411
31.499 | 3394.349 | 31.643 | 79.432
31.643 | 3357.788 | 31.787 | 77.417
31.787 | 3318.994 | 31.93 | 74.965
31.93 | 3279.409 | 32.073 | 73.329
32.073 | 3243.812 | 32.215 | 72.341
32.215 | 3208.801 | 32.357 | 72.771
32.357 | 3169.146 | 32.498 | 72.263
32.498 | 3128.186 | 32.639 | 70.939
32.639 | 3084.103 | 32.779 | 69.873
32.779 | 3042.211 | 32.919 | 68.433
32.919 | 2998.658 | 33.059 | 66.956
33.059 | 2957.051 | 33.198 | 66.518
33.198 | 2920.673 | 33.337 | 66.237
33.337 | 2874.211 | 33.475 | 65.35
33.475 | 2829.814 | 33.613 | 65.314
33.613 | 2786.79 | 33.75 | 65.114
33.75 | 2750.912 | 33.887 | 64.371
33.887 | 2707.299 | 34.023 | 63.572
34.023 | 2670.047 | 34.159 | 63.405
34.159 | 2630.169 | 34.295 | 63.307
34.295 | 2588.794 | 34.43 | 62.704
34.43 | 2548.416 | 34.565 | 62.913
34.565 | 2508.305 | 34.699 | 63.122
34.699 | 2464.696 | 34.833 | 63.284
34.833 | 2422.688 | 34.966 | 62.837
34.966 | 2375.202 | 35.099 | 63.046
35.099 | 2327.926 | 35.232 | 64.243
35.232 | 2285.103 | 35.364 | 63.245
35.364 | 2242.393 | 35.496 | 58.428
35.496 | 2193.525 | 35.627 | 51.06
35.627 | 2147.04 | 35.758 | 42.463
35.758 | 2104.962 | 35.888 | 34.866
35.888 | 2064.227 | 36.018 | 30.9
36.018 | 2020.082 | 36.148 | 29.649
36.148 | 1975.591 | 36.277 | 30.13
36.277 | 1928.469 | 36.406 | 30.898
36.406 | 1886.411 | 36.534 | 31.57
36.534 | 1844.702 | 36.662 | 30.634
36.662 | 1806.24 | 36.789 | 29.322
36.789 | 1767.543 | 36.916 | 27.997
36.916 | 1728.663 | 37.043 | 27.45
37.043 | 1684.341 | 37.169 | 26.897
37.169 | 1648.756 | 37.295 | 26.712
37.295 | 1615.584 | 37.42 | 26.417
37.42 | 1578.267 | 37.545 | 25.121
37.545 | 1540.893 | 37.67 | 23.622
37.67 | 1505.198 | 37.794 | 23.088
37.794 | 1470.311 | 37.917 | 23.177
37.917 | 1433.29 | 38.04 | 23.596
38.04 | 1401.147 | 38.163 | 24.517
38.163 | 1363.481 | 38.286 | 24.836
38.286 | 1325.795 | 38.408 | 24.543
38.408 | 1290.155 | 38.529 | 23.545
38.529 | 1260.076 | 38.651 | 21.774
38.651 | 1227.973 | 38.771 | 19.929
38.771 | 1196.481 | 38.892 | 19.717
38.892 | 1165.981 | 39.012 | 20.476
39.012 | 1136.893 | 39.131 | 20.552
39.131 | 1103.856 | 39.25 | 20.772
39.25 | 1075.348 | 39.369 | 21.547
39.369 | 1046.146 | 39.487 | 22.68
39.487 | 1018.58 | 39.605 | 23.237
39.605 | 988.742 | 39.723 | 24.182
39.723 | 961.263 | 39.84 | 24.573
39.84 | 935.498 | 39.957 | 24.46
39.957 | 913.295 | 40.073 | 24.676
40.073 | 890.454 | 40.189 | 24.23
40.073 | 890.454 | 40.189 | 24.23
40.189 | 866.726 | 40.305 | 24.596
40.305 | 843.944 | 40.42 | 25.758
40.42 | 819.904 | 40.535 | 26.258
40.535 | 798.627 | 40.649 | 24.67
40.649 | 776.835 | 40.763 | 22.787
40.763 | 756.192 | 40.877 | 20.792
40.877 | 735.256 | 40.99 | 19.368
40.99 | 711.805 | 41.103 | 18.651
41.103 | 597.726 | 41.215 | 19.19
41.215 | 426.495 | 41.327 | 19.765
41.327 | 304.351 | 41.439 | 20.536

## Lustr V80 (hidden)
Selador | Lamp |  | Wattage
Lustr | Lumileds Rebel |  | 104 |  | Note: Owing to the variability of LEDs, output data and color matches should be viewed as approximate
Note: All data taken with room temperature fixture
| Beam Angle | Field Angle
Horizontal | 16.2 | 31.3
| Accessory Lens | Candela | Field Lumens | Beam Lumens | Lens Efficiency | Efficacy
| V80 | 6080 | 1690 | 890 | 92.4% | 16.25
| For Field diameter at any distance, multiply distance by |  |  |  | 0.56029
| For Beam diameter at any distance, multiply distance by |  |  |  | 0.28464
| Throw Distance (ft) | 10 | 15 | 20 | 25
| Throw Distance (m) | 3.048 | 4.572 | 6.096 | 7.62
| Field Diameter (ft) | 5.6029 | 8.4044 | 11.2058 | 14.0073
| Field Diameter (m) | 1.7078 | 2.5617 | 3.4155 | 4.2694
| Illuminance (fc) | 60.8 | 27.0222 | 15.2 | 9.728
| Illuminance (lux) | 654.4451 | 290.8645 | 163.6113 | 104.7112
Test Distance | Iso-Illuminance Diagram grid lines
51.2 | 10 | 20 | 30 | 40
| 0.19531 | 0.39062 | 0.58594 | 0.78125
| Beam Angle | Field Angle
Vertical | 64.2 | 82.5
| For Field diameter at any distance, multiply distance by |  |  |  | 1.754
| For Beam diameter at any distance, multiply distance by |  |  |  | 1.2546
| Throw Distance (ft) | 10 | 15 | 20 | 25
| Throw Distance (m) | 3.048 | 4.572 | 6.096 | 7.62
| Field Diameter (ft) | 17.5395 | 26.3093 | 35.0791 | 43.8488
| Field Diameter (m) | 5.346 | 8.0191 | 10.6921 | 13.3651
| Illuminance (fc) | 60.8 | 27.0222 | 15.2 | 9.728
| Illuminance (lux) | 654.4451 | 290.8645 | 163.6113 | 104.7112
| X |  | Y
-41.439 | 0 | -41.55 | 661.316
-41.327 | 0 | -41.439 | 669.065
-41.215 | 0 | -41.327 | 679.322
-41.103 | 6.782 | -41.215 | 693.097
-40.99 | 17.025 | -41.103 | 708.913
-40.877 | 27.132 | -40.99 | 725.737
-40.763 | 36.361 | -40.877 | 744.797
-40.649 | 42.635 | -40.763 | 764.849
-40.535 | 42.019 | -40.649 | 787.971
-40.42 | 42.961 | -40.535 | 810.073
-40.305 | 43.529 | -40.42 | 829.586
-40.189 | 44.843 | -40.305 | 850.396
-40.073 | 45.454 | -40.189 | 872.241
-39.957 | 46.087 | -40.073 | 891.774
-39.84 | 45.436 | -39.957 | 911.864
-39.723 | 45.648 | -39.84 | 936.388
-39.605 | 45.592 | -39.723 | 962.975
-39.487 | 46.091 | -39.605 | 988.331
-39.369 | 45.914 | -39.487 | 1016.038
-39.25 | 46.462 | -39.369 | 1048.268
-39.131 | 46.399 | -39.25 | 1074.537
-39.012 | 46.451 | -39.131 | 1100.575
-38.892 | 46.871 | -39.012 | 1126.268
-38.771 | 46.662 | -38.892 | 1154.014
-38.651 | 47.244 | -38.771 | 1181.626
-38.529 | 47.987 | -38.651 | 1211.783
-38.408 | 49.085 | -38.529 | 1239.703
-38.286 | 49.588 | -38.408 | 1269.214
-38.163 | 50.416 | -38.286 | 1297.736
-38.04 | 50.245 | -38.163 | 1331.114
-37.917 | 50.02 | -38.04 | 1364.9
-37.794 | 49.578 | -37.917 | 1403.656
-37.67 | 49.763 | -37.794 | 1443.384
-37.545 | 51.023 | -37.67 | 1478.189
-37.42 | 51.573 | -37.545 | 1509.087
-37.295 | 52.249 | -37.42 | 1544.957
-37.169 | 53.21 | -37.295 | 1575.717
-37.043 | 53.763 | -37.169 | 1608.557
-36.916 | 52.97 | -37.043 | 1645.055
-36.789 | 52.837 | -36.916 | 1682.028
-36.662 | 52.367 | -36.789 | 1723.049
-36.534 | 52.651 | -36.662 | 1767.043
-36.406 | 53.679 | -36.534 | 1806.632
-36.277 | 53.516 | -36.406 | 1844.818
-36.148 | 53.966 | -36.277 | 1884.185
-36.018 | 55.249 | -36.148 | 1922.212
-35.888 | 55.785 | -36.018 | 1962.218
-35.758 | 56.868 | -35.888 | 1998.917
-35.627 | 57.89 | -35.758 | 2038.792
-35.496 | 57.532 | -35.627 | 2079.143
-35.364 | 55.987 | -35.496 | 2119.861
-35.232 | 55.812 | -35.364 | 2154.672
-35.099 | 56.742 | -35.232 | 2194.409
-34.966 | 57.1 | -35.099 | 2230.903
-34.833 | 57.575 | -34.966 | 2268.399
-34.699 | 58.191 | -34.833 | 2304.281
-34.565 | 59.184 | -34.699 | 2348.146
-34.43 | 59.185 | -34.565 | 2388.711
-34.295 | 59.042 | -34.43 | 2428.85
-34.159 | 59.801 | -34.295 | 2469.09
-34.023 | 60.835 | -34.159 | 2511.421
-33.887 | 62.562 | -34.023 | 2548.638
-33.75 | 63.455 | -33.887 | 2587.411
-33.613 | 63.616 | -33.75 | 2618.791
-33.475 | 63.706 | -33.613 | 2654.882
-33.337 | 63.679 | -33.475 | 2687.03
-33.198 | 63.789 | -33.337 | 2719.92
-33.059 | 63.441 | -33.198 | 2757.187
-32.919 | 64.118 | -33.059 | 2796.393
-32.779 | 64.335 | -32.919 | 2830.516
-32.639 | 65.157 | -32.779 | 2869.551
-32.498 | 65.41 | -32.639 | 2906.789
-32.357 | 66.062 | -32.498 | 2938.83
-32.215 | 66.441 | -32.357 | 2969.378
-32.073 | 68.162 | -32.215 | 2999.319
-31.93 | 69.295 | -32.073 | 3026.211
-31.787 | 70.329 | -31.93 | 3053.92
-31.643 | 70.286 | -31.787 | 3080.597
-31.499 | 70.07 | -31.643 | 3112.722
-31.355 | 69.855 | -31.499 | 3144.845
-31.21 | 70.435 | -31.355 | 3174.313
-31.065 | 71.972 | -31.21 | 3198.456
-30.919 | 72.558 | -31.065 | 3222.797
-30.773 | 73.837 | -30.919 | 3246.144
-30.626 | 74.175 | -30.773 | 3270.902
-30.479 | 75.707 | -30.626 | 3295.514
-30.331 | 76.723 | -30.479 | 3321.115
-30.183 | 76.793 | -30.331 | 3347.484
-30.035 | 77.876 | -30.183 | 3372.3
-29.886 | 79.588 | -30.035 | 3394.24
-29.737 | 79.766 | -29.886 | 3420.455
-29.587 | 80.554 | -29.737 | 3448.341
-29.437 | 82.495 | -29.587 | 3476.408
-29.286 | 84.296 | -29.437 | 3503.004
-29.135 | 85.577 | -29.286 | 3524.628
-28.983 | 86.164 | -29.135 | 3546.223
-28.831 | 86.466 | -28.983 | 3566.386
-28.679 | 87.64 | -28.831 | 3587.734
-28.526 | 88.902 | -28.679 | 3611.048
-28.373 | 89.877 | -28.526 | 3636.878
-28.219 | 90.863 | -28.373 | 3656.119
-28.065 | 92.29 | -28.219 | 3672.981
-27.91 | 93.84 | -28.065 | 3693.596
-27.755 | 94.989 | -27.91 | 3716.223
-27.599 | 96.36 | -27.755 | 3736.805
-27.443 | 97.316 | -27.599 | 3756.141
-27.287 | 99.067 | -27.443 | 3773.978
-27.13 | 101.127 | -27.287 | 3792.865
-26.973 | 103.473 | -27.13 | 3814.312
-26.815 | 104.288 | -26.973 | 3839.939
-26.657 | 105.548 | -26.815 | 3864.65
-26.498 | 106.684 | -26.657 | 3886.5
-26.339 | 108.876 | -26.498 | 3908.111
-26.179 | 109.673 | -26.339 | 3932.233
-26.019 | 113.278 | -26.179 | 3955.153
-25.859 | 116.154 | -26.019 | 3975.576
-25.698 | 117.61 | -25.859 | 3994.969
-25.537 | 118.507 | -25.698 | 4011.621
-25.375 | 121.181 | -25.537 | 4028.622
-25.213 | 124.27 | -25.375 | 4052.98
-25.05 | 127.714 | -25.213 | 4078.495
-24.887 | 130.285 | -25.05 | 4102.173
-24.724 | 132.907 | -24.887 | 4123.139
-24.56 | 136.171 | -24.724 | 4142.375
-24.396 | 138.591 | -24.56 | 4156.85
-24.231 | 141.099 | -24.396 | 4172.545
-24.066 | 143.73 | -24.231 | 4191.095
-23.9 | 146.57 | -24.066 | 4208.904
-23.734 | 149.844 | -23.9 | 4230.323
-23.568 | 154.176 | -23.734 | 4250.41
-23.401 | 158.962 | -23.568 | 4271.852
-23.234 | 163.609 | -23.401 | 4290.914
-23.066 | 167.688 | -23.234 | 4306.224
-22.898 | 171.961 | -23.066 | 4326.674
-22.729 | 176.512 | -22.898 | 4349.838
-22.56 | 180.997 | -22.729 | 4369.13
-22.391 | 185.433 | -22.56 | 4387.614
-22.221 | 191.041 | -22.391 | 4414.598
-22.051 | 196.458 | -22.221 | 4433.531
-21.88 | 201.098 | -22.051 | 4452.838
-21.709 | 207.08 | -21.88 | 4478.721
-21.538 | 214.257 | -21.709 | 4505.55
-21.366 | 221.668 | -21.538 | 4527.892
-21.194 | 228.814 | -21.366 | 4549.722
-21.021 | 235.897 | -21.194 | 4571.547
-20.848 | 242.899 | -21.021 | 4593.499
-20.675 | 250.48 | -20.848 | 4613.869
-20.501 | 259.957 | -20.675 | 4637.236
-20.327 | 270.612 | -20.501 | 4654.416
-20.152 | 280.597 | -20.327 | 4668.082
-19.977 | 291.506 | -20.152 | 4685.66
-19.802 | 303.443 | -19.977 | 4701.578
-19.626 | 314.743 | -19.802 | 4721.34
-19.45 | 326.054 | -19.626 | 4744.862
-19.273 | 340.33 | -19.45 | 4763.6
-19.096 | 355.188 | -19.273 | 4784.664
-18.919 | 370.591 | -19.096 | 4807.715
-18.741 | 385.854 | -18.919 | 4834.754
-18.563 | 400.743 | -18.741 | 4852.834
-18.385 | 417.117 | -18.563 | 4869.978
-18.206 | 433.727 | -18.385 | 4888.538
-18.027 | 453.381 | -18.206 | 4907.015
-17.847 | 474.295 | -18.027 | 4926.601
-17.667 | 495.866 | -17.847 | 4945.309
-17.487 | 519.857 | -17.667 | 4970.217
-17.306 | 543.282 | -17.487 | 4988.839
-17.125 | 567.241 | -17.306 | 5017.629
-16.944 | 591.777 | -17.125 | 5042.523
-16.762 | 619.917 | -16.944 | 5066.997
-16.58 | 645.283 | -16.762 | 5087.829
-16.398 | 671.538 | -16.58 | 5111.692
-16.215 | 698.933 | -16.398 | 5132.004
-16.032 | 729.443 | -16.215 | 5156.007
-15.849 | 762.593 | -16.032 | 5174.215
-15.665 | 797.941 | -15.849 | 5189.969
-15.481 | 831.96 | -15.665 | 5212.202
-15.296 | 866.564 | -15.481 | 5236.347
-15.112 | 903.258 | -15.296 | 5255.205
-14.927 | 940.973 | -15.112 | 5273.914
-14.741 | 978.96 | -14.927 | 5297.036
-14.556 | 1018.82 | -14.741 | 5319.83
-14.37 | 1060.986 | -14.556 | 5333.042
-14.183 | 1105.236 | -14.37 | 5354.35
-13.997 | 1151.177 | -14.183 | 5374.246
-13.81 | 1198.786 | -13.997 | 5393.936
-13.623 | 1247.585 | -13.81 | 5409.038
-13.435 | 1299.95 | -13.623 | 5426.482
-13.247 | 1352.962 | -13.435 | 5445.509
-13.059 | 1410.762 | -13.247 | 5467.684
-12.871 | 1466.986 | -13.059 | 5487.641
-12.682 | 1524.224 | -12.871 | 5512.098
-12.493 | 1583.514 | -12.682 | 5532.651
-12.304 | 1645.697 | -12.493 | 5552.765
-12.115 | 1711.752 | -12.304 | 5569.911
-11.925 | 1783.683 | -12.115 | 5583.667
-11.735 | 1854.859 | -11.925 | 5593.053
-11.544 | 1927.377 | -11.735 | 5600.962
-11.354 | 2005.142 | -11.544 | 5617.262
-11.163 | 2083.364 | -11.354 | 5636.387
-10.972 | 2160.341 | -11.163 | 5657.001
-10.781 | 2238.556 | -10.972 | 5673.929
-10.589 | 2322.279 | -10.781 | 5688.997
-10.397 | 2405.7 | -10.589 | 5700.366
-10.205 | 2494.07 | -10.397 | 5719.24
-10.013 | 2581.785 | -10.205 | 5738.788
-9.821 | 2673.955 | -10.013 | 5753.736
-9.628 | 2768.716 | -9.821 | 5761.807
-9.435 | 2868.848 | -9.628 | 5776.638
-9.242 | 2964.009 | -9.435 | 5781.893
-9.049 | 3061.22 | -9.242 | 5784.833
-8.855 | 3163.867 | -9.049 | 5800.228
-8.661 | 3265.148 | -8.855 | 5817.117
-8.467 | 3365.8 | -8.661 | 5825.385
-8.273 | 3471.8 | -8.467 | 5834.601
-8.079 | 3570.467 | -8.273 | 5845.94
-7.884 | 3670.593 | -8.079 | 5851.588
-7.69 | 3781.1 | -7.884 | 5853.909
-7.495 | 3887 | -7.69 | 5861.158
-7.3 | 3987.565 | -7.495 | 5870.505
-7.104 | 4091.668 | -7.3 | 5872.679
-6.909 | 4190.476 | -7.104 | 5875.478
-6.713 | 4284.13 | -6.909 | 5889.997
-6.518 | 4386.863 | -6.713 | 5901.395
-6.322 | 4487.696 | -6.518 | 5894.234
-6.126 | 4583.748 | -6.322 | 5888.599
-5.93 | 4679.046 | -6.126 | 5887.287
-5.733 | 4778.485 | -5.93 | 5884.714
-5.537 | 4868.724 | -5.733 | 5878.403
-5.34 | 4962.324 | -5.537 | 5882.618
-5.144 | 5067.377 | -5.34 | 5892.809
-4.947 | 5168.061 | -5.144 | 5912.019
-4.75 | 5252.427 | -4.947 | 5921.493
-4.553 | 5335.799 | -4.75 | 5928.112
-4.356 | 5412.591 | -4.553 | 5933.065
-4.158 | 5484.06 | -4.356 | 5941.198
-3.961 | 5565.668 | -4.158 | 5944.689
-3.763 | 5641.362 | -3.961 | 5955.702
-3.566 | 5711.678 | -3.763 | 5958.457
-3.368 | 5776.892 | -3.566 | 5961.145
-3.171 | 5828.449 | -3.368 | 5968.969
-2.973 | 5869.657 | -3.171 | 5978.964
-2.775 | 5912.418 | -2.973 | 5986.771
-2.577 | 5949.565 | -2.775 | 5983.51
-2.379 | 5987.049 | -2.577 | 5980.72
-2.181 | 6013.391 | -2.379 | 5981.634
-1.983 | 6039.778 | -2.181 | 5980.269
-1.785 | 6055.02 | -1.983 | 5984.246
-1.586 | 6077.759 | -1.785 | 5982.312
-1.388 | 6084.955 | -1.586 | 5981.172
-1.19 | 6080.603 | -1.388 | 5979.305
-0.992 | 6057.372 | -1.19 | 5980.677
-0.793 | 6046.326 | -0.992 | 5991.337
-0.595 | 6041.104 | -0.793 | 6006.198
-0.397 | 6029.866 | -0.595 | 6006.867
-0.198 | 6011.525 | -0.397 | 6008.893
0 | 5994.784 | -0.198 | 5996.37
0.198 | 5969.648 | 0 | 5994.784
0.397 | 5930.253 | 0.198 | 5989.249
0.595 | 5889.884 | 0.397 | 5993.402
0.793 | 5857.472 | 0.595 | 5985.824
0.992 | 5822.304 | 0.793 | 5984.239
1.19 | 5774.372 | 0.992 | 5987.076
1.388 | 5723.616 | 1.19 | 5995.385
1.586 | 5670.079 | 1.388 | 6000.644
1.785 | 5608.023 | 1.586 | 6010.036
1.983 | 5543.275 | 1.785 | 6011.616
2.181 | 5481.115 | 1.983 | 6015.942
2.379 | 5412.514 | 2.181 | 6015.895
2.577 | 5335.813 | 2.379 | 6023.565
2.775 | 5257.303 | 2.577 | 6015.11
2.973 | 5175.555 | 2.775 | 6004.556
3.171 | 5083.064 | 2.973 | 5990.696
3.368 | 4985.001 | 3.171 | 5977.277
3.566 | 4889.657 | 3.368 | 5970.104
3.763 | 4791.332 | 3.566 | 5967.767
3.961 | 4692.663 | 3.763 | 5964.501
4.158 | 4594.924 | 3.961 | 5963.984
4.356 | 4493.837 | 4.158 | 5964.243
4.553 | 4391.798 | 4.356 | 5961.851
4.75 | 4290.571 | 4.553 | 5951.918
4.947 | 4193.435 | 4.75 | 5947.686
5.144 | 4097.262 | 4.947 | 5935.88
5.34 | 3989.835 | 5.144 | 5934.539
5.537 | 3879.886 | 5.34 | 5932.812
5.733 | 3767.694 | 5.537 | 5932.307
5.93 | 3659.739 | 5.733 | 5923.574
6.126 | 3558.237 | 5.93 | 5919.215
6.322 | 3460.161 | 6.126 | 5918.832
6.518 | 3359.826 | 6.322 | 5919.235
6.713 | 3263.03 | 6.518 | 5916.303
6.909 | 3161.632 | 6.713 | 5914.054
7.104 | 3062.01 | 6.909 | 5909.537
7.3 | 2966.214 | 7.104 | 5903.911
7.495 | 2873.157 | 7.3 | 5899.167
7.69 | 2776.424 | 7.495 | 5888.908
7.884 | 2683.577 | 7.69 | 5883.437
8.079 | 2588.172 | 7.884 | 5873.662
8.273 | 2494.958 | 8.079 | 5857.859
8.467 | 2403.157 | 8.273 | 5845.427
8.661 | 2314.756 | 8.467 | 5831.449
8.855 | 2228.018 | 8.661 | 5810.966
9.049 | 2145.177 | 8.855 | 5796.24
9.242 | 2062.427 | 9.049 | 5781.941
9.435 | 1981.147 | 9.242 | 5772.244
9.628 | 1904.826 | 9.435 | 5756.324
9.821 | 1830.379 | 9.628 | 5737.89
10.013 | 1762.831 | 9.821 | 5725.421
10.205 | 1696.293 | 10.013 | 5718.299
10.397 | 1631.116 | 10.205 | 5699.567
10.589 | 1566 | 10.397 | 5683.716
10.781 | 1503.944 | 10.589 | 5665.342
10.972 | 1440.218 | 10.781 | 5652.263
11.163 | 1381.449 | 10.972 | 5644.991
11.354 | 1330.484 | 11.163 | 5633.611
11.544 | 1275.91 | 11.354 | 5623.029
11.735 | 1220.288 | 11.544 | 5607.734
11.925 | 1165.23 | 11.735 | 5588.752
12.115 | 1113.91 | 11.925 | 5568.698
12.304 | 1062.747 | 12.115 | 5559.045
12.493 | 1016.775 | 12.304 | 5546.576
12.682 | 975.431 | 12.493 | 5531.096
12.871 | 934.668 | 12.682 | 5520.57
13.059 | 896.796 | 12.871 | 5499.511
13.247 | 861.6 | 13.059 | 5476.828
13.435 | 828.247 | 13.247 | 5456.467
13.623 | 793.544 | 13.435 | 5452.064
13.81 | 757.33 | 13.623 | 5437.107
13.997 | 724.151 | 13.81 | 5421.787
14.183 | 694.071 | 13.997 | 5403.878
14.37 | 663.519 | 14.183 | 5392.984
14.556 | 633.762 | 14.37 | 5370.474
14.741 | 606.261 | 14.556 | 5354.555
14.927 | 582.833 | 14.741 | 5332.931
15.112 | 560.072 | 14.927 | 5311.898
15.296 | 536.636 | 15.112 | 5287.457
15.481 | 514.663 | 15.296 | 5264.307
15.665 | 493.306 | 15.481 | 5240.249
15.849 | 472.327 | 15.665 | 5216.326
16.032 | 452.423 | 15.849 | 5194.98
16.215 | 434.71 | 16.032 | 5176.621
16.398 | 418.809 | 16.215 | 5155.294
16.58 | 402.903 | 16.398 | 5142.87
16.762 | 387.618 | 16.58 | 5131.424
16.944 | 371.962 | 16.762 | 5120.825
17.125 | 358.007 | 16.944 | 5109.281
17.306 | 346.168 | 17.125 | 5093.227
17.487 | 334.963 | 17.306 | 5077.667
17.667 | 324.443 | 17.487 | 5059.554
17.847 | 313.725 | 17.667 | 5041.75
18.027 | 302.244 | 17.847 | 5023.912
18.206 | 290.854 | 18.027 | 5015.802
18.385 | 280.169 | 18.206 | 4998.324
18.563 | 270.384 | 18.385 | 4978.7
18.741 | 261.381 | 18.563 | 4954.996
18.919 | 255.673 | 18.741 | 4933.517
19.096 | 248.961 | 18.919 | 4906.313
19.273 | 241.443 | 19.096 | 4883.516
19.45 | 233.8 | 19.273 | 4857.531
19.626 | 227.283 | 19.45 | 4838.916
19.802 | 220.824 | 19.626 | 4818.769
19.977 | 215.037 | 19.802 | 4793.959
20.152 | 209.132 | 19.977 | 4771.995
20.327 | 203.761 | 20.152 | 4753.585
20.501 | 199.108 | 20.327 | 4734.248
20.675 | 193.671 | 20.501 | 4719.156
20.848 | 188.808 | 20.675 | 4702.854
21.021 | 184.145 | 20.848 | 4683.318
21.194 | 179.037 | 21.021 | 4668.839
21.366 | 173.146 | 21.194 | 4657.625
21.538 | 167.65 | 21.366 | 4637.851
21.709 | 163.406 | 21.538 | 4618.603
21.88 | 160.243 | 21.709 | 4602.598
22.051 | 158.155 | 21.88 | 4577.731
22.221 | 155.867 | 22.051 | 4554.146
22.391 | 153.445 | 22.221 | 4533.802
22.56 | 150.478 | 22.391 | 4508.776
22.729 | 147.507 | 22.56 | 4487.802
22.898 | 144.275 | 22.729 | 4469.449
23.066 | 141.641 | 22.898 | 4453.864
23.234 | 139.749 | 23.066 | 4437.247
23.401 | 138.401 | 23.234 | 4418.927
23.568 | 136.485 | 23.401 | 4402.305
23.734 | 134.117 | 23.568 | 4386.964
23.9 | 131.978 | 23.734 | 4367.242
24.066 | 130.529 | 23.9 | 4341.538
24.231 | 129.565 | 24.066 | 4316.137
24.396 | 127.386 | 24.231 | 4294.475
24.56 | 124.582 | 24.396 | 4272.398
24.724 | 121.918 | 24.56 | 4250.505
24.887 | 119.72 | 24.724 | 4230.071
25.05 | 118.083 | 24.887 | 4213.558
25.213 | 116.904 | 25.05 | 4198.555
25.375 | 116.372 | 25.213 | 4173.992
25.537 | 115.032 | 25.375 | 4153.287
25.698 | 114.195 | 25.537 | 4132.571
25.859 | 113.665 | 25.698 | 4110.19
26.019 | 112.668 | 25.859 | 4086.435
26.179 | 110.937 | 26.019 | 4067.287
26.339 | 108.577 | 26.179 | 4044.918
26.498 | 106.047 | 26.339 | 4022.219
26.657 | 104.174 | 26.498 | 4004.094
26.815 | 103.286 | 26.657 | 3982.562
26.973 | 102.297 | 26.815 | 3958.052
27.13 | 101.889 | 26.973 | 3936.618
27.287 | 101.67 | 27.13 | 3919.288
27.443 | 101.948 | 27.287 | 3901.425
27.599 | 101.283 | 27.443 | 3878.06
27.755 | 99.564 | 27.599 | 3857.153
27.91 | 97.325 | 27.755 | 3833.771
28.065 | 94.949 | 27.91 | 3808.544
28.219 | 92.827 | 28.065 | 3783.95
28.373 | 91.06 | 28.219 | 3762.096
28.526 | 90.15 | 28.373 | 3735.562
28.679 | 89.351 | 28.526 | 3709.022
28.831 | 89.163 | 28.679 | 3685
28.983 | 88.874 | 28.831 | 3662.45
29.135 | 88.077 | 28.983 | 3638.982
29.286 | 88.63 | 29.135 | 3617.406
29.437 | 88.861 | 29.286 | 3590.842
29.587 | 88.277 | 29.437 | 3564.977
29.737 | 87.256 | 29.587 | 3537.431
29.886 | 87.05 | 29.737 | 3508.017
30.035 | 85.599 | 29.886 | 3479.739
30.183 | 83.989 | 30.035 | 3454.475
30.331 | 82.782 | 30.183 | 3427.461
30.479 | 82.025 | 30.331 | 3402.978
30.626 | 81.513 | 30.479 | 3375.162
30.773 | 80.911 | 30.626 | 3347.403
30.919 | 80.175 | 30.773 | 3318.114
31.065 | 79.347 | 30.919 | 3289.317
31.21 | 78.51 | 31.065 | 3256.315
31.355 | 76.823 | 31.21 | 3221.669
31.499 | 76.203 | 31.355 | 3185.941
31.643 | 76.253 | 31.499 | 3154.707
31.787 | 75.776 | 31.643 | 3124.349
31.93 | 74.921 | 31.787 | 3089.281
32.073 | 74.411 | 31.93 | 3056.184
32.215 | 72.963 | 32.073 | 3028.265
32.357 | 71.032 | 32.215 | 2996.569
32.498 | 70.09 | 32.357 | 2959.794
32.639 | 70.759 | 32.498 | 2922.729
32.779 | 71.23 | 32.639 | 2881.86
32.919 | 71.25 | 32.779 | 2838.084
33.059 | 70.242 | 32.919 | 2796.675
33.198 | 68.559 | 33.059 | 2755.932
33.337 | 67.55 | 33.198 | 2718.046
33.475 | 67.41 | 33.337 | 2675.432
33.613 | 68.059 | 33.475 | 2636.403
33.75 | 67.404 | 33.613 | 2595.569
33.887 | 62.468 | 33.75 | 2558.374
34.023 | 55.077 | 33.887 | 2518.908
34.159 | 46.973 | 34.023 | 2486.623
34.295 | 38.98 | 34.159 | 2448.277
34.43 | 33.998 | 34.295 | 2407.951
34.565 | 33.032 | 34.43 | 2371.46
34.699 | 32.299 | 34.565 | 2331.236
34.833 | 31.703 | 34.699 | 2285.023
34.966 | 32.102 | 34.833 | 2239.952
35.099 | 33.265 | 34.966 | 2193.967
35.232 | 35.918 | 35.099 | 2150.538
35.364 | 37.556 | 35.232 | 2109.385
35.496 | 37.74 | 35.364 | 2069.057
35.627 | 36.801 | 35.496 | 2025.56
35.758 | 37.007 | 35.627 | 1984.927
35.888 | 47.17 | 35.758 | 1944.036
36.018 | 65.633 | 35.888 | 1907.154
36.148 | 77.619 | 36.018 | 1866.827
36.277 | 82.287 | 36.148 | 1824.792
36.406 | 80.711 | 36.277 | 1779.999
36.534 | 67.801 | 36.406 | 1737.022
36.662 | 51.742 | 36.534 | 1694.259
36.789 | 42.061 | 36.662 | 1655.854
36.916 | 35.305 | 36.789 | 1618.944
37.043 | 31.281 | 36.916 | 1581.24
37.169 | 28.012 | 37.043 | 1547.066
37.295 | 25.431 | 37.169 | 1512.413
37.42 | 23.574 | 37.295 | 1478.771
37.545 | 22.533 | 37.42 | 1448.329
37.67 | 21.428 | 37.545 | 1417.121
37.794 | 21.318 | 37.67 | 1382.374
37.917 | 21.891 | 37.794 | 1348.366
38.04 | 22.496 | 37.917 | 1312.755
38.163 | 22.942 | 38.04 | 1278.49
38.286 | 23.474 | 38.163 | 1248.745
38.408 | 23.705 | 38.286 | 1219.257
38.529 | 23.404 | 38.408 | 1192.264
38.651 | 22.621 | 38.529 | 1163.456
38.771 | 22.055 | 38.651 | 1131.483
38.892 | 21.968 | 38.771 | 1101.144
39.012 | 22.509 | 38.892 | 1076.485
39.131 | 21.645 | 39.012 | 1051.552
39.25 | 21.206 | 39.131 | 1025.68
39.369 | 21.954 | 39.25 | 1000.446
39.487 | 23.849 | 39.369 | 973.712
39.605 | 24.206 | 39.487 | 944.432
39.723 | 23.887 | 39.605 | 915.507
39.84 | 23.92 | 39.723 | 896.186
39.957 | 23.834 | 39.84 | 873.293
40.073 | 23.476 | 39.957 | 852.503
40.189 | 22.572 | 40.073 | 831.239
40.189 | 22.572 | 40.073 | 831.239
40.305 | 23.021 | 40.189 | 809.948
40.42 | 23.475 | 40.305 | 789.602
40.535 | 23.932 | 40.42 | 769.789
40.649 | 23.655 | 40.535 | 749.662
40.763 | 23.22 | 40.649 | 726.88
40.877 | 22.128 | 40.763 | 708.545
40.99 | 20.961 | 40.877 | 690.844
41.103 | 19.907 | 40.99 | 673.569
41.215 | 19.095 | 41.103 | 567.488
41.327 | 18.686 | 41.215 | 405.695
41.439 | 18.899 | 41.327 | 290.213

## Lustr V40H40 (hidden)
Selador | Lamp |  | Wattage
Lustr | Lumileds Rebel |  | 104 |  | Note: Owing to the variability of LEDs, output data and color matches should be viewed as approximate
Note: All data taken with room temperature fixture
| Beam Angle | Field Angle
Horizontal | 30 | 48.1
| Accessory Lens | Candela | Field Lumens | Beam Lumens | Lens Efficiency | Efficacy
| H40+V40 | 6050 | 1590 | 1000 | 86.93% | 15.2885
| For Field diameter at any distance, multiply distance by |  |  |  | 0.89255
| For Beam diameter at any distance, multiply distance by |  |  |  | 0.5359
| Throw Distance (ft) | 10 | 15 | 20 | 25
| Throw Distance (m) | 3.048 | 4.572 | 6.096 | 7.62
| Field Diameter (ft) | 8.9255 | 13.3882 | 17.851 | 22.3137
| Field Diameter (m) | 2.7205 | 4.0807 | 5.441 | 6.8012
| Illuminance (fc) | 60.5 | 26.8889 | 15.125 | 9.68
| Illuminance (lux) | 651.216 | 289.4293 | 162.804 | 104.1946
Test Distance | Iso-Illuminance Diagram grid lines
51.2 | 10 | 20 | 30 | 40
| 0.19531 | 0.39062 | 0.58594 | 0.78125
| Beam Angle | Field Angle
Vertical | 29.7 | 46.6
| For Field diameter at any distance, multiply distance by |  |  |  | 0.86134
| For Beam diameter at any distance, multiply distance by |  |  |  | 0.53029
| Throw Distance (ft) | 10 | 15 | 20 | 25
| Throw Distance (m) | 3.048 | 4.572 | 6.096 | 7.62
| Field Diameter (ft) | 8.6134 | 12.92 | 17.2267 | 21.5334
| Field Diameter (m) | 2.6254 | 3.938 | 5.2507 | 6.5634
| Illuminance (fc) | 60.5 | 26.8889 | 15.125 | 9.68
| Illuminance (lux) | 651.216 | 289.4293 | 162.804 | 104.1946
| X |  | Y
-41.439 | 0 | -41.55 | 78.03
-41.327 | 0 | -41.439 | 78.648
-41.215 | 0 | -41.327 | 80.105
-41.103 | 11.587 | -41.215 | 80.451
-40.99 | 31.395 | -41.103 | 80.729
-40.877 | 50.036 | -40.99 | 80.596
-40.763 | 68.332 | -40.877 | 80.649
-40.649 | 78.809 | -40.763 | 82.183
-40.535 | 79.079 | -40.649 | 84.039
-40.42 | 79.527 | -40.535 | 84.619
-40.305 | 80.181 | -40.42 | 84.216
-40.189 | 82.393 | -40.305 | 84.361
-40.073 | 82.392 | -40.189 | 82.092
-39.957 | 82.986 | -40.073 | 82.932
-39.84 | 83.038 | -39.957 | 82.628
-39.723 | 84.032 | -39.84 | 82.533
-39.605 | 84.221 | -39.723 | 83.205
-39.487 | 85.81 | -39.605 | 84.868
-39.369 | 86.479 | -39.487 | 85.897
-39.25 | 86.82 | -39.369 | 88.572
-39.131 | 87.704 | -39.25 | 89.945
-39.012 | 87.832 | -39.131 | 90.957
-38.892 | 87.416 | -39.012 | 91.469
-38.771 | 86.633 | -38.892 | 92.744
-38.651 | 88.057 | -38.771 | 91.849
-38.529 | 90.98 | -38.651 | 92.485
-38.408 | 93.424 | -38.529 | 91.962
-38.286 | 94.12 | -38.408 | 91.972
-38.163 | 95.111 | -38.286 | 92.148
-38.04 | 96.31 | -38.163 | 93.425
-37.917 | 97.222 | -38.04 | 93.478
-37.794 | 98.585 | -37.917 | 95.744
-37.67 | 99.283 | -37.794 | 98.095
-37.545 | 100.538 | -37.67 | 99.012
-37.42 | 100.061 | -37.545 | 98.705
-37.295 | 101.509 | -37.42 | 99.632
-37.169 | 101.879 | -37.295 | 100.202
-37.043 | 102.534 | -37.169 | 99.649
-36.916 | 101.629 | -37.043 | 100.605
-36.789 | 102.274 | -36.916 | 102.523
-36.662 | 102.599 | -36.789 | 103.635
-36.534 | 104.629 | -36.662 | 104.786
-36.406 | 105.502 | -36.534 | 105.975
-36.277 | 106.878 | -36.406 | 106.43
-36.148 | 108.851 | -36.277 | 108.519
-36.018 | 110.117 | -36.148 | 109.591
-35.888 | 110.585 | -36.018 | 110.193
-35.758 | 111.726 | -35.888 | 110.534
-35.627 | 112.853 | -35.758 | 111.7
-35.496 | 114.466 | -35.627 | 112.178
-35.364 | 115.244 | -35.496 | 114.043
-35.232 | 115.494 | -35.364 | 115.194
-35.099 | 115.789 | -35.232 | 117.491
-34.966 | 115.665 | -35.099 | 118.022
-34.833 | 116.025 | -34.966 | 118.765
-34.699 | 118.001 | -34.833 | 119.548
-34.565 | 119.017 | -34.699 | 120.201
-34.43 | 119.854 | -34.565 | 121.134
-34.295 | 120.872 | -34.43 | 122.895
-34.159 | 122.945 | -34.295 | 123.04
-34.023 | 125.728 | -34.159 | 124.889
-33.887 | 129.54 | -34.023 | 126.979
-33.75 | 130.181 | -33.887 | 128.131
-33.613 | 130.163 | -33.75 | 128.078
-33.475 | 131.255 | -33.613 | 129.14
-33.337 | 133.257 | -33.475 | 130.561
-33.198 | 135.237 | -33.337 | 132.266
-33.059 | 137.061 | -33.198 | 135.031
-32.919 | 140.546 | -33.059 | 137.517
-32.779 | 142.753 | -32.919 | 140.909
-32.639 | 145.253 | -32.779 | 142.911
-32.498 | 147.66 | -32.639 | 144.623
-32.357 | 150.244 | -32.498 | 144.928
-32.215 | 152.358 | -32.357 | 145.43
-32.073 | 155.931 | -32.215 | 145.149
-31.93 | 159.842 | -32.073 | 146.635
-31.787 | 163.037 | -31.93 | 148.414
-31.643 | 165.308 | -31.787 | 150.393
-31.499 | 168.359 | -31.643 | 152.788
-31.355 | 171.056 | -31.499 | 154.401
-31.21 | 172.91 | -31.355 | 156.386
-31.065 | 176.179 | -31.21 | 158.544
-30.919 | 178.373 | -31.065 | 161.387
-30.773 | 181.499 | -30.919 | 165.606
-30.626 | 185.27 | -30.773 | 170.866
-30.479 | 189.278 | -30.626 | 173.146
-30.331 | 193.394 | -30.479 | 174.586
-30.183 | 197.181 | -30.331 | 176.429
-30.035 | 201.72 | -30.183 | 179.002
-29.886 | 205.103 | -30.035 | 182.836
-29.737 | 208.701 | -29.886 | 187.602
-29.587 | 214.042 | -29.737 | 192.304
-29.437 | 218.603 | -29.587 | 196.269
-29.286 | 224.601 | -29.437 | 200.502
-29.135 | 229.758 | -29.286 | 203.4
-28.983 | 235.892 | -29.135 | 206.756
-28.831 | 242.012 | -28.983 | 210.804
-28.679 | 249.052 | -28.831 | 215.175
-28.526 | 255.653 | -28.679 | 219.029
-28.373 | 262.807 | -28.526 | 223.661
-28.219 | 268.838 | -28.373 | 229.238
-28.065 | 274.855 | -28.219 | 233.608
-27.91 | 281.481 | -28.065 | 238.662
-27.755 | 289.504 | -27.91 | 244.743
-27.599 | 297.632 | -27.755 | 250.753
-27.443 | 306.67 | -27.599 | 257.656
-27.287 | 317.144 | -27.443 | 265.345
-27.13 | 328.348 | -27.287 | 272.587
-26.973 | 337.94 | -27.13 | 279.233
-26.815 | 346.921 | -26.973 | 286.905
-26.657 | 357.277 | -26.815 | 294.116
-26.498 | 366.629 | -26.657 | 301.831
-26.339 | 377.789 | -26.498 | 309.876
-26.179 | 390.195 | -26.339 | 319.273
-26.019 | 405.87 | -26.179 | 328.946
-25.859 | 419.131 | -26.019 | 338.317
-25.698 | 434.249 | -25.859 | 348.056
-25.537 | 450.673 | -25.698 | 359.001
-25.375 | 467.366 | -25.537 | 370.443
-25.213 | 484.071 | -25.375 | 382.923
-25.05 | 501.982 | -25.213 | 395.504
-24.887 | 519.086 | -25.05 | 408.022
-24.724 | 535.806 | -24.887 | 420.298
-24.56 | 554.147 | -24.724 | 434.862
-24.396 | 573.591 | -24.56 | 450.795
-24.231 | 593.808 | -24.396 | 466.909
-24.066 | 614.629 | -24.231 | 481.959
-23.9 | 636.542 | -24.066 | 496.949
-23.734 | 660.287 | -23.9 | 513.618
-23.568 | 683.418 | -23.734 | 531.967
-23.401 | 707.629 | -23.568 | 550.335
-23.234 | 735.264 | -23.401 | 569.298
-23.066 | 762.179 | -23.234 | 589.004
-22.898 | 788.778 | -23.066 | 608.394
-22.729 | 816.915 | -22.898 | 629.912
-22.56 | 846.796 | -22.729 | 654.204
-22.391 | 877.96 | -22.56 | 679.992
-22.221 | 911.377 | -22.391 | 706.855
-22.051 | 945.909 | -22.221 | 733.274
-21.88 | 981.362 | -22.051 | 760.571
-21.709 | 1018.396 | -21.88 | 790.789
-21.538 | 1057.012 | -21.709 | 820.965
-21.366 | 1095.783 | -21.538 | 851.002
-21.194 | 1134.491 | -21.366 | 885.076
-21.021 | 1172.347 | -21.194 | 920.064
-20.848 | 1211.846 | -21.021 | 953.943
-20.675 | 1252.384 | -20.848 | 987.663
-20.501 | 1293.689 | -20.675 | 1023.18
-20.327 | 1336.489 | -20.501 | 1059.677
-20.152 | 1381.696 | -20.327 | 1097.828
-19.977 | 1427.8 | -20.152 | 1138.366
-19.802 | 1475.665 | -19.977 | 1182.402
-19.626 | 1524.938 | -19.802 | 1226.177
-19.45 | 1575.464 | -19.626 | 1272.269
-19.273 | 1626.274 | -19.45 | 1318.669
-19.096 | 1677.37 | -19.273 | 1366.559
-18.919 | 1728.751 | -19.096 | 1413.57
-18.741 | 1783.691 | -18.919 | 1466.063
-18.563 | 1839.229 | -18.741 | 1517.755
-18.385 | 1895.061 | -18.563 | 1572.03
-18.206 | 1952.051 | -18.385 | 1631.776
-18.027 | 2012.568 | -18.206 | 1691.446
-17.847 | 2076.067 | -18.027 | 1749.151
-17.667 | 2139.607 | -17.847 | 1809.136
-17.487 | 2204.429 | -17.667 | 1870.296
-17.306 | 2268.443 | -17.487 | 1932.903
-17.125 | 2332.861 | -17.306 | 2000.716
-16.944 | 2396.425 | -17.125 | 2069.228
-16.762 | 2468.175 | -16.944 | 2138.177
-16.58 | 2537.045 | -16.762 | 2209.891
-16.398 | 2607.249 | -16.58 | 2281.74
-16.215 | 2673.058 | -16.398 | 2347.962
-16.032 | 2738.965 | -16.215 | 2421.416
-15.849 | 2805.199 | -16.032 | 2490.167
-15.665 | 2876.127 | -15.849 | 2566.726
-15.481 | 2944.138 | -15.665 | 2642.831
-15.296 | 3013.182 | -15.481 | 2720.339
-15.112 | 3082.943 | -15.296 | 2792.222
-14.927 | 3155.758 | -15.112 | 2870.835
-14.741 | 3227.957 | -14.927 | 2948.802
-14.556 | 3296.942 | -14.741 | 3027.296
-14.37 | 3362.434 | -14.556 | 3104.45
-14.183 | 3425.716 | -14.37 | 3180.726
-13.997 | 3492.592 | -14.183 | 3256.695
-13.81 | 3559.886 | -13.997 | 3332.735
-13.623 | 3625.802 | -13.81 | 3411.83
-13.435 | 3696.706 | -13.623 | 3491.008
-13.247 | 3764.995 | -13.435 | 3575.604
-13.059 | 3832.307 | -13.247 | 3652.901
-12.871 | 3892.188 | -13.059 | 3733.334
-12.682 | 3953.94 | -12.871 | 3813.203
-12.493 | 4019.59 | -12.682 | 3888.717
-12.304 | 4088.761 | -12.493 | 3965.801
-12.115 | 4153.07 | -12.304 | 4041.412
-11.925 | 4217.532 | -12.115 | 4115.439
-11.735 | 4280.835 | -11.925 | 4185.861
-11.544 | 4339.095 | -11.735 | 4260.381
-11.354 | 4399.59 | -11.544 | 4332.324
-11.163 | 4465.129 | -11.354 | 4410.88
-10.972 | 4526.361 | -11.163 | 4483.909
-10.781 | 4587.158 | -10.972 | 4557.188
-10.589 | 4646.398 | -10.781 | 4617.472
-10.397 | 4701.624 | -10.589 | 4677.235
-10.205 | 4761.069 | -10.397 | 4742.132
-10.013 | 4815.12 | -10.205 | 4802.728
-9.821 | 4864.951 | -10.013 | 4865.525
-9.628 | 4917.276 | -9.821 | 4918.287
-9.435 | 4974.566 | -9.628 | 4972.721
-9.242 | 5023.683 | -9.435 | 5023.074
-9.049 | 5073.238 | -9.242 | 5071.118
-8.855 | 5127.984 | -9.049 | 5118.434
-8.661 | 5180.991 | -8.855 | 5163.4
-8.467 | 5230.33 | -8.661 | 5211.304
-8.273 | 5276.856 | -8.467 | 5254.086
-8.079 | 5317.943 | -8.273 | 5297.748
-7.884 | 5356.385 | -8.079 | 5345.338
-7.69 | 5410.998 | -7.884 | 5384.004
-7.495 | 5453.159 | -7.69 | 5421.834
-7.3 | 5490.496 | -7.495 | 5455.696
-7.104 | 5518.331 | -7.3 | 5486.504
-6.909 | 5557.865 | -7.104 | 5515.884
-6.713 | 5585.208 | -6.909 | 5550.312
-6.518 | 5614.642 | -6.713 | 5582.945
-6.322 | 5648.873 | -6.518 | 5600.437
-6.126 | 5678.855 | -6.322 | 5614.693
-5.93 | 5702.34 | -6.126 | 5631.989
-5.733 | 5725.093 | -5.93 | 5643.728
-5.537 | 5745.663 | -5.733 | 5654.023
-5.34 | 5776.622 | -5.537 | 5672.376
-5.144 | 5812.9 | -5.34 | 5703.557
-4.947 | 5840.873 | -5.144 | 5740.434
-4.75 | 5863.254 | -4.947 | 5770.252
-4.553 | 5886.07 | -4.75 | 5794.65
-4.356 | 5901.897 | -4.553 | 5809.698
-4.158 | 5920.923 | -4.356 | 5820.938
-3.961 | 5948.463 | -4.158 | 5835.179
-3.763 | 5967.692 | -3.961 | 5857.246
-3.566 | 5986.591 | -3.763 | 5873.686
-3.368 | 6003.325 | -3.566 | 5891.931
-3.171 | 6010.83 | -3.368 | 5905.295
-2.973 | 6011.254 | -3.171 | 5918.377
-2.775 | 6016.973 | -2.973 | 5924.302
-2.577 | 6023.506 | -2.775 | 5936.551
-2.379 | 6036.146 | -2.577 | 5930.133
-2.181 | 6042.46 | -2.379 | 5928.995
-1.983 | 6043.56 | -2.181 | 5931.273
-1.785 | 6041.66 | -1.983 | 5947.032
-1.586 | 6047.885 | -1.785 | 5949.901
-1.388 | 6042.517 | -1.586 | 5953.989
-1.19 | 6027.434 | -1.388 | 5959.632
-0.992 | 6006.068 | -1.19 | 5968
-0.793 | 5996.71 | -0.992 | 5976.431
-0.595 | 5999.382 | -0.793 | 5995.797
-0.397 | 6002.162 | -0.595 | 6005.563
-0.198 | 6005.6 | -0.397 | 6011.231
0 | 6009.791 | -0.198 | 6003.665
0.198 | 6004.874 | 0 | 6009.791
0.397 | 5991.212 | 0.198 | 6002.926
0.595 | 5983.244 | 0.397 | 6002.202
0.793 | 5981.578 | 0.595 | 5994.397
0.992 | 5978.702 | 0.793 | 5996.536
1.19 | 5966.494 | 0.992 | 6005.194
1.388 | 5958.785 | 1.19 | 6017.177
1.586 | 5955.549 | 1.388 | 6023.921
1.785 | 5953.358 | 1.586 | 6034.179
1.983 | 5947.84 | 1.785 | 6032.686
2.181 | 5951.766 | 1.983 | 6029.59
2.379 | 5954.614 | 2.181 | 6019.167
2.577 | 5952.125 | 2.379 | 6019.524
2.775 | 5938.493 | 2.577 | 6011.095
2.973 | 5921.24 | 2.775 | 5996.817
3.171 | 5901.628 | 2.973 | 5980.674
3.368 | 5881.688 | 3.171 | 5979.234
3.566 | 5863.094 | 3.368 | 5972.346
3.763 | 5844.925 | 3.566 | 5961.754
3.961 | 5819.263 | 3.763 | 5949.018
4.158 | 5796.829 | 3.961 | 5944.552
4.356 | 5773.98 | 4.158 | 5928.29
4.553 | 5749.913 | 4.356 | 5920.639
4.75 | 5730.05 | 4.553 | 5902.603
4.947 | 5720.704 | 4.75 | 5884.525
5.144 | 5705.431 | 4.947 | 5859.635
5.34 | 5680.962 | 5.144 | 5844.639
5.537 | 5650.535 | 5.34 | 5830.782
5.733 | 5616.789 | 5.537 | 5821.252
5.93 | 5580.57 | 5.733 | 5800.064
6.126 | 5551.965 | 5.93 | 5780.202
6.322 | 5524.92 | 6.126 | 5764.223
6.518 | 5495.216 | 6.322 | 5743.026
6.713 | 5458.892 | 6.518 | 5718.712
6.909 | 5423.403 | 6.713 | 5696.396
7.104 | 5389.378 | 6.909 | 5675.244
7.3 | 5359.174 | 7.104 | 5648.494
7.495 | 5329.713 | 7.3 | 5623.746
7.69 | 5301.519 | 7.495 | 5588.185
7.884 | 5267.377 | 7.69 | 5548.651
8.079 | 5222.385 | 7.884 | 5505.495
8.273 | 5171.524 | 8.079 | 5467.724
8.467 | 5119.675 | 8.273 | 5418.607
8.661 | 5065.411 | 8.467 | 5373.668
8.855 | 5011.179 | 8.661 | 5324.882
9.049 | 4963.137 | 8.855 | 5280.261
9.242 | 4914.506 | 9.049 | 5228.576
9.435 | 4860.309 | 9.242 | 5184.165
9.628 | 4800.722 | 9.435 | 5128.01
9.821 | 4742.367 | 9.628 | 5075.858
10.013 | 4690.97 | 9.821 | 5019.384
10.205 | 4637.879 | 10.013 | 4964.888
10.397 | 4589.957 | 10.205 | 4904.214
10.589 | 4536.418 | 10.397 | 4846.683
10.781 | 4480.13 | 10.589 | 4785.149
10.972 | 4419.411 | 10.781 | 4720.631
11.163 | 4361.228 | 10.972 | 4658.969
11.354 | 4305.76 | 11.163 | 4595.948
11.544 | 4248.046 | 11.354 | 4529.344
11.735 | 4186.35 | 11.544 | 4458.97
11.925 | 4122.749 | 11.735 | 4383.035
12.115 | 4060.084 | 11.925 | 4306.032
12.304 | 3987.221 | 12.115 | 4229.539
12.493 | 3916.255 | 12.304 | 4159.172
12.682 | 3847.786 | 12.493 | 4085.853
12.871 | 3780.475 | 12.682 | 4018.251
13.059 | 3718.189 | 12.871 | 3941.635
13.247 | 3664.162 | 13.059 | 3858.933
13.435 | 3602.091 | 13.247 | 3778.339
13.623 | 3537.549 | 13.435 | 3700.02
13.81 | 3469.207 | 13.623 | 3621.762
13.997 | 3400.457 | 13.81 | 3549.617
14.183 | 3322.446 | 13.997 | 3471.474
14.37 | 3250.926 | 14.183 | 3395.111
14.556 | 3183.258 | 14.37 | 3313.057
14.741 | 3113.582 | 14.556 | 3239.218
14.927 | 3046.212 | 14.741 | 3155.292
15.112 | 2979.964 | 14.927 | 3077.262
15.296 | 2912.418 | 15.112 | 2997.926
15.481 | 2845.237 | 15.296 | 2919.618
15.665 | 2777.487 | 15.481 | 2837.852
15.849 | 2711.21 | 15.665 | 2757.229
16.032 | 2646.292 | 15.849 | 2678.492
16.215 | 2578.246 | 16.032 | 2600.318
16.398 | 2509.173 | 16.215 | 2527.108
16.58 | 2437.624 | 16.398 | 2459.428
16.762 | 2369.373 | 16.58 | 2396.269
16.944 | 2309.585 | 16.762 | 2329.889
17.125 | 2253.034 | 16.944 | 2265.49
17.306 | 2193.939 | 17.125 | 2195.972
17.487 | 2134.875 | 17.306 | 2128.914
17.667 | 2076.367 | 17.487 | 2059.391
17.847 | 2018.618 | 17.667 | 1997.908
18.027 | 1961.6 | 17.847 | 1935.467
18.206 | 1902.792 | 18.027 | 1880.039
18.385 | 1845.35 | 18.206 | 1819.006
18.563 | 1791.113 | 18.385 | 1759.669
18.741 | 1741.262 | 18.563 | 1700.196
18.919 | 1690.9 | 18.741 | 1642.924
19.096 | 1638.092 | 18.919 | 1584.758
19.273 | 1584.426 | 19.096 | 1530.958
19.45 | 1531.123 | 19.273 | 1477.76
19.626 | 1480.115 | 19.45 | 1429.046
19.802 | 1435.791 | 19.626 | 1381.047
19.977 | 1394.202 | 19.802 | 1335.751
20.152 | 1354.075 | 19.977 | 1291.952
20.327 | 1313.19 | 20.152 | 1248.932
20.501 | 1268.512 | 20.327 | 1205.378
20.675 | 1225.021 | 20.501 | 1162.574
20.848 | 1183.83 | 20.675 | 1122.92
21.021 | 1144.183 | 20.848 | 1085.705
21.194 | 1105.516 | 21.021 | 1048.559
21.366 | 1068.602 | 21.194 | 1011.116
21.538 | 1030.821 | 21.366 | 972.955
21.709 | 995.444 | 21.538 | 934.968
21.88 | 963.708 | 21.709 | 899.636
22.051 | 932.596 | 21.88 | 867.926
22.221 | 901.487 | 22.051 | 837.328
22.391 | 871.348 | 22.221 | 808.837
22.56 | 841.388 | 22.391 | 779.941
22.729 | 812.053 | 22.56 | 752.323
22.898 | 784.155 | 22.729 | 725.569
23.066 | 756.4 | 22.898 | 700.77
23.234 | 731.819 | 23.066 | 676.377
23.401 | 708.62 | 23.234 | 652.135
23.568 | 687.361 | 23.401 | 629.104
23.734 | 665.331 | 23.568 | 608.904
23.9 | 641.447 | 23.734 | 586.976
24.066 | 618.389 | 23.9 | 566.079
24.231 | 597.847 | 24.066 | 546.841
24.396 | 579.051 | 24.231 | 527.457
24.56 | 562.61 | 24.396 | 509.116
24.724 | 547.172 | 24.56 | 493.507
24.887 | 530.191 | 24.724 | 478.459
25.05 | 512.986 | 24.887 | 462.952
25.213 | 496.825 | 25.05 | 447.756
25.375 | 482.575 | 25.213 | 433.747
25.537 | 468.558 | 25.375 | 420.063
25.698 | 454.448 | 25.537 | 406.617
25.859 | 441.569 | 25.698 | 394.862
26.019 | 428.862 | 25.859 | 383.049
26.179 | 413.468 | 26.019 | 371.27
26.339 | 398.937 | 26.179 | 359.487
26.498 | 386.74 | 26.339 | 348.54
26.657 | 377.133 | 26.498 | 338.084
26.815 | 365.764 | 26.657 | 327.164
26.973 | 355.059 | 26.815 | 315.926
27.13 | 345.33 | 26.973 | 305.808
27.287 | 335.384 | 27.13 | 297.034
27.443 | 325.718 | 27.287 | 289.525
27.599 | 317.012 | 27.443 | 282.279
27.755 | 307.649 | 27.599 | 274.546
27.91 | 298.186 | 27.755 | 267.754
28.065 | 290.477 | 27.91 | 260.766
28.219 | 283.251 | 28.065 | 253.327
28.373 | 275.508 | 28.219 | 246.254
28.526 | 268.172 | 28.373 | 239.593
28.679 | 261.427 | 28.526 | 234.279
28.831 | 256.3 | 28.679 | 229.176
28.983 | 252.23 | 28.831 | 223.688
29.135 | 247.902 | 28.983 | 217.608
29.286 | 243.169 | 29.135 | 212.522
29.437 | 238.271 | 29.286 | 206.498
29.587 | 233.287 | 29.437 | 200.99
29.737 | 228.545 | 29.587 | 196.044
29.886 | 224.253 | 29.737 | 192.243
30.035 | 219.9 | 29.886 | 188.406
30.183 | 216.671 | 30.035 | 185.797
30.331 | 212.889 | 30.183 | 183.703
30.479 | 208.378 | 30.331 | 179.751
30.626 | 204.541 | 30.479 | 176.307
30.773 | 200.096 | 30.626 | 172.556
30.919 | 195.332 | 30.773 | 168.621
31.065 | 193.151 | 30.919 | 163.415
31.21 | 191.7 | 31.065 | 160.275
31.355 | 189.199 | 31.21 | 156.611
31.499 | 186.239 | 31.355 | 154.487
31.643 | 183.816 | 31.499 | 151.757
31.787 | 180.122 | 31.643 | 149.086
31.93 | 176.171 | 31.787 | 145.777
32.073 | 173.352 | 31.93 | 142.787
32.215 | 171.326 | 32.073 | 140.121
32.357 | 170.17 | 32.215 | 136.652
32.498 | 169.091 | 32.357 | 135.556
32.639 | 167.212 | 32.498 | 135.053
32.779 | 164.952 | 32.639 | 132.518
32.919 | 161.759 | 32.779 | 129.981
33.059 | 159.06 | 32.919 | 128.395
33.198 | 156.332 | 33.059 | 125.764
33.337 | 152.794 | 33.198 | 123.154
33.475 | 149.219 | 33.337 | 120.954
33.613 | 146.259 | 33.475 | 118.199
33.75 | 139.623 | 33.613 | 114.44
33.887 | 125.688 | 33.75 | 113.096
34.023 | 108.691 | 33.887 | 111.903
34.159 | 92.191 | 34.023 | 111.924
34.295 | 78.032 | 34.159 | 111.16
34.43 | 68.809 | 34.295 | 111.293
34.565 | 66.618 | 34.43 | 109.128
34.699 | 65.975 | 34.565 | 107.493
34.833 | 66.127 | 34.699 | 105.72
34.966 | 65.986 | 34.833 | 104.608
35.099 | 67.118 | 34.966 | 102.092
35.232 | 69.962 | 35.099 | 99.672
35.364 | 71.073 | 35.232 | 99.199
35.496 | 70.079 | 35.364 | 98.175
35.627 | 68.773 | 35.496 | 96.716
35.758 | 69.715 | 35.627 | 95.967
35.888 | 80.57 | 35.758 | 95.585
36.018 | 98.107 | 35.888 | 93.531
36.148 | 110.407 | 36.018 | 90.414
36.277 | 113.34 | 36.148 | 89.305
36.406 | 108.981 | 36.277 | 87.159
36.534 | 95.746 | 36.406 | 85.453
36.662 | 77.379 | 36.534 | 84.506
36.789 | 63.85 | 36.662 | 84.354
36.916 | 55.283 | 36.789 | 83.729
37.043 | 49.801 | 36.916 | 83.227
37.169 | 44.846 | 37.043 | 83.591
37.295 | 40.801 | 37.169 | 82.284
37.42 | 37.627 | 37.295 | 81.469
37.545 | 35.229 | 37.42 | 80.725
37.67 | 34.431 | 37.545 | 80.78
37.794 | 35.04 | 37.67 | 81.214
37.917 | 35.764 | 37.794 | 79.827
38.04 | 35.559 | 37.917 | 78.615
38.163 | 35.38 | 38.04 | 76.234
38.286 | 35.115 | 38.163 | 74.27
38.408 | 33.729 | 38.286 | 72.201
38.529 | 31.486 | 38.408 | 71.478
38.651 | 29.418 | 38.529 | 71.083
38.771 | 28.774 | 38.651 | 70.372
38.892 | 29.604 | 38.771 | 69.709
39.012 | 31.33 | 38.892 | 70.89
39.131 | 31.691 | 39.012 | 70.506
39.25 | 31.274 | 39.131 | 70.578
39.369 | 31.404 | 39.25 | 69.896
39.487 | 32.149 | 39.369 | 69.41
39.605 | 32.49 | 39.487 | 69.472
39.723 | 33.276 | 39.605 | 69.533
39.84 | 34.99 | 39.723 | 69.771
39.957 | 37.227 | 39.84 | 69.624
40.073 | 39.877 | 39.957 | 69.265
40.189 | 40.503 | 40.073 | 69.23
40.189 | 40.503 | 40.073 | 69.23
40.305 | 40.651 | 40.189 | 69.254
40.42 | 40.159 | 40.305 | 69.821
40.535 | 38.805 | 40.42 | 69.084
40.649 | 35.744 | 40.535 | 68.337
40.763 | 33.269 | 40.649 | 65.49
40.877 | 30.519 | 40.763 | 64.25
40.99 | 28.302 | 40.877 | 63.027
41.103 | 27.035 | 40.99 | 61.478
41.215 | 26.922 | 41.103 | 51.935
41.327 | 26.776 | 41.215 | 37.243
41.439 | 26.898 | 41.327 | 27.648
455.669
323.389
196.583
73.469
0
0
0

## Lustr V60H60 (hidden)
Selador | Lamp |  | Wattage
Lustr | Lumileds Rebel |  | 104 |  | Note: Owing to the variability of LEDs, output data and color matches should be viewed as approximate
Note: All data taken with room temperature fixture
| Beam Angle | Field Angle
Horizontal | 52.8 | 70
| Accessory Lens | Candela | Field Lumens | Beam Lumens | Lens Efficiency | Efficacy
| H60+V60 | 2400 | 1690 | 990 | 92.4% | 16.25
| For Field diameter at any distance, multiply distance by |  |  |  | 1.4004
| For Beam diameter at any distance, multiply distance by |  |  |  | 0.99281
| Throw Distance (ft) | 10 | 15 | 20 | 25
| Throw Distance (m) | 3.048 | 4.572 | 6.096 | 7.62
| Field Diameter (ft) | 14.0042 | 21.0062 | 28.0083 | 35.0104
| Field Diameter (m) | 4.2685 | 6.4027 | 8.5369 | 10.6712
| Illuminance (fc) | 24 | 10.6667 | 6 | 3.84
| Illuminance (lux) | 258.3336 | 114.8149 | 64.5834 | 41.3334
Test Distance | Iso-Illuminance Diagram grid lines
51.2 | 10 | 20 | 30 | 40
| 0.19531 | 0.39062 | 0.58594 | 0.78125
| Beam Angle | Field Angle
Vertical | 51.7 | 72.4
| For Field diameter at any distance, multiply distance by |  |  |  | 1.4638
| For Beam diameter at any distance, multiply distance by |  |  |  | 0.96899
| Throw Distance (ft) | 10 | 15 | 20 | 25
| Throw Distance (m) | 3.048 | 4.572 | 6.096 | 7.62
| Field Diameter (ft) | 14.6378 | 21.9567 | 29.2756 | 36.5945
| Field Diameter (m) | 4.4616 | 6.6924 | 8.9232 | 11.154
| Illuminance (fc) | 24 | 10.6667 | 6 | 3.84
| Illuminance (lux) | 258.3336 | 114.8149 | 64.5834 | 41.3334
| X |  | Y
-41.439 | 0 | -41.55 | 117.9
-41.327 | 0 | -41.439 | 118.902
-41.215 | 0 | -41.327 | 119.697 |  |  |  | notches in outermost line are due to camera in field of view. They should be removed manually.
-41.103 | 18.275 | -41.215 | 119.461
-40.99 | 47.858 | -41.103 | 120.261
-40.877 | 78.939 | -40.99 | 119.988
-40.763 | 109.763 | -40.877 | 120.678
-40.649 | 129.503 | -40.763 | 123.43
-40.535 | 131.258 | -40.649 | 125.751
-40.42 | 132.779 | -40.535 | 128.779
-40.305 | 134.705 | -40.42 | 130.343
-40.189 | 138.568 | -40.305 | 132.191
-40.073 | 141.668 | -40.189 | 132.209
-39.957 | 144.197 | -40.073 | 133.363
-39.84 | 147.527 | -39.957 | 133.667
-39.723 | 150.171 | -39.84 | 134.38
-39.605 | 152.815 | -39.723 | 135.999
-39.487 | 154.755 | -39.605 | 139.478
-39.369 | 156.586 | -39.487 | 141.837
-39.25 | 158.192 | -39.369 | 145.013
-39.131 | 161.189 | -39.25 | 148.761
-39.012 | 164.066 | -39.131 | 151.863
-38.892 | 167.566 | -39.012 | 154.272
-38.771 | 170.12 | -38.892 | 155.713
-38.651 | 172.729 | -38.771 | 158.242
-38.529 | 177.329 | -38.651 | 161.673
-38.408 | 181.544 | -38.529 | 163.382
-38.286 | 186.462 | -38.408 | 164.428
-38.163 | 191.964 | -38.286 | 168.961
-38.04 | 197.956 | -38.163 | 172.836
-37.917 | 203.036 | -38.04 | 174.745
-37.794 | 207.244 | -37.917 | 177.889
-37.67 | 209.97 | -37.794 | 181.053
-37.545 | 212.018 | -37.67 | 183.666
-37.42 | 213.881 | -37.545 | 184.714
-37.295 | 218.389 | -37.42 | 189.181
-37.169 | 223.698 | -37.295 | 193.012
-37.043 | 229.769 | -37.169 | 196.855
-36.916 | 235.329 | -37.043 | 200.972
-36.789 | 240.986 | -36.916 | 208.384
-36.662 | 247.233 | -36.789 | 214.096
-36.534 | 253.932 | -36.662 | 218.551
-36.406 | 258.447 | -36.534 | 222.699
-36.277 | 263.425 | -36.406 | 229.327
-36.148 | 268.886 | -36.277 | 233.321
-36.018 | 275.203 | -36.148 | 237.859
-35.888 | 283.044 | -36.018 | 243.567
-35.758 | 290.275 | -35.888 | 249.492
-35.627 | 298.407 | -35.758 | 254.324
-35.496 | 305.01 | -35.627 | 260.606
-35.364 | 310.726 | -35.496 | 266.647
-35.232 | 316.998 | -35.364 | 273.344
-35.099 | 326.393 | -35.232 | 280.144
-34.966 | 334.348 | -35.099 | 286.971
-34.833 | 343.631 | -34.966 | 293.19
-34.699 | 353.688 | -34.833 | 300.267
-34.565 | 362.969 | -34.699 | 309.253
-34.43 | 371.03 | -34.565 | 317.667
-34.295 | 380.604 | -34.43 | 326.665
-34.159 | 390.199 | -34.295 | 334.047
-34.023 | 401.773 | -34.159 | 342.847
-33.887 | 412.409 | -34.023 | 350.849
-33.75 | 422.703 | -33.887 | 359.264
-33.613 | 434.824 | -33.75 | 366.54
-33.475 | 447.773 | -33.613 | 376.674
-33.337 | 458.266 | -33.475 | 388.025
-33.198 | 467.644 | -33.337 | 399.586
-33.059 | 479.507 | -33.198 | 411.169
-32.919 | 492.41 | -33.059 | 421.497
-32.779 | 504.778 | -32.919 | 432.38
-32.639 | 518.824 | -32.779 | 442.614
-32.498 | 531.882 | -32.639 | 455.355
-32.357 | 545.992 | -32.498 | 465.911
-32.215 | 559.897 | -32.357 | 478.57
-32.073 | 576.229 | -32.215 | 489.131
-31.93 | 590.688 | -32.073 | 501.553
-31.787 | 604.897 | -31.93 | 513.657
-31.643 | 618.86 | -31.787 | 526.737
-31.499 | 631.475 | -31.643 | 540.648
-31.355 | 646.879 | -31.499 | 554.231
-31.21 | 661.878 | -31.355 | 566.863
-31.065 | 677.931 | -31.21 | 578.322
-30.919 | 692.789 | -31.065 | 589.307
-30.773 | 708.797 | -30.919 | 602.081
-30.626 | 724.191 | -30.773 | 617.995
-30.479 | 741.58 | -30.626 | 636.205
-30.331 | 759.078 | -30.479 | 654.707
-30.183 | 776.87 | -30.331 | 671.866
-30.035 | 795.925 | -30.183 | 686.973
-29.886 | 810.475 | -30.035 | 702.209
-29.737 | 827.723 | -29.886 | 718.808
-29.587 | 844.035 | -29.737 | 735.275
-29.437 | 863.41 | -29.587 | 752.612
-29.286 | 879.188 | -29.437 | 771.743
-29.135 | 898.006 | -29.286 | 788.655
-28.983 | 914.969 | -29.135 | 803.801
-28.831 | 933.477 | -28.983 | 818.328
-28.679 | 947.999 | -28.831 | 833.383
-28.526 | 965.323 | -28.679 | 848.502
-28.373 | 984.721 | -28.526 | 865.903
-28.219 | 1003.752 | -28.373 | 886.048
-28.065 | 1019.741 | -28.219 | 907.371
-27.91 | 1036.543 | -28.065 | 928.292
-27.755 | 1056.088 | -27.91 | 945.682
-27.599 | 1076.216 | -27.755 | 963.851
-27.443 | 1094.749 | -27.599 | 981.864
-27.287 | 1112.339 | -27.443 | 999.183
-27.13 | 1128.959 | -27.287 | 1017.004
-26.973 | 1146.69 | -27.13 | 1036.275
-26.815 | 1162.251 | -26.973 | 1056.294
-26.657 | 1182.631 | -26.815 | 1077.807
-26.498 | 1201.361 | -26.657 | 1099.537
-26.339 | 1221.411 | -26.498 | 1120.036
-26.179 | 1239.457 | -26.339 | 1138.331
-26.019 | 1260.799 | -26.179 | 1155.752
-25.859 | 1279.94 | -26.019 | 1171.587
-25.698 | 1301.517 | -25.859 | 1187.589
-25.537 | 1318.88 | -25.698 | 1202.398
-25.375 | 1337.017 | -25.537 | 1218.351
-25.213 | 1353.796 | -25.375 | 1237.529
-25.05 | 1371.077 | -25.213 | 1256.684
-24.887 | 1386.156 | -25.05 | 1275.292
-24.724 | 1400.529 | -24.887 | 1294.458
-24.56 | 1418.115 | -24.724 | 1312.904
-24.396 | 1439.945 | -24.56 | 1328.995
-24.231 | 1462.284 | -24.396 | 1344.61
-24.066 | 1480.08 | -24.231 | 1357.717
-23.9 | 1498.433 | -24.066 | 1372.265
-23.734 | 1515.059 | -23.9 | 1386.163
-23.568 | 1531.724 | -23.734 | 1400.925
-23.401 | 1549.732 | -23.568 | 1416.315
-23.234 | 1568.289 | -23.401 | 1433.317
-23.066 | 1584.872 | -23.234 | 1448.504
-22.898 | 1600.672 | -23.066 | 1465.104
-22.729 | 1614.945 | -22.898 | 1481.213
-22.56 | 1626.823 | -22.729 | 1495.347
-22.391 | 1638.915 | -22.56 | 1511.316
-22.221 | 1653.135 | -22.391 | 1528.199
-22.051 | 1666.659 | -22.221 | 1543.788
-21.88 | 1680.168 | -22.051 | 1557.42
-21.709 | 1694.483 | -21.88 | 1571.12
-21.538 | 1708.514 | -21.709 | 1583.815
-21.366 | 1722.246 | -21.538 | 1597.871
-21.194 | 1733.38 | -21.366 | 1610.497
-21.021 | 1743.216 | -21.194 | 1623.498
-20.848 | 1753.234 | -21.021 | 1635.171
-20.675 | 1765.828 | -20.848 | 1646.089
-20.501 | 1778.013 | -20.675 | 1659.396
-20.327 | 1789.453 | -20.501 | 1670.554
-20.152 | 1799.052 | -20.327 | 1683.238
-19.977 | 1811.134 | -20.152 | 1695.289
-19.802 | 1824.515 | -19.977 | 1707.589
-19.626 | 1835.131 | -19.802 | 1715.7
-19.45 | 1843.909 | -19.626 | 1725.838
-19.273 | 1854.204 | -19.45 | 1734.14
-19.096 | 1866.451 | -19.273 | 1742.907
-18.919 | 1876.314 | -19.096 | 1752.805
-18.741 | 1886.681 | -18.919 | 1765.173
-18.563 | 1896.381 | -18.741 | 1775.354
-18.385 | 1907.654 | -18.563 | 1784.758
-18.206 | 1919.703 | -18.385 | 1795.592
-18.027 | 1935.007 | -18.206 | 1806.546
-17.847 | 1942.274 | -18.027 | 1817.79
-17.667 | 1952.296 | -17.847 | 1829.433
-17.487 | 1962.168 | -17.667 | 1840.059
-17.306 | 1968.419 | -17.487 | 1846.364
-17.125 | 1977.979 | -17.306 | 1856.308
-16.944 | 1988.042 | -17.125 | 1866.904
-16.762 | 1999.063 | -16.944 | 1879.684
-16.58 | 2009.007 | -16.762 | 1890.696
-16.398 | 2017.656 | -16.58 | 1901.941
-16.215 | 2024.111 | -16.398 | 1908.335
-16.032 | 2031.676 | -16.215 | 1918.632
-15.849 | 2041.157 | -16.032 | 1925.822
-15.665 | 2050.268 | -15.849 | 1935.382
-15.481 | 2060.259 | -15.665 | 1947.384
-15.296 | 2070.33 | -15.481 | 1961.823
-15.112 | 2075.989 | -15.296 | 1968.458
-14.927 | 2080.83 | -15.112 | 1975.37
-14.741 | 2084.832 | -14.927 | 1981.485
-14.556 | 2088.46 | -14.741 | 1989.529
-14.37 | 2094.276 | -14.556 | 1995.059
-14.183 | 2099.197 | -14.37 | 1999.971
-13.997 | 2106.629 | -14.183 | 2008.251
-13.81 | 2112.755 | -13.997 | 2019.127
-13.623 | 2115.99 | -13.81 | 2026.403
-13.435 | 2122.576 | -13.623 | 2035.889
-13.247 | 2129.898 | -13.435 | 2047.556
-13.059 | 2134.754 | -13.247 | 2055.693
-12.871 | 2142.962 | -13.059 | 2060.501
-12.682 | 2148.353 | -12.871 | 2068.139
-12.493 | 2152.909 | -12.682 | 2073.856
-12.304 | 2156.537 | -12.493 | 2082.258
-12.115 | 2160.824 | -12.304 | 2092.363
-11.925 | 2162.425 | -12.115 | 2101.919
-11.735 | 2169.145 | -11.925 | 2107.819
-11.544 | 2175.526 | -11.735 | 2119.434
-11.354 | 2183.465 | -11.544 | 2127.887
-11.163 | 2190.993 | -11.354 | 2140.741
-10.972 | 2195.996 | -11.163 | 2147.799
-10.781 | 2202.445 | -10.972 | 2159.83
-10.589 | 2207.618 | -10.781 | 2163.883
-10.397 | 2211.591 | -10.589 | 2172.862
-10.205 | 2217.926 | -10.397 | 2177.593
-10.013 | 2222.46 | -10.205 | 2183.046
-9.821 | 2223.814 | -10.013 | 2185.49
-9.628 | 2227.795 | -9.821 | 2190.363
-9.435 | 2235.188 | -9.628 | 2191.402
-9.242 | 2238.068 | -9.435 | 2197.233
-9.049 | 2245.723 | -9.242 | 2203.991
-8.855 | 2252.753 | -9.049 | 2211.784
-8.661 | 2256.34 | -8.855 | 2217.782
-8.467 | 2262.694 | -8.661 | 2224.733
-8.273 | 2273.008 | -8.467 | 2229.469
-8.079 | 2279.585 | -8.273 | 2237.796
-7.884 | 2284.626 | -8.079 | 2244.95
-7.69 | 2295.081 | -7.884 | 2250.814
-7.495 | 2299.336 | -7.69 | 2255.961
-7.3 | 2300.791 | -7.495 | 2260.517
-7.104 | 2304.737 | -7.3 | 2264.171
-6.909 | 2312.565 | -7.104 | 2267.889
-6.713 | 2312.509 | -6.909 | 2274.5
-6.518 | 2315.036 | -6.713 | 2276.26
-6.322 | 2320.712 | -6.518 | 2274.638
-6.126 | 2324.348 | -6.322 | 2273.096
-5.93 | 2330.362 | -6.126 | 2271.181
-5.733 | 2333.018 | -5.93 | 2273.32
-5.537 | 2333.621 | -5.733 | 2274.126
-5.34 | 2338.046 | -5.537 | 2275.634
-5.144 | 2345.696 | -5.34 | 2284.254
-4.947 | 2350.913 | -5.144 | 2295.912
-4.75 | 2356.785 | -4.947 | 2299.449
-4.553 | 2363.759 | -4.75 | 2306.778
-4.356 | 2366.819 | -4.553 | 2310.457
-4.158 | 2369.036 | -4.356 | 2313.018
-3.961 | 2374.403 | -4.158 | 2317.117
-3.763 | 2376.032 | -3.961 | 2323.754
-3.566 | 2380.012 | -3.763 | 2328.637
-3.368 | 2383.112 | -3.566 | 2337.108
-3.171 | 2385.995 | -3.368 | 2338.425
-2.973 | 2383.631 | -3.171 | 2341.065
-2.775 | 2381.381 | -2.973 | 2342.61
-2.577 | 2381.359 | -2.775 | 2345.019
-2.379 | 2383.699 | -2.577 | 2344.625
-2.181 | 2380.749 | -2.379 | 2344.745
-1.983 | 2378.856 | -2.181 | 2343.965
-1.785 | 2377.6 | -1.983 | 2344.818
-1.586 | 2377.587 | -1.785 | 2342.161
-1.388 | 2373.531 | -1.586 | 2339.509
-1.19 | 2367.734 | -1.388 | 2339.74
-0.992 | 2359.9 | -1.19 | 2343.307
-0.793 | 2355.151 | -0.992 | 2349.967
-0.595 | 2355.311 | -0.793 | 2356.911
-0.397 | 2354.052 | -0.595 | 2360.941
-0.198 | 2357.055 | -0.397 | 2359.426
0 | 2357.093 | -0.198 | 2356.383
0.198 | 2356.101 | 0 | 2357.093
0.397 | 2350.236 | 0.198 | 2355.711
0.595 | 2350.138 | 0.397 | 2351.66
0.793 | 2349.305 | 0.595 | 2351.065
0.992 | 2349.443 | 0.793 | 2351.052
1.19 | 2348.227 | 0.992 | 2352.857
1.388 | 2348.991 | 1.19 | 2353.954
1.586 | 2348.844 | 1.388 | 2360.918
1.785 | 2349.306 | 1.586 | 2360.976
1.983 | 2348.021 | 1.785 | 2359.975
2.181 | 2347.493 | 1.983 | 2353.58
2.379 | 2344.839 | 2.181 | 2352.731
2.577 | 2346.605 | 2.379 | 2354.766
2.775 | 2343.873 | 2.577 | 2354.421
2.973 | 2339.939 | 2.775 | 2352.758
3.171 | 2335.518 | 2.973 | 2345.47
3.368 | 2334.468 | 3.171 | 2343.17
3.566 | 2331.946 | 3.368 | 2338.169
3.763 | 2329.989 | 3.566 | 2338.757
3.961 | 2322.942 | 3.763 | 2333.397
4.158 | 2319.149 | 3.961 | 2329.288
4.356 | 2313.696 | 4.158 | 2325.649
4.553 | 2306.131 | 4.356 | 2325.648
4.75 | 2300.642 | 4.553 | 2322.393
4.947 | 2302.234 | 4.75 | 2321.818
5.144 | 2300.196 | 4.947 | 2318.823
5.34 | 2296.273 | 5.144 | 2310.653
5.537 | 2294.15 | 5.34 | 2306.672
5.733 | 2291.979 | 5.537 | 2305.255
5.93 | 2290.7 | 5.733 | 2302.495
6.126 | 2289.715 | 5.93 | 2298.346
6.322 | 2286.368 | 6.126 | 2295.578
6.518 | 2283.405 | 6.322 | 2287.9
6.713 | 2282.857 | 6.518 | 2280.665
6.909 | 2282.959 | 6.713 | 2277.563
7.104 | 2283.247 | 6.909 | 2274.363
7.3 | 2283.885 | 7.104 | 2273.994
7.495 | 2284.876 | 7.3 | 2273.505
7.69 | 2286.923 | 7.495 | 2272.028
7.884 | 2288.303 | 7.69 | 2269.254
8.079 | 2285.524 | 7.884 | 2262.647
8.273 | 2281.825 | 8.079 | 2255.651
8.467 | 2277.286 | 8.273 | 2247.597
8.661 | 2273.902 | 8.467 | 2243.548
8.855 | 2268.406 | 8.661 | 2236.191
9.049 | 2264.331 | 8.855 | 2227.823
9.242 | 2260.493 | 9.049 | 2218.815
9.435 | 2253.689 | 9.242 | 2207.805
9.628 | 2244.043 | 9.435 | 2200.186
9.821 | 2238.419 | 9.628 | 2195.159
10.013 | 2236.486 | 9.821 | 2195.545
10.205 | 2230.92 | 10.013 | 2191.863
10.397 | 2225.612 | 10.205 | 2187.64
10.589 | 2220.461 | 10.397 | 2180.092
10.781 | 2215.214 | 10.589 | 2168.449
10.972 | 2206.489 | 10.781 | 2160.425
11.163 | 2198.106 | 10.972 | 2154.15
11.354 | 2197.706 | 11.163 | 2143.616
11.544 | 2192.981 | 11.354 | 2138.204
11.735 | 2184.618 | 11.544 | 2130.001
11.925 | 2175.564 | 11.735 | 2121.667
12.115 | 2170.023 | 11.925 | 2112.495
12.304 | 2161.766 | 12.115 | 2108.675
12.493 | 2150.585 | 12.304 | 2100.761
12.682 | 2139.672 | 12.493 | 2095.048
12.871 | 2129.418 | 12.682 | 2088.382
13.059 | 2123.345 | 12.871 | 2080.276
13.247 | 2121.201 | 13.059 | 2067.332
13.435 | 2116.561 | 13.247 | 2058.49
13.623 | 2110.868 | 13.435 | 2054.783
13.81 | 2102.31 | 13.623 | 2047.847
13.997 | 2092.305 | 13.81 | 2040.502
14.183 | 2077.717 | 13.997 | 2033.686
14.37 | 2068.959 | 14.183 | 2023.436
14.556 | 2065.791 | 14.37 | 2012.311
14.741 | 2063.799 | 14.556 | 2005.8
14.927 | 2061.277 | 14.741 | 1999.793
15.112 | 2055.056 | 14.927 | 1990.033
15.296 | 2046.633 | 15.112 | 1980.402
15.481 | 2034.847 | 15.296 | 1969.237
15.665 | 2023.855 | 15.481 | 1953.913
15.849 | 2013.057 | 15.665 | 1942.643
16.032 | 2004.028 | 15.849 | 1936.348
16.215 | 1995.173 | 16.032 | 1928.818
16.398 | 1986.978 | 16.215 | 1918.586
16.58 | 1976.03 | 16.398 | 1915.183
16.762 | 1963.635 | 16.58 | 1906.855
16.944 | 1953.478 | 16.762 | 1897.522
17.125 | 1944.977 | 16.944 | 1887.634
17.306 | 1935.922 | 17.125 | 1879.326
17.487 | 1928.815 | 17.306 | 1870.094
17.667 | 1921.763 | 17.487 | 1858.968
17.847 | 1913.737 | 17.667 | 1848.554
18.027 | 1904.32 | 17.847 | 1839.216
18.206 | 1891.022 | 18.027 | 1830.821
18.385 | 1876.541 | 18.206 | 1820.949
18.563 | 1864.414 | 18.385 | 1812.571
18.741 | 1860.403 | 18.563 | 1800.97
18.919 | 1852.35 | 18.741 | 1789.355
19.096 | 1839.21 | 18.919 | 1774.68
19.273 | 1825.326 | 19.096 | 1759.556
19.45 | 1812.068 | 19.273 | 1744.28
19.626 | 1795.726 | 19.45 | 1734.749
19.802 | 1783.125 | 19.626 | 1724.166
19.977 | 1770.367 | 19.802 | 1711.07
20.152 | 1757.579 | 19.977 | 1697.587
20.327 | 1744.696 | 20.152 | 1688.664
20.501 | 1733.235 | 20.327 | 1677.438
20.675 | 1716.516 | 20.501 | 1665.486
20.848 | 1697.629 | 20.675 | 1652.358
21.021 | 1680.117 | 20.848 | 1636.064
21.194 | 1666.28 | 21.021 | 1620.75
21.366 | 1650.352 | 21.194 | 1609.458
21.538 | 1636.032 | 21.366 | 1600.832
21.709 | 1622.38 | 21.538 | 1591.979
21.88 | 1607.654 | 21.709 | 1579.962
22.051 | 1591.083 | 21.88 | 1564.193
22.221 | 1574.439 | 22.051 | 1551.582
22.391 | 1557.162 | 22.221 | 1537.996
22.56 | 1541.237 | 22.391 | 1519.293
22.729 | 1526.92 | 22.56 | 1502.906
22.898 | 1510.962 | 22.729 | 1487.625
23.066 | 1497.103 | 22.898 | 1473.754
23.234 | 1486.735 | 23.066 | 1459.325
23.401 | 1479.949 | 23.234 | 1446.928
23.568 | 1471.481 | 23.401 | 1431.927
23.734 | 1459.717 | 23.568 | 1417.972
23.9 | 1443.915 | 23.734 | 1403.517
24.066 | 1426.464 | 23.9 | 1388.15
24.231 | 1410.213 | 24.066 | 1371.1
24.396 | 1393.54 | 24.231 | 1354.83
24.56 | 1375.867 | 24.396 | 1335.326
24.724 | 1359.728 | 24.56 | 1318.156
24.887 | 1345.373 | 24.724 | 1302.255
25.05 | 1329.211 | 24.887 | 1288.483
25.213 | 1314.011 | 25.05 | 1273.359
25.375 | 1298.147 | 25.213 | 1255.65
25.537 | 1280.365 | 25.375 | 1238.167
25.698 | 1263.966 | 25.537 | 1221.679
25.859 | 1248.468 | 25.698 | 1204.16
26.019 | 1234.382 | 25.859 | 1186.98
26.179 | 1219.679 | 26.019 | 1169.662
26.339 | 1205.322 | 26.179 | 1150.584
26.498 | 1189.741 | 26.339 | 1131.854
26.657 | 1170.83 | 26.498 | 1115.05
26.815 | 1153.406 | 26.657 | 1100.854
26.973 | 1136.689 | 26.815 | 1086.407
27.13 | 1120.725 | 26.973 | 1069.712
27.287 | 1106.75 | 27.13 | 1050.988
27.443 | 1092.462 | 27.287 | 1034.345
27.599 | 1075.116 | 27.443 | 1014.713
27.755 | 1057.581 | 27.599 | 997.808
27.91 | 1040.184 | 27.755 | 983.722
28.065 | 1022.654 | 27.91 | 968.11
28.219 | 1007.188 | 28.065 | 950.582
28.373 | 989.849 | 28.219 | 935.57
28.526 | 972.751 | 28.373 | 918.906
28.679 | 954.764 | 28.526 | 901.974
28.831 | 936.754 | 28.679 | 884.772
28.983 | 920.127 | 28.831 | 865.755
29.135 | 904.901 | 28.983 | 846.487
29.286 | 891.6 | 29.135 | 828.94
29.437 | 878.909 | 29.286 | 813.44
29.587 | 866.242 | 29.437 | 797.96
29.737 | 850.932 | 29.587 | 783.317
29.886 | 835.211 | 29.737 | 770.017
30.035 | 820.172 | 29.886 | 757.355
30.183 | 805.823 | 30.035 | 743.849
30.331 | 793.741 | 30.183 | 728.573
30.479 | 782.151 | 30.331 | 712.129
30.626 | 769.544 | 30.479 | 696.328
30.773 | 757.365 | 30.626 | 680.504
30.919 | 743.899 | 30.773 | 664.551
31.065 | 728.271 | 30.919 | 647.871
31.21 | 713.03 | 31.065 | 632.251
31.355 | 700.036 | 31.21 | 615.838
31.499 | 686.98 | 31.355 | 601.23
31.643 | 675.865 | 31.499 | 587.933
31.787 | 663.851 | 31.643 | 575.269
31.93 | 649.697 | 31.787 | 562.547
32.073 | 634.477 | 31.93 | 549.568
32.215 | 618.662 | 32.073 | 536.109
32.357 | 602.626 | 32.215 | 519.856
32.498 | 586.879 | 32.357 | 507.054
32.639 | 574.442 | 32.498 | 496.971
32.779 | 562.919 | 32.639 | 486.156
32.919 | 551.758 | 32.779 | 473.719
33.059 | 539.913 | 32.919 | 461.907
33.198 | 527.123 | 33.059 | 450.479
33.337 | 512.315 | 33.198 | 439.258
33.475 | 496.108 | 33.337 | 427.278
33.613 | 465.69 | 33.475 | 415.873
33.75 | 411.368 | 33.613 | 403.679
33.887 | 335.779 | 33.75 | 394.002
34.023 | 252.919 | 33.887 | 385.777
34.159 | 177.6 | 34.023 | 378.529
34.295 | 125.518 | 34.159 | 367.981
34.43 | 99.288 | 34.295 | 359.399
34.565 | 90.123 | 34.43 | 351.278
34.699 | 85.678 | 34.565 | 341.629
34.833 | 83.691 | 34.699 | 332.123
34.966 | 82.464 | 34.833 | 324.9
35.099 | 81.469 | 34.966 | 314.331
35.232 | 82.115 | 35.099 | 307.087
35.364 | 82.642 | 35.232 | 299.643
35.496 | 81.705 | 35.364 | 291.651
35.627 | 80.506 | 35.496 | 283.476
35.758 | 80.551 | 35.627 | 275.641
35.888 | 91.156 | 35.758 | 270.163
36.018 | 110.244 | 35.888 | 264.07
36.148 | 128.243 | 36.018 | 258.217
36.277 | 138.905 | 36.148 | 251.867
36.406 | 142.302 | 36.277 | 245.117
36.534 | 132.314 | 36.406 | 235.537
36.662 | 111.006 | 36.534 | 228.81
36.789 | 89.17 | 36.662 | 223.86
36.916 | 72.502 | 36.789 | 219.982
37.043 | 61.082 | 36.916 | 216.007
37.169 | 52.466 | 37.043 | 212.57
37.295 | 46.752 | 37.169 | 208.086
37.42 | 43.768 | 37.295 | 203.392
37.545 | 42.533 | 37.42 | 199.908
37.67 | 42.91 | 37.545 | 195.657
37.794 | 43.48 | 37.67 | 191.739
37.917 | 44.137 | 37.794 | 187.669
38.04 | 44.057 | 37.917 | 183.115
38.163 | 43.036 | 38.04 | 177.22
38.286 | 41.476 | 38.163 | 171.537
38.408 | 38.783 | 38.286 | 166.044
38.529 | 35.05 | 38.408 | 163.311
38.651 | 31.9 | 38.529 | 160.912
38.771 | 30.73 | 38.651 | 157.498
38.892 | 32.083 | 38.771 | 154.528
39.012 | 35.654 | 38.892 | 153.975
39.131 | 38.138 | 39.012 | 152.697
39.25 | 39.085 | 39.131 | 151.489
39.369 | 39.604 | 39.25 | 148.616
39.487 | 40.304 | 39.369 | 144.926
39.605 | 40.95 | 39.487 | 141.194
39.723 | 42.99 | 39.605 | 136.393
39.84 | 46.386 | 39.723 | 132.898
39.957 | 49.726 | 39.84 | 130.463
40.073 | 52.56 | 39.957 | 127.88
40.189 | 52.769 | 40.073 | 126.557
40.189 | 52.769 | 40.073 | 126.557
40.305 | 52.404 | 40.189 | 124.675
40.42 | 51.79 | 40.305 | 122.528
40.535 | 50.832 | 40.42 | 119.778
40.649 | 47.741 | 40.535 | 116.844
40.763 | 43.256 | 40.649 | 113.6
40.877 | 38.289 | 40.763 | 112.237
40.99 | 33.863 | 40.877 | 111.945
41.103 | 30.583 | 40.99 | 110.647
41.215 | 29.984 | 41.103 | 94.702
41.327 | 30.361 | 41.215 | 68.615
41.439 | 30.618 | 41.327 | 49.67
455.669
323.389
196.583
73.469
0
0
0

## Lustr H40V60 (hidden)
Selador | Lamp |  | Wattage
Lustr | Lumileds Rebel |  | 104 |  | Note: Owing to the variability of LEDs, output data and color matches should be viewed as approximate
Note: All data taken with room temperature fixture
| Beam Angle | Field Angle
Horizontal | 30.2 | 48.8
| Accessory Lens | Candela | Field Lumens | Beam Lumens | Lens Efficiency | Efficacy
| H40+V60 | 3770 | 1640 | 1000 | 89.67% | 15.7692
| For Field diameter at any distance, multiply distance by |  |  |  | 0.90724
| For Beam diameter at any distance, multiply distance by |  |  |  | 0.53964
| Throw Distance (ft) | 10 | 15 | 20 | 25
| Throw Distance (m) | 3.048 | 4.572 | 6.096 | 7.62
| Field Diameter (ft) | 9.0724 | 13.6086 | 18.1448 | 22.681
| Field Diameter (m) | 2.7653 | 4.1479 | 5.5305 | 6.9132
| Illuminance (fc) | 37.7 | 16.7556 | 9.425 | 6.032
| Illuminance (lux) | 405.799 | 180.3551 | 101.4498 | 64.9278
Test Distance | Iso-Illuminance Diagram grid lines
51.2 | 10 | 20 | 30 | 40
| 0.19531 | 0.39062 | 0.58594 | 0.78125
| Beam Angle | Field Angle
Vertical | 52.8 | 72.4
| For Field diameter at any distance, multiply distance by |  |  |  | 1.4638
| For Beam diameter at any distance, multiply distance by |  |  |  | 0.99281
| Throw Distance (ft) | 10 | 15 | 20 | 25
| Throw Distance (m) | 3.048 | 4.572 | 6.096 | 7.62
| Field Diameter (ft) | 14.6378 | 21.9567 | 29.2756 | 36.5945
| Field Diameter (m) | 4.4616 | 6.6924 | 8.9232 | 11.154
| Illuminance (fc) | 37.7 | 16.7556 | 9.425 | 6.032
| Illuminance (lux) | 405.799 | 180.3551 | 101.4498 | 64.9278
| X |  | Y
-41.439 | 0 | -41.55 | 158.494
-41.327 | 0 | -41.439 | 160.198
-41.215 | 0 | -41.327 | 162.526
-41.103 | 8.258 | -41.215 | 165.605
-40.99 | 23.085 | -41.103 | 167.926
-40.877 | 38.04 | -40.99 | 169.751
-40.763 | 52.037 | -40.877 | 172.952
-40.649 | 60.445 | -40.763 | 176.054
-40.535 | 61.88 | -40.649 | 178.29
-40.42 | 62.416 | -40.535 | 181.815
-40.305 | 62.642 | -40.42 | 184.904
-40.189 | 64.281 | -40.305 | 188.169
-40.073 | 64.822 | -40.189 | 190.041
-39.957 | 65.804 | -40.073 | 192.878
-39.84 | 66.033 | -39.957 | 196.339
-39.723 | 66.08 | -39.84 | 198.959
-39.605 | 65.92 | -39.723 | 201.902
-39.487 | 66.052 | -39.605 | 205.897
-39.369 | 65.164 | -39.487 | 209.263
-39.25 | 66.338 | -39.369 | 213.754
-39.131 | 67.181 | -39.25 | 218.31
-39.012 | 66.841 | -39.131 | 222.067
-38.892 | 66.844 | -39.012 | 225.781
-38.771 | 66.874 | -38.892 | 228.968
-38.651 | 68.116 | -38.771 | 233.904
-38.529 | 69.259 | -38.651 | 240.873
-38.408 | 71.143 | -38.529 | 244.652
-38.286 | 72.313 | -38.408 | 249.057
-38.163 | 73.634 | -38.286 | 252.83
-38.04 | 72.494 | -38.163 | 256.339
-37.917 | 73.005 | -38.04 | 260.769
-37.794 | 72.639 | -37.917 | 267.504
-37.67 | 72.979 | -37.794 | 274.138
-37.545 | 74.204 | -37.67 | 280.403
-37.42 | 76.514 | -37.545 | 286.411
-37.295 | 76.372 | -37.42 | 292.487
-37.169 | 75.672 | -37.295 | 299.058
-37.043 | 76.59 | -37.169 | 304.655
-36.916 | 76.55 | -37.043 | 312.62
-36.789 | 76.64 | -36.916 | 321.842
-36.662 | 77.926 | -36.789 | 328.508
-36.534 | 79.533 | -36.662 | 335.83
-36.406 | 79.526 | -36.534 | 344.627
-36.277 | 78.979 | -36.406 | 354.079
-36.148 | 80.094 | -36.277 | 363.764
-36.018 | 80.74 | -36.148 | 373.144
-35.888 | 82.111 | -36.018 | 382.196
-35.758 | 83.115 | -35.888 | 392.669
-35.627 | 84.384 | -35.758 | 404.012
-35.496 | 85.19 | -35.627 | 414.813
-35.364 | 85.863 | -35.496 | 424.605
-35.232 | 86.528 | -35.364 | 436.647
-35.099 | 87.897 | -35.232 | 448.565
-34.966 | 87.859 | -35.099 | 459.747
-34.833 | 88.064 | -34.966 | 470.397
-34.699 | 88.579 | -34.833 | 483.512
-34.565 | 89.064 | -34.699 | 497.025
-34.43 | 89.376 | -34.565 | 509.99
-34.295 | 90.088 | -34.43 | 526.294
-34.159 | 90.839 | -34.295 | 541.862
-34.023 | 92.408 | -34.159 | 557.224
-33.887 | 94.102 | -34.023 | 570.496
-33.75 | 95.264 | -33.887 | 585.347
-33.613 | 95.785 | -33.75 | 600.189
-33.475 | 97.62 | -33.613 | 616.253
-33.337 | 98.307 | -33.475 | 633.29
-33.198 | 99.811 | -33.337 | 653.197
-33.059 | 101.666 | -33.198 | 675.04
-32.919 | 104.41 | -33.059 | 695.207
-32.779 | 106.087 | -32.919 | 716.152
-32.639 | 108.107 | -32.779 | 735.964
-32.498 | 108.136 | -32.639 | 755.108
-32.357 | 108.788 | -32.498 | 772.496
-32.215 | 109.388 | -32.357 | 792.03
-32.073 | 111.439 | -32.215 | 812.061
-31.93 | 113.997 | -32.073 | 830.726
-31.787 | 116.049 | -31.93 | 851.648
-31.643 | 118.037 | -31.787 | 872.28
-31.499 | 119.767 | -31.643 | 896.043
-31.355 | 121.674 | -31.499 | 922.396
-31.21 | 123.176 | -31.355 | 948.454
-31.065 | 124.706 | -31.21 | 972.675
-30.919 | 125.795 | -31.065 | 996.943
-30.773 | 127.149 | -30.919 | 1020.299
-30.626 | 128.953 | -30.773 | 1043.096
-30.479 | 131.286 | -30.626 | 1071.306
-30.331 | 135.476 | -30.479 | 1099.965
-30.183 | 138.214 | -30.331 | 1126.038
-30.035 | 140.512 | -30.183 | 1153.365
-29.886 | 142.521 | -30.035 | 1182.323
-29.737 | 146.809 | -29.886 | 1210.848
-29.587 | 148.32 | -29.737 | 1240.076
-29.437 | 151.098 | -29.587 | 1268.279
-29.286 | 154.985 | -29.437 | 1296.529
-29.135 | 158.978 | -29.286 | 1325.211
-28.983 | 162.253 | -29.135 | 1353.188
-28.831 | 165.917 | -28.983 | 1379.649
-28.679 | 170.723 | -28.831 | 1409.628
-28.526 | 173.525 | -28.679 | 1439.617
-28.373 | 177.288 | -28.526 | 1465.892
-28.219 | 181.922 | -28.373 | 1492.308
-28.065 | 186.632 | -28.219 | 1520.847
-27.91 | 191.749 | -28.065 | 1551.853
-27.755 | 197.907 | -27.91 | 1584.359
-27.599 | 202.739 | -27.755 | 1619.278
-27.443 | 206.548 | -27.599 | 1651.097
-27.287 | 211.531 | -27.443 | 1682.565
-27.13 | 218.054 | -27.287 | 1715.199
-26.973 | 225.204 | -27.13 | 1748.928
-26.815 | 231.804 | -26.973 | 1781.651
-26.657 | 238.95 | -26.815 | 1813.456
-26.498 | 245.925 | -26.657 | 1843.621
-26.339 | 251.778 | -26.498 | 1873.068
-26.179 | 259.61 | -26.339 | 1904.474
-26.019 | 267.988 | -26.179 | 1934.544
-25.859 | 276.243 | -26.019 | 1960.463
-25.698 | 286.102 | -25.859 | 1986.69
-25.537 | 296.449 | -25.698 | 2014.505
-25.375 | 304.929 | -25.537 | 2042.557
-25.213 | 315.554 | -25.375 | 2071.917
-25.05 | 325.319 | -25.213 | 2102.534
-24.887 | 334.683 | -25.05 | 2132.335
-24.724 | 345.552 | -24.887 | 2162.194
-24.56 | 359.461 | -24.724 | 2191.806
-24.396 | 372.89 | -24.56 | 2219.587
-24.231 | 386.818 | -24.396 | 2246.198
-24.066 | 401.082 | -24.231 | 2270.717
-23.9 | 414.464 | -24.066 | 2297.827
-23.734 | 427.342 | -23.9 | 2320.679
-23.568 | 442.707 | -23.734 | 2344.91
-23.401 | 459.071 | -23.568 | 2368.149
-23.234 | 475.158 | -23.401 | 2393.051
-23.066 | 490.3 | -23.234 | 2413.313
-22.898 | 506.724 | -23.066 | 2441.15
-22.729 | 523.613 | -22.898 | 2466.116
-22.56 | 542.104 | -22.729 | 2488.535
-22.391 | 561.738 | -22.56 | 2509.426
-22.221 | 583.351 | -22.391 | 2534.637
-22.051 | 604.374 | -22.221 | 2557.264
-21.88 | 624.712 | -22.051 | 2581.403
-21.709 | 644.425 | -21.88 | 2604.433
-21.538 | 666.358 | -21.709 | 2630.188
-21.366 | 689.357 | -21.538 | 2652.897
-21.194 | 713.047 | -21.366 | 2672.794
-21.021 | 737.984 | -21.194 | 2692.464
-20.848 | 761.801 | -21.021 | 2707.863
-20.675 | 785.463 | -20.848 | 2721.918
-20.501 | 810.035 | -20.675 | 2740.796
-20.327 | 837.22 | -20.501 | 2759.56
-20.152 | 863.582 | -20.327 | 2773.05
-19.977 | 889.504 | -20.152 | 2788.708
-19.802 | 917.96 | -19.977 | 2807.582
-19.626 | 948.779 | -19.802 | 2827.013
-19.45 | 979.026 | -19.626 | 2844.731
-19.273 | 1010.352 | -19.45 | 2860.673
-19.096 | 1043.703 | -19.273 | 2872.67
-18.919 | 1075.984 | -19.096 | 2887.307
-18.741 | 1110.702 | -18.919 | 2903.449
-18.563 | 1146.512 | -18.741 | 2919.468
-18.385 | 1182.242 | -18.563 | 2931.175
-18.206 | 1216.641 | -18.385 | 2947.146
-18.027 | 1252.099 | -18.206 | 2962.33
-17.847 | 1289.153 | -18.027 | 2983.047
-17.667 | 1328.646 | -17.847 | 3000.87
-17.487 | 1369.304 | -17.667 | 3018.403
-17.306 | 1411.011 | -17.487 | 3028.932
-17.125 | 1452.422 | -17.306 | 3042.216
-16.944 | 1490.394 | -17.125 | 3054.292
-16.762 | 1526.707 | -16.944 | 3068.672
-16.58 | 1568.197 | -16.762 | 3080.425
-16.398 | 1608.723 | -16.58 | 3095.818
-16.215 | 1651.465 | -16.398 | 3109.905
-16.032 | 1694.337 | -16.215 | 3125.872
-15.849 | 1742.395 | -16.032 | 3137.531
-15.665 | 1788.467 | -15.849 | 3149.431
-15.481 | 1830.035 | -15.665 | 3165.742
-15.296 | 1869.086 | -15.481 | 3178.85
-15.112 | 1910.884 | -15.296 | 3189.007
-14.927 | 1954.501 | -15.112 | 3201.315
-14.741 | 1996.793 | -14.927 | 3213.629
-14.556 | 2040.248 | -14.741 | 3224.763
-14.37 | 2083.605 | -14.556 | 3238.181
-14.183 | 2125.011 | -14.37 | 3252.655
-13.997 | 2165.337 | -14.183 | 3262.341
-13.81 | 2208.085 | -13.997 | 3273.998
-13.623 | 2250.126 | -13.81 | 3281.07
-13.435 | 2293.993 | -13.623 | 3290.88
-13.247 | 2337.799 | -13.435 | 3303.148
-13.059 | 2381.098 | -13.247 | 3316.926
-12.871 | 2418.938 | -13.059 | 3330.666
-12.682 | 2455.44 | -12.871 | 3345.398
-12.493 | 2496.406 | -12.682 | 3357.474
-12.304 | 2535.428 | -12.493 | 3367.172
-12.115 | 2573.198 | -12.304 | 3376.844
-11.925 | 2612.312 | -12.115 | 3386.262
-11.735 | 2657.673 | -11.925 | 3398.054
-11.544 | 2698.105 | -11.735 | 3410.561
-11.354 | 2737.749 | -11.544 | 3423.566
-11.163 | 2779.018 | -11.354 | 3437.012
-10.972 | 2815.857 | -11.163 | 3446.19
-10.781 | 2851.656 | -10.972 | 3458.792
-10.589 | 2887.739 | -10.781 | 3467.448
-10.397 | 2919.816 | -10.589 | 3475.038
-10.205 | 2953.186 | -10.397 | 3489.308
-10.013 | 2987.407 | -10.205 | 3501.625
-9.821 | 3019.924 | -10.013 | 3515.111
-9.628 | 3052.124 | -9.821 | 3526.379
-9.435 | 3088.111 | -9.628 | 3534.25
-9.242 | 3118.958 | -9.435 | 3536.489
-9.049 | 3150.398 | -9.242 | 3538.381
-8.855 | 3184.98 | -9.049 | 3546.708
-8.661 | 3217.425 | -8.855 | 3557.763
-8.467 | 3246.662 | -8.661 | 3573.009
-8.273 | 3277.84 | -8.467 | 3581.612
-8.079 | 3304.931 | -8.273 | 3589.498
-7.884 | 3328.4 | -8.079 | 3597.17
-7.69 | 3359.915 | -7.884 | 3601.242
-7.495 | 3387.84 | -7.69 | 3606.591
-7.3 | 3415.29 | -7.495 | 3616.66
-7.104 | 3435.45 | -7.3 | 3619.012
-6.909 | 3457.896 | -7.104 | 3618.96
-6.713 | 3475.518 | -6.909 | 3624.889
-6.518 | 3498.17 | -6.713 | 3632.815
-6.322 | 3520.448 | -6.518 | 3632.719
-6.126 | 3539.17 | -6.322 | 3635.768
-5.93 | 3554.817 | -6.126 | 3635.568
-5.733 | 3571.026 | -5.93 | 3639.997
-5.537 | 3586.383 | -5.733 | 3639.642
-5.34 | 3606.241 | -5.537 | 3641.304
-5.144 | 3634.03 | -5.34 | 3649.879
-4.947 | 3656.837 | -5.144 | 3663.525
-4.75 | 3671.192 | -4.947 | 3670.098
-4.553 | 3684.767 | -4.75 | 3677.517
-4.356 | 3694.842 | -4.553 | 3682.095
-4.158 | 3702.51 | -4.356 | 3692.456
-3.961 | 3715.303 | -4.158 | 3694.588
-3.763 | 3725.083 | -3.961 | 3697.969
-3.566 | 3737.67 | -3.763 | 3706.612
-3.368 | 3746.901 | -3.566 | 3718.535
-3.171 | 3756.32 | -3.368 | 3720.445
-2.973 | 3758.455 | -3.171 | 3723.644
-2.775 | 3759.535 | -2.973 | 3727.443
-2.577 | 3759.452 | -2.775 | 3725.775
-2.379 | 3766.239 | -2.577 | 3721.114
-2.181 | 3769.989 | -2.379 | 3725.937
-1.983 | 3770.546 | -2.181 | 3729.543
-1.785 | 3770.78 | -1.983 | 3736.185
-1.586 | 3773.543 | -1.785 | 3737.144
-1.388 | 3772.781 | -1.586 | 3736.864
-1.19 | 3767.733 | -1.388 | 3736.395
-0.992 | 3758.789 | -1.19 | 3744.139
-0.793 | 3757.402 | -0.992 | 3752.324
-0.595 | 3755.975 | -0.793 | 3762.078
-0.397 | 3756.967 | -0.595 | 3762.062
-0.198 | 3756.536 | -0.397 | 3762.503
0 | 3757.503 | -0.198 | 3753.177
0.198 | 3752.439 | 0 | 3757.503
0.397 | 3748.745 | 0.198 | 3751.579
0.595 | 3743.975 | 0.397 | 3752.601
0.793 | 3744.205 | 0.595 | 3748.584
0.992 | 3744.595 | 0.793 | 3745.575
1.19 | 3738.13 | 0.992 | 3747.539
1.388 | 3735.749 | 1.19 | 3756.386
1.586 | 3736.958 | 1.388 | 3763.046
1.785 | 3733.108 | 1.586 | 3769.118
1.983 | 3721.986 | 1.785 | 3765.237
2.181 | 3715.109 | 1.983 | 3757.854
2.379 | 3709.558 | 2.181 | 3753.522
2.577 | 3703.73 | 2.379 | 3757.726
2.775 | 3697.84 | 2.577 | 3755.841
2.973 | 3687.515 | 2.775 | 3751.634
3.171 | 3677.351 | 2.973 | 3744.764
3.368 | 3668.776 | 3.171 | 3734.334
3.566 | 3663.901 | 3.368 | 3725.226
3.763 | 3655.769 | 3.566 | 3719.184
3.961 | 3643.179 | 3.763 | 3710.845
4.158 | 3631.431 | 3.961 | 3705.601
4.356 | 3612.541 | 4.158 | 3701.63
4.553 | 3595.238 | 4.356 | 3705.764
4.75 | 3579.661 | 4.553 | 3706.345
4.947 | 3571.951 | 4.75 | 3707.856
5.144 | 3562.434 | 4.947 | 3697.297
5.34 | 3545.847 | 5.144 | 3691.225
5.537 | 3525.862 | 5.34 | 3687.419
5.733 | 3504.566 | 5.537 | 3687.26
5.93 | 3485.665 | 5.733 | 3679.984
6.126 | 3469.629 | 5.93 | 3672.053
6.322 | 3456.466 | 6.126 | 3662.07
6.518 | 3440.252 | 6.322 | 3655.157
6.713 | 3422.948 | 6.518 | 3646.651
6.909 | 3400.813 | 6.713 | 3646.572
7.104 | 3379.904 | 6.909 | 3647.437
7.3 | 3360.635 | 7.104 | 3655.216
7.495 | 3341.081 | 7.3 | 3651.653
7.69 | 3318.669 | 7.495 | 3647.001
7.884 | 3299.316 | 7.69 | 3635.593
8.079 | 3276.636 | 7.884 | 3625.419
8.273 | 3250.765 | 8.079 | 3617.131
8.467 | 3221.893 | 8.273 | 3604.845
8.661 | 3190.268 | 8.467 | 3596.774
8.855 | 3152.461 | 8.661 | 3587.275
9.049 | 3120.435 | 8.855 | 3580.074
9.242 | 3087.185 | 9.049 | 3563.977
9.435 | 3052.311 | 9.242 | 3555.078
9.628 | 3015.296 | 9.435 | 3544.873
9.821 | 2985.49 | 9.628 | 3533.38
10.013 | 2958.694 | 9.821 | 3521.534
10.205 | 2928.114 | 10.013 | 3516.968
10.397 | 2901.08 | 10.205 | 3511.377
10.589 | 2870.623 | 10.397 | 3505.488
10.781 | 2836.251 | 10.589 | 3494.262
10.972 | 2795.027 | 10.781 | 3484.781
11.163 | 2759.171 | 10.972 | 3472.992
11.354 | 2725.504 | 11.163 | 3460.018
11.544 | 2686.606 | 11.354 | 3453.093
11.735 | 2645.091 | 11.544 | 3440.708
11.925 | 2605.341 | 11.735 | 3427.766
12.115 | 2569.231 | 11.925 | 3415.653
12.304 | 2528.441 | 12.115 | 3404.373
12.493 | 2485.29 | 12.304 | 3393.943
12.682 | 2441.551 | 12.493 | 3384.063
12.871 | 2397.492 | 12.682 | 3376.152
13.059 | 2355.286 | 12.871 | 3362.48
13.247 | 2318.571 | 13.059 | 3349.457
13.435 | 2280.107 | 13.247 | 3338.966
13.623 | 2238.637 | 13.435 | 3329.43
13.81 | 2196.07 | 13.623 | 3316.214
13.997 | 2152.969 | 13.81 | 3303.076
14.183 | 2104.976 | 13.997 | 3290.749
14.37 | 2056.028 | 14.183 | 3285.575
14.556 | 2012.068 | 14.37 | 3275.829
14.741 | 1970.323 | 14.556 | 3264.91
14.927 | 1930.018 | 14.741 | 3250
15.112 | 1887.651 | 14.927 | 3239.348
15.296 | 1848.278 | 15.112 | 3224.308
15.481 | 1809.412 | 15.296 | 3207.45
15.665 | 1767.787 | 15.481 | 3184.644
15.849 | 1725.311 | 15.665 | 3168.601
16.032 | 1682.276 | 15.849 | 3151.891
16.215 | 1640.691 | 16.032 | 3138.151
16.398 | 1598.877 | 16.215 | 3123.99
16.58 | 1558.614 | 16.398 | 3115.018
16.762 | 1518.871 | 16.58 | 3106.683
16.944 | 1480.203 | 16.762 | 3094.597
17.125 | 1440.569 | 16.944 | 3083.882
17.306 | 1399.942 | 17.125 | 3074.626
17.487 | 1362.29 | 17.306 | 3061.761
17.667 | 1327.435 | 17.487 | 3046.847
17.847 | 1292.394 | 17.667 | 3037.055
18.027 | 1253.849 | 17.847 | 3022.304
18.206 | 1215.889 | 18.027 | 3009.438
18.385 | 1179.663 | 18.206 | 2992.876
18.563 | 1144.903 | 18.385 | 2978.573
18.741 | 1111.999 | 18.563 | 2959.467
18.919 | 1080.888 | 18.741 | 2939.259
19.096 | 1049.021 | 18.919 | 2919.271
19.273 | 1017.811 | 19.096 | 2901.286
19.45 | 986.942 | 19.273 | 2878.676
19.626 | 957.622 | 19.45 | 2861.185
19.802 | 930.767 | 19.626 | 2841.547
19.977 | 904.232 | 19.802 | 2819.222
20.152 | 877.076 | 19.977 | 2798.665
20.327 | 849.88 | 20.152 | 2780.54
20.501 | 822.133 | 20.327 | 2761.351
20.675 | 793.468 | 20.501 | 2738.127
20.848 | 766.888 | 20.675 | 2716.156
21.021 | 741.75 | 20.848 | 2701.671
21.194 | 718.12 | 21.021 | 2687.496
21.366 | 697.625 | 21.194 | 2672.689
21.538 | 676.391 | 21.366 | 2657.74
21.709 | 655.934 | 21.538 | 2641.195
21.88 | 635.809 | 21.709 | 2617.623
22.051 | 614.616 | 21.88 | 2596.716
22.221 | 594.274 | 22.051 | 2574.62
22.391 | 575.301 | 22.221 | 2550.608
22.56 | 556.86 | 22.391 | 2522.382
22.729 | 538.68 | 22.56 | 2502.534
22.898 | 520.525 | 22.729 | 2480.213
23.066 | 502.392 | 22.898 | 2457.97
23.234 | 486.032 | 23.066 | 2435.268
23.401 | 472.159 | 23.234 | 2417.901
23.568 | 458.828 | 23.401 | 2392.599
23.734 | 446.589 | 23.568 | 2366.77
23.9 | 434.523 | 23.734 | 2340.374
24.066 | 421.766 | 23.9 | 2314.192
24.231 | 409.833 | 24.066 | 2286.585
24.396 | 396.706 | 24.231 | 2264.162
24.56 | 382.907 | 24.396 | 2242.143
24.724 | 370.81 | 24.56 | 2218.105
24.887 | 360.132 | 24.724 | 2191.125
25.05 | 349.351 | 24.887 | 2165.901
25.213 | 339.392 | 25.05 | 2138.334
25.375 | 329.537 | 25.213 | 2108.013
25.537 | 317.993 | 25.375 | 2078.11
25.698 | 307.99 | 25.537 | 2049.634
25.859 | 299.861 | 25.698 | 2024.77
26.019 | 292.61 | 25.859 | 1999.964
26.179 | 285.02 | 26.019 | 1974.496
26.339 | 277.667 | 26.179 | 1945.976
26.498 | 270.16 | 26.339 | 1914.236
26.657 | 262.796 | 26.498 | 1885.888
26.815 | 256.487 | 26.657 | 1858.923
26.973 | 249.858 | 26.815 | 1831.467
27.13 | 242.526 | 26.973 | 1803.097
27.287 | 235.054 | 27.13 | 1775.63
27.443 | 227.98 | 27.287 | 1748.215
27.599 | 222.022 | 27.443 | 1721.679
27.755 | 216.634 | 27.599 | 1695.513
27.91 | 210.128 | 27.755 | 1667.354
28.065 | 203.545 | 27.91 | 1637.276
28.219 | 199.281 | 28.065 | 1607.5
28.373 | 195.039 | 28.219 | 1575.675
28.526 | 190.442 | 28.373 | 1545.126
28.679 | 186.281 | 28.526 | 1516.741
28.831 | 182.283 | 28.679 | 1488.46
28.983 | 178.169 | 28.831 | 1459.924
29.135 | 174.723 | 28.983 | 1430.629
29.286 | 172.885 | 29.135 | 1404.011
29.437 | 170.339 | 29.286 | 1375.124
29.587 | 167.136 | 29.437 | 1347.844
29.737 | 162.713 | 29.587 | 1321.641
29.886 | 158.475 | 29.737 | 1297.371
30.035 | 154.675 | 29.886 | 1270.029
30.183 | 151.422 | 30.035 | 1242.226
30.331 | 149.204 | 30.183 | 1217.47
30.479 | 147.972 | 30.331 | 1192.439
30.626 | 146.559 | 30.479 | 1167.843
30.773 | 144.433 | 30.626 | 1143.9
30.919 | 141.03 | 30.773 | 1119.008
31.065 | 138.451 | 30.919 | 1093.772
31.21 | 136.168 | 31.065 | 1069.257
31.355 | 134.316 | 31.21 | 1043.26
31.499 | 132.858 | 31.355 | 1018.201
31.643 | 131.754 | 31.499 | 994.286
31.787 | 130.071 | 31.643 | 973.471
31.93 | 128.172 | 31.787 | 949.653
32.073 | 126.608 | 31.93 | 925.536
32.215 | 124.784 | 32.073 | 902.178
32.357 | 122.718 | 32.215 | 878.657
32.498 | 121.012 | 32.357 | 855.016
32.639 | 119.132 | 32.498 | 835.309
32.779 | 118.091 | 32.639 | 814.932
32.919 | 117.47 | 32.779 | 792.432
33.059 | 116.773 | 32.919 | 772.661
33.198 | 115.61 | 33.059 | 753.012
33.337 | 113.927 | 33.198 | 733.648
33.475 | 112.157 | 33.337 | 713.421
33.613 | 109.904 | 33.475 | 694.473
33.75 | 104.963 | 33.613 | 674.193
33.887 | 94.384 | 33.75 | 655.206
34.023 | 81.341 | 33.887 | 638.657
34.159 | 69.285 | 34.023 | 625.597
34.295 | 58.994 | 34.159 | 610.718
34.43 | 53.08 | 34.295 | 593.946
34.565 | 52.375 | 34.43 | 579.589
34.699 | 51.76 | 34.565 | 563.255
34.833 | 51.065 | 34.699 | 546.73
34.966 | 50.533 | 34.833 | 531.856
35.099 | 50.363 | 34.966 | 517.61
35.232 | 51.547 | 35.099 | 502.8
35.364 | 51.676 | 35.232 | 491.164
35.496 | 51.358 | 35.364 | 480.272
35.627 | 50.86 | 35.496 | 468.718
35.758 | 51.614 | 35.627 | 456.267
35.888 | 60.156 | 35.758 | 445.168
36.018 | 74.951 | 35.888 | 432.916
36.148 | 87.519 | 36.018 | 420.687
36.277 | 92.21 | 36.148 | 407.182
36.406 | 90.762 | 36.277 | 395.843
36.534 | 80.854 | 36.406 | 383.25
36.662 | 66.109 | 36.534 | 374.876
36.789 | 53.151 | 36.662 | 365.891
36.916 | 44.847 | 36.789 | 357.804
37.043 | 40.157 | 36.916 | 348.708
37.169 | 36.721 | 37.043 | 340.097
37.295 | 33.89 | 37.169 | 330.41
37.42 | 32.022 | 37.295 | 323.688
37.545 | 29.973 | 37.42 | 316.276
37.67 | 28.254 | 37.545 | 309.214
37.794 | 27.879 | 37.67 | 301.045
37.917 | 28.239 | 37.794 | 293.169
38.04 | 28.574 | 37.917 | 284.25
38.163 | 29.161 | 38.04 | 278.645
38.286 | 28.669 | 38.163 | 269.661
38.408 | 27.419 | 38.286 | 262.386
38.529 | 25.874 | 38.408 | 256.456
38.651 | 23.946 | 38.529 | 249.226
38.771 | 22.509 | 38.651 | 242.594
38.892 | 22.994 | 38.771 | 239.205
39.012 | 24.886 | 38.892 | 235.664
39.131 | 24.898 | 39.012 | 230.735
39.25 | 24.417 | 39.131 | 225.636
39.369 | 24.426 | 39.25 | 220.393
39.487 | 26.304 | 39.369 | 215.76
39.605 | 27.055 | 39.487 | 210.988
39.723 | 27.666 | 39.605 | 207.366
39.84 | 28.016 | 39.723 | 204.175
39.957 | 28.786 | 39.84 | 198.959
40.073 | 29.713 | 39.957 | 195.623
40.189 | 29.654 | 40.073 | 192.039
40.189 | 29.654 | 40.073 | 192.039
40.305 | 29.746 | 40.189 | 186.123
40.42 | 30.112 | 40.305 | 182.929
40.535 | 29.9 | 40.42 | 181.92
40.649 | 29.469 | 40.535 | 178.969
40.763 | 29.157 | 40.649 | 175.245
40.877 | 27.598 | 40.763 | 173.148
40.99 | 25.491 | 40.877 | 169.254
41.103 | 23.801 | 40.99 | 164.847
41.215 | 22.819 | 41.103 | 139.195
41.327 | 22.429 | 41.215 | 99.83
41.439 | 22.731 | 41.327 | 71.137
455.669
323.389
196.583
73.469
0
0
0

## Lustr H40V80 (hidden)
Selador | Lamp |  | Wattage
Lustr | Lumileds Rebel |  | 104 |  | Note: Owing to the variability of LEDs, output data and color matches should be viewed as approximate
Note: All data taken with room temperature fixture
| Beam Angle | Field Angle
Horizontal | 30.2 | 49.1
| Accessory Lens | Candela | Field Lumens | Beam Lumens | Lens Efficiency | Efficacy
| H40+V80 | 3130 | 1570 | 890 | 85.84% | 15.0962
| For Field diameter at any distance, multiply distance by |  |  |  | 0.91356
| For Beam diameter at any distance, multiply distance by |  |  |  | 0.53964
| Throw Distance (ft) | 10 | 15 | 20 | 25
| Throw Distance (m) | 3.048 | 4.572 | 6.096 | 7.62
| Field Diameter (ft) | 9.1356 | 13.7034 | 18.2712 | 22.839
| Field Diameter (m) | 2.7845 | 4.1768 | 5.5691 | 6.9613
| Illuminance (fc) | 31.3 | 13.9111 | 7.825 | 5.008
| Illuminance (lux) | 336.9101 | 149.7378 | 84.2275 | 53.9056
Test Distance | Iso-Illuminance Diagram grid lines
51.2 | 10 | 20 | 30 | 40
| 0.19531 | 0.39062 | 0.58594 | 0.78125
| Beam Angle | Field Angle
Vertical | 63.4 | 82.6
| For Field diameter at any distance, multiply distance by |  |  |  | 1.757
| For Beam diameter at any distance, multiply distance by |  |  |  | 1.2352
| Throw Distance (ft) | 10 | 15 | 20 | 25
| Throw Distance (m) | 3.048 | 4.572 | 6.096 | 7.62
| Field Diameter (ft) | 17.5704 | 26.3556 | 35.1409 | 43.9261
| Field Diameter (m) | 5.3555 | 8.0332 | 10.7109 | 13.3887
| Illuminance (fc) | 31.3 | 13.9111 | 7.825 | 5.008
| Illuminance (lux) | 336.9101 | 149.7378 | 84.2275 | 53.9056
| X |  | Y
-41.439 | 0 | -41.55 | 377
-41.327 | 0 | -41.439 | 378.061
-41.215 | 0 | -41.327 | 383.171
-41.103 | 7.536 | -41.215 | 389.252
-40.99 | 20.711 | -41.103 | 395.198
-40.877 | 33.782 | -40.99 | 404.198
-40.763 | 47.059 | -40.877 | 414.525
-40.649 | 55.431 | -40.763 | 423.377
-40.535 | 56.096 | -40.649 | 433.544
-40.42 | 56.388 | -40.535 | 443.964
-40.305 | 56.311 | -40.42 | 453.689
-40.189 | 56.898 | -40.305 | 463.82
-40.073 | 57.207 | -40.189 | 473.716
-39.957 | 57.184 | -40.073 | 484.639
-39.84 | 57.248 | -39.957 | 494.755
-39.723 | 56.809 | -39.84 | 507.309
-39.605 | 56.784 | -39.723 | 520.197
-39.487 | 58.278 | -39.605 | 534.205
-39.369 | 58.156 | -39.487 | 543.938
-39.25 | 58.324 | -39.369 | 555.946
-39.131 | 60.273 | -39.25 | 566.141
-39.012 | 60.884 | -39.131 | 580.107
-38.892 | 60.576 | -39.012 | 593.891
-38.771 | 59.957 | -38.892 | 608.948
-38.651 | 60.698 | -38.771 | 621.543
-38.529 | 62.299 | -38.651 | 634.703
-38.408 | 63.409 | -38.529 | 646.623
-38.286 | 63.506 | -38.408 | 660.979
-38.163 | 64.154 | -38.286 | 675.149
-38.04 | 64.876 | -38.163 | 691.097
-37.917 | 64.331 | -38.04 | 709.154
-37.794 | 64.471 | -37.917 | 727.071
-37.67 | 65.15 | -37.794 | 745.828
-37.545 | 66.252 | -37.67 | 761.945
-37.42 | 65.626 | -37.545 | 777.697
-37.295 | 66.686 | -37.42 | 794.886
-37.169 | 67.441 | -37.295 | 808.099
-37.043 | 67.554 | -37.169 | 822.148
-36.916 | 66.272 | -37.043 | 839.396
-36.789 | 67.381 | -36.916 | 858.167
-36.662 | 68.348 | -36.789 | 875.715
-36.534 | 69.537 | -36.662 | 899.398
-36.406 | 70.017 | -36.534 | 920.189
-36.277 | 70.517 | -36.406 | 940.319
-36.148 | 71.138 | -36.277 | 957.696
-36.018 | 71.676 | -36.148 | 973.889
-35.888 | 72.612 | -36.018 | 989.348
-35.758 | 72.355 | -35.888 | 1005.194
-35.627 | 73.426 | -35.758 | 1023.23
-35.496 | 73.564 | -35.627 | 1045.225
-35.364 | 73.922 | -35.496 | 1066.266
-35.232 | 75.114 | -35.364 | 1084.756
-35.099 | 76.588 | -35.232 | 1103.836
-34.966 | 76.605 | -35.099 | 1121.02
-34.833 | 76.549 | -34.966 | 1136.726
-34.699 | 77.845 | -34.833 | 1154.424
-34.565 | 78.647 | -34.699 | 1175.294
-34.43 | 78.003 | -34.565 | 1195.462
-34.295 | 78.175 | -34.43 | 1213.814
-34.159 | 79.979 | -34.295 | 1232.758
-34.023 | 81.955 | -34.159 | 1253.256
-33.887 | 83.416 | -34.023 | 1272.856
-33.75 | 84.349 | -33.887 | 1293.565
-33.613 | 84.876 | -33.75 | 1309.267
-33.475 | 86.323 | -33.613 | 1327.383
-33.337 | 86.58 | -33.475 | 1344.939
-33.198 | 87.797 | -33.337 | 1362.241
-33.059 | 89.502 | -33.198 | 1381.471
-32.919 | 91.373 | -33.059 | 1398.927
-32.779 | 92.433 | -32.919 | 1413.271
-32.639 | 93.415 | -32.779 | 1430.446
-32.498 | 94.096 | -32.639 | 1446.926
-32.357 | 94.903 | -32.498 | 1463.458
-32.215 | 95.612 | -32.357 | 1481.134
-32.073 | 96.579 | -32.215 | 1502.998
-31.93 | 100.107 | -32.073 | 1519.984
-31.787 | 102.574 | -31.93 | 1534.861
-31.643 | 103.818 | -31.787 | 1544.378
-31.499 | 104.466 | -31.643 | 1560.759
-31.355 | 106.918 | -31.499 | 1574.893
-31.21 | 107.328 | -31.355 | 1589.357
-31.065 | 108.118 | -31.21 | 1602.878
-30.919 | 109.347 | -31.065 | 1617.031
-30.773 | 111.475 | -30.919 | 1629.615
-30.626 | 113.393 | -30.773 | 1643.468
-30.479 | 116.132 | -30.626 | 1656.233
-30.331 | 118.448 | -30.479 | 1671.304
-30.183 | 120.888 | -30.331 | 1683.217
-30.035 | 123.782 | -30.183 | 1693.721
-29.886 | 125.762 | -30.035 | 1704.926
-29.737 | 127.827 | -29.886 | 1720.287
-29.587 | 130.24 | -29.737 | 1734.247
-29.437 | 133.2 | -29.587 | 1751.524
-29.286 | 135.303 | -29.437 | 1769.268
-29.135 | 137.992 | -29.286 | 1781.318
-28.983 | 140.717 | -29.135 | 1791.295
-28.831 | 143.117 | -28.983 | 1800.615
-28.679 | 145.476 | -28.831 | 1811.322
-28.526 | 148.982 | -28.679 | 1821.61
-28.373 | 153.463 | -28.526 | 1835.366
-28.219 | 157.061 | -28.373 | 1848.187
-28.065 | 160.216 | -28.219 | 1859.319
-27.91 | 163.928 | -28.065 | 1874.123
-27.755 | 168.674 | -27.91 | 1887.412
-27.599 | 173.727 | -27.755 | 1897.791
-27.443 | 178.582 | -27.599 | 1910.663
-27.287 | 183.645 | -27.443 | 1923.499
-27.13 | 187.922 | -27.287 | 1931.381
-26.973 | 192.959 | -27.13 | 1938.794
-26.815 | 197.539 | -26.973 | 1949.121
-26.657 | 204.376 | -26.815 | 1958.907
-26.498 | 211.063 | -26.657 | 1972.149
-26.339 | 218.274 | -26.498 | 1987.455
-26.179 | 224.087 | -26.339 | 2004.315
-26.019 | 229.815 | -26.179 | 2015.721
-25.859 | 236.216 | -26.019 | 2023.721
-25.698 | 244.475 | -25.859 | 2028.56
-25.537 | 252.211 | -25.698 | 2036.595
-25.375 | 260.285 | -25.537 | 2047.641
-25.213 | 268.042 | -25.375 | 2061.808
-25.05 | 275.809 | -25.213 | 2075.485
-24.887 | 284.11 | -25.05 | 2087.722
-24.724 | 294.927 | -24.887 | 2098.896
-24.56 | 305.25 | -24.724 | 2109.953
-24.396 | 316.419 | -24.56 | 2118.2
-24.231 | 327.129 | -24.396 | 2128.026
-24.066 | 337.759 | -24.231 | 2138.565
-23.9 | 349.45 | -24.066 | 2152.085
-23.734 | 361.597 | -23.9 | 2160.889
-23.568 | 374.578 | -23.734 | 2168.288
-23.401 | 387.342 | -23.568 | 2174.509
-23.234 | 400.912 | -23.401 | 2184.902
-23.066 | 414.624 | -23.234 | 2193.828
-22.898 | 428.993 | -23.066 | 2205.289
-22.729 | 443.55 | -22.898 | 2218.588
-22.56 | 458.139 | -22.729 | 2229.151
-22.391 | 473.645 | -22.56 | 2240.677
-22.221 | 490.786 | -22.391 | 2252.816
-22.051 | 507.891 | -22.221 | 2266.63
-21.88 | 525.298 | -22.051 | 2280.988
-21.709 | 542.301 | -21.88 | 2293.817
-21.538 | 560.908 | -21.709 | 2304.114
-21.366 | 580.22 | -21.538 | 2313.758
-21.194 | 599.552 | -21.366 | 2323.591
-21.021 | 618.822 | -21.194 | 2333.131
-20.848 | 637.306 | -21.021 | 2344.677
-20.675 | 656.114 | -20.848 | 2353.536
-20.501 | 678.103 | -20.675 | 2366.052
-20.327 | 701.743 | -20.501 | 2376.94
-20.152 | 725.411 | -20.327 | 2385.34
-19.977 | 749.513 | -20.152 | 2395.401
-19.802 | 773.303 | -19.977 | 2407.838
-19.626 | 795.13 | -19.802 | 2417.884
-19.45 | 818.235 | -19.626 | 2431.338
-19.273 | 845.194 | -19.45 | 2443.118
-19.096 | 873.744 | -19.273 | 2455.72
-18.919 | 901.758 | -19.096 | 2466.237
-18.741 | 931.981 | -18.919 | 2480.39
-18.563 | 961.461 | -18.741 | 2494.222
-18.385 | 989.892 | -18.563 | 2502.518
-18.206 | 1019.165 | -18.385 | 2510.204
-18.027 | 1049.759 | -18.206 | 2516.159
-17.847 | 1082.787 | -18.027 | 2523.713
-17.667 | 1114.546 | -17.847 | 2534.255
-17.487 | 1147.822 | -17.667 | 2546.081
-17.306 | 1177.911 | -17.487 | 2556.704
-17.125 | 1208.384 | -17.306 | 2573.469
-16.944 | 1240.174 | -17.125 | 2585.319
-16.762 | 1274.513 | -16.944 | 2596.211
-16.58 | 1306.452 | -16.762 | 2609.569
-16.398 | 1343.212 | -16.58 | 2623.526
-16.215 | 1378.214 | -16.398 | 2633.651
-16.032 | 1412.959 | -16.215 | 2647.413
-15.849 | 1447.149 | -16.032 | 2658.156
-15.665 | 1484.073 | -15.849 | 2666.812
-15.481 | 1517.032 | -15.665 | 2678.441
-15.296 | 1551.06 | -15.481 | 2690.169
-15.112 | 1586.719 | -15.296 | 2700.021
-14.927 | 1624.447 | -15.112 | 2711.537
-14.741 | 1662.878 | -14.927 | 2724.155
-14.556 | 1701.417 | -14.741 | 2735.239
-14.37 | 1740.185 | -14.556 | 2748.21
-14.183 | 1777.386 | -14.37 | 2754.395
-13.997 | 1812.607 | -14.183 | 2764.86
-13.81 | 1844.927 | -13.997 | 2773.47
-13.623 | 1878.82 | -13.81 | 2782.325
-13.435 | 1913.445 | -13.623 | 2794.337
-13.247 | 1947.882 | -13.435 | 2805.426
-13.059 | 1981.395 | -13.247 | 2817.304
-12.871 | 2017.039 | -13.059 | 2828.297
-12.682 | 2048.551 | -12.871 | 2840.022
-12.493 | 2078.23 | -12.682 | 2851.304
-12.304 | 2109.678 | -12.493 | 2862.682
-12.115 | 2142.454 | -12.304 | 2870.557
-11.925 | 2175.463 | -12.115 | 2877.61
-11.735 | 2207.921 | -11.925 | 2883.893
-11.544 | 2240.134 | -11.735 | 2890.271
-11.354 | 2271.165 | -11.544 | 2904.643
-11.163 | 2301.709 | -11.354 | 2920.32
-10.972 | 2333.134 | -11.163 | 2931.861
-10.781 | 2367.65 | -10.972 | 2942.914
-10.589 | 2400.899 | -10.781 | 2950.804
-10.397 | 2431.326 | -10.589 | 2953.458
-10.205 | 2460.429 | -10.397 | 2953.391
-10.013 | 2490.779 | -10.205 | 2958.471
-9.821 | 2516.096 | -10.013 | 2967.881
-9.628 | 2546.656 | -9.821 | 2973.455
-9.435 | 2577.034 | -9.628 | 2980.809
-9.242 | 2603.225 | -9.435 | 2987.052
-9.049 | 2628.614 | -9.242 | 2992.539
-8.855 | 2658.068 | -9.049 | 2997.542
-8.661 | 2681.922 | -8.855 | 3008.373
-8.467 | 2704.689 | -8.661 | 3016.815
-8.273 | 2731.076 | -8.467 | 3019.951
-8.079 | 2752.335 | -8.273 | 3023.589
-7.884 | 2775.888 | -8.079 | 3029.429
-7.69 | 2801.188 | -7.884 | 3032.321
-7.495 | 2820.732 | -7.69 | 3035.427
-7.3 | 2836.667 | -7.495 | 3038.11
-7.104 | 2857.121 | -7.3 | 3038.545
-6.909 | 2879.003 | -7.104 | 3040.713
-6.713 | 2897.483 | -6.909 | 3048.262
-6.518 | 2915.397 | -6.713 | 3054.013
-6.322 | 2932.245 | -6.518 | 3051.755
-6.126 | 2945.379 | -6.322 | 3050.657
-5.93 | 2955.853 | -6.126 | 3048.652
-5.733 | 2971.777 | -5.93 | 3046.385
-5.537 | 2984.976 | -5.733 | 3044.402
-5.34 | 3000.237 | -5.537 | 3045.429
-5.144 | 3012.824 | -5.34 | 3048.408
-4.947 | 3029.866 | -5.144 | 3060.296
-4.75 | 3044.755 | -4.947 | 3067.934
-4.553 | 3060.157 | -4.75 | 3073.057
-4.356 | 3069.04 | -4.553 | 3075.605
-4.158 | 3075.741 | -4.356 | 3075.057
-3.961 | 3085.948 | -4.158 | 3073.872
-3.763 | 3096.127 | -3.961 | 3081.05
-3.566 | 3103.806 | -3.763 | 3084.417
-3.368 | 3112.989 | -3.566 | 3091.496
-3.171 | 3121.055 | -3.368 | 3099.309
-2.973 | 3128.858 | -3.171 | 3107.666
-2.775 | 3131.114 | -2.973 | 3111.174
-2.577 | 3133.951 | -2.775 | 3115.124
-2.379 | 3134.808 | -2.577 | 3110.018
-2.181 | 3130.161 | -2.379 | 3111.532
-1.983 | 3130.381 | -2.181 | 3107.299
-1.785 | 3130.241 | -1.983 | 3108.847
-1.586 | 3135.5 | -1.785 | 3105.579
-1.388 | 3135.919 | -1.586 | 3105.29
-1.19 | 3132.982 | -1.388 | 3105.475
-0.992 | 3122.241 | -1.19 | 3105.705
-0.793 | 3119.613 | -0.992 | 3109.109
-0.595 | 3119.919 | -0.793 | 3115.863
-0.397 | 3115.299 | -0.595 | 3119.193
-0.198 | 3117.469 | -0.397 | 3117.583
0 | 3120.328 | -0.198 | 3115.547
0.198 | 3119.014 | 0 | 3120.328
0.397 | 3112.437 | 0.198 | 3117.791
0.595 | 3112.986 | 0.397 | 3115.608
0.793 | 3114.09 | 0.595 | 3111.078
0.992 | 3112.927 | 0.793 | 3114.076
1.19 | 3105.826 | 0.992 | 3119.782
1.388 | 3101.415 | 1.19 | 3123.921
1.586 | 3098.632 | 1.388 | 3130.433
1.785 | 3095.018 | 1.586 | 3135.661
1.983 | 3093.18 | 1.785 | 3133.497
2.181 | 3095.343 | 1.983 | 3131.215
2.379 | 3093.173 | 2.181 | 3132.342
2.577 | 3088.174 | 2.379 | 3134.377
2.775 | 3079.936 | 2.577 | 3133.29
2.973 | 3071.475 | 2.775 | 3129.361
3.171 | 3061.615 | 2.973 | 3122.167
3.368 | 3051.434 | 3.171 | 3118.653
3.566 | 3040.105 | 3.368 | 3113.408
3.763 | 3031.316 | 3.566 | 3110.239
3.961 | 3022.025 | 3.763 | 3105.498
4.158 | 3012.163 | 3.961 | 3102.511
4.356 | 3002.473 | 4.158 | 3103.853
4.553 | 2989.562 | 4.356 | 3103.692
4.75 | 2976.558 | 4.553 | 3100.656
4.947 | 2965.631 | 4.75 | 3095.034
5.144 | 2954.419 | 4.947 | 3086.33
5.34 | 2941.763 | 5.144 | 3081.918
5.537 | 2928.883 | 5.34 | 3083.144
5.733 | 2914.632 | 5.537 | 3085.553
5.93 | 2903.563 | 5.733 | 3083.108
6.126 | 2891.925 | 5.93 | 3084.19
6.322 | 2879.36 | 6.126 | 3082.261
6.518 | 2866.383 | 6.322 | 3079.172
6.713 | 2850.372 | 6.518 | 3071.426
6.909 | 2830.132 | 6.713 | 3065.479
7.104 | 2812.945 | 6.909 | 3061.582
7.3 | 2797.982 | 7.104 | 3058.559
7.495 | 2783.209 | 7.3 | 3057.695
7.69 | 2767.134 | 7.495 | 3055.232
7.884 | 2749.942 | 7.69 | 3055
8.079 | 2727.446 | 7.884 | 3051.48
8.273 | 2707.425 | 8.079 | 3047.84
8.467 | 2687.653 | 8.273 | 3035.525
8.661 | 2663.651 | 8.467 | 3025.38
8.855 | 2637.067 | 8.661 | 3017.482
9.049 | 2613.228 | 8.855 | 3009.933
9.242 | 2587.129 | 9.049 | 2999.481
9.435 | 2560.072 | 9.242 | 2992.498
9.628 | 2532.609 | 9.435 | 2985.176
9.821 | 2507.585 | 9.628 | 2977.248
10.013 | 2485.686 | 9.821 | 2974.157
10.205 | 2459.767 | 10.013 | 2966.066
10.397 | 2431.015 | 10.205 | 2958.795
10.589 | 2400.588 | 10.397 | 2950.031
10.781 | 2369.974 | 10.589 | 2944.249
10.972 | 2339.524 | 10.781 | 2939.324
11.163 | 2310.686 | 10.972 | 2936.453
11.354 | 2283.91 | 11.163 | 2926.042
11.544 | 2255.218 | 11.354 | 2918.239
11.735 | 2225.269 | 11.544 | 2908.986
11.925 | 2193.149 | 11.735 | 2899.833
12.115 | 2159.703 | 11.925 | 2891.022
12.304 | 2120.928 | 12.115 | 2883.288
12.493 | 2081.219 | 12.304 | 2874.417
12.682 | 2045.18 | 12.493 | 2866.782
12.871 | 2010.774 | 12.682 | 2856.585
13.059 | 1975.989 | 12.871 | 2843.749
13.247 | 1945.158 | 13.059 | 2830.753
13.435 | 1911.795 | 13.247 | 2822.403
13.623 | 1875.41 | 13.435 | 2819.414
13.81 | 1836.623 | 13.623 | 2817.534
13.997 | 1798.18 | 13.81 | 2808.204
14.183 | 1755.419 | 13.997 | 2796.544
14.37 | 1719.908 | 14.183 | 2788.831
14.556 | 1687.371 | 14.37 | 2779.209
14.741 | 1654.96 | 14.556 | 2774.538
14.927 | 1624.715 | 14.741 | 2766.996
15.112 | 1594.05 | 14.927 | 2758.139
15.296 | 1557.123 | 15.112 | 2744.669
15.481 | 1522.12 | 15.296 | 2732.521
15.665 | 1484.795 | 15.481 | 2716.106
15.849 | 1446.485 | 15.665 | 2698.759
16.032 | 1408.343 | 15.849 | 2685.691
16.215 | 1373.829 | 16.032 | 2676.391
16.398 | 1339.286 | 16.215 | 2667.11
16.58 | 1306.04 | 16.398 | 2662.122
16.762 | 1274.268 | 16.58 | 2658.228
16.944 | 1242.492 | 16.762 | 2650.889
17.125 | 1211.293 | 16.944 | 2638.863
17.306 | 1179.038 | 17.125 | 2630.45
17.487 | 1147.265 | 17.306 | 2622.763
17.667 | 1117.652 | 17.487 | 2615.093
17.847 | 1089.438 | 17.667 | 2607.456
18.027 | 1059.431 | 17.847 | 2598.993
18.206 | 1030.026 | 18.027 | 2595.821
18.385 | 999.969 | 18.206 | 2584.383
18.563 | 970.529 | 18.385 | 2572.256
18.741 | 943.325 | 18.563 | 2559.717
18.919 | 917.803 | 18.741 | 2547.647
19.096 | 890.588 | 18.919 | 2529.906
19.273 | 863.068 | 19.096 | 2513.921
19.45 | 837.176 | 19.273 | 2501.577
19.626 | 813.361 | 19.45 | 2495.455
19.802 | 792.095 | 19.626 | 2490.743
19.977 | 771.054 | 19.802 | 2479.889
20.152 | 749.152 | 19.977 | 2472.606
20.327 | 725.466 | 20.152 | 2464.56
20.501 | 703.786 | 20.327 | 2453.38
20.675 | 682.492 | 20.501 | 2436.154
20.848 | 661.504 | 20.675 | 2422.467
21.021 | 642.905 | 20.848 | 2411.61
21.194 | 624.996 | 21.021 | 2401.929
21.366 | 606.286 | 21.194 | 2394.329
21.538 | 588.134 | 21.366 | 2387.733
21.709 | 570.077 | 21.538 | 2374.789
21.88 | 551.93 | 21.709 | 2361.575
22.051 | 534.231 | 21.88 | 2353.637
22.221 | 516.56 | 22.051 | 2343.808
22.391 | 499.157 | 22.221 | 2332.828
22.56 | 481.766 | 22.391 | 2326.326
22.729 | 464.798 | 22.56 | 2319.012
22.898 | 448.602 | 22.729 | 2308.478
23.066 | 433.271 | 22.898 | 2294.928
23.234 | 419.837 | 23.066 | 2281.707
23.401 | 406.634 | 23.234 | 2270.204
23.568 | 394.956 | 23.401 | 2257.309
23.734 | 383.401 | 23.568 | 2244.784
23.9 | 371.409 | 23.734 | 2234.348
24.066 | 359.625 | 23.9 | 2223.617
24.231 | 350.286 | 24.066 | 2210.926
24.396 | 340.252 | 24.231 | 2202.382
24.56 | 330.41 | 24.396 | 2195.561
24.724 | 321.315 | 24.56 | 2186.981
24.887 | 312.222 | 24.724 | 2175.78
25.05 | 303.292 | 24.887 | 2164.03
25.213 | 295.163 | 25.05 | 2152.049
25.375 | 288.226 | 25.213 | 2139.888
25.537 | 278.929 | 25.375 | 2127.908
25.698 | 271.596 | 25.537 | 2116.569
25.859 | 265.771 | 25.698 | 2106.059
26.019 | 260.435 | 25.859 | 2096.501
26.179 | 251.988 | 26.019 | 2083.609
26.339 | 245.955 | 26.179 | 2070.502
26.498 | 240.377 | 26.339 | 2058.09
26.657 | 234.057 | 26.498 | 2048.107
26.815 | 226.947 | 26.657 | 2041.241
26.973 | 221.466 | 26.815 | 2031.558
27.13 | 215.424 | 26.973 | 2018.546
27.287 | 208.68 | 27.13 | 2007.101
27.443 | 203.358 | 27.287 | 1996.858
27.599 | 199.457 | 27.443 | 1984.564
27.755 | 195.174 | 27.599 | 1975.039
27.91 | 190.484 | 27.755 | 1965.951
28.065 | 185.146 | 27.91 | 1954.502
28.219 | 180.272 | 28.065 | 1943.653
28.373 | 175.356 | 28.219 | 1931.074
28.526 | 169.781 | 28.373 | 1917.039
28.679 | 164.277 | 28.526 | 1904.657
28.831 | 161.041 | 28.679 | 1892.935
28.983 | 158.018 | 28.831 | 1878.524
29.135 | 155.047 | 28.983 | 1865.544
29.286 | 151.705 | 29.135 | 1853.891
29.437 | 147.905 | 29.286 | 1840.039
29.587 | 144.438 | 29.437 | 1827.356
29.737 | 141.966 | 29.587 | 1814.08
29.886 | 140.872 | 29.737 | 1801.556
30.035 | 138.856 | 29.886 | 1785.672
30.183 | 136.259 | 30.035 | 1773.319
30.331 | 133.721 | 30.183 | 1764.128
30.479 | 130.95 | 30.331 | 1752.146
30.626 | 128.004 | 30.479 | 1738.112
30.773 | 125.243 | 30.626 | 1726.381
30.919 | 123.072 | 30.773 | 1712.285
31.065 | 120.58 | 30.919 | 1692.981
31.21 | 118.881 | 31.065 | 1676.092
31.355 | 118.524 | 31.21 | 1659.119
31.499 | 117.578 | 31.355 | 1641.09
31.643 | 115.946 | 31.499 | 1626.433
31.787 | 113.642 | 31.643 | 1613.518
31.93 | 110.854 | 31.787 | 1594.341
32.073 | 108.061 | 31.93 | 1576.157
32.215 | 106.993 | 32.073 | 1559.529
32.357 | 106.849 | 32.215 | 1541.421
32.498 | 106.054 | 32.357 | 1524.952
32.639 | 104.215 | 32.498 | 1510.842
32.779 | 102.041 | 32.639 | 1494.669
32.919 | 101.48 | 32.779 | 1477.443
33.059 | 100.639 | 32.919 | 1459.355
33.198 | 99.513 | 33.059 | 1440.711
33.337 | 98.791 | 33.198 | 1419.304
33.475 | 97.504 | 33.337 | 1395.163
33.613 | 94.855 | 33.475 | 1375.542
33.75 | 90.472 | 33.613 | 1355.923
33.887 | 81.279 | 33.75 | 1338.014
34.023 | 70.392 | 33.887 | 1320.196
34.159 | 60.631 | 34.023 | 1304.5
34.295 | 52.18 | 34.159 | 1284.034
34.43 | 47.238 | 34.295 | 1263.375
34.565 | 46.673 | 34.43 | 1243.502
34.699 | 45.668 | 34.565 | 1223.153
34.833 | 44.919 | 34.699 | 1203.627
34.966 | 44.723 | 34.833 | 1187.706
35.099 | 44.672 | 34.966 | 1167.583
35.232 | 45.384 | 35.099 | 1148.692
35.364 | 46.424 | 35.232 | 1130.066
35.496 | 46.678 | 35.364 | 1110.792
35.627 | 46.407 | 35.496 | 1088.373
35.758 | 47.39 | 35.627 | 1064.789
35.888 | 55.81 | 35.758 | 1044.348
36.018 | 68.477 | 35.888 | 1022.475
36.148 | 79.456 | 36.018 | 1001.383
36.277 | 83.236 | 36.148 | 979.834
36.406 | 82.155 | 36.277 | 962.593
36.534 | 73.991 | 36.406 | 940.319
36.662 | 61.138 | 36.534 | 921.613
36.789 | 49.018 | 36.662 | 899.58
36.916 | 41.167 | 36.789 | 883.379
37.043 | 36.036 | 36.916 | 864.239
37.169 | 31.995 | 37.043 | 850.598
37.295 | 28.98 | 37.169 | 832.954
37.42 | 26.604 | 37.295 | 819.467
37.545 | 24.501 | 37.42 | 802.047
37.67 | 23.703 | 37.545 | 786.295
37.794 | 23.523 | 37.67 | 771.318
37.917 | 23.861 | 37.794 | 755.33
38.04 | 24.421 | 37.917 | 733.173
38.163 | 24.959 | 38.04 | 715.727
38.286 | 25.419 | 38.163 | 696.017
38.408 | 25.269 | 38.286 | 678.732
38.529 | 24.387 | 38.408 | 664.162
38.651 | 22.987 | 38.529 | 652.292
38.771 | 21.545 | 38.651 | 639.188
38.892 | 20.885 | 38.771 | 626.22
39.012 | 21.192 | 38.892 | 612.082
39.131 | 20.839 | 39.012 | 598.616
39.25 | 20.309 | 39.131 | 587.418
39.369 | 20.762 | 39.25 | 573.663
39.487 | 22.68 | 39.369 | 558.388
39.605 | 24.294 | 39.487 | 546.16
39.723 | 25.334 | 39.605 | 531.062
39.84 | 26.324 | 39.723 | 516.329
39.957 | 26.966 | 39.84 | 504.846
40.073 | 27.434 | 39.957 | 491.593
40.189 | 26.49 | 40.073 | 480.022
40.189 | 26.49 | 40.073 | 480.022
40.305 | 26.384 | 40.189 | 468.954
40.42 | 26.824 | 40.305 | 459.215
40.535 | 26.441 | 40.42 | 449.609
40.649 | 25.101 | 40.535 | 439.986
40.763 | 24.395 | 40.649 | 427.515
40.877 | 22.718 | 40.763 | 418.894
40.99 | 20.399 | 40.877 | 410.64
41.103 | 18.965 | 40.99 | 401.292
41.215 | 18.874 | 41.103 | 339.118
41.327 | 19.162 | 41.215 | 244.004
41.439 | 19.234 | 41.327 | 174.513
455.669
323.389
196.583
73.469
0
0
0