## BBAR
S4WRD-C2 PAR | 2023-01-18
| Beam Angle | Field Angle
| 17.23 | 32.3
[5 empty] | Lens Efficiency | Power Consump (Watts) | Efficacy (lm/W)
LED Type | Accessory Lens | Candela | Field Lumens | Beam Lumens
Full ON | BBAR | 65007 | 5818 | 2742 | NA | 143 | 40.6853
3200K (Preset-1) | BBAR | 56093 | 5011 | 2380 | NA | 109 | 45.9725
5600K (Preset-2) | BBAR | 61472 | 5494 | 2592 | NA | 124 | 44.3065
RED (Direct) | BBAR | 9139 | 822 | 385 | NA | 50.1 | 16.4072
AMBER (Direct) | BBAR | 21899 | 1947 | 922 | NA | 50.2 | 38.7849
GREEN (Direct) | BBAR | 33252 | 2956 | 1393 | NA | 50.4 | 58.6508
BLUE (Direct) | BBAR | 6358 | 595 | 278 | NA | 50.2 | 11.8526
| For Field diameter at any distance, multiply distance by |  |  |  | 0.57916
| For Beam diameter at any distance, multiply distance by |  |  |  | 0.30301
Dist for 1.0 fc
| Throw Distance (ft) | 10 | 15 | 20 | 25 | 254.9647
| Throw Distance (m) | 3.048 | 4.572 | 6.096 | 7.62 | 77.7132
| Field Diameter (ft) | 5.7916 | 8.6874 | 11.5832 | 14.479
| Field Diameter (m) | 1.7653 | 2.6479 | 3.5306 | 4.4132
| Illuminance (fc) | 650.07 | 288.92 | 162.5175 | 104.0112
| Illuminance (lux) | 6997.2885 | 3109.906 | 1749.3221 | 1119.5662
Test Distance | Iso-Illuminance Diagram grid lines
3.124 | 0.25 | 0.5 | 0.75 | 1 | 0.54
| 0.080026 | 0.16005 | 0.24008 | 0.3201
Measurement: Full On (SCDM off) - BBAR w/ diffuser "full peak" - Intensity |  |  | Measurement: Full On (SCDM off) - BBAR w/ diffuser "full peak" - Intensity
Degrees | (Cd) |  | Degrees | (Cd)
-28.5927 | 0 | 0 | -28.5927 | 0 | 0
-28.5754 | 0 | 0 | -28.5754 | 0 | 0
-28.5581 | 0 | 0 | -28.5581 | 0 | 0
-28.5407 | 0 | 0 | -28.5407 | 0 | 0
-28.5234 | 0 | 0 | -28.5234 | 0 | 0
-28.506 | 0 | 0 | -28.506 | 0 | 0
-28.4886 | 0 | 0 | -28.4886 | 0 | 0
-28.4713 | 0 | 0 | -28.4713 | 0 | 0
-28.4539 | 0 | 0 | -28.4539 | 0 | 0
-28.4366 | 0 | 0 | -28.4366 | 0 | 0
-28.4193 | 0 | 0 | -28.4193 | 0 | 0
-28.4019 | 0 | 0 | -28.4019 | 0 | 0
-28.3846 | 0 | 0 | -28.3846 | 0 | 0
-28.3672 | 0 | 0 | -28.3672 | 0 | 0
-28.3498 | 0 | 0 | -28.3498 | 0 | 0
-28.3325 | 0 | 0 | -28.3325 | 0 | 0
-28.3151 | 0 | 0 | -28.3151 | 0 | 0
-28.2978 | 0 | 0 | -28.2978 | 0 | 0
-28.2804 | 0 | 0 | -28.2804 | 0 | 0
-28.2631 | 0 | 0 | -28.2631 | 0 | 0
-28.2458 | 0 | 0 | -28.2458 | 0 | 0
-28.2284 | 0 | 0 | -28.2284 | 0 | 0
-28.2111 | 0 | 0 | -28.2111 | 0 | 0
-28.1937 | 0 | 0 | -28.1937 | 0 | 0
-28.1763 | 0 | 0 | -28.1763 | 0 | 0
-28.159 | 0 | 0 | -28.159 | 0 | 0
-28.1416 | 0 | 0 | -28.1416 | 0 | 0
-28.1243 | 0 | 0 | -28.1243 | 0 | 0
-28.107 | 0 | 0 | -28.107 | 0 | 0
-28.0896 | 0 | 0 | -28.0896 | 0 | 0
-28.0723 | 0 | 0 | -28.0723 | 0 | 0
-28.0549 | 0 | 0 | -28.0549 | 0 | 0
-28.0375 | 0 | 0 | -28.0375 | 0 | 0
-28.0202 | 0 | 0 | -28.0202 | 0 | 0
-28.0028 | 0 | 0 | -28.0028 | 0 | 0
-27.9855 | 0 | 0 | -27.9855 | 0 | 0
-27.9682 | 0 | 0 | -27.9682 | 0 | 0
-27.9508 | 0 | 0 | -27.9508 | 0 | 0
-27.9335 | 0 | 0 | -27.9335 | 0 | 0
-27.9161 | 0 | 0 | -27.9161 | 0 | 0
-27.8987 | 0 | 0 | -27.8987 | 0 | 0
-27.8814 | 0 | 0 | -27.8814 | 0 | 0
-27.864 | 0 | 0 | -27.864 | 0 | 0
-27.8467 | 0 | 0 | -27.8467 | 0 | 0
-27.8294 | 0 | 0 | -27.8294 | 0 | 0
-27.812 | 0 | 0 | -27.812 | 0 | 0
-27.7947 | 0 | 0 | -27.7947 | 0 | 0
-27.7773 | 0 | 0 | -27.7773 | 0 | 0
-27.7599 | 0 | 0 | -27.7599 | 0 | 0
-27.7426 | 0 | 0 | -27.7426 | 0 | 0
-27.7252 | 0 | 0 | -27.7252 | 0 | 0
-27.7079 | 0 | 0 | -27.7079 | 0 | 0
-27.6906 | 0 | 0 | -27.6906 | 0 | 0
-27.6732 | 0 | 0 | -27.6732 | 0 | 0
-27.6559 | 0 | 0 | -27.6559 | 0 | 0
-27.6385 | 0 | 0 | -27.6385 | 0 | 0
-27.6212 | 0 | 0 | -27.6212 | 0 | 0
-27.6038 | 0 | 0 | -27.6038 | 0 | 0
-27.5864 | 0 | 0 | -27.5864 | 0 | 0
-27.5691 | 0 | 0 | -27.5691 | 0 | 0
-27.5517 | 0 | 0 | -27.5517 | 0 | 0
-27.5344 | 0 | 0 | -27.5344 | 0 | 0
-27.5171 | 0 | 0 | -27.5171 | 0 | 0
-27.4997 | 0 | 0 | -27.4997 | 0 | 0
-27.4824 | 0 | 0 | -27.4824 | 0 | 0
-27.465 | 0 | 0 | -27.465 | 0 | 0
-27.4476 | 0 | 0 | -27.4476 | 0 | 0
-27.4303 | 0 | 0 | -27.4303 | 0 | 0
-27.4129 | 0 | 0 | -27.4129 | 0 | 0
-27.3956 | 0 | 0 | -27.3956 | 0 | 0
-27.3783 | 0 | 0 | -27.3783 | 0 | 0
-27.3609 | 0 | 0 | -27.3609 | 0 | 0
-27.3436 | 0 | 0 | -27.3436 | 0 | 0
-27.3262 | 0 | 0 | -27.3262 | 0 | 0
-27.3088 | 0 | 0 | -27.3088 | 0 | 0
-27.2915 | 0 | 0 | -27.2915 | 0 | 0
-27.2741 | 0 | 0 | -27.2741 | 0 | 0
-27.2568 | 0 | 0 | -27.2568 | 0 | 0
-27.2395 | 0 | 0 | -27.2395 | 0 | 0
-27.2221 | 0 | 0 | -27.2221 | 0 | 0
-27.2048 | 0 | 0 | -27.2048 | 0 | 0
-27.1874 | 0 | 0 | -27.1874 | 0 | 0
-27.17 | 0 | 0 | -27.17 | 0 | 0
-27.1527 | 0 | 0 | -27.1527 | 0 | 0
-27.1353 | 0 | 0 | -27.1353 | 0 | 0
-27.118 | 0 | 0 | -27.118 | 0 | 0
-27.1007 | 0 | 0 | -27.1007 | 0 | 0
-27.0833 | 0 | 0 | -27.0833 | 0 | 0
-27.066 | 0 | 0 | -27.066 | 0 | 0
-27.0486 | 0 | 0 | -27.0486 | 0 | 0
-27.0312 | 0 | 0 | -27.0312 | 0 | 0
-27.0139 | 0 | 0 | -27.0139 | 0 | 0
-26.9965 | 0 | 0 | -26.9965 | 0 | 0
-26.9792 | 0 | 0 | -26.9792 | 0 | 0
-26.9618 | 0 | 0 | -26.9618 | 0 | 0
-26.9445 | 0 | 0 | -26.9445 | 0 | 0
-26.9272 | 0 | 0 | -26.9272 | 0 | 0
-26.9098 | 0 | 0 | -26.9098 | 0 | 0
-26.8925 | 0 | 0 | -26.8925 | 0 | 0
-26.8751 | 0 | 0 | -26.8751 | 0 | 0
-26.8577 | 0 | 0 | -26.8577 | 0 | 0
-26.8404 | 0 | 0 | -26.8404 | 0 | 0
-26.823 | 0 | 0 | -26.823 | 0 | 0
-26.8057 | 0 | 0 | -26.8057 | 0 | 0
-26.7884 | 0 | 0 | -26.7884 | 0 | 0
-26.771 | 0 | 0 | -26.771 | 0 | 0
-26.7537 | 0 | 0 | -26.7537 | 0 | 0
-26.7363 | 0 | 0 | -26.7363 | 0 | 0
-26.7189 | 0 | 0 | -26.7189 | 0 | 0
-26.7016 | 0 | 0 | -26.7016 | 0 | 0
-26.6842 | 0 | 0 | -26.6842 | 0 | 0
-26.6669 | 0 | 0 | -26.6669 | 0 | 0
-26.6496 | 0 | 0 | -26.6496 | 0 | 0
-26.6322 | 0 | 0 | -26.6322 | 0 | 0
-26.6149 | 0 | 0 | -26.6149 | 0 | 0
-26.5975 | 0 | 0 | -26.5975 | 0 | 0
-26.5801 | 0 | 0 | -26.5801 | 0 | 0
-26.5628 | 0 | 0 | -26.5628 | 0 | 0
-26.5454 | 0 | 0 | -26.5454 | 0 | 0
-26.5281 | 0 | 0 | -26.5281 | 0 | 0
-26.5108 | 0 | 0 | -26.5108 | 0 | 0
-26.4934 | 0 | 0 | -26.4934 | 0 | 0
-26.4761 | 0 | 0 | -26.4761 | 0 | 0
-26.4587 | 0 | 0 | -26.4587 | 0 | 0
-26.4413 | 0 | 0 | -26.4413 | 0 | 0
-26.424 | 0 | 0 | -26.424 | 0 | 0
-26.4066 | 0 | 0 | -26.4066 | 0 | 0
-26.3893 | 0 | 0 | -26.3893 | 0 | 0
-26.3719 | 0 | 0 | -26.3719 | 0 | 0
-26.3546 | 0 | 0 | -26.3546 | 0 | 0
-26.3373 | 0 | 0 | -26.3373 | 0 | 0
-26.3199 | 0 | 0 | -26.3199 | 0 | 0
-26.3026 | 0 | 0 | -26.3026 | 0 | 0
-26.2852 | 0 | 0 | -26.2852 | 0 | 0
-26.2678 | 0 | 0 | -26.2678 | 0 | 0
-26.2505 | 0 | 0 | -26.2505 | 0 | 0
-26.2331 | 0 | 0 | -26.2331 | 0 | 0
-26.2158 | 0 | 0 | -26.2158 | 0 | 0
-26.1985 | 0 | 0 | -26.1985 | 0 | 0
-26.1811 | 0 | 0 | -26.1811 | 0 | 0
-26.1638 | 0 | 0 | -26.1638 | 0 | 0
-26.1464 | 0 | 0 | -26.1464 | 0 | 0
-26.1291 | 0 | 0 | -26.1291 | 0 | 0
-26.1117 | 0 | 0 | -26.1117 | 0 | 0
-26.0943 | 0 | 0 | -26.0943 | 0 | 0
-26.077 | 0 | 0 | -26.077 | 0 | 0
-26.0597 | 0 | 0 | -26.0597 | 0 | 0
-26.0423 | 0 | 0 | -26.0423 | 0 | 0
-26.025 | 0 | 0 | -26.025 | 0 | 0
-26.0076 | 0 | 0 | -26.0076 | 0 | 0
-25.9903 | 0 | 0 | -25.9903 | 0 | 0
-25.9729 | 0 | 0 | -25.9729 | 0 | 0
-25.9555 | 0 | 0 | -25.9555 | 0 | 0
-25.9382 | 0 | 0 | -25.9382 | 0 | 0
-25.9209 | 0 | 0 | -25.9209 | 0 | 0
-25.9035 | 0 | 0 | -25.9035 | 0 | 0
-25.8862 | 0 | 0 | -25.8862 | 0 | 0
-25.8688 | 0 | 0 | -25.8688 | 0 | 0
-25.8515 | 0 | 0 | -25.8515 | 0 | 0
-25.8341 | 0 | 0 | -25.8341 | 0 | 0
-25.8168 | 0 | 0 | -25.8168 | 0 | 0
-25.7994 | 0 | 0 | -25.7994 | 0 | 0
-25.7821 | 0 | 0 | -25.7821 | 0 | 0
-25.7647 | 0 | 0 | -25.7647 | 0 | 0
-25.7474 | 0 | 0 | -25.7474 | 0 | 0
-25.73 | 0 | 0 | -25.73 | 0 | 0
-25.7127 | 0 | 0 | -25.7127 | 0 | 0
-25.6953 | 0 | 0 | -25.6953 | 0 | 0
-25.678 | 0 | 0 | -25.678 | 0 | 0
-25.6606 | 0 | 0 | -25.6606 | 0 | 0
-25.6433 | 0 | 0 | -25.6433 | 0 | 0
-25.6259 | 0 | 0 | -25.6259 | 0 | 0
-25.6086 | 0 | 0 | -25.6086 | 0 | 0
-25.5912 | 0 | 0 | -25.5912 | 0 | 0
-25.5739 | 0 | 0 | -25.5739 | 0 | 0
-25.5565 | 0 | 0 | -25.5565 | 0 | 0
-25.5392 | 0 | 0 | -25.5392 | 0 | 0
-25.5218 | 0 | 0 | -25.5218 | 0 | 0
-25.5045 | 0 | 0 | -25.5045 | 0 | 0
-25.4871 | 0 | 0 | -25.4871 | 0 | 0
-25.4698 | 0 | 0 | -25.4698 | 0 | 0
-25.4524 | 0 | 0 | -25.4524 | 0 | 0
-25.4351 | 0 | 0 | -25.4351 | 0 | 0
-25.4177 | 0 | 0 | -25.4177 | 0 | 0
-25.4004 | 28.0334 | 0.00043128 | -25.4004 | 0 | 0
-25.383 | 501.4486 | 0.0077146 | -25.383 | 0 | 0
-25.3657 | 1088.668 | 0.016749 | -25.3657 | 0 | 0
-25.3483 | 1107.761 | 0.017042 | -25.3483 | 0 | 0
-25.331 | 1100.723 | 0.016934 | -25.331 | 0 | 0
-25.3136 | 1113.294 | 0.017128 | -25.3136 | 0 | 0
-25.2963 | 1065.199 | 0.016388 | -25.2963 | 0 | 0
-25.2789 | 1088.896 | 0.016752 | -25.2789 | 0 | 0
-25.2616 | 1118.7 | 0.017211 | -25.2616 | 0 | 0
-25.2442 | 1100.767 | 0.016935 | -25.2442 | 0 | 0
-25.2269 | 1127.869 | 0.017352 | -25.2269 | 0 | 0
-25.2095 | 1151.846 | 0.017721 | -25.2095 | 0 | 0
-25.1922 | 1157.307 | 0.017805 | -25.1922 | 0 | 0
-25.1748 | 1170.168 | 0.018003 | -25.1748 | 0 | 0
-25.1575 | 1115.99 | 0.017169 | -25.1575 | 0 | 0
-25.1401 | 1108.863 | 0.017059 | -25.1401 | 0 | 0
-25.1228 | 1127.667 | 0.017349 | -25.1228 | 0 | 0
-25.1054 | 1135.272 | 0.017466 | -25.1054 | 0 | 0
-25.0881 | 1045.177 | 0.01608 | -25.0881 | 0 | 0
-25.0707 | 1103.944 | 0.016984 | -25.0707 | 0 | 0
-25.0534 | 1166.576 | 0.017947 | -25.0534 | 0 | 0
-25.036 | 1080.691 | 0.016626 | -25.036 | 0 | 0
-25.0187 | 1119.81 | 0.017228 | -25.0187 | 0 | 0
-25.0013 | 1110.9 | 0.017091 | -25.0013 | 0 | 0
-24.984 | 1187.048 | 0.018262 | -24.984 | 0 | 0
-24.9666 | 1235.767 | 0.019012 | -24.9666 | 0 | 0
-24.9493 | 1149.519 | 0.017685 | -24.9493 | 0 | 0
-24.9319 | 1075.515 | 0.016546 | -24.9319 | 0 | 0
-24.9146 | 1092.575 | 0.016809 | -24.9146 | 0 | 0
-24.8972 | 1129.698 | 0.01738 | -24.8972 | 0 | 0
-24.8799 | 1137.379 | 0.017498 | -24.8799 | 0 | 0
-24.8625 | 1178.591 | 0.018132 | -24.8625 | 0 | 0
-24.8452 | 1142.055 | 0.01757 | -24.8452 | 0 | 0
-24.8278 | 1230.878 | 0.018937 | -24.8278 | 0 | 0
-24.8105 | 1213.492 | 0.018669 | -24.8105 | 0 | 0
-24.7931 | 1321.164 | 0.020326 | -24.7931 | 0 | 0
-24.7758 | 1285.642 | 0.019779 | -24.7758 | 0 | 0
-24.7584 | 1243.148 | 0.019125 | -24.7584 | 0 | 0
-24.7411 | 1159.028 | 0.017831 | -24.7411 | 0 | 0
-24.7237 | 1198.337 | 0.018436 | -24.7237 | 0 | 0
-24.7064 | 1197.553 | 0.018424 | -24.7064 | 0 | 0
-24.689 | 1217.351 | 0.018728 | -24.689 | 0 | 0
-24.6717 | 1214.172 | 0.01868 | -24.6717 | 0 | 0
-24.6543 | 1212.137 | 0.018648 | -24.6543 | 0 | 0
-24.637 | 1224.178 | 0.018834 | -24.637 | 0 | 0
-24.6196 | 1255.806 | 0.01932 | -24.6196 | 0 | 0
-24.6023 | 1259.964 | 0.019384 | -24.6023 | 0 | 0
-24.5849 | 1249.048 | 0.019216 | -24.5849 | 0 | 0
-24.5676 | 1253.629 | 0.019287 | -24.5676 | 0 | 0
-24.5502 | 1288.131 | 0.019817 | -24.5502 | 0 | 0
-24.5329 | 1139.611 | 0.017532 | -24.5329 | 0 | 0
-24.5155 | 1257.592 | 0.019348 | -24.5155 | 0 | 0
-24.4982 | 1130.557 | 0.017393 | -24.4982 | 0 | 0
-24.4808 | 1310.69 | 0.020164 | -24.4808 | 0 | 0
-24.4635 | 1248.779 | 0.019212 | -24.4635 | 0 | 0
-24.4461 | 1221.144 | 0.018787 | -24.4461 | 0 | 0
-24.4288 | 1257.223 | 0.019342 | -24.4288 | 0 | 0
-24.4114 | 1204.83 | 0.018536 | -24.4114 | 0 | 0
-24.3941 | 1202.962 | 0.018507 | -24.3941 | 0 | 0
-24.3767 | 1313.43 | 0.020207 | -24.3767 | 0 | 0
-24.3594 | 1284.835 | 0.019767 | -24.3594 | 0 | 0
-24.342 | 1214.58 | 0.018686 | -24.342 | 0 | 0
-24.3247 | 1293.658 | 0.019902 | -24.3247 | 0 | 0
-24.3073 | 1298.395 | 0.019975 | -24.3073 | 0 | 0
-24.29 | 1271.913 | 0.019568 | -24.29 | 0 | 0
-24.2726 | 1342.144 | 0.020648 | -24.2726 | 0 | 0
-24.2553 | 1278.448 | 0.019668 | -24.2553 | 0 | 0
-24.2379 | 1366.781 | 0.021027 | -24.2379 | 0 | 0
-24.2206 | 1272.266 | 0.019573 | -24.2206 | 0 | 0
-24.2032 | 1266.145 | 0.019479 | -24.2032 | 0 | 0
-24.1859 | 1272.514 | 0.019577 | -24.1859 | 0 | 0
-24.1685 | 1316.296 | 0.020251 | -24.1685 | 0 | 0
-24.1512 | 1373.471 | 0.02113 | -24.1512 | 0 | 0
-24.1338 | 1351.365 | 0.02079 | -24.1338 | 0 | 0
-24.1165 | 1324.655 | 0.020379 | -24.1165 | 0 | 0
-24.0991 | 1334.842 | 0.020536 | -24.0991 | 0 | 0
-24.0818 | 1345.047 | 0.020693 | -24.0818 | 0 | 0
-24.0644 | 1327.471 | 0.020423 | -24.0644 | 0 | 0
-24.0471 | 1282.228 | 0.019727 | -24.0471 | 0 | 0
-24.0297 | 1262.47 | 0.019423 | -24.0297 | 0 | 0
-24.0124 | 1233.369 | 0.018975 | -24.0124 | 0 | 0
-23.995 | 1292.362 | 0.019882 | -23.995 | 0 | 0
-23.9777 | 1343.947 | 0.020676 | -23.9777 | 0 | 0
-23.9603 | 1371.099 | 0.021094 | -23.9603 | 0 | 0
-23.943 | 1342.02 | 0.020646 | -23.943 | 0 | 0
-23.9256 | 1366.619 | 0.021025 | -23.9256 | 0 | 0
-23.9083 | 1357.419 | 0.020883 | -23.9083 | 0 | 0
-23.8909 | 1441.756 | 0.022181 | -23.8909 | 0 | 0
-23.8736 | 1401.06 | 0.021555 | -23.8736 | 0 | 0
-23.8562 | 1433.184 | 0.022049 | -23.8562 | 0 | 0
-23.8389 | 1405.931 | 0.02163 | -23.8389 | 0 | 0
-23.8215 | 1422.615 | 0.021886 | -23.8215 | 0 | 0
-23.8042 | 1426.398 | 0.021945 | -23.8042 | 0 | 0
-23.7868 | 1391.766 | 0.021412 | -23.7868 | 0 | 0
-23.7695 | 1404.984 | 0.021615 | -23.7695 | 0 | 0
-23.7521 | 1435.33 | 0.022082 | -23.7521 | 0 | 0
-23.7348 | 1446.348 | 0.022252 | -23.7348 | 0 | 0
-23.7174 | 1421.222 | 0.021865 | -23.7174 | 0 | 0
-23.7001 | 1418.726 | 0.021827 | -23.7001 | 0 | 0
-23.6827 | 1494.166 | 0.022987 | -23.6827 | 0 | 0
-23.6654 | 1547.204 | 0.023803 | -23.6654 | 0 | 0
-23.648 | 1497.943 | 0.023045 | -23.648 | 0 | 0
-23.6307 | 1421.841 | 0.021874 | -23.6307 | 0 | 0
-23.6133 | 1380.198 | 0.021234 | -23.6133 | 0 | 0
-23.596 | 1446.802 | 0.022258 | -23.596 | 0 | 0
-23.5786 | 1423.003 | 0.021892 | -23.5786 | 0 | 0
-23.5613 | 1473.072 | 0.022663 | -23.5613 | 0 | 0
-23.5439 | 1483.116 | 0.022817 | -23.5439 | 0 | 0
-23.5266 | 1481.495 | 0.022792 | -23.5266 | 0 | 0
-23.5092 | 1453.009 | 0.022354 | -23.5092 | 0 | 0
-23.4919 | 1393.743 | 0.021442 | -23.4919 | 0 | 0
-23.4745 | 1412.49 | 0.021731 | -23.4745 | 0 | 0
-23.4572 | 1433.861 | 0.022059 | -23.4572 | 0 | 0
-23.4398 | 1417.87 | 0.021813 | -23.4398 | 0 | 0
-23.4225 | 1455.555 | 0.022393 | -23.4225 | 0 | 0
-23.4051 | 1460.412 | 0.022468 | -23.4051 | 0 | 0
-23.3878 | 1466.457 | 0.022561 | -23.3878 | 0 | 0
-23.3704 | 1558.324 | 0.023974 | -23.3704 | 0 | 0
-23.3531 | 1614.345 | 0.024836 | -23.3531 | 0 | 0
-23.3357 | 1524.706 | 0.023457 | -23.3357 | 0 | 0
-23.3184 | 1496.232 | 0.023019 | -23.3184 | 0 | 0
-23.301 | 1495.59 | 0.023009 | -23.301 | 0 | 0
-23.2837 | 1538.285 | 0.023666 | -23.2837 | 0 | 0
-23.2663 | 1629.667 | 0.025072 | -23.2663 | 0 | 0
-23.249 | 1564.085 | 0.024063 | -23.249 | 0 | 0
-23.2316 | 1550.146 | 0.023848 | -23.2316 | 0 | 0
-23.2143 | 1601.906 | 0.024645 | -23.2143 | 0 | 0
-23.1969 | 1629.21 | 0.025065 | -23.1969 | 0 | 0
-23.1796 | 1610.335 | 0.024774 | -23.1796 | 0 | 0
-23.1622 | 1589.996 | 0.024461 | -23.1622 | 0 | 0
-23.1449 | 1577.135 | 0.024264 | -23.1449 | 0 | 0
-23.1275 | 1576.659 | 0.024256 | -23.1275 | 0 | 0
-23.1102 | 1488.818 | 0.022905 | -23.1102 | 0 | 0
-23.0928 | 1486.426 | 0.022868 | -23.0928 | 0 | 0
-23.0755 | 1620.37 | 0.024929 | -23.0755 | 0 | 0
-23.0581 | 1558.233 | 0.023973 | -23.0581 | 0 | 0
-23.0408 | 1607.495 | 0.024731 | -23.0408 | 0 | 0
-23.0234 | 1588.829 | 0.024444 | -23.0234 | 0 | 0
-23.0061 | 1713.262 | 0.026358 | -23.0061 | 0 | 0
-22.9887 | 1667.094 | 0.025648 | -22.9887 | 0 | 0
-22.9714 | 1624.321 | 0.02499 | -22.9714 | 0 | 0
-22.954 | 1665.415 | 0.025622 | -22.954 | 0 | 0
-22.9367 | 1651.607 | 0.025409 | -22.9367 | 0 | 0
-22.9193 | 1606.584 | 0.024717 | -22.9193 | 0 | 0
-22.902 | 1619.677 | 0.024918 | -22.902 | 0 | 0
-22.8846 | 1631.868 | 0.025106 | -22.8846 | 0 | 0
-22.8673 | 1616.223 | 0.024865 | -22.8673 | 0 | 0
-22.8499 | 1582.11 | 0.02434 | -22.8499 | 0 | 0
-22.8326 | 1692.07 | 0.026032 | -22.8326 | 0 | 0
-22.8152 | 1697.478 | 0.026115 | -22.8152 | 0 | 0
-22.7979 | 1680.441 | 0.025853 | -22.7979 | 0 | 0
-22.7805 | 1703.784 | 0.026212 | -22.7805 | 0 | 0
-22.7632 | 1722.18 | 0.026495 | -22.7632 | 0 | 0
-22.7458 | 1691.644 | 0.026025 | -22.7458 | 0 | 0
-22.7285 | 1702.355 | 0.02619 | -22.7285 | 0 | 0
-22.7111 | 1747.965 | 0.026892 | -22.7111 | 0 | 0
-22.6938 | 1776.327 | 0.027328 | -22.6938 | 0 | 0
-22.6764 | 1771.987 | 0.027261 | -22.6764 | 0 | 0
-22.6591 | 1758.699 | 0.027057 | -22.6591 | 0 | 0
-22.6417 | 1691.031 | 0.026016 | -22.6417 | 0 | 0
-22.6244 | 1670.288 | 0.025697 | -22.6244 | 0 | 0
-22.607 | 1727.576 | 0.026578 | -22.607 | 0 | 0
-22.5897 | 1729.934 | 0.026614 | -22.5897 | 0 | 0
-22.5723 | 1696.907 | 0.026106 | -22.5723 | 0 | 0
-22.555 | 1689.483 | 0.025992 | -22.555 | 0 | 0
-22.5376 | 1746.91 | 0.026876 | -22.5376 | 0 | 0
-22.5203 | 1832.108 | 0.028186 | -22.5203 | 0 | 0
-22.5029 | 1773.318 | 0.027282 | -22.5029 | 0 | 0
-22.4856 | 1779.995 | 0.027385 | -22.4856 | 0 | 0
-22.4682 | 1783.894 | 0.027445 | -22.4682 | 0 | 0
-22.4509 | 1869.063 | 0.028755 | -22.4509 | 0 | 0
-22.4335 | 1892.826 | 0.02912 | -22.4335 | 0 | 0
-22.4162 | 1863.149 | 0.028664 | -22.4162 | 0 | 0
-22.3988 | 1843.379 | 0.02836 | -22.3988 | 0 | 0
-22.3815 | 1772.118 | 0.027263 | -22.3815 | 0 | 0
-22.3641 | 1861.045 | 0.028631 | -22.3641 | 0 | 0
-22.3468 | 1854.4 | 0.028529 | -22.3468 | 0 | 0
-22.3294 | 1858.291 | 0.028589 | -22.3294 | 0 | 0
-22.3121 | 1904.004 | 0.029292 | -22.3121 | 0 | 0
-22.2947 | 1890.782 | 0.029089 | -22.2947 | 0 | 0
-22.2774 | 1879.183 | 0.028911 | -22.2774 | 0 | 0
-22.26 | 1889.002 | 0.029062 | -22.26 | 0 | 0
-22.2427 | 1914.542 | 0.029454 | -22.2427 | 0 | 0
-22.2253 | 1996.332 | 0.030713 | -22.2253 | 0 | 0
-22.208 | 1937.062 | 0.029801 | -22.208 | 1547.77 | 0.023812
-22.1906 | 1807.47 | 0.027807 | -22.1906 | 1525.414 | 0.023468
-22.1733 | 1893.631 | 0.029133 | -22.1733 | 1553.186 | 0.023895
-22.1559 | 1821.152 | 0.028018 | -22.1559 | 1596.924 | 0.024568
-22.1386 | 1946.319 | 0.029943 | -22.1386 | 1562.986 | 0.024046
-22.1212 | 1870.667 | 0.028779 | -22.1212 | 1583.208 | 0.024357
-22.1039 | 1945.075 | 0.029924 | -22.1039 | 1586.663 | 0.02441
-22.0865 | 1881.357 | 0.028944 | -22.0865 | 1563.301 | 0.024051
-22.0692 | 2038.431 | 0.03136 | -22.0692 | 1541.469 | 0.023715
-22.0518 | 2018.351 | 0.031052 | -22.0518 | 1568.024 | 0.024123
-22.0345 | 1898.331 | 0.029205 | -22.0345 | 1618.618 | 0.024902
-22.0171 | 1888.132 | 0.029048 | -22.0171 | 1635.485 | 0.025161
-21.9998 | 1929.066 | 0.029678 | -21.9998 | 1598.002 | 0.024585
-21.9824 | 1929.006 | 0.029677 | -21.9824 | 1637.469 | 0.025192
-21.9651 | 1973.422 | 0.03036 | -21.9651 | 1596.112 | 0.024556
-21.9477 | 2037.518 | 0.031346 | -21.9477 | 1600.658 | 0.024626
-21.9304 | 2023.963 | 0.031138 | -21.9304 | 1623.401 | 0.024975
-21.913 | 2078.55 | 0.031978 | -21.913 | 1601.271 | 0.024635
-21.8957 | 1988.4 | 0.030591 | -21.8957 | 1592.435 | 0.024499
-21.8783 | 1875.783 | 0.028858 | -21.8783 | 1587.226 | 0.024419
-21.861 | 2106.365 | 0.032406 | -21.861 | 1592.713 | 0.024503
-21.8436 | 2034.957 | 0.031307 | -21.8436 | 1676.987 | 0.0258
-21.8263 | 1846.422 | 0.028406 | -21.8263 | 1578.195 | 0.02428
-21.8089 | 1999.623 | 0.030763 | -21.8089 | 1588.756 | 0.024442
-21.7916 | 1964.73 | 0.030227 | -21.7916 | 1605.817 | 0.024705
-21.7742 | 2055.992 | 0.031631 | -21.7742 | 1610.73 | 0.02478
-21.7569 | 2112.051 | 0.032493 | -21.7569 | 1715.315 | 0.026389
-21.7395 | 2073.475 | 0.0319 | -21.7395 | 1720.127 | 0.026463
-21.7222 | 2083.926 | 0.03206 | -21.7222 | 1772.373 | 0.027267
-21.7048 | 2078.232 | 0.031973 | -21.7048 | 1668.246 | 0.025665
-21.6875 | 2083.62 | 0.032056 | -21.6875 | 1646.774 | 0.025335
-21.6701 | 2076.207 | 0.031942 | -21.6701 | 1679.111 | 0.025832
-21.6528 | 2068.948 | 0.03183 | -21.6528 | 1717.161 | 0.026418
-21.6354 | 2138.941 | 0.032907 | -21.6354 | 1771 | 0.027246
-21.6181 | 2193.518 | 0.033746 | -21.6181 | 1791.388 | 0.02756
-21.6007 | 2124.838 | 0.03269 | -21.6007 | 1664.915 | 0.025614
-21.5834 | 2107.81 | 0.032428 | -21.5834 | 1612.848 | 0.024813
-21.566 | 2076.742 | 0.03195 | -21.566 | 1698.327 | 0.026128
-21.5487 | 2194.222 | 0.033757 | -21.5487 | 1732.019 | 0.026646
-21.5313 | 2300.029 | 0.035385 | -21.5313 | 1649.964 | 0.025384
-21.514 | 2130.162 | 0.032772 | -21.514 | 1720.186 | 0.026464
-21.4966 | 2103.425 | 0.03236 | -21.4966 | 1738.325 | 0.026743
-21.4793 | 2109.074 | 0.032447 | -21.4793 | 1781.498 | 0.027408
-21.4619 | 2199.654 | 0.033841 | -21.4619 | 1794.928 | 0.027614
-21.4446 | 2207.316 | 0.033959 | -21.4446 | 1863.401 | 0.028668
-21.4272 | 2176.591 | 0.033486 | -21.4272 | 1849.275 | 0.02845
-21.4099 | 2143.776 | 0.032981 | -21.4099 | 1755.869 | 0.027013
-21.3925 | 2178.383 | 0.033514 | -21.3925 | 1774.696 | 0.027303
-21.3752 | 2273.519 | 0.034977 | -21.3752 | 1871.137 | 0.028787
-21.3578 | 2288.022 | 0.0352 | -21.3578 | 1859.017 | 0.0286
-21.3405 | 2267.599 | 0.034886 | -21.3405 | 1757.308 | 0.027036
-21.3231 | 2264.233 | 0.034834 | -21.3231 | 1710.39 | 0.026314
-21.3058 | 2281.735 | 0.035104 | -21.3058 | 1749.951 | 0.026922
-21.2884 | 2301.064 | 0.035401 | -21.2884 | 1801.827 | 0.02772
-21.2711 | 2333.262 | 0.035896 | -21.2711 | 1858.405 | 0.028591
-21.2537 | 2272.075 | 0.034955 | -21.2537 | 1880.833 | 0.028936
-21.2364 | 2295.867 | 0.035321 | -21.2364 | 1885.306 | 0.029005
-21.219 | 2327.408 | 0.035806 | -21.219 | 1862.178 | 0.028649
-21.2017 | 2300.65 | 0.035395 | -21.2017 | 1825.826 | 0.02809
-21.1843 | 2359.492 | 0.0363 | -21.1843 | 1839.399 | 0.028298
-21.167 | 2226.01 | 0.034246 | -21.167 | 1888.687 | 0.029057
-21.1496 | 2257.359 | 0.034729 | -21.1496 | 1971.943 | 0.030338
-21.1323 | 2218.192 | 0.034126 | -21.1323 | 1850.954 | 0.028476
-21.1149 | 2288.711 | 0.035211 | -21.1149 | 1862.314 | 0.028651
-21.0976 | 2342.828 | 0.036044 | -21.0976 | 1903.947 | 0.029291
-21.0802 | 2345.733 | 0.036088 | -21.0802 | 1936.007 | 0.029785
-21.0629 | 2399.869 | 0.036921 | -21.0629 | 1930.667 | 0.029703
-21.0455 | 2409.924 | 0.037076 | -21.0455 | 1861.569 | 0.02864
-21.0282 | 2374.563 | 0.036532 | -21.0282 | 1895.576 | 0.029163
-21.0108 | 2377.258 | 0.036573 | -21.0108 | 1968.161 | 0.030279
-20.9935 | 2460.149 | 0.037848 | -20.9935 | 1961.841 | 0.030182
-20.9761 | 2481.389 | 0.038175 | -20.9761 | 1939.843 | 0.029844
-20.9588 | 2461.993 | 0.037877 | -20.9588 | 1931.733 | 0.029719
-20.9414 | 2405.054 | 0.037001 | -20.9414 | 1910.816 | 0.029397
-20.9241 | 2368.104 | 0.036432 | -20.9241 | 1841.947 | 0.028338
-20.9067 | 2333.595 | 0.035901 | -20.9067 | 2035.949 | 0.031322
-20.8894 | 2432.182 | 0.037418 | -20.8894 | 1933.015 | 0.029739
-20.872 | 2396.984 | 0.036877 | -20.872 | 2047.328 | 0.031497
-20.8547 | 2414.43 | 0.037145 | -20.8547 | 1945.291 | 0.029928
-20.8373 | 2429.878 | 0.037383 | -20.8373 | 1992.62 | 0.030656
-20.82 | 2518.314 | 0.038743 | -20.82 | 2070.574 | 0.031855
-20.8026 | 2543.578 | 0.039132 | -20.8026 | 1964.527 | 0.030223
-20.7853 | 2529.176 | 0.03891 | -20.7853 | 1987.258 | 0.030573
-20.7679 | 2495.752 | 0.038396 | -20.7679 | 1989.748 | 0.030612
-20.7506 | 2488.875 | 0.03829 | -20.7506 | 2042.129 | 0.031417
-20.7332 | 2529.968 | 0.038923 | -20.7332 | 2022.776 | 0.03112
-20.7159 | 2504.063 | 0.038524 | -20.7159 | 2008.879 | 0.030906
-20.6985 | 2564.459 | 0.039453 | -20.6985 | 2032.513 | 0.031269
-20.6812 | 2556.984 | 0.039338 | -20.6812 | 2066.654 | 0.031795
-20.6638 | 2551.842 | 0.039259 | -20.6638 | 2073.889 | 0.031906
-20.6465 | 2605.844 | 0.04009 | -20.6465 | 2088.524 | 0.032131
-20.6291 | 2600.008 | 0.04 | -20.6291 | 2104.517 | 0.032377
-20.6118 | 2588.84 | 0.039828 | -20.6118 | 2107.776 | 0.032427
-20.5944 | 2561.834 | 0.039413 | -20.5944 | 2072.697 | 0.031888
-20.5771 | 2557.293 | 0.039343 | -20.5771 | 2213.623 | 0.034056
-20.5597 | 2603.535 | 0.040054 | -20.5597 | 2255.176 | 0.034695
-20.5424 | 2584.836 | 0.039767 | -20.5424 | 2251.874 | 0.034644
-20.525 | 2567.954 | 0.039507 | -20.525 | 2103.832 | 0.032367
-20.5077 | 2650.709 | 0.04078 | -20.5077 | 2085.052 | 0.032078
-20.4903 | 2682.311 | 0.041266 | -20.4903 | 2028.608 | 0.031209
-20.473 | 2626.894 | 0.040414 | -20.473 | 1986.738 | 0.030565
-20.4556 | 2721.833 | 0.041874 | -20.4556 | 2060.841 | 0.031705
-20.4383 | 2701.632 | 0.041564 | -20.4383 | 2070.542 | 0.031854
-20.4209 | 2698.237 | 0.041511 | -20.4209 | 2206.598 | 0.033948
-20.4036 | 2715.156 | 0.041772 | -20.4036 | 2325.487 | 0.035777
-20.3862 | 2774.238 | 0.042681 | -20.3862 | 2217.276 | 0.034112
-20.3689 | 2749.571 | 0.042301 | -20.3689 | 2139.572 | 0.032916
-20.3515 | 2743.627 | 0.04221 | -20.3515 | 2204.188 | 0.033911
-20.3342 | 2768.671 | 0.042595 | -20.3342 | 2247.395 | 0.034575
-20.3168 | 2772.584 | 0.042655 | -20.3168 | 2327.135 | 0.035802
-20.2995 | 2786.089 | 0.042863 | -20.2995 | 2330.197 | 0.035849
-20.2821 | 2837.301 | 0.043651 | -20.2821 | 2235.33 | 0.03439
-20.2648 | 2842.256 | 0.043727 | -20.2648 | 2222.147 | 0.034187
-20.2474 | 2760.886 | 0.042475 | -20.2474 | 2256.415 | 0.034714
-20.2301 | 2811.458 | 0.043253 | -20.2301 | 2232.11 | 0.03434
-20.2127 | 2940.744 | 0.045242 | -20.2127 | 2194.608 | 0.033763
-20.1954 | 2910.679 | 0.04478 | -20.1954 | 2170.085 | 0.033386
-20.178 | 2903.217 | 0.044665 | -20.178 | 2198.513 | 0.033823
-20.1607 | 2932.922 | 0.045122 | -20.1607 | 2376.259 | 0.036558
-20.1433 | 2923.629 | 0.044979 | -20.1433 | 2309.303 | 0.035528
-20.126 | 2825.578 | 0.04347 | -20.126 | 2371.423 | 0.036483
-20.1086 | 2905.754 | 0.044704 | -20.1086 | 2305.302 | 0.035466
-20.0913 | 2864.48 | 0.044069 | -20.0913 | 2236.977 | 0.034415
-20.0739 | 2997.398 | 0.046114 | -20.0739 | 2334.506 | 0.035915
-20.0566 | 2888.588 | 0.04444 | -20.0566 | 2394.317 | 0.036836
-20.0392 | 2920.521 | 0.044931 | -20.0392 | 2385.644 | 0.036702
-20.0219 | 3012.995 | 0.046354 | -20.0219 | 2367.793 | 0.036428
-20.0045 | 2959.213 | 0.045526 | -20.0045 | 2246.214 | 0.034557
-19.9872 | 2912.743 | 0.044811 | -19.9872 | 2216.499 | 0.0341
-19.9698 | 2917.555 | 0.044885 | -19.9698 | 2312.519 | 0.035577
-19.9525 | 2934.867 | 0.045152 | -19.9525 | 2400.932 | 0.036937
-19.9351 | 2963.583 | 0.045594 | -19.9351 | 2453.647 | 0.037748
-19.9178 | 2990.963 | 0.046015 | -19.9178 | 2421 | 0.037246
-19.9004 | 3041.528 | 0.046793 | -19.9004 | 2373.331 | 0.036513
-19.8831 | 3034.98 | 0.046692 | -19.8831 | 2417.104 | 0.037186
-19.8657 | 3019.674 | 0.046457 | -19.8657 | 2454.77 | 0.037766
-19.8484 | 3028.174 | 0.046587 | -19.8484 | 2430.54 | 0.037393
-19.831 | 3052.559 | 0.046962 | -19.831 | 2372.044 | 0.036493
-19.8137 | 3149.256 | 0.04845 | -19.8137 | 2413.292 | 0.037128
-19.7963 | 3149.469 | 0.048453 | -19.7963 | 2486.585 | 0.038255
-19.779 | 3041.431 | 0.046791 | -19.779 | 2483.393 | 0.038206
-19.7616 | 3096.139 | 0.047633 | -19.7616 | 2528.298 | 0.038897
-19.7443 | 3160.306 | 0.04862 | -19.7443 | 2554.046 | 0.039293
-19.7269 | 3129.137 | 0.048141 | -19.7269 | 2477.547 | 0.038116
-19.7096 | 3123.841 | 0.048059 | -19.7096 | 2629.741 | 0.040458
-19.6922 | 3115.195 | 0.047926 | -19.6922 | 2604.676 | 0.040072
-19.6749 | 3094.378 | 0.047606 | -19.6749 | 2609.616 | 0.040148
-19.6575 | 3197.671 | 0.049195 | -19.6575 | 2560.661 | 0.039395
-19.6402 | 3150.155 | 0.048464 | -19.6402 | 2549.425 | 0.039222
-19.6228 | 3127.488 | 0.048115 | -19.6228 | 2514.424 | 0.038683
-19.6055 | 3102.393 | 0.047729 | -19.6055 | 2578.721 | 0.039673
-19.5881 | 3239.619 | 0.04984 | -19.5881 | 2545.719 | 0.039165
-19.5708 | 3188.262 | 0.04905 | -19.5708 | 2569.079 | 0.039524
-19.5534 | 3166.718 | 0.048719 | -19.5534 | 2648.34 | 0.040744
-19.5361 | 3212.823 | 0.049428 | -19.5361 | 2626.543 | 0.040408
-19.5187 | 3258.322 | 0.050128 | -19.5187 | 2610.874 | 0.040167
-19.5014 | 3292.366 | 0.050652 | -19.5014 | 2657.619 | 0.040886
-19.484 | 3229.501 | 0.049685 | -19.484 | 2695.029 | 0.041462
-19.4667 | 3187.53 | 0.049039 | -19.4667 | 2650.471 | 0.040776
-19.4493 | 3326.463 | 0.051176 | -19.4493 | 2617.529 | 0.04027
-19.432 | 3423.723 | 0.052673 | -19.432 | 2703.384 | 0.041591
-19.4146 | 3422.365 | 0.052652 | -19.4146 | 2758.479 | 0.042438
-19.3973 | 3408.647 | 0.052441 | -19.3973 | 2665.802 | 0.041012
-19.3799 | 3389.849 | 0.052152 | -19.3799 | 2624.157 | 0.040372
-19.3626 | 3450.129 | 0.053079 | -19.3626 | 2674.787 | 0.041151
-19.3452 | 3506.406 | 0.053945 | -19.3452 | 2759.489 | 0.042454
-19.3279 | 3548.705 | 0.054595 | -19.3279 | 2774.355 | 0.042682
-19.3105 | 3487.324 | 0.053651 | -19.3105 | 2722.865 | 0.04189
-19.2932 | 3423.322 | 0.052666 | -19.2932 | 2656.029 | 0.040862
-19.2758 | 3511.706 | 0.054026 | -19.2758 | 2694.061 | 0.041447
-19.2585 | 3531.599 | 0.054332 | -19.2585 | 2797.251 | 0.043035
-19.2411 | 3532.023 | 0.054339 | -19.2411 | 2819.924 | 0.043383
-19.2238 | 3483.019 | 0.053585 | -19.2238 | 2841.716 | 0.043719
-19.2064 | 3465.862 | 0.053321 | -19.2064 | 2802.493 | 0.043115
-19.1891 | 3508.281 | 0.053974 | -19.1891 | 2782.52 | 0.042808
-19.1717 | 3634.328 | 0.055913 | -19.1717 | 2873.154 | 0.044202
-19.1544 | 3717.971 | 0.0572 | -19.1544 | 2949.177 | 0.045372
-19.137 | 3737.427 | 0.057499 | -19.137 | 2902.446 | 0.044653
-19.1197 | 3624.419 | 0.05576 | -19.1197 | 2829.811 | 0.043536
-19.1023 | 3529.793 | 0.054305 | -19.1023 | 2917.873 | 0.04489
-19.085 | 3573.28 | 0.054974 | -19.085 | 2937.988 | 0.0452
-19.0676 | 3554.986 | 0.054692 | -19.0676 | 2901.426 | 0.044637
-19.0503 | 3568.365 | 0.054898 | -19.0503 | 2944.509 | 0.0453
-19.0329 | 3633.056 | 0.055893 | -19.0329 | 2960.473 | 0.045546
-19.0156 | 3582.17 | 0.05511 | -19.0156 | 3034.461 | 0.046684
-18.9982 | 3651.235 | 0.056173 | -18.9982 | 2855.259 | 0.043927
-18.9809 | 3728.169 | 0.057356 | -18.9809 | 2886.655 | 0.04441
-18.9635 | 3801.818 | 0.05849 | -18.9635 | 2934.317 | 0.045143
-18.9462 | 3730.072 | 0.057386 | -18.9462 | 2878.544 | 0.044285
-18.9288 | 3739.477 | 0.05753 | -18.9288 | 2756.193 | 0.042403
-18.9115 | 3726.238 | 0.057327 | -18.9115 | 2864.096 | 0.044063
-18.8941 | 3760.735 | 0.057857 | -18.8941 | 3022.456 | 0.046499
-18.8768 | 3790.475 | 0.058315 | -18.8768 | 3021.937 | 0.046491
-18.8594 | 3808.943 | 0.058599 | -18.8594 | 2967.571 | 0.045655
-18.8421 | 3765.303 | 0.057928 | -18.8421 | 2939.885 | 0.045229
-18.8247 | 3849.407 | 0.059222 | -18.8247 | 2921.807 | 0.044951
-18.8074 | 3952.681 | 0.06081 | -18.8074 | 2933.021 | 0.045123
-18.79 | 3955.966 | 0.060861 | -18.79 | 2989.76 | 0.045996
-18.7727 | 3931.191 | 0.06048 | -18.7727 | 3072.828 | 0.047274
-18.7553 | 3892.86 | 0.05989 | -18.7553 | 3185.587 | 0.049009
-18.738 | 3865.137 | 0.059464 | -18.738 | 3185.606 | 0.049009
-18.7206 | 3909.781 | 0.06015 | -18.7206 | 3078.74 | 0.047365
-18.7033 | 3941.006 | 0.060631 | -18.7033 | 3055.18 | 0.047003
-18.6859 | 3898.196 | 0.059972 | -18.6859 | 3080.482 | 0.047392
-18.6686 | 3896.791 | 0.059951 | -18.6686 | 3085.013 | 0.047462
-18.6512 | 3971.261 | 0.061096 | -18.6512 | 3153.876 | 0.048521
-18.6339 | 3982.682 | 0.061272 | -18.6339 | 3191.79 | 0.049104
-18.6165 | 3970.07 | 0.061078 | -18.6165 | 3167.937 | 0.048737
-18.5992 | 4082.563 | 0.062809 | -18.5992 | 3221.331 | 0.049559
-18.5818 | 4126.075 | 0.063478 | -18.5818 | 3264.6 | 0.050225
-18.5645 | 4109.329 | 0.06322 | -18.5645 | 3294.709 | 0.050688
-18.5471 | 4103.669 | 0.063133 | -18.5471 | 3291.579 | 0.05064
-18.5298 | 4172.769 | 0.064196 | -18.5298 | 3254.473 | 0.050069
-18.5124 | 4227.12 | 0.065033 | -18.5124 | 3224.971 | 0.049615
-18.4951 | 4160.854 | 0.064013 | -18.4951 | 3251.217 | 0.050019
-18.4777 | 4112.695 | 0.063272 | -18.4777 | 3279.031 | 0.050447
-18.4604 | 4044.529 | 0.062224 | -18.4604 | 3253.546 | 0.050055
-18.443 | 4053.147 | 0.062356 | -18.443 | 3362.589 | 0.051732
-18.4257 | 4148.191 | 0.063818 | -18.4257 | 3464.227 | 0.053296
-18.4083 | 4182.854 | 0.064352 | -18.4083 | 3418.428 | 0.052591
-18.391 | 4187.672 | 0.064426 | -18.391 | 3334.559 | 0.051301
-18.3736 | 4130.844 | 0.063551 | -18.3736 | 3312.096 | 0.050955
-18.3563 | 4190.422 | 0.064468 | -18.3563 | 3374.542 | 0.051916
-18.3389 | 4229.41 | 0.065068 | -18.3389 | 3416.275 | 0.052558
-18.3216 | 4249.261 | 0.065373 | -18.3216 | 3410.607 | 0.052471
-18.3042 | 4195.623 | 0.064548 | -18.3042 | 3464.796 | 0.053305
-18.2869 | 4211.238 | 0.064788 | -18.2869 | 3533.241 | 0.054358
-18.2695 | 4144.04 | 0.063754 | -18.2695 | 3535.419 | 0.054391
-18.2522 | 4283.768 | 0.065904 | -18.2522 | 3501.756 | 0.053873
-18.2348 | 4306.977 | 0.066261 | -18.2348 | 3492.97 | 0.053738
-18.2175 | 4353.238 | 0.066973 | -18.2175 | 3525.859 | 0.054244
-18.2001 | 4310.941 | 0.066322 | -18.2001 | 3483.759 | 0.053596
-18.1828 | 4307.108 | 0.066263 | -18.1828 | 3598.415 | 0.05536
-18.1654 | 4481.981 | 0.068954 | -18.1654 | 3715.115 | 0.057156
-18.1481 | 4480.971 | 0.068938 | -18.1481 | 3564.48 | 0.054838
-18.1307 | 4391.756 | 0.067565 | -18.1307 | 3609.404 | 0.055529
-18.1134 | 4333.659 | 0.066672 | -18.1134 | 3554.292 | 0.054681
-18.096 | 4353.817 | 0.066982 | -18.096 | 3651.117 | 0.056171
-18.0787 | 4449.146 | 0.068448 | -18.0787 | 3681.867 | 0.056644
-18.0613 | 4538.487 | 0.069823 | -18.0613 | 3692.761 | 0.056812
-18.044 | 4545.338 | 0.069928 | -18.044 | 3610.511 | 0.055546
-18.0266 | 4544.027 | 0.069908 | -18.0266 | 3646.006 | 0.056092
-18.0093 | 4648.205 | 0.071511 | -18.0093 | 3719.06 | 0.057216
-17.9919 | 4687.567 | 0.072116 | -17.9919 | 3728.85 | 0.057367
-17.9746 | 4626.169 | 0.071172 | -17.9746 | 3721.65 | 0.057256
-17.9572 | 4773.394 | 0.073437 | -17.9572 | 3749.052 | 0.057678
-17.9399 | 4733.677 | 0.072826 | -17.9399 | 3821.645 | 0.058795
-17.9225 | 4806.896 | 0.073952 | -17.9225 | 3829.827 | 0.05892
-17.9052 | 4864.131 | 0.074833 | -17.9052 | 3812.979 | 0.058661
-17.8878 | 4809.919 | 0.073999 | -17.8878 | 3835.613 | 0.059009
-17.8705 | 4781.345 | 0.073559 | -17.8705 | 3877.985 | 0.059661
-17.8531 | 4791.513 | 0.073716 | -17.8531 | 3940.271 | 0.06062
-17.8358 | 4821.925 | 0.074183 | -17.8358 | 3978.16 | 0.061202
-17.8184 | 4862.523 | 0.074808 | -17.8184 | 3966.51 | 0.061023
-17.8011 | 4984.334 | 0.076682 | -17.8011 | 3935.409 | 0.060545
-17.7837 | 4973.283 | 0.076512 | -17.7837 | 3865.516 | 0.059469
-17.7664 | 4922.908 | 0.075737 | -17.7664 | 3777.214 | 0.058111
-17.749 | 4951.849 | 0.076182 | -17.749 | 3909.71 | 0.060149
-17.7317 | 4872.591 | 0.074963 | -17.7317 | 3955.962 | 0.060861
-17.7143 | 4828.733 | 0.074288 | -17.7143 | 3905.452 | 0.060084
-17.697 | 4922.3 | 0.075728 | -17.697 | 3960.77 | 0.060935
-17.6796 | 5008.315 | 0.077051 | -17.6796 | 4019.781 | 0.061843
-17.6623 | 5056.172 | 0.077787 | -17.6623 | 4128.261 | 0.063512
-17.6449 | 5104.3 | 0.078528 | -17.6449 | 4162.005 | 0.064031
-17.6276 | 5094.206 | 0.078372 | -17.6276 | 4158.995 | 0.063985
-17.6102 | 5028.591 | 0.077363 | -17.6102 | 4133.292 | 0.063589
-17.5929 | 5026.756 | 0.077335 | -17.5929 | 4166.756 | 0.064104
-17.5755 | 5085.045 | 0.078231 | -17.5755 | 4227.087 | 0.065032
-17.5582 | 5075.042 | 0.078078 | -17.5582 | 4197.702 | 0.06458
-17.5408 | 5120.938 | 0.078784 | -17.5408 | 4153.304 | 0.063897
-17.5235 | 5201.783 | 0.080027 | -17.5235 | 4168.707 | 0.064134
-17.5061 | 5246.103 | 0.080709 | -17.5061 | 4256.908 | 0.065491
-17.4888 | 5341.976 | 0.082184 | -17.4888 | 4301.927 | 0.066183
-17.4714 | 5237.145 | 0.080571 | -17.4714 | 4258.577 | 0.065517
-17.4541 | 5223.5 | 0.080362 | -17.4541 | 4203.029 | 0.064662
-17.4367 | 5194.063 | 0.079909 | -17.4367 | 4199.068 | 0.064601
-17.4194 | 5219.157 | 0.080295 | -17.4194 | 4248.195 | 0.065357
-17.402 | 5224.458 | 0.080376 | -17.402 | 4295.027 | 0.066077
-17.3847 | 5174.24 | 0.079604 | -17.3847 | 4337.514 | 0.066731
-17.3673 | 5329.547 | 0.081993 | -17.3673 | 4411.304 | 0.067866
-17.35 | 5379.255 | 0.082758 | -17.35 | 4462.152 | 0.068648
-17.3326 | 5387.057 | 0.082878 | -17.3326 | 4420.987 | 0.068015
-17.3153 | 5405.653 | 0.083164 | -17.3153 | 4334.775 | 0.066689
-17.2979 | 5385.931 | 0.08286 | -17.2979 | 4351.972 | 0.066953
-17.2806 | 5378.839 | 0.082751 | -17.2806 | 4378.77 | 0.067366
-17.2632 | 5407.071 | 0.083186 | -17.2632 | 4389.948 | 0.067538
-17.2459 | 5437.089 | 0.083648 | -17.2459 | 4444.401 | 0.068375
-17.2285 | 5431.347 | 0.083559 | -17.2285 | 4488.425 | 0.069053
-17.2112 | 5460.712 | 0.084011 | -17.2112 | 4531.345 | 0.069713
-17.1938 | 5545.562 | 0.085316 | -17.1938 | 4536.817 | 0.069797
-17.1765 | 5614.412 | 0.086376 | -17.1765 | 4539.241 | 0.069834
-17.1591 | 5623.661 | 0.086518 | -17.1591 | 4556.877 | 0.070106
-17.1418 | 5521.591 | 0.084948 | -17.1418 | 4629.36 | 0.071221
-17.1244 | 5516.855 | 0.084875 | -17.1244 | 4688.214 | 0.072126
-17.1071 | 5640.426 | 0.086776 | -17.1071 | 4652.013 | 0.071569
-17.0897 | 5671.486 | 0.087254 | -17.0897 | 4649.84 | 0.071536
-17.0724 | 5689.05 | 0.087524 | -17.0724 | 4683.168 | 0.072049
-17.055 | 5752.032 | 0.088493 | -17.055 | 4631.325 | 0.071251
-17.0377 | 5758.565 | 0.088593 | -17.0377 | 4564.282 | 0.07022
-17.0203 | 5620.097 | 0.086463 | -17.0203 | 4573.172 | 0.070356
-17.003 | 5734.415 | 0.088222 | -17.003 | 4613.56 | 0.070978
-16.9856 | 5946.625 | 0.091487 | -16.9856 | 4666.673 | 0.071795
-16.9683 | 5932.109 | 0.091263 | -16.9683 | 4773.847 | 0.073444
-16.9509 | 5941.317 | 0.091405 | -16.9509 | 4842.535 | 0.074501
-16.9336 | 5985.503 | 0.092085 | -16.9336 | 4801.389 | 0.073868
-16.9162 | 5962.003 | 0.091723 | -16.9162 | 4750.289 | 0.073081
-16.8989 | 5967.685 | 0.091811 | -16.8989 | 4745.905 | 0.073014
-16.8815 | 5969.814 | 0.091843 | -16.8815 | 4797.883 | 0.073814
-16.8642 | 5966.111 | 0.091786 | -16.8642 | 4893.121 | 0.075279
-16.8468 | 6048.383 | 0.093052 | -16.8468 | 4954.818 | 0.076228
-16.8295 | 6070.415 | 0.093391 | -16.8295 | 4983.828 | 0.076674
-16.8121 | 6029.519 | 0.092762 | -16.8121 | 5039.082 | 0.077524
-16.7948 | 6049.21 | 0.093065 | -16.7948 | 5099.899 | 0.07846
-16.7774 | 6083.637 | 0.093594 | -16.7774 | 5034.688 | 0.077457
-16.7601 | 6057.629 | 0.093194 | -16.7601 | 4935.363 | 0.075929
-16.7427 | 6056.151 | 0.093172 | -16.7427 | 4951.186 | 0.076172
-16.7254 | 6131.907 | 0.094337 | -16.7254 | 4950.529 | 0.076162
-16.708 | 6191.844 | 0.095259 | -16.708 | 4957.398 | 0.076268
-16.6907 | 6214.418 | 0.095606 | -16.6907 | 5068.563 | 0.077978
-16.6733 | 6267.652 | 0.096425 | -16.6733 | 5197.029 | 0.079954
-16.656 | 6348.881 | 0.097675 | -16.656 | 5244.368 | 0.080683
-16.6386 | 6390.851 | 0.098321 | -16.6386 | 5190.885 | 0.07986
-16.6213 | 6329.605 | 0.097379 | -16.6213 | 5183.094 | 0.07974
-16.6039 | 6313.183 | 0.097126 | -16.6039 | 5251.599 | 0.080794
-16.5866 | 6412.267 | 0.09865 | -16.5866 | 5281.62 | 0.081256
-16.5692 | 6468.459 | 0.099515 | -16.5692 | 5251.618 | 0.080794
-16.5519 | 6438.977 | 0.099061 | -16.5519 | 5253.697 | 0.080826
-16.5345 | 6446.588 | 0.099178 | -16.5345 | 5261.74 | 0.08095
-16.5172 | 6646.449 | 0.10225 | -16.5172 | 5250.563 | 0.080778
-16.4998 | 6560.879 | 0.10094 | -16.4998 | 5242.938 | 0.080661
-16.4825 | 6386.262 | 0.09825 | -16.4825 | 5208.915 | 0.080137
-16.4651 | 6477.249 | 0.09965 | -16.4651 | 5190.457 | 0.079853
-16.4478 | 6602.006 | 0.10157 | -16.4478 | 5268.847 | 0.081059
-16.4304 | 6717.51 | 0.10335 | -16.4304 | 5384.092 | 0.082832
-16.4131 | 6698.518 | 0.10305 | -16.4131 | 5430.519 | 0.083546
-16.3957 | 6647.934 | 0.10228 | -16.3957 | 5422.763 | 0.083427
-16.3784 | 6715.48 | 0.10332 | -16.3784 | 5446.314 | 0.083789
-16.361 | 6819.839 | 0.10492 | -16.361 | 5462.018 | 0.084031
-16.3437 | 6834.559 | 0.10515 | -16.3437 | 5435.202 | 0.083618
-16.3263 | 6843.759 | 0.10529 | -16.3263 | 5499.767 | 0.084612
-16.309 | 6894.638 | 0.10607 | -16.309 | 5590.196 | 0.086003
-16.2916 | 6886.444 | 0.10595 | -16.2916 | 5652.817 | 0.086966
-16.2743 | 6856.029 | 0.10548 | -16.2743 | 5663.117 | 0.087125
-16.2569 | 6830.839 | 0.10509 | -16.2569 | 5594.764 | 0.086073
-16.2396 | 6880.781 | 0.10586 | -16.2396 | 5592.062 | 0.086032
-16.2222 | 7021.721 | 0.10803 | -16.2222 | 5645.272 | 0.08685
-16.2049 | 7064.074 | 0.10868 | -16.2049 | 5734.036 | 0.088216
-16.1875 | 7025.461 | 0.10808 | -16.1875 | 5796.536 | 0.089177
-16.1702 | 7042.362 | 0.10834 | -16.1702 | 5758.088 | 0.088586
-16.1528 | 7023.943 | 0.10806 | -16.1528 | 5777.609 | 0.088886
-16.1355 | 7040.379 | 0.10831 | -16.1355 | 5905.028 | 0.090847
-16.1181 | 7101.791 | 0.10926 | -16.1181 | 5940.103 | 0.091386
-16.1008 | 7058.746 | 0.1086 | -16.1008 | 5910.508 | 0.090931
-16.0834 | 7112.367 | 0.10942 | -16.0834 | 5890.608 | 0.090625
-16.0661 | 7268.505 | 0.11182 | -16.0661 | 5859.841 | 0.090151
-16.0487 | 7339.878 | 0.11292 | -16.0487 | 5916.606 | 0.091025
-16.0314 | 7350.785 | 0.11309 | -16.0314 | 6037.862 | 0.09289
-16.014 | 7643.878 | 0.1176 | -16.014 | 6168.56 | 0.094901
-15.9967 | 7455.892 | 0.11471 | -15.9967 | 6235.468 | 0.09593
-15.9793 | 7328.813 | 0.11275 | -15.9793 | 6174.012 | 0.094985
-15.962 | 7320.09 | 0.11262 | -15.962 | 6121.867 | 0.094183
-15.9446 | 7485.834 | 0.11517 | -15.9446 | 6178.693 | 0.095057
-15.9273 | 7464.432 | 0.11484 | -15.9273 | 6223.819 | 0.095751
-15.9099 | 7471.839 | 0.11495 | -15.9099 | 6195.122 | 0.09531
-15.8926 | 7573.004 | 0.11651 | -15.8926 | 6139.401 | 0.094452
-15.8752 | 7652.956 | 0.11774 | -15.8752 | 6154.854 | 0.09469
-15.8579 | 7570.244 | 0.11647 | -15.8579 | 6290.91 | 0.096783
-15.8405 | 7603.229 | 0.11697 | -15.8405 | 6372.089 | 0.098032
-15.8232 | 7666.565 | 0.11795 | -15.8232 | 6404.391 | 0.098529
-15.8058 | 7764.332 | 0.11945 | -15.8058 | 6380.796 | 0.098166
-15.7885 | 7656.451 | 0.11779 | -15.7885 | 6372.135 | 0.098033
-15.7711 | 7683.85 | 0.11821 | -15.7711 | 6428.373 | 0.098898
-15.7538 | 7798.016 | 0.11997 | -15.7538 | 6382.432 | 0.098191
-15.7364 | 7802.952 | 0.12005 | -15.7364 | 6494.467 | 0.099915
-15.7191 | 7849.593 | 0.12076 | -15.7191 | 6716.899 | 0.10334
-15.7017 | 7942.509 | 0.12219 | -15.7017 | 6548.724 | 0.10075
-15.6844 | 8048.767 | 0.12383 | -15.6844 | 6381.879 | 0.098183
-15.667 | 8130.227 | 0.12508 | -15.667 | 6534.378 | 0.10053
-15.6497 | 8068.701 | 0.12413 | -15.6497 | 6701.594 | 0.1031
-15.6323 | 7925.038 | 0.12192 | -15.6323 | 6676.603 | 0.10272
-15.615 | 7851.513 | 0.12079 | -15.615 | 6599.848 | 0.10154
-15.5976 | 8238.471 | 0.12675 | -15.5976 | 6616.726 | 0.1018
-15.5803 | 8274.444 | 0.1273 | -15.5803 | 6739.789 | 0.10369
-15.5629 | 8206.391 | 0.12625 | -15.5629 | 6833.106 | 0.10512
-15.5456 | 8319.937 | 0.128 | -15.5456 | 6801.075 | 0.10463
-15.5282 | 8192.156 | 0.12603 | -15.5282 | 6802.554 | 0.10465
-15.5109 | 8259.596 | 0.12707 | -15.5109 | 6849.847 | 0.10538
-15.4935 | 8391.142 | 0.12909 | -15.4935 | 6832.073 | 0.10511
-15.4762 | 8334.281 | 0.12822 | -15.4762 | 6810.759 | 0.10478
-15.4588 | 8152.777 | 0.12543 | -15.4588 | 6821.178 | 0.10494
-15.4415 | 8467.576 | 0.13027 | -15.4415 | 6886.526 | 0.10595
-15.4241 | 8353.26 | 0.12851 | -15.4241 | 7025.745 | 0.10809
-15.4068 | 8350.678 | 0.12847 | -15.4068 | 7109.3 | 0.10937
-15.3894 | 8521.417 | 0.1311 | -15.3894 | 7088.572 | 0.10905
-15.3721 | 8594.239 | 0.13222 | -15.3721 | 7061.399 | 0.10864
-15.3547 | 8685.512 | 0.13362 | -15.3547 | 7052.661 | 0.1085
-15.3374 | 8610.012 | 0.13246 | -15.3374 | 7091.507 | 0.1091
-15.32 | 8505.007 | 0.13085 | -15.32 | 7170.554 | 0.11032
-15.3027 | 8566.928 | 0.1318 | -15.3027 | 7311.599 | 0.11249
-15.2853 | 8660.532 | 0.13324 | -15.2853 | 7450.662 | 0.11463
-15.268 | 8712.831 | 0.13404 | -15.268 | 7471.202 | 0.11494
-15.2506 | 8816.652 | 0.13564 | -15.2506 | 7386.191 | 0.11363
-15.2333 | 8901.852 | 0.13695 | -15.2333 | 7290.96 | 0.11217
-15.2159 | 8901.225 | 0.13694 | -15.2159 | 7223.006 | 0.11112
-15.1986 | 8856.873 | 0.13626 | -15.1986 | 7272.209 | 0.11188
-15.1812 | 8866.808 | 0.13641 | -15.1812 | 7441.162 | 0.11448
-15.1639 | 8944.533 | 0.13761 | -15.1639 | 7581.97 | 0.11665
-15.1465 | 9014.169 | 0.13868 | -15.1465 | 7549.477 | 0.11615
-15.1292 | 9125.114 | 0.14039 | -15.1292 | 7489.823 | 0.11523
-15.1118 | 9235.609 | 0.14209 | -15.1118 | 7541.919 | 0.11603
-15.0945 | 9178.309 | 0.1412 | -15.0945 | 7618.773 | 0.11721
-15.0771 | 9071.769 | 0.13957 | -15.0771 | 7598.86 | 0.11691
-15.0598 | 9059.947 | 0.13938 | -15.0598 | 7548.188 | 0.11613
-15.0424 | 9071.683 | 0.13956 | -15.0424 | 7630.56 | 0.11739
-15.0251 | 9135.249 | 0.14054 | -15.0251 | 7746.746 | 0.11918
-15.0077 | 9185.723 | 0.14132 | -15.0077 | 7793.298 | 0.1199
-14.9904 | 9221.079 | 0.14186 | -14.9904 | 7880.096 | 0.12123
-14.973 | 9373.547 | 0.14421 | -14.973 | 7965.375 | 0.12254
-14.9557 | 9427.419 | 0.14504 | -14.9557 | 7988.142 | 0.12289
-14.9383 | 9359.12 | 0.14399 | -14.9383 | 8025.088 | 0.12346
-14.921 | 9248.276 | 0.14228 | -14.921 | 8016.083 | 0.12332
-14.9036 | 9442.32 | 0.14527 | -14.9036 | 7982.36 | 0.12281
-14.8863 | 9516.611 | 0.14641 | -14.8863 | 8058.324 | 0.12397
-14.8689 | 9595.745 | 0.14763 | -14.8689 | 8172.709 | 0.12573
-14.8516 | 9551.07 | 0.14694 | -14.8516 | 8203.681 | 0.12621
-14.8342 | 9639.369 | 0.1483 | -14.8342 | 8235.847 | 0.12671
-14.8169 | 9744.273 | 0.14991 | -14.8169 | 8272.68 | 0.12727
-14.7995 | 9686.842 | 0.14903 | -14.7995 | 8219.354 | 0.12645
-14.7822 | 9637.565 | 0.14827 | -14.7822 | 8184.429 | 0.12591
-14.7648 | 9775.253 | 0.15039 | -14.7648 | 8201.459 | 0.12618
-14.7475 | 9936.567 | 0.15287 | -14.7475 | 8276.563 | 0.12733
-14.7301 | 9763.926 | 0.15021 | -14.7301 | 8405.068 | 0.12931
-14.7128 | 9822.777 | 0.15112 | -14.7128 | 8449.448 | 0.12999
-14.6954 | 10043.67 | 0.15452 | -14.6954 | 8459.106 | 0.13014
-14.6781 | 10205.83 | 0.15701 | -14.6781 | 8498.556 | 0.13075
-14.6607 | 10009.48 | 0.15399 | -14.6607 | 8565.338 | 0.13177
-14.6434 | 10004.91 | 0.15392 | -14.6434 | 8546.514 | 0.13148
-14.626 | 10187.85 | 0.15674 | -14.626 | 8489.637 | 0.13061
-14.6087 | 10179.44 | 0.15661 | -14.6087 | 8603.039 | 0.13235
-14.5913 | 10204.21 | 0.15699 | -14.5913 | 8692.095 | 0.13372
-14.574 | 10301.44 | 0.15848 | -14.574 | 8703.309 | 0.1339
-14.5566 | 10348.17 | 0.1592 | -14.5566 | 8732.099 | 0.13434
-14.5393 | 10361.96 | 0.15941 | -14.5393 | 8869.833 | 0.13646
-14.5219 | 10398.61 | 0.15998 | -14.5219 | 8911.86 | 0.13711
-14.5046 | 10556.12 | 0.1624 | -14.5046 | 8849.342 | 0.13614
-14.4872 | 10572.2 | 0.16265 | -14.4872 | 8809.46 | 0.13553
-14.4699 | 10528.73 | 0.16198 | -14.4699 | 8930.085 | 0.13739
-14.4525 | 10669.02 | 0.16414 | -14.4525 | 9078.442 | 0.13967
-14.4352 | 10723.12 | 0.16497 | -14.4352 | 8982.164 | 0.13819
-14.4178 | 10755.21 | 0.16546 | -14.4178 | 8875.615 | 0.13655
-14.4005 | 10679.97 | 0.16431 | -14.4005 | 9002.692 | 0.1385
-14.3831 | 10614.98 | 0.16331 | -14.3831 | 9135.578 | 0.14055
-14.3658 | 10707.33 | 0.16473 | -14.3658 | 9150.458 | 0.14078
-14.3484 | 10892.41 | 0.16758 | -14.3484 | 9202.962 | 0.14158
-14.3311 | 10983.12 | 0.16897 | -14.3311 | 9347.731 | 0.14381
-14.3137 | 10997.46 | 0.16919 | -14.3137 | 9430.738 | 0.14509
-14.2964 | 10999.12 | 0.16922 | -14.2964 | 9408.659 | 0.14475
-14.279 | 11071.61 | 0.17033 | -14.279 | 9384.385 | 0.14438
-14.2617 | 11174.74 | 0.17192 | -14.2617 | 9431.966 | 0.14511
-14.2443 | 11212.08 | 0.17249 | -14.2443 | 9538.069 | 0.14674
-14.227 | 11316.6 | 0.1741 | -14.227 | 9580.968 | 0.1474
-14.2096 | 11387.1 | 0.17519 | -14.2096 | 9549.699 | 0.14692
-14.1923 | 11300.91 | 0.17386 | -14.1923 | 9617.488 | 0.14796
-14.1749 | 11282.56 | 0.17358 | -14.1749 | 9769.749 | 0.1503
-14.1576 | 11284.86 | 0.17361 | -14.1576 | 9844.172 | 0.15145
-14.1402 | 11350.75 | 0.17463 | -14.1402 | 9792.608 | 0.15066
-14.1229 | 11314.44 | 0.17407 | -14.1229 | 9671.887 | 0.1488
-14.1055 | 11333.94 | 0.17437 | -14.1055 | 9692.96 | 0.14912
-14.0882 | 11530.88 | 0.1774 | -14.0882 | 9803.014 | 0.15082
-14.0708 | 11616.23 | 0.17871 | -14.0708 | 9813.559 | 0.15098
-14.0535 | 11625.61 | 0.17886 | -14.0535 | 9810.865 | 0.15094
-14.0361 | 11569.16 | 0.17799 | -14.0361 | 9839.541 | 0.15138
-14.0188 | 11622.8 | 0.17881 | -14.0188 | 9964.297 | 0.1533
-14.0014 | 11675 | 0.17962 | -14.0014 | 9932.981 | 0.15282
-13.9841 | 11704.8 | 0.18007 | -13.9841 | 9987.169 | 0.15365
-13.9667 | 11731.05 | 0.18048 | -13.9667 | 10092.81 | 0.15527
-13.9494 | 11902.64 | 0.18312 | -13.9494 | 9991.681 | 0.15372
-13.932 | 12141.47 | 0.18679 | -13.932 | 10088.19 | 0.1552
-13.9147 | 12022.3 | 0.18496 | -13.9147 | 10121.33 | 0.15571
-13.8973 | 11882.82 | 0.18281 | -13.8973 | 10203.33 | 0.15697
-13.88 | 11826.3 | 0.18194 | -13.88 | 10311 | 0.15863
-13.8626 | 11902.27 | 0.18311 | -13.8626 | 10370.18 | 0.15954
-13.8453 | 12049.76 | 0.18538 | -13.8453 | 10363.34 | 0.15944
-13.8279 | 12162.17 | 0.18711 | -13.8279 | 10550.89 | 0.16232
-13.8106 | 12237.9 | 0.18828 | -13.8106 | 10610.71 | 0.16324
-13.7932 | 12287.32 | 0.18904 | -13.7932 | 10679.75 | 0.1643
-13.7759 | 12209.96 | 0.18785 | -13.7759 | 10671.31 | 0.16417
-13.7585 | 12182.39 | 0.18742 | -13.7585 | 10667.4 | 0.16411
-13.7412 | 12246.84 | 0.18841 | -13.7412 | 10733.51 | 0.16513
-13.7238 | 12428.49 | 0.19121 | -13.7238 | 10843.03 | 0.16682
-13.7065 | 12540.59 | 0.19293 | -13.7065 | 10912.95 | 0.16789
-13.6891 | 12610.44 | 0.19401 | -13.6891 | 10948.52 | 0.16844
-13.6718 | 12620.18 | 0.19416 | -13.6718 | 10975.51 | 0.16885
-13.6544 | 12566.83 | 0.19334 | -13.6544 | 11019.87 | 0.16954
-13.6371 | 12621.8 | 0.19418 | -13.6371 | 11065.43 | 0.17024
-13.6197 | 12777.09 | 0.19657 | -13.6197 | 11082.38 | 0.1705
-13.6024 | 12867.88 | 0.19797 | -13.6024 | 11099.87 | 0.17077
-13.585 | 12896.44 | 0.19841 | -13.585 | 11079.58 | 0.17046
-13.5677 | 12906.12 | 0.19856 | -13.5677 | 11001.35 | 0.16925
-13.5503 | 12864.03 | 0.19791 | -13.5503 | 10976.87 | 0.16887
-13.533 | 13029.23 | 0.20045 | -13.533 | 11056.95 | 0.17011
-13.5156 | 13131.35 | 0.20202 | -13.5156 | 11252.23 | 0.17311
-13.4983 | 13111.15 | 0.20171 | -13.4983 | 11523.45 | 0.17728
-13.4809 | 13142.51 | 0.20219 | -13.4809 | 11740.96 | 0.18063
-13.4636 | 13141.38 | 0.20218 | -13.4636 | 11753.07 | 0.18082
-13.4462 | 13264.15 | 0.20406 | -13.4462 | 11595.81 | 0.1784
-13.4289 | 13365.23 | 0.20562 | -13.4289 | 11660.2 | 0.17939
-13.4115 | 13400.7 | 0.20616 | -13.4115 | 11592.92 | 0.17835
-13.3942 | 13544.15 | 0.20837 | -13.3942 | 11500.43 | 0.17693
-13.3768 | 13654.11 | 0.21006 | -13.3768 | 11625.03 | 0.17885
-13.3595 | 13631.84 | 0.20972 | -13.3595 | 11771.86 | 0.18111
-13.3421 | 13640.06 | 0.20985 | -13.3421 | 11858.4 | 0.18244
-13.3248 | 13882 | 0.21357 | -13.3248 | 12066.61 | 0.18564
-13.3074 | 14029.04 | 0.21583 | -13.3074 | 12068.21 | 0.18566
-13.2901 | 13938.09 | 0.21443 | -13.2901 | 12043.51 | 0.18528
-13.2727 | 13905.64 | 0.21393 | -13.2727 | 11885.31 | 0.18285
-13.2554 | 13894.84 | 0.21377 | -13.2554 | 12176.65 | 0.18733
-13.238 | 13878.76 | 0.21352 | -13.238 | 12302.94 | 0.18928
-13.2207 | 14028.23 | 0.21582 | -13.2207 | 12258.12 | 0.18859
-13.2033 | 14177.79 | 0.21812 | -13.2033 | 12205.41 | 0.18778
-13.186 | 14145.32 | 0.21762 | -13.186 | 12300.2 | 0.18923
-13.1686 | 14149.88 | 0.21769 | -13.1686 | 12450.55 | 0.19155
-13.1513 | 14187.71 | 0.21827 | -13.1513 | 12507.42 | 0.19242
-13.1339 | 14205.08 | 0.21854 | -13.1339 | 12501.96 | 0.19234
-13.1166 | 14288.22 | 0.21982 | -13.1166 | 12492.59 | 0.19219
-13.0992 | 14433.08 | 0.22205 | -13.0992 | 12492.08 | 0.19219
-13.0819 | 14544.63 | 0.22376 | -13.0819 | 12622.48 | 0.19419
-13.0645 | 14597.04 | 0.22457 | -13.0645 | 12822.74 | 0.19727
-13.0472 | 14642.32 | 0.22527 | -13.0472 | 12815.85 | 0.19717
-13.0298 | 14676.19 | 0.22579 | -13.0298 | 12780.6 | 0.19662
-13.0125 | 14747.88 | 0.22689 | -13.0125 | 12942.83 | 0.19912
-12.9951 | 14856.55 | 0.22856 | -12.9951 | 13126.58 | 0.20195
-12.9778 | 14932.21 | 0.22973 | -12.9778 | 13127.4 | 0.20196
-12.9604 | 14794 | 0.2276 | -12.9604 | 13006.6 | 0.2001
-12.9431 | 14730.8 | 0.22663 | -12.9431 | 12958.13 | 0.19936
-12.9257 | 15126.37 | 0.23271 | -12.9257 | 13066.81 | 0.20103
-12.9084 | 15048.87 | 0.23152 | -12.9084 | 13183.01 | 0.20282
-12.891 | 15109.04 | 0.23245 | -12.891 | 13253.18 | 0.2039
-12.8737 | 15121.29 | 0.23264 | -12.8737 | 13299.09 | 0.2046
-12.8563 | 15230.17 | 0.23431 | -12.8563 | 13332.98 | 0.20512
-12.839 | 15200.42 | 0.23385 | -12.839 | 13519.92 | 0.208
-12.8216 | 15408.02 | 0.23705 | -12.8216 | 13688.43 | 0.21059
-12.8043 | 15532.49 | 0.23896 | -12.8043 | 13630.26 | 0.2097
-12.7869 | 15474.25 | 0.23807 | -12.7869 | 13538.33 | 0.20828
-12.7696 | 15571.68 | 0.23956 | -12.7696 | 13532.13 | 0.20819
-12.7522 | 15658.33 | 0.2409 | -12.7522 | 13738.33 | 0.21136
-12.7349 | 15813.24 | 0.24328 | -12.7349 | 13874.02 | 0.21345
-12.7175 | 15825.07 | 0.24346 | -12.7175 | 13834.01 | 0.21283
-12.7002 | 15773.68 | 0.24267 | -12.7002 | 13753.85 | 0.2116
-12.6828 | 15856.05 | 0.24394 | -12.6828 | 13904.34 | 0.21391
-12.6655 | 15934.95 | 0.24515 | -12.6655 | 14112.55 | 0.21712
-12.6481 | 15919.75 | 0.24492 | -12.6481 | 14163.73 | 0.2179
-12.6308 | 15931.43 | 0.2451 | -12.6308 | 14202.06 | 0.21849
-12.6134 | 16020.51 | 0.24647 | -12.6134 | 14279.4 | 0.21968
-12.5961 | 16107.85 | 0.24781 | -12.5961 | 14381.14 | 0.22125
-12.5787 | 16098.4 | 0.24767 | -12.5787 | 14472.47 | 0.22265
-12.5614 | 16026.91 | 0.24657 | -12.5614 | 14432.03 | 0.22203
-12.544 | 16090.47 | 0.24755 | -12.544 | 14552.48 | 0.22388
-12.5267 | 16345.3 | 0.25147 | -12.5267 | 14602.15 | 0.22465
-12.5093 | 16535.1 | 0.25439 | -12.5093 | 14687.42 | 0.22596
-12.492 | 16417.47 | 0.25258 | -12.492 | 14589.13 | 0.22445
-12.4746 | 16293.2 | 0.25066 | -12.4746 | 14568.52 | 0.22413
-12.4573 | 16473.53 | 0.25344 | -12.4573 | 14589.75 | 0.22446
-12.4399 | 16579.54 | 0.25507 | -12.4399 | 14935.82 | 0.22978
-12.4226 | 16722.2 | 0.25726 | -12.4226 | 15156.72 | 0.23318
-12.4052 | 16872.71 | 0.25958 | -12.4052 | 15224.65 | 0.23423
-12.3879 | 16811.16 | 0.25863 | -12.3879 | 14932.55 | 0.22973
-12.3705 | 16830.01 | 0.25892 | -12.3705 | 15036.38 | 0.23133
-12.3532 | 16840.18 | 0.25908 | -12.3532 | 15143.95 | 0.23298
-12.3358 | 16785.17 | 0.25823 | -12.3358 | 15318.22 | 0.23566
-12.3185 | 16961.56 | 0.26095 | -12.3185 | 15161.78 | 0.23326
-12.3011 | 17146.78 | 0.2638 | -12.3011 | 15224.45 | 0.23422
-12.2838 | 17171.52 | 0.26418 | -12.2838 | 15570.13 | 0.23954
-12.2664 | 17202.68 | 0.26466 | -12.2664 | 15609.3 | 0.24014
-12.2491 | 17305.45 | 0.26624 | -12.2491 | 15561.38 | 0.23941
-12.2317 | 17544.72 | 0.26992 | -12.2317 | 15597 | 0.23995
-12.2144 | 17648.09 | 0.27151 | -12.2144 | 15784.51 | 0.24284
-12.197 | 17430.54 | 0.26816 | -12.197 | 16016.08 | 0.2464
-12.1797 | 17332.08 | 0.26665 | -12.1797 | 15983.59 | 0.2459
-12.1623 | 17592.62 | 0.27066 | -12.1623 | 15792.8 | 0.24297
-12.145 | 17828.22 | 0.27428 | -12.145 | 15726.4 | 0.24194
-12.1276 | 17852.82 | 0.27466 | -12.1276 | 15865.86 | 0.24409
-12.1103 | 17780.92 | 0.27355 | -12.1103 | 16147.68 | 0.24843
-12.0929 | 17713.15 | 0.27251 | -12.0929 | 16131.04 | 0.24817
-12.0756 | 17776.2 | 0.27348 | -12.0756 | 15999.24 | 0.24614
-12.0582 | 18058.35 | 0.27782 | -12.0582 | 16351.38 | 0.25156
-12.0409 | 17938.7 | 0.27598 | -12.0409 | 16624.48 | 0.25576
-12.0235 | 18029.22 | 0.27737 | -12.0235 | 16584.63 | 0.25515
-12.0062 | 18267.57 | 0.28104 | -12.0062 | 16632.78 | 0.25589
-11.9888 | 18360.47 | 0.28247 | -11.9888 | 16690.66 | 0.25678
-11.9715 | 18316.92 | 0.2818 | -11.9715 | 16820.22 | 0.25877
-11.9541 | 18363.22 | 0.28251 | -11.9541 | 16900.57 | 0.26001
-11.9368 | 18505.8 | 0.2847 | -11.9368 | 16703.94 | 0.25698
-11.9194 | 18517.62 | 0.28489 | -11.9194 | 16908.79 | 0.26014
-11.9021 | 18475.21 | 0.28423 | -11.9021 | 17049.62 | 0.2623
-11.8847 | 18472.24 | 0.28419 | -11.8847 | 17166.81 | 0.2641
-11.8674 | 18551.03 | 0.2854 | -11.8674 | 17189.33 | 0.26445
-11.85 | 18718.54 | 0.28798 | -11.85 | 16887.81 | 0.25981
-11.8327 | 18931.41 | 0.29125 | -11.8327 | 16911.3 | 0.26017
-11.8153 | 19082.6 | 0.29358 | -11.8153 | 17173.32 | 0.2642
-11.798 | 19059.87 | 0.29323 | -11.798 | 17233.98 | 0.26514
-11.7806 | 18940.75 | 0.2914 | -11.7806 | 17396.79 | 0.26764
-11.7633 | 18943.13 | 0.29143 | -11.7633 | 17488.84 | 0.26906
-11.7459 | 19147.5 | 0.29458 | -11.7459 | 17406.11 | 0.26779
-11.7286 | 19333.9 | 0.29744 | -11.7286 | 17736.64 | 0.27287
-11.7112 | 19219.33 | 0.29568 | -11.7112 | 17532.91 | 0.26974
-11.6939 | 19260.38 | 0.29631 | -11.6939 | 17634.72 | 0.2713
-11.6765 | 19549.6 | 0.30076 | -11.6765 | 17848.62 | 0.27459
-11.6592 | 19552.43 | 0.30081 | -11.6592 | 17949.06 | 0.27614
-11.6418 | 19620.9 | 0.30186 | -11.6418 | 18212.49 | 0.28019
-11.6245 | 19646.5 | 0.30225 | -11.6245 | 17956.31 | 0.27625
-11.6071 | 19647.03 | 0.30226 | -11.6071 | 18069.13 | 0.27799
-11.5898 | 19871.3 | 0.30571 | -11.5898 | 18258.7 | 0.2809
-11.5724 | 19954.45 | 0.30699 | -11.5724 | 18312.61 | 0.28173
-11.5551 | 20110.02 | 0.30938 | -11.5551 | 18255.29 | 0.28085
-11.5377 | 20105.32 | 0.30931 | -11.5377 | 18507.84 | 0.28474
-11.5204 | 20015.03 | 0.30792 | -11.5204 | 18623.95 | 0.28652
-11.503 | 20135.11 | 0.30977 | -11.503 | 18630.2 | 0.28662
-11.4857 | 20158.62 | 0.31013 | -11.4857 | 18739.48 | 0.2883
-11.4683 | 20310.97 | 0.31248 | -11.4683 | 18788.98 | 0.28906
-11.451 | 20348.84 | 0.31306 | -11.451 | 18703.49 | 0.28775
-11.4336 | 20375.51 | 0.31347 | -11.4336 | 18663.43 | 0.28713
-11.4163 | 20572.04 | 0.31649 | -11.4163 | 18735.47 | 0.28824
-11.3989 | 20641.18 | 0.31756 | -11.3989 | 18919.1 | 0.29106
-11.3816 | 20636.8 | 0.31749 | -11.3816 | 19138.51 | 0.29444
-11.3642 | 20873.32 | 0.32113 | -11.3642 | 19232.55 | 0.29589
-11.3469 | 21152.16 | 0.32542 | -11.3469 | 19336.94 | 0.29749
-11.3295 | 21164.51 | 0.32561 | -11.3295 | 19457.04 | 0.29934
-11.3122 | 20951.94 | 0.32234 | -11.3122 | 19513.36 | 0.30021
-11.2948 | 21117.2 | 0.32488 | -11.2948 | 19600.58 | 0.30155
-11.2775 | 21212.58 | 0.32635 | -11.2775 | 19786.07 | 0.3044
-11.2601 | 21071.79 | 0.32418 | -11.2601 | 19936.55 | 0.30672
-11.2428 | 20819.8 | 0.3203 | -11.2428 | 19877.25 | 0.3058
-11.2254 | 21059.58 | 0.32399 | -11.2254 | 19758.4 | 0.30398
-11.2081 | 21369.75 | 0.32877 | -11.2081 | 19895.78 | 0.30609
-11.1907 | 21547.42 | 0.3315 | -11.1907 | 19969.58 | 0.30722
-11.1734 | 21469.39 | 0.3303 | -11.1734 | 19691.79 | 0.30295
-11.156 | 21443.82 | 0.3299 | -11.156 | 19719.82 | 0.30338
-11.1387 | 21702.29 | 0.33388 | -11.1387 | 20003.03 | 0.30774
-11.1213 | 21884.9 | 0.33669 | -11.1213 | 20197.37 | 0.31073
-11.104 | 21918.85 | 0.33721 | -11.104 | 20343.92 | 0.31298
-11.0866 | 22003.13 | 0.33851 | -11.0866 | 20423.98 | 0.31422
-11.0693 | 22120.48 | 0.34032 | -11.0693 | 20444.69 | 0.31453
-11.0519 | 22134.31 | 0.34053 | -11.0519 | 20566.24 | 0.3164
-11.0346 | 22107.09 | 0.34011 | -11.0346 | 20689.05 | 0.31829
-11.0172 | 22093.4 | 0.3399 | -11.0172 | 20624.24 | 0.3173
-10.9999 | 22004.78 | 0.33854 | -10.9999 | 20665.44 | 0.31793
-10.9825 | 22030.62 | 0.33893 | -10.9825 | 20942.74 | 0.3222
-10.9652 | 22298.93 | 0.34306 | -10.9652 | 20925.22 | 0.32193
-10.9478 | 22420.82 | 0.34494 | -10.9478 | 21040.59 | 0.3237
-10.9305 | 22641.69 | 0.34833 | -10.9305 | 21300 | 0.32769
-10.9131 | 22728.73 | 0.34967 | -10.9131 | 21293.77 | 0.3276
-10.8958 | 22694.97 | 0.34915 | -10.8958 | 21198.38 | 0.32613
-10.8784 | 22794.61 | 0.35069 | -10.8784 | 21510.05 | 0.33092
-10.8611 | 22779.86 | 0.35046 | -10.8611 | 21190.1 | 0.326
-10.8437 | 22855.76 | 0.35163 | -10.8437 | 20983.05 | 0.32282
-10.8264 | 23135.27 | 0.35593 | -10.8264 | 21611.44 | 0.33248
-10.809 | 23222.19 | 0.35726 | -10.809 | 21728.18 | 0.33428
-10.7917 | 23199.99 | 0.35692 | -10.7917 | 21855.15 | 0.33623
-10.7743 | 23201.09 | 0.35694 | -10.7743 | 22181.7 | 0.34126
-10.757 | 23318.27 | 0.35874 | -10.757 | 22209.05 | 0.34168
-10.7396 | 23425.17 | 0.36039 | -10.7396 | 22103.79 | 0.34006
-10.7223 | 23394.5 | 0.35992 | -10.7223 | 22036.51 | 0.33902
-10.7049 | 23404 | 0.36006 | -10.7049 | 21948.89 | 0.33768
-10.6876 | 23575.15 | 0.36269 | -10.6876 | 22046.35 | 0.33917
-10.6702 | 23879.71 | 0.36738 | -10.6702 | 22375.41 | 0.34424
-10.6529 | 24209.12 | 0.37245 | -10.6529 | 22453.03 | 0.34543
-10.6355 | 24142.08 | 0.37142 | -10.6355 | 22207.96 | 0.34166
-10.6182 | 24270.45 | 0.37339 | -10.6182 | 22676.14 | 0.34886
-10.6008 | 23792.51 | 0.36604 | -10.6008 | 22958.24 | 0.3532
-10.5835 | 24136.63 | 0.37133 | -10.5835 | 23165.73 | 0.3564
-10.5661 | 24187.04 | 0.37211 | -10.5661 | 23152.43 | 0.35619
-10.5488 | 24098.06 | 0.37074 | -10.5488 | 23241.95 | 0.35757
-10.5314 | 24148.81 | 0.37152 | -10.5314 | 22865.26 | 0.35177
-10.5141 | 24272.56 | 0.37342 | -10.5141 | 22772.27 | 0.35034
-10.4967 | 24420.45 | 0.3757 | -10.4967 | 23100.99 | 0.3554
-10.4794 | 24485.48 | 0.3767 | -10.4794 | 23304.86 | 0.35854
-10.462 | 24521.13 | 0.37725 | -10.462 | 23430.33 | 0.36047
-10.4447 | 24529.73 | 0.37738 | -10.4447 | 23703.77 | 0.36467
-10.4273 | 24650.15 | 0.37923 | -10.4273 | 23933.72 | 0.36821
-10.41 | 24906 | 0.38317 | -10.41 | 23996.56 | 0.36918
-10.3926 | 25177.93 | 0.38735 | -10.3926 | 23911.96 | 0.36788
-10.3753 | 25314.62 | 0.38946 | -10.3753 | 23805.68 | 0.36624
-10.3579 | 25256.79 | 0.38857 | -10.3579 | 23815.1 | 0.36639
-10.3406 | 25189.03 | 0.38752 | -10.3406 | 24007.68 | 0.36935
-10.3232 | 25307.01 | 0.38934 | -10.3232 | 24333.41 | 0.37436
-10.3059 | 25411 | 0.39094 | -10.3059 | 24400.29 | 0.37539
-10.2885 | 25427.94 | 0.3912 | -10.2885 | 24289.35 | 0.37368
-10.2712 | 25565.64 | 0.39332 | -10.2712 | 24331.66 | 0.37433
-10.2538 | 25626.61 | 0.39426 | -10.2538 | 24322.88 | 0.3742
-10.2365 | 25585.15 | 0.39362 | -10.2365 | 24426.92 | 0.3758
-10.2191 | 25744.4 | 0.39607 | -10.2191 | 24518.57 | 0.37721
-10.2018 | 25997.81 | 0.39997 | -10.2018 | 24554.27 | 0.37776
-10.1844 | 26148.41 | 0.40228 | -10.1844 | 24566.92 | 0.37795
-10.1671 | 26188 | 0.40289 | -10.1671 | 24753.02 | 0.38082
-10.1497 | 26209.3 | 0.40322 | -10.1497 | 25102.55 | 0.38619
-10.1324 | 26223.5 | 0.40344 | -10.1324 | 25135.34 | 0.3867
-10.115 | 26190.11 | 0.40292 | -10.115 | 25309.13 | 0.38937
-10.0977 | 26149.04 | 0.40229 | -10.0977 | 25672.69 | 0.39496
-10.0803 | 26193.98 | 0.40298 | -10.0803 | 25810.04 | 0.39708
-10.063 | 26253.15 | 0.40389 | -10.063 | 25636.18 | 0.3944
-10.0456 | 26235.93 | 0.40363 | -10.0456 | 25574.65 | 0.39346
-10.0283 | 26351.84 | 0.40541 | -10.0283 | 25890.1 | 0.39831
-10.0109 | 26708.23 | 0.4109 | -10.0109 | 26056.6 | 0.40087
-9.9936 | 26884.11 | 0.4136 | -9.9936 | 25694.94 | 0.39531
-9.9762 | 26890.9 | 0.41371 | -9.9762 | 25804.32 | 0.39699
-9.9589 | 26886.15 | 0.41363 | -9.9589 | 26107.17 | 0.40165
-9.9415 | 26964.53 | 0.41484 | -9.9415 | 25980.09 | 0.39969
-9.9242 | 27187.11 | 0.41826 | -9.9242 | 25764.12 | 0.39637
-9.9068 | 27673.17 | 0.42574 | -9.9068 | 26120.4 | 0.40185
-9.8895 | 27557.35 | 0.42396 | -9.8895 | 26368 | 0.40566
-9.8721 | 27496.69 | 0.42303 | -9.8721 | 26447.1 | 0.40688
-9.8548 | 27457.77 | 0.42243 | -9.8548 | 26792.23 | 0.41219
-9.8374 | 27417.61 | 0.42181 | -9.8374 | 26889.52 | 0.41368
-9.8201 | 27612.51 | 0.42481 | -9.8201 | 26747.99 | 0.41151
-9.8027 | 27759.2 | 0.42706 | -9.8027 | 26769.78 | 0.41184
-9.7854 | 27624.51 | 0.42499 | -9.7854 | 26826.63 | 0.41272
-9.768 | 27588.81 | 0.42444 | -9.768 | 27062.17 | 0.41634
-9.7507 | 27669.44 | 0.42568 | -9.7507 | 27115.02 | 0.41715
-9.7333 | 27766.37 | 0.42717 | -9.7333 | 27024.58 | 0.41576
-9.716 | 28114.28 | 0.43253 | -9.716 | 27440.79 | 0.42217
-9.6986 | 28389.4 | 0.43676 | -9.6986 | 27618.26 | 0.4249
-9.6813 | 28497.89 | 0.43843 | -9.6813 | 27717.21 | 0.42642
-9.6639 | 28448.15 | 0.43766 | -9.6639 | 27702.07 | 0.42619
-9.6466 | 28216.41 | 0.4341 | -9.6466 | 28100.3 | 0.43231
-9.6292 | 28331.89 | 0.43588 | -9.6292 | 27745.63 | 0.42686
-9.6119 | 28733.37 | 0.44205 | -9.6119 | 27880.77 | 0.42893
-9.5945 | 29103.68 | 0.44775 | -9.5945 | 27936.99 | 0.4298
-9.5772 | 29011.36 | 0.44633 | -9.5772 | 27856.96 | 0.42857
-9.5598 | 29018.32 | 0.44644 | -9.5598 | 28469.49 | 0.43799
-9.5425 | 29119.97 | 0.448 | -9.5425 | 28546.4 | 0.43918
-9.5251 | 29088.58 | 0.44752 | -9.5251 | 28302.22 | 0.43542
-9.5078 | 29049.21 | 0.44691 | -9.5078 | 28380.38 | 0.43662
-9.4904 | 29364.45 | 0.45176 | -9.4904 | 28900.53 | 0.44462
-9.4731 | 29670.61 | 0.45647 | -9.4731 | 29089.57 | 0.44753
-9.4557 | 29587.96 | 0.4552 | -9.4557 | 28782.54 | 0.44281
-9.4384 | 29501.41 | 0.45387 | -9.4384 | 28640.38 | 0.44062
-9.421 | 29716.92 | 0.45718 | -9.421 | 28821.05 | 0.4434
-9.4037 | 29881.95 | 0.45972 | -9.4037 | 28996.43 | 0.4461
-9.3863 | 29879.31 | 0.45968 | -9.3863 | 29116.56 | 0.44795
-9.369 | 29869.35 | 0.45953 | -9.369 | 29229.41 | 0.44968
-9.3516 | 29823.39 | 0.45882 | -9.3516 | 29239.7 | 0.44984
-9.3343 | 29984.76 | 0.4613 | -9.3343 | 28931.66 | 0.4451
-9.3169 | 30292.12 | 0.46603 | -9.3169 | 29476.75 | 0.45349
-9.2996 | 30269.35 | 0.46568 | -9.2996 | 29852.41 | 0.45927
-9.2822 | 30240.12 | 0.46523 | -9.2822 | 29968.88 | 0.46106
-9.2649 | 30388.24 | 0.46751 | -9.2649 | 29822.39 | 0.45881
-9.2475 | 30493.02 | 0.46912 | -9.2475 | 29860.43 | 0.45939
-9.2302 | 30601.91 | 0.4708 | -9.2302 | 30175.7 | 0.46424
-9.2128 | 30822.11 | 0.47419 | -9.2128 | 30526.1 | 0.46963
-9.1955 | 30989.1 | 0.47676 | -9.1955 | 30661.7 | 0.47172
-9.1781 | 31025.87 | 0.47732 | -9.1781 | 30556 | 0.47009
-9.1608 | 31065.94 | 0.47794 | -9.1608 | 30496.28 | 0.46917
-9.1434 | 31065.26 | 0.47793 | -9.1434 | 30617.34 | 0.47104
-9.1261 | 31004.9 | 0.477 | -9.1261 | 30702.88 | 0.47235
-9.1087 | 31190.73 | 0.47986 | -9.1087 | 30762.57 | 0.47327
-9.0914 | 31383.54 | 0.48282 | -9.0914 | 30883.53 | 0.47513
-9.074 | 31597.41 | 0.48611 | -9.074 | 30786.78 | 0.47364
-9.0567 | 31830.11 | 0.48969 | -9.0567 | 30797.34 | 0.47381
-9.0393 | 31939.5 | 0.49138 | -9.0393 | 31197.02 | 0.47995
-9.022 | 32101.5 | 0.49387 | -9.022 | 31131.43 | 0.47895
-9.0046 | 31796.93 | 0.48918 | -9.0046 | 30810.4 | 0.47401
-8.9873 | 31601.79 | 0.48618 | -8.9873 | 30787.1 | 0.47365
-8.9699 | 31524.41 | 0.48499 | -8.9699 | 31022.99 | 0.47728
-8.9526 | 31477.64 | 0.48427 | -8.9526 | 31572.26 | 0.48573
-8.9352 | 31751.1 | 0.48848 | -8.9352 | 31850.71 | 0.49001
-8.9179 | 31984.45 | 0.49207 | -8.9179 | 31811.49 | 0.48941
-8.9005 | 32397.63 | 0.49843 | -8.9005 | 31848.45 | 0.48998
-8.8832 | 32664.35 | 0.50253 | -8.8832 | 31964.34 | 0.49176
-8.8658 | 32639.91 | 0.50215 | -8.8658 | 32197.51 | 0.49535
-8.8485 | 32715.28 | 0.50331 | -8.8485 | 32590.93 | 0.5014
-8.8311 | 32469.86 | 0.49954 | -8.8311 | 32637.26 | 0.50211
-8.8138 | 32614.33 | 0.50176 | -8.8138 | 32506.93 | 0.50011
-8.7964 | 32717.76 | 0.50335 | -8.7964 | 32422.48 | 0.49881
-8.7791 | 32752.46 | 0.50388 | -8.7791 | 32581.74 | 0.50126
-8.7617 | 32888.58 | 0.50598 | -8.7617 | 32740.69 | 0.5037
-8.7444 | 32807.2 | 0.50473 | -8.7444 | 32496.49 | 0.49995
-8.727 | 32897.61 | 0.50612 | -8.727 | 32747.62 | 0.50381
-8.7097 | 33095.98 | 0.50917 | -8.7097 | 32776.88 | 0.50426
-8.6923 | 33097.7 | 0.5092 | -8.6923 | 33286.68 | 0.5121
-8.675 | 33280.04 | 0.512 | -8.675 | 33691.2 | 0.51833
-8.6576 | 33365.61 | 0.51332 | -8.6576 | 33558.64 | 0.51629
-8.6403 | 33558.22 | 0.51628 | -8.6403 | 33527.5 | 0.51581
-8.6229 | 33856.66 | 0.52087 | -8.6229 | 33590.4 | 0.51678
-8.6056 | 34026.51 | 0.52348 | -8.6056 | 33542.24 | 0.51603
-8.5882 | 34065.82 | 0.52409 | -8.5882 | 33701.98 | 0.51849
-8.5709 | 34075.23 | 0.52423 | -8.5709 | 34033.26 | 0.52359
-8.5535 | 34083.19 | 0.52436 | -8.5535 | 34078 | 0.52428
-8.5362 | 34158.5 | 0.52552 | -8.5362 | 34037.43 | 0.52365
-8.5188 | 34294.13 | 0.5276 | -8.5188 | 33694.34 | 0.51837
-8.5015 | 34363.07 | 0.52866 | -8.5015 | 33902.86 | 0.52158
-8.4841 | 34404.84 | 0.52931 | -8.4841 | 34503.07 | 0.53082
-8.4668 | 34542.1 | 0.53142 | -8.4668 | 34410.71 | 0.5294
-8.4494 | 34730.12 | 0.53431 | -8.4494 | 34834.73 | 0.53592
-8.4321 | 34780.61 | 0.53509 | -8.4321 | 35180.18 | 0.54123
-8.4147 | 34655.68 | 0.53316 | -8.4147 | 34599.25 | 0.5323
-8.3974 | 34687.48 | 0.53365 | -8.3974 | 34469.78 | 0.5303
-8.38 | 34848.43 | 0.53613 | -8.38 | 34767.84 | 0.53489
-8.3627 | 34950.93 | 0.53771 | -8.3627 | 34957.18 | 0.5378
-8.3453 | 35149.41 | 0.54076 | -8.3453 | 35245.33 | 0.54224
-8.328 | 35385.65 | 0.54439 | -8.328 | 35594.22 | 0.5476
-8.3106 | 35310.95 | 0.54325 | -8.3106 | 35550.57 | 0.54693
-8.2933 | 35067.19 | 0.5395 | -8.2933 | 35309.72 | 0.54323
-8.2759 | 35116.79 | 0.54026 | -8.2759 | 35384.89 | 0.54438
-8.2586 | 35391.11 | 0.54448 | -8.2586 | 35820.64 | 0.55109
-8.2412 | 35641.7 | 0.54833 | -8.2412 | 35946.34 | 0.55302
-8.2239 | 35769.87 | 0.55031 | -8.2239 | 35837.2 | 0.55134
-8.2065 | 35838.11 | 0.55136 | -8.2065 | 35975.63 | 0.55347
-8.1892 | 36022.98 | 0.5542 | -8.1892 | 36019.32 | 0.55414
-8.1718 | 36005.07 | 0.55392 | -8.1718 | 36531.66 | 0.56203
-8.1545 | 35788.34 | 0.55059 | -8.1545 | 36420.45 | 0.56031
-8.1371 | 35905.27 | 0.55239 | -8.1371 | 36368.79 | 0.55952
-8.1198 | 36312.21 | 0.55865 | -8.1198 | 36789.54 | 0.56599
-8.1024 | 36588.97 | 0.56291 | -8.1024 | 36790.54 | 0.56601
-8.0851 | 36633.32 | 0.56359 | -8.0851 | 36546.95 | 0.56226
-8.0677 | 36745.89 | 0.56532 | -8.0677 | 36583.59 | 0.56282
-8.0504 | 36824.49 | 0.56653 | -8.0504 | 36877.62 | 0.56735
-8.033 | 36611.22 | 0.56325 | -8.033 | 37206.41 | 0.57241
-8.0157 | 36648.77 | 0.56383 | -8.0157 | 37163.61 | 0.57175
-7.9983 | 37012.8 | 0.56943 | -7.9983 | 37122.05 | 0.57111
-7.981 | 37143.25 | 0.57143 | -7.981 | 37344.34 | 0.57453
-7.9636 | 37070.36 | 0.57031 | -7.9636 | 37258.7 | 0.57321
-7.9463 | 36905.24 | 0.56777 | -7.9463 | 37257.63 | 0.57319
-7.9289 | 37047.89 | 0.56997 | -7.9289 | 37575.25 | 0.57808
-7.9116 | 37167.56 | 0.57181 | -7.9116 | 37797.59 | 0.5815
-7.8942 | 37144.47 | 0.57145 | -7.8942 | 37899.5 | 0.58307
-7.8769 | 37129.14 | 0.57122 | -7.8769 | 37980.57 | 0.58432
-7.8595 | 37285.61 | 0.57362 | -7.8595 | 38083.17 | 0.58589
-7.8422 | 37559.55 | 0.57784 | -7.8422 | 38252.25 | 0.5885
-7.8248 | 37777.11 | 0.58119 | -7.8248 | 38546.72 | 0.59303
-7.8075 | 37928.73 | 0.58352 | -7.8075 | 38795 | 0.59685
-7.7901 | 38108.32 | 0.58628 | -7.7901 | 38782.21 | 0.59665
-7.7728 | 38225.51 | 0.58808 | -7.7728 | 38653.28 | 0.59467
-7.7554 | 38125.86 | 0.58655 | -7.7554 | 38700.61 | 0.59539
-7.7381 | 38021.39 | 0.58494 | -7.7381 | 38869.91 | 0.598
-7.7207 | 38140.89 | 0.58678 | -7.7207 | 39067.73 | 0.60104
-7.7034 | 38182.09 | 0.58742 | -7.7034 | 39307.62 | 0.60473
-7.686 | 38245.97 | 0.5884 | -7.686 | 39638.57 | 0.60982
-7.6687 | 38504.67 | 0.59238 | -7.6687 | 39619.6 | 0.60953
-7.6513 | 38706.97 | 0.59549 | -7.6513 | 39382.22 | 0.60588
-7.634 | 38819.02 | 0.59722 | -7.634 | 39427.91 | 0.60658
-7.6166 | 38894.52 | 0.59838 | -7.6166 | 39641.01 | 0.60986
-7.5993 | 38833.23 | 0.59743 | -7.5993 | 39881.93 | 0.61357
-7.5819 | 38707.26 | 0.5955 | -7.5819 | 39785.08 | 0.61208
-7.5646 | 38741.84 | 0.59603 | -7.5646 | 39620.81 | 0.60955
-7.5472 | 38912.51 | 0.59865 | -7.5472 | 39661.44 | 0.61018
-7.5299 | 39113.19 | 0.60174 | -7.5299 | 39715.1 | 0.611
-7.5125 | 39317.4 | 0.60488 | -7.5125 | 39811.52 | 0.61248
-7.4952 | 39237.74 | 0.60366 | -7.4952 | 40163.93 | 0.61791
-7.4778 | 39032.57 | 0.6005 | -7.4778 | 40456.06 | 0.6224
-7.4605 | 39585.55 | 0.60901 | -7.4605 | 40400.94 | 0.62155
-7.4431 | 39995.5 | 0.61532 | -7.4431 | 40392.26 | 0.62142
-7.4258 | 39817.78 | 0.61258 | -7.4258 | 40399.06 | 0.62152
-7.4084 | 39797.68 | 0.61227 | -7.4084 | 40487.99 | 0.62289
-7.3911 | 39883.81 | 0.6136 | -7.3911 | 40822.8 | 0.62804
-7.3737 | 40264.53 | 0.61945 | -7.3737 | 40927.2 | 0.62965
-7.3564 | 40314.73 | 0.62023 | -7.3564 | 40644.59 | 0.6253
-7.339 | 40353.02 | 0.62082 | -7.339 | 40601.23 | 0.62463
-7.3217 | 40487.52 | 0.62288 | -7.3217 | 40923.09 | 0.62959
-7.3043 | 40732.46 | 0.62665 | -7.3043 | 41385.55 | 0.6367
-7.287 | 40914.43 | 0.62945 | -7.287 | 41825.04 | 0.64346
-7.2696 | 41140.54 | 0.63293 | -7.2696 | 41917.93 | 0.64489
-7.2523 | 41686.32 | 0.64133 | -7.2523 | 41614.64 | 0.64023
-7.2349 | 41185.34 | 0.63362 | -7.2349 | 41776.07 | 0.64271
-7.2176 | 41021.42 | 0.6311 | -7.2176 | 41820.36 | 0.64339
-7.2002 | 41361.26 | 0.63633 | -7.2002 | 42005.58 | 0.64624
-7.1829 | 41659.53 | 0.64092 | -7.1829 | 42002.72 | 0.6462
-7.1655 | 41565.81 | 0.63947 | -7.1655 | 42088.64 | 0.64752
-7.1482 | 41248.13 | 0.63459 | -7.1482 | 42527.41 | 0.65427
-7.1308 | 41260.64 | 0.63478 | -7.1308 | 42684.71 | 0.65669
-7.1135 | 41019.88 | 0.63108 | -7.1135 | 43029.44 | 0.66199
-7.0961 | 41325.1 | 0.63577 | -7.0961 | 42809.11 | 0.6586
-7.0788 | 41786.91 | 0.64288 | -7.0788 | 42625 | 0.65577
-7.0614 | 42168.81 | 0.64875 | -7.0614 | 43080.2 | 0.66277
-7.0441 | 42571.93 | 0.65495 | -7.0441 | 43464.63 | 0.66869
-7.0267 | 42536.72 | 0.65441 | -7.0267 | 43207.5 | 0.66473
-7.0094 | 41939.77 | 0.64523 | -7.0094 | 42894.84 | 0.65992
-6.992 | 41836.93 | 0.64365 | -6.992 | 42885.5 | 0.65978
-6.9747 | 42399.94 | 0.65231 | -6.9747 | 43280.81 | 0.66586
-6.9573 | 42782.82 | 0.6582 | -6.9573 | 43678.66 | 0.67198
-6.94 | 42867.04 | 0.65949 | -6.94 | 43384.54 | 0.66745
-6.9226 | 42844.93 | 0.65915 | -6.9226 | 43635.89 | 0.67132
-6.9053 | 42749.73 | 0.65769 | -6.9053 | 43907.75 | 0.6755
-6.8879 | 42705.89 | 0.65701 | -6.8879 | 43618.72 | 0.67106
-6.8706 | 42804.32 | 0.65853 | -6.8706 | 43750 | 0.67308
-6.8532 | 42976.79 | 0.66118 | -6.8532 | 44047.46 | 0.67765
-6.8359 | 43002.5 | 0.66158 | -6.8359 | 44126.55 | 0.67887
-6.8185 | 42908.2 | 0.66013 | -6.8185 | 44187.71 | 0.67981
-6.8012 | 42909.29 | 0.66014 | -6.8012 | 44385.72 | 0.68286
-6.7838 | 43027.12 | 0.66196 | -6.7838 | 44612.93 | 0.68635
-6.7665 | 43117.02 | 0.66334 | -6.7665 | 44776.2 | 0.68886
-6.7491 | 43234.27 | 0.66514 | -6.7491 | 44676.55 | 0.68733
-6.7318 | 43454.07 | 0.66852 | -6.7318 | 44479.2 | 0.6843
-6.7144 | 43741.88 | 0.67295 | -6.7144 | 44722.41 | 0.68804
-6.6971 | 43966.96 | 0.67641 | -6.6971 | 45306.09 | 0.69702
-6.6797 | 43738.73 | 0.6729 | -6.6797 | 45258.95 | 0.69629
-6.6624 | 43366.01 | 0.66717 | -6.6624 | 44923.93 | 0.69114
-6.645 | 43496.16 | 0.66917 | -6.645 | 44838.73 | 0.68983
-6.6277 | 44035.65 | 0.67747 | -6.6277 | 45119.7 | 0.69415
-6.6103 | 44201.07 | 0.68002 | -6.6103 | 45381.77 | 0.69818
-6.593 | 43876.2 | 0.67502 | -6.593 | 45516.52 | 0.70025
-6.5756 | 43824.44 | 0.67422 | -6.5756 | 45570.8 | 0.70109
-6.5583 | 44250.35 | 0.68077 | -6.5583 | 45455.16 | 0.69931
-6.5409 | 44574.56 | 0.68576 | -6.5409 | 45265.28 | 0.69639
-6.5236 | 44581.99 | 0.68588 | -6.5236 | 45246.07 | 0.69609
-6.5062 | 44497.95 | 0.68458 | -6.5062 | 45190.13 | 0.69523
-6.4889 | 44538.98 | 0.68522 | -6.4889 | 45398.7 | 0.69844
-6.4715 | 44941.32 | 0.6914 | -6.4715 | 45856.18 | 0.70548
-6.4542 | 44800.28 | 0.68924 | -6.4542 | 45975.07 | 0.70731
-6.4368 | 45136.95 | 0.69441 | -6.4368 | 45859.63 | 0.70553
-6.4195 | 45198.25 | 0.69536 | -6.4195 | 46084.31 | 0.70899
-6.4021 | 45175.66 | 0.69501 | -6.4021 | 46494.53 | 0.7153
-6.3848 | 45357.18 | 0.6978 | -6.3848 | 46582.94 | 0.71666
-6.3674 | 45020.6 | 0.69262 | -6.3674 | 46500.1 | 0.71539
-6.3501 | 44862.14 | 0.69019 | -6.3501 | 46559.38 | 0.7163
-6.3327 | 45205.61 | 0.69547 | -6.3327 | 46711.13 | 0.71863
-6.3154 | 45577.71 | 0.7012 | -6.3154 | 46852.94 | 0.72081
-6.298 | 45788.36 | 0.70444 | -6.298 | 47057.71 | 0.72396
-6.2807 | 45846.72 | 0.70533 | -6.2807 | 47233.57 | 0.72667
-6.2633 | 45733.56 | 0.70359 | -6.2633 | 47175.75 | 0.72578
-6.246 | 45583.82 | 0.70129 | -6.246 | 47234.76 | 0.72669
-6.2286 | 45358.41 | 0.69782 | -6.2286 | 47377.73 | 0.72889
-6.2113 | 45610.77 | 0.7017 | -6.2113 | 47288.25 | 0.72751
-6.1939 | 46306.16 | 0.7124 | -6.1939 | 47284.91 | 0.72746
-6.1766 | 46283.57 | 0.71205 | -6.1766 | 47454.46 | 0.73007
-6.1592 | 46180.58 | 0.71047 | -6.1592 | 47603.86 | 0.73237
-6.1419 | 46395.95 | 0.71378 | -6.1419 | 47718.31 | 0.73413
-6.1245 | 46361.71 | 0.71326 | -6.1245 | 47897.36 | 0.73688
-6.1072 | 46301.89 | 0.71234 | -6.1072 | 48192.96 | 0.74143
-6.0898 | 46436.23 | 0.7144 | -6.0898 | 48455.31 | 0.74547
-6.0725 | 46725.27 | 0.71885 | -6.0725 | 48483.93 | 0.74591
-6.0551 | 47118.36 | 0.7249 | -6.0551 | 48352.52 | 0.74388
-6.0378 | 47157.13 | 0.72549 | -6.0378 | 48353 | 0.74389
-6.0204 | 47339.17 | 0.72829 | -6.0204 | 48458.54 | 0.74552
-6.0031 | 47568.13 | 0.73182 | -6.0031 | 48440 | 0.74523
-5.9857 | 47702.31 | 0.73388 | -5.9857 | 48376.02 | 0.74425
-5.9684 | 47432.75 | 0.72973 | -5.9684 | 48617.68 | 0.74796
-5.951 | 47619.51 | 0.73261 | -5.951 | 48982.89 | 0.75358
-5.9337 | 47618.97 | 0.7326 | -5.9337 | 49211.27 | 0.7571
-5.9163 | 47453.51 | 0.73005 | -5.9163 | 49337.39 | 0.75904
-5.899 | 47579.23 | 0.73199 | -5.899 | 49376.29 | 0.75964
-5.8816 | 47989.57 | 0.7383 | -5.8816 | 49368.85 | 0.75952
-5.8643 | 48378.31 | 0.74428 | -5.8643 | 49429.47 | 0.76045
-5.8469 | 48483.9 | 0.74591 | -5.8469 | 49590.88 | 0.76294
-5.8296 | 48369.73 | 0.74415 | -5.8296 | 49753.14 | 0.76543
-5.8122 | 48454.61 | 0.74546 | -5.8122 | 49845.59 | 0.76686
-5.7949 | 48855.17 | 0.75162 | -5.7949 | 49871.99 | 0.76726
-5.7775 | 48953.75 | 0.75313 | -5.7775 | 49782.93 | 0.76589
-5.7602 | 48842.38 | 0.75142 | -5.7602 | 49742.87 | 0.76527
-5.7428 | 48649.34 | 0.74845 | -5.7428 | 49817.41 | 0.76642
-5.7255 | 48593.68 | 0.7476 | -5.7255 | 49879.28 | 0.76737
-5.7081 | 48552 | 0.74695 | -5.7081 | 50109.98 | 0.77092
-5.6908 | 48746.15 | 0.74994 | -5.6908 | 50390.94 | 0.77525
-5.6734 | 49147.29 | 0.75611 | -5.6734 | 50422.14 | 0.77573
-5.6561 | 49231.65 | 0.75741 | -5.6561 | 50450.02 | 0.77615
-5.6387 | 49008.91 | 0.75398 | -5.6387 | 50839.64 | 0.78215
-5.6214 | 48906.08 | 0.7524 | -5.6214 | 51268.35 | 0.78874
-5.604 | 49126 | 0.75578 | -5.604 | 51181.3 | 0.7874
-5.5867 | 49438.57 | 0.76059 | -5.5867 | 50808.21 | 0.78166
-5.5693 | 49436.87 | 0.76057 | -5.5693 | 50802.64 | 0.78158
-5.552 | 49333.14 | 0.75897 | -5.552 | 51055.19 | 0.78546
-5.5346 | 49603.14 | 0.76313 | -5.5346 | 51504.67 | 0.79238
-5.5173 | 49927.52 | 0.76812 | -5.5173 | 51509.2 | 0.79245
-5.4999 | 49781.79 | 0.76587 | -5.4999 | 51348.59 | 0.78998
-5.4826 | 49678.97 | 0.76429 | -5.4826 | 51414.31 | 0.79099
-5.4652 | 49902.69 | 0.76773 | -5.4652 | 51562.45 | 0.79327
-5.4479 | 50082.61 | 0.7705 | -5.4479 | 51614.69 | 0.79407
-5.4305 | 50167.41 | 0.77181 | -5.4305 | 51345.83 | 0.78994
-5.4132 | 50114.65 | 0.77099 | -5.4132 | 51033 | 0.78512
-5.3958 | 50028.2 | 0.76966 | -5.3958 | 51041.2 | 0.78525
-5.3785 | 50119.43 | 0.77107 | -5.3785 | 51357.68 | 0.79012
-5.3611 | 50379.57 | 0.77507 | -5.3611 | 51644.8 | 0.79454
-5.3438 | 50654.21 | 0.7793 | -5.3438 | 51648.18 | 0.79459
-5.3264 | 50899.12 | 0.78306 | -5.3264 | 51826.98 | 0.79734
-5.3091 | 51132.43 | 0.78665 | -5.3091 | 52256.89 | 0.80395
-5.2917 | 51148.83 | 0.78691 | -5.2917 | 52504.94 | 0.80777
-5.2744 | 50988.58 | 0.78444 | -5.2744 | 52371.88 | 0.80572
-5.257 | 51224.51 | 0.78807 | -5.257 | 52074.29 | 0.80114
-5.2397 | 51396.81 | 0.79072 | -5.2397 | 52029.92 | 0.80046
-5.2223 | 51269.03 | 0.78875 | -5.2223 | 52331.35 | 0.8051
-5.205 | 51133.46 | 0.78667 | -5.205 | 52540.24 | 0.80831
-5.1876 | 51162.99 | 0.78712 | -5.1876 | 52860.65 | 0.81324
-5.1703 | 51330.35 | 0.7897 | -5.1703 | 53386.27 | 0.82133
-5.1529 | 51594.43 | 0.79376 | -5.1529 | 53457.06 | 0.82242
-5.1356 | 51743.07 | 0.79605 | -5.1356 | 52804.26 | 0.81237
-5.1182 | 51477.66 | 0.79196 | -5.1182 | 52431.79 | 0.80664
-5.1009 | 51363.8 | 0.79021 | -5.1009 | 52689.46 | 0.81061
-5.0835 | 51558.46 | 0.79321 | -5.0835 | 53054.95 | 0.81623
-5.0662 | 51533.27 | 0.79282 | -5.0662 | 53560.46 | 0.82401
-5.0488 | 51387.58 | 0.79058 | -5.0488 | 53403.95 | 0.8216
-5.0315 | 51204.79 | 0.78777 | -5.0315 | 53116.33 | 0.81717
-5.0141 | 51412.07 | 0.79095 | -5.0141 | 53275.14 | 0.81962
-4.9968 | 51639.72 | 0.79446 | -4.9968 | 53345.49 | 0.8207
-4.9794 | 51927.92 | 0.79889 | -4.9794 | 53465.85 | 0.82255
-4.9621 | 52147.44 | 0.80227 | -4.9621 | 53807.7 | 0.82781
-4.9447 | 52178.1 | 0.80274 | -4.9447 | 54124.18 | 0.83268
-4.9274 | 52182.47 | 0.80281 | -4.9274 | 54224.5 | 0.83422
-4.91 | 52292.66 | 0.8045 | -4.91 | 54218.73 | 0.83413
-4.8927 | 52379.36 | 0.80584 | -4.8927 | 54153.58 | 0.83313
-4.8753 | 52456.6 | 0.80702 | -4.8753 | 54213.34 | 0.83405
-4.858 | 52662.77 | 0.8102 | -4.858 | 54233.18 | 0.83436
-4.8406 | 52601.39 | 0.80925 | -4.8406 | 54493.73 | 0.83837
-4.8233 | 52983.91 | 0.81514 | -4.8233 | 54793.06 | 0.84297
-4.8059 | 53088.89 | 0.81675 | -4.8059 | 54426.07 | 0.83732
-4.7886 | 52931.96 | 0.81434 | -4.7886 | 54474.86 | 0.83807
-4.7712 | 53188.56 | 0.81829 | -4.7712 | 54831.98 | 0.84357
-4.7539 | 53336.5 | 0.82056 | -4.7539 | 54910.05 | 0.84477
-4.7365 | 53318.29 | 0.82028 | -4.7365 | 54841.58 | 0.84372
-4.7192 | 53447.35 | 0.82227 | -4.7192 | 54931.27 | 0.8451
-4.7018 | 53752.69 | 0.82696 | -4.7018 | 54942.32 | 0.84527
-4.6845 | 54031.36 | 0.83125 | -4.6845 | 54843.74 | 0.84375
-4.6671 | 53937.52 | 0.82981 | -4.6671 | 55378.68 | 0.85198
-4.6498 | 53551.95 | 0.82388 | -4.6498 | 55747.15 | 0.85765
-4.6324 | 53506.64 | 0.82318 | -4.6324 | 55612.92 | 0.85558
-4.6151 | 53973.82 | 0.83037 | -4.6151 | 55571.89 | 0.85495
-4.5977 | 54335.56 | 0.83593 | -4.5977 | 55600.02 | 0.85538
-4.5804 | 53699.26 | 0.82614 | -4.5804 | 55377.62 | 0.85196
-4.563 | 53404.85 | 0.82161 | -4.563 | 55400.33 | 0.85231
-4.5457 | 53693.49 | 0.82605 | -4.5457 | 55634.01 | 0.85591
-4.5283 | 53890.45 | 0.82908 | -4.5283 | 55687.29 | 0.85673
-4.511 | 53981.35 | 0.83048 | -4.511 | 55630.23 | 0.85585
-4.4936 | 54184.33 | 0.83361 | -4.4936 | 55682.55 | 0.85665
-4.4763 | 54378.04 | 0.83659 | -4.4763 | 55851.69 | 0.85926
-4.4589 | 54515.25 | 0.8387 | -4.4589 | 56103.75 | 0.86313
-4.4416 | 54556.31 | 0.83933 | -4.4416 | 56256.88 | 0.86549
-4.4242 | 54489.8 | 0.8383 | -4.4242 | 56139.63 | 0.86369
-4.4069 | 54502.92 | 0.83851 | -4.4069 | 55970.88 | 0.86109
-4.3895 | 54552.85 | 0.83927 | -4.3895 | 56041.74 | 0.86218
-4.3722 | 54217.2 | 0.83411 | -4.3722 | 56291.9 | 0.86603
-4.3548 | 54976.07 | 0.84579 | -4.3548 | 56531.15 | 0.86971
-4.3375 | 54910.7 | 0.84478 | -4.3375 | 56598.01 | 0.87074
-4.3201 | 54526.19 | 0.83886 | -4.3201 | 56522.31 | 0.86957
-4.3028 | 54492.73 | 0.83835 | -4.3028 | 56378.13 | 0.86736
-4.2854 | 54793.71 | 0.84298 | -4.2854 | 56367.8 | 0.8672
-4.2681 | 55190.08 | 0.84908 | -4.2681 | 56570.38 | 0.87031
-4.2507 | 55491.72 | 0.85372 | -4.2507 | 56708.18 | 0.87243
-4.2334 | 55578.54 | 0.85505 | -4.2334 | 56587.03 | 0.87057
-4.216 | 55531.84 | 0.85434 | -4.216 | 56638.29 | 0.87136
-4.1987 | 55413.53 | 0.85252 | -4.1987 | 56661.16 | 0.87171
-4.1813 | 55202.1 | 0.84926 | -4.1813 | 56747.48 | 0.87304
-4.164 | 55195.03 | 0.84915 | -4.164 | 56948.5 | 0.87613
-4.1466 | 55442.37 | 0.85296 | -4.1466 | 57039.32 | 0.87753
-4.1293 | 55968.82 | 0.86106 | -4.1293 | 57239.53 | 0.88061
-4.1119 | 55956.26 | 0.86087 | -4.1119 | 57532.61 | 0.88512
-4.0946 | 56083.74 | 0.86283 | -4.0946 | 57727.68 | 0.88812
-4.0772 | 56293.85 | 0.86606 | -4.0772 | 57730.89 | 0.88817
-4.0599 | 56520.8 | 0.86955 | -4.0599 | 57565.03 | 0.88562
-4.0425 | 56841.84 | 0.87449 | -4.0425 | 57329.93 | 0.882
-4.0252 | 56756.25 | 0.87317 | -4.0252 | 57271.92 | 0.88111
-4.0078 | 56415.6 | 0.86793 | -4.0078 | 57654.56 | 0.88699
-3.9905 | 56264.6 | 0.86561 | -3.9905 | 58098.39 | 0.89382
-3.9731 | 56392.74 | 0.86758 | -3.9731 | 57928.45 | 0.89121
-3.9558 | 56919.18 | 0.87568 | -3.9558 | 57523.27 | 0.88497
-3.9384 | 56644.96 | 0.87146 | -3.9384 | 57402.98 | 0.88312
-3.9211 | 56891.39 | 0.87525 | -3.9211 | 57695.03 | 0.88762
-3.9037 | 56261.74 | 0.86557 | -3.9037 | 58053.71 | 0.89313
-3.8864 | 56164.45 | 0.86407 | -3.8864 | 58173.65 | 0.89498
-3.869 | 56647.61 | 0.8715 | -3.869 | 58066.35 | 0.89333
-3.8517 | 56807.54 | 0.87396 | -3.8517 | 57834.96 | 0.88977
-3.8343 | 56607.23 | 0.87088 | -3.8343 | 57768.15 | 0.88874
-3.817 | 56688.3 | 0.87213 | -3.817 | 58117.38 | 0.89411
-3.7996 | 57054.73 | 0.87777 | -3.7996 | 58561.22 | 0.90094
-3.7823 | 57097.96 | 0.87843 | -3.7823 | 58674.99 | 0.90269
-3.7649 | 56775.24 | 0.87347 | -3.7649 | 58587.46 | 0.90135
-3.7476 | 56802.64 | 0.87389 | -3.7476 | 58614.86 | 0.90177
-3.7302 | 56707.54 | 0.87242 | -3.7302 | 58759.32 | 0.90399
-3.7129 | 56705.61 | 0.87239 | -3.7129 | 58893.77 | 0.90606
-3.6955 | 57195.17 | 0.87993 | -3.6955 | 58864.8 | 0.90561
-3.6782 | 57532.26 | 0.88511 | -3.6782 | 58761.55 | 0.90402
-3.6608 | 57579.09 | 0.88583 | -3.6608 | 58659.41 | 0.90245
-3.6435 | 57587.65 | 0.88596 | -3.6435 | 58579.21 | 0.90122
-3.6261 | 57647.1 | 0.88688 | -3.6261 | 58661.61 | 0.90249
-3.6088 | 57644.59 | 0.88684 | -3.6088 | 59045.11 | 0.90839
-3.5914 | 57547.57 | 0.88535 | -3.5914 | 59536.54 | 0.91595
-3.5741 | 57482.34 | 0.88434 | -3.5741 | 59704.23 | 0.91853
-3.5567 | 57699.68 | 0.88769 | -3.5567 | 59497.25 | 0.91534
-3.5394 | 57819.79 | 0.88954 | -3.5394 | 59474.71 | 0.915
-3.522 | 57613.09 | 0.88636 | -3.522 | 59439.71 | 0.91446
-3.5047 | 57739.82 | 0.8883 | -3.5047 | 59470.95 | 0.91494
-3.4873 | 57993.41 | 0.89221 | -3.4873 | 59625.27 | 0.91731
-3.47 | 58027.34 | 0.89273 | -3.47 | 59871.35 | 0.9211
-3.4526 | 57942.02 | 0.89142 | -3.4526 | 59798.7 | 0.91998
-3.4353 | 57897.08 | 0.89072 | -3.4353 | 59237.85 | 0.91135
-3.4179 | 57949.92 | 0.89154 | -3.4179 | 58959.56 | 0.90707
-3.4006 | 58057.36 | 0.89319 | -3.4006 | 59220.37 | 0.91108
-3.3832 | 58208.58 | 0.89552 | -3.3832 | 59228.3 | 0.9112
-3.3659 | 58473.39 | 0.89959 | -3.3659 | 59113.94 | 0.90945
-3.3485 | 58560.06 | 0.90092 | -3.3485 | 59492.61 | 0.91527
-3.3312 | 58279.39 | 0.89661 | -3.3312 | 59461.6 | 0.91479
-3.3138 | 58752.61 | 0.90389 | -3.3138 | 59252.7 | 0.91158
-3.2965 | 58922.6 | 0.9065 | -3.2965 | 59088.15 | 0.90905
-3.2791 | 58539.48 | 0.90061 | -3.2791 | 58991.59 | 0.90756
-3.2618 | 58585.52 | 0.90132 | -3.2618 | 59287.34 | 0.91211
-3.2444 | 58755.12 | 0.90392 | -3.2444 | 59551.43 | 0.91618
-3.2271 | 58767.04 | 0.90411 | -3.2271 | 59750.51 | 0.91924
-3.2097 | 58949.34 | 0.90691 | -3.2097 | 59719.6 | 0.91876
-3.1924 | 59375.26 | 0.91347 | -3.1924 | 59461.36 | 0.91479
-3.175 | 59481.18 | 0.9151 | -3.175 | 59206.03 | 0.91086
-3.1577 | 59088.34 | 0.90905 | -3.1577 | 58885.49 | 0.90593
-3.1403 | 59030.59 | 0.90816 | -3.1403 | 58815.65 | 0.90486
-3.123 | 59351.17 | 0.91309 | -3.123 | 58965.57 | 0.90716
-3.1056 | 59597.52 | 0.91688 | -3.1056 | 59106.32 | 0.90933
-3.0883 | 59708.76 | 0.9186 | -3.0883 | 59673.91 | 0.91806
-3.0709 | 59452.84 | 0.91466 | -3.0709 | 60157.43 | 0.9255
-3.0536 | 59272.32 | 0.91188 | -3.0536 | 60165.5 | 0.92562
-3.0362 | 59486.96 | 0.91518 | -3.0362 | 60009.77 | 0.92323
-3.0189 | 59611.2 | 0.9171 | -3.0189 | 59786.27 | 0.91979
-3.0015 | 59585.37 | 0.9167 | -3.0015 | 59864.27 | 0.92099
-2.9842 | 59688.28 | 0.91828 | -2.9842 | 60297.78 | 0.92766
-2.9668 | 59963.18 | 0.92251 | -2.9668 | 60565.29 | 0.93177
-2.9495 | 60126.5 | 0.92502 | -2.9495 | 60424.29 | 0.9296
-2.9321 | 59784.75 | 0.91977 | -2.9321 | 60419.52 | 0.92953
-2.9148 | 59794.53 | 0.91992 | -2.9148 | 61327.21 | 0.9435
-2.8974 | 60032.85 | 0.92358 | -2.8974 | 61265.22 | 0.94254
-2.8801 | 60220.47 | 0.92647 | -2.8801 | 60956.31 | 0.93779
-2.8627 | 60408.94 | 0.92937 | -2.8627 | 60858.77 | 0.93629
-2.8454 | 60137.79 | 0.9252 | -2.8454 | 60912.37 | 0.93711
-2.828 | 60077.83 | 0.92427 | -2.828 | 61130.54 | 0.94047
-2.8107 | 60794.12 | 0.93529 | -2.8107 | 61346.94 | 0.9438
-2.7933 | 60930.07 | 0.93739 | -2.7933 | 61305.16 | 0.94316
-2.776 | 60311.38 | 0.92787 | -2.776 | 61359.12 | 0.94399
-2.7586 | 60010.6 | 0.92324 | -2.7586 | 61607.93 | 0.94781
-2.7413 | 59955.59 | 0.92239 | -2.7413 | 61586.02 | 0.94748
-2.7239 | 60096.03 | 0.92455 | -2.7239 | 61927.67 | 0.95273
-2.7066 | 60416.61 | 0.92949 | -2.7066 | 62094.59 | 0.9553
-2.6892 | 60496.3 | 0.93071 | -2.6892 | 62140.7 | 0.95601
-2.6719 | 60919.14 | 0.93722 | -2.6719 | 61830.24 | 0.95123
-2.6545 | 60736.73 | 0.93441 | -2.6545 | 61769.6 | 0.9503
-2.6372 | 60557.36 | 0.93165 | -2.6372 | 61878.85 | 0.95198
-2.6198 | 60656.65 | 0.93318 | -2.6198 | 61681.14 | 0.94894
-2.6025 | 60718.63 | 0.93413 | -2.6025 | 61868.32 | 0.95182
-2.5851 | 60713.89 | 0.93406 | -2.5851 | 62135.93 | 0.95594
-2.5678 | 60693.64 | 0.93375 | -2.5678 | 62021.96 | 0.95418
-2.5504 | 60482.66 | 0.9305 | -2.5504 | 61736.22 | 0.94979
-2.5331 | 60388.05 | 0.92905 | -2.5331 | 61536.31 | 0.94671
-2.5157 | 61154.13 | 0.94083 | -2.5157 | 61414.9 | 0.94484
-2.4984 | 60760.11 | 0.93477 | -2.4984 | 61621.32 | 0.94802
-2.481 | 60918.88 | 0.93721 | -2.481 | 62312.77 | 0.95866
-2.4637 | 61321.72 | 0.94341 | -2.4637 | 61904.61 | 0.95238
-2.4463 | 61134.49 | 0.94053 | -2.4463 | 62332.04 | 0.95895
-2.429 | 60713.26 | 0.93405 | -2.429 | 62012.49 | 0.95404
-2.4116 | 60444.46 | 0.92991 | -2.4116 | 61757.15 | 0.95011
-2.3943 | 60384.68 | 0.929 | -2.3943 | 61783.99 | 0.95052
-2.3769 | 60778.32 | 0.93505 | -2.3769 | 61838.08 | 0.95136
-2.3596 | 60974.73 | 0.93807 | -2.3596 | 61856.07 | 0.95163
-2.3422 | 60820.53 | 0.9357 | -2.3422 | 61872.45 | 0.95188
-2.3249 | 61009.48 | 0.93861 | -2.3249 | 61973.06 | 0.95343
-2.3075 | 60815.65 | 0.93563 | -2.3075 | 62431.27 | 0.96048
-2.2902 | 61008.45 | 0.93859 | -2.2902 | 62559.52 | 0.96245
-2.2728 | 61286.22 | 0.94286 | -2.2728 | 62613.3 | 0.96328
-2.2555 | 61295.4 | 0.94301 | -2.2555 | 61971.57 | 0.95341
-2.2381 | 61693.5 | 0.94913 | -2.2381 | 62805.32 | 0.96624
-2.2208 | 62135.7 | 0.95593 | -2.2208 | 63045.75 | 0.96993
-2.2034 | 62456.23 | 0.96087 | -2.2034 | 62881.34 | 0.96741
-2.1861 | 62150.29 | 0.95616 | -2.1861 | 62407.49 | 0.96012
-2.1687 | 61880.6 | 0.95201 | -2.1687 | 62316.33 | 0.95871
-2.1514 | 62019.17 | 0.95414 | -2.1514 | 62364.66 | 0.95946
-2.134 | 62092.07 | 0.95526 | -2.134 | 62233.3 | 0.95744
-2.1167 | 61748.36 | 0.94997 | -2.1167 | 62457.77 | 0.96089
-2.0993 | 61234.78 | 0.94207 | -2.0993 | 62745.24 | 0.96531
-2.082 | 61125.18 | 0.94039 | -2.082 | 62613.68 | 0.96329
-2.0646 | 61233.89 | 0.94206 | -2.0646 | 62590.89 | 0.96294
-2.0473 | 61309.53 | 0.94322 | -2.0473 | 62604.68 | 0.96315
-2.0299 | 61902.28 | 0.95234 | -2.0299 | 62739.97 | 0.96523
-2.0126 | 62152.07 | 0.95619 | -2.0126 | 62618.45 | 0.96336
-1.9952 | 62246.98 | 0.95765 | -1.9952 | 62186.41 | 0.95671
-1.9779 | 62402.3 | 0.96004 | -1.9779 | 62385.66 | 0.95978
-1.9605 | 62544.2 | 0.96222 | -1.9605 | 62614.14 | 0.96329
-1.9432 | 62875.8 | 0.96732 | -1.9432 | 62516.64 | 0.96179
-1.9258 | 62837.29 | 0.96673 | -1.9258 | 62494.59 | 0.96146
-1.9085 | 62062.17 | 0.9548 | -1.9085 | 62695.49 | 0.96455
-1.8911 | 62462.89 | 0.96097 | -1.8911 | 63097.81 | 0.97074
-1.8738 | 62995.14 | 0.96916 | -1.8738 | 63372.03 | 0.97495
-1.8564 | 62690.05 | 0.96446 | -1.8564 | 63292.94 | 0.97374
-1.8391 | 62174.18 | 0.95653 | -1.8391 | 63295.74 | 0.97378
-1.8217 | 62312.08 | 0.95865 | -1.8217 | 63617 | 0.97872
-1.8044 | 62658.03 | 0.96397 | -1.8044 | 63328.17 | 0.97428
-1.787 | 62571.68 | 0.96264 | -1.787 | 62846.6 | 0.96687
-1.7697 | 62770.19 | 0.9657 | -1.7697 | 62841.54 | 0.96679
-1.7523 | 63126.58 | 0.97118 | -1.7523 | 63299.31 | 0.97384
-1.735 | 62995.19 | 0.96916 | -1.735 | 63392.63 | 0.97527
-1.7176 | 62444.39 | 0.96068 | -1.7176 | 63092.23 | 0.97065
-1.7003 | 62239.23 | 0.95753 | -1.7003 | 63088.46 | 0.97059
-1.6829 | 62660.37 | 0.96401 | -1.6829 | 62901.79 | 0.96772
-1.6656 | 62977.08 | 0.96888 | -1.6656 | 63180.64 | 0.97201
-1.6482 | 62710.45 | 0.96478 | -1.6482 | 63078.85 | 0.97044
-1.6309 | 62846.67 | 0.96687 | -1.6309 | 63217.28 | 0.97257
-1.6135 | 62822.04 | 0.96649 | -1.6135 | 63067.72 | 0.97027
-1.5962 | 63023.55 | 0.96959 | -1.5962 | 62775.61 | 0.96578
-1.5788 | 63040.58 | 0.96986 | -1.5788 | 62613.53 | 0.96329
-1.5615 | 62680.9 | 0.96432 | -1.5615 | 62844.46 | 0.96684
-1.5441 | 62523.44 | 0.9619 | -1.5441 | 63032.94 | 0.96974
-1.5268 | 63062.47 | 0.97019 | -1.5268 | 63398.55 | 0.97536
-1.5094 | 63610.67 | 0.97863 | -1.5094 | 63959.47 | 0.98399
-1.4921 | 63399.12 | 0.97537 | -1.4921 | 63955.13 | 0.98393
-1.4747 | 63435.25 | 0.97593 | -1.4747 | 63738.83 | 0.9806
-1.4574 | 63654.48 | 0.9793 | -1.4574 | 63491.45 | 0.97679
-1.44 | 63514.86 | 0.97715 | -1.44 | 63639.26 | 0.97907
-1.4227 | 62901.97 | 0.96772 | -1.4227 | 63966.27 | 0.9841
-1.4053 | 62402.31 | 0.96004 | -1.4053 | 63337.47 | 0.97442
-1.388 | 62388.23 | 0.95982 | -1.388 | 63265.16 | 0.97331
-1.3706 | 63146.45 | 0.97148 | -1.3706 | 63862.25 | 0.9825
-1.3533 | 63621.28 | 0.97879 | -1.3533 | 64341.39 | 0.98987
-1.3359 | 63497.19 | 0.97688 | -1.3359 | 64171.26 | 0.98725
-1.3186 | 63226.42 | 0.97271 | -1.3186 | 63676.27 | 0.97963
-1.3012 | 63230.67 | 0.97278 | -1.3012 | 63300 | 0.97385
-1.2839 | 63604.12 | 0.97852 | -1.2839 | 63134.91 | 0.97131
-1.2665 | 64073.07 | 0.98574 | -1.2665 | 63395.64 | 0.97532
-1.2492 | 63974.82 | 0.98423 | -1.2492 | 63383.49 | 0.97513
-1.2318 | 63726.27 | 0.9804 | -1.2318 | 63615.98 | 0.97871
-1.2145 | 63838.62 | 0.98213 | -1.2145 | 63941 | 0.98371
-1.1971 | 63942.15 | 0.98373 | -1.1971 | 64318.64 | 0.98952
-1.1798 | 63814.56 | 0.98176 | -1.1798 | 64019.44 | 0.98491
-1.1624 | 63584.59 | 0.97822 | -1.1624 | 63863.07 | 0.98251
-1.1451 | 63571.52 | 0.97802 | -1.1451 | 64010.9 | 0.98478
-1.1277 | 63511 | 0.97709 | -1.1277 | 64444.32 | 0.99145
-1.1104 | 63447.45 | 0.97611 | -1.1104 | 64796.26 | 0.99687
-1.093 | 63609.61 | 0.97861 | -1.093 | 64696.75 | 0.99533
-1.0757 | 63719.67 | 0.9803 | -1.0757 | 64302.51 | 0.98927
-1.0583 | 63690.21 | 0.97985 | -1.0583 | 63879.01 | 0.98275
-1.041 | 63693.65 | 0.9799 | -1.041 | 63897.36 | 0.98304
-1.0236 | 63838.26 | 0.98213 | -1.0236 | 63904.53 | 0.98315
-1.0063 | 64063.43 | 0.98559 | -1.0063 | 63764.41 | 0.98099
-0.98895 | 64259.25 | 0.9886 | -0.98895 | 63550.1 | 0.97769
-0.9716 | 64046.33 | 0.98533 | -0.9716 | 63158.49 | 0.97167
-0.95425 | 63547.66 | 0.97766 | -0.95425 | 63293.53 | 0.97375
-0.9369 | 63178.36 | 0.97197 | -0.9369 | 63891.38 | 0.98294
-0.91955 | 63187.58 | 0.97212 | -0.91955 | 64353.64 | 0.99006
-0.9022 | 63410.72 | 0.97555 | -0.9022 | 64332.19 | 0.98973
-0.88485 | 63621.79 | 0.9788 | -0.88485 | 63994.57 | 0.98453
-0.8675 | 63800.4 | 0.98154 | -0.8675 | 63731.59 | 0.98049
-0.85015 | 63829.3 | 0.98199 | -0.85015 | 63844.35 | 0.98222
-0.8328 | 64017.54 | 0.98489 | -0.8328 | 64324.07 | 0.9896
-0.81545 | 64130.22 | 0.98662 | -0.81545 | 64252.89 | 0.98851
-0.7981 | 63790.43 | 0.98139 | -0.7981 | 63570.77 | 0.97801
-0.78075 | 63322.52 | 0.97419 | -0.78075 | 63568.63 | 0.97798
-0.7634 | 62922.65 | 0.96804 | -0.7634 | 63827.17 | 0.98196
-0.74605 | 62914.79 | 0.96792 | -0.74605 | 63827.14 | 0.98196
-0.7287 | 63345.93 | 0.97455 | -0.7287 | 63772.82 | 0.98112
-0.71135 | 63727.84 | 0.98043 | -0.71135 | 64061.49 | 0.98556
-0.694 | 63656.39 | 0.97933 | -0.694 | 64410.71 | 0.99093
-0.67665 | 63301.82 | 0.97387 | -0.67665 | 64388.4 | 0.99059
-0.6593 | 62989.8 | 0.96907 | -0.6593 | 64318.17 | 0.98951
-0.64195 | 62694.09 | 0.96452 | -0.64195 | 64431.72 | 0.99126
-0.6246 | 63231.39 | 0.97279 | -0.6246 | 64377.24 | 0.99042
-0.60725 | 64170.48 | 0.98724 | -0.60725 | 64344.81 | 0.98992
-0.5899 | 64285.3 | 0.989 | -0.5899 | 64249.14 | 0.98845
-0.57255 | 64001.16 | 0.98463 | -0.57255 | 64425.27 | 0.99116
-0.5552 | 63956.27 | 0.98394 | -0.5552 | 64653.51 | 0.99467
-0.53785 | 64302.07 | 0.98926 | -0.53785 | 64575.39 | 0.99347
-0.5205 | 64341.33 | 0.98987 | -0.5205 | 64263.89 | 0.98868
-0.50315 | 63944.31 | 0.98376 | -0.50315 | 64197.49 | 0.98765
-0.4858 | 63707.1 | 0.98011 | -0.4858 | 64320.99 | 0.98955
-0.46845 | 63859.36 | 0.98245 | -0.46845 | 64141.4 | 0.98679
-0.4511 | 63863.06 | 0.98251 | -0.4511 | 63813.31 | 0.98174
-0.43375 | 63592.75 | 0.97835 | -0.43375 | 63863.75 | 0.98252
-0.4164 | 63548.77 | 0.97767 | -0.4164 | 64120.15 | 0.98646
-0.39905 | 63618.63 | 0.97875 | -0.39905 | 63990.52 | 0.98447
-0.3817 | 63669.64 | 0.97953 | -0.3817 | 64082.64 | 0.98589
-0.36435 | 63829.17 | 0.98199 | -0.36435 | 63709.71 | 0.98015
-0.347 | 63939.3 | 0.98368 | -0.347 | 63320.21 | 0.97416
-0.32965 | 64196.64 | 0.98764 | -0.32965 | 63474.24 | 0.97653
-0.3123 | 64297.5 | 0.98919 | -0.3123 | 63574.92 | 0.97808
-0.29495 | 64023.96 | 0.98498 | -0.29495 | 63356.05 | 0.97471
-0.2776 | 63694.94 | 0.97992 | -0.2776 | 63196.05 | 0.97225
-0.26025 | 63674.53 | 0.97961 | -0.26025 | 63253.98 | 0.97314
-0.2429 | 63813.72 | 0.98175 | -0.2429 | 63348.41 | 0.97459
-0.22555 | 63939.22 | 0.98368 | -0.22555 | 63649.67 | 0.97923
-0.2082 | 63769.08 | 0.98106 | -0.2082 | 63683.61 | 0.97975
-0.19085 | 63848.95 | 0.98229 | -0.19085 | 63148.17 | 0.97151
-0.1735 | 64483.39 | 0.99205 | -0.1735 | 63043.71 | 0.9699
-0.15615 | 64667.94 | 0.99489 | -0.15615 | 63083.94 | 0.97052
-0.1388 | 64132.28 | 0.98665 | -0.1388 | 63004.79 | 0.9693
-0.12145 | 63905.45 | 0.98316 | -0.12145 | 62854.34 | 0.96699
-0.1041 | 64325.93 | 0.98963 | -0.1041 | 62973.47 | 0.96882
-0.08675 | 64995.87 | 0.99994 | -0.08675 | 63311.02 | 0.97402
-0.0694 | 65271.06 | 1.0042 | -0.0694 | 64768.53 | 0.99644
-0.05205 | 64840.08 | 0.99754 | -0.05205 | 63952.27 | 0.98388
-0.0347 | 64394.21 | 0.99068 | -0.0347 | 64136.39 | 0.98671
-0.01735 | 65076.49 | 1.0012 | -0.01735 | 64377.19 | 0.99042
0 | 65241.83 | 1.0037 | 0 | 65241.83 | 1.0037
0.01735 | 64547.31 | 0.99304 | 0.01735 | 64377.19 | 0.99042
0.0347 | 63755.46 | 0.98085 | 0.0347 | 64136.39 | 0.98671
0.05205 | 63453 | 0.9762 | 0.05205 | 63952.27 | 0.98388
0.0694 | 63481.06 | 0.97663 | 0.0694 | 63132.36 | 0.97127
0.08675 | 64111.09 | 0.98632 | 0.08675 | 63162.54 | 0.97173
0.1041 | 64425.03 | 0.99115 | 0.1041 | 63595.27 | 0.97839
0.12145 | 64124.3 | 0.98653 | 0.12145 | 63729.33 | 0.98045
0.1388 | 63891.1 | 0.98294 | 0.1388 | 63930.73 | 0.98355
0.15615 | 63904.09 | 0.98314 | 0.15615 | 64356.89 | 0.99011
0.1735 | 63740.71 | 0.98063 | 0.1735 | 64425.21 | 0.99116
0.19085 | 63636.87 | 0.97903 | 0.19085 | 64366.9 | 0.99026
0.2082 | 63366.57 | 0.97487 | 0.2082 | 64540.77 | 0.99293
0.22555 | 63340.32 | 0.97447 | 0.22555 | 64251.27 | 0.98848
0.2429 | 63260.52 | 0.97324 | 0.2429 | 63790.85 | 0.9814
0.26025 | 62923.39 | 0.96805 | 0.26025 | 63582.39 | 0.97819
0.2776 | 62889.52 | 0.96753 | 0.2776 | 63304.2 | 0.97391
0.29495 | 63507.79 | 0.97704 | 0.29495 | 63248.46 | 0.97305
0.3123 | 64017.09 | 0.98488 | 0.3123 | 63087.92 | 0.97058
0.32965 | 64089.74 | 0.986 | 0.32965 | 62838.95 | 0.96675
0.347 | 64026.49 | 0.98502 | 0.347 | 62841.58 | 0.96679
0.36435 | 63680.53 | 0.9797 | 0.36435 | 62878.63 | 0.96736
0.3817 | 63053.62 | 0.97006 | 0.3817 | 62812.32 | 0.96634
0.39905 | 63516.3 | 0.97717 | 0.39905 | 62823.86 | 0.96652
0.4164 | 63532.54 | 0.97742 | 0.4164 | 62951.2 | 0.96848
0.43375 | 63482.88 | 0.97666 | 0.43375 | 62997.36 | 0.96919
0.4511 | 63525.58 | 0.97732 | 0.4511 | 63255.76 | 0.97317
0.46845 | 63559.61 | 0.97784 | 0.46845 | 63173.53 | 0.9719
0.4858 | 63169.14 | 0.97183 | 0.4858 | 63246.86 | 0.97303
0.50315 | 63354.84 | 0.97469 | 0.50315 | 63059.35 | 0.97014
0.5205 | 63782.65 | 0.98127 | 0.5205 | 62764.98 | 0.96562
0.53785 | 63917.47 | 0.98335 | 0.53785 | 62808.59 | 0.96629
0.5552 | 64030.59 | 0.98509 | 0.5552 | 63123.55 | 0.97113
0.57255 | 64252.2 | 0.9885 | 0.57255 | 63180.1 | 0.972
0.5899 | 64460.54 | 0.9917 | 0.5899 | 62603.4 | 0.96313
0.60725 | 64219.49 | 0.98799 | 0.60725 | 62755.27 | 0.96547
0.6246 | 64259.39 | 0.98861 | 0.6246 | 63528.25 | 0.97736
0.64195 | 64222.08 | 0.98803 | 0.64195 | 63223.09 | 0.97266
0.6593 | 63880.66 | 0.98278 | 0.6593 | 62730.9 | 0.96509
0.67665 | 63476.59 | 0.97656 | 0.67665 | 63110.86 | 0.97094
0.694 | 64246.99 | 0.98842 | 0.694 | 63303.39 | 0.9739
0.71135 | 64383.13 | 0.99051 | 0.71135 | 63062.55 | 0.97019
0.7287 | 63802.18 | 0.98157 | 0.7287 | 63078.49 | 0.97044
0.74605 | 63573.54 | 0.97805 | 0.74605 | 63276.36 | 0.97348
0.7634 | 63690.38 | 0.97985 | 0.7634 | 63011.32 | 0.9694
0.78075 | 63499.65 | 0.97692 | 0.78075 | 62731.9 | 0.96511
0.7981 | 62525.4 | 0.96193 | 0.7981 | 63299.04 | 0.97383
0.81545 | 62702.4 | 0.96465 | 0.81545 | 63637.86 | 0.97904
0.8328 | 62620.99 | 0.9634 | 0.8328 | 63048.3 | 0.96997
0.85015 | 63088.21 | 0.97059 | 0.85015 | 63180.2 | 0.972
0.8675 | 63550.02 | 0.97769 | 0.8675 | 63627.97 | 0.97889
0.88485 | 63215.48 | 0.97255 | 0.88485 | 63433.75 | 0.9759
0.9022 | 63594.32 | 0.97837 | 0.9022 | 63298.87 | 0.97383
0.91955 | 63894.68 | 0.983 | 0.91955 | 63245.82 | 0.97301
0.9369 | 63685.07 | 0.97977 | 0.9369 | 63157.47 | 0.97165
0.95425 | 63490.21 | 0.97677 | 0.95425 | 63006.05 | 0.96932
0.9716 | 63536.75 | 0.97749 | 0.9716 | 62612.11 | 0.96326
0.98895 | 63504.72 | 0.977 | 0.98895 | 62213.95 | 0.95714
1.0063 | 62852.68 | 0.96696 | 1.0063 | 62890.23 | 0.96754
1.0236 | 62536.3 | 0.9621 | 1.0236 | 62682.69 | 0.96435
1.041 | 62653.62 | 0.9639 | 1.041 | 63068.06 | 0.97028
1.0583 | 62916.78 | 0.96795 | 1.0583 | 62767.36 | 0.96565
1.0757 | 63008.14 | 0.96936 | 1.0757 | 62672.49 | 0.96419
1.093 | 62527.88 | 0.96197 | 1.093 | 62307.94 | 0.95858
1.1104 | 62586 | 0.96286 | 1.1104 | 62249.59 | 0.95769
1.1277 | 63231.88 | 0.9728 | 1.1277 | 62184.54 | 0.95669
1.1451 | 63829.44 | 0.98199 | 1.1451 | 62042.62 | 0.9545
1.1624 | 64021.71 | 0.98495 | 1.1624 | 62336.2 | 0.95902
1.1798 | 63899.31 | 0.98307 | 1.1798 | 62763.43 | 0.96559
1.1971 | 63536.9 | 0.97749 | 1.1971 | 62407.47 | 0.96011
1.2145 | 62737.15 | 0.96519 | 1.2145 | 62741.79 | 0.96526
1.2318 | 62813.23 | 0.96636 | 1.2318 | 62230.31 | 0.95739
1.2492 | 63543.18 | 0.97759 | 1.2492 | 61464.68 | 0.94561
1.2665 | 63848.74 | 0.98229 | 1.2665 | 61562.22 | 0.94711
1.2839 | 63664.82 | 0.97946 | 1.2839 | 61436.61 | 0.94518
1.3012 | 63711.59 | 0.98018 | 1.3012 | 61577.94 | 0.94735
1.3186 | 63541.2 | 0.97756 | 1.3186 | 61881.05 | 0.95202
1.3359 | 63066.18 | 0.97025 | 1.3359 | 61912.68 | 0.9525
1.3533 | 62811.67 | 0.96633 | 1.3533 | 61732.38 | 0.94973
1.3706 | 63041.47 | 0.96987 | 1.3706 | 61585.51 | 0.94747
1.388 | 63274.78 | 0.97346 | 1.388 | 61503.14 | 0.9462
1.4053 | 62977.76 | 0.96889 | 1.4053 | 61383.71 | 0.94436
1.4227 | 62536.39 | 0.9621 | 1.4227 | 60736.14 | 0.9344
1.44 | 62536.18 | 0.9621 | 1.44 | 61674.71 | 0.94884
1.4574 | 62700.12 | 0.96462 | 1.4574 | 61653.34 | 0.94851
1.4747 | 62670.41 | 0.96416 | 1.4747 | 60829.28 | 0.93584
1.4921 | 62373.11 | 0.95959 | 1.4921 | 60657.63 | 0.93319
1.5094 | 62175.2 | 0.95654 | 1.5094 | 60835.54 | 0.93593
1.5268 | 62169.1 | 0.95645 | 1.5268 | 60867.71 | 0.93643
1.5441 | 62143.85 | 0.95606 | 1.5441 | 61135.68 | 0.94055
1.5615 | 62093.42 | 0.95528 | 1.5615 | 61162.22 | 0.94096
1.5788 | 62120.86 | 0.95571 | 1.5788 | 60892.81 | 0.93681
1.5962 | 62116.33 | 0.95564 | 1.5962 | 61123.16 | 0.94036
1.6135 | 61980.05 | 0.95354 | 1.6135 | 61210.72 | 0.9417
1.6309 | 62005.77 | 0.95393 | 1.6309 | 61245.56 | 0.94224
1.6482 | 62440.17 | 0.96062 | 1.6482 | 60936.57 | 0.93749
1.6656 | 62863.74 | 0.96713 | 1.6656 | 61493.56 | 0.94605
1.6829 | 62904.72 | 0.96776 | 1.6829 | 61845.32 | 0.95147
1.7003 | 62498.8 | 0.96152 | 1.7003 | 61301.98 | 0.94311
1.7176 | 62032.17 | 0.95434 | 1.7176 | 60926.36 | 0.93733
1.735 | 61982.34 | 0.95357 | 1.735 | 61091.76 | 0.93987
1.7523 | 62026.03 | 0.95425 | 1.7523 | 61158.82 | 0.9409
1.7697 | 61826.68 | 0.95118 | 1.7697 | 61116.9 | 0.94026
1.787 | 61682.39 | 0.94896 | 1.787 | 61104.14 | 0.94006
1.8044 | 61854.29 | 0.9516 | 1.8044 | 60871.64 | 0.93649
1.8217 | 61890.67 | 0.95216 | 1.8217 | 60777.65 | 0.93504
1.8391 | 61925.09 | 0.95269 | 1.8391 | 60559.43 | 0.93168
1.8564 | 62108.5 | 0.95552 | 1.8564 | 60736.84 | 0.93441
1.8738 | 62294.91 | 0.95838 | 1.8738 | 60946.07 | 0.93763
1.8911 | 61928.9 | 0.95275 | 1.8911 | 60985.39 | 0.93824
1.9085 | 61506.5 | 0.94625 | 1.9085 | 60731.6 | 0.93433
1.9258 | 61287.84 | 0.94289 | 1.9258 | 60693.62 | 0.93375
1.9432 | 61294.8 | 0.943 | 1.9432 | 60738.29 | 0.93444
1.9605 | 61381.43 | 0.94433 | 1.9605 | 60615.81 | 0.93255
1.9779 | 61317.51 | 0.94335 | 1.9779 | 60514.83 | 0.931
1.9952 | 61178.61 | 0.94121 | 1.9952 | 60629.96 | 0.93277
2.0126 | 61210.27 | 0.9417 | 2.0126 | 60728.82 | 0.93429
2.0299 | 61209.66 | 0.94169 | 2.0299 | 60582.02 | 0.93203
2.0473 | 61102.05 | 0.94003 | 2.0473 | 60256.05 | 0.92702
2.0646 | 60922.52 | 0.93727 | 2.0646 | 59779.36 | 0.91968
2.082 | 61255.01 | 0.94238 | 2.082 | 60331.56 | 0.92818
2.0993 | 61620.52 | 0.94801 | 2.0993 | 60739.4 | 0.93445
2.1167 | 61692.71 | 0.94912 | 2.1167 | 60657.69 | 0.9332
2.134 | 61438.16 | 0.9452 | 2.134 | 60263.42 | 0.92713
2.1514 | 61181.84 | 0.94126 | 2.1514 | 60113.3 | 0.92482
2.1687 | 60993.55 | 0.93836 | 2.1687 | 60351.21 | 0.92848
2.1861 | 61123.69 | 0.94036 | 2.1861 | 60490.77 | 0.93063
2.2034 | 61577.9 | 0.94735 | 2.2034 | 60223.97 | 0.92652
2.2208 | 61774.67 | 0.95038 | 2.2208 | 59845.95 | 0.92071
2.2381 | 61397.66 | 0.94458 | 2.2381 | 59586.6 | 0.91672
2.2555 | 60690.72 | 0.9337 | 2.2555 | 59407.71 | 0.91396
2.2728 | 60492.23 | 0.93065 | 2.2728 | 59364.09 | 0.91329
2.2902 | 60597.14 | 0.93226 | 2.2902 | 59394.38 | 0.91376
2.3075 | 60757.56 | 0.93473 | 2.3075 | 59395.2 | 0.91377
2.3249 | 60730.35 | 0.93431 | 2.3249 | 59550.13 | 0.91616
2.3422 | 60108.64 | 0.92475 | 2.3422 | 59561.47 | 0.91633
2.3596 | 59817.15 | 0.92026 | 2.3596 | 59319 | 0.9126
2.3769 | 60071.36 | 0.92417 | 2.3769 | 59016.67 | 0.90795
2.3943 | 60572.13 | 0.93188 | 2.3943 | 59006.04 | 0.90779
2.4116 | 61097.79 | 0.93997 | 2.4116 | 59294.85 | 0.91223
2.429 | 61239.77 | 0.94215 | 2.429 | 59397.69 | 0.91381
2.4463 | 60632.05 | 0.9328 | 2.4463 | 59073.37 | 0.90882
2.4637 | 60548.42 | 0.93151 | 2.4637 | 59011.72 | 0.90787
2.481 | 60715.2 | 0.93408 | 2.481 | 59107.88 | 0.90935
2.4984 | 60544.7 | 0.93146 | 2.4984 | 59011.23 | 0.90787
2.5157 | 60473.24 | 0.93036 | 2.5157 | 59318.11 | 0.91259
2.5331 | 60630.62 | 0.93278 | 2.5331 | 59263.79 | 0.91175
2.5504 | 60721.09 | 0.93417 | 2.5504 | 58801.71 | 0.90464
2.5678 | 60634.6 | 0.93284 | 2.5678 | 58522.64 | 0.90035
2.5851 | 60486.02 | 0.93055 | 2.5851 | 58468.34 | 0.89951
2.6025 | 60528.33 | 0.93121 | 2.6025 | 58454.86 | 0.89931
2.6198 | 60879.63 | 0.93661 | 2.6198 | 58423.45 | 0.89882
2.6372 | 61347.54 | 0.94381 | 2.6372 | 58433.41 | 0.89898
2.6545 | 61597.38 | 0.94765 | 2.6545 | 58583.75 | 0.90129
2.6719 | 61465.64 | 0.94563 | 2.6719 | 58753.7 | 0.9039
2.6892 | 61064.43 | 0.93945 | 2.6892 | 58729.09 | 0.90352
2.7066 | 60850.29 | 0.93616 | 2.7066 | 58489.01 | 0.89983
2.7239 | 60385.24 | 0.929 | 2.7239 | 58526.59 | 0.90041
2.7413 | 59729 | 0.91891 | 2.7413 | 58316.29 | 0.89717
2.7586 | 59497.11 | 0.91534 | 2.7586 | 58087.63 | 0.89366
2.776 | 59637.41 | 0.9175 | 2.776 | 58000.68 | 0.89232
2.7933 | 59723.35 | 0.91882 | 2.7933 | 57987.4 | 0.89211
2.8107 | 59614.18 | 0.91714 | 2.8107 | 58003.49 | 0.89236
2.828 | 59449.57 | 0.91461 | 2.828 | 58113.08 | 0.89405
2.8454 | 59236.13 | 0.91133 | 2.8454 | 58323.97 | 0.89729
2.8627 | 58942.29 | 0.9068 | 2.8627 | 58386.07 | 0.89825
2.8801 | 59055.49 | 0.90855 | 2.8801 | 57980.86 | 0.89201
2.8974 | 59391.11 | 0.91371 | 2.8974 | 57980.9 | 0.89201
2.9148 | 59116.44 | 0.90948 | 2.9148 | 57981.27 | 0.89202
2.9321 | 58910.87 | 0.90632 | 2.9321 | 57638.79 | 0.88675
2.9495 | 59049.04 | 0.90845 | 2.9495 | 57552.99 | 0.88543
2.9668 | 59226.76 | 0.91118 | 2.9668 | 57356 | 0.8824
2.9842 | 59187.69 | 0.91058 | 2.9842 | 57203.96 | 0.88006
3.0015 | 59007.68 | 0.90781 | 3.0015 | 57428.54 | 0.88352
3.0189 | 58812.62 | 0.90481 | 3.0189 | 57706.38 | 0.88779
3.0362 | 58586.96 | 0.90134 | 3.0362 | 57549.65 | 0.88538
3.0536 | 58304.16 | 0.89699 | 3.0536 | 57166.57 | 0.87949
3.0709 | 58153.74 | 0.89467 | 3.0709 | 57087.59 | 0.87827
3.0883 | 58416.82 | 0.89872 | 3.0883 | 57025.98 | 0.87732
3.1056 | 58765.47 | 0.90408 | 3.1056 | 56933.54 | 0.8759
3.123 | 58829.88 | 0.90508 | 3.123 | 56899.08 | 0.87537
3.1403 | 58666.75 | 0.90257 | 3.1403 | 57071.29 | 0.87802
3.1577 | 58749.55 | 0.90384 | 3.1577 | 56871.02 | 0.87494
3.175 | 58956.45 | 0.90702 | 3.175 | 56549.78 | 0.87
3.1924 | 58832.27 | 0.90511 | 3.1924 | 56204.41 | 0.86468
3.2097 | 58229.46 | 0.89584 | 3.2097 | 56171.75 | 0.86418
3.2271 | 57927.14 | 0.89119 | 3.2271 | 56556.1 | 0.87009
3.2444 | 58058.62 | 0.89321 | 3.2444 | 56795.45 | 0.87378
3.2618 | 58121.02 | 0.89417 | 3.2618 | 56448.26 | 0.86843
3.2791 | 58119.6 | 0.89415 | 3.2791 | 55856.32 | 0.85933
3.2965 | 58002.06 | 0.89234 | 3.2965 | 55474.61 | 0.85346
3.3138 | 57737.96 | 0.88828 | 3.3138 | 55957.09 | 0.86088
3.3312 | 58291.84 | 0.8968 | 3.3312 | 56248.59 | 0.86536
3.3485 | 58576.78 | 0.90118 | 3.3485 | 55585.27 | 0.85516
3.3659 | 58264.5 | 0.89638 | 3.3659 | 55357.12 | 0.85165
3.3832 | 57939.65 | 0.89138 | 3.3832 | 55649.29 | 0.85614
3.4006 | 57462.52 | 0.88404 | 3.4006 | 55863.96 | 0.85945
3.4179 | 57208.03 | 0.88012 | 3.4179 | 55811.55 | 0.85864
3.4353 | 57332.11 | 0.88203 | 3.4353 | 55761.29 | 0.85787
3.4526 | 57538.79 | 0.88521 | 3.4526 | 55818.75 | 0.85875
3.47 | 57434.38 | 0.88361 | 3.47 | 55810.04 | 0.85862
3.4873 | 57145.68 | 0.87916 | 3.4873 | 55539.55 | 0.85445
3.5047 | 57269.59 | 0.88107 | 3.5047 | 54983.01 | 0.84589
3.522 | 57421.63 | 0.88341 | 3.522 | 54606.52 | 0.8401
3.5394 | 57199.33 | 0.87999 | 3.5394 | 54660.32 | 0.84093
3.5567 | 57565.26 | 0.88562 | 3.5567 | 54881.49 | 0.84433
3.5741 | 57627.87 | 0.88658 | 3.5741 | 55152.49 | 0.8485
3.5914 | 57478.04 | 0.88428 | 3.5914 | 55289.55 | 0.85061
3.6088 | 57174.32 | 0.8796 | 3.6088 | 55139.34 | 0.8483
3.6261 | 56702.53 | 0.87235 | 3.6261 | 55230.95 | 0.84971
3.6435 | 56293.8 | 0.86606 | 3.6435 | 55547.65 | 0.85458
3.6608 | 56260.94 | 0.86555 | 3.6608 | 55512.76 | 0.85404
3.6782 | 56655.5 | 0.87162 | 3.6782 | 55067.67 | 0.84719
3.6955 | 56961.22 | 0.87633 | 3.6955 | 54665.91 | 0.84101
3.7129 | 56690.55 | 0.87216 | 3.7129 | 54393.31 | 0.83682
3.7302 | 56600.91 | 0.87078 | 3.7302 | 54278.59 | 0.83506
3.7476 | 56512.25 | 0.86942 | 3.7476 | 54225.62 | 0.83424
3.7649 | 56340.51 | 0.86678 | 3.7649 | 54366.41 | 0.83641
3.7823 | 56023.08 | 0.86189 | 3.7823 | 54403.08 | 0.83697
3.7996 | 56033.04 | 0.86205 | 3.7996 | 53994.91 | 0.83069
3.817 | 55956.45 | 0.86087 | 3.817 | 53645.26 | 0.82531
3.8343 | 55889.09 | 0.85983 | 3.8343 | 53521 | 0.8234
3.8517 | 56099.35 | 0.86307 | 3.8517 | 53872.86 | 0.82881
3.869 | 55930.26 | 0.86047 | 3.869 | 54169.7 | 0.83338
3.8864 | 55511.38 | 0.85402 | 3.8864 | 53794.13 | 0.8276
3.9037 | 55519.79 | 0.85415 | 3.9037 | 53200.11 | 0.81846
3.9211 | 55778.62 | 0.85813 | 3.9211 | 53019.39 | 0.81568
3.9384 | 55971.79 | 0.8611 | 3.9384 | 52609.38 | 0.80938
3.9558 | 55649.5 | 0.85615 | 3.9558 | 52717.81 | 0.81104
3.9731 | 56114.89 | 0.86331 | 3.9731 | 52688.06 | 0.81059
3.9905 | 56141.65 | 0.86372 | 3.9905 | 52947.78 | 0.81458
4.0078 | 55131.38 | 0.84818 | 4.0078 | 52887.91 | 0.81366
4.0252 | 54442.71 | 0.83758 | 4.0252 | 52888.22 | 0.81366
4.0425 | 54592.37 | 0.83988 | 4.0425 | 52979.98 | 0.81508
4.0599 | 54768.13 | 0.84259 | 4.0599 | 52888.88 | 0.81368
4.0772 | 54483.5 | 0.83821 | 4.0772 | 52819.98 | 0.81262
4.0946 | 54750.37 | 0.84231 | 4.0946 | 52995.06 | 0.81531
4.1119 | 55314.78 | 0.851 | 4.1119 | 52970.65 | 0.81493
4.1293 | 54981.38 | 0.84587 | 4.1293 | 52416.64 | 0.80641
4.1466 | 54653.57 | 0.84082 | 4.1466 | 52010.28 | 0.80016
4.164 | 54676.03 | 0.84117 | 4.164 | 52074.09 | 0.80114
4.1813 | 55063.91 | 0.84714 | 4.1813 | 52359.09 | 0.80552
4.1987 | 54714.25 | 0.84176 | 4.1987 | 52492.73 | 0.80758
4.216 | 54333.28 | 0.8359 | 4.216 | 52345.56 | 0.80532
4.2334 | 54296.68 | 0.83533 | 4.2334 | 52367.82 | 0.80566
4.2507 | 55186.35 | 0.84902 | 4.2507 | 52278.07 | 0.80428
4.2681 | 55448.48 | 0.85305 | 4.2681 | 51938.61 | 0.79906
4.2854 | 55205.13 | 0.84931 | 4.2854 | 51578.36 | 0.79351
4.3028 | 54896.92 | 0.84457 | 4.3028 | 51542.57 | 0.79296
4.3201 | 54677.43 | 0.84119 | 4.3201 | 51642.84 | 0.79451
4.3375 | 54432.82 | 0.83743 | 4.3375 | 51561.7 | 0.79326
4.3548 | 54038.69 | 0.83136 | 4.3548 | 51394.75 | 0.79069
4.3722 | 53812.04 | 0.82788 | 4.3722 | 51107.93 | 0.78628
4.3895 | 53876.99 | 0.82888 | 4.3895 | 50485.85 | 0.77671
4.4069 | 54328.05 | 0.83582 | 4.4069 | 50551.13 | 0.77771
4.4242 | 54362.69 | 0.83635 | 4.4242 | 51264.27 | 0.78868
4.4416 | 53859.62 | 0.82861 | 4.4416 | 51362.3 | 0.79019
4.4589 | 53316.78 | 0.82026 | 4.4589 | 50962.35 | 0.78404
4.4763 | 53652.95 | 0.82543 | 4.4763 | 50730.89 | 0.78048
4.4936 | 54318.46 | 0.83567 | 4.4936 | 50524.58 | 0.7773
4.511 | 54667.5 | 0.84104 | 4.511 | 50347.1 | 0.77457
4.5283 | 54616.24 | 0.84025 | 4.5283 | 50436.71 | 0.77595
4.5457 | 54569.31 | 0.83953 | 4.5457 | 50576.81 | 0.7781
4.563 | 54405.7 | 0.83701 | 4.563 | 50503.61 | 0.77698
4.5804 | 53678.43 | 0.82582 | 4.5804 | 50550.55 | 0.7777
4.5977 | 53425.16 | 0.82193 | 4.5977 | 50698.45 | 0.77998
4.6151 | 53608.45 | 0.82475 | 4.6151 | 50417.51 | 0.77565
4.6324 | 53694.73 | 0.82607 | 4.6324 | 49978.99 | 0.76891
4.6498 | 53117.44 | 0.81719 | 4.6498 | 49692.34 | 0.7645
4.6671 | 52743.4 | 0.81144 | 4.6671 | 49478.64 | 0.76121
4.6845 | 52594.91 | 0.80915 | 4.6845 | 49394.72 | 0.75992
4.7018 | 52376.34 | 0.80579 | 4.7018 | 49500.58 | 0.76155
4.7192 | 52338.63 | 0.80521 | 4.7192 | 49658.04 | 0.76397
4.7365 | 52465.16 | 0.80716 | 4.7365 | 49640.96 | 0.76371
4.7539 | 52603.72 | 0.80929 | 4.7539 | 49489.99 | 0.76138
4.7712 | 52660.16 | 0.81016 | 4.7712 | 49306.66 | 0.75856
4.7886 | 52478.2 | 0.80736 | 4.7886 | 49162.24 | 0.75634
4.8059 | 52034.16 | 0.80053 | 4.8059 | 49210 | 0.75708
4.8233 | 51885.8 | 0.79824 | 4.8233 | 49229.34 | 0.75737
4.8406 | 52084.35 | 0.8013 | 4.8406 | 48849.61 | 0.75153
4.858 | 52240.24 | 0.8037 | 4.858 | 48610.56 | 0.74785
4.8753 | 51927.46 | 0.79888 | 4.8753 | 48694.23 | 0.74914
4.8927 | 51578.6 | 0.79352 | 4.8927 | 48766.71 | 0.75026
4.91 | 51367.84 | 0.79027 | 4.91 | 48795.3 | 0.7507
4.9274 | 51331.25 | 0.78971 | 4.9274 | 48704.23 | 0.7493
4.9447 | 51475.71 | 0.79193 | 4.9447 | 48469.3 | 0.74568
4.9621 | 51707.65 | 0.7955 | 4.9621 | 48268.33 | 0.74259
4.9794 | 51920.1 | 0.79877 | 4.9794 | 48165.41 | 0.74101
4.9968 | 52044.25 | 0.80068 | 4.9968 | 48069.81 | 0.73954
5.0141 | 52003.83 | 0.80006 | 5.0141 | 47997.05 | 0.73842
5.0315 | 51762.24 | 0.79634 | 5.0315 | 48072.11 | 0.73957
5.0488 | 51485.89 | 0.79209 | 5.0488 | 48196.76 | 0.74149
5.0662 | 51299.4 | 0.78922 | 5.0662 | 48144.89 | 0.74069
5.0835 | 51249.91 | 0.78846 | 5.0835 | 48005.85 | 0.73855
5.1009 | 50965.85 | 0.78409 | 5.1009 | 47612.09 | 0.73249
5.1182 | 50826.2 | 0.78194 | 5.1182 | 47211.98 | 0.72634
5.1356 | 51157.09 | 0.78703 | 5.1356 | 47251.19 | 0.72694
5.1529 | 51304.33 | 0.7893 | 5.1529 | 47321.41 | 0.72802
5.1703 | 51018.34 | 0.7849 | 5.1703 | 47259.02 | 0.72706
5.1876 | 50521.59 | 0.77726 | 5.1876 | 47120.22 | 0.72493
5.205 | 50146.16 | 0.77148 | 5.205 | 46989.18 | 0.72291
5.2223 | 50096.93 | 0.77072 | 5.2223 | 47004.93 | 0.72315
5.2397 | 50325 | 0.77423 | 5.2397 | 47163.55 | 0.72559
5.257 | 50549.71 | 0.77769 | 5.257 | 47189.39 | 0.72599
5.2744 | 50566.82 | 0.77795 | 5.2744 | 47157.81 | 0.7255
5.2917 | 50276.88 | 0.77349 | 5.2917 | 46994.21 | 0.72299
5.3091 | 50201.74 | 0.77233 | 5.3091 | 46672.56 | 0.71804
5.3264 | 50519.13 | 0.77722 | 5.3264 | 46649.8 | 0.71769
5.3438 | 50863.05 | 0.78251 | 5.3438 | 46623.29 | 0.71728
5.3611 | 50566.13 | 0.77794 | 5.3611 | 46543.27 | 0.71605
5.3785 | 50258.7 | 0.77321 | 5.3785 | 46466.8 | 0.71487
5.3958 | 50100.81 | 0.77078 | 5.3958 | 46187.75 | 0.71058
5.4132 | 49833.08 | 0.76666 | 5.4132 | 45798.44 | 0.70459
5.4305 | 49728.44 | 0.76505 | 5.4305 | 45539.55 | 0.70061
5.4479 | 49944.2 | 0.76837 | 5.4479 | 45575.58 | 0.70116
5.4652 | 50012.88 | 0.76943 | 5.4652 | 45804.59 | 0.70469
5.4826 | 49769.86 | 0.76569 | 5.4826 | 45787.34 | 0.70442
5.4999 | 49517.7 | 0.76181 | 5.4999 | 45363.5 | 0.6979
5.5173 | 49348.93 | 0.75921 | 5.5173 | 45155.22 | 0.6947
5.5346 | 49079.65 | 0.75507 | 5.5346 | 45285.68 | 0.6967
5.552 | 48786.47 | 0.75056 | 5.552 | 45387.62 | 0.69827
5.5693 | 48842.26 | 0.75142 | 5.5693 | 45362.93 | 0.69789
5.5867 | 49093.95 | 0.75529 | 5.5867 | 45373.37 | 0.69805
5.604 | 49179.89 | 0.75661 | 5.604 | 45294.31 | 0.69684
5.6214 | 48964.07 | 0.75329 | 5.6214 | 45035.77 | 0.69286
5.6387 | 48485.22 | 0.74593 | 5.6387 | 44871.25 | 0.69033
5.6561 | 48166.13 | 0.74102 | 5.6561 | 44851.27 | 0.69002
5.6734 | 48310.01 | 0.74323 | 5.6734 | 44832.33 | 0.68973
5.6908 | 48553.09 | 0.74697 | 5.6908 | 44845.53 | 0.68993
5.7081 | 48375.35 | 0.74424 | 5.7081 | 44905.11 | 0.69085
5.7255 | 47988.79 | 0.73829 | 5.7255 | 44732.66 | 0.68819
5.7428 | 47643.9 | 0.73298 | 5.7428 | 44469.56 | 0.68415
5.7602 | 47421.63 | 0.72956 | 5.7602 | 44493.61 | 0.68452
5.7775 | 47428.07 | 0.72966 | 5.7775 | 44708.02 | 0.68782
5.7949 | 47610.51 | 0.73247 | 5.7949 | 44606.43 | 0.68625
5.8122 | 47824.88 | 0.73577 | 5.8122 | 44172.79 | 0.67958
5.8296 | 47947.16 | 0.73765 | 5.8296 | 43948.99 | 0.67614
5.8469 | 47926.81 | 0.73734 | 5.8469 | 43873.11 | 0.67497
5.8643 | 47739.8 | 0.73446 | 5.8643 | 43726.04 | 0.67271
5.8816 | 47471.67 | 0.73033 | 5.8816 | 43545.63 | 0.66993
5.899 | 47295.47 | 0.72762 | 5.899 | 43465.62 | 0.6687
5.9163 | 47217.46 | 0.72642 | 5.9163 | 43461.93 | 0.66865
5.9337 | 47056.27 | 0.72394 | 5.9337 | 43393.65 | 0.66759
5.951 | 46859.41 | 0.72091 | 5.951 | 43211.17 | 0.66479
5.9684 | 46861.11 | 0.72094 | 5.9684 | 43048.7 | 0.66229
5.9857 | 46714.4 | 0.71868 | 5.9857 | 42935.29 | 0.66054
6.0031 | 46497.18 | 0.71534 | 6.0031 | 42949.25 | 0.66076
6.0204 | 46493.31 | 0.71528 | 6.0204 | 42890.86 | 0.65986
6.0378 | 46545.39 | 0.71608 | 6.0378 | 42836.32 | 0.65902
6.0551 | 46411.09 | 0.71402 | 6.0551 | 42420.29 | 0.65262
6.0725 | 46027.25 | 0.70811 | 6.0725 | 41957.66 | 0.6455
6.0898 | 45737.16 | 0.70365 | 6.0898 | 41983.68 | 0.6459
6.1072 | 45862.45 | 0.70558 | 6.1072 | 42364.61 | 0.65176
6.1245 | 46125.22 | 0.70962 | 6.1245 | 42476.34 | 0.65348
6.1419 | 45893.45 | 0.70605 | 6.1419 | 42139.17 | 0.64829
6.1592 | 45389.31 | 0.6983 | 6.1592 | 41771.91 | 0.64264
6.1766 | 45589.94 | 0.70138 | 6.1766 | 41621.27 | 0.64033
6.1939 | 45960.06 | 0.70708 | 6.1939 | 41626.02 | 0.6404
6.2113 | 46231.79 | 0.71126 | 6.2113 | 41817.25 | 0.64334
6.2286 | 46026.4 | 0.7081 | 6.2286 | 41647.86 | 0.64074
6.246 | 45908.14 | 0.70628 | 6.246 | 41284.92 | 0.63515
6.2633 | 45628.59 | 0.70198 | 6.2633 | 41259.34 | 0.63476
6.2807 | 45113.36 | 0.69405 | 6.2807 | 41310.41 | 0.63554
6.298 | 45062.77 | 0.69327 | 6.298 | 41274.32 | 0.63499
6.3154 | 45141.65 | 0.69449 | 6.3154 | 41250.57 | 0.63462
6.3327 | 45082.99 | 0.69358 | 6.3327 | 41194.43 | 0.63376
6.3501 | 44733.31 | 0.6882 | 6.3501 | 41189.34 | 0.63368
6.3674 | 44511.19 | 0.68479 | 6.3674 | 41266.74 | 0.63487
6.3848 | 44753.44 | 0.68851 | 6.3848 | 41108.49 | 0.63244
6.4021 | 45049.53 | 0.69307 | 6.4021 | 40679.38 | 0.62584
6.4195 | 45124.5 | 0.69422 | 6.4195 | 40583.84 | 0.62437
6.4368 | 44728.52 | 0.68813 | 6.4368 | 40331.46 | 0.62048
6.4542 | 44624.45 | 0.68653 | 6.4542 | 40455.49 | 0.62239
6.4715 | 44729.41 | 0.68814 | 6.4715 | 40303.91 | 0.62006
6.4889 | 44930.54 | 0.69124 | 6.4889 | 40073.59 | 0.61652
6.5062 | 44479.57 | 0.6843 | 6.5062 | 39984.62 | 0.61515
6.5236 | 44165.46 | 0.67947 | 6.5236 | 39998.9 | 0.61537
6.5409 | 44223.03 | 0.68035 | 6.5409 | 39960.84 | 0.61478
6.5583 | 44199.38 | 0.67999 | 6.5583 | 39882.55 | 0.61358
6.5756 | 44253.45 | 0.68082 | 6.5756 | 39838.5 | 0.6129
6.593 | 44374.23 | 0.68268 | 6.593 | 39744.51 | 0.61145
6.6103 | 44118.57 | 0.67875 | 6.6103 | 39483.88 | 0.60744
6.6277 | 43662.55 | 0.67173 | 6.6277 | 39354.66 | 0.60546
6.645 | 43689.68 | 0.67215 | 6.645 | 39509.08 | 0.60783
6.6624 | 43852.34 | 0.67465 | 6.6624 | 39177.51 | 0.60273
6.6797 | 43865.33 | 0.67485 | 6.6797 | 39049.8 | 0.60077
6.6971 | 43037.57 | 0.66212 | 6.6971 | 38749.31 | 0.59614
6.7144 | 42968.84 | 0.66106 | 6.7144 | 38788.79 | 0.59675
6.7318 | 43189.93 | 0.66446 | 6.7318 | 38566.67 | 0.59333
6.7491 | 43134.09 | 0.6636 | 6.7491 | 38425.72 | 0.59116
6.7665 | 43007.98 | 0.66166 | 6.7665 | 38541.44 | 0.59295
6.7838 | 42895.82 | 0.65994 | 6.7838 | 38193.48 | 0.58759
6.8012 | 42835.66 | 0.65901 | 6.8012 | 38065.63 | 0.58563
6.8185 | 42956.35 | 0.66087 | 6.8185 | 38202.54 | 0.58773
6.8359 | 43038.96 | 0.66214 | 6.8359 | 38167.09 | 0.58719
6.8532 | 42867.45 | 0.6595 | 6.8532 | 38009.67 | 0.58476
6.8706 | 42548.86 | 0.6546 | 6.8706 | 38113.64 | 0.58636
6.8879 | 42277.39 | 0.65042 | 6.8879 | 38328.23 | 0.58967
6.9053 | 42202.02 | 0.64926 | 6.9053 | 38098.73 | 0.58613
6.9226 | 42001.44 | 0.64618 | 6.9226 | 37994.27 | 0.58453
6.94 | 41636.46 | 0.64056 | 6.94 | 37605.25 | 0.57854
6.9573 | 41625.76 | 0.6404 | 6.9573 | 37565.93 | 0.57794
6.9747 | 41528.81 | 0.6389 | 6.9747 | 37854.09 | 0.58237
6.992 | 41334.57 | 0.63592 | 6.992 | 37672.61 | 0.57958
7.0094 | 41202.63 | 0.63389 | 7.0094 | 37403.21 | 0.57543
7.0267 | 41242.73 | 0.6345 | 7.0267 | 37302.74 | 0.57389
7.0441 | 41356.21 | 0.63625 | 7.0441 | 37069.7 | 0.5703
7.0614 | 41431.43 | 0.63741 | 7.0614 | 36745.11 | 0.56531
7.0788 | 41396.48 | 0.63687 | 7.0788 | 36574.77 | 0.56269
7.0961 | 41248.48 | 0.63459 | 7.0961 | 36645.54 | 0.56378
7.1135 | 41059.43 | 0.63168 | 7.1135 | 36795.3 | 0.56608
7.1308 | 40932.18 | 0.62973 | 7.1308 | 36829.45 | 0.56661
7.1482 | 40893.59 | 0.62913 | 7.1482 | 36744.5 | 0.5653
7.1655 | 40731.39 | 0.62664 | 7.1655 | 36423.06 | 0.56035
7.1829 | 40436.52 | 0.6221 | 7.1829 | 36331.37 | 0.55894
7.2002 | 40121.16 | 0.61725 | 7.2002 | 36121.48 | 0.55572
7.2176 | 40340.41 | 0.62062 | 7.2176 | 36073 | 0.55497
7.2349 | 40419.24 | 0.62183 | 7.2349 | 36127.34 | 0.55581
7.2523 | 40188.08 | 0.61828 | 7.2523 | 36121.36 | 0.55571
7.2696 | 40214.01 | 0.61868 | 7.2696 | 35939.22 | 0.55291
7.287 | 40252.84 | 0.61927 | 7.287 | 35735.54 | 0.54978
7.3043 | 40059.84 | 0.61631 | 7.3043 | 35477.51 | 0.54581
7.3217 | 39758.58 | 0.61167 | 7.3217 | 35310.02 | 0.54323
7.339 | 39574.75 | 0.60884 | 7.339 | 35417.98 | 0.54489
7.3564 | 39635.17 | 0.60977 | 7.3564 | 35604.26 | 0.54776
7.3737 | 39934.34 | 0.61437 | 7.3737 | 35500.14 | 0.54616
7.3911 | 40196.25 | 0.6184 | 7.3911 | 35236.43 | 0.5421
7.4084 | 39971.07 | 0.61494 | 7.4084 | 35330.09 | 0.54354
7.4258 | 39571.44 | 0.60879 | 7.4258 | 35424.05 | 0.54499
7.4431 | 39345.79 | 0.60532 | 7.4431 | 35269.33 | 0.54261
7.4605 | 39049.49 | 0.60076 | 7.4605 | 35097.89 | 0.53997
7.4778 | 39055.32 | 0.60085 | 7.4778 | 34721.16 | 0.53417
7.4952 | 39189.73 | 0.60292 | 7.4952 | 34500.5 | 0.53078
7.5125 | 39023.97 | 0.60037 | 7.5125 | 34661.49 | 0.53325
7.5299 | 38680.38 | 0.59508 | 7.5299 | 34845.46 | 0.53608
7.5472 | 38518.79 | 0.5926 | 7.5472 | 34673.54 | 0.53344
7.5646 | 38657.48 | 0.59473 | 7.5646 | 34359.91 | 0.52861
7.5819 | 38825.4 | 0.59731 | 7.5819 | 34185.88 | 0.52594
7.5993 | 38789.61 | 0.59676 | 7.5993 | 34125.98 | 0.52502
7.6166 | 38657.91 | 0.59474 | 7.6166 | 34038.55 | 0.52367
7.634 | 38626.83 | 0.59426 | 7.634 | 33886.26 | 0.52133
7.6513 | 38663.93 | 0.59483 | 7.6513 | 33765.37 | 0.51947
7.6687 | 38558.11 | 0.5932 | 7.6687 | 33808.18 | 0.52013
7.686 | 38215.36 | 0.58793 | 7.686 | 33927.31 | 0.52196
7.7034 | 37845.97 | 0.58225 | 7.7034 | 33671.64 | 0.51803
7.7207 | 37754.35 | 0.58084 | 7.7207 | 33388.97 | 0.51368
7.7381 | 37850.33 | 0.58231 | 7.7381 | 33365.61 | 0.51332
7.7554 | 37807.51 | 0.58165 | 7.7554 | 33308.89 | 0.51244
7.7728 | 37700.74 | 0.58001 | 7.7728 | 33441.01 | 0.51448
7.7901 | 37571.55 | 0.57802 | 7.7901 | 33234.68 | 0.5113
7.8075 | 37452.65 | 0.57619 | 7.8075 | 33185.41 | 0.51054
7.8248 | 37449.24 | 0.57614 | 7.8248 | 33391.61 | 0.51372
7.8422 | 37527.84 | 0.57735 | 7.8422 | 33310.2 | 0.51246
7.8595 | 37510.61 | 0.57709 | 7.8595 | 33013.38 | 0.5079
7.8769 | 37351.34 | 0.57464 | 7.8769 | 32877.72 | 0.50581
7.8942 | 37126.87 | 0.57118 | 7.8942 | 32647.7 | 0.50227
7.9116 | 36780.79 | 0.56586 | 7.9116 | 32498.32 | 0.49997
7.9289 | 36534.63 | 0.56207 | 7.9289 | 32461.81 | 0.49941
7.9463 | 36735.64 | 0.56516 | 7.9463 | 32251.9 | 0.49618
7.9636 | 36956.83 | 0.56857 | 7.9636 | 32323.9 | 0.49729
7.981 | 36859.95 | 0.56708 | 7.981 | 32412.19 | 0.49865
7.9983 | 36589.29 | 0.56291 | 7.9983 | 32160.7 | 0.49478
8.0157 | 36560.45 | 0.56247 | 8.0157 | 31967.98 | 0.49182
8.033 | 36608.93 | 0.56321 | 8.033 | 31957.44 | 0.49165
8.0504 | 36398.07 | 0.55997 | 8.0504 | 31815.02 | 0.48946
8.0677 | 36254.09 | 0.55776 | 8.0677 | 31736.08 | 0.48825
8.0851 | 36195.93 | 0.55686 | 8.0851 | 31738.03 | 0.48828
8.1024 | 35959.77 | 0.55323 | 8.1024 | 31715.58 | 0.48793
8.1198 | 35687.7 | 0.54904 | 8.1198 | 31316.11 | 0.48179
8.1371 | 35667.11 | 0.54872 | 8.1371 | 30820.81 | 0.47417
8.1545 | 35709 | 0.54937 | 8.1545 | 31107.97 | 0.47858
8.1718 | 35480.98 | 0.54586 | 8.1718 | 31161.17 | 0.4794
8.1892 | 34799.63 | 0.53538 | 8.1892 | 30827.77 | 0.47427
8.2065 | 34393.71 | 0.52913 | 8.2065 | 30594.91 | 0.47069
8.2239 | 34498.44 | 0.53075 | 8.2239 | 30466.38 | 0.46871
8.2412 | 34741.25 | 0.53448 | 8.2412 | 30543.75 | 0.4699
8.2586 | 34945.91 | 0.53763 | 8.2586 | 30936.89 | 0.47595
8.2759 | 35061.81 | 0.53941 | 8.2759 | 30695.83 | 0.47224
8.2933 | 35062.69 | 0.53943 | 8.2933 | 30539.8 | 0.46984
8.3106 | 35076.65 | 0.53964 | 8.3106 | 30268.22 | 0.46566
8.328 | 34996.76 | 0.53841 | 8.328 | 30164.35 | 0.46407
8.3453 | 34649.8 | 0.53307 | 8.3453 | 30184.52 | 0.46438
8.3627 | 34411.01 | 0.5294 | 8.3627 | 30080.84 | 0.46278
8.38 | 34493.05 | 0.53066 | 8.38 | 29935.51 | 0.46055
8.3974 | 34582.24 | 0.53203 | 8.3974 | 29916.03 | 0.46025
8.4147 | 34466.27 | 0.53025 | 8.4147 | 29842.35 | 0.45911
8.4321 | 34174.82 | 0.52577 | 8.4321 | 29652.53 | 0.45619
8.4494 | 33986.7 | 0.52287 | 8.4494 | 29879.82 | 0.45969
8.4668 | 33943.62 | 0.52221 | 8.4668 | 29788.24 | 0.45828
8.4841 | 33810.02 | 0.52015 | 8.4841 | 29567.61 | 0.45489
8.5015 | 34069.05 | 0.52414 | 8.5015 | 29638.05 | 0.45597
8.5188 | 34465.8 | 0.53024 | 8.5188 | 29409.14 | 0.45245
8.5362 | 33645.65 | 0.51763 | 8.5362 | 29237.79 | 0.44981
8.5535 | 33390.36 | 0.5137 | 8.5535 | 29180.86 | 0.44894
8.5709 | 33633.96 | 0.51745 | 8.5709 | 29063.9 | 0.44714
8.5882 | 33507.28 | 0.5155 | 8.5882 | 28940.08 | 0.44523
8.6056 | 33289.5 | 0.51215 | 8.6056 | 29040.21 | 0.44677
8.6229 | 33224.59 | 0.51115 | 8.6229 | 29146.67 | 0.44841
8.6403 | 33218.01 | 0.51105 | 8.6403 | 29062.85 | 0.44712
8.6576 | 33155.92 | 0.51009 | 8.6576 | 28911.21 | 0.44479
8.675 | 32982.91 | 0.50743 | 8.675 | 28826.24 | 0.44348
8.6923 | 32755.5 | 0.50393 | 8.6923 | 28723.35 | 0.4419
8.7097 | 32556.88 | 0.50088 | 8.7097 | 28459.46 | 0.43784
8.727 | 32560.55 | 0.50093 | 8.727 | 28456.98 | 0.4378
8.7444 | 32527.49 | 0.50042 | 8.7444 | 28335.37 | 0.43593
8.7617 | 32386.25 | 0.49825 | 8.7617 | 28240.2 | 0.43446
8.7791 | 32038.48 | 0.4929 | 8.7791 | 28318.23 | 0.43567
8.7964 | 31947.16 | 0.49149 | 8.7964 | 28511.07 | 0.43863
8.8138 | 32131.01 | 0.49432 | 8.8138 | 28415.48 | 0.43716
8.8311 | 32115.22 | 0.49408 | 8.8311 | 27916.67 | 0.42949
8.8485 | 32153.03 | 0.49466 | 8.8485 | 27649.4 | 0.42538
8.8658 | 32281.72 | 0.49664 | 8.8658 | 27795.36 | 0.42762
8.8832 | 32171.66 | 0.49495 | 8.8832 | 27979.78 | 0.43046
8.9005 | 31748.3 | 0.48844 | 8.9005 | 27980.32 | 0.43047
8.9179 | 31238.21 | 0.48059 | 8.9179 | 27729.5 | 0.42661
8.9352 | 31154.43 | 0.4793 | 8.9352 | 27292.38 | 0.41988
8.9526 | 31413.38 | 0.48328 | 8.9526 | 26917.39 | 0.41411
8.9699 | 31204.18 | 0.48006 | 8.9699 | 26748.98 | 0.41152
8.9873 | 31050.3 | 0.4777 | 8.9873 | 26735.52 | 0.41132
9.0046 | 31378.55 | 0.48275 | 9.0046 | 26852.14 | 0.41311
9.022 | 31295.31 | 0.48147 | 9.022 | 27032.39 | 0.41588
9.0393 | 31040.41 | 0.47754 | 9.0393 | 27021.7 | 0.41572
9.0567 | 30863.58 | 0.47482 | 9.0567 | 26804.22 | 0.41237
9.074 | 30959.31 | 0.4763 | 9.074 | 26598.33 | 0.40921
9.0914 | 30913.74 | 0.4756 | 9.0914 | 26473.99 | 0.40729
9.1087 | 30464.95 | 0.46869 | 9.1087 | 26633.38 | 0.40974
9.1261 | 30563.33 | 0.47021 | 9.1261 | 26491.99 | 0.40757
9.1434 | 30800.44 | 0.47385 | 9.1434 | 26167.28 | 0.40257
9.1608 | 30625.07 | 0.47115 | 9.1608 | 26081.25 | 0.40125
9.1781 | 30260.33 | 0.46554 | 9.1781 | 26189.05 | 0.40291
9.1955 | 30055.77 | 0.4624 | 9.1955 | 26157.72 | 0.40243
9.2128 | 30066.58 | 0.46256 | 9.2128 | 25948.28 | 0.3992
9.2302 | 30102.89 | 0.46312 | 9.2302 | 25819.4 | 0.39722
9.2475 | 29977.71 | 0.4612 | 9.2475 | 25842.13 | 0.39757
9.2649 | 29852.72 | 0.45927 | 9.2649 | 25830.33 | 0.39739
9.2822 | 29834.11 | 0.45899 | 9.2822 | 25769.16 | 0.39645
9.2996 | 29897.73 | 0.45997 | 9.2996 | 25613.56 | 0.39405
9.3169 | 29844.65 | 0.45915 | 9.3169 | 25555.56 | 0.39316
9.3343 | 29636.83 | 0.45595 | 9.3343 | 25493.71 | 0.39221
9.3516 | 29486.09 | 0.45363 | 9.3516 | 25239.4 | 0.3883
9.369 | 29555.83 | 0.45471 | 9.369 | 25218.16 | 0.38797
9.3863 | 29710.08 | 0.45708 | 9.3863 | 25572.32 | 0.39342
9.4037 | 29515.04 | 0.45408 | 9.4037 | 25568.71 | 0.39336
9.421 | 29082.36 | 0.44742 | 9.421 | 25093.49 | 0.38605
9.4384 | 28773.09 | 0.44266 | 9.4384 | 24750.42 | 0.38078
9.4557 | 28824.75 | 0.44346 | 9.4557 | 24678.67 | 0.37967
9.4731 | 28997.16 | 0.44611 | 9.4731 | 24577.86 | 0.37812
9.4904 | 28917.46 | 0.44488 | 9.4904 | 24398.23 | 0.37536
9.5078 | 28665.97 | 0.44101 | 9.5078 | 24436.16 | 0.37594
9.5251 | 28571.49 | 0.43956 | 9.5251 | 24696.88 | 0.37995
9.5425 | 28655.08 | 0.44085 | 9.5425 | 24756.38 | 0.38087
9.5598 | 28744.68 | 0.44223 | 9.5598 | 24528.79 | 0.37737
9.5772 | 28697.07 | 0.44149 | 9.5772 | 24376.75 | 0.37503
9.5945 | 28538.42 | 0.43905 | 9.5945 | 24643.46 | 0.37913
9.6119 | 28353.26 | 0.4362 | 9.6119 | 24024.97 | 0.36961
9.6292 | 28073.11 | 0.43189 | 9.6292 | 23964.35 | 0.36868
9.6466 | 27939.33 | 0.42984 | 9.6466 | 23997.46 | 0.36919
9.6639 | 28153.59 | 0.43313 | 9.6639 | 23970.22 | 0.36877
9.6813 | 28290.26 | 0.43523 | 9.6813 | 23763.2 | 0.36559
9.6986 | 28139.96 | 0.43292 | 9.6986 | 23403.35 | 0.36005
9.716 | 27671.98 | 0.42572 | 9.716 | 23386.01 | 0.35978
9.7333 | 27300.9 | 0.42001 | 9.7333 | 23379.7 | 0.35969
9.7507 | 27194.4 | 0.41838 | 9.7507 | 23149.55 | 0.35615
9.768 | 27227.03 | 0.41888 | 9.768 | 23083.91 | 0.35514
9.7854 | 27228.88 | 0.41891 | 9.7854 | 23190.38 | 0.35678
9.8027 | 27175.25 | 0.41808 | 9.8027 | 23337.03 | 0.35903
9.8201 | 27224.89 | 0.41884 | 9.8201 | 23385.98 | 0.35978
9.8374 | 27351.17 | 0.42079 | 9.8374 | 23131.88 | 0.35588
9.8548 | 27214.21 | 0.41868 | 9.8548 | 22998.11 | 0.35382
9.8721 | 26993.66 | 0.41529 | 9.8721 | 22922.79 | 0.35266
9.8895 | 27015.35 | 0.41562 | 9.8895 | 23006.97 | 0.35395
9.9068 | 26934.48 | 0.41438 | 9.9068 | 22863.18 | 0.35174
9.9242 | 26780.24 | 0.412 | 9.9242 | 22876.98 | 0.35195
9.9415 | 26706.87 | 0.41087 | 9.9415 | 22800.72 | 0.35078
9.9589 | 26611.56 | 0.40941 | 9.9589 | 22907.6 | 0.35242
9.9762 | 26497.17 | 0.40765 | 9.9762 | 22441.81 | 0.34526
9.9936 | 26371.37 | 0.40571 | 9.9936 | 22239.57 | 0.34215
10.0109 | 26276.77 | 0.40426 | 10.0109 | 22326.27 | 0.34348
10.0283 | 26210.61 | 0.40324 | 10.0283 | 22146.01 | 0.34071
10.0456 | 26076.3 | 0.40117 | 10.0456 | 22024.68 | 0.33884
10.063 | 25837.04 | 0.39749 | 10.063 | 22077.23 | 0.33965
10.0803 | 25529.57 | 0.39276 | 10.0803 | 22211.19 | 0.34171
10.0977 | 25526.18 | 0.39271 | 10.0977 | 22311.45 | 0.34325
10.115 | 25760.83 | 0.39632 | 10.115 | 22284.88 | 0.34284
10.1324 | 25752.61 | 0.39619 | 10.1324 | 22082.71 | 0.33973
10.1497 | 25727.45 | 0.39581 | 10.1497 | 21735.89 | 0.3344
10.1671 | 25891.05 | 0.39832 | 10.1671 | 21430.91 | 0.32971
10.1844 | 25684.16 | 0.39514 | 10.1844 | 21196.69 | 0.3261
10.2018 | 25256.82 | 0.38857 | 10.2018 | 21361.88 | 0.32864
10.2191 | 25207.84 | 0.38781 | 10.2191 | 21597.8 | 0.33227
10.2365 | 25157.5 | 0.38704 | 10.2365 | 21593.43 | 0.33221
10.2538 | 25049.22 | 0.38537 | 10.2538 | 21370.31 | 0.32877
10.2712 | 24979.99 | 0.38431 | 10.2712 | 21173.33 | 0.32574
10.2885 | 24973.07 | 0.3842 | 10.2885 | 21079.06 | 0.32429
10.3059 | 25006.89 | 0.38472 | 10.3059 | 20818.36 | 0.32028
10.3232 | 24809.5 | 0.38168 | 10.3232 | 20966.78 | 0.32257
10.3406 | 24639.14 | 0.37906 | 10.3406 | 20838.71 | 0.3206
10.3579 | 24668.16 | 0.37951 | 10.3579 | 20743.45 | 0.31913
10.3753 | 24868.76 | 0.3826 | 10.3753 | 20638.69 | 0.31752
10.3926 | 24986.57 | 0.38441 | 10.3926 | 20641.98 | 0.31757
10.41 | 24817.1 | 0.3818 | 10.41 | 20580.17 | 0.31662
10.4273 | 24485.11 | 0.37669 | 10.4273 | 20432.4 | 0.31434
10.4447 | 24183.7 | 0.37206 | 10.4447 | 20441.93 | 0.31449
10.462 | 23891.76 | 0.36757 | 10.462 | 20503.2 | 0.31543
10.4794 | 23655.83 | 0.36394 | 10.4794 | 20603.77 | 0.31698
10.4967 | 23691.24 | 0.36448 | 10.4967 | 20563.16 | 0.31636
10.5141 | 23950.72 | 0.36847 | 10.5141 | 20486.51 | 0.31518
10.5314 | 24271.93 | 0.37341 | 10.5314 | 20381.05 | 0.31355
10.5488 | 24249.28 | 0.37307 | 10.5488 | 20115.29 | 0.30947
10.5661 | 23934.29 | 0.36822 | 10.5661 | 19878.54 | 0.30582
10.5835 | 23620.11 | 0.36339 | 10.5835 | 19868.73 | 0.30567
10.6008 | 23643.73 | 0.36375 | 10.6008 | 20090.52 | 0.30908
10.6182 | 23866.1 | 0.36717 | 10.6182 | 20158.41 | 0.31013
10.6355 | 23872.5 | 0.36727 | 10.6355 | 19973.06 | 0.30728
10.6529 | 23659.59 | 0.36399 | 10.6529 | 19713.78 | 0.30329
10.6702 | 23393.6 | 0.3599 | 10.6702 | 19553.61 | 0.30082
10.6876 | 23209 | 0.35706 | 10.6876 | 19509.7 | 0.30015
10.7049 | 23127.35 | 0.35581 | 10.7049 | 19508.66 | 0.30013
10.7223 | 23112.58 | 0.35558 | 10.7223 | 19453.9 | 0.29929
10.7396 | 23153.42 | 0.35621 | 10.7396 | 19239.9 | 0.296
10.757 | 23194.81 | 0.35684 | 10.757 | 19107.31 | 0.29396
10.7743 | 23119.51 | 0.35568 | 10.7743 | 19224.99 | 0.29577
10.7917 | 22956.24 | 0.35317 | 10.7917 | 19282.9 | 0.29666
10.809 | 22862.73 | 0.35173 | 10.809 | 19178.51 | 0.29505
10.8264 | 22764.49 | 0.35022 | 10.8264 | 19037.7 | 0.29289
10.8437 | 22576.61 | 0.34733 | 10.8437 | 18948.78 | 0.29152
10.8611 | 22479.19 | 0.34583 | 10.8611 | 18747.96 | 0.28843
10.8784 | 22431.16 | 0.34509 | 10.8784 | 18880.36 | 0.29047
10.8958 | 22210.28 | 0.3417 | 10.8958 | 18976.97 | 0.29195
10.9131 | 22118.74 | 0.34029 | 10.9131 | 18587.17 | 0.28596
10.9305 | 22271.24 | 0.34263 | 10.9305 | 18517.33 | 0.28488
10.9478 | 22372.49 | 0.34419 | 10.9478 | 18366.8 | 0.28257
10.9652 | 22301.66 | 0.3431 | 10.9652 | 18279.53 | 0.28122
10.9825 | 21987.14 | 0.33826 | 10.9825 | 18463.97 | 0.28406
10.9999 | 21927.88 | 0.33735 | 10.9999 | 18262.6 | 0.28096
11.0172 | 22006.79 | 0.33857 | 11.0172 | 18191.11 | 0.27986
11.0346 | 21916.33 | 0.33717 | 11.0346 | 18194.35 | 0.27991
11.0519 | 21769.46 | 0.33491 | 11.0519 | 18053.63 | 0.27775
11.0693 | 21671.2 | 0.3334 | 11.0693 | 18059.88 | 0.27784
11.0866 | 21580.56 | 0.33201 | 11.0866 | 18255.44 | 0.28085
11.104 | 21531.4 | 0.33125 | 11.104 | 18284.36 | 0.2813
11.1213 | 21561.89 | 0.33172 | 11.1213 | 17950.8 | 0.27617
11.1387 | 21511.44 | 0.33095 | 11.1387 | 17679.07 | 0.27199
11.156 | 21303.88 | 0.32775 | 11.156 | 17895.72 | 0.27532
11.1734 | 21273.66 | 0.32729 | 11.1734 | 17868.53 | 0.2749
11.1907 | 21332.76 | 0.3282 | 11.1907 | 17964.82 | 0.27638
11.2081 | 21242.42 | 0.32681 | 11.2081 | 17667.81 | 0.27181
11.2254 | 21018.02 | 0.32335 | 11.2254 | 17302.01 | 0.26618
11.2428 | 20672.13 | 0.31803 | 11.2428 | 17516.75 | 0.26949
11.2601 | 20661.53 | 0.31787 | 11.2601 | 17584.31 | 0.27053
11.2775 | 20641.75 | 0.31757 | 11.2775 | 17371.96 | 0.26726
11.2948 | 20546.75 | 0.3161 | 11.2948 | 17320.02 | 0.26646
11.3122 | 20434.65 | 0.31438 | 11.3122 | 17269.64 | 0.26569
11.3295 | 20379.93 | 0.31354 | 11.3295 | 17297.13 | 0.26611
11.3469 | 20445.48 | 0.31455 | 11.3469 | 17135.47 | 0.26362
11.3642 | 20527.71 | 0.31581 | 11.3642 | 16928.69 | 0.26044
11.3816 | 20545.24 | 0.31608 | 11.3816 | 16808.43 | 0.25859
11.3989 | 20421.3 | 0.31417 | 11.3989 | 16718.42 | 0.25721
11.4163 | 20313.67 | 0.31252 | 11.4163 | 16684.49 | 0.25668
11.4336 | 20304.38 | 0.31238 | 11.4336 | 16686.32 | 0.25671
11.451 | 20215.14 | 0.311 | 11.451 | 16733.37 | 0.25744
11.4683 | 20065.79 | 0.3087 | 11.4683 | 16809.55 | 0.25861
11.4857 | 20074.86 | 0.30884 | 11.4857 | 16738.63 | 0.25752
11.503 | 20141.22 | 0.30986 | 11.503 | 16517.5 | 0.25412
11.5204 | 20045.05 | 0.30839 | 11.5204 | 16403.8 | 0.25237
11.5377 | 19865.44 | 0.30562 | 11.5377 | 16404.89 | 0.25238
11.5551 | 19696.35 | 0.30302 | 11.5551 | 16331.65 | 0.25126
11.5724 | 19558.97 | 0.30091 | 11.5724 | 16243.09 | 0.24989
11.5898 | 19462.66 | 0.29943 | 11.5898 | 16160.69 | 0.24863
11.6071 | 19402.36 | 0.2985 | 11.6071 | 16035.16 | 0.24669
11.6245 | 19289.64 | 0.29676 | 11.6245 | 16085.95 | 0.24748
11.6418 | 19081.15 | 0.29356 | 11.6418 | 15925.25 | 0.245
11.6592 | 18804.92 | 0.28931 | 11.6592 | 15814.06 | 0.24329
11.6765 | 18766 | 0.28871 | 11.6765 | 15828.23 | 0.24351
11.6939 | 19007.46 | 0.29242 | 11.6939 | 15831.16 | 0.24356
11.7112 | 19141.81 | 0.29449 | 11.7112 | 15892.99 | 0.24451
11.7286 | 19098.73 | 0.29383 | 11.7286 | 15675.93 | 0.24117
11.7459 | 19016.48 | 0.29256 | 11.7459 | 15415.48 | 0.23716
11.7633 | 18918.96 | 0.29106 | 11.7633 | 15629.89 | 0.24046
11.7806 | 18835.03 | 0.28977 | 11.7806 | 15733.24 | 0.24205
11.798 | 18843.89 | 0.28991 | 11.798 | 15338.25 | 0.23597
11.8153 | 18864.76 | 0.29023 | 11.8153 | 15211.34 | 0.23402
11.8327 | 18719.91 | 0.288 | 11.8327 | 15363.69 | 0.23636
11.85 | 18431.03 | 0.28355 | 11.85 | 15313.87 | 0.2356
11.8674 | 18193.74 | 0.2799 | 11.8674 | 15213.25 | 0.23405
11.8847 | 18200.53 | 0.28001 | 11.8847 | 15083.81 | 0.23206
11.9021 | 18425.66 | 0.28347 | 11.9021 | 14967.33 | 0.23027
11.9194 | 18467.58 | 0.28412 | 11.9194 | 14969.8 | 0.2303
11.9368 | 18400.91 | 0.28309 | 11.9368 | 15286.86 | 0.23518
11.9541 | 18366.24 | 0.28256 | 11.9541 | 15154.61 | 0.23315
11.9715 | 18247.7 | 0.28073 | 11.9715 | 14990.35 | 0.23062
11.9888 | 18047.39 | 0.27765 | 11.9888 | 15173.06 | 0.23343
12.0062 | 17964.63 | 0.27638 | 12.0062 | 15049.6 | 0.23153
12.0235 | 17865.37 | 0.27485 | 12.0235 | 14830.24 | 0.22816
12.0409 | 17676.5 | 0.27195 | 12.0409 | 14661.87 | 0.22557
12.0582 | 17765 | 0.27331 | 12.0582 | 14541.61 | 0.22372
12.0756 | 17931.56 | 0.27587 | 12.0756 | 14548.21 | 0.22382
12.0929 | 17768.78 | 0.27337 | 12.0929 | 14743.38 | 0.22682
12.1103 | 17615.86 | 0.27101 | 12.1103 | 14748.67 | 0.2269
12.1276 | 17537.71 | 0.26981 | 12.1276 | 14462.81 | 0.2225
12.145 | 17310.22 | 0.26631 | 12.145 | 14378.86 | 0.22121
12.1623 | 17163.88 | 0.26406 | 12.1623 | 14413.84 | 0.22175
12.1797 | 17271.11 | 0.26571 | 12.1797 | 14437.4 | 0.22211
12.197 | 17411.53 | 0.26787 | 12.197 | 14338.14 | 0.22059
12.2144 | 17373.13 | 0.26728 | 12.2144 | 14180.63 | 0.21816
12.2317 | 17015.87 | 0.26178 | 12.2317 | 14075.75 | 0.21655
12.2491 | 16722.09 | 0.25726 | 12.2491 | 14059.25 | 0.2163
12.2664 | 16869.73 | 0.25953 | 12.2664 | 14069.83 | 0.21646
12.2838 | 17006.86 | 0.26164 | 12.2838 | 13944.48 | 0.21453
12.3011 | 16878.7 | 0.25967 | 12.3011 | 13727.85 | 0.2112
12.3185 | 16733.19 | 0.25743 | 12.3185 | 13616.48 | 0.20948
12.3358 | 16614.87 | 0.25561 | 12.3358 | 13576.59 | 0.20887
12.3532 | 16518.05 | 0.25412 | 12.3532 | 13494.99 | 0.20762
12.3705 | 16530.83 | 0.25432 | 12.3705 | 13498.66 | 0.20767
12.3879 | 16672.84 | 0.25651 | 12.3879 | 13594.13 | 0.20914
12.4052 | 16822.84 | 0.25881 | 12.4052 | 13628.11 | 0.20966
12.4226 | 16920.41 | 0.26031 | 12.4226 | 13667 | 0.21026
12.4399 | 16932 | 0.26049 | 12.4399 | 13723.69 | 0.21113
12.4573 | 16754.32 | 0.25776 | 12.4573 | 13687.35 | 0.21057
12.4746 | 16475.77 | 0.25347 | 12.4746 | 13569.5 | 0.20876
12.492 | 16256.14 | 0.25009 | 12.492 | 13477.89 | 0.20735
12.5093 | 16207.81 | 0.24935 | 12.5093 | 13161 | 0.20248
12.5267 | 16311.85 | 0.25095 | 12.5267 | 12961.4 | 0.19941
12.544 | 16294.23 | 0.25068 | 12.544 | 12977.98 | 0.19966
12.5614 | 16155.98 | 0.24855 | 12.5614 | 13099.32 | 0.20153
12.5787 | 16102.02 | 0.24772 | 12.5787 | 13081.76 | 0.20126
12.5961 | 15980.8 | 0.24586 | 12.5961 | 13048.26 | 0.20074
12.6134 | 15706.14 | 0.24163 | 12.6134 | 12998.3 | 0.19997
12.6308 | 15597.75 | 0.23997 | 12.6308 | 12945.92 | 0.19917
12.6481 | 15723.48 | 0.2419 | 12.6481 | 12801.96 | 0.19695
12.6655 | 15766.14 | 0.24256 | 12.6655 | 12621.73 | 0.19418
12.6828 | 15648.25 | 0.24074 | 12.6828 | 12619.66 | 0.19415
12.7002 | 15548.14 | 0.2392 | 12.7002 | 12678.12 | 0.19505
12.7175 | 15529.32 | 0.23891 | 12.7175 | 12537.33 | 0.19288
12.7349 | 15560.4 | 0.23939 | 12.7349 | 12414.85 | 0.191
12.7522 | 15562.01 | 0.23942 | 12.7522 | 12590.68 | 0.1937
12.7696 | 15505.3 | 0.23854 | 12.7696 | 12619.49 | 0.19415
12.7869 | 15442.09 | 0.23757 | 12.7869 | 12467.92 | 0.19181
12.8043 | 15293.72 | 0.23529 | 12.8043 | 12462.64 | 0.19173
12.8216 | 14990.07 | 0.23062 | 12.8216 | 12570.15 | 0.19339
12.839 | 14717.56 | 0.22642 | 12.839 | 12349.18 | 0.18999
12.8563 | 14577.51 | 0.22427 | 12.8563 | 12318.81 | 0.18952
12.8737 | 14645.81 | 0.22532 | 12.8737 | 12343.74 | 0.1899
12.891 | 14707.53 | 0.22627 | 12.891 | 12090.68 | 0.18601
12.9084 | 14511.34 | 0.22325 | 12.9084 | 11819.21 | 0.18183
12.9257 | 14444.87 | 0.22223 | 12.9257 | 11796.79 | 0.18149
12.9431 | 14489.85 | 0.22292 | 12.9431 | 12007.48 | 0.18473
12.9604 | 14551.08 | 0.22386 | 12.9604 | 12122.33 | 0.1865
12.9778 | 14547.56 | 0.22381 | 12.9778 | 12176.19 | 0.18733
12.9951 | 14443.01 | 0.2222 | 12.9951 | 12187.62 | 0.1875
13.0125 | 14407.25 | 0.22165 | 13.0125 | 12072.06 | 0.18572
13.0298 | 14413.18 | 0.22174 | 13.0298 | 11883.8 | 0.18283
13.0472 | 14375.7 | 0.22116 | 13.0472 | 11801.77 | 0.18157
13.0645 | 14295.91 | 0.21994 | 13.0645 | 11760.47 | 0.18093
13.0819 | 14188.59 | 0.21829 | 13.0819 | 11552.32 | 0.17773
13.0992 | 14271.89 | 0.21957 | 13.0992 | 11493.97 | 0.17683
13.1166 | 14394.59 | 0.22146 | 13.1166 | 11564.98 | 0.17792
13.1339 | 14279.87 | 0.21969 | 13.1339 | 11640.13 | 0.17908
13.1513 | 14124.18 | 0.2173 | 13.1513 | 11568.58 | 0.17798
13.1686 | 14096.62 | 0.21687 | 13.1686 | 11401.89 | 0.17541
13.186 | 14030.24 | 0.21585 | 13.186 | 11368.27 | 0.1749
13.2033 | 13881.8 | 0.21357 | 13.2033 | 11281 | 0.17355
13.2207 | 13740.94 | 0.2114 | 13.2207 | 11194.09 | 0.17222
13.238 | 13658.34 | 0.21013 | 13.238 | 11153.86 | 0.1716
13.2554 | 13666.1 | 0.21025 | 13.2554 | 11017.56 | 0.1695
13.2727 | 13568.38 | 0.20874 | 13.2727 | 10925.19 | 0.16808
13.2901 | 13387.13 | 0.20596 | 13.2901 | 10929.5 | 0.16815
13.3074 | 13435.9 | 0.20671 | 13.3074 | 10932.31 | 0.16819
13.3248 | 13483.96 | 0.20745 | 13.3248 | 10965.32 | 0.1687
13.3421 | 13252.54 | 0.20389 | 13.3421 | 11070.25 | 0.17031
13.3595 | 13140.69 | 0.20216 | 13.3595 | 11095.12 | 0.17069
13.3768 | 13218.54 | 0.20336 | 13.3768 | 11042.19 | 0.16988
13.3942 | 13167.89 | 0.20258 | 13.3942 | 10917.21 | 0.16796
13.4115 | 13133.66 | 0.20206 | 13.4115 | 10739.92 | 0.16523
13.4289 | 13260.48 | 0.20401 | 13.4289 | 10645.26 | 0.16377
13.4462 | 13202.79 | 0.20312 | 13.4462 | 10670.31 | 0.16416
13.4636 | 12990.13 | 0.19985 | 13.4636 | 10757.81 | 0.1655
13.4809 | 12889.43 | 0.1983 | 13.4809 | 10786.52 | 0.16595
13.4983 | 12878.32 | 0.19813 | 13.4983 | 10729.04 | 0.16506
13.5156 | 12863.7 | 0.1979 | 13.5156 | 10627.29 | 0.1635
13.533 | 12842.84 | 0.19758 | 13.533 | 10570.27 | 0.16262
13.5503 | 12840.1 | 0.19754 | 13.5503 | 10498.05 | 0.16151
13.5677 | 12877.34 | 0.19811 | 13.5677 | 10441.41 | 0.16064
13.585 | 12906.96 | 0.19857 | 13.585 | 10412.27 | 0.16019
13.6024 | 12887.98 | 0.19828 | 13.6024 | 10291.93 | 0.15834
13.6197 | 12886.18 | 0.19825 | 13.6197 | 10198.36 | 0.1569
13.6371 | 12921.42 | 0.19879 | 13.6371 | 10199.23 | 0.15691
13.6544 | 12909.34 | 0.19861 | 13.6544 | 10277.39 | 0.15811
13.6718 | 12809.61 | 0.19707 | 13.6718 | 10323.57 | 0.15882
13.6891 | 12660.29 | 0.19477 | 13.6891 | 10230.39 | 0.15739
13.7065 | 12526.81 | 0.19272 | 13.7065 | 10094.46 | 0.1553
13.7238 | 12428.59 | 0.19121 | 13.7238 | 9932.582 | 0.15281
13.7412 | 12289.78 | 0.18907 | 13.7412 | 9794.883 | 0.15069
13.7585 | 12109.08 | 0.18629 | 13.7585 | 9807.764 | 0.15089
13.7759 | 12025.88 | 0.18501 | 13.7759 | 9738.661 | 0.14983
13.7932 | 12065.52 | 0.18562 | 13.7932 | 9711.166 | 0.1494
13.8106 | 12108.94 | 0.18629 | 13.8106 | 9763.128 | 0.1502
13.8279 | 12052.3 | 0.18542 | 13.8279 | 9747.727 | 0.14997
13.8453 | 11863.28 | 0.18251 | 13.8453 | 9752.161 | 0.15003
13.8626 | 11855.52 | 0.18239 | 13.8626 | 9732.076 | 0.14972
13.88 | 12025.06 | 0.185 | 13.88 | 9690.587 | 0.14909
13.8973 | 12049.35 | 0.18537 | 13.8973 | 9635.123 | 0.14823
13.9147 | 11950.76 | 0.18386 | 13.9147 | 9687.971 | 0.14905
13.932 | 11680.48 | 0.1797 | 13.932 | 9697.474 | 0.14919
13.9494 | 11494.01 | 0.17683 | 13.9494 | 9560.674 | 0.14709
13.9667 | 11416.24 | 0.17563 | 13.9667 | 9541.062 | 0.14679
13.9841 | 11526.44 | 0.17733 | 13.9841 | 9646.336 | 0.14841
14.0014 | 11641.42 | 0.1791 | 14.0014 | 9538.226 | 0.14674
14.0188 | 11667.13 | 0.17949 | 14.0188 | 9505.014 | 0.14623
14.0361 | 11720.25 | 0.18031 | 14.0361 | 9496.073 | 0.14609
14.0535 | 11795.07 | 0.18146 | 14.0535 | 9468.281 | 0.14567
14.0708 | 11649.66 | 0.17923 | 14.0708 | 9457.646 | 0.1455
14.0882 | 11470.13 | 0.17646 | 14.0882 | 9401.799 | 0.14464
14.1055 | 11319.02 | 0.17414 | 14.1055 | 9324.703 | 0.14346
14.1229 | 11300.91 | 0.17386 | 14.1229 | 9311.637 | 0.14326
14.1402 | 11350.9 | 0.17463 | 14.1402 | 9320.288 | 0.14339
14.1576 | 11239.1 | 0.17291 | 14.1576 | 9238.28 | 0.14213
14.1749 | 11109.85 | 0.17092 | 14.1749 | 9147.33 | 0.14073
14.1923 | 11076.32 | 0.1704 | 14.1923 | 9172.844 | 0.14112
14.2096 | 11062.02 | 0.17018 | 14.2096 | 9219.285 | 0.14184
14.227 | 11038.46 | 0.16982 | 14.227 | 9166.463 | 0.14102
14.2443 | 11047.32 | 0.16996 | 14.2443 | 9037.472 | 0.13904
14.2617 | 11040.36 | 0.16985 | 14.2617 | 8951.027 | 0.13771
14.279 | 10961.6 | 0.16864 | 14.279 | 8973.05 | 0.13805
14.2964 | 10881.07 | 0.1674 | 14.2964 | 8994.514 | 0.13838
14.3137 | 10833.4 | 0.16667 | 14.3137 | 8973.259 | 0.13805
14.3311 | 10748.92 | 0.16537 | 14.3311 | 8957.125 | 0.1378
14.3484 | 10641.15 | 0.16371 | 14.3484 | 8914.975 | 0.13715
14.3658 | 10588.22 | 0.1629 | 14.3658 | 8898.19 | 0.1369
14.3831 | 10621.91 | 0.16341 | 14.3831 | 8928.883 | 0.13737
14.4005 | 10728.79 | 0.16506 | 14.4005 | 8844.964 | 0.13608
14.4178 | 10803.88 | 0.16621 | 14.4178 | 8633.277 | 0.13282
14.4352 | 10801.38 | 0.16618 | 14.4352 | 8450.205 | 0.13
14.4525 | 10770.46 | 0.1657 | 14.4525 | 8349.899 | 0.12846
14.4699 | 10706.56 | 0.16472 | 14.4699 | 8377.573 | 0.12889
14.4872 | 10563.43 | 0.16251 | 14.4872 | 8497.592 | 0.13073
14.5046 | 10440.72 | 0.16063 | 14.5046 | 8537.231 | 0.13134
14.5219 | 10424.33 | 0.16037 | 14.5219 | 8559.68 | 0.13169
14.5393 | 10420.11 | 0.16031 | 14.5393 | 8464.36 | 0.13022
14.5566 | 10316.47 | 0.15871 | 14.5566 | 8470.525 | 0.13032
14.574 | 10036.63 | 0.15441 | 14.574 | 8434.795 | 0.12977
14.5913 | 9792.236 | 0.15065 | 14.5913 | 8314.196 | 0.12791
14.6087 | 9903.446 | 0.15236 | 14.6087 | 8352.143 | 0.12849
14.626 | 10037.13 | 0.15442 | 14.626 | 8416.483 | 0.12948
14.6434 | 9934.918 | 0.15284 | 14.6434 | 8364.376 | 0.12868
14.6607 | 9909.651 | 0.15246 | 14.6607 | 8157.314 | 0.1255
14.6781 | 9947.039 | 0.15303 | 14.6781 | 8007.394 | 0.12319
14.6954 | 9890.221 | 0.15216 | 14.6954 | 8071.341 | 0.12417
14.7128 | 9780.019 | 0.15046 | 14.7128 | 8069.943 | 0.12415
14.7301 | 9648.811 | 0.14844 | 14.7301 | 7975.528 | 0.1227
14.7475 | 9611.366 | 0.14787 | 14.7475 | 7927.649 | 0.12196
14.7648 | 9672.576 | 0.14881 | 14.7648 | 7953.953 | 0.12237
14.7822 | 9643.257 | 0.14836 | 14.7822 | 7986.543 | 0.12287
14.7995 | 9576.806 | 0.14734 | 14.7995 | 7961.027 | 0.12248
14.8169 | 9541.788 | 0.1468 | 14.8169 | 7898.878 | 0.12152
14.8342 | 9552.018 | 0.14695 | 14.8342 | 7815.822 | 0.12024
14.8516 | 9607.997 | 0.14782 | 14.8516 | 7724.123 | 0.11883
14.8689 | 9524.957 | 0.14654 | 14.8689 | 7723.08 | 0.11882
14.8863 | 9385.068 | 0.14439 | 14.8863 | 7751.947 | 0.11926
14.9036 | 9376.219 | 0.14425 | 14.9036 | 7621.892 | 0.11726
14.921 | 9389.215 | 0.14445 | 14.921 | 7485.64 | 0.11516
14.9383 | 9356.048 | 0.14394 | 14.9383 | 7530.375 | 0.11585
14.9557 | 9271.678 | 0.14264 | 14.9557 | 7644.763 | 0.11761
14.973 | 9190.947 | 0.1414 | 14.973 | 7707.024 | 0.11857
14.9904 | 9238.946 | 0.14214 | 14.9904 | 7634.04 | 0.11745
15.0077 | 9329.612 | 0.14353 | 15.0077 | 7548.419 | 0.11613
15.0251 | 9357.45 | 0.14396 | 15.0251 | 7540.841 | 0.11601
15.0424 | 9257.52 | 0.14242 | 15.0424 | 7621.401 | 0.11725
15.0598 | 9086.622 | 0.13979 | 15.0598 | 7683.698 | 0.11821
15.0771 | 9037.931 | 0.13905 | 15.0771 | 7592.618 | 0.11681
15.0945 | 9101.377 | 0.14002 | 15.0945 | 7434.031 | 0.11437
15.1118 | 9134.098 | 0.14052 | 15.1118 | 7330.486 | 0.11278
15.1292 | 9117.235 | 0.14027 | 15.1292 | 7268.906 | 0.11183
15.1465 | 9067.937 | 0.13951 | 15.1465 | 7221.15 | 0.11109
15.1639 | 8941.255 | 0.13756 | 15.1639 | 7236.932 | 0.11134
15.1812 | 8783.189 | 0.13513 | 15.1812 | 7321.24 | 0.11263
15.1986 | 8769.552 | 0.13492 | 15.1986 | 7352.695 | 0.11312
15.2159 | 8854.662 | 0.13623 | 15.2159 | 7273.059 | 0.11189
15.2333 | 8813.205 | 0.13559 | 15.2333 | 7132.025 | 0.10972
15.2506 | 8640.478 | 0.13293 | 15.2506 | 7084.641 | 0.10899
15.268 | 8474.15 | 0.13037 | 15.268 | 7155.817 | 0.11009
15.2853 | 8428.591 | 0.12967 | 15.2853 | 7115.518 | 0.10947
15.3027 | 8512.973 | 0.13097 | 15.3027 | 6979.086 | 0.10737
15.32 | 8530.899 | 0.13124 | 15.32 | 6915.443 | 0.10639
15.3374 | 8428.862 | 0.12967 | 15.3374 | 6956.232 | 0.10702
15.3547 | 8376.3 | 0.12887 | 15.3547 | 7016.077 | 0.10794
15.3721 | 8419.055 | 0.12952 | 15.3721 | 6981.243 | 0.1074
15.3894 | 8539.011 | 0.13137 | 15.3894 | 6874.682 | 0.10576
15.4068 | 8587.974 | 0.13212 | 15.4068 | 6854.75 | 0.10546
15.4241 | 8452.114 | 0.13003 | 15.4241 | 6905.852 | 0.10624
15.4415 | 8398.941 | 0.12921 | 15.4415 | 6867.92 | 0.10566
15.4588 | 8450.832 | 0.13001 | 15.4588 | 6823.633 | 0.10498
15.4762 | 8452.373 | 0.13004 | 15.4762 | 6850.294 | 0.10539
15.4935 | 8430.529 | 0.1297 | 15.4935 | 6866.496 | 0.10564
15.5109 | 8424.276 | 0.1296 | 15.5109 | 6824.328 | 0.10499
15.5282 | 8313.311 | 0.1279 | 15.5282 | 6794.425 | 0.10453
15.5456 | 8030.196 | 0.12354 | 15.5456 | 6767.387 | 0.10411
15.5629 | 8010.963 | 0.12325 | 15.5629 | 6660.397 | 0.10247
15.5803 | 8141.768 | 0.12526 | 15.5803 | 6742.475 | 0.10373
15.5976 | 8087.916 | 0.12443 | 15.5976 | 6770.547 | 0.10416
15.615 | 8028.547 | 0.12352 | 15.615 | 6620.645 | 0.10186
15.6323 | 8019.386 | 0.12338 | 15.6323 | 6645.291 | 0.10224
15.6497 | 8045.468 | 0.12378 | 15.6497 | 6682.127 | 0.1028
15.667 | 8094.043 | 0.12452 | 15.667 | 6595.368 | 0.10147
15.6844 | 7980.272 | 0.12277 | 15.6844 | 6428.462 | 0.098899
15.7017 | 7840.194 | 0.12062 | 15.7017 | 6401.708 | 0.098488
15.7191 | 7799.33 | 0.11999 | 15.7191 | 6441.147 | 0.099095
15.7364 | 7813.708 | 0.12021 | 15.7364 | 6316.288 | 0.097174
15.7538 | 7850.009 | 0.12077 | 15.7538 | 6267.244 | 0.096419
15.7711 | 7789.279 | 0.11984 | 15.7711 | 6323.613 | 0.097286
15.7885 | 7659.596 | 0.11784 | 15.7885 | 6327.405 | 0.097345
15.8058 | 7525.364 | 0.11577 | 15.8058 | 6361.939 | 0.097876
15.8232 | 7445.925 | 0.11455 | 15.8232 | 6399.619 | 0.098456
15.8405 | 7453.998 | 0.11468 | 15.8405 | 6308.841 | 0.097059
15.8579 | 7511.726 | 0.11557 | 15.8579 | 6206.566 | 0.095486
15.8752 | 7568.171 | 0.11643 | 15.8752 | 6225.579 | 0.095778
15.8926 | 7557.609 | 0.11627 | 15.8926 | 6291.5 | 0.096792
15.9099 | 7489.508 | 0.11522 | 15.9099 | 6253.668 | 0.09621
15.9273 | 7458.59 | 0.11475 | 15.9273 | 6144.595 | 0.094532
15.9446 | 7440.68 | 0.11447 | 15.9446 | 6146.295 | 0.094558
15.962 | 7376.808 | 0.11349 | 15.962 | 6199.377 | 0.095375
15.9793 | 7311.553 | 0.11249 | 15.9793 | 6165.74 | 0.094858
15.9967 | 7293.006 | 0.1122 | 15.9967 | 6085.588 | 0.093624
16.014 | 7305.291 | 0.11239 | 16.014 | 6032.043 | 0.092801
16.0314 | 7337.375 | 0.11288 | 16.0314 | 6040.952 | 0.092938
16.0487 | 7348.194 | 0.11305 | 16.0487 | 6021.925 | 0.092645
16.0661 | 7324.1 | 0.11268 | 16.0661 | 5928.771 | 0.091212
16.0834 | 7205.388 | 0.11085 | 16.0834 | 5927.912 | 0.091199
16.1008 | 7085.082 | 0.109 | 16.1008 | 5911.929 | 0.090953
16.1181 | 7005.336 | 0.10777 | 16.1181 | 5881.429 | 0.090484
16.1355 | 6933.855 | 0.10667 | 16.1355 | 5934.548 | 0.091301
16.1528 | 6860.537 | 0.10555 | 16.1528 | 5855.765 | 0.090089
16.1702 | 6910.652 | 0.10632 | 16.1702 | 5695.269 | 0.08762
16.1875 | 6994.764 | 0.10761 | 16.1875 | 5702.598 | 0.087732
16.2049 | 7007.531 | 0.10781 | 16.2049 | 5727.048 | 0.088108
16.2222 | 7030.579 | 0.10816 | 16.2222 | 5648.179 | 0.086895
16.2396 | 7100.583 | 0.10924 | 16.2396 | 5713.57 | 0.087901
16.2569 | 7077.42 | 0.10888 | 16.2569 | 5708.072 | 0.087816
16.2743 | 6974.009 | 0.10729 | 16.2743 | 5653.243 | 0.086973
16.2916 | 6862.167 | 0.10557 | 16.2916 | 5611.048 | 0.086324
16.309 | 6811.708 | 0.1048 | 16.309 | 5665.705 | 0.087165
16.3263 | 6868.189 | 0.10566 | 16.3263 | 5741.149 | 0.088325
16.3437 | 6867.096 | 0.10565 | 16.3437 | 5698.592 | 0.087671
16.361 | 6747.811 | 0.10381 | 16.361 | 5529.597 | 0.085071
16.3784 | 6673.221 | 0.10266 | 16.3784 | 5462.375 | 0.084037
16.3957 | 6686.433 | 0.10287 | 16.3957 | 5573.071 | 0.08574
16.4131 | 6721.153 | 0.1034 | 16.4131 | 5612.521 | 0.086346
16.4304 | 6660.991 | 0.10248 | 16.4304 | 5506.278 | 0.084712
16.4478 | 6439.365 | 0.099067 | 16.4478 | 5385.571 | 0.082855
16.4651 | 6300.91 | 0.096937 | 16.4651 | 5373.658 | 0.082672
16.4825 | 6391.882 | 0.098337 | 16.4825 | 5446.547 | 0.083793
16.4998 | 6481.93 | 0.099722 | 16.4998 | 5435.917 | 0.083629
16.5172 | 6452.789 | 0.099274 | 16.5172 | 5337.567 | 0.082116
16.5345 | 6405.016 | 0.098539 | 16.5345 | 5277.423 | 0.081191
16.5519 | 6374.299 | 0.098066 | 16.5519 | 5282.798 | 0.081274
16.5692 | 6337.788 | 0.097504 | 16.5692 | 5335.441 | 0.082084
16.5866 | 6347.816 | 0.097659 | 16.5866 | 5334.168 | 0.082064
16.6039 | 6440.741 | 0.099088 | 16.6039 | 5269.372 | 0.081067
16.6213 | 6448.111 | 0.099202 | 16.6213 | 5264.374 | 0.08099
16.6386 | 6303.773 | 0.096981 | 16.6386 | 5195.062 | 0.079924
16.656 | 6230.999 | 0.095862 | 16.656 | 5138.647 | 0.079056
16.6733 | 6267.594 | 0.096425 | 16.6733 | 5093.952 | 0.078368
16.6907 | 6251.391 | 0.096175 | 16.6907 | 5045.521 | 0.077623
16.708 | 6211.957 | 0.095569 | 16.708 | 5052.994 | 0.077738
16.7254 | 6231.925 | 0.095876 | 16.7254 | 5000.364 | 0.076929
16.7427 | 6222.561 | 0.095732 | 16.7427 | 4963.042 | 0.076354
16.7601 | 6132.326 | 0.094343 | 16.7601 | 5058.143 | 0.077818
16.7774 | 6054.938 | 0.093153 | 16.7774 | 5093.563 | 0.078363
16.7948 | 6011.469 | 0.092484 | 16.7948 | 5010.695 | 0.077088
16.8121 | 5947.803 | 0.091505 | 16.8121 | 4932.611 | 0.075886
16.8295 | 5932.826 | 0.091274 | 16.8295 | 4850.908 | 0.074629
16.8468 | 6052.238 | 0.093111 | 16.8468 | 4775.025 | 0.073462
16.8642 | 6119.228 | 0.094142 | 16.8642 | 4804.129 | 0.07391
16.8815 | 6038.489 | 0.0929 | 16.8815 | 4894.163 | 0.075295
16.8989 | 5971.064 | 0.091863 | 16.8989 | 4977.114 | 0.076571
16.9162 | 5947.773 | 0.091504 | 16.9162 | 4909.766 | 0.075535
16.9336 | 5888.445 | 0.090591 | 16.9336 | 4814.356 | 0.074067
16.9509 | 5833.186 | 0.089741 | 16.9509 | 4835.567 | 0.074393
16.9683 | 5843.753 | 0.089904 | 16.9683 | 4878.05 | 0.075047
16.9856 | 5854.232 | 0.090065 | 16.9856 | 4896.716 | 0.075334
17.003 | 5811.58 | 0.089409 | 17.003 | 4873.41 | 0.074976
17.0203 | 5721.895 | 0.088029 | 17.0203 | 4803.302 | 0.073897
17.0377 | 5634.588 | 0.086686 | 17.0377 | 4747.748 | 0.073042
17.055 | 5628.106 | 0.086586 | 17.055 | 4726.097 | 0.072709
17.0724 | 5678.653 | 0.087364 | 17.0724 | 4715.741 | 0.07255
17.0897 | 5708.107 | 0.087817 | 17.0897 | 4734.411 | 0.072837
17.1071 | 5683.052 | 0.087432 | 17.1071 | 4774.171 | 0.073449
17.1244 | 5614.158 | 0.086372 | 17.1244 | 4758.163 | 0.073203
17.1418 | 5574.915 | 0.085768 | 17.1418 | 4653.805 | 0.071597
17.1591 | 5585.676 | 0.085933 | 17.1591 | 4561.167 | 0.070172
17.1765 | 5552.395 | 0.085421 | 17.1765 | 4590.164 | 0.070618
17.1938 | 5474.049 | 0.084216 | 17.1938 | 4704.214 | 0.072373
17.2112 | 5458.642 | 0.083979 | 17.2112 | 4744.831 | 0.072997
17.2285 | 5479.058 | 0.084293 | 17.2285 | 4641.767 | 0.071412
17.2459 | 5432.623 | 0.083579 | 17.2459 | 4557.148 | 0.07011
17.2632 | 5343.523 | 0.082208 | 17.2632 | 4542.426 | 0.069883
17.2806 | 5263.533 | 0.080977 | 17.2806 | 4641.426 | 0.071407
17.2979 | 5275.123 | 0.081156 | 17.2979 | 4712.8 | 0.072505
17.3153 | 5379.558 | 0.082762 | 17.3153 | 4623.469 | 0.07113
17.3326 | 5433.187 | 0.083587 | 17.3326 | 4529.613 | 0.069686
17.35 | 5430.59 | 0.083548 | 17.35 | 4421.839 | 0.068028
17.3673 | 5420.494 | 0.083392 | 17.3673 | 4360.912 | 0.067091
17.3847 | 5405.235 | 0.083157 | 17.3847 | 4467.866 | 0.068736
17.402 | 5380.941 | 0.082784 | 17.402 | 4405.821 | 0.067782
17.4194 | 5319.1 | 0.081832 | 17.4194 | 4274.292 | 0.065758
17.4367 | 5222.338 | 0.080344 | 17.4367 | 4388.273 | 0.067512
17.4541 | 5172.5 | 0.079577 | 17.4541 | 4386.524 | 0.067485
17.4714 | 5148.885 | 0.079214 | 17.4714 | 4316.513 | 0.066408
17.4888 | 5075.832 | 0.07809 | 17.4888 | 4278.28 | 0.06582
17.5061 | 5011.653 | 0.077102 | 17.5061 | 4297.654 | 0.066118
17.5235 | 5016.053 | 0.07717 | 17.5235 | 4192.68 | 0.064503
17.5408 | 5068.145 | 0.077971 | 17.5408 | 4230.617 | 0.065086
17.5582 | 5136.701 | 0.079026 | 17.5582 | 4350.692 | 0.066934
17.5755 | 5144.655 | 0.079149 | 17.5755 | 4285.699 | 0.065934
17.5929 | 5098.733 | 0.078442 | 17.5929 | 4224.793 | 0.064997
17.6102 | 5038.221 | 0.077511 | 17.6102 | 4157.471 | 0.063961
17.6276 | 5004.764 | 0.076996 | 17.6276 | 4163.251 | 0.06405
17.6449 | 5030.074 | 0.077386 | 17.6449 | 4174.375 | 0.064221
17.6623 | 5086.952 | 0.078261 | 17.6623 | 4141.061 | 0.063709
17.6796 | 5140.732 | 0.079088 | 17.6796 | 4145.941 | 0.063784
17.697 | 5101.917 | 0.078491 | 17.697 | 4156.878 | 0.063952
17.7143 | 4964.74 | 0.076381 | 17.7143 | 4118.504 | 0.063362
17.7317 | 4878.089 | 0.075048 | 17.7317 | 4073.881 | 0.062675
17.749 | 4867.73 | 0.074888 | 17.749 | 4073.523 | 0.06267
17.7664 | 4849.288 | 0.074604 | 17.7664 | 4046.415 | 0.062253
17.7837 | 4801.353 | 0.073867 | 17.7837 | 3976.203 | 0.061172
17.8011 | 4730.796 | 0.072781 | 17.8011 | 3884.015 | 0.059754
17.8184 | 4664.251 | 0.071758 | 17.8184 | 3985.429 | 0.061314
17.8358 | 4629.27 | 0.07122 | 17.8358 | 4042.414 | 0.062191
17.8531 | 4629.615 | 0.071225 | 17.8531 | 4057.595 | 0.062425
17.8705 | 4675.333 | 0.071928 | 17.8705 | 3947.838 | 0.060736
17.8878 | 4720.318 | 0.07262 | 17.8878 | 3939.553 | 0.060609
17.9052 | 4744.571 | 0.072993 | 17.9052 | 3875.912 | 0.059629
17.9225 | 4683.95 | 0.072061 | 17.9225 | 3840.497 | 0.059085
17.9399 | 4603.366 | 0.070821 | 17.9399 | 3870.165 | 0.059541
17.9572 | 4725.388 | 0.072698 | 17.9572 | 3918.693 | 0.060288
17.9746 | 4820.371 | 0.07416 | 17.9746 | 3773.836 | 0.058059
17.9919 | 4773.958 | 0.073446 | 17.9919 | 3914.369 | 0.060221
18.0093 | 4709.184 | 0.072449 | 18.0093 | 3925.526 | 0.060393
18.0266 | 4636.745 | 0.071335 | 18.0266 | 3818.264 | 0.058743
18.044 | 4730.987 | 0.072784 | 18.044 | 3855.363 | 0.059313
18.0613 | 4905.078 | 0.075463 | 18.0613 | 3836.886 | 0.059029
18.0787 | 4688.973 | 0.072138 | 18.0787 | 3849.882 | 0.059229
18.096 | 4476.539 | 0.06887 | 18.096 | 3815.961 | 0.058707
18.1134 | 4513.986 | 0.069446 | 18.1134 | 3851.554 | 0.059255
18.1307 | 4530.226 | 0.069696 | 18.1307 | 3728.74 | 0.057365
18.1481 | 4452.36 | 0.068498 | 18.1481 | 3716.75 | 0.057181
18.1654 | 4393.903 | 0.067599 | 18.1654 | 3683.331 | 0.056667
18.1828 | 4377.396 | 0.067345 | 18.1828 | 3590.29 | 0.055235
18.2001 | 4460.514 | 0.068623 | 18.2001 | 3600.727 | 0.055396
18.2175 | 4561.141 | 0.070171 | 18.2175 | 3587.019 | 0.055185
18.2348 | 4553.636 | 0.070056 | 18.2348 | 3568.27 | 0.054896
18.2522 | 4491.473 | 0.0691 | 18.2522 | 3605.373 | 0.055467
18.2695 | 4438.487 | 0.068284 | 18.2695 | 3624.451 | 0.055761
18.2869 | 4406.193 | 0.067788 | 18.2869 | 3676.657 | 0.056564
18.3042 | 4389.786 | 0.067535 | 18.3042 | 3744.823 | 0.057613
18.3216 | 4350.704 | 0.066934 | 18.3216 | 3628.622 | 0.055825
18.3389 | 4286.94 | 0.065953 | 18.3389 | 3496.207 | 0.053788
18.3563 | 4241.618 | 0.065256 | 18.3563 | 3551.884 | 0.054644
18.3736 | 4217.842 | 0.06489 | 18.3736 | 3635.082 | 0.055924
18.391 | 4194.483 | 0.064531 | 18.391 | 3574.179 | 0.054987
18.4083 | 4165.175 | 0.06408 | 18.4083 | 3541.248 | 0.054481
18.4257 | 4129.949 | 0.063538 | 18.4257 | 3410.156 | 0.052464
18.443 | 4128.316 | 0.063513 | 18.443 | 3423.769 | 0.052673
18.4604 | 4181.552 | 0.064332 | 18.4604 | 3483.619 | 0.053594
18.4777 | 4243.592 | 0.065286 | 18.4777 | 3474.934 | 0.053461
18.4951 | 4271.639 | 0.065718 | 18.4951 | 3477.06 | 0.053493
18.5124 | 4196.004 | 0.064554 | 18.5124 | 3529.641 | 0.054302
18.5298 | 4060.48 | 0.062469 | 18.5298 | 3567.034 | 0.054877
18.5471 | 3998.544 | 0.061516 | 18.5471 | 3598.395 | 0.05536
18.5645 | 3994.747 | 0.061458 | 18.5645 | 3567.18 | 0.05488
18.5818 | 4019.774 | 0.061843 | 18.5818 | 3490.379 | 0.053698
18.5992 | 4035.26 | 0.062081 | 18.5992 | 3384.891 | 0.052075
18.6165 | 4032.654 | 0.062041 | 18.6165 | 3364.418 | 0.05176
18.6339 | 4053.281 | 0.062358 | 18.6339 | 3360.945 | 0.051707
18.6512 | 4091.098 | 0.06294 | 18.6512 | 3301.59 | 0.050794
18.6686 | 4118.334 | 0.063359 | 18.6686 | 3288.735 | 0.050596
18.6859 | 4111.893 | 0.06326 | 18.6859 | 3288.022 | 0.050585
18.7033 | 4059.698 | 0.062457 | 18.7033 | 3272.534 | 0.050347
18.7206 | 4042.8 | 0.062197 | 18.7206 | 3325.683 | 0.051164
18.738 | 4088.768 | 0.062904 | 18.738 | 3259.94 | 0.050153
18.7553 | 4097.817 | 0.063043 | 18.7553 | 3217.135 | 0.049494
18.7727 | 4056.794 | 0.062412 | 18.7727 | 3318.194 | 0.051049
18.79 | 4010.669 | 0.061703 | 18.79 | 3328.689 | 0.051211
18.8074 | 3963.797 | 0.060981 | 18.8074 | 3280.644 | 0.050471
18.8247 | 3906.534 | 0.060101 | 18.8247 | 3383.636 | 0.052056
18.8421 | 3845.909 | 0.059168 | 18.8421 | 3317.018 | 0.051031
18.8594 | 3789.964 | 0.058307 | 18.8594 | 3277.328 | 0.05042
18.8768 | 3772.143 | 0.058033 | 18.8768 | 3302.893 | 0.050814
18.8941 | 3798.887 | 0.058444 | 18.8941 | 3227.613 | 0.049656
18.9115 | 3803.795 | 0.05852 | 18.9115 | 3321.803 | 0.051105
18.9288 | 3778.565 | 0.058132 | 18.9288 | 3181.125 | 0.04894
18.9462 | 3793.448 | 0.058361 | 18.9462 | 3184.908 | 0.048999
18.9635 | 3818.68 | 0.058749 | 18.9635 | 3186.488 | 0.049023
18.9809 | 3754.338 | 0.057759 | 18.9809 | 3154.435 | 0.04853
18.9982 | 3667.067 | 0.056416 | 18.9982 | 3100.423 | 0.047699
19.0156 | 3688.886 | 0.056752 | 19.0156 | 3080.312 | 0.047389
19.0329 | 3713.438 | 0.05713 | 19.0329 | 3013.672 | 0.046364
19.0503 | 3657.496 | 0.056269 | 19.0503 | 3085.504 | 0.047469
19.0676 | 3659.517 | 0.0563 | 19.0676 | 3140.876 | 0.048321
19.085 | 3774.982 | 0.058077 | 19.085 | 3039.092 | 0.046755
19.1023 | 3835.686 | 0.059011 | 19.1023 | 2956.402 | 0.045483
19.1197 | 3808.058 | 0.058586 | 19.1197 | 2996.185 | 0.046095
19.137 | 3705.41 | 0.057006 | 19.137 | 3053.739 | 0.046981
19.1544 | 3598.119 | 0.055356 | 19.1544 | 2971.469 | 0.045715
19.1717 | 3638.067 | 0.05597 | 19.1717 | 2965.811 | 0.045628
19.1891 | 3691.278 | 0.056789 | 19.1891 | 3017.022 | 0.046416
19.2064 | 3655.961 | 0.056246 | 19.2064 | 3046.498 | 0.046869
19.2238 | 3649.854 | 0.056152 | 19.2238 | 3053.101 | 0.046971
19.2411 | 3679.979 | 0.056615 | 19.2411 | 2946.486 | 0.045331
19.2585 | 3641.922 | 0.05603 | 19.2585 | 2927.139 | 0.045033
19.2758 | 3555.097 | 0.054694 | 19.2758 | 2938.879 | 0.045214
19.2932 | 3513.564 | 0.054055 | 19.2932 | 2940.641 | 0.045241
19.3105 | 3502.573 | 0.053886 | 19.3105 | 2898.551 | 0.044593
19.3279 | 3492.674 | 0.053733 | 19.3279 | 2915.226 | 0.04485
19.3452 | 3474.772 | 0.053458 | 19.3452 | 2980.385 | 0.045852
19.3626 | 3451.221 | 0.053096 | 19.3626 | 3004.725 | 0.046227
19.3799 | 3440.038 | 0.052924 | 19.3799 | 2969.402 | 0.045683
19.3973 | 3441.716 | 0.052949 | 19.3973 | 2859.783 | 0.043997
19.4146 | 3439.59 | 0.052917 | 19.4146 | 2871.089 | 0.044171
19.432 | 3425.25 | 0.052696 | 19.432 | 2932.696 | 0.045118
19.4493 | 3400.229 | 0.052311 | 19.4493 | 2928.193 | 0.045049
19.4667 | 3334.549 | 0.051301 | 19.4667 | 2903.084 | 0.044663
19.484 | 3206.748 | 0.049335 | 19.484 | 2877.555 | 0.04427
19.5014 | 3168.992 | 0.048754 | 19.5014 | 2872.405 | 0.044191
19.5187 | 3309.334 | 0.050913 | 19.5187 | 2904.259 | 0.044681
19.5361 | 3429.67 | 0.052764 | 19.5361 | 2909.047 | 0.044755
19.5534 | 3427.881 | 0.052737 | 19.5534 | 2786.588 | 0.042871
19.5708 | 3359.053 | 0.051678 | 19.5708 | 2759.575 | 0.042455
19.5881 | 3259.32 | 0.050143 | 19.5881 | 2877.695 | 0.044272
19.6055 | 3234.339 | 0.049759 | 19.6055 | 2845.838 | 0.043782
19.6228 | 3285.93 | 0.050553 | 19.6228 | 2782.011 | 0.0428
19.6402 | 3367.809 | 0.051812 | 19.6402 | 2804.879 | 0.043152
19.6575 | 3421.315 | 0.052636 | 19.6575 | 2717.871 | 0.041813
19.6749 | 3344.844 | 0.051459 | 19.6749 | 2742.845 | 0.042198
19.6922 | 3248.977 | 0.049984 | 19.6922 | 2663.73 | 0.04098
19.7096 | 3175.652 | 0.048856 | 19.7096 | 2632.108 | 0.040494
19.7269 | 3198.105 | 0.049202 | 19.7269 | 2757.201 | 0.042418
19.7443 | 3342.162 | 0.051418 | 19.7443 | 2743.933 | 0.042214
19.7616 | 3323.341 | 0.051128 | 19.7616 | 2666.219 | 0.041019
19.779 | 3182.015 | 0.048954 | 19.779 | 2667.89 | 0.041044
19.7963 | 3164.542 | 0.048685 | 19.7963 | 2692.438 | 0.041422
19.8137 | 3195.663 | 0.049164 | 19.8137 | 2703.802 | 0.041597
19.831 | 3188.205 | 0.049049 | 19.831 | 2608.111 | 0.040125
19.8484 | 3171.195 | 0.048788 | 19.8484 | 2614.708 | 0.040226
19.8657 | 3167.287 | 0.048727 | 19.8657 | 2643.036 | 0.040662
19.8831 | 3181.385 | 0.048944 | 19.8831 | 2566.302 | 0.039482
19.9004 | 3203.035 | 0.049277 | 19.9004 | 2508.094 | 0.038586
19.9178 | 3190.219 | 0.04908 | 19.9178 | 2512.555 | 0.038655
19.9351 | 3140.003 | 0.048308 | 19.9351 | 2572.024 | 0.03957
19.9525 | 3070.256 | 0.047235 | 19.9525 | 2631.426 | 0.040483
19.9698 | 3030.158 | 0.046618 | 19.9698 | 2642.936 | 0.040661
19.9872 | 3054.471 | 0.046992 | 19.9872 | 2604.84 | 0.040074
20.0045 | 3087.695 | 0.047503 | 20.0045 | 2602.593 | 0.04004
20.0219 | 3091.006 | 0.047554 | 20.0219 | 2547.558 | 0.039193
20.0392 | 3101.425 | 0.047714 | 20.0392 | 2546.316 | 0.039174
20.0566 | 3122.541 | 0.048039 | 20.0566 | 2503.125 | 0.03851
20.0739 | 3059.305 | 0.047066 | 20.0739 | 2500.346 | 0.038467
20.0913 | 2913.102 | 0.044817 | 20.0913 | 2472.438 | 0.038038
20.1086 | 2845.345 | 0.043775 | 20.1086 | 2627.168 | 0.040418
20.126 | 2872.115 | 0.044186 | 20.126 | 2504.91 | 0.038537
20.1433 | 2912.036 | 0.044801 | 20.1433 | 2493.98 | 0.038369
20.1607 | 2942.362 | 0.045267 | 20.1607 | 2547.408 | 0.039191
20.178 | 2925.135 | 0.045002 | 20.178 | 2503.493 | 0.038515
20.1954 | 2910.317 | 0.044774 | 20.1954 | 2558.423 | 0.03936
20.2127 | 2949.994 | 0.045385 | 20.2127 | 2445.019 | 0.037616
20.2301 | 2955.467 | 0.045469 | 20.2301 | 2447.286 | 0.037651
20.2474 | 2879.918 | 0.044306 | 20.2474 | 2480.115 | 0.038156
20.2648 | 2870.632 | 0.044164 | 20.2648 | 2491.895 | 0.038337
20.2821 | 2945.968 | 0.045323 | 20.2821 | 2445.637 | 0.037625
20.2995 | 2992.638 | 0.046041 | 20.2995 | 2414.568 | 0.037147
20.3168 | 2966.237 | 0.045634 | 20.3168 | 2402.373 | 0.03696
20.3342 | 2817.327 | 0.043343 | 20.3342 | 2362.85 | 0.036352
20.3515 | 2701.381 | 0.04156 | 20.3515 | 2341.45 | 0.036022
20.3689 | 2755.678 | 0.042395 | 20.3689 | 2362.759 | 0.03635
20.3862 | 2815.892 | 0.043321 | 20.3862 | 2381.89 | 0.036644
20.4036 | 2804.368 | 0.043144 | 20.4036 | 2322.044 | 0.035724
20.4209 | 2759.094 | 0.042448 | 20.4209 | 2287.731 | 0.035196
20.4383 | 2711.878 | 0.041721 | 20.4383 | 2345.845 | 0.03609
20.4556 | 2735.744 | 0.042088 | 20.4556 | 2303.142 | 0.035433
20.473 | 2790.865 | 0.042936 | 20.473 | 2228.674 | 0.034287
20.4903 | 2774.837 | 0.04269 | 20.4903 | 2215.656 | 0.034087
20.5077 | 2715.974 | 0.041784 | 20.5077 | 2097.512 | 0.032269
20.525 | 2677.414 | 0.041191 | 20.525 | 2210.196 | 0.034003
20.5424 | 2679.167 | 0.041218 | 20.5424 | 2259.579 | 0.034763
20.5597 | 2725.653 | 0.041933 | 20.5597 | 2199.276 | 0.033835
20.5771 | 2775.407 | 0.042699 | 20.5771 | 2342.639 | 0.036041
20.5944 | 2792.847 | 0.042967 | 20.5944 | 2274.722 | 0.034996
20.6118 | 2740.558 | 0.042162 | 20.6118 | 2174.043 | 0.033447
20.6291 | 2621.414 | 0.040329 | 20.6291 | 2170.668 | 0.033395
20.6465 | 2585.152 | 0.039772 | 20.6465 | 2200.931 | 0.03386
20.6638 | 2644.55 | 0.040685 | 20.6638 | 2195.29 | 0.033774
20.6812 | 2622.179 | 0.040341 | 20.6812 | 2302.147 | 0.035418
20.6985 | 2535.051 | 0.039001 | 20.6985 | 2287.749 | 0.035196
20.7159 | 2490.045 | 0.038308 | 20.7159 | 2216.734 | 0.034104
20.7332 | 2485.639 | 0.038241 | 20.7332 | 2193.783 | 0.033751
20.7506 | 2505.081 | 0.03854 | 20.7506 | 2202.058 | 0.033878
20.7679 | 2541.69 | 0.039103 | 20.7679 | 2171.403 | 0.033406
20.7853 | 2584.159 | 0.039756 | 20.7853 | 2172.495 | 0.033423
20.8026 | 2592.078 | 0.039878 | 20.8026 | 2199.54 | 0.033839
20.82 | 2567.678 | 0.039503 | 20.82 | 2139.559 | 0.032916
20.8373 | 2556.628 | 0.039333 | 20.8373 | 2140.254 | 0.032927
20.8547 | 2557.863 | 0.039352 | 20.8547 | 2167.622 | 0.033348
20.872 | 2528.221 | 0.038896 | 20.872 | 2093.275 | 0.032204
20.8894 | 2482.469 | 0.038192 | 20.8894 | 2143.139 | 0.032971
20.9067 | 2420.047 | 0.037231 | 20.9067 | 2147.377 | 0.033037
20.9241 | 2392.043 | 0.036801 | 20.9241 | 2244.059 | 0.034524
20.9414 | 2461.555 | 0.03787 | 20.9414 | 2153.746 | 0.033135
20.9588 | 2544.76 | 0.03915 | 20.9588 | 2160.104 | 0.033232
20.9761 | 2595.311 | 0.039928 | 20.9761 | 2015.375 | 0.031006
20.9935 | 2644.993 | 0.040692 | 20.9935 | 2123.148 | 0.032664
21.0108 | 2681.414 | 0.041253 | 21.0108 | 2072.429 | 0.031884
21.0282 | 2602.666 | 0.040041 | 21.0282 | 2039.474 | 0.031377
21.0455 | 2445.576 | 0.037624 | 21.0455 | 2066.248 | 0.031788
21.0629 | 2383.04 | 0.036662 | 21.0629 | 2053.501 | 0.031592
21.0802 | 2410.012 | 0.037077 | 21.0802 | 2020.918 | 0.031091
21.0976 | 2417.957 | 0.037199 | 21.0976 | 1996.897 | 0.030721
21.1149 | 2421.759 | 0.037258 | 21.1149 | 2010.629 | 0.030933
21.1323 | 2470.537 | 0.038008 | 21.1323 | 2045.131 | 0.031464
21.1496 | 2508.707 | 0.038595 | 21.1496 | 2056.055 | 0.031632
21.167 | 2470.588 | 0.038009 | 21.167 | 2016.655 | 0.031025
21.1843 | 2426.288 | 0.037328 | 21.1843 | 2081.774 | 0.032027
21.2017 | 2412.122 | 0.03711 | 21.2017 | 2083.039 | 0.032047
21.219 | 2397.301 | 0.036882 | 21.219 | 2064.13 | 0.031756
21.2364 | 2378.757 | 0.036596 | 21.2364 | 1988.61 | 0.030594
21.2537 | 2381.079 | 0.036632 | 21.2537 | 1877.218 | 0.02888
21.2711 | 2393.839 | 0.036828 | 21.2711 | 2016.427 | 0.031022
21.2884 | 2352.414 | 0.036191 | 21.2884 | 1882.645 | 0.028964
21.3058 | 2301.404 | 0.035406 | 21.3058 | 2039.255 | 0.031373
21.3231 | 2300.414 | 0.035391 | 21.3231 | 2012.378 | 0.03096
21.3405 | 2332.083 | 0.035878 | 21.3405 | 1878.772 | 0.028904
21.3578 | 2415.985 | 0.037169 | 21.3578 | 1903.766 | 0.029289
21.3752 | 2448.007 | 0.037662 | 21.3752 | 1925.295 | 0.02962
21.3925 | 2380.799 | 0.036628 | 21.3925 | 1957.958 | 0.030122
21.4099 | 2318.816 | 0.035674 | 21.4099 | 1936.989 | 0.0298
21.4272 | 2301.697 | 0.035411 | 21.4272 | 1931.448 | 0.029715
21.4446 | 2309.098 | 0.035525 | 21.4446 | 1930.271 | 0.029696
21.4619 | 2314.507 | 0.035608 | 21.4619 | 1954.55 | 0.03007
21.4793 | 2286.871 | 0.035183 | 21.4793 | 1934.382 | 0.02976
21.4966 | 2240.585 | 0.034471 | 21.4966 | 1890.959 | 0.029092
21.514 | 2211.189 | 0.034018 | 21.514 | 1925.12 | 0.029617
21.5313 | 2196.887 | 0.033798 | 21.5313 | 1953.441 | 0.030053
21.5487 | 2188.306 | 0.033666 | 21.5487 | 1980.127 | 0.030463
21.566 | 2190.356 | 0.033698 | 21.566 | 2005.241 | 0.03085
21.5834 | 2212.346 | 0.034036 | 21.5834 | 1946.018 | 0.029939
21.6007 | 2229.116 | 0.034294 | 21.6007 | 1753.192 | 0.026972
21.6181 | 2225.848 | 0.034244 | 21.6181 | 1904.928 | 0.029307
21.6354 | 2224.289 | 0.03422 | 21.6354 | 1845.464 | 0.028392
21.6528 | 2228.477 | 0.034284 | 21.6528 | 1858.969 | 0.0286
21.6701 | 2240.106 | 0.034463 | 21.6701 | 1870.195 | 0.028772
21.6875 | 2254.365 | 0.034683 | 21.6875 | 1767.255 | 0.027189
21.7048 | 2240.264 | 0.034466 | 21.7048 | 1813.767 | 0.027904
21.7222 | 2224.668 | 0.034226 | 21.7222 | 1843.129 | 0.028356
21.7395 | 2262.917 | 0.034814 | 21.7395 | 1870.089 | 0.028771
21.7569 | 2272.835 | 0.034967 | 21.7569 | 1927.637 | 0.029656
21.7742 | 2180.454 | 0.033545 | 21.7742 | 1913.237 | 0.029434
21.7916 | 2099.99 | 0.032308 | 21.7916 | 1854.231 | 0.028527
21.8089 | 2083.593 | 0.032055 | 21.8089 | 1791.627 | 0.027563
21.8263 | 2093.283 | 0.032204 | 21.8263 | 1756.94 | 0.02703
21.8436 | 2113.609 | 0.032517 | 21.8436 | 1726.624 | 0.026563
21.861 | 2147.397 | 0.033037 | 21.861 | 1712.153 | 0.026341
21.8783 | 2178.838 | 0.033521 | 21.8783 | 1804.823 | 0.027767
21.8957 | 2140.82 | 0.032936 | 21.8957 | 1746.039 | 0.026862
21.913 | 2074.653 | 0.031918 | 21.913 | 1659.786 | 0.025535
21.9304 | 2050.793 | 0.031551 | 21.9304 | 1731.031 | 0.026631
21.9477 | 2048.269 | 0.031512 | 21.9477 | 1809.943 | 0.027845
21.9651 | 2037.163 | 0.031341 | 21.9651 | 1781.231 | 0.027404
21.9824 | 2028.752 | 0.031212 | 21.9824 | 1716.569 | 0.026409
21.9998 | 2031.74 | 0.031258 | 21.9998 | 1703.526 | 0.026208
22.0171 | 2018.673 | 0.031057 | 22.0171 | 1689.114 | 0.025986
22.0345 | 1984.757 | 0.030535 | 22.0345 | 1720.753 | 0.026473
22.0518 | 1998.133 | 0.030741 | 22.0518 | 1689.34 | 0.02599
22.0692 | 2069.844 | 0.031844 | 22.0692 | 1707.632 | 0.026271
22.0865 | 2066.865 | 0.031798 | 22.0865 | 1679.758 | 0.025842
22.1039 | 1981.653 | 0.030487 | 22.1039 | 1639.068 | 0.025216
22.1212 | 1971.001 | 0.030323 | 22.1212 | 1660.964 | 0.025553
22.1386 | 2005.326 | 0.030851 | 22.1386 | 1628.356 | 0.025052
22.1559 | 1958.122 | 0.030125 | 22.1559 | 1656.997 | 0.025492
22.1733 | 1882.661 | 0.028964 | 22.1733 | 1722.595 | 0.026501
22.1906 | 1826.495 | 0.0281 | 22.1906 | 1686.217 | 0.025942
22.208 | 1843.74 | 0.028365 | 22.208 | 1647.522 | 0.025346
22.2253 | 2001.246 | 0.030788 | 22.2253 | 1602.208 | 0.024649
22.2427 | 2066.698 | 0.031795 | 22.2427 | 0 | 0
22.26 | 1976.071 | 0.030401 | 22.26 | 0 | 0
22.2774 | 1935.408 | 0.029776 | 22.2774 | 0 | 0
22.2947 | 1959.844 | 0.030151 | 22.2947 | 0 | 0
22.3121 | 2012.061 | 0.030955 | 22.3121 | 0 | 0
22.3294 | 2059.867 | 0.03169 | 22.3294 | 0 | 0
22.3468 | 2024.351 | 0.031144 | 22.3468 | 0 | 0
22.3641 | 1952.142 | 0.030033 | 22.3641 | 0 | 0
22.3815 | 1922.568 | 0.029578 | 22.3815 | 0 | 0
22.3988 | 1903.607 | 0.029286 | 22.3988 | 0 | 0
22.4162 | 1866.835 | 0.028721 | 22.4162 | 0 | 0
22.4335 | 1857.661 | 0.028579 | 22.4335 | 0 | 0
22.4509 | 1896.751 | 0.029181 | 22.4509 | 0 | 0
22.4682 | 1909.801 | 0.029382 | 22.4682 | 0 | 0
22.4856 | 1862.644 | 0.028656 | 22.4856 | 0 | 0
22.5029 | 1818.306 | 0.027974 | 22.5029 | 0 | 0
22.5203 | 1809.924 | 0.027845 | 22.5203 | 0 | 0
22.5376 | 1835.084 | 0.028232 | 22.5376 | 0 | 0
22.555 | 1873.995 | 0.028831 | 22.555 | 0 | 0
22.5723 | 1882.845 | 0.028967 | 22.5723 | 0 | 0
22.5897 | 1873.132 | 0.028817 | 22.5897 | 0 | 0
22.607 | 1893.932 | 0.029137 | 22.607 | 0 | 0
22.6244 | 1908.947 | 0.029368 | 22.6244 | 0 | 0
22.6417 | 1799.109 | 0.027679 | 22.6417 | 0 | 0
22.6591 | 1727.823 | 0.026582 | 22.6591 | 0 | 0
22.6764 | 1834.983 | 0.028231 | 22.6764 | 0 | 0
22.6938 | 1909.303 | 0.029374 | 22.6938 | 0 | 0
22.7111 | 1906.245 | 0.029327 | 22.7111 | 0 | 0
22.7285 | 1887.337 | 0.029036 | 22.7285 | 0 | 0
22.7458 | 1867.684 | 0.028734 | 22.7458 | 0 | 0
22.7632 | 1875.298 | 0.028851 | 22.7632 | 0 | 0
22.7805 | 1896.431 | 0.029176 | 22.7805 | 0 | 0
22.7979 | 1884.925 | 0.028999 | 22.7979 | 0 | 0
22.8152 | 1851.453 | 0.028484 | 22.8152 | 0 | 0
22.8326 | 1819.87 | 0.027998 | 22.8326 | 0 | 0
22.8499 | 1819.448 | 0.027992 | 22.8499 | 0 | 0
22.8673 | 1870.88 | 0.028783 | 22.8673 | 0 | 0
22.8846 | 1881.131 | 0.02894 | 22.8846 | 0 | 0
22.902 | 1787.276 | 0.027497 | 22.902 | 0 | 0
22.9193 | 1703.484 | 0.026207 | 22.9193 | 0 | 0
22.9367 | 1706.871 | 0.02626 | 22.9367 | 0 | 0
22.954 | 1726.858 | 0.026567 | 22.954 | 0 | 0
22.9714 | 1731.092 | 0.026632 | 22.9714 | 0 | 0
22.9887 | 1777.838 | 0.027351 | 22.9887 | 0 | 0
23.0061 | 1861.606 | 0.02864 | 23.0061 | 0 | 0
23.0234 | 1901.988 | 0.029261 | 23.0234 | 0 | 0
23.0408 | 1905.596 | 0.029317 | 23.0408 | 0 | 0
23.0581 | 1862.729 | 0.028657 | 23.0581 | 0 | 0
23.0755 | 1799.595 | 0.027686 | 23.0755 | 0 | 0
23.0928 | 1726.232 | 0.026557 | 23.0928 | 0 | 0
23.1102 | 1662.308 | 0.025574 | 23.1102 | 0 | 0
23.1275 | 1650.988 | 0.0254 | 23.1275 | 0 | 0
23.1449 | 1646.317 | 0.025328 | 23.1449 | 0 | 0
23.1622 | 1634.143 | 0.025141 | 23.1622 | 0 | 0
23.1796 | 1679.513 | 0.025839 | 23.1796 | 0 | 0
23.1969 | 1792.589 | 0.027578 | 23.1969 | 0 | 0
23.2143 | 1831.351 | 0.028175 | 23.2143 | 0 | 0
23.2316 | 1793.528 | 0.027593 | 23.2316 | 0 | 0
23.249 | 1730.777 | 0.026627 | 23.249 | 0 | 0
23.2663 | 1656.308 | 0.025482 | 23.2663 | 0 | 0
23.2837 | 1590.238 | 0.024465 | 23.2837 | 0 | 0
23.301 | 1546.598 | 0.023794 | 23.301 | 0 | 0
23.3184 | 1557.482 | 0.023961 | 23.3184 | 0 | 0
23.3357 | 1607.1 | 0.024725 | 23.3357 | 0 | 0
23.3531 | 1656.555 | 0.025485 | 23.3531 | 0 | 0
23.3704 | 1683.252 | 0.025896 | 23.3704 | 0 | 0
23.3878 | 1659.442 | 0.02553 | 23.3878 | 0 | 0
23.4051 | 1614.809 | 0.024843 | 23.4051 | 0 | 0
23.4225 | 1571.885 | 0.024183 | 23.4225 | 0 | 0
23.4398 | 1550.938 | 0.023861 | 23.4398 | 0 | 0
23.4572 | 1581.461 | 0.02433 | 23.4572 | 0 | 0
23.4745 | 1623.676 | 0.02498 | 23.4745 | 0 | 0
23.4919 | 1672.462 | 0.02573 | 23.4919 | 0 | 0
23.5092 | 1690.878 | 0.026014 | 23.5092 | 0 | 0
23.5266 | 1674.724 | 0.025765 | 23.5266 | 0 | 0
23.5439 | 1624.111 | 0.024986 | 23.5439 | 0 | 0
23.5613 | 1555.783 | 0.023935 | 23.5613 | 0 | 0
23.5786 | 1504.664 | 0.023149 | 23.5786 | 0 | 0
23.596 | 1498.05 | 0.023047 | 23.596 | 0 | 0
23.6133 | 1560.497 | 0.024008 | 23.6133 | 0 | 0
23.6307 | 1605.884 | 0.024706 | 23.6307 | 0 | 0
23.648 | 1571.377 | 0.024175 | 23.648 | 0 | 0
23.6654 | 1547.745 | 0.023811 | 23.6654 | 0 | 0
23.6827 | 1583.143 | 0.024356 | 23.6827 | 0 | 0
23.7001 | 1600.453 | 0.024622 | 23.7001 | 0 | 0
23.7174 | 1574.61 | 0.024225 | 23.7174 | 0 | 0
23.7348 | 1561.906 | 0.024029 | 23.7348 | 0 | 0
23.7521 | 1575.237 | 0.024234 | 23.7521 | 0 | 0
23.7695 | 1571.203 | 0.024172 | 23.7695 | 0 | 0
23.7868 | 1544.053 | 0.023755 | 23.7868 | 0 | 0
23.8042 | 1509.897 | 0.023229 | 23.8042 | 0 | 0
23.8215 | 1483.307 | 0.02282 | 23.8215 | 0 | 0
23.8389 | 1508.464 | 0.023207 | 23.8389 | 0 | 0
23.8562 | 1546.433 | 0.023791 | 23.8562 | 0 | 0
23.8736 | 1504.487 | 0.023146 | 23.8736 | 0 | 0
23.8909 | 1446.725 | 0.022257 | 23.8909 | 0 | 0
23.9083 | 1420.912 | 0.02186 | 23.9083 | 0 | 0
23.9256 | 1424.14 | 0.02191 | 23.9256 | 0 | 0
23.943 | 1472.511 | 0.022654 | 23.943 | 0 | 0
23.9603 | 1511.667 | 0.023256 | 23.9603 | 0 | 0
23.9777 | 1528.589 | 0.023517 | 23.9777 | 0 | 0
23.995 | 1556.552 | 0.023947 | 23.995 | 0 | 0
24.0124 | 1597.892 | 0.024583 | 24.0124 | 0 | 0
24.0297 | 1572.033 | 0.024185 | 24.0297 | 0 | 0
24.0471 | 1505.488 | 0.023161 | 24.0471 | 0 | 0
24.0644 | 1508.506 | 0.023208 | 24.0644 | 0 | 0
24.0818 | 1542.742 | 0.023734 | 24.0818 | 0 | 0
24.0991 | 1498.81 | 0.023059 | 24.0991 | 0 | 0
24.1165 | 1426.41 | 0.021945 | 24.1165 | 0 | 0
24.1338 | 1437.724 | 0.022119 | 24.1338 | 0 | 0
24.1512 | 1485.363 | 0.022852 | 24.1512 | 0 | 0
24.1685 | 1496.166 | 0.023018 | 24.1685 | 0 | 0
24.1859 | 1495.768 | 0.023012 | 24.1859 | 0 | 0
24.2032 | 1506.786 | 0.023181 | 24.2032 | 0 | 0
24.2206 | 1500.536 | 0.023085 | 24.2206 | 0 | 0
24.2379 | 1422.07 | 0.021878 | 24.2379 | 0 | 0
24.2553 | 1369.501 | 0.021069 | 24.2553 | 0 | 0
24.2726 | 1387.287 | 0.021343 | 24.2726 | 0 | 0
24.29 | 1414.666 | 0.021764 | 24.29 | 0 | 0
24.3073 | 1448.508 | 0.022285 | 24.3073 | 0 | 0
24.3247 | 1503.471 | 0.02313 | 24.3247 | 0 | 0
24.342 | 1573.84 | 0.024213 | 24.342 | 0 | 0
24.3594 | 1563.056 | 0.024047 | 24.3594 | 0 | 0
24.3767 | 1513.256 | 0.023281 | 24.3767 | 0 | 0
24.3941 | 1507.206 | 0.023188 | 24.3941 | 0 | 0
24.4114 | 1505.042 | 0.023154 | 24.4114 | 0 | 0
24.4288 | 1445.945 | 0.022245 | 24.4288 | 0 | 0
24.4461 | 1374.197 | 0.021141 | 24.4461 | 0 | 0
24.4635 | 1339.975 | 0.020615 | 24.4635 | 0 | 0
24.4808 | 1335.858 | 0.020552 | 24.4808 | 0 | 0
24.4982 | 1359.669 | 0.020918 | 24.4982 | 0 | 0
24.5155 | 1399.874 | 0.021537 | 24.5155 | 0 | 0
24.5329 | 1458.977 | 0.022446 | 24.5329 | 0 | 0
24.5502 | 1484.742 | 0.022842 | 24.5502 | 0 | 0
24.5676 | 1429.857 | 0.021998 | 24.5676 | 0 | 0
24.5849 | 1413.737 | 0.02175 | 24.5849 | 0 | 0
24.6023 | 1466.702 | 0.022565 | 24.6023 | 0 | 0
24.6196 | 1441.306 | 0.022174 | 24.6196 | 0 | 0
24.637 | 1335.11 | 0.02054 | 24.637 | 0 | 0
24.6543 | 1320.033 | 0.020308 | 24.6543 | 0 | 0
24.6717 | 1357.886 | 0.020891 | 24.6717 | 0 | 0
24.689 | 1314.346 | 0.020221 | 24.689 | 0 | 0
24.7064 | 1246.958 | 0.019184 | 24.7064 | 0 | 0
24.7237 | 1279.606 | 0.019686 | 24.7237 | 0 | 0
24.7411 | 1319.431 | 0.020299 | 24.7411 | 0 | 0
24.7584 | 1282.569 | 0.019732 | 24.7584 | 0 | 0
24.7758 | 1242.952 | 0.019122 | 24.7758 | 0 | 0
24.7931 | 1258.167 | 0.019356 | 24.7931 | 0 | 0
24.8105 | 1300.773 | 0.020012 | 24.8105 | 0 | 0
24.8278 | 1351.794 | 0.020797 | 24.8278 | 0 | 0
24.8452 | 1363.485 | 0.020977 | 24.8452 | 0 | 0
24.8625 | 1299.89 | 0.019998 | 24.8625 | 0 | 0
24.8799 | 1256.735 | 0.019334 | 24.8799 | 0 | 0
24.8972 | 1262.42 | 0.019422 | 24.8972 | 0 | 0
24.9146 | 1281.048 | 0.019708 | 24.9146 | 0 | 0
24.9319 | 1304.655 | 0.020072 | 24.9319 | 0 | 0
24.9493 | 1297.443 | 0.019961 | 24.9493 | 0 | 0
24.9666 | 1261.378 | 0.019406 | 24.9666 | 0 | 0
24.984 | 1217.642 | 0.018733 | 24.984 | 0 | 0
25.0013 | 1171.028 | 0.018016 | 25.0013 | 0 | 0
25.0187 | 1222.694 | 0.018811 | 25.0187 | 0 | 0
25.036 | 1280.743 | 0.019704 | 25.036 | 0 | 0
25.0534 | 1243.231 | 0.019127 | 25.0534 | 0 | 0
25.0707 | 1182.753 | 0.018196 | 25.0707 | 0 | 0
25.0881 | 1146.294 | 0.017635 | 25.0881 | 0 | 0
25.1054 | 1158.288 | 0.01782 | 25.1054 | 0 | 0
25.1228 | 1234.599 | 0.018994 | 25.1228 | 0 | 0
25.1401 | 1287.774 | 0.019812 | 25.1401 | 0 | 0
25.1575 | 1260.714 | 0.019396 | 25.1575 | 0 | 0
25.1748 | 1201.549 | 0.018485 | 25.1748 | 0 | 0
25.1922 | 1149.069 | 0.017678 | 25.1922 | 0 | 0
25.2095 | 1152.393 | 0.017729 | 25.2095 | 0 | 0
25.2269 | 1214.929 | 0.018691 | 25.2269 | 0 | 0
25.2442 | 1222.781 | 0.018812 | 25.2442 | 0 | 0
25.2616 | 1148.826 | 0.017674 | 25.2616 | 0 | 0
25.2789 | 1098.533 | 0.016901 | 25.2789 | 0 | 0
25.2963 | 1092.375 | 0.016806 | 25.2963 | 0 | 0
25.3136 | 1098.439 | 0.016899 | 25.3136 | 0 | 0
25.331 | 1120.483 | 0.017238 | 25.331 | 0 | 0
25.3483 | 1189.694 | 0.018303 | 25.3483 | 0 | 0
25.3657 | 1251.182 | 0.019249 | 25.3657 | 0 | 0
25.383 | 1208.613 | 0.018594 | 25.383 | 0 | 0
25.4004 | 1127.975 | 0.017353 | 25.4004 | 0 | 0
25.4177 | 1100.283 | 0.016927 | 25.4177 | 0 | 0
25.4351 | 1100.238 | 0.016927 | 25.4351 | 0 | 0
25.4524 | 1086.392 | 0.016714 | 25.4524 | 0 | 0
25.4698 | 1078.323 | 0.01659 | 25.4698 | 0 | 0
25.4871 | 1095.264 | 0.01685 | 25.4871 | 0 | 0
25.5045 | 1112.434 | 0.017114 | 25.5045 | 0 | 0
25.5218 | 1110.154 | 0.017079 | 25.5218 | 0 | 0
25.5392 | 1091.359 | 0.01679 | 25.5392 | 0 | 0
25.5565 | 1063.31 | 0.016359 | 25.5565 | 0 | 0
25.5739 | 1064.726 | 0.01638 | 25.5739 | 0 | 0
25.5912 | 1137.452 | 0.017499 | 25.5912 | 0 | 0
25.6086 | 1177.781 | 0.01812 | 25.6086 | 0 | 0
25.6259 | 1152.923 | 0.017737 | 25.6259 | 0 | 0
25.6433 | 1142.102 | 0.017571 | 25.6433 | 0 | 0
25.6606 | 1142.223 | 0.017573 | 25.6606 | 0 | 0
25.678 | 1113.702 | 0.017134 | 25.678 | 0 | 0
25.6953 | 1068.887 | 0.016444 | 25.6953 | 0 | 0
25.7127 | 1071.083 | 0.016478 | 25.7127 | 0 | 0
25.73 | 1091.359 | 0.01679 | 25.73 | 0 | 0
25.7474 | 1095.596 | 0.016855 | 25.7474 | 0 | 0
25.7647 | 1102.591 | 0.016963 | 25.7647 | 0 | 0
25.7821 | 1137.322 | 0.017497 | 25.7821 | 0 | 0
25.7994 | 1177.328 | 0.018113 | 25.7994 | 0 | 0
25.8168 | 1201.607 | 0.018486 | 25.8168 | 0 | 0
25.8341 | 1202.131 | 0.018494 | 25.8341 | 0 | 0
25.8515 | 1158.762 | 0.017827 | 25.8515 | 0 | 0
25.8688 | 1111.81 | 0.017105 | 25.8688 | 0 | 0
25.8862 | 1083.052 | 0.016662 | 25.8862 | 0 | 0
25.9035 | 1081.094 | 0.016632 | 25.9035 | 0 | 0
25.9209 | 1118.561 | 0.017209 | 25.9209 | 0 | 0
25.9382 | 1126.789 | 0.017335 | 25.9382 | 0 | 0
25.9555 | 1081.042 | 0.016631 | 25.9555 | 0 | 0
25.9729 | 1075.533 | 0.016547 | 25.9729 | 0 | 0
25.9903 | 1119.503 | 0.017223 | 25.9903 | 0 | 0
26.0076 | 1096.561 | 0.01687 | 26.0076 | 0 | 0
26.025 | 1022.964 | 0.015738 | 26.025 | 0 | 0
26.0423 | 992.7797 | 0.015274 | 26.0423 | 0 | 0
26.0597 | 1014.541 | 0.015608 | 26.0597 | 0 | 0
26.077 | 1062.599 | 0.016348 | 26.077 | 0 | 0
26.0943 | 1102.926 | 0.016968 | 26.0943 | 0 | 0
26.1117 | 1080.772 | 0.016627 | 26.1117 | 0 | 0
26.1291 | 1015.485 | 0.015623 | 26.1291 | 0 | 0
26.1464 | 979.7733 | 0.015073 | 26.1464 | 0 | 0
26.1638 | 980.4257 | 0.015083 | 26.1638 | 0 | 0
26.1811 | 1021.661 | 0.015718 | 26.1811 | 0 | 0
26.1985 | 1079.123 | 0.016602 | 26.1985 | 0 | 0
26.2158 | 1106.707 | 0.017026 | 26.2158 | 0 | 0
26.2331 | 1124.259 | 0.017296 | 26.2331 | 0 | 0
26.2505 | 1139.486 | 0.017531 | 26.2505 | 0 | 0
26.2678 | 1135.587 | 0.017471 | 26.2678 | 0 | 0
26.2852 | 1051.145 | 0.016171 | 26.2852 | 0 | 0
26.3026 | 995.6427 | 0.015318 | 26.3026 | 0 | 0
26.3199 | 991.04 | 0.015247 | 26.3199 | 0 | 0
26.3373 | 963.1635 | 0.014818 | 26.3373 | 0 | 0
26.3546 | 903.8367 | 0.013905 | 26.3546 | 0 | 0
26.3719 | 933.2379 | 0.014358 | 26.3719 | 0 | 0
26.3893 | 1032.361 | 0.015882 | 26.3893 | 0 | 0
26.4066 | 1062.839 | 0.016351 | 26.4066 | 0 | 0
26.424 | 1033.896 | 0.015906 | 26.424 | 0 | 0
26.4413 | 1033.516 | 0.0159 | 26.4413 | 0 | 0
26.4587 | 1068.627 | 0.01644 | 26.4587 | 0 | 0
26.4761 | 1097.208 | 0.01688 | 26.4761 | 0 | 0
26.4934 | 1101.293 | 0.016943 | 26.4934 | 0 | 0
26.5108 | 1045.276 | 0.016081 | 26.5108 | 0 | 0
26.5281 | 969.6686 | 0.014918 | 26.5281 | 0 | 0
26.5454 | 964.0921 | 0.014832 | 26.5454 | 0 | 0
26.5628 | 997.2356 | 0.015342 | 26.5628 | 0 | 0
26.5801 | 1000.006 | 0.015385 | 26.5801 | 0 | 0
26.5975 | 985.4844 | 0.015161 | 26.5975 | 0 | 0
26.6149 | 952.9062 | 0.01466 | 26.6149 | 0 | 0
26.6322 | 925.6591 | 0.014241 | 26.6322 | 0 | 0
26.6496 | 918.3325 | 0.014128 | 26.6496 | 0 | 0
26.6669 | 934.3599 | 0.014375 | 26.6669 | 0 | 0
26.6842 | 987.8259 | 0.015197 | 26.6842 | 0 | 0
26.7016 | 1008.8 | 0.01552 | 26.7016 | 0 | 0
26.7189 | 974.2578 | 0.014989 | 26.7189 | 0 | 0
26.7363 | 931.2684 | 0.014327 | 26.7363 | 0 | 0
26.7537 | 896.427 | 0.013791 | 26.7537 | 0 | 0
26.771 | 899.7177 | 0.013842 | 26.771 | 0 | 0
26.7884 | 942.7737 | 0.014504 | 26.7884 | 0 | 0
26.8057 | 984.9105 | 0.015152 | 26.8057 | 0 | 0
26.823 | 1003.225 | 0.015434 | 26.823 | 0 | 0
26.8404 | 969.1537 | 0.01491 | 26.8404 | 0 | 0
26.8577 | 893.8412 | 0.013751 | 26.8577 | 0 | 0
26.8751 | 869.9285 | 0.013384 | 26.8751 | 0 | 0
26.8925 | 893.7457 | 0.01375 | 26.8925 | 0 | 0
26.9098 | 923.8334 | 0.014213 | 26.9098 | 0 | 0
26.9272 | 952.2306 | 0.01465 | 26.9272 | 0 | 0
26.9445 | 945.4047 | 0.014545 | 26.9445 | 0 | 0
26.9618 | 929.8832 | 0.014306 | 26.9618 | 0 | 0
26.9792 | 955.8565 | 0.014705 | 26.9792 | 0 | 0
26.9965 | 978.4097 | 0.015052 | 26.9965 | 0 | 0
27.0139 | 970.4454 | 0.01493 | 27.0139 | 0 | 0
27.0312 | 946.9968 | 0.014569 | 27.0312 | 0 | 0
27.0486 | 913.5848 | 0.014055 | 27.0486 | 0 | 0
27.066 | 901.9001 | 0.013875 | 27.066 | 0 | 0
27.0833 | 928.9363 | 0.014291 | 27.0833 | 0 | 0
27.1007 | 912.6843 | 0.014041 | 27.1007 | 0 | 0
27.118 | 838.4363 | 0.012899 | 27.118 | 0 | 0
27.1353 | 806.3095 | 0.012405 | 27.1353 | 0 | 0
27.1527 | 846.5944 | 0.013025 | 27.1527 | 0 | 0
27.17 | 893.6472 | 0.013748 | 27.17 | 0 | 0
27.1874 | 925.2209 | 0.014234 | 27.1874 | 0 | 0
27.2048 | 949.5264 | 0.014608 | 27.2048 | 0 | 0
27.2221 | 964.2975 | 0.014835 | 27.2221 | 0 | 0
27.2395 | 929.7924 | 0.014304 | 27.2395 | 0 | 0
27.2568 | 857.8126 | 0.013197 | 27.2568 | 0 | 0
27.2741 | 838.9329 | 0.012907 | 27.2741 | 0 | 0
27.2915 | 845.9232 | 0.013014 | 27.2915 | 0 | 0
27.3088 | 860.9653 | 0.013246 | 27.3088 | 0 | 0
27.3262 | 882.9978 | 0.013585 | 27.3262 | 0 | 0
27.3436 | 914.3049 | 0.014066 | 27.3436 | 0 | 0
27.3609 | 936.1131 | 0.014402 | 27.3609 | 0 | 0
27.3783 | 932.8308 | 0.014351 | 27.3783 | 0 | 0
27.3956 | 921.2191 | 0.014173 | 27.3956 | 0 | 0
27.4129 | 912.9733 | 0.014046 | 27.4129 | 0 | 0
27.4303 | 908.6374 | 0.013979 | 27.4303 | 0 | 0
27.4476 | 909.2057 | 0.013988 | 27.4476 | 0 | 0
27.465 | 898.2433 | 0.013819 | 27.465 | 0 | 0
27.4824 | 871.4052 | 0.013406 | 27.4824 | 0 | 0
27.4997 | 863.2142 | 0.01328 | 27.4997 | 0 | 0
27.5171 | 906.9399 | 0.013953 | 27.5171 | 0 | 0
27.5344 | 937.3171 | 0.01442 | 27.5344 | 0 | 0
27.5517 | 946.1606 | 0.014556 | 27.5517 | 0 | 0
27.5691 | 953.0619 | 0.014662 | 27.5691 | 0 | 0
27.5864 | 956.0333 | 0.014708 | 27.5864 | 0 | 0
27.6038 | 918.7849 | 0.014135 | 27.6038 | 0 | 0
27.6212 | 866.1708 | 0.013326 | 27.6212 | 0 | 0
27.6385 | 861.1185 | 0.013248 | 27.6385 | 0 | 0
27.6559 | 872.1497 | 0.013418 | 27.6559 | 0 | 0
27.6732 | 874.5703 | 0.013455 | 27.6732 | 0 | 0
27.6906 | 870.1143 | 0.013386 | 27.6906 | 0 | 0
27.7079 | 859.1638 | 0.013218 | 27.7079 | 0 | 0
27.7252 | 843.8334 | 0.012982 | 27.7252 | 0 | 0
27.7426 | 827.2489 | 0.012727 | 27.7426 | 0 | 0
27.7599 | 819.3896 | 0.012606 | 27.7599 | 0 | 0
27.7773 | 831.2542 | 0.012789 | 27.7773 | 0 | 0
27.7947 | 828.1557 | 0.012741 | 27.7947 | 0 | 0
27.812 | 764.287 | 0.011758 | 27.812 | 0 | 0
27.8294 | 720.9023 | 0.011091 | 27.8294 | 0 | 0
27.8467 | 750.8196 | 0.011551 | 27.8467 | 0 | 0
27.864 | 799.458 | 0.012299 | 27.864 | 0 | 0
27.8814 | 862.4361 | 0.013268 | 27.8814 | 0 | 0
27.8987 | 879.1707 | 0.013526 | 27.8987 | 0 | 0
27.9161 | 840.7628 | 0.012935 | 27.9161 | 0 | 0
27.9335 | 816.5625 | 0.012563 | 27.9335 | 0 | 0
27.9508 | 810.0376 | 0.012462 | 27.9508 | 0 | 0
27.9682 | 826.1033 | 0.012709 | 27.9682 | 0 | 0
27.9855 | 850.2375 | 0.013081 | 27.9855 | 0 | 0
28.0028 | 823.8896 | 0.012675 | 28.0028 | 0 | 0
28.0202 | 768.7001 | 0.011826 | 28.0202 | 0 | 0
28.0375 | 765.7057 | 0.01178 | 28.0375 | 0 | 0
28.0549 | 788.4647 | 0.01213 | 28.0549 | 0 | 0
28.0723 | 828.3294 | 0.012744 | 28.0723 | 0 | 0
28.0896 | 869.9902 | 0.013384 | 28.0896 | 0 | 0
28.107 | 902.0706 | 0.013878 | 28.107 | 0 | 0
28.1243 | 900.4437 | 0.013853 | 28.1243 | 0 | 0
28.1416 | 833.9364 | 0.01283 | 28.1416 | 0 | 0
28.159 | 760.4856 | 0.0117 | 28.159 | 0 | 0
28.1763 | 718.9457 | 0.011061 | 28.1763 | 0 | 0
28.1937 | 689.9486 | 0.010615 | 28.1937 | 0 | 0
28.2111 | 668.6609 | 0.010287 | 28.2111 | 0 | 0
28.2284 | 663.8548 | 0.010213 | 28.2284 | 0 | 0
28.2458 | 706.8652 | 0.010875 | 28.2458 | 0 | 0
28.2631 | 747.4681 | 0.0115 | 28.2631 | 0 | 0
28.2804 | 787.8979 | 0.012122 | 28.2804 | 0 | 0
28.2978 | 754.6587 | 0.01161 | 28.2978 | 0 | 0
28.3151 | 664.9575 | 0.01023 | 28.3151 | 0 | 0
28.3325 | 683.6289 | 0.010517 | 28.3325 | 0 | 0
28.3498 | 761.4564 | 0.011715 | 28.3498 | 0 | 0
28.3672 | 814.8372 | 0.012536 | 28.3672 | 0 | 0
28.3846 | 837.8174 | 0.012889 | 28.3846 | 0 | 0
28.4019 | 837.785 | 0.012889 | 28.4019 | 0 | 0
28.4193 | 828.6312 | 0.012748 | 28.4193 | 0 | 0
28.4366 | 832.1439 | 0.012802 | 28.4366 | 0 | 0
28.4539 | 833.9814 | 0.01283 | 28.4539 | 0 | 0
28.4713 | 800.7684 | 0.01232 | 28.4713 | 0 | 0
28.4886 | 751.6868 | 0.011564 | 28.4886 | 0 | 0
28.506 | 709.4403 | 0.010914 | 28.506 | 0 | 0
28.5234 | 698.6283 | 0.010748 | 28.5234 | 0 | 0
28.5407 | 747.5976 | 0.011502 | 28.5407 | 0 | 0
28.5581 | 778.5104 | 0.011977 | 28.5581 | 0 | 0
28.5754 | 728.7078 | 0.011211 | 28.5754 | 0 | 0
28.5927 | 0 | 0 | 28.5927 | 0 | 0
Degrees | (Cd) |  | Degrees | (Cd)
Degrees | (Cd) |  | Degrees | (Cd)
Degrees | (Cd) |  | Degrees | (Cd)
Degrees | (Cd)
Degrees | (Cd)

## VSNP
S4WRD-C2 PAR | 2023-01-18
| Beam Angle | Field Angle
| 17.43 | 32.85
[5 empty] | Lens Efficiency | Power Consump (Watts) | Efficacy (lm/W)
LED Type | Accessory Lens | Candela | Field Lumens | Beam Lumens
Full ON | VNSP | 59228 | 5446 | 2533 | 93.61% | 143 | 38.0839
3200K (Preset-1) | VNSP | 51175.9223 | 4705.6134 | 2188.6373 | 93.91% | 109 | 43.1708
5600K (Preset-2) | VNSP | 55974.9496 | 5146.8828 | 2393.877 | 93.68% | 124 | 41.5071
RED (Direct) | VNSP | 8336.9133 | 766.5771 | 356.5442 | 93.26% | 50.1 | 15.3009
AMBER (Direct) | VNSP | 19896.1345 | 1829.4447 | 850.8967 | 93.96% | 50.2 | 36.4431
GREEN (Direct) | VNSP | 30159.2108 | 2773.132 | 1289.817 | 93.81% | 50.4 | 55.0225
BLUE (Direct) | VNSP | 5951.6149 | 547.2495 | 254.5323 | 91.97% | 50.2 | 10.9014
| For Field diameter at any distance, multiply distance by |  |  |  | 0.58958
| For Beam diameter at any distance, multiply distance by |  |  |  | 0.30658
Dist for 1.0 fc
| Throw Distance (ft) | 10 | 15 | 20 | 25 | 243.368
| Throw Distance (m) | 3.048 | 4.572 | 6.096 | 7.62 | 74.1786
| Field Diameter (ft) | 5.8958 | 8.8437 | 11.7916 | 14.7395
| Field Diameter (m) | 1.797 | 2.6956 | 3.5941 | 4.4926
| Illuminance (fc) | 592.28 | 263.2356 | 148.07 | 94.7648
| Illuminance (lux) | 6375.2427 | 2833.4412 | 1593.8107 | 1020.0388
Test Distance | Iso-Illuminance Diagram grid lines
3.124 | 0.25 | 0.5 | 0.75 | 1
| 0.080026 | 0.16005 | 0.24008 | 0.3201
Measurement: Full On (SCDM off) - VNSP w/ diffuser "full peak" - Intensity |  |  | Measurement: Full On (SCDM off) - VNSP w/ diffuser "full peak" - Intensity
Degrees | (Cd) |  | Degrees | (Cd)
-28.5927 | 0 | 0 | -28.5927 | 0 | 0
-28.5754 | 0 | 0 | -28.5754 | 0 | 0
-28.5581 | 0 | 0 | -28.5581 | 0 | 0
-28.5407 | 0 | 0 | -28.5407 | 0 | 0
-28.5234 | 0 | 0 | -28.5234 | 0 | 0
-28.506 | 0 | 0 | -28.506 | 0 | 0
-28.4886 | 0 | 0 | -28.4886 | 0 | 0
-28.4713 | 0 | 0 | -28.4713 | 0 | 0
-28.4539 | 0 | 0 | -28.4539 | 0 | 0
-28.4366 | 0 | 0 | -28.4366 | 0 | 0
-28.4193 | 0 | 0 | -28.4193 | 0 | 0
-28.4019 | 0 | 0 | -28.4019 | 0 | 0
-28.3846 | 0 | 0 | -28.3846 | 0 | 0
-28.3672 | 0 | 0 | -28.3672 | 0 | 0
-28.3498 | 0 | 0 | -28.3498 | 0 | 0
-28.3325 | 0 | 0 | -28.3325 | 0 | 0
-28.3151 | 0 | 0 | -28.3151 | 0 | 0
-28.2978 | 0 | 0 | -28.2978 | 0 | 0
-28.2804 | 0 | 0 | -28.2804 | 0 | 0
-28.2631 | 0 | 0 | -28.2631 | 0 | 0
-28.2458 | 0 | 0 | -28.2458 | 0 | 0
-28.2284 | 0 | 0 | -28.2284 | 0 | 0
-28.2111 | 0 | 0 | -28.2111 | 0 | 0
-28.1937 | 0 | 0 | -28.1937 | 0 | 0
-28.1763 | 0 | 0 | -28.1763 | 0 | 0
-28.159 | 0 | 0 | -28.159 | 0 | 0
-28.1416 | 0 | 0 | -28.1416 | 0 | 0
-28.1243 | 0 | 0 | -28.1243 | 0 | 0
-28.107 | 0 | 0 | -28.107 | 0 | 0
-28.0896 | 0 | 0 | -28.0896 | 0 | 0
-28.0723 | 0 | 0 | -28.0723 | 0 | 0
-28.0549 | 0 | 0 | -28.0549 | 0 | 0
-28.0375 | 0 | 0 | -28.0375 | 0 | 0
-28.0202 | 0 | 0 | -28.0202 | 0 | 0
-28.0028 | 0 | 0 | -28.0028 | 0 | 0
-27.9855 | 0 | 0 | -27.9855 | 0 | 0
-27.9682 | 0 | 0 | -27.9682 | 0 | 0
-27.9508 | 0 | 0 | -27.9508 | 0 | 0
-27.9335 | 0 | 0 | -27.9335 | 0 | 0
-27.9161 | 0 | 0 | -27.9161 | 0 | 0
-27.8987 | 0 | 0 | -27.8987 | 0 | 0
-27.8814 | 0 | 0 | -27.8814 | 0 | 0
-27.864 | 0 | 0 | -27.864 | 0 | 0
-27.8467 | 0 | 0 | -27.8467 | 0 | 0
-27.8294 | 0 | 0 | -27.8294 | 0 | 0
-27.812 | 0 | 0 | -27.812 | 0 | 0
-27.7947 | 0 | 0 | -27.7947 | 0 | 0
-27.7773 | 0 | 0 | -27.7773 | 0 | 0
-27.7599 | 0 | 0 | -27.7599 | 0 | 0
-27.7426 | 0 | 0 | -27.7426 | 0 | 0
-27.7252 | 0 | 0 | -27.7252 | 0 | 0
-27.7079 | 0 | 0 | -27.7079 | 0 | 0
-27.6906 | 0 | 0 | -27.6906 | 0 | 0
-27.6732 | 0 | 0 | -27.6732 | 0 | 0
-27.6559 | 0 | 0 | -27.6559 | 0 | 0
-27.6385 | 0 | 0 | -27.6385 | 0 | 0
-27.6212 | 0 | 0 | -27.6212 | 0 | 0
-27.6038 | 0 | 0 | -27.6038 | 0 | 0
-27.5864 | 0 | 0 | -27.5864 | 0 | 0
-27.5691 | 0 | 0 | -27.5691 | 0 | 0
-27.5517 | 0 | 0 | -27.5517 | 0 | 0
-27.5344 | 0 | 0 | -27.5344 | 0 | 0
-27.5171 | 0 | 0 | -27.5171 | 0 | 0
-27.4997 | 0 | 0 | -27.4997 | 0 | 0
-27.4824 | 0 | 0 | -27.4824 | 0 | 0
-27.465 | 0 | 0 | -27.465 | 0 | 0
-27.4476 | 0 | 0 | -27.4476 | 0 | 0
-27.4303 | 0 | 0 | -27.4303 | 0 | 0
-27.4129 | 0 | 0 | -27.4129 | 0 | 0
-27.3956 | 0 | 0 | -27.3956 | 0 | 0
-27.3783 | 0 | 0 | -27.3783 | 0 | 0
-27.3609 | 0 | 0 | -27.3609 | 0 | 0
-27.3436 | 0 | 0 | -27.3436 | 0 | 0
-27.3262 | 0 | 0 | -27.3262 | 0 | 0
-27.3088 | 0 | 0 | -27.3088 | 0 | 0
-27.2915 | 0 | 0 | -27.2915 | 0 | 0
-27.2741 | 0 | 0 | -27.2741 | 0 | 0
-27.2568 | 0 | 0 | -27.2568 | 0 | 0
-27.2395 | 0 | 0 | -27.2395 | 0 | 0
-27.2221 | 0 | 0 | -27.2221 | 0 | 0
-27.2048 | 0 | 0 | -27.2048 | 0 | 0
-27.1874 | 0 | 0 | -27.1874 | 0 | 0
-27.17 | 0 | 0 | -27.17 | 0 | 0
-27.1527 | 0 | 0 | -27.1527 | 0 | 0
-27.1353 | 0 | 0 | -27.1353 | 0 | 0
-27.118 | 0 | 0 | -27.118 | 0 | 0
-27.1007 | 0 | 0 | -27.1007 | 0 | 0
-27.0833 | 0 | 0 | -27.0833 | 0 | 0
-27.066 | 0 | 0 | -27.066 | 0 | 0
-27.0486 | 0 | 0 | -27.0486 | 0 | 0
-27.0312 | 0 | 0 | -27.0312 | 0 | 0
-27.0139 | 0 | 0 | -27.0139 | 0 | 0
-26.9965 | 0 | 0 | -26.9965 | 0 | 0
-26.9792 | 0 | 0 | -26.9792 | 0 | 0
-26.9618 | 0 | 0 | -26.9618 | 0 | 0
-26.9445 | 0 | 0 | -26.9445 | 0 | 0
-26.9272 | 0 | 0 | -26.9272 | 0 | 0
-26.9098 | 0 | 0 | -26.9098 | 0 | 0
-26.8925 | 0 | 0 | -26.8925 | 0 | 0
-26.8751 | 0 | 0 | -26.8751 | 0 | 0
-26.8577 | 0 | 0 | -26.8577 | 0 | 0
-26.8404 | 0 | 0 | -26.8404 | 0 | 0
-26.823 | 0 | 0 | -26.823 | 0 | 0
-26.8057 | 0 | 0 | -26.8057 | 0 | 0
-26.7884 | 0 | 0 | -26.7884 | 0 | 0
-26.771 | 0 | 0 | -26.771 | 0 | 0
-26.7537 | 0 | 0 | -26.7537 | 0 | 0
-26.7363 | 0 | 0 | -26.7363 | 0 | 0
-26.7189 | 0 | 0 | -26.7189 | 0 | 0
-26.7016 | 0 | 0 | -26.7016 | 0 | 0
-26.6842 | 0 | 0 | -26.6842 | 0 | 0
-26.6669 | 0 | 0 | -26.6669 | 0 | 0
-26.6496 | 0 | 0 | -26.6496 | 0 | 0
-26.6322 | 0 | 0 | -26.6322 | 0 | 0
-26.6149 | 0 | 0 | -26.6149 | 0 | 0
-26.5975 | 0 | 0 | -26.5975 | 0 | 0
-26.5801 | 0 | 0 | -26.5801 | 0 | 0
-26.5628 | 0 | 0 | -26.5628 | 0 | 0
-26.5454 | 0 | 0 | -26.5454 | 0 | 0
-26.5281 | 0 | 0 | -26.5281 | 0 | 0
-26.5108 | 0 | 0 | -26.5108 | 0 | 0
-26.4934 | 0 | 0 | -26.4934 | 0 | 0
-26.4761 | 0 | 0 | -26.4761 | 0 | 0
-26.4587 | 0 | 0 | -26.4587 | 0 | 0
-26.4413 | 0 | 0 | -26.4413 | 0 | 0
-26.424 | 0 | 0 | -26.424 | 0 | 0
-26.4066 | 0 | 0 | -26.4066 | 0 | 0
-26.3893 | 0 | 0 | -26.3893 | 0 | 0
-26.3719 | 0 | 0 | -26.3719 | 0 | 0
-26.3546 | 0 | 0 | -26.3546 | 0 | 0
-26.3373 | 0 | 0 | -26.3373 | 0 | 0
-26.3199 | 0 | 0 | -26.3199 | 0 | 0
-26.3026 | 0 | 0 | -26.3026 | 0 | 0
-26.2852 | 0 | 0 | -26.2852 | 0 | 0
-26.2678 | 0 | 0 | -26.2678 | 0 | 0
-26.2505 | 0 | 0 | -26.2505 | 0 | 0
-26.2331 | 0 | 0 | -26.2331 | 0 | 0
-26.2158 | 0 | 0 | -26.2158 | 0 | 0
-26.1985 | 0 | 0 | -26.1985 | 0 | 0
-26.1811 | 0 | 0 | -26.1811 | 0 | 0
-26.1638 | 0 | 0 | -26.1638 | 0 | 0
-26.1464 | 0 | 0 | -26.1464 | 0 | 0
-26.1291 | 0 | 0 | -26.1291 | 0 | 0
-26.1117 | 0 | 0 | -26.1117 | 0 | 0
-26.0943 | 0 | 0 | -26.0943 | 0 | 0
-26.077 | 0 | 0 | -26.077 | 0 | 0
-26.0597 | 0 | 0 | -26.0597 | 0 | 0
-26.0423 | 0 | 0 | -26.0423 | 0 | 0
-26.025 | 0 | 0 | -26.025 | 0 | 0
-26.0076 | 0 | 0 | -26.0076 | 0 | 0
-25.9903 | 0 | 0 | -25.9903 | 0 | 0
-25.9729 | 0 | 0 | -25.9729 | 0 | 0
-25.9555 | 0 | 0 | -25.9555 | 0 | 0
-25.9382 | 0 | 0 | -25.9382 | 0 | 0
-25.9209 | 0 | 0 | -25.9209 | 0 | 0
-25.9035 | 0 | 0 | -25.9035 | 0 | 0
-25.8862 | 0 | 0 | -25.8862 | 0 | 0
-25.8688 | 0 | 0 | -25.8688 | 0 | 0
-25.8515 | 0 | 0 | -25.8515 | 0 | 0
-25.8341 | 0 | 0 | -25.8341 | 0 | 0
-25.8168 | 0 | 0 | -25.8168 | 0 | 0
-25.7994 | 0 | 0 | -25.7994 | 0 | 0
-25.7821 | 0 | 0 | -25.7821 | 0 | 0
-25.7647 | 0 | 0 | -25.7647 | 0 | 0
-25.7474 | 0 | 0 | -25.7474 | 0 | 0
-25.73 | 0 | 0 | -25.73 | 0 | 0
-25.7127 | 0 | 0 | -25.7127 | 0 | 0
-25.6953 | 0 | 0 | -25.6953 | 0 | 0
-25.678 | 0 | 0 | -25.678 | 0 | 0
-25.6606 | 0 | 0 | -25.6606 | 0 | 0
-25.6433 | 0 | 0 | -25.6433 | 0 | 0
-25.6259 | 0 | 0 | -25.6259 | 0 | 0
-25.6086 | 0 | 0 | -25.6086 | 0 | 0
-25.5912 | 0 | 0 | -25.5912 | 0 | 0
-25.5739 | 0 | 0 | -25.5739 | 0 | 0
-25.5565 | 0 | 0 | -25.5565 | 0 | 0
-25.5392 | 0 | 0 | -25.5392 | 0 | 0
-25.5218 | 0 | 0 | -25.5218 | 0 | 0
-25.5045 | 0 | 0 | -25.5045 | 0 | 0
-25.4871 | 0 | 0 | -25.4871 | 0 | 0
-25.4698 | 0 | 0 | -25.4698 | 0 | 0
-25.4524 | 0 | 0 | -25.4524 | 0 | 0
-25.4351 | 0 | 0 | -25.4351 | 0 | 0
-25.4177 | 0 | 0 | -25.4177 | 0 | 0
-25.4004 | 29.6302 | 0.00049967 | -25.4004 | 0 | 0
-25.383 | 529.1214 | 0.0089228 | -25.383 | 0 | 0
-25.3657 | 1120.125 | 0.018889 | -25.3657 | 0 | 0
-25.3483 | 1081.906 | 0.018245 | -25.3483 | 0 | 0
-25.331 | 1016.618 | 0.017144 | -25.331 | 0 | 0
-25.3136 | 995.7007 | 0.016791 | -25.3136 | 0 | 0
-25.2963 | 1045.444 | 0.01763 | -25.2963 | 0 | 0
-25.2789 | 1104.275 | 0.018622 | -25.2789 | 0 | 0
-25.2616 | 1072.512 | 0.018086 | -25.2616 | 0 | 0
-25.2442 | 1103.105 | 0.018602 | -25.2442 | 0 | 0
-25.2269 | 1137.441 | 0.019181 | -25.2269 | 0 | 0
-25.2095 | 1163.891 | 0.019627 | -25.2095 | 0 | 0
-25.1922 | 1104.818 | 0.018631 | -25.1922 | 0 | 0
-25.1748 | 995.5291 | 0.016788 | -25.1748 | 0 | 0
-25.1575 | 1074.799 | 0.018125 | -25.1575 | 0 | 0
-25.1401 | 1119.783 | 0.018883 | -25.1401 | 0 | 0
-25.1228 | 1198.587 | 0.020212 | -25.1228 | 0 | 0
-25.1054 | 1176.436 | 0.019839 | -25.1054 | 0 | 0
-25.0881 | 1095.413 | 0.018472 | -25.0881 | 0 | 0
-25.0707 | 1110.725 | 0.018731 | -25.0707 | 0 | 0
-25.0534 | 1128.229 | 0.019026 | -25.0534 | 0 | 0
-25.036 | 1121.324 | 0.018909 | -25.036 | 0 | 0
-25.0187 | 1155.465 | 0.019485 | -25.0187 | 0 | 0
-25.0013 | 1108.813 | 0.018698 | -25.0013 | 0 | 0
-24.984 | 1142.375 | 0.019264 | -24.984 | 0 | 0
-24.9666 | 1132.052 | 0.01909 | -24.9666 | 0 | 0
-24.9493 | 1089.285 | 0.018369 | -24.9493 | 0 | 0
-24.9319 | 1119.517 | 0.018879 | -24.9319 | 0 | 0
-24.9146 | 1161.563 | 0.019588 | -24.9146 | 0 | 0
-24.8972 | 1203.059 | 0.020288 | -24.8972 | 0 | 0
-24.8799 | 1159.474 | 0.019553 | -24.8799 | 0 | 0
-24.8625 | 1129.55 | 0.019048 | -24.8625 | 0 | 0
-24.8452 | 1265.077 | 0.021334 | -24.8452 | 0 | 0
-24.8278 | 1168.914 | 0.019712 | -24.8278 | 0 | 0
-24.8105 | 1180.789 | 0.019912 | -24.8105 | 0 | 0
-24.7931 | 1225.487 | 0.020666 | -24.7931 | 0 | 0
-24.7758 | 1188.145 | 0.020036 | -24.7758 | 0 | 0
-24.7584 | 1151.507 | 0.019418 | -24.7584 | 0 | 0
-24.7411 | 1211.302 | 0.020427 | -24.7411 | 0 | 0
-24.7237 | 1252.892 | 0.021128 | -24.7237 | 0 | 0
-24.7064 | 1172.973 | 0.01978 | -24.7064 | 0 | 0
-24.689 | 1216.253 | 0.02051 | -24.689 | 0 | 0
-24.6717 | 1269.356 | 0.021406 | -24.6717 | 0 | 0
-24.6543 | 1242.825 | 0.020958 | -24.6543 | 0 | 0
-24.637 | 1237.414 | 0.020867 | -24.637 | 0 | 0
-24.6196 | 1173.123 | 0.019783 | -24.6196 | 0 | 0
-24.6023 | 1162.623 | 0.019606 | -24.6023 | 0 | 0
-24.5849 | 1216.925 | 0.020522 | -24.5849 | 0 | 0
-24.5676 | 1245.046 | 0.020996 | -24.5676 | 0 | 0
-24.5502 | 1282.624 | 0.021629 | -24.5502 | 0 | 0
-24.5329 | 1158.523 | 0.019537 | -24.5329 | 0 | 0
-24.5155 | 1317.659 | 0.02222 | -24.5155 | 0 | 0
-24.4982 | 1249.081 | 0.021064 | -24.4982 | 0 | 0
-24.4808 | 1206.06 | 0.020338 | -24.4808 | 0 | 0
-24.4635 | 1223.828 | 0.020638 | -24.4635 | 0 | 0
-24.4461 | 1284.133 | 0.021655 | -24.4461 | 0 | 0
-24.4288 | 1263.547 | 0.021308 | -24.4288 | 0 | 0
-24.4114 | 1162.692 | 0.019607 | -24.4114 | 0 | 0
-24.3941 | 1224.425 | 0.020648 | -24.3941 | 0 | 0
-24.3767 | 1318.656 | 0.022237 | -24.3767 | 0 | 0
-24.3594 | 1305.176 | 0.02201 | -24.3594 | 0 | 0
-24.342 | 1260.912 | 0.021263 | -24.342 | 0 | 0
-24.3247 | 1310.371 | 0.022097 | -24.3247 | 0 | 0
-24.3073 | 1354.004 | 0.022833 | -24.3073 | 0 | 0
-24.29 | 1272.883 | 0.021465 | -24.29 | 0 | 0
-24.2726 | 1249.367 | 0.021069 | -24.2726 | 0 | 0
-24.2553 | 1303.067 | 0.021974 | -24.2553 | 0 | 0
-24.2379 | 1297.175 | 0.021875 | -24.2379 | 0 | 0
-24.2206 | 1261.527 | 0.021274 | -24.2206 | 0 | 0
-24.2032 | 1266.605 | 0.021359 | -24.2032 | 0 | 0
-24.1859 | 1281.337 | 0.021608 | -24.1859 | 0 | 0
-24.1685 | 1309.725 | 0.022086 | -24.1685 | 0 | 0
-24.1512 | 1386.917 | 0.023388 | -24.1512 | 0 | 0
-24.1338 | 1439.646 | 0.024277 | -24.1338 | 0 | 0
-24.1165 | 1377.181 | 0.023224 | -24.1165 | 0 | 0
-24.0991 | 1297.573 | 0.021882 | -24.0991 | 0 | 0
-24.0818 | 1300.819 | 0.021936 | -24.0818 | 0 | 0
-24.0644 | 1334.922 | 0.022511 | -24.0644 | 0 | 0
-24.0471 | 1341.739 | 0.022626 | -24.0471 | 0 | 0
-24.0297 | 1377.254 | 0.023225 | -24.0297 | 0 | 0
-24.0124 | 1431.122 | 0.024134 | -24.0124 | 0 | 0
-23.995 | 1411.344 | 0.0238 | -23.995 | 0 | 0
-23.9777 | 1399.325 | 0.023597 | -23.9777 | 0 | 0
-23.9603 | 1384.793 | 0.023352 | -23.9603 | 0 | 0
-23.943 | 1404.636 | 0.023687 | -23.943 | 0 | 0
-23.9256 | 1448.419 | 0.024425 | -23.9256 | 0 | 0
-23.9083 | 1378.926 | 0.023253 | -23.9083 | 0 | 0
-23.8909 | 1378.815 | 0.023252 | -23.8909 | 0 | 0
-23.8736 | 1419.418 | 0.023936 | -23.8736 | 0 | 0
-23.8562 | 1345.915 | 0.022697 | -23.8562 | 0 | 0
-23.8389 | 1328.263 | 0.022399 | -23.8389 | 0 | 0
-23.8215 | 1375.409 | 0.023194 | -23.8215 | 0 | 0
-23.8042 | 1450.255 | 0.024456 | -23.8042 | 0 | 0
-23.7868 | 1412.006 | 0.023811 | -23.7868 | 0 | 0
-23.7695 | 1346.816 | 0.022712 | -23.7695 | 0 | 0
-23.7521 | 1385.098 | 0.023357 | -23.7521 | 0 | 0
-23.7348 | 1424.42 | 0.024021 | -23.7348 | 0 | 0
-23.7174 | 1443.898 | 0.024349 | -23.7174 | 0 | 0
-23.7001 | 1432.731 | 0.024161 | -23.7001 | 0 | 0
-23.6827 | 1443.312 | 0.024339 | -23.6827 | 0 | 0
-23.6654 | 1467.245 | 0.024743 | -23.6654 | 0 | 0
-23.648 | 1489.054 | 0.025111 | -23.648 | 0 | 0
-23.6307 | 1466.893 | 0.024737 | -23.6307 | 0 | 0
-23.6133 | 1421.434 | 0.02397 | -23.6133 | 0 | 0
-23.596 | 1452.052 | 0.024487 | -23.596 | 0 | 0
-23.5786 | 1434.134 | 0.024184 | -23.5786 | 0 | 0
-23.5613 | 1457.168 | 0.024573 | -23.5613 | 0 | 0
-23.5439 | 1447.758 | 0.024414 | -23.5439 | 0 | 0
-23.5266 | 1444.059 | 0.024352 | -23.5266 | 0 | 0
-23.5092 | 1493.143 | 0.025179 | -23.5092 | 0 | 0
-23.4919 | 1538.996 | 0.025953 | -23.4919 | 0 | 0
-23.4745 | 1480.155 | 0.02496 | -23.4745 | 0 | 0
-23.4572 | 1473.003 | 0.02484 | -23.4572 | 0 | 0
-23.4398 | 1549.562 | 0.026131 | -23.4398 | 0 | 0
-23.4225 | 1541.124 | 0.025989 | -23.4225 | 0 | 0
-23.4051 | 1620.983 | 0.027335 | -23.4051 | 0 | 0
-23.3878 | 1532.589 | 0.025845 | -23.3878 | 0 | 0
-23.3704 | 1475.51 | 0.024882 | -23.3704 | 0 | 0
-23.3531 | 1486.162 | 0.025062 | -23.3531 | 0 | 0
-23.3357 | 1516.897 | 0.02558 | -23.3357 | 0 | 0
-23.3184 | 1499.708 | 0.02529 | -23.3184 | 0 | 0
-23.301 | 1531.514 | 0.025827 | -23.301 | 0 | 0
-23.2837 | 1484.456 | 0.025033 | -23.2837 | 0 | 0
-23.2663 | 1523.377 | 0.025689 | -23.2663 | 0 | 0
-23.249 | 1526.673 | 0.025745 | -23.249 | 0 | 0
-23.2316 | 1498.825 | 0.025275 | -23.2316 | 0 | 0
-23.2143 | 1492.957 | 0.025176 | -23.2143 | 0 | 0
-23.1969 | 1556.082 | 0.026241 | -23.1969 | 0 | 0
-23.1796 | 1562.943 | 0.026357 | -23.1796 | 0 | 0
-23.1622 | 1552.964 | 0.026188 | -23.1622 | 0 | 0
-23.1449 | 1557.312 | 0.026262 | -23.1449 | 0 | 0
-23.1275 | 1624.531 | 0.027395 | -23.1275 | 0 | 0
-23.1102 | 1615.052 | 0.027235 | -23.1102 | 0 | 0
-23.0928 | 1546.288 | 0.026076 | -23.0928 | 0 | 0
-23.0755 | 1693.666 | 0.028561 | -23.0755 | 0 | 0
-23.0581 | 1549.812 | 0.026135 | -23.0581 | 0 | 0
-23.0408 | 1517.689 | 0.025593 | -23.0408 | 0 | 0
-23.0234 | 1563.761 | 0.02637 | -23.0234 | 0 | 0
-23.0061 | 1533.525 | 0.02586 | -23.0061 | 0 | 0
-22.9887 | 1631.829 | 0.027518 | -22.9887 | 0 | 0
-22.9714 | 1634.548 | 0.027564 | -22.9714 | 0 | 0
-22.954 | 1591.133 | 0.026832 | -22.954 | 0 | 0
-22.9367 | 1595.613 | 0.026907 | -22.9367 | 0 | 0
-22.9193 | 1595.868 | 0.026912 | -22.9193 | 0 | 0
-22.902 | 1608.65 | 0.027127 | -22.902 | 0 | 0
-22.8846 | 1639.617 | 0.02765 | -22.8846 | 0 | 0
-22.8673 | 1668.54 | 0.028137 | -22.8673 | 0 | 0
-22.8499 | 1638.784 | 0.027635 | -22.8499 | 0 | 0
-22.8326 | 1693.074 | 0.028551 | -22.8326 | 0 | 0
-22.8152 | 1794.484 | 0.030261 | -22.8152 | 0 | 0
-22.7979 | 1722.583 | 0.029049 | -22.7979 | 0 | 0
-22.7805 | 1740.908 | 0.029358 | -22.7805 | 0 | 0
-22.7632 | 1671.486 | 0.028187 | -22.7632 | 0 | 0
-22.7458 | 1723 | 0.029056 | -22.7458 | 0 | 0
-22.7285 | 1677.682 | 0.028291 | -22.7285 | 0 | 0
-22.7111 | 1633.01 | 0.027538 | -22.7111 | 0 | 0
-22.6938 | 1694.148 | 0.028569 | -22.6938 | 0 | 0
-22.6764 | 1791.293 | 0.030207 | -22.6764 | 0 | 0
-22.6591 | 1840.323 | 0.031034 | -22.6591 | 0 | 0
-22.6417 | 1785.076 | 0.030102 | -22.6417 | 0 | 0
-22.6244 | 1747.618 | 0.029471 | -22.6244 | 0 | 0
-22.607 | 1790.563 | 0.030195 | -22.607 | 0 | 0
-22.5897 | 1816.767 | 0.030637 | -22.5897 | 0 | 0
-22.5723 | 1775.521 | 0.029941 | -22.5723 | 0 | 0
-22.555 | 1698.143 | 0.028636 | -22.555 | 0 | 0
-22.5376 | 1717.241 | 0.028959 | -22.5376 | 0 | 0
-22.5203 | 1823.167 | 0.030745 | -22.5203 | 0 | 0
-22.5029 | 1747.736 | 0.029473 | -22.5029 | 0 | 0
-22.4856 | 1790.014 | 0.030186 | -22.4856 | 0 | 0
-22.4682 | 1781.501 | 0.030042 | -22.4682 | 0 | 0
-22.4509 | 1766.439 | 0.029788 | -22.4509 | 0 | 0
-22.4335 | 1845.635 | 0.031124 | -22.4335 | 0 | 0
-22.4162 | 1850.313 | 0.031203 | -22.4162 | 0 | 0
-22.3988 | 1851.048 | 0.031215 | -22.3988 | 0 | 0
-22.3815 | 1787.795 | 0.030148 | -22.3815 | 0 | 0
-22.3641 | 1770.63 | 0.029859 | -22.3641 | 0 | 0
-22.3468 | 1807.277 | 0.030477 | -22.3468 | 0 | 0
-22.3294 | 1812.527 | 0.030565 | -22.3294 | 0 | 0
-22.3121 | 1822.39 | 0.030732 | -22.3121 | 0 | 0
-22.2947 | 1848.408 | 0.03117 | -22.2947 | 0 | 0
-22.2774 | 1859.862 | 0.031364 | -22.2774 | 0 | 0
-22.26 | 1874.178 | 0.031605 | -22.26 | 0 | 0
-22.2427 | 1875.685 | 0.03163 | -22.2427 | 0 | 0
-22.2253 | 1915.295 | 0.032298 | -22.2253 | 0 | 0
-22.208 | 1901.418 | 0.032064 | -22.208 | 1380.009 | 0.023272
-22.1906 | 1852.643 | 0.031242 | -22.1906 | 1375.148 | 0.02319
-22.1733 | 1896.128 | 0.031975 | -22.1733 | 1408.722 | 0.023756
-22.1559 | 1864.357 | 0.031439 | -22.1559 | 1418.923 | 0.023928
-22.1386 | 1951.405 | 0.032907 | -22.1386 | 1375.971 | 0.023204
-22.1212 | 1965.293 | 0.033142 | -22.1212 | 1322.549 | 0.022303
-22.1039 | 1856.848 | 0.031313 | -22.1039 | 1433.727 | 0.024178
-22.0865 | 1895.459 | 0.031964 | -22.0865 | 1480.566 | 0.024967
-22.0692 | 1885.065 | 0.031789 | -22.0692 | 1419.571 | 0.023939
-22.0518 | 1925.375 | 0.032468 | -22.0518 | 1483.553 | 0.025018
-22.0345 | 1954.803 | 0.032965 | -22.0345 | 1463.638 | 0.024682
-22.0171 | 1971.934 | 0.033254 | -22.0171 | 1425.439 | 0.024038
-21.9998 | 1957.747 | 0.033014 | -21.9998 | 1461.423 | 0.024645
-21.9824 | 1953.319 | 0.03294 | -21.9824 | 1497.66 | 0.025256
-21.9651 | 2006.361 | 0.033834 | -21.9651 | 1499.181 | 0.025281
-21.9477 | 1984.175 | 0.03346 | -21.9477 | 1486.325 | 0.025065
-21.9304 | 1887.267 | 0.031826 | -21.9304 | 1483.144 | 0.025011
-21.913 | 1917.35 | 0.032333 | -21.913 | 1493.322 | 0.025182
-21.8957 | 1990.61 | 0.033568 | -21.8957 | 1520.5 | 0.025641
-21.8783 | 2009.581 | 0.033888 | -21.8783 | 1576.638 | 0.026587
-21.861 | 1956.845 | 0.032999 | -21.861 | 1592.812 | 0.02686
-21.8436 | 2037.217 | 0.034354 | -21.8436 | 1521.148 | 0.025652
-21.8263 | 1926.275 | 0.032484 | -21.8263 | 1542.093 | 0.026005
-21.8089 | 2019.423 | 0.034054 | -21.8089 | 1590.114 | 0.026815
-21.7916 | 2081.605 | 0.035103 | -21.7916 | 1660.543 | 0.028002
-21.7742 | 2034.682 | 0.034312 | -21.7742 | 1598.904 | 0.026963
-21.7569 | 1978.321 | 0.033361 | -21.7569 | 1539.016 | 0.025953
-21.7395 | 2012.515 | 0.033938 | -21.7395 | 1471.856 | 0.024821
-21.7222 | 2068.014 | 0.034874 | -21.7222 | 1525.833 | 0.025731
-21.7048 | 2068.613 | 0.034884 | -21.7048 | 1577.227 | 0.026597
-21.6875 | 2065.311 | 0.034828 | -21.6875 | 1615.636 | 0.027245
-21.6701 | 2066.818 | 0.034854 | -21.6701 | 1629.664 | 0.027482
-21.6528 | 2063.146 | 0.034792 | -21.6528 | 1613.105 | 0.027202
-21.6354 | 2084.424 | 0.03515 | -21.6354 | 1578.426 | 0.026618
-21.6181 | 2109.563 | 0.035574 | -21.6181 | 1581.324 | 0.026667
-21.6007 | 2095.789 | 0.035342 | -21.6007 | 1635.772 | 0.027585
-21.5834 | 2037.759 | 0.034364 | -21.5834 | 1600.76 | 0.026994
-21.566 | 2040.128 | 0.034404 | -21.566 | 1570.235 | 0.02648
-21.5487 | 2054.356 | 0.034643 | -21.5487 | 1555.632 | 0.026233
-21.5313 | 2109.244 | 0.035569 | -21.5313 | 1635.852 | 0.027586
-21.514 | 2033.491 | 0.034292 | -21.514 | 1545.634 | 0.026065
-21.4966 | 2127.105 | 0.03587 | -21.4966 | 1676.563 | 0.028273
-21.4793 | 2103.878 | 0.035479 | -21.4793 | 1643.66 | 0.027718
-21.4619 | 2041.366 | 0.034424 | -21.4619 | 1586.526 | 0.026754
-21.4446 | 2132.878 | 0.035968 | -21.4446 | 1665.932 | 0.028093
-21.4272 | 2220.043 | 0.037437 | -21.4272 | 1652.162 | 0.027861
-21.4099 | 2201.91 | 0.037132 | -21.4099 | 1666.529 | 0.028103
-21.3925 | 2156.427 | 0.036365 | -21.3925 | 1694.434 | 0.028574
-21.3752 | 2177.852 | 0.036726 | -21.3752 | 1701.259 | 0.028689
-21.3578 | 2196.708 | 0.037044 | -21.3578 | 1668.762 | 0.028141
-21.3405 | 2187.958 | 0.036896 | -21.3405 | 1699.463 | 0.028659
-21.3231 | 2244.813 | 0.037855 | -21.3231 | 1714.178 | 0.028907
-21.3058 | 2263.286 | 0.038167 | -21.3058 | 1650.236 | 0.027829
-21.2884 | 2182.69 | 0.036808 | -21.2884 | 1649.74 | 0.02782
-21.2711 | 2190.59 | 0.036941 | -21.2711 | 1586.699 | 0.026757
-21.2537 | 2326.095 | 0.039226 | -21.2537 | 1620.11 | 0.027321
-21.2364 | 2309.93 | 0.038953 | -21.2364 | 1668.674 | 0.02814
-21.219 | 2306.153 | 0.03889 | -21.219 | 1645.452 | 0.027748
-21.2017 | 2369.104 | 0.039951 | -21.2017 | 1664.06 | 0.028062
-21.1843 | 2276.932 | 0.038397 | -21.1843 | 1689.724 | 0.028495
-21.167 | 2379.759 | 0.040131 | -21.167 | 1672.157 | 0.028198
-21.1496 | 2414.207 | 0.040712 | -21.1496 | 1687.669 | 0.02846
-21.1323 | 2340.403 | 0.039467 | -21.1323 | 1689.36 | 0.028488
-21.1149 | 2292.909 | 0.038666 | -21.1149 | 1716.698 | 0.028949
-21.0976 | 2273.946 | 0.038346 | -21.0976 | 1727.555 | 0.029132
-21.0802 | 2282.039 | 0.038483 | -21.0802 | 1693.631 | 0.02856
-21.0629 | 2340.415 | 0.039467 | -21.0629 | 1751.716 | 0.02954
-21.0455 | 2331.301 | 0.039314 | -21.0455 | 1812.972 | 0.030573
-21.0282 | 2333.454 | 0.03935 | -21.0282 | 1746.774 | 0.029457
-21.0108 | 2390.482 | 0.040312 | -21.0108 | 1728.856 | 0.029154
-20.9935 | 2366.179 | 0.039902 | -20.9935 | 1821.489 | 0.030717
-20.9761 | 2402.653 | 0.040517 | -20.9761 | 1891.68 | 0.0319
-20.9588 | 2405.486 | 0.040565 | -20.9588 | 1822.421 | 0.030732
-20.9414 | 2330.42 | 0.039299 | -20.9414 | 1719.6 | 0.028998
-20.9241 | 2300.897 | 0.038801 | -20.9241 | 1884.02 | 0.031771
-20.9067 | 2414.547 | 0.040717 | -20.9067 | 1822.349 | 0.030731
-20.8894 | 2525.563 | 0.04259 | -20.8894 | 1790.864 | 0.0302
-20.872 | 2538.639 | 0.04281 | -20.872 | 1916.54 | 0.032319
-20.8547 | 2534.001 | 0.042732 | -20.8547 | 1772.804 | 0.029896
-20.8373 | 2475.494 | 0.041745 | -20.8373 | 1885.554 | 0.031797
-20.82 | 2456.994 | 0.041433 | -20.82 | 1860.744 | 0.031378
-20.8026 | 2389.121 | 0.040289 | -20.8026 | 1865.517 | 0.031459
-20.7853 | 2494.182 | 0.04206 | -20.7853 | 1844.614 | 0.031106
-20.7679 | 2436.872 | 0.041094 | -20.7679 | 1829.63 | 0.030854
-20.7506 | 2384.23 | 0.040206 | -20.7506 | 1799.96 | 0.030353
-20.7332 | 2422.242 | 0.040847 | -20.7332 | 1788.98 | 0.030168
-20.7159 | 2467.201 | 0.041605 | -20.7159 | 1866.078 | 0.031468
-20.6985 | 2525.877 | 0.042595 | -20.6985 | 1885.928 | 0.031803
-20.6812 | 2523.099 | 0.042548 | -20.6812 | 1882.441 | 0.031744
-20.6638 | 2516.413 | 0.042435 | -20.6638 | 1914.065 | 0.032278
-20.6465 | 2530.678 | 0.042676 | -20.6465 | 1906.244 | 0.032146
-20.6291 | 2520.882 | 0.042511 | -20.6291 | 1901.942 | 0.032073
-20.6118 | 2556.91 | 0.043118 | -20.6118 | 1916.669 | 0.032322
-20.5944 | 2544.628 | 0.042911 | -20.5944 | 1840.907 | 0.031044
-20.5771 | 2599.202 | 0.043831 | -20.5771 | 1869.551 | 0.031527
-20.5597 | 2609.142 | 0.043999 | -20.5597 | 1855.838 | 0.031296
-20.5424 | 2738.604 | 0.046182 | -20.5424 | 1938.435 | 0.032689
-20.525 | 2694.414 | 0.045437 | -20.525 | 1943.525 | 0.032774
-20.5077 | 2680.507 | 0.045202 | -20.5077 | 1931.852 | 0.032578
-20.4903 | 2678.741 | 0.045173 | -20.4903 | 1902.019 | 0.032075
-20.473 | 2636.852 | 0.044466 | -20.473 | 1907.152 | 0.032161
-20.4556 | 2594.182 | 0.043747 | -20.4556 | 1933.696 | 0.032609
-20.4383 | 2573.529 | 0.043398 | -20.4383 | 1978.277 | 0.03336
-20.4209 | 2530.677 | 0.042676 | -20.4209 | 2015.921 | 0.033995
-20.4036 | 2606.479 | 0.043954 | -20.4036 | 2023.661 | 0.034126
-20.3862 | 2666.511 | 0.044966 | -20.3862 | 2031.273 | 0.034254
-20.3689 | 2750.342 | 0.04638 | -20.3689 | 2062.481 | 0.03478
-20.3515 | 2785.356 | 0.046971 | -20.3515 | 2042.579 | 0.034445
-20.3342 | 2768.459 | 0.046686 | -20.3342 | 1968.355 | 0.033193
-20.3168 | 2772.887 | 0.04676 | -20.3168 | 1924.957 | 0.032461
-20.2995 | 2778.939 | 0.046862 | -20.2995 | 1943.431 | 0.032773
-20.2821 | 2700.052 | 0.045532 | -20.2821 | 1964.909 | 0.033135
-20.2648 | 2668.576 | 0.045001 | -20.2648 | 1987.098 | 0.033509
-20.2474 | 2717.94 | 0.045834 | -20.2474 | 2017.367 | 0.03402
-20.2301 | 2701.526 | 0.045557 | -20.2301 | 2075.352 | 0.034998
-20.2127 | 2722.226 | 0.045906 | -20.2127 | 2021.788 | 0.034094
-20.1954 | 2751.04 | 0.046392 | -20.1954 | 1989.489 | 0.03355
-20.178 | 2734.404 | 0.046111 | -20.178 | 2015.852 | 0.033994
-20.1607 | 2787.675 | 0.04701 | -20.1607 | 2190.979 | 0.036947
-20.1433 | 2818.65 | 0.047532 | -20.1433 | 2084.4 | 0.03515
-20.126 | 2968.31 | 0.050056 | -20.126 | 2052.502 | 0.034612
-20.1086 | 2837.629 | 0.047852 | -20.1086 | 2099.371 | 0.035403
-20.0913 | 2830.858 | 0.047738 | -20.0913 | 2057.372 | 0.034694
-20.0739 | 2777.258 | 0.046834 | -20.0739 | 2165.386 | 0.036516
-20.0566 | 2862.083 | 0.048264 | -20.0566 | 2160.673 | 0.036436
-20.0392 | 2939.561 | 0.049571 | -20.0392 | 2190.327 | 0.036936
-20.0219 | 2835.17 | 0.047811 | -20.0219 | 2216.107 | 0.037371
-20.0045 | 2770.166 | 0.046714 | -20.0045 | 2200.619 | 0.03711
-19.9872 | 2829.675 | 0.047718 | -19.9872 | 2170.5 | 0.036602
-19.9698 | 2864.654 | 0.048308 | -19.9698 | 2226.997 | 0.037555
-19.9525 | 2832.904 | 0.047772 | -19.9525 | 2233.599 | 0.037666
-19.9351 | 2886.571 | 0.048677 | -19.9351 | 2217.33 | 0.037392
-19.9178 | 2956.954 | 0.049864 | -19.9178 | 2216.294 | 0.037374
-19.9004 | 2970.414 | 0.050091 | -19.9004 | 2212.836 | 0.037316
-19.8831 | 2960.457 | 0.049923 | -19.8831 | 2275.968 | 0.038381
-19.8657 | 2952.297 | 0.049786 | -19.8657 | 2336.981 | 0.039409
-19.8484 | 2972.364 | 0.050124 | -19.8484 | 2263.734 | 0.038174
-19.831 | 3063.836 | 0.051667 | -19.831 | 2202.752 | 0.037146
-19.8137 | 3070.154 | 0.051773 | -19.8137 | 2203.543 | 0.037159
-19.7963 | 3025.548 | 0.051021 | -19.7963 | 2222.93 | 0.037486
-19.779 | 2975.764 | 0.050182 | -19.779 | 2247.283 | 0.037897
-19.7616 | 2999.034 | 0.050574 | -19.7616 | 2286.677 | 0.038561
-19.7443 | 3116.435 | 0.052554 | -19.7443 | 2188.623 | 0.036908
-19.7269 | 3116.47 | 0.052554 | -19.7269 | 2196.598 | 0.037042
-19.7096 | 3125.559 | 0.052708 | -19.7096 | 2245.996 | 0.037875
-19.6922 | 3114.792 | 0.052526 | -19.6922 | 2237.297 | 0.037728
-19.6749 | 3080.824 | 0.051953 | -19.6749 | 2187.444 | 0.036888
-19.6575 | 3006.001 | 0.050691 | -19.6575 | 2255.707 | 0.038039
-19.6402 | 3096.54 | 0.052218 | -19.6402 | 2226.94 | 0.037554
-19.6228 | 3038.119 | 0.051233 | -19.6228 | 2264.384 | 0.038185
-19.6055 | 3159.376 | 0.053278 | -19.6055 | 2392.616 | 0.040348
-19.5881 | 3114.259 | 0.052517 | -19.5881 | 2382.213 | 0.040172
-19.5708 | 3141.953 | 0.052984 | -19.5708 | 2333.984 | 0.039359
-19.5534 | 3181.547 | 0.053652 | -19.5534 | 2355.559 | 0.039723
-19.5361 | 3216.914 | 0.054248 | -19.5361 | 2400.102 | 0.040474
-19.5187 | 3196.999 | 0.053912 | -19.5187 | 2373.693 | 0.040029
-19.5014 | 3287.486 | 0.055438 | -19.5014 | 2278.55 | 0.038424
-19.484 | 3278.084 | 0.05528 | -19.484 | 2282.004 | 0.038482
-19.4667 | 3237.496 | 0.054595 | -19.4667 | 2339.062 | 0.039445
-19.4493 | 3250.745 | 0.054819 | -19.4493 | 2340.464 | 0.039468
-19.432 | 3261.01 | 0.054992 | -19.432 | 2339.071 | 0.039445
-19.4146 | 3253.255 | 0.054861 | -19.4146 | 2322.148 | 0.039159
-19.3973 | 3251.31 | 0.054828 | -19.3973 | 2408.712 | 0.040619
-19.3799 | 3269.415 | 0.055133 | -19.3799 | 2458.001 | 0.04145
-19.3626 | 3251.049 | 0.054824 | -19.3626 | 2384.56 | 0.040212
-19.3452 | 3306.222 | 0.055754 | -19.3452 | 2408.854 | 0.040621
-19.3279 | 3367.177 | 0.056782 | -19.3279 | 2482.046 | 0.041856
-19.3105 | 3329.851 | 0.056153 | -19.3105 | 2495.896 | 0.042089
-19.2932 | 3366.107 | 0.056764 | -19.2932 | 2434.548 | 0.041055
-19.2758 | 3450.314 | 0.058184 | -19.2758 | 2410.402 | 0.040648
-19.2585 | 3369.76 | 0.056826 | -19.2585 | 2459.148 | 0.04147
-19.2411 | 3390.604 | 0.057177 | -19.2411 | 2489.469 | 0.041981
-19.2238 | 3428.423 | 0.057815 | -19.2238 | 2476.473 | 0.041762
-19.2064 | 3458.606 | 0.058324 | -19.2064 | 2497.695 | 0.04212
-19.1891 | 3520.646 | 0.05937 | -19.1891 | 2544.215 | 0.042904
-19.1717 | 3529.389 | 0.059518 | -19.1717 | 2554.677 | 0.043081
-19.1544 | 3536.923 | 0.059645 | -19.1544 | 2583.234 | 0.043562
-19.137 | 3473.913 | 0.058582 | -19.137 | 2593.419 | 0.043734
-19.1197 | 3460 | 0.058347 | -19.1197 | 2508.046 | 0.042294
-19.1023 | 3511.315 | 0.059213 | -19.1023 | 2523.895 | 0.042561
-19.085 | 3531.323 | 0.05955 | -19.085 | 2619.386 | 0.044172
-19.0676 | 3520.048 | 0.05936 | -19.0676 | 2542.29 | 0.042872
-19.0503 | 3441.919 | 0.058042 | -19.0503 | 2534.658 | 0.042743
-19.0329 | 3550.594 | 0.059875 | -19.0329 | 2471.725 | 0.041682
-19.0156 | 3621.415 | 0.061069 | -19.0156 | 2469.819 | 0.04165
-18.9982 | 3565.211 | 0.060122 | -18.9982 | 2525.588 | 0.04259
-18.9809 | 3502.118 | 0.059058 | -18.9809 | 2526.654 | 0.042608
-18.9635 | 3479.591 | 0.058678 | -18.9635 | 2655.078 | 0.044774
-18.9462 | 3623.576 | 0.061106 | -18.9462 | 2501.318 | 0.042181
-18.9288 | 3639.74 | 0.061378 | -18.9288 | 2646.978 | 0.044637
-18.9115 | 3606.139 | 0.060812 | -18.9115 | 2612.084 | 0.044049
-18.8941 | 3659.882 | 0.061718 | -18.8941 | 2640.984 | 0.044536
-18.8768 | 3700.218 | 0.062398 | -18.8768 | 2687.728 | 0.045324
-18.8594 | 3685.631 | 0.062152 | -18.8594 | 2699.573 | 0.045524
-18.8421 | 3766.637 | 0.063518 | -18.8421 | 2732.94 | 0.046087
-18.8247 | 3694.984 | 0.06231 | -18.8247 | 2727.048 | 0.045987
-18.8074 | 3667.719 | 0.06185 | -18.8074 | 2784.004 | 0.046948
-18.79 | 3707.281 | 0.062517 | -18.79 | 2757.95 | 0.046508
-18.7727 | 3731.717 | 0.062929 | -18.7727 | 2716.921 | 0.045817
-18.7553 | 3774.217 | 0.063646 | -18.7553 | 2722.952 | 0.045918
-18.738 | 3806.685 | 0.064194 | -18.738 | 2687.976 | 0.045328
-18.7206 | 3780.222 | 0.063747 | -18.7206 | 2645.247 | 0.044608
-18.7033 | 3756.974 | 0.063355 | -18.7033 | 2639.277 | 0.044507
-18.6859 | 3781.135 | 0.063763 | -18.6859 | 2702.06 | 0.045566
-18.6686 | 3817.251 | 0.064372 | -18.6686 | 2835.412 | 0.047815
-18.6512 | 3860.437 | 0.0651 | -18.6512 | 2892.32 | 0.048774
-18.6339 | 3916.441 | 0.066045 | -18.6339 | 2874.713 | 0.048477
-18.6165 | 3945.391 | 0.066533 | -18.6165 | 2840.127 | 0.047894
-18.5992 | 3969.253 | 0.066935 | -18.5992 | 2782.918 | 0.046929
-18.5818 | 3924.059 | 0.066173 | -18.5818 | 2764.454 | 0.046618
-18.5645 | 3840.891 | 0.064771 | -18.5645 | 2761.892 | 0.046575
-18.5471 | 3894.8 | 0.06568 | -18.5471 | 2809.057 | 0.04737
-18.5298 | 3977.203 | 0.067069 | -18.5298 | 2830.605 | 0.047734
-18.5124 | 4017.671 | 0.067752 | -18.5124 | 2886.676 | 0.048679
-18.4951 | 4001.083 | 0.067472 | -18.4951 | 2957.682 | 0.049877
-18.4777 | 3959.042 | 0.066763 | -18.4777 | 3022.333 | 0.050967
-18.4604 | 3939.643 | 0.066436 | -18.4604 | 3022.033 | 0.050962
-18.443 | 3984.732 | 0.067196 | -18.443 | 2981.648 | 0.050281
-18.4257 | 4024.12 | 0.06786 | -18.4257 | 2992.779 | 0.050468
-18.4083 | 4025.383 | 0.067882 | -18.4083 | 2964.938 | 0.049999
-18.391 | 4088.482 | 0.068946 | -18.391 | 2928.256 | 0.04938
-18.3736 | 4101.736 | 0.069169 | -18.3736 | 2948.154 | 0.049716
-18.3563 | 4062.199 | 0.068503 | -18.3563 | 3013.78 | 0.050823
-18.3389 | 4074.525 | 0.06871 | -18.3389 | 3044.707 | 0.051344
-18.3216 | 4038.385 | 0.068101 | -18.3216 | 3013.954 | 0.050826
-18.3042 | 4044.912 | 0.068211 | -18.3042 | 3021.267 | 0.050949
-18.2869 | 4154.056 | 0.070052 | -18.2869 | 3051.537 | 0.051459
-18.2695 | 4144.755 | 0.069895 | -18.2695 | 3029.576 | 0.051089
-18.2522 | 4220.741 | 0.071176 | -18.2522 | 3051.6 | 0.05146
-18.2348 | 4216.631 | 0.071107 | -18.2348 | 3107.176 | 0.052398
-18.2175 | 4342.879 | 0.073236 | -18.2175 | 3052.719 | 0.051479
-18.2001 | 4293.166 | 0.072397 | -18.2001 | 2994.53 | 0.050498
-18.1828 | 4256.256 | 0.071775 | -18.1828 | 3025.626 | 0.051022
-18.1654 | 4263.552 | 0.071898 | -18.1654 | 3102.488 | 0.052319
-18.1481 | 4330.147 | 0.073021 | -18.1481 | 3072.207 | 0.051808
-18.1307 | 4347.304 | 0.07331 | -18.1307 | 3150.689 | 0.053131
-18.1134 | 4303.625 | 0.072574 | -18.1134 | 3148.715 | 0.053098
-18.096 | 4330.651 | 0.07303 | -18.096 | 3163.898 | 0.053354
-18.0787 | 4423.227 | 0.074591 | -18.0787 | 3149.978 | 0.053119
-18.0613 | 4462.038 | 0.075245 | -18.0613 | 3217.252 | 0.054254
-18.044 | 4451.915 | 0.075074 | -18.044 | 3182.42 | 0.053666
-18.0266 | 4480.829 | 0.075562 | -18.0266 | 3228.565 | 0.054445
-18.0093 | 4506.496 | 0.075995 | -18.0093 | 3310.456 | 0.055826
-17.9919 | 4475.142 | 0.075466 | -17.9919 | 3277.895 | 0.055276
-17.9746 | 4503.092 | 0.075937 | -17.9746 | 3177.44 | 0.053582
-17.9572 | 4420.818 | 0.07455 | -17.9572 | 3191.709 | 0.053823
-17.9399 | 4390.7 | 0.074042 | -17.9399 | 3272.806 | 0.055191
-17.9225 | 4489.399 | 0.075707 | -17.9225 | 3338.319 | 0.056295
-17.9052 | 4541.166 | 0.07658 | -17.9052 | 3327.641 | 0.056115
-17.8878 | 4395.697 | 0.074126 | -17.8878 | 3279.201 | 0.055298
-17.8705 | 4348.646 | 0.073333 | -17.8705 | 3267.18 | 0.055096
-17.8531 | 4495.809 | 0.075815 | -17.8531 | 3303.233 | 0.055704
-17.8358 | 4564.522 | 0.076973 | -17.8358 | 3348.048 | 0.056459
-17.8184 | 4607.709 | 0.077702 | -17.8184 | 3332.301 | 0.056194
-17.8011 | 4602.229 | 0.077609 | -17.8011 | 3316.276 | 0.055924
-17.7837 | 4614.392 | 0.077814 | -17.7837 | 3308.411 | 0.055791
-17.7664 | 4691.306 | 0.079111 | -17.7664 | 3370.15 | 0.056832
-17.749 | 4653.183 | 0.078469 | -17.749 | 3417.64 | 0.057633
-17.7317 | 4689.521 | 0.079081 | -17.7317 | 3337.92 | 0.056289
-17.7143 | 4702.047 | 0.079293 | -17.7143 | 3335.355 | 0.056245
-17.697 | 4689.269 | 0.079077 | -17.697 | 3408.042 | 0.057471
-17.6796 | 4719.546 | 0.079588 | -17.6796 | 3425.903 | 0.057772
-17.6623 | 4718.593 | 0.079572 | -17.6623 | 3426.279 | 0.057779
-17.6449 | 4704.6 | 0.079336 | -17.6449 | 3529.025 | 0.059511
-17.6276 | 4760.903 | 0.080285 | -17.6276 | 3571.031 | 0.06022
-17.6102 | 4849.798 | 0.081784 | -17.6102 | 3542.266 | 0.059735
-17.5929 | 4855.492 | 0.08188 | -17.5929 | 3459.245 | 0.058335
-17.5755 | 4846.303 | 0.081725 | -17.5755 | 3412.819 | 0.057552
-17.5582 | 4922.404 | 0.083008 | -17.5582 | 3457.954 | 0.058313
-17.5408 | 4953.303 | 0.08353 | -17.5408 | 3556.241 | 0.05997
-17.5235 | 4931.667 | 0.083165 | -17.5235 | 3580.051 | 0.060372
-17.5061 | 4851.474 | 0.081812 | -17.5061 | 3560.897 | 0.060049
-17.4888 | 4972.983 | 0.083861 | -17.4888 | 3556.11 | 0.059968
-17.4714 | 4987.74 | 0.08411 | -17.4714 | 3565.067 | 0.060119
-17.4541 | 4971.965 | 0.083844 | -17.4541 | 3623.243 | 0.0611
-17.4367 | 5055.776 | 0.085258 | -17.4367 | 3701.147 | 0.062414
-17.4194 | 5150.131 | 0.086849 | -17.4194 | 3720.506 | 0.06274
-17.402 | 5137.875 | 0.086642 | -17.402 | 3693.62 | 0.062287
-17.3847 | 5026.195 | 0.084759 | -17.3847 | 3656.98 | 0.061669
-17.3673 | 5029.875 | 0.084821 | -17.3673 | 3617.269 | 0.060999
-17.35 | 5134.268 | 0.086581 | -17.35 | 3631.687 | 0.061243
-17.3326 | 5194.325 | 0.087594 | -17.3326 | 3710.927 | 0.062579
-17.3153 | 5235.432 | 0.088287 | -17.3153 | 3761.323 | 0.063429
-17.2979 | 5228.426 | 0.088169 | -17.2979 | 3779.052 | 0.063728
-17.2806 | 5233.012 | 0.088246 | -17.2806 | 3801.731 | 0.06411
-17.2632 | 5219.695 | 0.088022 | -17.2632 | 3877.396 | 0.065386
-17.2459 | 5169.806 | 0.087181 | -17.2459 | 3953.14 | 0.066663
-17.2285 | 5177.342 | 0.087308 | -17.2285 | 3897.028 | 0.065717
-17.2112 | 5219.118 | 0.088012 | -17.2112 | 3850.722 | 0.064936
-17.1938 | 5249.149 | 0.088519 | -17.1938 | 3888.416 | 0.065572
-17.1765 | 5294.846 | 0.089289 | -17.1765 | 3901.041 | 0.065785
-17.1591 | 5313.238 | 0.089599 | -17.1591 | 3914.843 | 0.066018
-17.1418 | 5267.366 | 0.088826 | -17.1418 | 3908.939 | 0.065918
-17.1244 | 5265.048 | 0.088787 | -17.1244 | 3873.504 | 0.06532
-17.1071 | 5353.89 | 0.090285 | -17.1071 | 3897.774 | 0.06573
-17.0897 | 5347.937 | 0.090184 | -17.0897 | 3959.309 | 0.066767
-17.0724 | 5340.705 | 0.090062 | -17.0724 | 3985.356 | 0.067207
-17.055 | 5534.498 | 0.09333 | -17.055 | 3995.39 | 0.067376
-17.0377 | 5646.691 | 0.095222 | -17.0377 | 4015.769 | 0.06772
-17.0203 | 5553.772 | 0.093656 | -17.0203 | 4018.813 | 0.067771
-17.003 | 5531.661 | 0.093283 | -17.003 | 3988.347 | 0.067257
-16.9856 | 5605.675 | 0.094531 | -16.9856 | 3979.545 | 0.067109
-16.9683 | 5620.936 | 0.094788 | -16.9683 | 4049.438 | 0.068287
-16.9509 | 5606.05 | 0.094537 | -16.9509 | 4082.423 | 0.068844
-16.9336 | 5625.141 | 0.094859 | -16.9336 | 4036.653 | 0.068072
-16.9162 | 5553.734 | 0.093655 | -16.9162 | 4065.032 | 0.06855
-16.8989 | 5619.021 | 0.094756 | -16.8989 | 4148.928 | 0.069965
-16.8815 | 5725.991 | 0.09656 | -16.8815 | 4160.814 | 0.070165
-16.8642 | 5765.671 | 0.097229 | -16.8642 | 4130.387 | 0.069652
-16.8468 | 5810.33 | 0.097982 | -16.8468 | 4132.936 | 0.069695
-16.8295 | 5925.395 | 0.099922 | -16.8295 | 4203.223 | 0.070881
-16.8121 | 5962.264 | 0.10054 | -16.8121 | 4299.647 | 0.072507
-16.7948 | 5890.963 | 0.099342 | -16.7948 | 4325.864 | 0.072949
-16.7774 | 5829.119 | 0.098299 | -16.7774 | 4286.101 | 0.072278
-16.7601 | 5836.828 | 0.098429 | -16.7601 | 4276.365 | 0.072114
-16.7427 | 5889.483 | 0.099317 | -16.7427 | 4307.656 | 0.072642
-16.7254 | 5902.295 | 0.099533 | -16.7254 | 4318.632 | 0.072827
-16.708 | 5916.129 | 0.099766 | -16.708 | 4298.986 | 0.072496
-16.6907 | 5986.654 | 0.10096 | -16.6907 | 4293.053 | 0.072395
-16.6733 | 6069.648 | 0.10235 | -16.6733 | 4300.313 | 0.072518
-16.656 | 6110.035 | 0.10304 | -16.656 | 4309.167 | 0.072667
-16.6386 | 6125.558 | 0.1033 | -16.6386 | 4347.924 | 0.073321
-16.6213 | 6138.969 | 0.10352 | -16.6213 | 4368.666 | 0.073671
-16.6039 | 6079.401 | 0.10252 | -16.6039 | 4339.938 | 0.073186
-16.5866 | 6127.746 | 0.10333 | -16.5866 | 4322.709 | 0.072896
-16.5692 | 6119.598 | 0.1032 | -16.5692 | 4349.862 | 0.073353
-16.5519 | 5984.213 | 0.10091 | -16.5519 | 4343.807 | 0.073251
-16.5345 | 6057.061 | 0.10214 | -16.5345 | 4304.306 | 0.072585
-16.5172 | 6222.505 | 0.10493 | -16.5172 | 4344.216 | 0.073258
-16.4998 | 6359.133 | 0.10724 | -16.4998 | 4445.432 | 0.074965
-16.4825 | 6314.755 | 0.10649 | -16.4825 | 4492.074 | 0.075752
-16.4651 | 6197.21 | 0.10451 | -16.4651 | 4502.588 | 0.075929
-16.4478 | 6361.071 | 0.10727 | -16.4478 | 4535.677 | 0.076487
-16.4304 | 6391.963 | 0.10779 | -16.4304 | 4544.856 | 0.076642
-16.4131 | 6383.471 | 0.10765 | -16.4131 | 4539.059 | 0.076544
-16.3957 | 6387.17 | 0.10771 | -16.3957 | 4556.594 | 0.07684
-16.3784 | 6484.391 | 0.10935 | -16.3784 | 4511.8 | 0.076084
-16.361 | 6481.604 | 0.1093 | -16.361 | 4421.968 | 0.074569
-16.3437 | 6425.926 | 0.10836 | -16.3437 | 4431.743 | 0.074734
-16.3263 | 6393.659 | 0.10782 | -16.3263 | 4564.648 | 0.076976
-16.309 | 6452.405 | 0.10881 | -16.309 | 4698.354 | 0.07923
-16.2916 | 6490.103 | 0.10945 | -16.2916 | 4729.11 | 0.079749
-16.2743 | 6502.91 | 0.10966 | -16.2743 | 4681.344 | 0.078943
-16.2569 | 6560.93 | 0.11064 | -16.2569 | 4597.812 | 0.077535
-16.2396 | 6596.545 | 0.11124 | -16.2396 | 4633.401 | 0.078135
-16.2222 | 6586.07 | 0.11106 | -16.2222 | 4796.024 | 0.080877
-16.2049 | 6627.255 | 0.11176 | -16.2049 | 4876.551 | 0.082235
-16.1875 | 6695.212 | 0.1129 | -16.1875 | 4844.016 | 0.081687
-16.1702 | 6701.988 | 0.11302 | -16.1702 | 4832.37 | 0.08149
-16.1528 | 6734.895 | 0.11357 | -16.1528 | 4901.691 | 0.082659
-16.1355 | 6833.403 | 0.11523 | -16.1355 | 4924.37 | 0.083042
-16.1181 | 6877.622 | 0.11598 | -16.1181 | 4918.395 | 0.082941
-16.1008 | 6861.218 | 0.1157 | -16.1008 | 4924.358 | 0.083041
-16.0834 | 6807.788 | 0.1148 | -16.0834 | 4897.393 | 0.082587
-16.0661 | 6791.149 | 0.11452 | -16.0661 | 4831.14 | 0.081469
-16.0487 | 6812.778 | 0.11489 | -16.0487 | 4799.135 | 0.08093
-16.0314 | 6959.799 | 0.11737 | -16.0314 | 4836.716 | 0.081564
-16.014 | 7037.999 | 0.11868 | -16.014 | 4915.614 | 0.082894
-15.9967 | 7002.937 | 0.11809 | -15.9967 | 4984.421 | 0.084054
-15.9793 | 6924.999 | 0.11678 | -15.9793 | 4982.591 | 0.084023
-15.962 | 7057.793 | 0.11902 | -15.962 | 4951.27 | 0.083495
-15.9446 | 6935.802 | 0.11696 | -15.9446 | 4960.461 | 0.08365
-15.9273 | 7025.643 | 0.11848 | -15.9273 | 5023.314 | 0.08471
-15.9099 | 7112.307 | 0.11994 | -15.9099 | 5130.099 | 0.086511
-15.8926 | 7109.439 | 0.11989 | -15.8926 | 5211.351 | 0.087881
-15.8752 | 7113.981 | 0.11997 | -15.8752 | 5273.139 | 0.088923
-15.8579 | 7201.051 | 0.12143 | -15.8579 | 5313.65 | 0.089606
-15.8405 | 7308.558 | 0.12325 | -15.8405 | 5227.953 | 0.088161
-15.8232 | 7347.278 | 0.1239 | -15.8232 | 5184.114 | 0.087422
-15.8058 | 7349.94 | 0.12395 | -15.8058 | 5193.566 | 0.087581
-15.7885 | 7269.246 | 0.12258 | -15.7885 | 5215.066 | 0.087944
-15.7711 | 7307.479 | 0.12323 | -15.7711 | 5316.376 | 0.089652
-15.7538 | 7328.67 | 0.12359 | -15.7538 | 5290.86 | 0.089222
-15.7364 | 7355.621 | 0.12404 | -15.7364 | 5264.562 | 0.088778
-15.7191 | 7461.59 | 0.12583 | -15.7191 | 5309.788 | 0.089541
-15.7017 | 7542.215 | 0.12719 | -15.7017 | 5391.522 | 0.090919
-15.6844 | 7592.479 | 0.12804 | -15.6844 | 5387.429 | 0.09085
-15.667 | 7555.977 | 0.12742 | -15.667 | 5429.803 | 0.091565
-15.6497 | 7523.593 | 0.12687 | -15.6497 | 5518.953 | 0.093068
-15.6323 | 7579.493 | 0.12782 | -15.6323 | 5498.023 | 0.092715
-15.615 | 7558.31 | 0.12746 | -15.615 | 5598.249 | 0.094406
-15.5976 | 7663.3 | 0.12923 | -15.5976 | 5618.495 | 0.094747
-15.5803 | 7637.542 | 0.12879 | -15.5803 | 5556.456 | 0.093701
-15.5629 | 7772.164 | 0.13107 | -15.5629 | 5587.809 | 0.094229
-15.5456 | 7799.308 | 0.13152 | -15.5456 | 5648.402 | 0.095251
-15.5282 | 7781.775 | 0.13123 | -15.5282 | 5614.484 | 0.094679
-15.5109 | 7832.735 | 0.13209 | -15.5109 | 5531.794 | 0.093285
-15.4935 | 7692.828 | 0.12973 | -15.4935 | 5482.63 | 0.092456
-15.4762 | 7783.578 | 0.13126 | -15.4762 | 5566.343 | 0.093868
-15.4588 | 7853.99 | 0.13245 | -15.4588 | 5708.163 | 0.096259
-15.4415 | 7919.617 | 0.13355 | -15.4415 | 5771.148 | 0.097321
-15.4241 | 7913.903 | 0.13346 | -15.4241 | 5800.958 | 0.097824
-15.4068 | 7973.99 | 0.13447 | -15.4068 | 5811.46 | 0.098001
-15.3894 | 8131.371 | 0.13712 | -15.3894 | 5757.343 | 0.097088
-15.3721 | 8271.95 | 0.13949 | -15.3721 | 5734.999 | 0.096712
-15.3547 | 8260.261 | 0.1393 | -15.3547 | 5797.179 | 0.09776
-15.3374 | 8206.487 | 0.13839 | -15.3374 | 5883.683 | 0.099219
-15.32 | 8089.495 | 0.13642 | -15.32 | 5921.831 | 0.099862
-15.3027 | 8164.702 | 0.13768 | -15.3027 | 5951.751 | 0.10037
-15.2853 | 8275.749 | 0.13956 | -15.2853 | 6005.696 | 0.10128
-15.268 | 8201.491 | 0.13831 | -15.268 | 6019.068 | 0.1015
-15.2506 | 8163.7 | 0.13767 | -15.2506 | 6093.868 | 0.10276
-15.2333 | 8301.948 | 0.14 | -15.2333 | 6208.861 | 0.1047
-15.2159 | 8436.261 | 0.14226 | -15.2159 | 6195.757 | 0.10448
-15.1986 | 8423.3 | 0.14205 | -15.1986 | 6096.626 | 0.10281
-15.1812 | 8372.231 | 0.14118 | -15.1812 | 6127.876 | 0.10334
-15.1639 | 8422.311 | 0.14203 | -15.1639 | 6192.621 | 0.10443
-15.1465 | 8526.086 | 0.14378 | -15.1465 | 6160.134 | 0.10388
-15.1292 | 8541.188 | 0.14403 | -15.1292 | 6163.517 | 0.10394
-15.1118 | 8488.932 | 0.14315 | -15.1118 | 6150.45 | 0.10372
-15.0945 | 8538.116 | 0.14398 | -15.0945 | 6099.057 | 0.10285
-15.0771 | 8549.104 | 0.14417 | -15.0771 | 6133.334 | 0.10343
-15.0598 | 8520.943 | 0.14369 | -15.0598 | 6230.286 | 0.10506
-15.0424 | 8614.701 | 0.14527 | -15.0424 | 6325.913 | 0.10668
-15.0251 | 8755.844 | 0.14765 | -15.0251 | 6388.697 | 0.10774
-15.0077 | 8795.461 | 0.14832 | -15.0077 | 6423.933 | 0.10833
-14.9904 | 8718.274 | 0.14702 | -14.9904 | 6444.52 | 0.10868
-14.973 | 8775.128 | 0.14798 | -14.973 | 6461.653 | 0.10897
-14.9557 | 8781.517 | 0.14809 | -14.9557 | 6483.616 | 0.10934
-14.9383 | 8748.021 | 0.14752 | -14.9383 | 6502.873 | 0.10966
-14.921 | 8737.631 | 0.14735 | -14.921 | 6553.263 | 0.11051
-14.9036 | 8925.613 | 0.15052 | -14.9036 | 6619.476 | 0.11163
-14.8863 | 8974.16 | 0.15133 | -14.8863 | 6640.745 | 0.11199
-14.8689 | 8988.485 | 0.15158 | -14.8689 | 6675.367 | 0.11257
-14.8516 | 8998.312 | 0.15174 | -14.8516 | 6750.188 | 0.11383
-14.8342 | 9111.3 | 0.15365 | -14.8342 | 6760.822 | 0.11401
-14.8169 | 9185.127 | 0.15489 | -14.8169 | 6689.486 | 0.11281
-14.7995 | 9258.637 | 0.15613 | -14.7995 | 6626.632 | 0.11175
-14.7822 | 9329.031 | 0.15732 | -14.7822 | 6642.702 | 0.11202
-14.7648 | 9348.648 | 0.15765 | -14.7648 | 6699.394 | 0.11297
-14.7475 | 9418.378 | 0.15883 | -14.7475 | 6730.713 | 0.1135
-14.7301 | 9301.164 | 0.15685 | -14.7301 | 6852.34 | 0.11555
-14.7128 | 9291.925 | 0.15669 | -14.7128 | 6939.589 | 0.11703
-14.6954 | 9255.52 | 0.15608 | -14.6954 | 6940.254 | 0.11704
-14.6781 | 9420.68 | 0.15886 | -14.6781 | 6933.278 | 0.11692
-14.6607 | 9535.127 | 0.16079 | -14.6607 | 6940.778 | 0.11705
-14.6434 | 9463.414 | 0.15959 | -14.6434 | 6994.678 | 0.11795
-14.626 | 9510.138 | 0.16037 | -14.626 | 7013.588 | 0.11827
-14.6087 | 9666.624 | 0.16301 | -14.6087 | 7050.525 | 0.1189
-14.5913 | 9797.279 | 0.16522 | -14.5913 | 6970.93 | 0.11755
-14.574 | 9962.465 | 0.168 | -14.574 | 6983.289 | 0.11776
-14.5566 | 9974.387 | 0.1682 | -14.5566 | 7037.682 | 0.11868
-14.5393 | 9791.76 | 0.16512 | -14.5393 | 7121.746 | 0.1201
-14.5219 | 9782.457 | 0.16497 | -14.5219 | 7187.046 | 0.1212
-14.5046 | 9798.325 | 0.16523 | -14.5046 | 7113.981 | 0.11997
-14.4872 | 9877.05 | 0.16656 | -14.4872 | 7099.287 | 0.11972
-14.4699 | 9876.923 | 0.16656 | -14.4699 | 7175.418 | 0.121
-14.4525 | 9939.903 | 0.16762 | -14.4525 | 7302.674 | 0.12315
-14.4352 | 10074.21 | 0.16989 | -14.4352 | 7394.67 | 0.1247
-14.4178 | 10158.02 | 0.1713 | -14.4178 | 7366.433 | 0.12422
-14.4005 | 10124.58 | 0.17073 | -14.4005 | 7350.709 | 0.12396
-14.3831 | 10005.25 | 0.16872 | -14.3831 | 7425.075 | 0.12521
-14.3658 | 9893.685 | 0.16684 | -14.3658 | 7495.755 | 0.1264
-14.3484 | 9911.713 | 0.16715 | -14.3484 | 7488.831 | 0.12629
-14.3311 | 10120.98 | 0.17067 | -14.3311 | 7436.325 | 0.1254
-14.3137 | 10265.26 | 0.17311 | -14.3137 | 7411.851 | 0.12499
-14.2964 | 10349.14 | 0.17452 | -14.2964 | 7452.902 | 0.12568
-14.279 | 10410.73 | 0.17556 | -14.279 | 7519.029 | 0.1268
-14.2617 | 10404.09 | 0.17545 | -14.2617 | 7590.582 | 0.128
-14.2443 | 10405.28 | 0.17547 | -14.2443 | 7662.678 | 0.12922
-14.227 | 10462.77 | 0.17644 | -14.227 | 7701.073 | 0.12987
-14.2096 | 10558.09 | 0.17805 | -14.2096 | 7763.128 | 0.13091
-14.1923 | 10482.38 | 0.17677 | -14.1923 | 7854.205 | 0.13245
-14.1749 | 10344.79 | 0.17445 | -14.1749 | 7859.899 | 0.13254
-14.1576 | 10442.04 | 0.17609 | -14.1576 | 7826.909 | 0.13199
-14.1402 | 10645.61 | 0.17952 | -14.1402 | 7815.954 | 0.1318
-14.1229 | 10717.81 | 0.18074 | -14.1229 | 7853.225 | 0.13243
-14.1055 | 10767.99 | 0.18158 | -14.1055 | 7868.193 | 0.13268
-14.0882 | 10768.37 | 0.18159 | -14.0882 | 7905.38 | 0.13331
-14.0708 | 10664.71 | 0.17984 | -14.0708 | 7888.948 | 0.13303
-14.0535 | 10658.84 | 0.17974 | -14.0535 | 7890.354 | 0.13306
-14.0361 | 10754.2 | 0.18135 | -14.0361 | 8100.764 | 0.13661
-14.0188 | 10895.47 | 0.18373 | -14.0188 | 8173.626 | 0.13784
-14.0014 | 10940.44 | 0.18449 | -14.0014 | 8118.3 | 0.1369
-13.9841 | 10910.66 | 0.18399 | -13.9841 | 8050.543 | 0.13576
-13.9667 | 11059.88 | 0.18651 | -13.9667 | 8042.479 | 0.13562
-13.9494 | 11250.96 | 0.18973 | -13.9494 | 8135.911 | 0.1372
-13.932 | 11285.03 | 0.1903 | -13.932 | 8253.77 | 0.13919
-13.9147 | 11207.84 | 0.189 | -13.9147 | 8486.502 | 0.14311
-13.8973 | 11076.22 | 0.18678 | -13.8973 | 8461.927 | 0.1427
-13.88 | 11093.72 | 0.18708 | -13.88 | 8374.97 | 0.14123
-13.8626 | 11178.53 | 0.18851 | -13.8626 | 8527.602 | 0.1438
-13.8453 | 11263.84 | 0.18995 | -13.8453 | 8447.194 | 0.14245
-13.8279 | 11302.26 | 0.19059 | -13.8279 | 8491.565 | 0.1432
-13.8106 | 11374.63 | 0.19182 | -13.8106 | 8572.869 | 0.14457
-13.7932 | 11439.89 | 0.19292 | -13.7932 | 8675.389 | 0.1463
-13.7759 | 11503.81 | 0.19399 | -13.7759 | 8754.278 | 0.14763
-13.7585 | 11470.43 | 0.19343 | -13.7585 | 8716.337 | 0.14699
-13.7412 | 11493.1 | 0.19381 | -13.7412 | 8649.589 | 0.14586
-13.7238 | 11698.21 | 0.19727 | -13.7238 | 8660.478 | 0.14605
-13.7065 | 11790.27 | 0.19882 | -13.7065 | 8709.805 | 0.14688
-13.6891 | 11717.33 | 0.19759 | -13.6891 | 8696.879 | 0.14666
-13.6718 | 11794.82 | 0.1989 | -13.6718 | 8699.327 | 0.1467
-13.6544 | 11919.73 | 0.20101 | -13.6544 | 8795.003 | 0.14831
-13.6371 | 11868.07 | 0.20014 | -13.6371 | 8877.16 | 0.1497
-13.6197 | 11926.28 | 0.20112 | -13.6197 | 8920.118 | 0.15042
-13.6024 | 12055.47 | 0.2033 | -13.6024 | 8977.147 | 0.15139
-13.585 | 11962.09 | 0.20172 | -13.585 | 8979.683 | 0.15143
-13.5677 | 11972.84 | 0.2019 | -13.5677 | 8924.981 | 0.15051
-13.5503 | 12127.36 | 0.20451 | -13.5503 | 8893.304 | 0.14997
-13.533 | 12291.02 | 0.20727 | -13.533 | 8931.229 | 0.15061
-13.5156 | 12320.83 | 0.20777 | -13.5156 | 9129.511 | 0.15395
-13.4983 | 12385.67 | 0.20886 | -13.4983 | 9365.221 | 0.15793
-13.4809 | 12358.66 | 0.20841 | -13.4809 | 9458.603 | 0.1595
-13.4636 | 12520.37 | 0.21114 | -13.4636 | 9481.34 | 0.15989
-13.4462 | 12518.98 | 0.21111 | -13.4462 | 9424.17 | 0.15892
-13.4289 | 12496.71 | 0.21074 | -13.4289 | 9339.291 | 0.15749
-13.4115 | 12477.35 | 0.21041 | -13.4115 | 9458.744 | 0.15951
-13.3942 | 12564.73 | 0.21188 | -13.3942 | 9329.917 | 0.15733
-13.3768 | 12620.67 | 0.21283 | -13.3768 | 9445.207 | 0.15928
-13.3595 | 12686.2 | 0.21393 | -13.3595 | 9584.299 | 0.16162
-13.3421 | 12678.4 | 0.2138 | -13.3421 | 9532.148 | 0.16074
-13.3248 | 12655.01 | 0.21341 | -13.3248 | 9803.458 | 0.16532
-13.3074 | 12790.75 | 0.2157 | -13.3074 | 9856.624 | 0.16622
-13.2901 | 13012.62 | 0.21944 | -13.2901 | 9740.966 | 0.16427
-13.2727 | 13107.21 | 0.22103 | -13.2727 | 9800.469 | 0.16527
-13.2554 | 13018.6 | 0.21954 | -13.2554 | 9798.349 | 0.16523
-13.238 | 12937.98 | 0.21818 | -13.238 | 9783.957 | 0.16499
-13.2207 | 13047.17 | 0.22002 | -13.2207 | 9678.126 | 0.16321
-13.2033 | 13227.15 | 0.22305 | -13.2033 | 9713.86 | 0.16381
-13.186 | 13187.67 | 0.22239 | -13.186 | 9779.806 | 0.16492
-13.1686 | 13182.13 | 0.2223 | -13.1686 | 9952.212 | 0.16783
-13.1513 | 13354.54 | 0.2252 | -13.1513 | 10017.82 | 0.16893
-13.1339 | 13434.13 | 0.22655 | -13.1339 | 9961.439 | 0.16798
-13.1166 | 13353.96 | 0.22519 | -13.1166 | 9942.745 | 0.16767
-13.0992 | 13319.1 | 0.22461 | -13.0992 | 10042.85 | 0.16936
-13.0819 | 13350.47 | 0.22513 | -13.0819 | 10137.72 | 0.17096
-13.0645 | 13330.81 | 0.2248 | -13.0645 | 10120.43 | 0.17066
-13.0472 | 13315.87 | 0.22455 | -13.0472 | 10217.57 | 0.1723
-13.0298 | 13367.76 | 0.22543 | -13.0298 | 10276.45 | 0.1733
-13.0125 | 13487.53 | 0.22745 | -13.0125 | 10330.51 | 0.17421
-12.9951 | 13743.88 | 0.23177 | -12.9951 | 10422.13 | 0.17575
-12.9778 | 13791.4 | 0.23257 | -12.9778 | 10481.1 | 0.17675
-12.9604 | 13845.36 | 0.23348 | -12.9604 | 10379.49 | 0.17503
-12.9431 | 13829.41 | 0.23321 | -12.9431 | 10338.29 | 0.17434
-12.9257 | 13977.9 | 0.23572 | -12.9257 | 10470.17 | 0.17656
-12.9084 | 13919.31 | 0.23473 | -12.9084 | 10627.59 | 0.17922
-12.891 | 13858.97 | 0.23371 | -12.891 | 10706.16 | 0.18054
-12.8737 | 13903.45 | 0.23446 | -12.8737 | 10773.2 | 0.18167
-12.8563 | 14039.14 | 0.23675 | -12.8563 | 10839.35 | 0.18279
-12.839 | 14055.54 | 0.23702 | -12.839 | 10802.52 | 0.18217
-12.8216 | 14106.27 | 0.23788 | -12.8216 | 10739.71 | 0.18111
-12.8043 | 14189.47 | 0.23928 | -12.8043 | 10747.86 | 0.18125
-12.7869 | 14372.9 | 0.24238 | -12.7869 | 10803.37 | 0.18218
-12.7696 | 14385.22 | 0.24258 | -12.7696 | 10914.42 | 0.18405
-12.7522 | 14395.83 | 0.24276 | -12.7522 | 11004.59 | 0.18557
-12.7349 | 14453.95 | 0.24374 | -12.7349 | 10945.66 | 0.18458
-12.7175 | 14537.02 | 0.24514 | -12.7175 | 11011.08 | 0.18568
-12.7002 | 14593.54 | 0.2461 | -12.7002 | 11044.35 | 0.18625
-12.6828 | 14693.86 | 0.24779 | -12.6828 | 11127.85 | 0.18765
-12.6655 | 14766.28 | 0.24901 | -12.6655 | 11299.88 | 0.19055
-12.6481 | 14781.49 | 0.24927 | -12.6481 | 11386.21 | 0.19201
-12.6308 | 14868.61 | 0.25074 | -12.6308 | 11374.42 | 0.19181
-12.6134 | 15001.74 | 0.25298 | -12.6134 | 11319.08 | 0.19088
-12.5961 | 15040.73 | 0.25364 | -12.5961 | 11308.79 | 0.1907
-12.5787 | 15020 | 0.25329 | -12.5787 | 11407.82 | 0.19237
-12.5614 | 15061.83 | 0.25399 | -12.5614 | 11493.17 | 0.19381
-12.544 | 15121.68 | 0.255 | -12.544 | 11618.35 | 0.19592
-12.5267 | 15085.68 | 0.2544 | -12.5267 | 11703.47 | 0.19736
-12.5093 | 15125.96 | 0.25508 | -12.5093 | 11772.11 | 0.19852
-12.492 | 15274.53 | 0.25758 | -12.492 | 11721.24 | 0.19766
-12.4746 | 15290.26 | 0.25785 | -12.4746 | 11602.94 | 0.19567
-12.4573 | 15430.28 | 0.26021 | -12.4573 | 11657.75 | 0.19659
-12.4399 | 15699.73 | 0.26475 | -12.4399 | 11723 | 0.19769
-12.4226 | 15757.95 | 0.26573 | -12.4226 | 12155.18 | 0.20498
-12.4052 | 15744.93 | 0.26551 | -12.4052 | 12275.68 | 0.20701
-12.3879 | 15539.52 | 0.26205 | -12.3879 | 12063.19 | 0.20343
-12.3705 | 15482.78 | 0.26109 | -12.3705 | 12134.99 | 0.20464
-12.3532 | 15543.57 | 0.26212 | -12.3532 | 12141.16 | 0.20474
-12.3358 | 15839.98 | 0.26712 | -12.3358 | 12089.57 | 0.20387
-12.3185 | 15777.65 | 0.26606 | -12.3185 | 12196.84 | 0.20568
-12.3011 | 15849.49 | 0.26728 | -12.3011 | 12101.54 | 0.20407
-12.2838 | 15958.78 | 0.26912 | -12.2838 | 12277.6 | 0.20704
-12.2664 | 15846.04 | 0.26722 | -12.2664 | 12567.7 | 0.21193
-12.2491 | 15838.76 | 0.2671 | -12.2491 | 12628.5 | 0.21296
-12.2317 | 16048.62 | 0.27063 | -12.2317 | 12668.85 | 0.21364
-12.2144 | 16277.47 | 0.27449 | -12.2144 | 12749.94 | 0.21501
-12.197 | 16269.51 | 0.27436 | -12.197 | 12716.69 | 0.21445
-12.1797 | 16146.46 | 0.27228 | -12.1797 | 12607.07 | 0.2126
-12.1623 | 16247.27 | 0.27398 | -12.1623 | 12522.37 | 0.21117
-12.145 | 16440.13 | 0.27724 | -12.145 | 12611.72 | 0.21268
-12.1276 | 16528.7 | 0.27873 | -12.1276 | 12925.35 | 0.21797
-12.1103 | 16466.76 | 0.27769 | -12.1103 | 13035.22 | 0.21982
-12.0929 | 16432.06 | 0.2771 | -12.0929 | 12822.59 | 0.21623
-12.0756 | 16703.7 | 0.28168 | -12.0756 | 12772.96 | 0.2154
-12.0582 | 16727.08 | 0.28208 | -12.0582 | 12884.95 | 0.21728
-12.0409 | 16611.78 | 0.28013 | -12.0409 | 12988.16 | 0.21902
-12.0235 | 16722.58 | 0.282 | -12.0235 | 13053.91 | 0.22013
-12.0062 | 16937.34 | 0.28562 | -12.0062 | 12992.63 | 0.2191
-11.9888 | 16907.35 | 0.28512 | -11.9888 | 13175.09 | 0.22218
-11.9715 | 16706.96 | 0.28174 | -11.9715 | 13325.39 | 0.22471
-11.9541 | 16665.22 | 0.28103 | -11.9541 | 13402.57 | 0.22601
-11.9368 | 16890.71 | 0.28483 | -11.9368 | 13247.53 | 0.2234
-11.9194 | 16977.68 | 0.2863 | -11.9194 | 13324.05 | 0.22469
-11.9021 | 17024.71 | 0.28709 | -11.9021 | 13496.68 | 0.2276
-11.8847 | 17172.35 | 0.28958 | -11.8847 | 13434.49 | 0.22655
-11.8674 | 17281.38 | 0.29142 | -11.8674 | 13371.89 | 0.2255
-11.85 | 17339.68 | 0.29241 | -11.85 | 13499.08 | 0.22764
-11.8327 | 17411.71 | 0.29362 | -11.8327 | 13564.88 | 0.22875
-11.8153 | 17518.97 | 0.29543 | -11.8153 | 13715.8 | 0.2313
-11.798 | 17645.01 | 0.29755 | -11.798 | 13862.61 | 0.23377
-11.7806 | 17730.6 | 0.299 | -11.7806 | 13859.02 | 0.23371
-11.7633 | 17755.2 | 0.29941 | -11.7633 | 13852.63 | 0.2336
-11.7459 | 17796.18 | 0.3001 | -11.7459 | 13915.93 | 0.23467
-11.7286 | 17872.98 | 0.3014 | -11.7286 | 14108.78 | 0.23792
-11.7112 | 17869.23 | 0.30134 | -11.7112 | 13897.93 | 0.23437
-11.6939 | 17810.38 | 0.30034 | -11.6939 | 14020.06 | 0.23643
-11.6765 | 17992.21 | 0.30341 | -11.6765 | 14204.79 | 0.23954
-11.6592 | 18064.38 | 0.30463 | -11.6592 | 14143.16 | 0.2385
-11.6418 | 17939.17 | 0.30252 | -11.6418 | 14396.03 | 0.24277
-11.6245 | 17939.07 | 0.30251 | -11.6245 | 14476.07 | 0.24412
-11.6071 | 18190.08 | 0.30675 | -11.6071 | 14490.41 | 0.24436
-11.5898 | 18191.1 | 0.30676 | -11.5898 | 14496.78 | 0.24447
-11.5724 | 18410.73 | 0.31047 | -11.5724 | 14495.87 | 0.24445
-11.5551 | 18542.38 | 0.31269 | -11.5551 | 14468.08 | 0.24398
-11.5377 | 18341.86 | 0.30931 | -11.5377 | 14765.22 | 0.24899
-11.5204 | 18264.37 | 0.308 | -11.5204 | 14903.49 | 0.25132
-11.503 | 18517.04 | 0.31226 | -11.503 | 14970.9 | 0.25246
-11.4857 | 18411.34 | 0.31048 | -11.4857 | 15000.39 | 0.25296
-11.4683 | 18543.54 | 0.31271 | -11.4683 | 14948.36 | 0.25208
-11.451 | 18833.77 | 0.3176 | -11.451 | 14958.42 | 0.25225
-11.4336 | 18896.01 | 0.31865 | -11.4336 | 15047.89 | 0.25376
-11.4163 | 18928.87 | 0.31921 | -11.4163 | 15019.13 | 0.25327
-11.3989 | 19031.77 | 0.32094 | -11.3989 | 14996.42 | 0.25289
-11.3816 | 19129.15 | 0.32258 | -11.3816 | 15101.24 | 0.25466
-11.3642 | 19212.97 | 0.324 | -11.3642 | 15185.53 | 0.25608
-11.3469 | 19174.82 | 0.32335 | -11.3469 | 15431.78 | 0.26023
-11.3295 | 19180.08 | 0.32344 | -11.3295 | 15551 | 0.26224
-11.3122 | 19079.82 | 0.32175 | -11.3122 | 15518.73 | 0.2617
-11.2948 | 19327.26 | 0.32592 | -11.2948 | 15630.05 | 0.26358
-11.2775 | 19373.78 | 0.32671 | -11.2775 | 15790.41 | 0.26628
-11.2601 | 19463.26 | 0.32822 | -11.2601 | 15630.94 | 0.26359
-11.2428 | 19490.76 | 0.32868 | -11.2428 | 15513.96 | 0.26162
-11.2254 | 19511.24 | 0.32903 | -11.2254 | 15826.55 | 0.26689
-11.2081 | 19614.84 | 0.33077 | -11.2081 | 15896.82 | 0.26807
-11.1907 | 19819.01 | 0.33422 | -11.1907 | 15894.68 | 0.26804
-11.1734 | 19858.47 | 0.33488 | -11.1734 | 15977.27 | 0.26943
-11.156 | 19817.07 | 0.33418 | -11.156 | 16012.21 | 0.27002
-11.1387 | 19882.67 | 0.33529 | -11.1387 | 16132.73 | 0.27205
-11.1213 | 19916.8 | 0.33587 | -11.1213 | 16247.93 | 0.274
-11.104 | 19980.83 | 0.33694 | -11.104 | 16276.17 | 0.27447
-11.0866 | 20133.25 | 0.33952 | -11.0866 | 16257.32 | 0.27415
-11.0693 | 20304.37 | 0.3424 | -11.0693 | 16277.9 | 0.2745
-11.0519 | 20399.19 | 0.344 | -11.0519 | 16464.7 | 0.27765
-11.0346 | 20426.91 | 0.34447 | -11.0346 | 16673.37 | 0.28117
-11.0172 | 20435.94 | 0.34462 | -11.0172 | 16571.58 | 0.27945
-10.9999 | 20393.9 | 0.34391 | -10.9999 | 16406.96 | 0.27668
-10.9825 | 20408.14 | 0.34415 | -10.9825 | 16595.68 | 0.27986
-10.9652 | 20581.19 | 0.34707 | -10.9652 | 16639.82 | 0.2806
-10.9478 | 20621.3 | 0.34775 | -10.9478 | 16735.17 | 0.28221
-10.9305 | 20850.86 | 0.35162 | -10.9305 | 16886.95 | 0.28477
-10.9131 | 20981.87 | 0.35383 | -10.9131 | 16923.74 | 0.28539
-10.8958 | 20951.2 | 0.35331 | -10.8958 | 16761.76 | 0.28266
-10.8784 | 20870.88 | 0.35195 | -10.8784 | 17233.94 | 0.29062
-10.8611 | 20925.16 | 0.35287 | -10.8611 | 17142.4 | 0.28908
-10.8437 | 21185.54 | 0.35726 | -10.8437 | 17404.97 | 0.29351
-10.8264 | 21272.13 | 0.35872 | -10.8264 | 17369.91 | 0.29292
-10.809 | 21217.13 | 0.35779 | -10.809 | 17186.37 | 0.28982
-10.7917 | 21362.69 | 0.36025 | -10.7917 | 17432.55 | 0.29397
-10.7743 | 21417.12 | 0.36117 | -10.7743 | 17571.53 | 0.29632
-10.757 | 21426.54 | 0.36132 | -10.757 | 17556.15 | 0.29606
-10.7396 | 21561.67 | 0.3636 | -10.7396 | 17397.64 | 0.29338
-10.7223 | 21652.53 | 0.36514 | -10.7223 | 17374.6 | 0.29299
-10.7049 | 21713.57 | 0.36616 | -10.7049 | 17636.36 | 0.29741
-10.6876 | 21857.43 | 0.36859 | -10.6876 | 17827.28 | 0.30063
-10.6702 | 21957.19 | 0.37027 | -10.6702 | 17847.19 | 0.30096
-10.6529 | 21998.67 | 0.37097 | -10.6529 | 17873.73 | 0.30141
-10.6355 | 22002.53 | 0.37104 | -10.6355 | 17907.5 | 0.30198
-10.6182 | 22255.03 | 0.3753 | -10.6182 | 18130.6 | 0.30574
-10.6008 | 21892.34 | 0.36918 | -10.6008 | 18082.21 | 0.30493
-10.5835 | 21929.68 | 0.36981 | -10.5835 | 18282.78 | 0.30831
-10.5661 | 21905.3 | 0.3694 | -10.5661 | 18425.53 | 0.31072
-10.5488 | 22242.61 | 0.37509 | -10.5488 | 18452.41 | 0.31117
-10.5314 | 22204.06 | 0.37444 | -10.5314 | 18498.1 | 0.31194
-10.5141 | 22370.94 | 0.37725 | -10.5141 | 18532.34 | 0.31252
-10.4967 | 22593.78 | 0.38101 | -10.4967 | 18448.12 | 0.3111
-10.4794 | 22539.24 | 0.38009 | -10.4794 | 18441.96 | 0.31099
-10.462 | 22591.26 | 0.38097 | -10.462 | 18483.64 | 0.3117
-10.4447 | 22735.3 | 0.38339 | -10.4447 | 18570.25 | 0.31316
-10.4273 | 22735.56 | 0.3834 | -10.4273 | 18778.03 | 0.31666
-10.41 | 22771.11 | 0.384 | -10.41 | 18976.86 | 0.32001
-10.3926 | 22936.18 | 0.38678 | -10.3926 | 19045.6 | 0.32117
-10.3753 | 23046.37 | 0.38864 | -10.3753 | 19039.51 | 0.32107
-10.3579 | 23039.97 | 0.38853 | -10.3579 | 18992.17 | 0.32027
-10.3406 | 23057.8 | 0.38883 | -10.3406 | 19017.72 | 0.3207
-10.3232 | 23222.32 | 0.39161 | -10.3232 | 19269.74 | 0.32495
-10.3059 | 23445.85 | 0.39538 | -10.3059 | 19416.56 | 0.32743
-10.2885 | 23446.57 | 0.39539 | -10.2885 | 19571.3 | 0.33004
-10.2712 | 23312.09 | 0.39312 | -10.2712 | 19813.55 | 0.33412
-10.2538 | 23257.47 | 0.3922 | -10.2538 | 19555.4 | 0.32977
-10.2365 | 23392.1 | 0.39447 | -10.2365 | 19318.47 | 0.32578
-10.2191 | 23673.75 | 0.39922 | -10.2191 | 19616.52 | 0.3308
-10.2018 | 23859.06 | 0.40235 | -10.2018 | 19895.5 | 0.33551
-10.1844 | 23898.46 | 0.40301 | -10.1844 | 19837.23 | 0.33452
-10.1671 | 23903.56 | 0.4031 | -10.1671 | 19885.99 | 0.33535
-10.1497 | 23957.53 | 0.40401 | -10.1497 | 19988.38 | 0.33707
-10.1324 | 24025.38 | 0.40515 | -10.1324 | 20145.97 | 0.33973
-10.115 | 24070.59 | 0.40591 | -10.115 | 20271.88 | 0.34185
-10.0977 | 24153.51 | 0.40731 | -10.0977 | 20250.88 | 0.3415
-10.0803 | 24262.46 | 0.40915 | -10.0803 | 20163.8 | 0.34003
-10.063 | 24284.01 | 0.40951 | -10.063 | 20145.7 | 0.33973
-10.0456 | 24190 | 0.40793 | -10.0456 | 20247.64 | 0.34144
-10.0283 | 24148.49 | 0.40723 | -10.0283 | 20350.5 | 0.34318
-10.0109 | 24314.73 | 0.41003 | -10.0109 | 20311.58 | 0.34252
-9.9936 | 24537.19 | 0.41378 | -9.9936 | 20381.79 | 0.34371
-9.9762 | 24633.23 | 0.4154 | -9.9762 | 20648.53 | 0.3482
-9.9589 | 24780.19 | 0.41788 | -9.9589 | 20954.91 | 0.35337
-9.9415 | 24755.89 | 0.41747 | -9.9415 | 20953.32 | 0.35334
-9.9242 | 24495.07 | 0.41307 | -9.9242 | 20856.47 | 0.35171
-9.9068 | 24982.53 | 0.42129 | -9.9068 | 20462.75 | 0.34507
-9.8895 | 24890.96 | 0.41975 | -9.8895 | 20668.3 | 0.34854
-9.8721 | 25115.75 | 0.42354 | -9.8721 | 21070.09 | 0.35531
-9.8548 | 25312.16 | 0.42685 | -9.8548 | 21131.45 | 0.35635
-9.8374 | 25122.13 | 0.42364 | -9.8374 | 21266.29 | 0.35862
-9.8201 | 25164.29 | 0.42436 | -9.8201 | 21257.38 | 0.35847
-9.8027 | 25454.29 | 0.42925 | -9.8027 | 21349.21 | 0.36002
-9.7854 | 25519.18 | 0.43034 | -9.7854 | 21247.02 | 0.3583
-9.768 | 25466.86 | 0.42946 | -9.768 | 21622.9 | 0.36464
-9.7507 | 25546.18 | 0.4308 | -9.7507 | 22017.79 | 0.37129
-9.7333 | 25692.16 | 0.43326 | -9.7333 | 21898.63 | 0.36929
-9.716 | 25871.63 | 0.43628 | -9.716 | 22155.33 | 0.37361
-9.6986 | 26029.31 | 0.43894 | -9.6986 | 22122.05 | 0.37305
-9.6813 | 26137.12 | 0.44076 | -9.6813 | 22050.92 | 0.37185
-9.6639 | 26408.24 | 0.44533 | -9.6639 | 22043.92 | 0.37174
-9.6466 | 26246.42 | 0.4426 | -9.6466 | 22125.61 | 0.37311
-9.6292 | 26067.78 | 0.43959 | -9.6292 | 22399.01 | 0.37772
-9.6119 | 26250.62 | 0.44267 | -9.6119 | 22255.82 | 0.37531
-9.5945 | 26354.28 | 0.44442 | -9.5945 | 22500.04 | 0.37943
-9.5772 | 26406.66 | 0.44531 | -9.5772 | 22495.39 | 0.37935
-9.5598 | 26454.61 | 0.44611 | -9.5598 | 22469.42 | 0.37891
-9.5425 | 26463.75 | 0.44627 | -9.5425 | 22540.1 | 0.3801
-9.5251 | 26495.14 | 0.4468 | -9.5251 | 22678.44 | 0.38244
-9.5078 | 26455.33 | 0.44613 | -9.5078 | 23037.44 | 0.38849
-9.4904 | 26630.32 | 0.44908 | -9.4904 | 23300.35 | 0.39292
-9.4731 | 26910.37 | 0.4538 | -9.4731 | 23306.21 | 0.39302
-9.4557 | 27037.89 | 0.45595 | -9.4557 | 23269.69 | 0.39241
-9.4384 | 27139.25 | 0.45766 | -9.4384 | 23293.35 | 0.39281
-9.421 | 27290.59 | 0.46021 | -9.421 | 23339.82 | 0.39359
-9.4037 | 27295 | 0.46029 | -9.4037 | 23465.89 | 0.39571
-9.3863 | 27231.57 | 0.45922 | -9.3863 | 23593.89 | 0.39787
-9.369 | 27386.94 | 0.46184 | -9.369 | 23589.39 | 0.3978
-9.3516 | 27506.29 | 0.46385 | -9.3516 | 23419.54 | 0.39493
-9.3343 | 27465.99 | 0.46317 | -9.3343 | 23396.96 | 0.39455
-9.3169 | 27467.24 | 0.46319 | -9.3169 | 23451.21 | 0.39547
-9.2996 | 27340.61 | 0.46106 | -9.2996 | 23655.82 | 0.39892
-9.2822 | 27501.83 | 0.46377 | -9.2822 | 23917.2 | 0.40333
-9.2649 | 27687.94 | 0.46691 | -9.2649 | 23949.4 | 0.40387
-9.2475 | 27721.1 | 0.46747 | -9.2475 | 24140.15 | 0.40709
-9.2302 | 27732.74 | 0.46767 | -9.2302 | 24434.98 | 0.41206
-9.2128 | 27892.59 | 0.47036 | -9.2128 | 24640.51 | 0.41552
-9.1955 | 28190.16 | 0.47538 | -9.1955 | 24544.97 | 0.41391
-9.1781 | 28405.99 | 0.47902 | -9.1781 | 24241.32 | 0.40879
-9.1608 | 28404.46 | 0.479 | -9.1608 | 24090.97 | 0.40626
-9.1434 | 28338.66 | 0.47789 | -9.1434 | 24200.88 | 0.40811
-9.1261 | 28421.71 | 0.47929 | -9.1261 | 24387.06 | 0.41125
-9.1087 | 28521.95 | 0.48098 | -9.1087 | 24605.69 | 0.41494
-9.0914 | 28378.16 | 0.47855 | -9.0914 | 24751.72 | 0.4174
-9.074 | 28645.48 | 0.48306 | -9.074 | 24828.82 | 0.4187
-9.0567 | 28973.57 | 0.48859 | -9.0567 | 25085.26 | 0.42302
-9.0393 | 29142.79 | 0.49145 | -9.0393 | 25222.9 | 0.42534
-9.022 | 29106.55 | 0.49084 | -9.022 | 25136.92 | 0.42389
-9.0046 | 29029.98 | 0.48954 | -9.0046 | 25081.84 | 0.42297
-8.9873 | 29082.91 | 0.49044 | -8.9873 | 24919.27 | 0.42022
-8.9699 | 28928.63 | 0.48784 | -8.9699 | 24855.17 | 0.41914
-8.9526 | 28709.18 | 0.48413 | -8.9526 | 25029.39 | 0.42208
-8.9352 | 29070.41 | 0.49023 | -8.9352 | 25230.72 | 0.42548
-8.9179 | 29201.58 | 0.49244 | -8.9179 | 25526.83 | 0.43047
-8.9005 | 29410.87 | 0.49597 | -8.9005 | 25867.5 | 0.43621
-8.8832 | 29809.42 | 0.50269 | -8.8832 | 25953.84 | 0.43767
-8.8658 | 29838.82 | 0.50318 | -8.8658 | 25835.29 | 0.43567
-8.8485 | 29764.81 | 0.50194 | -8.8485 | 25878.91 | 0.43641
-8.8311 | 29861.37 | 0.50356 | -8.8311 | 26074.71 | 0.43971
-8.8138 | 29890.18 | 0.50405 | -8.8138 | 26185.65 | 0.44158
-8.7964 | 29839.12 | 0.50319 | -8.7964 | 26151.67 | 0.44101
-8.7791 | 29634.92 | 0.49975 | -8.7791 | 26088.81 | 0.43995
-8.7617 | 29982.24 | 0.5056 | -8.7617 | 26366.74 | 0.44463
-8.7444 | 30200.01 | 0.50928 | -8.7444 | 26425.99 | 0.44563
-8.727 | 30350.54 | 0.51181 | -8.727 | 26476.05 | 0.44648
-8.7097 | 30347.83 | 0.51177 | -8.7097 | 26394.39 | 0.4451
-8.6923 | 30273.31 | 0.51051 | -8.6923 | 26639.57 | 0.44923
-8.675 | 30487.47 | 0.51412 | -8.675 | 27042.29 | 0.45603
-8.6576 | 30750.07 | 0.51855 | -8.6576 | 27348.61 | 0.46119
-8.6403 | 30751.37 | 0.51857 | -8.6403 | 27388.45 | 0.46186
-8.6229 | 30750.43 | 0.51856 | -8.6229 | 27194.31 | 0.45859
-8.6056 | 30782.11 | 0.51909 | -8.6056 | 27043.33 | 0.45604
-8.5882 | 30723.43 | 0.5181 | -8.5882 | 27209.52 | 0.45885
-8.5709 | 30814.19 | 0.51963 | -8.5709 | 27573.81 | 0.46499
-8.5535 | 31053.95 | 0.52368 | -8.5535 | 27801.16 | 0.46882
-8.5362 | 31153.55 | 0.52535 | -8.5362 | 27908.25 | 0.47063
-8.5188 | 31233.38 | 0.5267 | -8.5188 | 27696.65 | 0.46706
-8.5015 | 31319.43 | 0.52815 | -8.5015 | 28063.11 | 0.47324
-8.4841 | 31025.11 | 0.52319 | -8.4841 | 28094.01 | 0.47376
-8.4668 | 30890.08 | 0.52091 | -8.4668 | 27826.59 | 0.46925
-8.4494 | 31257.06 | 0.5271 | -8.4494 | 27955.36 | 0.47142
-8.4321 | 31653.88 | 0.53379 | -8.4321 | 27880.15 | 0.47015
-8.4147 | 31874.59 | 0.53751 | -8.4147 | 27831.48 | 0.46933
-8.3974 | 31812.62 | 0.53647 | -8.3974 | 27998.6 | 0.47215
-8.38 | 31821.96 | 0.53663 | -8.38 | 28408.99 | 0.47907
-8.3627 | 32015.65 | 0.53989 | -8.3627 | 28630.45 | 0.48281
-8.3453 | 32238.72 | 0.54365 | -8.3453 | 28682.12 | 0.48368
-8.328 | 32309.26 | 0.54484 | -8.328 | 28609.51 | 0.48245
-8.3106 | 32207.52 | 0.54313 | -8.3106 | 28358.63 | 0.47822
-8.2933 | 32194.08 | 0.5429 | -8.2933 | 28299.41 | 0.47722
-8.2759 | 32416.02 | 0.54664 | -8.2759 | 28624.26 | 0.4827
-8.2586 | 32367.55 | 0.54583 | -8.2586 | 29189.34 | 0.49223
-8.2412 | 32177.69 | 0.54263 | -8.2412 | 29014.88 | 0.48929
-8.2239 | 32247.28 | 0.5438 | -8.2239 | 28974.88 | 0.48862
-8.2065 | 32708.96 | 0.55158 | -8.2065 | 29252.6 | 0.4933
-8.1892 | 33030.68 | 0.55701 | -8.1892 | 29418.57 | 0.4961
-8.1718 | 33045.23 | 0.55726 | -8.1718 | 29488.56 | 0.49728
-8.1545 | 32843.24 | 0.55385 | -8.1545 | 29466.52 | 0.49691
-8.1371 | 33050.02 | 0.55734 | -8.1371 | 29669.22 | 0.50032
-8.1198 | 33322.95 | 0.56194 | -8.1198 | 29858.83 | 0.50352
-8.1024 | 33268.82 | 0.56103 | -8.1024 | 29685.08 | 0.50059
-8.0851 | 33227.75 | 0.56033 | -8.0851 | 29485.61 | 0.49723
-8.0677 | 33410.16 | 0.56341 | -8.0677 | 29654.25 | 0.50007
-8.0504 | 33571.66 | 0.56613 | -8.0504 | 29997.46 | 0.50586
-8.033 | 33553.99 | 0.56583 | -8.033 | 30182.25 | 0.50898
-8.0157 | 33442.16 | 0.56395 | -8.0157 | 30295.41 | 0.51088
-7.9983 | 33593.72 | 0.5665 | -7.9983 | 30559.95 | 0.51534
-7.981 | 33951.84 | 0.57254 | -7.981 | 30679.22 | 0.51736
-7.9636 | 34028.86 | 0.57384 | -7.9636 | 30381.26 | 0.51233
-7.9463 | 33717.84 | 0.5686 | -7.9463 | 30289.14 | 0.51078
-7.9289 | 33635.52 | 0.56721 | -7.9289 | 30486.23 | 0.5141
-7.9116 | 33741.78 | 0.569 | -7.9116 | 30613.59 | 0.51625
-7.8942 | 33894.1 | 0.57157 | -7.8942 | 30676.25 | 0.51731
-7.8769 | 33999.07 | 0.57334 | -7.8769 | 30732.65 | 0.51826
-7.8595 | 34233.22 | 0.57729 | -7.8595 | 30798.16 | 0.51936
-7.8422 | 34614.2 | 0.58371 | -7.8422 | 30930.29 | 0.52159
-7.8248 | 34872.27 | 0.58807 | -7.8248 | 31045.61 | 0.52353
-7.8075 | 34845.21 | 0.58761 | -7.8075 | 31110.3 | 0.52463
-7.7901 | 34688.1 | 0.58496 | -7.7901 | 31216.73 | 0.52642
-7.7728 | 34638.38 | 0.58412 | -7.7728 | 31358.97 | 0.52882
-7.7554 | 34699.7 | 0.58516 | -7.7554 | 31466.9 | 0.53064
-7.7381 | 34639.5 | 0.58414 | -7.7381 | 31642.02 | 0.53359
-7.7207 | 34582.5 | 0.58318 | -7.7207 | 31773.87 | 0.53582
-7.7034 | 34557.99 | 0.58277 | -7.7034 | 31770.13 | 0.53575
-7.686 | 34816.23 | 0.58712 | -7.686 | 31790.84 | 0.5361
-7.6687 | 35266.55 | 0.59471 | -7.6687 | 31891.64 | 0.5378
-7.6513 | 35515.28 | 0.59891 | -7.6513 | 31986.13 | 0.5394
-7.634 | 35550.4 | 0.5995 | -7.634 | 32051.5 | 0.5405
-7.6166 | 35399.47 | 0.59696 | -7.6166 | 32035.47 | 0.54023
-7.5993 | 35253.75 | 0.5945 | -7.5993 | 31986.06 | 0.53939
-7.5819 | 35298.74 | 0.59526 | -7.5819 | 32076.79 | 0.54092
-7.5646 | 35404.28 | 0.59704 | -7.5646 | 32304.07 | 0.54476
-7.5472 | 35492.63 | 0.59853 | -7.5472 | 32548.01 | 0.54887
-7.5299 | 35719.02 | 0.60234 | -7.5299 | 32698.54 | 0.55141
-7.5125 | 35980.88 | 0.60676 | -7.5125 | 32749.86 | 0.55227
-7.4952 | 35893.56 | 0.60529 | -7.4952 | 32852.65 | 0.55401
-7.4778 | 35743.23 | 0.60275 | -7.4778 | 32868.96 | 0.55428
-7.4605 | 36041.31 | 0.60778 | -7.4605 | 32842.89 | 0.55384
-7.4431 | 36353.02 | 0.61304 | -7.4431 | 32717.43 | 0.55173
-7.4258 | 36026.27 | 0.60753 | -7.4258 | 32749 | 0.55226
-7.4084 | 35877.36 | 0.60501 | -7.4084 | 33052.29 | 0.55737
-7.3911 | 36248.27 | 0.61127 | -7.3911 | 33260.14 | 0.56088
-7.3737 | 36631.81 | 0.61774 | -7.3737 | 33412.49 | 0.56345
-7.3564 | 36810.46 | 0.62075 | -7.3564 | 33336.56 | 0.56217
-7.339 | 36927.32 | 0.62272 | -7.339 | 33463.59 | 0.56431
-7.3217 | 36952.18 | 0.62314 | -7.3217 | 33801.31 | 0.57001
-7.3043 | 36964.57 | 0.62335 | -7.3043 | 34154.34 | 0.57596
-7.287 | 36855.29 | 0.62151 | -7.287 | 34342.98 | 0.57914
-7.2696 | 36816.54 | 0.62085 | -7.2696 | 34153.2 | 0.57594
-7.2523 | 37393.82 | 0.63059 | -7.2523 | 33918.04 | 0.57197
-7.2349 | 37459.59 | 0.6317 | -7.2349 | 34383.83 | 0.57983
-7.2176 | 37388.36 | 0.6305 | -7.2176 | 34452.66 | 0.58099
-7.2002 | 37263.14 | 0.62838 | -7.2002 | 34375.2 | 0.57968
-7.1829 | 37985.09 | 0.64056 | -7.1829 | 34627.33 | 0.58393
-7.1655 | 37467.07 | 0.63182 | -7.1655 | 34982.21 | 0.58992
-7.1482 | 37165.71 | 0.62674 | -7.1482 | 35162.13 | 0.59295
-7.1308 | 37351.59 | 0.62988 | -7.1308 | 35244.41 | 0.59434
-7.1135 | 37423.91 | 0.63109 | -7.1135 | 35441.04 | 0.59766
-7.0961 | 37460.34 | 0.63171 | -7.0961 | 35351.53 | 0.59615
-7.0788 | 37684.03 | 0.63548 | -7.0788 | 35204.91 | 0.59367
-7.0614 | 38049.88 | 0.64165 | -7.0614 | 35287.49 | 0.59507
-7.0441 | 38257.53 | 0.64515 | -7.0441 | 35375.98 | 0.59656
-7.0267 | 38157.3 | 0.64346 | -7.0267 | 35369.7 | 0.59645
-7.0094 | 37993.24 | 0.6407 | -7.0094 | 35469.32 | 0.59813
-6.992 | 38036.33 | 0.64142 | -6.992 | 35457.05 | 0.59793
-6.9747 | 38383.2 | 0.64727 | -6.9747 | 35595.59 | 0.60026
-6.9573 | 38588.78 | 0.65074 | -6.9573 | 35669.09 | 0.6015
-6.94 | 38677.87 | 0.65224 | -6.94 | 35331.62 | 0.59581
-6.9226 | 38918.57 | 0.6563 | -6.9226 | 35575.38 | 0.59992
-6.9053 | 39047.21 | 0.65847 | -6.9053 | 35875.43 | 0.60498
-6.8879 | 39020.32 | 0.65802 | -6.8879 | 35870.39 | 0.6049
-6.8706 | 39046.87 | 0.65846 | -6.8706 | 36142.77 | 0.60949
-6.8532 | 39269.07 | 0.66221 | -6.8532 | 36396.79 | 0.61377
-6.8359 | 39512.03 | 0.66631 | -6.8359 | 36510.51 | 0.61569
-6.8185 | 39490.46 | 0.66594 | -6.8185 | 36582.16 | 0.6169
-6.8012 | 39219.85 | 0.66138 | -6.8012 | 36554.7 | 0.61644
-6.7838 | 39041.2 | 0.65837 | -6.7838 | 36442.25 | 0.61454
-6.7665 | 39185.37 | 0.6608 | -6.7665 | 36473.31 | 0.61506
-6.7491 | 39470.52 | 0.66561 | -6.7491 | 36673.01 | 0.61843
-6.7318 | 39618.93 | 0.66811 | -6.7318 | 37028.73 | 0.62443
-6.7144 | 39755.64 | 0.67042 | -6.7144 | 37057.2 | 0.62491
-6.6971 | 39984.78 | 0.67428 | -6.6971 | 37084.67 | 0.62537
-6.6797 | 39873.93 | 0.67241 | -6.6797 | 37281.89 | 0.6287
-6.6624 | 39514.47 | 0.66635 | -6.6624 | 37136.14 | 0.62624
-6.645 | 39397.3 | 0.66437 | -6.645 | 36901.18 | 0.62228
-6.6277 | 39745.55 | 0.67025 | -6.6277 | 36963.48 | 0.62333
-6.6103 | 40170.91 | 0.67742 | -6.6103 | 37180.4 | 0.62699
-6.593 | 40171.17 | 0.67742 | -6.593 | 37470.15 | 0.63187
-6.5756 | 40074.36 | 0.67579 | -6.5756 | 37764.7 | 0.63684
-6.5583 | 40269.82 | 0.67909 | -6.5583 | 37810.09 | 0.63761
-6.5409 | 40429.39 | 0.68178 | -6.5409 | 37668.86 | 0.63523
-6.5236 | 40328.8 | 0.68008 | -6.5236 | 37805.54 | 0.63753
-6.5062 | 40488.35 | 0.68277 | -6.5062 | 38097.86 | 0.64246
-6.4889 | 40758.01 | 0.68732 | -6.4889 | 38203.55 | 0.64424
-6.4715 | 40964.66 | 0.6908 | -6.4715 | 38110.25 | 0.64267
-6.4542 | 40768.11 | 0.68749 | -6.4542 | 38108.45 | 0.64264
-6.4368 | 41032.25 | 0.69194 | -6.4368 | 38182.32 | 0.64388
-6.4195 | 40958.45 | 0.6907 | -6.4195 | 38418.31 | 0.64786
-6.4021 | 41062.09 | 0.69245 | -6.4021 | 38676.08 | 0.65221
-6.3848 | 41069.36 | 0.69257 | -6.3848 | 38834.53 | 0.65488
-6.3674 | 40934.2 | 0.69029 | -6.3674 | 38887.41 | 0.65577
-6.3501 | 40928.02 | 0.69019 | -6.3501 | 38975.54 | 0.65726
-6.3327 | 41004.63 | 0.69148 | -6.3327 | 39089.25 | 0.65918
-6.3154 | 41012.02 | 0.6916 | -6.3154 | 39078.01 | 0.65899
-6.298 | 41063.71 | 0.69247 | -6.298 | 39030.48 | 0.65819
-6.2807 | 41237.88 | 0.69541 | -6.2807 | 39193.81 | 0.66094
-6.2633 | 41382.8 | 0.69785 | -6.2633 | 39363.66 | 0.66381
-6.246 | 41445.8 | 0.69892 | -6.246 | 39483.68 | 0.66583
-6.2286 | 41437.72 | 0.69878 | -6.2286 | 39658.89 | 0.66878
-6.2113 | 41542.09 | 0.70054 | -6.2113 | 39485.86 | 0.66587
-6.1939 | 41835.37 | 0.70549 | -6.1939 | 39521.55 | 0.66647
-6.1766 | 41895.94 | 0.70651 | -6.1766 | 39698.68 | 0.66945
-6.1592 | 41834.14 | 0.70547 | -6.1592 | 39691.48 | 0.66933
-6.1419 | 42039.36 | 0.70893 | -6.1419 | 39838.76 | 0.67182
-6.1245 | 42256.59 | 0.71259 | -6.1245 | 40060.91 | 0.67556
-6.1072 | 42223.12 | 0.71203 | -6.1072 | 40042.11 | 0.67525
-6.0898 | 42328.48 | 0.7138 | -6.0898 | 39899.25 | 0.67284
-6.0725 | 42679.59 | 0.71972 | -6.0725 | 39920.52 | 0.6732
-6.0551 | 42797.62 | 0.72171 | -6.0551 | 40069.72 | 0.67571
-6.0378 | 42767.5 | 0.72121 | -6.0378 | 40259.61 | 0.67891
-6.0204 | 42621.06 | 0.71874 | -6.0204 | 40504.11 | 0.68304
-6.0031 | 42804.85 | 0.72184 | -6.0031 | 40561.06 | 0.684
-5.9857 | 43038.23 | 0.72577 | -5.9857 | 40595.19 | 0.68457
-5.9684 | 43058.88 | 0.72612 | -5.9684 | 40796.57 | 0.68797
-5.951 | 43124.37 | 0.72722 | -5.951 | 40977.39 | 0.69102
-5.9337 | 43172.94 | 0.72804 | -5.9337 | 41223.28 | 0.69516
-5.9163 | 43049.02 | 0.72595 | -5.9163 | 41354.03 | 0.69737
-5.899 | 43159.15 | 0.72781 | -5.899 | 41348.14 | 0.69727
-5.8816 | 43401.76 | 0.7319 | -5.8816 | 41287.76 | 0.69625
-5.8643 | 43522.55 | 0.73394 | -5.8643 | 41274.28 | 0.69602
-5.8469 | 43547.93 | 0.73437 | -5.8469 | 41389.04 | 0.69796
-5.8296 | 43627.05 | 0.7357 | -5.8296 | 41517.93 | 0.70013
-5.8122 | 43805.99 | 0.73872 | -5.8122 | 41435.65 | 0.69875
-5.7949 | 44017.53 | 0.74229 | -5.7949 | 41352.14 | 0.69734
-5.7775 | 44103.41 | 0.74373 | -5.7775 | 41545.62 | 0.7006
-5.7602 | 44323.13 | 0.74744 | -5.7602 | 41754.88 | 0.70413
-5.7428 | 44243.34 | 0.74609 | -5.7428 | 41688.15 | 0.703
-5.7255 | 44138.58 | 0.74433 | -5.7255 | 41567.49 | 0.70097
-5.7081 | 44316.65 | 0.74733 | -5.7081 | 41628.83 | 0.702
-5.6908 | 44280.81 | 0.74673 | -5.6908 | 41787.6 | 0.70468
-5.6734 | 44527.12 | 0.75088 | -5.6734 | 41974.37 | 0.70783
-5.6561 | 44709.93 | 0.75396 | -5.6561 | 42302.48 | 0.71336
-5.6387 | 44595.95 | 0.75204 | -5.6387 | 42746.66 | 0.72085
-5.6214 | 44439.38 | 0.7494 | -5.6214 | 42935.19 | 0.72403
-5.604 | 44510.25 | 0.75059 | -5.604 | 42678.73 | 0.71971
-5.5867 | 44721.16 | 0.75415 | -5.5867 | 42444.68 | 0.71576
-5.5693 | 44784.59 | 0.75522 | -5.5693 | 42690.2 | 0.7199
-5.552 | 45157.06 | 0.7615 | -5.552 | 42993.89 | 0.72502
-5.5346 | 45563.43 | 0.76835 | -5.5346 | 43230.98 | 0.72902
-5.5173 | 45180.46 | 0.7619 | -5.5173 | 43069.92 | 0.72631
-5.4999 | 44901.61 | 0.75719 | -5.4999 | 42977 | 0.72474
-5.4826 | 45205.77 | 0.76232 | -5.4826 | 43094.94 | 0.72673
-5.4652 | 45390.55 | 0.76544 | -5.4652 | 43170.11 | 0.728
-5.4479 | 45464.14 | 0.76668 | -5.4479 | 43137.79 | 0.72745
-5.4305 | 45671.78 | 0.77018 | -5.4305 | 43006.43 | 0.72523
-5.4132 | 45593.02 | 0.76885 | -5.4132 | 42937.45 | 0.72407
-5.3958 | 45334.9 | 0.7645 | -5.3958 | 43002.71 | 0.72517
-5.3785 | 45440.68 | 0.76628 | -5.3785 | 43200.27 | 0.7285
-5.3611 | 45745.45 | 0.77142 | -5.3611 | 43491 | 0.73341
-5.3438 | 45868.81 | 0.7735 | -5.3438 | 43676.38 | 0.73653
-5.3264 | 46071.9 | 0.77693 | -5.3264 | 43925.23 | 0.74073
-5.3091 | 46314.91 | 0.78103 | -5.3091 | 44371.42 | 0.74825
-5.2917 | 46121.48 | 0.77777 | -5.2917 | 44394.66 | 0.74865
-5.2744 | 46107.97 | 0.77754 | -5.2744 | 44085.24 | 0.74343
-5.257 | 46245.04 | 0.77985 | -5.257 | 43961.9 | 0.74135
-5.2397 | 46464.88 | 0.78356 | -5.2397 | 43865.14 | 0.73972
-5.2223 | 46439.11 | 0.78312 | -5.2223 | 44068.91 | 0.74315
-5.205 | 46364.29 | 0.78186 | -5.205 | 44243.2 | 0.74609
-5.1876 | 46466.08 | 0.78358 | -5.1876 | 44223.3 | 0.74576
-5.1703 | 46648.54 | 0.78665 | -5.1703 | 44281.71 | 0.74674
-5.1529 | 46828.77 | 0.78969 | -5.1529 | 44529.8 | 0.75092
-5.1356 | 46965.67 | 0.792 | -5.1356 | 44740.28 | 0.75447
-5.1182 | 46759.83 | 0.78853 | -5.1182 | 44816.64 | 0.75576
-5.1009 | 46504.16 | 0.78422 | -5.1009 | 44651.71 | 0.75298
-5.0835 | 46895.77 | 0.79082 | -5.0835 | 44869.36 | 0.75665
-5.0662 | 46980.86 | 0.79226 | -5.0662 | 45223.28 | 0.76262
-5.0488 | 46775.13 | 0.78879 | -5.0488 | 44601.05 | 0.75213
-5.0315 | 46596.86 | 0.78578 | -5.0315 | 44711.82 | 0.75399
-5.0141 | 46724.81 | 0.78794 | -5.0141 | 45318.99 | 0.76423
-4.9968 | 47104.39 | 0.79434 | -4.9968 | 45519.52 | 0.76761
-4.9794 | 47217.11 | 0.79624 | -4.9794 | 45400.56 | 0.76561
-4.9621 | 47218.45 | 0.79626 | -4.9621 | 45333.96 | 0.76448
-4.9447 | 47378.78 | 0.79897 | -4.9447 | 45386.29 | 0.76537
-4.9274 | 47464.96 | 0.80042 | -4.9274 | 45493.76 | 0.76718
-4.91 | 47302.8 | 0.79769 | -4.91 | 45728.54 | 0.77114
-4.8927 | 47335.78 | 0.79824 | -4.8927 | 46135.5 | 0.778
-4.8753 | 47802.06 | 0.80611 | -4.8753 | 46471.55 | 0.78367
-4.858 | 47991.91 | 0.80931 | -4.858 | 46479.59 | 0.7838
-4.8406 | 47869.32 | 0.80724 | -4.8406 | 46242.9 | 0.77981
-4.8233 | 47762.73 | 0.80544 | -4.8233 | 46033.73 | 0.77629
-4.8059 | 48037.75 | 0.81008 | -4.8059 | 45955.07 | 0.77496
-4.7886 | 48159.41 | 0.81213 | -4.7886 | 46210.87 | 0.77927
-4.7712 | 48201.84 | 0.81285 | -4.7712 | 46339.87 | 0.78145
-4.7539 | 48191.58 | 0.81267 | -4.7539 | 46452.13 | 0.78334
-4.7365 | 48301.39 | 0.81453 | -4.7365 | 46701.9 | 0.78755
-4.7192 | 48599.24 | 0.81955 | -4.7192 | 46840.88 | 0.7899
-4.7018 | 48936.33 | 0.82523 | -4.7018 | 46685.16 | 0.78727
-4.6845 | 49082.48 | 0.8277 | -4.6845 | 46651.89 | 0.78671
-4.6671 | 48770.81 | 0.82244 | -4.6671 | 47152.43 | 0.79515
-4.6498 | 48298.51 | 0.81448 | -4.6498 | 47326.04 | 0.79808
-4.6324 | 48272.16 | 0.81403 | -4.6324 | 47233.88 | 0.79652
-4.6151 | 48492.96 | 0.81776 | -4.6151 | 47341.12 | 0.79833
-4.5977 | 48945.54 | 0.82539 | -4.5977 | 47320.68 | 0.79799
-4.5804 | 48602.2 | 0.8196 | -4.5804 | 47184.72 | 0.7957
-4.563 | 48712.97 | 0.82147 | -4.563 | 47344.1 | 0.79838
-4.5457 | 48661.37 | 0.8206 | -4.5457 | 47598.6 | 0.80267
-4.5283 | 48911.86 | 0.82482 | -4.5283 | 47668.38 | 0.80385
-4.511 | 49301.19 | 0.83139 | -4.511 | 47535.65 | 0.80161
-4.4936 | 49314.86 | 0.83162 | -4.4936 | 47420.5 | 0.79967
-4.4763 | 49142.66 | 0.82871 | -4.4763 | 47653.21 | 0.8036
-4.4589 | 49113.66 | 0.82822 | -4.4589 | 48190.66 | 0.81266
-4.4416 | 49223.14 | 0.83007 | -4.4416 | 48190.9 | 0.81266
-4.4242 | 49367.02 | 0.8325 | -4.4242 | 47772.26 | 0.8056
-4.4069 | 49506.57 | 0.83485 | -4.4069 | 47609.59 | 0.80286
-4.3895 | 49492.36 | 0.83461 | -4.3895 | 47788.81 | 0.80588
-4.3722 | 49490.96 | 0.83459 | -4.3722 | 48063.91 | 0.81052
-4.3548 | 49814.93 | 0.84005 | -4.3548 | 48458.31 | 0.81717
-4.3375 | 49615.1 | 0.83668 | -4.3375 | 48622.56 | 0.81994
-4.3201 | 49802.7 | 0.83984 | -4.3201 | 48506.02 | 0.81798
-4.3028 | 49904.09 | 0.84155 | -4.3028 | 48343.34 | 0.81523
-4.2854 | 49891.79 | 0.84135 | -4.2854 | 48407.09 | 0.81631
-4.2681 | 50111.48 | 0.84505 | -4.2681 | 48573.64 | 0.81912
-4.2507 | 50212.48 | 0.84675 | -4.2507 | 48566.06 | 0.81899
-4.2334 | 50201.73 | 0.84657 | -4.2334 | 48567.33 | 0.81901
-4.216 | 50317.87 | 0.84853 | -4.216 | 48624.91 | 0.81998
-4.1987 | 50512.93 | 0.85182 | -4.1987 | 48333.73 | 0.81507
-4.1813 | 50446.25 | 0.8507 | -4.1813 | 48278.96 | 0.81415
-4.164 | 50234.31 | 0.84712 | -4.164 | 48727.77 | 0.82172
-4.1466 | 50283.02 | 0.84794 | -4.1466 | 49044.45 | 0.82706
-4.1293 | 50705.55 | 0.85507 | -4.1293 | 49045.72 | 0.82708
-4.1119 | 51008.7 | 0.86018 | -4.1119 | 48973.36 | 0.82586
-4.0946 | 51127.13 | 0.86218 | -4.0946 | 48954.9 | 0.82555
-4.0772 | 51052.59 | 0.86092 | -4.0772 | 49141.07 | 0.82869
-4.0599 | 50924.25 | 0.85876 | -4.0599 | 49464.95 | 0.83415
-4.0425 | 50923.16 | 0.85874 | -4.0425 | 49609.49 | 0.83658
-4.0252 | 50958.19 | 0.85933 | -4.0252 | 49544.13 | 0.83548
-4.0078 | 50924.43 | 0.85876 | -4.0078 | 49715.99 | 0.83838
-3.9905 | 50921.88 | 0.85872 | -3.9905 | 49956.95 | 0.84244
-3.9731 | 51141.7 | 0.86242 | -3.9731 | 49784.33 | 0.83953
-3.9558 | 51383.45 | 0.8665 | -3.9558 | 49620.32 | 0.83677
-3.9384 | 50888.61 | 0.85816 | -3.9384 | 49627.17 | 0.83688
-3.9211 | 51187.64 | 0.8632 | -3.9211 | 49759.77 | 0.83912
-3.9037 | 50551.3 | 0.85247 | -3.9037 | 50016.3 | 0.84345
-3.8864 | 50786.08 | 0.85643 | -3.8864 | 50239.26 | 0.84721
-3.869 | 51659.45 | 0.87115 | -3.869 | 50161.91 | 0.8459
-3.8517 | 52063.53 | 0.87797 | -3.8517 | 49947.75 | 0.84229
-3.8343 | 51908.32 | 0.87535 | -3.8343 | 50086.88 | 0.84464
-3.817 | 51719.92 | 0.87217 | -3.817 | 50538.99 | 0.85226
-3.7996 | 51790.84 | 0.87337 | -3.7996 | 50630.38 | 0.8538
-3.7823 | 51884.21 | 0.87494 | -3.7823 | 50486.61 | 0.85138
-3.7649 | 51612.73 | 0.87037 | -3.7649 | 50345.19 | 0.84899
-3.7476 | 51451.79 | 0.86765 | -3.7476 | 50291.06 | 0.84808
-3.7302 | 51048.3 | 0.86085 | -3.7302 | 50385.25 | 0.84967
-3.7129 | 51379.3 | 0.86643 | -3.7129 | 50523.37 | 0.852
-3.6955 | 52135.55 | 0.87918 | -3.6955 | 50651.92 | 0.85416
-3.6782 | 52453.22 | 0.88454 | -3.6782 | 50702.66 | 0.85502
-3.6608 | 52432.06 | 0.88418 | -3.6608 | 50675.52 | 0.85456
-3.6435 | 52398.56 | 0.88362 | -3.6435 | 50701.38 | 0.855
-3.6261 | 52370.43 | 0.88314 | -3.6261 | 50813.04 | 0.85688
-3.6088 | 52310.84 | 0.88214 | -3.6088 | 51067.86 | 0.86118
-3.5914 | 52362.64 | 0.88301 | -3.5914 | 51554.57 | 0.86939
-3.5741 | 52555.96 | 0.88627 | -3.5741 | 51819.72 | 0.87386
-3.5567 | 52665.88 | 0.88813 | -3.5567 | 51478.71 | 0.86811
-3.5394 | 52600.27 | 0.88702 | -3.5394 | 51275.9 | 0.86469
-3.522 | 52634.07 | 0.88759 | -3.522 | 51549.61 | 0.8693
-3.5047 | 52783.32 | 0.89011 | -3.5047 | 51763.44 | 0.87291
-3.4873 | 52800.41 | 0.89039 | -3.4873 | 51561.72 | 0.86951
-3.47 | 52651.13 | 0.88788 | -3.47 | 51456.59 | 0.86773
-3.4526 | 52509.43 | 0.88549 | -3.4526 | 51386.06 | 0.86654
-3.4353 | 52556.99 | 0.88629 | -3.4353 | 51315.19 | 0.86535
-3.4179 | 52787.2 | 0.89017 | -3.4179 | 51423.07 | 0.86717
-3.4006 | 52951.1 | 0.89294 | -3.4006 | 51592.71 | 0.87003
-3.3832 | 52950.61 | 0.89293 | -3.3832 | 51543.36 | 0.8692
-3.3659 | 53121.93 | 0.89582 | -3.3659 | 51474.11 | 0.86803
-3.3485 | 53317.79 | 0.89912 | -3.3485 | 51280.12 | 0.86476
-3.3312 | 53053.5 | 0.89466 | -3.3312 | 51163.8 | 0.8628
-3.3138 | 53510.27 | 0.90237 | -3.3138 | 51047.3 | 0.86083
-3.2965 | 53369.64 | 0.89999 | -3.2965 | 51418.28 | 0.86709
-3.2791 | 52703.94 | 0.88877 | -3.2791 | 51592.84 | 0.87003
-3.2618 | 52660.88 | 0.88804 | -3.2618 | 51727.34 | 0.8723
-3.2444 | 53165.75 | 0.89656 | -3.2444 | 51802.67 | 0.87357
-3.2271 | 53524.39 | 0.9026 | -3.2271 | 51896.41 | 0.87515
-3.2097 | 53534.76 | 0.90278 | -3.2097 | 51794.54 | 0.87343
-3.1924 | 53518.28 | 0.9025 | -3.1924 | 51545.27 | 0.86923
-3.175 | 53572.07 | 0.90341 | -3.175 | 51433.26 | 0.86734
-3.1577 | 53527.09 | 0.90265 | -3.1577 | 51314.59 | 0.86534
-3.1403 | 53826 | 0.90769 | -3.1403 | 51423.44 | 0.86717
-3.123 | 54002.89 | 0.91067 | -3.123 | 51697.11 | 0.87179
-3.1056 | 54175.56 | 0.91358 | -3.1056 | 51613.36 | 0.87038
-3.0883 | 54124.38 | 0.91272 | -3.0883 | 51814.7 | 0.87377
-3.0709 | 53982.01 | 0.91032 | -3.0709 | 52174.17 | 0.87983
-3.0536 | 53948.03 | 0.90975 | -3.0536 | 52512.2 | 0.88553
-3.0362 | 53866.03 | 0.90836 | -3.0362 | 52616.72 | 0.8873
-3.0189 | 53559.26 | 0.90319 | -3.0189 | 52494.68 | 0.88524
-3.0015 | 53683.99 | 0.90529 | -3.0015 | 52528.93 | 0.88582
-2.9842 | 54145.58 | 0.91308 | -2.9842 | 52914.34 | 0.89232
-2.9668 | 54407.55 | 0.9175 | -2.9668 | 53324.83 | 0.89924
-2.9495 | 54583.09 | 0.92046 | -2.9495 | 53470.92 | 0.9017
-2.9321 | 53806.42 | 0.90736 | -2.9321 | 53655.8 | 0.90482
-2.9148 | 53689.37 | 0.90539 | -2.9148 | 53756.08 | 0.90651
-2.8974 | 53828.12 | 0.90773 | -2.8974 | 53492.73 | 0.90207
-2.8801 | 53931.02 | 0.90946 | -2.8801 | 53439.75 | 0.90118
-2.8627 | 54491.41 | 0.91891 | -2.8627 | 53479.3 | 0.90184
-2.8454 | 54378.31 | 0.917 | -2.8454 | 53427.36 | 0.90097
-2.828 | 54561.35 | 0.92009 | -2.828 | 53444.09 | 0.90125
-2.8107 | 55103.85 | 0.92924 | -2.8107 | 53366.81 | 0.89995
-2.7933 | 54830.69 | 0.92463 | -2.7933 | 53473.87 | 0.90175
-2.776 | 54263.38 | 0.91507 | -2.776 | 53717.74 | 0.90586
-2.7586 | 54371.74 | 0.91689 | -2.7586 | 53657.08 | 0.90484
-2.7413 | 54301.76 | 0.91571 | -2.7413 | 53452.37 | 0.90139
-2.7239 | 54127.59 | 0.91278 | -2.7239 | 53679.73 | 0.90522
-2.7066 | 54370.89 | 0.91688 | -2.7066 | 53848.95 | 0.90808
-2.6892 | 54330.52 | 0.9162 | -2.6892 | 54084.61 | 0.91205
-2.6719 | 54534.7 | 0.91964 | -2.6719 | 54013.46 | 0.91085
-2.6545 | 54935.7 | 0.9264 | -2.6545 | 53833.23 | 0.90781
-2.6372 | 55190.52 | 0.9307 | -2.6372 | 53870.41 | 0.90844
-2.6198 | 55104.88 | 0.92926 | -2.6198 | 54095.73 | 0.91224
-2.6025 | 54878.41 | 0.92544 | -2.6025 | 54261.77 | 0.91504
-2.5851 | 54862.38 | 0.92517 | -2.5851 | 54331.43 | 0.91621
-2.5678 | 55056.99 | 0.92845 | -2.5678 | 54448.65 | 0.91819
-2.5504 | 55105.75 | 0.92927 | -2.5504 | 54389.3 | 0.91719
-2.5331 | 55149.97 | 0.93002 | -2.5331 | 54020.46 | 0.91097
-2.5157 | 55752.94 | 0.94018 | -2.5157 | 54170.51 | 0.9135
-2.4984 | 55040.13 | 0.92816 | -2.4984 | 54258.69 | 0.91499
-2.481 | 55424.79 | 0.93465 | -2.481 | 54364.68 | 0.91677
-2.4637 | 55242.71 | 0.93158 | -2.4637 | 54133.39 | 0.91287
-2.4463 | 55097.14 | 0.92913 | -2.4463 | 54806.95 | 0.92423
-2.429 | 55005.68 | 0.92758 | -2.429 | 54673.66 | 0.92198
-2.4116 | 54942.11 | 0.92651 | -2.4116 | 54627.91 | 0.92121
-2.3943 | 55084.11 | 0.92891 | -2.3943 | 54579.28 | 0.92039
-2.3769 | 55341.32 | 0.93324 | -2.3769 | 54799.54 | 0.92411
-2.3596 | 55352.6 | 0.93343 | -2.3596 | 54917.65 | 0.9261
-2.3422 | 55167.29 | 0.93031 | -2.3422 | 54809.73 | 0.92428
-2.3249 | 55152.86 | 0.93007 | -2.3249 | 55090.55 | 0.92901
-2.3075 | 55161.29 | 0.93021 | -2.3075 | 55171.24 | 0.93038
-2.2902 | 55461.42 | 0.93527 | -2.2902 | 55269.05 | 0.93202
-2.2728 | 55724.64 | 0.93971 | -2.2728 | 55602.11 | 0.93764
-2.2555 | 55679.1 | 0.93894 | -2.2555 | 55213.88 | 0.93109
-2.2381 | 55786.57 | 0.94075 | -2.2381 | 55479.24 | 0.93557
-2.2208 | 56110.36 | 0.94621 | -2.2208 | 55495.93 | 0.93585
-2.2034 | 55874.03 | 0.94223 | -2.2034 | 55305.75 | 0.93264
-2.1861 | 55667.66 | 0.93875 | -2.1861 | 55119.57 | 0.9295
-2.1687 | 55738.09 | 0.93993 | -2.1687 | 54824.88 | 0.92453
-2.1514 | 55959.89 | 0.94367 | -2.1514 | 54832.13 | 0.92466
-2.134 | 56155.91 | 0.94698 | -2.134 | 55272.11 | 0.93208
-2.1167 | 56130.92 | 0.94656 | -2.1167 | 55563.48 | 0.93699
-2.0993 | 55913.43 | 0.94289 | -2.0993 | 55702.83 | 0.93934
-2.082 | 55802.94 | 0.94103 | -2.082 | 55381.69 | 0.93392
-2.0646 | 55735.16 | 0.93988 | -2.0646 | 55179.53 | 0.93051
-2.0473 | 56040.92 | 0.94504 | -2.0473 | 55493.59 | 0.93581
-2.0299 | 56287.46 | 0.9492 | -2.0299 | 55398.24 | 0.9342
-2.0126 | 56315.03 | 0.94966 | -2.0126 | 55122.61 | 0.92955
-1.9952 | 56249.14 | 0.94855 | -1.9952 | 55117.52 | 0.92947
-1.9779 | 56226.7 | 0.94817 | -1.9779 | 55295.08 | 0.93246
-1.9605 | 56364.89 | 0.9505 | -1.9605 | 55535.79 | 0.93652
-1.9432 | 56871.22 | 0.95904 | -1.9432 | 55613.81 | 0.93784
-1.9258 | 57031.84 | 0.96175 | -1.9258 | 55507.61 | 0.93605
-1.9085 | 56327.8 | 0.94988 | -1.9085 | 55557.64 | 0.93689
-1.8911 | 56571.37 | 0.95399 | -1.8911 | 55826.22 | 0.94142
-1.8738 | 57397.46 | 0.96792 | -1.8738 | 55934.02 | 0.94324
-1.8564 | 56947.89 | 0.96034 | -1.8564 | 56031.56 | 0.94488
-1.8391 | 56159.61 | 0.94704 | -1.8391 | 55903 | 0.94272
-1.8217 | 56582.46 | 0.95417 | -1.8217 | 56063.11 | 0.94542
-1.8044 | 57021.5 | 0.96158 | -1.8044 | 56213.96 | 0.94796
-1.787 | 56816.93 | 0.95813 | -1.787 | 55786.22 | 0.94075
-1.7697 | 56758.98 | 0.95715 | -1.7697 | 55475.09 | 0.9355
-1.7523 | 56852.12 | 0.95872 | -1.7523 | 55947.8 | 0.94347
-1.735 | 56852.48 | 0.95873 | -1.735 | 56408.71 | 0.95124
-1.7176 | 56764.29 | 0.95724 | -1.7176 | 56165.47 | 0.94714
-1.7003 | 56624.14 | 0.95488 | -1.7003 | 55873.21 | 0.94221
-1.6829 | 56665 | 0.95556 | -1.6829 | 55916.29 | 0.94294
-1.6656 | 57126.49 | 0.96335 | -1.6656 | 56174.2 | 0.94729
-1.6482 | 57009.39 | 0.96137 | -1.6482 | 56189 | 0.94754
-1.6309 | 56942.77 | 0.96025 | -1.6309 | 56302.75 | 0.94946
-1.6135 | 56924.19 | 0.95994 | -1.6135 | 56261.28 | 0.94876
-1.5962 | 57173.61 | 0.96414 | -1.5962 | 55980.21 | 0.94402
-1.5788 | 57242.08 | 0.9653 | -1.5788 | 55909.29 | 0.94282
-1.5615 | 56934.65 | 0.96011 | -1.5615 | 55968.34 | 0.94382
-1.5441 | 56737.29 | 0.95678 | -1.5441 | 56108.39 | 0.94618
-1.5268 | 57101.25 | 0.96292 | -1.5268 | 56384.06 | 0.95083
-1.5094 | 57578.07 | 0.97096 | -1.5094 | 56683.05 | 0.95587
-1.4921 | 57406.15 | 0.96806 | -1.4921 | 56846.77 | 0.95863
-1.4747 | 57004.24 | 0.96129 | -1.4747 | 56939.04 | 0.96019
-1.4574 | 57187.86 | 0.96438 | -1.4574 | 56679.5 | 0.95581
-1.44 | 57330.6 | 0.96679 | -1.44 | 56762.49 | 0.95721
-1.4227 | 56862.52 | 0.9589 | -1.4227 | 57147.07 | 0.96369
-1.4053 | 56656.27 | 0.95542 | -1.4053 | 56976.42 | 0.96082
-1.388 | 57091.72 | 0.96276 | -1.388 | 56747.49 | 0.95696
-1.3706 | 57364 | 0.96735 | -1.3706 | 56724.93 | 0.95658
-1.3533 | 57364.28 | 0.96736 | -1.3533 | 56685.86 | 0.95592
-1.3359 | 57365.26 | 0.96737 | -1.3359 | 56889.87 | 0.95936
-1.3186 | 57456.87 | 0.96892 | -1.3186 | 57043.14 | 0.96194
-1.3012 | 57565.16 | 0.97074 | -1.3012 | 56777.88 | 0.95747
-1.2839 | 57776.84 | 0.97431 | -1.2839 | 56413.03 | 0.95132
-1.2665 | 58201.39 | 0.98147 | -1.2665 | 55977.02 | 0.94396
-1.2492 | 58272.74 | 0.98268 | -1.2492 | 56193.92 | 0.94762
-1.2318 | 58403.38 | 0.98488 | -1.2318 | 57146.11 | 0.96368
-1.2145 | 58327.86 | 0.98361 | -1.2145 | 57467.5 | 0.9691
-1.1971 | 58387.19 | 0.98461 | -1.1971 | 57587.61 | 0.97112
-1.1798 | 58421.92 | 0.98519 | -1.1798 | 57557.55 | 0.97062
-1.1624 | 58132.33 | 0.98031 | -1.1624 | 57590.63 | 0.97117
-1.1451 | 57783.54 | 0.97443 | -1.1451 | 57709.5 | 0.97318
-1.1277 | 57637.14 | 0.97196 | -1.1277 | 57848.93 | 0.97553
-1.1104 | 57611.69 | 0.97153 | -1.1104 | 57807.57 | 0.97483
-1.093 | 57636.46 | 0.97195 | -1.093 | 57510.2 | 0.96982
-1.0757 | 57800.86 | 0.97472 | -1.0757 | 57213.93 | 0.96482
-1.0583 | 57861.43 | 0.97574 | -1.0583 | 57108.31 | 0.96304
-1.041 | 57624.88 | 0.97175 | -1.041 | 57123.68 | 0.9633
-1.0236 | 57370.85 | 0.96747 | -1.0236 | 57318.11 | 0.96658
-1.0063 | 57858.81 | 0.9757 | -1.0063 | 57320.95 | 0.96663
-0.98895 | 58133.96 | 0.98034 | -0.98895 | 57029.79 | 0.96172
-0.9716 | 58058.85 | 0.97907 | -0.9716 | 56712.35 | 0.95636
-0.95425 | 57773.16 | 0.97425 | -0.95425 | 56928.78 | 0.96001
-0.9369 | 57477.46 | 0.96927 | -0.9369 | 57331.52 | 0.9668
-0.91955 | 57394.37 | 0.96786 | -0.91955 | 57523.25 | 0.97004
-0.9022 | 57664.73 | 0.97242 | -0.9022 | 57576.62 | 0.97094
-0.88485 | 58102.96 | 0.97981 | -0.88485 | 57608.51 | 0.97148
-0.8675 | 58244.2 | 0.9822 | -0.8675 | 57497.86 | 0.96961
-0.85015 | 57994.46 | 0.97798 | -0.85015 | 57437.01 | 0.96858
-0.8328 | 58033.9 | 0.97865 | -0.8328 | 57712.52 | 0.97323
-0.81545 | 58120.78 | 0.98011 | -0.81545 | 57812.61 | 0.97492
-0.7981 | 57877.57 | 0.97601 | -0.7981 | 57465.11 | 0.96906
-0.78075 | 57736.93 | 0.97364 | -0.78075 | 57520.15 | 0.96999
-0.7634 | 57395.31 | 0.96788 | -0.7634 | 57496.93 | 0.96959
-0.74605 | 57442.1 | 0.96867 | -0.74605 | 57234.39 | 0.96517
-0.7287 | 57869.46 | 0.97588 | -0.7287 | 57238.84 | 0.96524
-0.71135 | 58097.25 | 0.97972 | -0.71135 | 57586.61 | 0.97111
-0.694 | 57936.68 | 0.97701 | -0.694 | 57897.29 | 0.97635
-0.67665 | 57791.97 | 0.97457 | -0.67665 | 57950.89 | 0.97725
-0.6593 | 57743.55 | 0.97375 | -0.6593 | 57869.61 | 0.97588
-0.64195 | 57236.99 | 0.96521 | -0.64195 | 57783.05 | 0.97442
-0.6246 | 57342.68 | 0.96699 | -0.6246 | 57648.32 | 0.97215
-0.60725 | 57954.97 | 0.97732 | -0.60725 | 57420.84 | 0.96831
-0.5899 | 58140.38 | 0.98044 | -0.5899 | 57824.53 | 0.97512
-0.57255 | 58223.39 | 0.98184 | -0.57255 | 58289.29 | 0.98296
-0.5552 | 58292.24 | 0.98301 | -0.5552 | 58170.24 | 0.98095
-0.53785 | 58321.48 | 0.9835 | -0.53785 | 58010.39 | 0.97825
-0.5205 | 58099.05 | 0.97975 | -0.5205 | 58000.33 | 0.97808
-0.50315 | 57784.34 | 0.97444 | -0.50315 | 58134.91 | 0.98035
-0.4858 | 57683.29 | 0.97274 | -0.4858 | 58223.91 | 0.98185
-0.46845 | 57827.01 | 0.97516 | -0.46845 | 58080.21 | 0.97943
-0.4511 | 58117.53 | 0.98006 | -0.4511 | 57947.82 | 0.9772
-0.43375 | 58551.98 | 0.98739 | -0.43375 | 58076.39 | 0.97937
-0.4164 | 58518.17 | 0.98682 | -0.4164 | 58114.86 | 0.98001
-0.39905 | 58253.64 | 0.98235 | -0.39905 | 58374.5 | 0.98439
-0.3817 | 58318.99 | 0.98346 | -0.3817 | 58444.51 | 0.98557
-0.36435 | 58440.54 | 0.98551 | -0.36435 | 57878.43 | 0.97603
-0.347 | 58580.27 | 0.98786 | -0.347 | 57581.67 | 0.97102
-0.32965 | 58540.64 | 0.98719 | -0.32965 | 57672.97 | 0.97256
-0.3123 | 58337.71 | 0.98377 | -0.3123 | 57592.32 | 0.9712
-0.29495 | 58171.87 | 0.98098 | -0.29495 | 56990.44 | 0.96105
-0.2776 | 58154.97 | 0.98069 | -0.2776 | 56560.37 | 0.9538
-0.26025 | 58205.21 | 0.98154 | -0.26025 | 56897.24 | 0.95948
-0.2429 | 58206.24 | 0.98156 | -0.2429 | 57140.64 | 0.96359
-0.22555 | 58141.68 | 0.98047 | -0.22555 | 57210.14 | 0.96476
-0.2082 | 58062.46 | 0.97913 | -0.2082 | 57227.23 | 0.96505
-0.19085 | 58334.14 | 0.98371 | -0.19085 | 56794.47 | 0.95775
-0.1735 | 58734.94 | 0.99047 | -0.1735 | 56834.27 | 0.95842
-0.15615 | 58723.03 | 0.99027 | -0.15615 | 56969.75 | 0.9607
-0.1388 | 58611.85 | 0.9884 | -0.1388 | 56867.75 | 0.95898
-0.12145 | 58658.64 | 0.98918 | -0.12145 | 56814.04 | 0.95808
-0.1041 | 58980.55 | 0.99461 | -0.1041 | 57143.67 | 0.96364
-0.08675 | 59298.39 | 0.99997 | -0.08675 | 57636.18 | 0.97194
-0.0694 | 59242.98 | 0.99904 | -0.0694 | 59010.79 | 0.99512
-0.05205 | 58977.59 | 0.99456 | -0.05205 | 58157.09 | 0.98073
-0.0347 | 59019.51 | 0.99527 | -0.0347 | 58187.92 | 0.98125
-0.01735 | 59035.43 | 0.99554 | -0.01735 | 58498.36 | 0.98648
0 | 59142.69 | 0.99735 | 0 | 59142.69 | 0.99735
0.01735 | 58868.61 | 0.99273 | 0.01735 | 58498.36 | 0.98648
0.0347 | 58550.84 | 0.98737 | 0.0347 | 58187.92 | 0.98125
0.05205 | 58477.86 | 0.98614 | 0.05205 | 58157.09 | 0.98073
0.0694 | 58080.06 | 0.97943 | 0.0694 | 57985.84 | 0.97784
0.08675 | 58199.72 | 0.98145 | 0.08675 | 57879.17 | 0.97604
0.1041 | 58549.29 | 0.98734 | 0.1041 | 57866.82 | 0.97583
0.12145 | 58642.73 | 0.98892 | 0.12145 | 58034.82 | 0.97866
0.1388 | 58576.16 | 0.98779 | 0.1388 | 58302.96 | 0.98319
0.15615 | 58470.36 | 0.98601 | 0.15615 | 58440.56 | 0.98551
0.1735 | 58288.9 | 0.98295 | 0.1735 | 58631.94 | 0.98873
0.19085 | 58031.06 | 0.9786 | 0.19085 | 58186.74 | 0.98123
0.2082 | 57742.77 | 0.97374 | 0.2082 | 58271.89 | 0.98266
0.22555 | 57652.08 | 0.97221 | 0.22555 | 58383.68 | 0.98455
0.2429 | 57525.18 | 0.97007 | 0.2429 | 58433.94 | 0.9854
0.26025 | 57284.79 | 0.96602 | 0.26025 | 58235.47 | 0.98205
0.2776 | 57397.01 | 0.96791 | 0.2776 | 57901.71 | 0.97642
0.29495 | 57653.6 | 0.97224 | 0.29495 | 57474 | 0.96921
0.3123 | 57788.29 | 0.97451 | 0.3123 | 57257.28 | 0.96555
0.32965 | 57849.13 | 0.97553 | 0.32965 | 57368.43 | 0.96743
0.347 | 57897.76 | 0.97635 | 0.347 | 57646.2 | 0.97211
0.36435 | 57706.84 | 0.97313 | 0.36435 | 57955.99 | 0.97734
0.3817 | 57209.09 | 0.96474 | 0.3817 | 58093.65 | 0.97966
0.39905 | 57367.96 | 0.96742 | 0.39905 | 57806.04 | 0.97481
0.4164 | 58037.45 | 0.97871 | 0.4164 | 57060.89 | 0.96224
0.43375 | 57875.99 | 0.97599 | 0.43375 | 57625.75 | 0.97177
0.4511 | 57542.62 | 0.97036 | 0.4511 | 58138.33 | 0.98041
0.46845 | 57574.83 | 0.97091 | 0.46845 | 57995.04 | 0.97799
0.4858 | 57514.41 | 0.96989 | 0.4858 | 57666.72 | 0.97246
0.50315 | 57349.8 | 0.96711 | 0.50315 | 57537.67 | 0.97028
0.5205 | 57495.91 | 0.96958 | 0.5205 | 57532.25 | 0.97019
0.53785 | 57841.44 | 0.9754 | 0.53785 | 57659.08 | 0.97233
0.5552 | 57945.14 | 0.97715 | 0.5552 | 57780.93 | 0.97438
0.57255 | 57937.49 | 0.97702 | 0.57255 | 57518.06 | 0.96995
0.5899 | 58084.64 | 0.9795 | 0.5899 | 57440.35 | 0.96864
0.60725 | 57740.22 | 0.9737 | 0.60725 | 57836.07 | 0.97531
0.6246 | 58320.17 | 0.98348 | 0.6246 | 58106 | 0.97987
0.64195 | 58367.2 | 0.98427 | 0.64195 | 57991.27 | 0.97793
0.6593 | 57959.6 | 0.9774 | 0.6593 | 57922.05 | 0.97676
0.67665 | 57624.76 | 0.97175 | 0.67665 | 58230.35 | 0.98196
0.694 | 58219.76 | 0.98178 | 0.694 | 58200.38 | 0.98146
0.71135 | 58165.79 | 0.98087 | 0.71135 | 57978.01 | 0.97771
0.7287 | 57694.48 | 0.97293 | 0.7287 | 58106.87 | 0.97988
0.74605 | 57688.42 | 0.97282 | 0.74605 | 58431.98 | 0.98536
0.7634 | 57845.15 | 0.97547 | 0.7634 | 58363.2 | 0.9842
0.78075 | 57829.94 | 0.97521 | 0.78075 | 57881.42 | 0.97608
0.7981 | 57603.84 | 0.9714 | 0.7981 | 57483.12 | 0.96936
0.81545 | 57664.65 | 0.97242 | 0.81545 | 58117.71 | 0.98006
0.8328 | 57285.48 | 0.96603 | 0.8328 | 57897.47 | 0.97635
0.85015 | 57133.18 | 0.96346 | 0.85015 | 57985.06 | 0.97783
0.8675 | 57230.75 | 0.96511 | 0.8675 | 57794.3 | 0.97461
0.88485 | 57401.7 | 0.96799 | 0.88485 | 57991.32 | 0.97793
0.9022 | 58245.31 | 0.98221 | 0.9022 | 58223.98 | 0.98185
0.91955 | 58383.84 | 0.98455 | 0.91955 | 58297.65 | 0.9831
0.9369 | 58053.23 | 0.97898 | 0.9369 | 58249.46 | 0.98228
0.95425 | 58124.91 | 0.98018 | 0.95425 | 58180.9 | 0.98113
0.9716 | 58123.58 | 0.98016 | 0.9716 | 57929.63 | 0.97689
0.98895 | 57582.41 | 0.97104 | 0.98895 | 57419.47 | 0.96829
1.0063 | 57085.17 | 0.96265 | 1.0063 | 57791.77 | 0.97457
1.0236 | 56991.12 | 0.96106 | 1.0236 | 57836.56 | 0.97532
1.041 | 56856.9 | 0.9588 | 1.041 | 58236.67 | 0.98207
1.0583 | 56910.91 | 0.95971 | 1.0583 | 57915.84 | 0.97666
1.0757 | 57033.3 | 0.96178 | 1.0757 | 57487.07 | 0.96943
1.093 | 56402 | 0.95113 | 1.093 | 57465.14 | 0.96906
1.1104 | 56650.75 | 0.95532 | 1.1104 | 57263.48 | 0.96566
1.1277 | 57381.06 | 0.96764 | 1.1277 | 57157.63 | 0.96387
1.1451 | 57790.09 | 0.97454 | 1.1451 | 57698.4 | 0.97299
1.1624 | 57988.2 | 0.97788 | 1.1624 | 58077.89 | 0.97939
1.1798 | 58263.83 | 0.98253 | 1.1798 | 57621.41 | 0.97169
1.1971 | 58306.77 | 0.98325 | 1.1971 | 57718.5 | 0.97333
1.2145 | 57590.21 | 0.97117 | 1.2145 | 57842.73 | 0.97543
1.2318 | 57263.86 | 0.96566 | 1.2318 | 57055.86 | 0.96216
1.2492 | 57542.34 | 0.97036 | 1.2492 | 57530.41 | 0.97016
1.2665 | 57727.22 | 0.97348 | 1.2665 | 57242.11 | 0.9653
1.2839 | 57664.14 | 0.97241 | 1.2839 | 57209.46 | 0.96475
1.3012 | 57631.3 | 0.97186 | 1.3012 | 57059.56 | 0.96222
1.3186 | 57395.71 | 0.96789 | 1.3186 | 57124.61 | 0.96332
1.3359 | 56998.38 | 0.96119 | 1.3359 | 57295.66 | 0.9662
1.3533 | 56790.62 | 0.95768 | 1.3533 | 57399.57 | 0.96795
1.3706 | 56910.17 | 0.9597 | 1.3706 | 57394.87 | 0.96787
1.388 | 56990.34 | 0.96105 | 1.388 | 57282.29 | 0.96597
1.4053 | 56700.18 | 0.95616 | 1.4053 | 57096.4 | 0.96284
1.4227 | 56657.85 | 0.95544 | 1.4227 | 56540.1 | 0.95346
1.44 | 56950.5 | 0.96038 | 1.44 | 56333.11 | 0.94997
1.4574 | 56963.57 | 0.9606 | 1.4574 | 56536.96 | 0.95341
1.4747 | 57128.83 | 0.96339 | 1.4747 | 56306.93 | 0.94953
1.4921 | 57081.4 | 0.96259 | 1.4921 | 56638.3 | 0.95511
1.5094 | 56707.53 | 0.95628 | 1.5094 | 56856.75 | 0.9588
1.5268 | 56435.88 | 0.9517 | 1.5268 | 56897.72 | 0.95949
1.5441 | 56418.46 | 0.95141 | 1.5441 | 56909.38 | 0.95969
1.5615 | 56500.97 | 0.9528 | 1.5615 | 56970.63 | 0.96072
1.5788 | 56532.85 | 0.95334 | 1.5788 | 57170.27 | 0.96409
1.5962 | 56516.8 | 0.95307 | 1.5962 | 57282.33 | 0.96598
1.6135 | 56551.52 | 0.95365 | 1.6135 | 56886.47 | 0.9593
1.6309 | 56733.68 | 0.95672 | 1.6309 | 57158.3 | 0.96388
1.6482 | 57088.16 | 0.9627 | 1.6482 | 56935.09 | 0.96012
1.6656 | 57248.43 | 0.9654 | 1.6656 | 56887.02 | 0.95931
1.6829 | 57111.2 | 0.96309 | 1.6829 | 56877.55 | 0.95915
1.7003 | 56754.8 | 0.95708 | 1.7003 | 56952.18 | 0.96041
1.7176 | 56331.53 | 0.94994 | 1.7176 | 56818.51 | 0.95815
1.735 | 56192.14 | 0.94759 | 1.735 | 56747.77 | 0.95696
1.7523 | 56249.02 | 0.94855 | 1.7523 | 56655.94 | 0.95541
1.7697 | 56403.31 | 0.95115 | 1.7697 | 56571.77 | 0.95399
1.787 | 56741.31 | 0.95685 | 1.787 | 56555.95 | 0.95373
1.8044 | 56971.24 | 0.96073 | 1.8044 | 56518.23 | 0.95309
1.8217 | 56478.78 | 0.95242 | 1.8217 | 56554.83 | 0.95371
1.8391 | 56092.49 | 0.94591 | 1.8391 | 56350.37 | 0.95026
1.8564 | 56138.05 | 0.94668 | 1.8564 | 56595.65 | 0.9544
1.8738 | 56472.86 | 0.95232 | 1.8738 | 56757.45 | 0.95712
1.8911 | 56270.57 | 0.94891 | 1.8911 | 56931.59 | 0.96006
1.9085 | 55779.75 | 0.94064 | 1.9085 | 56529.34 | 0.95328
1.9258 | 55539.37 | 0.93658 | 1.9258 | 56349.77 | 0.95025
1.9432 | 55703.06 | 0.93934 | 1.9432 | 56474.41 | 0.95235
1.9605 | 56037.81 | 0.94499 | 1.9605 | 56668.26 | 0.95562
1.9779 | 55988.49 | 0.94416 | 1.9779 | 56746.14 | 0.95693
1.9952 | 55725.27 | 0.93972 | 1.9952 | 56759.14 | 0.95715
2.0126 | 55929.17 | 0.94316 | 2.0126 | 56683.14 | 0.95587
2.0299 | 56185.28 | 0.94748 | 2.0299 | 56189.24 | 0.94754
2.0473 | 56313.22 | 0.94963 | 2.0473 | 55862.3 | 0.94203
2.0646 | 56229.16 | 0.94822 | 2.0646 | 56051.74 | 0.94522
2.082 | 55607.67 | 0.93773 | 2.082 | 56686.14 | 0.95592
2.0993 | 55922.88 | 0.94305 | 2.0993 | 56832.44 | 0.95839
2.1167 | 56155.4 | 0.94697 | 2.1167 | 56952.38 | 0.96041
2.134 | 55917.57 | 0.94296 | 2.134 | 56624.07 | 0.95487
2.1514 | 55563.18 | 0.93698 | 2.1514 | 56332.66 | 0.94996
2.1687 | 55360.48 | 0.93357 | 2.1687 | 56510.8 | 0.95296
2.1861 | 55353.86 | 0.93345 | 2.1861 | 56696.57 | 0.9561
2.2034 | 55423.34 | 0.93463 | 2.2034 | 56402.95 | 0.95115
2.2208 | 55380.43 | 0.9339 | 2.2208 | 55990.47 | 0.94419
2.2381 | 55229.16 | 0.93135 | 2.2381 | 55912.32 | 0.94287
2.2555 | 55259.54 | 0.93186 | 2.2555 | 55843.63 | 0.94171
2.2728 | 55417.16 | 0.93452 | 2.2728 | 55669.99 | 0.93879
2.2902 | 55766.78 | 0.94042 | 2.2902 | 55882.19 | 0.94236
2.3075 | 55869.76 | 0.94215 | 2.3075 | 56093.03 | 0.94592
2.3249 | 55325.04 | 0.93297 | 2.3249 | 56207.18 | 0.94784
2.3422 | 54775.79 | 0.92371 | 2.3422 | 56339.01 | 0.95007
2.3596 | 54746.38 | 0.92321 | 2.3596 | 56359.03 | 0.95041
2.3769 | 55125.95 | 0.92961 | 2.3769 | 56354.24 | 0.95032
2.3943 | 55586.47 | 0.93738 | 2.3943 | 56376.75 | 0.9507
2.4116 | 55905.51 | 0.94276 | 2.4116 | 56232.97 | 0.94828
2.429 | 55820.92 | 0.94133 | 2.429 | 55824.96 | 0.9414
2.4463 | 55241.11 | 0.93155 | 2.4463 | 55480.34 | 0.93559
2.4637 | 55166.99 | 0.9303 | 2.4637 | 55427.71 | 0.9347
2.481 | 55297.81 | 0.93251 | 2.481 | 55463.77 | 0.93531
2.4984 | 55143.09 | 0.9299 | 2.4984 | 55402.27 | 0.93427
2.5157 | 55239.29 | 0.93152 | 2.5157 | 55495.71 | 0.93585
2.5331 | 55405.72 | 0.93433 | 2.5331 | 55334.38 | 0.93313
2.5504 | 55458.39 | 0.93522 | 2.5504 | 55120.2 | 0.92951
2.5678 | 55423.72 | 0.93463 | 2.5678 | 55263.66 | 0.93193
2.5851 | 55445.52 | 0.935 | 2.5851 | 55505.71 | 0.93602
2.6025 | 55557.14 | 0.93688 | 2.6025 | 55471.32 | 0.93544
2.6198 | 55669.64 | 0.93878 | 2.6198 | 55181.2 | 0.93054
2.6372 | 55679.84 | 0.93895 | 2.6372 | 55039.2 | 0.92815
2.6545 | 55539.53 | 0.93659 | 2.6545 | 55337.88 | 0.93319
2.6719 | 55375.89 | 0.93383 | 2.6719 | 55475.7 | 0.93551
2.6892 | 55580.66 | 0.93728 | 2.6892 | 55311.4 | 0.93274
2.7066 | 55658.08 | 0.93858 | 2.7066 | 55278.04 | 0.93218
2.7239 | 55384.65 | 0.93397 | 2.7239 | 55129.36 | 0.92967
2.7413 | 54983.55 | 0.92721 | 2.7413 | 54755.03 | 0.92336
2.7586 | 54629.9 | 0.92125 | 2.7586 | 54481.56 | 0.91874
2.776 | 54765.21 | 0.92353 | 2.776 | 54462.89 | 0.91843
2.7933 | 54956.73 | 0.92676 | 2.7933 | 54720.12 | 0.92277
2.8107 | 54724.26 | 0.92284 | 2.8107 | 55042.45 | 0.9282
2.828 | 54300.34 | 0.91569 | 2.828 | 55224.35 | 0.93127
2.8454 | 54104.67 | 0.91239 | 2.8454 | 55297.93 | 0.93251
2.8627 | 54036.98 | 0.91125 | 2.8627 | 55266.42 | 0.93198
2.8801 | 54035.97 | 0.91123 | 2.8801 | 54835.05 | 0.92471
2.8974 | 54010.21 | 0.9108 | 2.8974 | 54674.95 | 0.92201
2.9148 | 53746.21 | 0.90634 | 2.9148 | 54721.31 | 0.92279
2.9321 | 53444.04 | 0.90125 | 2.9321 | 54452.66 | 0.91826
2.9495 | 53475.2 | 0.90177 | 2.9495 | 54430.13 | 0.91788
2.9668 | 53616.05 | 0.90415 | 2.9668 | 54274 | 0.91524
2.9842 | 53559.3 | 0.90319 | 2.9842 | 54114.89 | 0.91256
3.0015 | 53604.62 | 0.90396 | 3.0015 | 54219.52 | 0.91433
3.0189 | 53790.56 | 0.90709 | 3.0189 | 54441.03 | 0.91806
3.0362 | 53783.77 | 0.90698 | 3.0362 | 54575.59 | 0.92033
3.0536 | 53461.38 | 0.90154 | 3.0536 | 54576.05 | 0.92034
3.0709 | 53129.09 | 0.89594 | 3.0709 | 54310.97 | 0.91587
3.0883 | 53126.5 | 0.89589 | 3.0883 | 53793.98 | 0.90715
3.1056 | 53551.99 | 0.90307 | 3.1056 | 53602.29 | 0.90392
3.123 | 53875.51 | 0.90852 | 3.123 | 53935.57 | 0.90954
3.1403 | 53391.9 | 0.90037 | 3.1403 | 54254.48 | 0.91492
3.1577 | 53119.91 | 0.89578 | 3.1577 | 54121.42 | 0.91267
3.175 | 53284.65 | 0.89856 | 3.175 | 53726.78 | 0.90602
3.1924 | 53626.39 | 0.90432 | 3.1924 | 53415.9 | 0.90077
3.2097 | 53596.63 | 0.90382 | 3.2097 | 53502.29 | 0.90223
3.2271 | 53148.36 | 0.89626 | 3.2271 | 53741.56 | 0.90627
3.2444 | 52765.13 | 0.8898 | 3.2444 | 53875.11 | 0.90852
3.2618 | 52757.87 | 0.88968 | 3.2618 | 53836.55 | 0.90787
3.2791 | 52907.49 | 0.8922 | 3.2791 | 53527.85 | 0.90266
3.2965 | 52962.25 | 0.89312 | 3.2965 | 53163.16 | 0.89651
3.3138 | 52897.73 | 0.89204 | 3.3138 | 53360.02 | 0.89983
3.3312 | 52900.43 | 0.89208 | 3.3312 | 53570.55 | 0.90338
3.3485 | 53082.94 | 0.89516 | 3.3485 | 53351.4 | 0.89969
3.3659 | 53322.45 | 0.8992 | 3.3659 | 53097.37 | 0.8954
3.3832 | 53196.4 | 0.89707 | 3.3832 | 53267.57 | 0.89827
3.4006 | 52693.94 | 0.8886 | 3.4006 | 53432.7 | 0.90106
3.4179 | 52389.44 | 0.88346 | 3.4179 | 53321.47 | 0.89918
3.4353 | 52416.82 | 0.88393 | 3.4353 | 53208.41 | 0.89728
3.4526 | 52336.48 | 0.88257 | 3.4526 | 53232.42 | 0.89768
3.47 | 51990.37 | 0.87673 | 3.47 | 53190.11 | 0.89697
3.4873 | 51832.67 | 0.87408 | 3.4873 | 52943.78 | 0.89281
3.5047 | 52141.29 | 0.87928 | 3.5047 | 52586.36 | 0.88679
3.522 | 52598.41 | 0.88699 | 3.522 | 52259.81 | 0.88128
3.5394 | 52797.37 | 0.89034 | 3.5394 | 52532.42 | 0.88588
3.5567 | 52869.83 | 0.89157 | 3.5567 | 52736.17 | 0.88931
3.5741 | 52999.48 | 0.89375 | 3.5741 | 52487.9 | 0.88512
3.5914 | 52805.42 | 0.89048 | 3.5914 | 52318.98 | 0.88228
3.6088 | 52212.46 | 0.88048 | 3.6088 | 52220.34 | 0.88061
3.6261 | 51971.72 | 0.87642 | 3.6261 | 52171.59 | 0.87979
3.6435 | 51794.25 | 0.87343 | 3.6435 | 52520.28 | 0.88567
3.6608 | 51766.61 | 0.87296 | 3.6608 | 52860.5 | 0.89141
3.6782 | 52166.3 | 0.8797 | 3.6782 | 52737.61 | 0.88934
3.6955 | 52337.46 | 0.88259 | 3.6955 | 52350.52 | 0.88281
3.7129 | 51734.63 | 0.87242 | 3.7129 | 51987.09 | 0.87668
3.7302 | 51776.28 | 0.87312 | 3.7302 | 51892.45 | 0.87508
3.7476 | 51887.56 | 0.875 | 3.7476 | 51992.02 | 0.87676
3.7649 | 51919.21 | 0.87553 | 3.7649 | 51958.74 | 0.8762
3.7823 | 51839.57 | 0.87419 | 3.7823 | 52080.52 | 0.87825
3.7996 | 51401.59 | 0.86681 | 3.7996 | 52343.18 | 0.88268
3.817 | 51299.52 | 0.86508 | 3.817 | 51818.64 | 0.87384
3.8343 | 51499.59 | 0.86846 | 3.8343 | 51551.14 | 0.86933
3.8517 | 51683.57 | 0.87156 | 3.8517 | 51733.53 | 0.8724
3.869 | 51407.96 | 0.86691 | 3.869 | 51870.43 | 0.87471
3.8864 | 51017.74 | 0.86033 | 3.8864 | 51765.39 | 0.87294
3.9037 | 51026.46 | 0.86048 | 3.9037 | 51636 | 0.87076
3.9211 | 51187.52 | 0.8632 | 3.9211 | 51542.96 | 0.86919
3.9384 | 51324.77 | 0.86551 | 3.9384 | 51341.86 | 0.8658
3.9558 | 51489.9 | 0.8683 | 3.9558 | 51360.84 | 0.86612
3.9731 | 51248.57 | 0.86423 | 3.9731 | 50736.36 | 0.85559
3.9905 | 50883.35 | 0.85807 | 3.9905 | 50691.2 | 0.85483
4.0078 | 50599.25 | 0.85328 | 4.0078 | 50888.19 | 0.85815
4.0252 | 50231.83 | 0.84708 | 4.0252 | 51293.98 | 0.86499
4.0425 | 50283.4 | 0.84795 | 4.0425 | 51613.08 | 0.87037
4.0599 | 50237.89 | 0.84718 | 4.0599 | 51541.57 | 0.86917
4.0772 | 49794.07 | 0.8397 | 4.0772 | 51451.66 | 0.86765
4.0946 | 49882.86 | 0.84119 | 4.0946 | 51336.68 | 0.86571
4.1119 | 50439.97 | 0.85059 | 4.1119 | 50841.91 | 0.85737
4.1293 | 50468.09 | 0.85106 | 4.1293 | 50262.96 | 0.8476
4.1466 | 50427.23 | 0.85037 | 4.1466 | 50385.47 | 0.84967
4.164 | 50497.21 | 0.85155 | 4.164 | 50920.23 | 0.85869
4.1813 | 50679.65 | 0.85463 | 4.1813 | 50961.98 | 0.85939
4.1987 | 50346.1 | 0.84901 | 4.1987 | 50674.79 | 0.85455
4.216 | 49935.38 | 0.84208 | 4.216 | 50754.66 | 0.8559
4.2334 | 49781.96 | 0.83949 | 4.2334 | 51032.15 | 0.86058
4.2507 | 50527.79 | 0.85207 | 4.2507 | 50536.55 | 0.85222
4.2681 | 50449.73 | 0.85075 | 4.2681 | 50168.47 | 0.84601
4.2854 | 50146.75 | 0.84565 | 4.2854 | 50253.79 | 0.84745
4.3028 | 50199.29 | 0.84653 | 4.3028 | 50374.68 | 0.84949
4.3201 | 50229.49 | 0.84704 | 4.3201 | 50377.04 | 0.84953
4.3375 | 50030.26 | 0.84368 | 4.3375 | 50321.01 | 0.84858
4.3548 | 49902.58 | 0.84153 | 4.3548 | 50155.78 | 0.8458
4.3722 | 49770.2 | 0.8393 | 4.3722 | 50007.77 | 0.8433
4.3895 | 49628.2 | 0.8369 | 4.3895 | 49570.31 | 0.83592
4.4069 | 49513.83 | 0.83497 | 4.4069 | 49482.99 | 0.83445
4.4242 | 49654.9 | 0.83735 | 4.4242 | 49842.86 | 0.84052
4.4416 | 49504.41 | 0.83481 | 4.4416 | 49724.41 | 0.83852
4.4589 | 49165.49 | 0.8291 | 4.4589 | 49572.34 | 0.83596
4.4763 | 48971.13 | 0.82582 | 4.4763 | 49402.08 | 0.83309
4.4936 | 49358.77 | 0.83236 | 4.4936 | 49232.42 | 0.83023
4.511 | 49846.55 | 0.84058 | 4.511 | 49045.03 | 0.82707
4.5283 | 50015.86 | 0.84344 | 4.5283 | 49015.72 | 0.82657
4.5457 | 49838.27 | 0.84044 | 4.5457 | 49129.43 | 0.82849
4.563 | 49479.17 | 0.83439 | 4.563 | 49171.57 | 0.8292
4.5804 | 49087.56 | 0.82778 | 4.5804 | 49159.93 | 0.829
4.5977 | 48549.94 | 0.81872 | 4.5977 | 49154.04 | 0.8289
4.6151 | 48216.41 | 0.81309 | 4.6151 | 48942.18 | 0.82533
4.6324 | 48840.07 | 0.82361 | 4.6324 | 48542.64 | 0.81859
4.6498 | 48451.75 | 0.81706 | 4.6498 | 48217.26 | 0.81311
4.6671 | 47996.74 | 0.80939 | 4.6671 | 48265.45 | 0.81392
4.6845 | 47764 | 0.80546 | 4.6845 | 48332.54 | 0.81505
4.7018 | 47899.04 | 0.80774 | 4.7018 | 48311.23 | 0.81469
4.7192 | 47825.78 | 0.80651 | 4.7192 | 48246.37 | 0.8136
4.7365 | 47861.55 | 0.80711 | 4.7365 | 48211.99 | 0.81302
4.7539 | 48291.55 | 0.81436 | 4.7539 | 48221.89 | 0.81319
4.7712 | 48642.9 | 0.82028 | 4.7712 | 48150.56 | 0.81198
4.7886 | 48436.77 | 0.81681 | 4.7886 | 48024.05 | 0.80985
4.8059 | 47929.92 | 0.80826 | 4.8059 | 48137.48 | 0.81176
4.8233 | 47544.5 | 0.80176 | 4.8233 | 48315.02 | 0.81476
4.8406 | 47534.44 | 0.80159 | 4.8406 | 48150.83 | 0.81199
4.858 | 48296.98 | 0.81445 | 4.858 | 48034.56 | 0.81003
4.8753 | 48043.68 | 0.81018 | 4.8753 | 48026.81 | 0.8099
4.8927 | 47443.86 | 0.80007 | 4.8927 | 47756.6 | 0.80534
4.91 | 47006.78 | 0.79269 | 4.91 | 47590.11 | 0.80253
4.9274 | 47303.27 | 0.79769 | 4.9274 | 47533.44 | 0.80158
4.9447 | 47521.45 | 0.80137 | 4.9447 | 47474.13 | 0.80058
4.9621 | 47462.21 | 0.80037 | 4.9621 | 47493.82 | 0.80091
4.9794 | 47444.97 | 0.80008 | 4.9794 | 47557.56 | 0.80198
4.9968 | 47632.69 | 0.80325 | 4.9968 | 47494.07 | 0.80091
5.0141 | 47840.43 | 0.80675 | 5.0141 | 47317.14 | 0.79793
5.0315 | 47794.96 | 0.80599 | 5.0315 | 47251.42 | 0.79682
5.0488 | 47775.52 | 0.80566 | 5.0488 | 47327.07 | 0.7981
5.0662 | 47893.04 | 0.80764 | 5.0662 | 47209.32 | 0.79611
5.0835 | 47360.92 | 0.79867 | 5.0835 | 47139.49 | 0.79493
5.1009 | 46874.47 | 0.79046 | 5.1009 | 47186.23 | 0.79572
5.1182 | 46654.75 | 0.78676 | 5.1182 | 46964.07 | 0.79197
5.1356 | 46638.09 | 0.78648 | 5.1356 | 46587.89 | 0.78563
5.1529 | 46568.8 | 0.78531 | 5.1529 | 46328 | 0.78125
5.1703 | 46341.38 | 0.78147 | 5.1703 | 46341.65 | 0.78148
5.1876 | 46070.96 | 0.77691 | 5.1876 | 46483.69 | 0.78387
5.205 | 45955.13 | 0.77496 | 5.205 | 46622.86 | 0.78622
5.2223 | 45986.89 | 0.7755 | 5.2223 | 46732.46 | 0.78807
5.2397 | 46069.71 | 0.77689 | 5.2397 | 46722.87 | 0.78791
5.257 | 46298.18 | 0.78075 | 5.257 | 46538.8 | 0.7848
5.2744 | 46505.69 | 0.78424 | 5.2744 | 46410.32 | 0.78264
5.2917 | 46322.59 | 0.78116 | 5.2917 | 46262.73 | 0.78015
5.3091 | 46315.11 | 0.78103 | 5.3091 | 46201 | 0.77911
5.3264 | 46537.82 | 0.78479 | 5.3264 | 46217.96 | 0.77939
5.3438 | 46738.84 | 0.78818 | 5.3438 | 46175.22 | 0.77867
5.3611 | 46774.43 | 0.78878 | 5.3611 | 46230.58 | 0.77961
5.3785 | 46278.33 | 0.78041 | 5.3785 | 46108.22 | 0.77754
5.3958 | 45649.3 | 0.7698 | 5.3958 | 45778.91 | 0.77199
5.4132 | 45452.63 | 0.76649 | 5.4132 | 45452.44 | 0.76648
5.4305 | 45654.64 | 0.76989 | 5.4305 | 45157.02 | 0.7615
5.4479 | 45796.47 | 0.77228 | 5.4479 | 45006.64 | 0.75897
5.4652 | 45631.05 | 0.76949 | 5.4652 | 45145.68 | 0.76131
5.4826 | 45302.36 | 0.76395 | 5.4826 | 45228.39 | 0.7627
5.4999 | 45050.29 | 0.7597 | 5.4999 | 45057.68 | 0.75983
5.5173 | 45105.69 | 0.76064 | 5.5173 | 45026.84 | 0.75931
5.5346 | 45281.96 | 0.76361 | 5.5346 | 44993.91 | 0.75875
5.552 | 45326.93 | 0.76437 | 5.552 | 45060.68 | 0.75988
5.5693 | 45324.94 | 0.76433 | 5.5693 | 45149.99 | 0.76138
5.5867 | 45188.45 | 0.76203 | 5.5867 | 45022.98 | 0.75924
5.604 | 44998.07 | 0.75882 | 5.604 | 44682.27 | 0.7535
5.6214 | 44878 | 0.7568 | 5.6214 | 44319.22 | 0.74737
5.6387 | 44758.1 | 0.75477 | 5.6387 | 44235.26 | 0.74596
5.6561 | 44629.39 | 0.7526 | 5.6561 | 44370.84 | 0.74824
5.6734 | 44585.84 | 0.75187 | 5.6734 | 44521.47 | 0.75078
5.6908 | 44629.66 | 0.75261 | 5.6908 | 44717.63 | 0.75409
5.7081 | 44697.14 | 0.75375 | 5.7081 | 44951.58 | 0.75804
5.7255 | 44818.51 | 0.75579 | 5.7255 | 44858.96 | 0.75647
5.7428 | 44758.16 | 0.75478 | 5.7428 | 44491.37 | 0.75028
5.7602 | 44354.52 | 0.74797 | 5.7602 | 44284.72 | 0.74679
5.7775 | 44082.57 | 0.74338 | 5.7775 | 44265.88 | 0.74647
5.7949 | 44022.39 | 0.74237 | 5.7949 | 44165.93 | 0.74479
5.8122 | 44010.83 | 0.74217 | 5.8122 | 44029.97 | 0.7425
5.8296 | 43966.9 | 0.74143 | 5.8296 | 43944.15 | 0.74105
5.8469 | 44128.57 | 0.74416 | 5.8469 | 43617.88 | 0.73555
5.8643 | 44375.25 | 0.74832 | 5.8643 | 43264.09 | 0.72958
5.8816 | 44299.44 | 0.74704 | 5.8816 | 43239.4 | 0.72916
5.899 | 43974.55 | 0.74156 | 5.899 | 43377.84 | 0.7315
5.9163 | 43718.52 | 0.73724 | 5.9163 | 43363.84 | 0.73126
5.9337 | 43494.21 | 0.73346 | 5.9337 | 43212.72 | 0.72871
5.951 | 43320.23 | 0.73053 | 5.951 | 42929.29 | 0.72393
5.9684 | 43214.64 | 0.72875 | 5.9684 | 42839.65 | 0.72242
5.9857 | 42960.34 | 0.72446 | 5.9857 | 42902.01 | 0.72347
6.0031 | 42796.28 | 0.72169 | 6.0031 | 42971 | 0.72464
6.0204 | 43030.84 | 0.72565 | 6.0204 | 43099.22 | 0.7268
6.0378 | 43052.19 | 0.72601 | 6.0378 | 42857.86 | 0.72273
6.0551 | 42824.29 | 0.72216 | 6.0551 | 42469.02 | 0.71617
6.0725 | 42447.48 | 0.71581 | 6.0725 | 42213.5 | 0.71186
6.0898 | 42237.87 | 0.71227 | 6.0898 | 42251.32 | 0.7125
6.1072 | 42213.59 | 0.71186 | 6.1072 | 42362.18 | 0.71437
6.1245 | 42216.42 | 0.71191 | 6.1245 | 42367.04 | 0.71445
6.1419 | 42121.88 | 0.71032 | 6.1419 | 42352.08 | 0.7142
6.1592 | 42004.57 | 0.70834 | 6.1592 | 42338.03 | 0.71396
6.1766 | 42092.11 | 0.70982 | 6.1766 | 42210.81 | 0.71182
6.1939 | 42236.89 | 0.71226 | 6.1939 | 42202.29 | 0.71167
6.2113 | 42356.41 | 0.71427 | 6.2113 | 42185.38 | 0.71139
6.2286 | 42330.08 | 0.71383 | 6.2286 | 41649.12 | 0.70235
6.246 | 42329.71 | 0.71382 | 6.246 | 41444.15 | 0.69889
6.2633 | 42174.4 | 0.7112 | 6.2633 | 41540.3 | 0.70051
6.2807 | 41791.43 | 0.70475 | 6.2807 | 41655.98 | 0.70246
6.298 | 41628.33 | 0.702 | 6.298 | 41660.21 | 0.70253
6.3154 | 41607.97 | 0.70165 | 6.3154 | 41697.66 | 0.70316
6.3327 | 41585.7 | 0.70128 | 6.3327 | 41685.05 | 0.70295
6.3501 | 41396.89 | 0.69809 | 6.3501 | 41640.49 | 0.7022
6.3674 | 41308.55 | 0.6966 | 6.3674 | 41512.61 | 0.70004
6.3848 | 41502.71 | 0.69988 | 6.3848 | 41292.61 | 0.69633
6.4021 | 41580.05 | 0.70118 | 6.4021 | 41178.16 | 0.6944
6.4195 | 41499.78 | 0.69983 | 6.4195 | 41047.12 | 0.69219
6.4368 | 41577.67 | 0.70114 | 6.4368 | 40650.68 | 0.68551
6.4542 | 41537.97 | 0.70047 | 6.4542 | 40795.31 | 0.68795
6.4715 | 41319.95 | 0.6968 | 6.4715 | 40849.86 | 0.68887
6.4889 | 40758.56 | 0.68733 | 6.4889 | 40505.2 | 0.68306
6.5062 | 40874.16 | 0.68928 | 6.5062 | 40657.5 | 0.68562
6.5236 | 40994.3 | 0.6913 | 6.5236 | 40878.43 | 0.68935
6.5409 | 40899.88 | 0.68971 | 6.5409 | 40527.16 | 0.68343
6.5583 | 40726.43 | 0.68679 | 6.5583 | 40119.86 | 0.67656
6.5756 | 40707 | 0.68646 | 6.5756 | 40180.05 | 0.67757
6.593 | 40755.9 | 0.68728 | 6.593 | 40362.82 | 0.68065
6.6103 | 40516.57 | 0.68325 | 6.6103 | 40258.17 | 0.67889
6.6277 | 40105.07 | 0.67631 | 6.6277 | 40140.86 | 0.67691
6.645 | 40070.69 | 0.67573 | 6.645 | 40132.06 | 0.67676
6.6624 | 40261.86 | 0.67895 | 6.6624 | 39638.09 | 0.66843
6.6797 | 40482.97 | 0.68268 | 6.6797 | 39434.71 | 0.665
6.6971 | 40143.71 | 0.67696 | 6.6971 | 39467.73 | 0.66556
6.7144 | 39878.31 | 0.67248 | 6.7144 | 39284.67 | 0.66247
6.7318 | 39767.14 | 0.67061 | 6.7318 | 39199.65 | 0.66104
6.7491 | 39839.83 | 0.67184 | 6.7491 | 39406.46 | 0.66453
6.7665 | 39644.78 | 0.66855 | 6.7665 | 39665.05 | 0.66889
6.7838 | 39380.98 | 0.6641 | 6.7838 | 39469.18 | 0.66558
6.8012 | 39225.76 | 0.66148 | 6.8012 | 39237.75 | 0.66168
6.8185 | 39389.98 | 0.66425 | 6.8185 | 39132.59 | 0.65991
6.8359 | 39528.23 | 0.66658 | 6.8359 | 38881.55 | 0.65568
6.8532 | 39366.17 | 0.66385 | 6.8532 | 38574.18 | 0.65049
6.8706 | 39199.41 | 0.66104 | 6.8706 | 38547.67 | 0.65005
6.8879 | 39166.46 | 0.66048 | 6.8879 | 38615 | 0.65118
6.9053 | 38977.32 | 0.65729 | 6.9053 | 38460.3 | 0.64857
6.9226 | 38742.65 | 0.65333 | 6.9226 | 38433.42 | 0.64812
6.94 | 38563.31 | 0.65031 | 6.94 | 38335.31 | 0.64646
6.9573 | 38588.97 | 0.65074 | 6.9573 | 38201.57 | 0.64421
6.9747 | 38602.93 | 0.65098 | 6.9747 | 38070.98 | 0.64201
6.992 | 38584.84 | 0.65067 | 6.992 | 38038.52 | 0.64146
7.0094 | 38587.13 | 0.65071 | 7.0094 | 38142.44 | 0.64321
7.0267 | 38310.67 | 0.64605 | 7.0267 | 38314.54 | 0.64611
7.0441 | 37984.46 | 0.64055 | 7.0441 | 38194.41 | 0.64409
7.0614 | 37904.89 | 0.63921 | 7.0614 | 37937.34 | 0.63975
7.0788 | 38158.96 | 0.64349 | 7.0788 | 37633.27 | 0.63463
7.0961 | 38321.3 | 0.64623 | 7.0961 | 37364.27 | 0.63009
7.1135 | 38023.97 | 0.64121 | 7.1135 | 37360.17 | 0.63002
7.1308 | 37755.68 | 0.63669 | 7.1308 | 37543.28 | 0.63311
7.1482 | 37969.64 | 0.6403 | 7.1482 | 37503.93 | 0.63244
7.1655 | 37758.77 | 0.63674 | 7.1655 | 37187.53 | 0.62711
7.1829 | 37237.37 | 0.62795 | 7.1829 | 37147.66 | 0.62644
7.2002 | 36933.52 | 0.62282 | 7.2002 | 37102.88 | 0.62568
7.2176 | 37195.09 | 0.62724 | 7.2176 | 37053.96 | 0.62486
7.2349 | 37352.81 | 0.6299 | 7.2349 | 37044.54 | 0.6247
7.2523 | 37258.19 | 0.6283 | 7.2523 | 36995.07 | 0.62386
7.2696 | 37396.87 | 0.63064 | 7.2696 | 36701.7 | 0.61892
7.287 | 37473.14 | 0.63192 | 7.287 | 36574.05 | 0.61676
7.3043 | 37256.79 | 0.62828 | 7.3043 | 36640.29 | 0.61788
7.3217 | 36905.5 | 0.62235 | 7.3217 | 36633.44 | 0.61776
7.339 | 36715.22 | 0.61914 | 7.339 | 36692.59 | 0.61876
7.3564 | 36774.09 | 0.62014 | 7.3564 | 36877.82 | 0.62189
7.3737 | 36920.52 | 0.62261 | 7.3737 | 36739.41 | 0.61955
7.3911 | 37010.29 | 0.62412 | 7.3911 | 36299.13 | 0.61213
7.4084 | 37001 | 0.62396 | 7.4084 | 36244.02 | 0.6112
7.4258 | 36715.64 | 0.61915 | 7.4258 | 36379.65 | 0.61348
7.4431 | 36244 | 0.6112 | 7.4431 | 36226.39 | 0.6109
7.4605 | 35956.82 | 0.60635 | 7.4605 | 36020.88 | 0.60743
7.4778 | 36163.67 | 0.60984 | 7.4778 | 35813.86 | 0.60394
7.4952 | 36490.98 | 0.61536 | 7.4952 | 35589.03 | 0.60015
7.5125 | 36476.88 | 0.61512 | 7.5125 | 35658.21 | 0.60132
7.5299 | 36112.33 | 0.60898 | 7.5299 | 35826.27 | 0.60415
7.5472 | 35781.84 | 0.6034 | 7.5472 | 35677.99 | 0.60165
7.5646 | 35744.42 | 0.60277 | 7.5646 | 35432.99 | 0.59752
7.5819 | 35779.85 | 0.60337 | 7.5819 | 35355.17 | 0.59621
7.5993 | 35716.54 | 0.6023 | 7.5993 | 35338.05 | 0.59592
7.6166 | 35738.69 | 0.60268 | 7.6166 | 35165.06 | 0.593
7.634 | 35908.52 | 0.60554 | 7.634 | 34828.61 | 0.58733
7.6513 | 35954.06 | 0.60631 | 7.6513 | 34593.2 | 0.58336
7.6687 | 35704.4 | 0.6021 | 7.6687 | 34572.72 | 0.58301
7.686 | 35326.53 | 0.59573 | 7.686 | 34553.78 | 0.58269
7.7034 | 35167.65 | 0.59305 | 7.7034 | 34614.96 | 0.58373
7.7207 | 35036.48 | 0.59083 | 7.7207 | 34578.15 | 0.58311
7.7381 | 34981.38 | 0.58991 | 7.7381 | 34602.59 | 0.58352
7.7554 | 35096.74 | 0.59185 | 7.7554 | 34597.63 | 0.58343
7.7728 | 35056.86 | 0.59118 | 7.7728 | 34604.13 | 0.58354
7.7901 | 34918.39 | 0.58884 | 7.7901 | 34276.99 | 0.57803
7.8075 | 34953.4 | 0.58943 | 7.8075 | 34230.56 | 0.57724
7.8248 | 35088.29 | 0.59171 | 7.8248 | 34548.95 | 0.58261
7.8422 | 35140.18 | 0.59258 | 7.8422 | 34650.98 | 0.58433
7.8595 | 35079.43 | 0.59156 | 7.8595 | 34362.2 | 0.57946
7.8769 | 34975.48 | 0.58981 | 7.8769 | 34015.43 | 0.57362
7.8942 | 34844.25 | 0.58759 | 7.8942 | 33811.08 | 0.57017
7.9116 | 34563.56 | 0.58286 | 7.9116 | 33837.28 | 0.57061
7.9289 | 34314.39 | 0.57866 | 7.9289 | 33874.21 | 0.57123
7.9463 | 34453.35 | 0.581 | 7.9463 | 33607.91 | 0.56674
7.9636 | 34442.93 | 0.58083 | 7.9636 | 33862.09 | 0.57103
7.981 | 34204.75 | 0.57681 | 7.981 | 33665.78 | 0.56772
7.9983 | 34120.34 | 0.57539 | 7.9983 | 33566.78 | 0.56605
8.0157 | 33949.2 | 0.5725 | 8.0157 | 33320.54 | 0.5619
8.033 | 33736.08 | 0.56891 | 8.033 | 33122.36 | 0.55856
8.0504 | 33652.36 | 0.56749 | 8.0504 | 33252.19 | 0.56075
8.0677 | 33615.47 | 0.56687 | 8.0677 | 33194.62 | 0.55977
8.0851 | 33495.84 | 0.56485 | 8.0851 | 33159.55 | 0.55918
8.1024 | 33275.02 | 0.56113 | 8.1024 | 33003.78 | 0.55656
8.1198 | 33143.32 | 0.55891 | 8.1198 | 32418.68 | 0.54669
8.1371 | 33236.16 | 0.56047 | 8.1371 | 32189.34 | 0.54282
8.1545 | 33320.15 | 0.56189 | 8.1545 | 32679.44 | 0.55109
8.1718 | 33120.07 | 0.55852 | 8.1718 | 32423.31 | 0.54677
8.1892 | 32583.17 | 0.54946 | 8.1892 | 32100.84 | 0.54133
8.2065 | 32272.53 | 0.54422 | 8.2065 | 31942.91 | 0.53867
8.2239 | 32371.42 | 0.54589 | 8.2239 | 31703.83 | 0.53463
8.2412 | 32523.1 | 0.54845 | 8.2412 | 32195.1 | 0.54292
8.2586 | 32432.96 | 0.54693 | 8.2586 | 32497.84 | 0.54802
8.2759 | 32316.21 | 0.54496 | 8.2759 | 32059.54 | 0.54063
8.2933 | 32591.76 | 0.54961 | 8.2933 | 31715.8 | 0.53484
8.3106 | 32612.22 | 0.54995 | 8.3106 | 31484.51 | 0.53094
8.328 | 32326.92 | 0.54514 | 8.328 | 31276.7 | 0.52743
8.3453 | 32083.07 | 0.54103 | 8.3453 | 31438 | 0.53015
8.3627 | 32052.83 | 0.54052 | 8.3627 | 31540.46 | 0.53188
8.38 | 32096.09 | 0.54125 | 8.38 | 31462.08 | 0.53056
8.3974 | 31986.71 | 0.5394 | 8.3974 | 31512.06 | 0.5314
8.4147 | 31802.58 | 0.5363 | 8.4147 | 31411.26 | 0.5297
8.4321 | 31813.75 | 0.53649 | 8.4321 | 31321.27 | 0.52818
8.4494 | 31677.42 | 0.53419 | 8.4494 | 31381.43 | 0.5292
8.4668 | 31380.44 | 0.52918 | 8.4668 | 31267.05 | 0.52727
8.4841 | 31394.13 | 0.52941 | 8.4841 | 31228.68 | 0.52662
8.5015 | 31393.1 | 0.52939 | 8.5015 | 31177.24 | 0.52575
8.5188 | 31310.18 | 0.528 | 8.5188 | 31118.94 | 0.52477
8.5362 | 31055.32 | 0.5237 | 8.5362 | 30926.83 | 0.52153
8.5535 | 30973.21 | 0.52231 | 8.5535 | 30858.78 | 0.52038
8.5709 | 31077.35 | 0.52407 | 8.5709 | 30611.1 | 0.51621
8.5882 | 31262.18 | 0.52719 | 8.5882 | 30282.2 | 0.51066
8.6056 | 31234.77 | 0.52672 | 8.6056 | 30406.98 | 0.51277
8.6229 | 31036.38 | 0.52338 | 8.6229 | 30678.31 | 0.51734
8.6403 | 30986.62 | 0.52254 | 8.6403 | 30641.64 | 0.51672
8.6576 | 30986.76 | 0.52254 | 8.6576 | 30447.27 | 0.51344
8.675 | 30757.46 | 0.51868 | 8.675 | 30393.29 | 0.51253
8.6923 | 30489.61 | 0.51416 | 8.6923 | 30371.16 | 0.51216
8.7097 | 30294.99 | 0.51088 | 8.7097 | 30108.65 | 0.50773
8.727 | 30227.54 | 0.50974 | 8.727 | 30016.71 | 0.50618
8.7444 | 30155.57 | 0.50853 | 8.7444 | 29780.79 | 0.50221
8.7617 | 30043.42 | 0.50663 | 8.7617 | 29610.97 | 0.49934
8.7791 | 29967.18 | 0.50535 | 8.7791 | 29600.95 | 0.49917
8.7964 | 29950.43 | 0.50507 | 8.7964 | 29571.68 | 0.49868
8.8138 | 29988.73 | 0.50571 | 8.8138 | 29601.78 | 0.49919
8.8311 | 29893.97 | 0.50411 | 8.8311 | 29386.4 | 0.49555
8.8485 | 29863.17 | 0.50359 | 8.8485 | 29097.93 | 0.49069
8.8658 | 29922.8 | 0.5046 | 8.8658 | 29217.32 | 0.4927
8.8832 | 29865.3 | 0.50363 | 8.8832 | 29464.63 | 0.49687
8.9005 | 29593.25 | 0.49904 | 8.9005 | 29458.63 | 0.49677
8.9179 | 29236.44 | 0.49303 | 8.9179 | 29232.52 | 0.49296
8.9352 | 29192.87 | 0.49229 | 8.9352 | 29028.73 | 0.48952
8.9526 | 29420.34 | 0.49613 | 8.9526 | 28851.96 | 0.48654
8.9699 | 29297.58 | 0.49406 | 8.9699 | 28546.5 | 0.48139
8.9873 | 29101.44 | 0.49075 | 8.9873 | 28448.24 | 0.47973
9.0046 | 29095.09 | 0.49064 | 9.0046 | 28868.44 | 0.48682
9.022 | 29062.12 | 0.49009 | 9.022 | 29002.45 | 0.48908
9.0393 | 29009.68 | 0.4892 | 9.0393 | 28638.74 | 0.48295
9.0567 | 28968.09 | 0.4885 | 9.0567 | 28271.62 | 0.47676
9.074 | 29023.95 | 0.48944 | 9.074 | 28090.22 | 0.4737
9.0914 | 29008.42 | 0.48918 | 9.0914 | 28059.26 | 0.47317
9.1087 | 28812.27 | 0.48587 | 9.1087 | 28015.96 | 0.47244
9.1261 | 28841.19 | 0.48636 | 9.1261 | 27873.18 | 0.47004
9.1434 | 28882.85 | 0.48706 | 9.1434 | 27794.12 | 0.4687
9.1608 | 28676.78 | 0.48359 | 9.1608 | 27750.48 | 0.46797
9.1781 | 28267.67 | 0.47669 | 9.1781 | 27776.1 | 0.4684
9.1955 | 27946.39 | 0.47127 | 9.1955 | 27707.63 | 0.46725
9.2128 | 27938.23 | 0.47113 | 9.2128 | 27603.3 | 0.46549
9.2302 | 28128.8 | 0.47435 | 9.2302 | 27676.21 | 0.46672
9.2475 | 28246.71 | 0.47634 | 9.2475 | 27607.75 | 0.46556
9.2649 | 28249.2 | 0.47638 | 9.2649 | 27221.03 | 0.45904
9.2822 | 28155.93 | 0.4748 | 9.2822 | 27171.3 | 0.4582
9.2996 | 27952.47 | 0.47137 | 9.2996 | 27394.21 | 0.46196
9.3169 | 27876.05 | 0.47009 | 9.3169 | 27173.92 | 0.45824
9.3343 | 27986.14 | 0.47194 | 9.3343 | 26982.42 | 0.45502
9.3516 | 28033.45 | 0.47274 | 9.3516 | 27026.76 | 0.45576
9.369 | 27938.42 | 0.47114 | 9.369 | 26890.33 | 0.45346
9.3863 | 27764.85 | 0.46821 | 9.3863 | 27072.63 | 0.45654
9.4037 | 27594.21 | 0.46533 | 9.4037 | 27122.82 | 0.45738
9.421 | 27393.17 | 0.46194 | 9.421 | 26679.58 | 0.44991
9.4384 | 27178.02 | 0.45831 | 9.4384 | 26280.29 | 0.44318
9.4557 | 27126.03 | 0.45744 | 9.4557 | 26128.2 | 0.44061
9.4731 | 27175.02 | 0.45826 | 9.4731 | 26196.85 | 0.44177
9.4904 | 27097.93 | 0.45696 | 9.4904 | 26311.94 | 0.44371
9.5078 | 26887.53 | 0.45342 | 9.5078 | 26271.63 | 0.44303
9.5251 | 26773.57 | 0.45149 | 9.5251 | 26206.08 | 0.44192
9.5425 | 26907.27 | 0.45375 | 9.5425 | 26229.22 | 0.44231
9.5598 | 27139.21 | 0.45766 | 9.5598 | 26033.13 | 0.43901
9.5772 | 27127.1 | 0.45746 | 9.5772 | 25914.27 | 0.437
9.5945 | 26946.58 | 0.45441 | 9.5945 | 26020.26 | 0.43879
9.6119 | 26816.56 | 0.45222 | 9.6119 | 25727.8 | 0.43386
9.6292 | 26627.76 | 0.44903 | 9.6292 | 25323.69 | 0.42704
9.6466 | 26419.93 | 0.44553 | 9.6466 | 25783.37 | 0.4348
9.6639 | 26289.08 | 0.44332 | 9.6639 | 25851.02 | 0.43594
9.6813 | 26209.31 | 0.44198 | 9.6813 | 25611.48 | 0.4319
9.6986 | 26119.08 | 0.44046 | 9.6986 | 25031.58 | 0.42212
9.716 | 25991.08 | 0.4383 | 9.716 | 25027.19 | 0.42204
9.7333 | 26051.24 | 0.43931 | 9.7333 | 25097.45 | 0.42323
9.7507 | 26202.61 | 0.44187 | 9.7507 | 24995.8 | 0.42151
9.768 | 25990.93 | 0.4383 | 9.768 | 25092.21 | 0.42314
9.7854 | 25600.67 | 0.43171 | 9.7854 | 25306.47 | 0.42675
9.8027 | 25446.59 | 0.42912 | 9.8027 | 25211.71 | 0.42516
9.8201 | 25517.42 | 0.43031 | 9.8201 | 24897.25 | 0.41985
9.8374 | 25618.05 | 0.43201 | 9.8374 | 24714.63 | 0.41677
9.8548 | 25498.2 | 0.42999 | 9.8548 | 24684.35 | 0.41626
9.8721 | 25302.01 | 0.42668 | 9.8721 | 24856.04 | 0.41916
9.8895 | 25277.53 | 0.42627 | 9.8895 | 24644.59 | 0.41559
9.9068 | 25132.55 | 0.42382 | 9.9068 | 24629.2 | 0.41533
9.9242 | 24939.97 | 0.42057 | 9.9242 | 24435.59 | 0.41207
9.9415 | 25062.46 | 0.42264 | 9.9415 | 24124.64 | 0.40682
9.9589 | 25008.69 | 0.42173 | 9.9589 | 24258.63 | 0.40908
9.9762 | 24832.58 | 0.41876 | 9.9762 | 23800.83 | 0.40136
9.9936 | 24819.31 | 0.41854 | 9.9936 | 23854.9 | 0.40227
10.0109 | 24855.42 | 0.41915 | 10.0109 | 24191.77 | 0.40796
10.0283 | 24899.42 | 0.41989 | 10.0283 | 24046.09 | 0.4055
10.0456 | 24863.82 | 0.41929 | 10.0456 | 23904.05 | 0.4031
10.063 | 24745.42 | 0.41729 | 10.063 | 23793.65 | 0.40124
10.0803 | 24574.15 | 0.4144 | 10.0803 | 23930.17 | 0.40354
10.0977 | 24415.36 | 0.41173 | 10.0977 | 24009.06 | 0.40487
10.115 | 24361.55 | 0.41082 | 10.115 | 23772.15 | 0.40088
10.1324 | 24435.37 | 0.41206 | 10.1324 | 23554.06 | 0.3972
10.1497 | 24462.71 | 0.41252 | 10.1497 | 23412.75 | 0.39482
10.1671 | 24240.44 | 0.40878 | 10.1671 | 23451.29 | 0.39547
10.1844 | 24028.04 | 0.40519 | 10.1844 | 23211.62 | 0.39143
10.2018 | 23861.16 | 0.40238 | 10.2018 | 23247.41 | 0.39203
10.2191 | 23774.42 | 0.40092 | 10.2191 | 23014.59 | 0.3881
10.2365 | 23629.36 | 0.39847 | 10.2365 | 22764.67 | 0.38389
10.2538 | 23433.97 | 0.39518 | 10.2538 | 23047.05 | 0.38865
10.2712 | 23522.63 | 0.39667 | 10.2712 | 23159.33 | 0.39055
10.2885 | 23757.49 | 0.40063 | 10.2885 | 22913.34 | 0.3864
10.3059 | 24051.58 | 0.40559 | 10.3059 | 22770.9 | 0.38399
10.3232 | 23970.02 | 0.40422 | 10.3232 | 22746.01 | 0.38358
10.3406 | 23672.5 | 0.3992 | 10.3406 | 22603.9 | 0.38118
10.3579 | 23337.39 | 0.39355 | 10.3579 | 22568.86 | 0.38059
10.3753 | 23176.4 | 0.39083 | 10.3753 | 22655.82 | 0.38205
10.3926 | 23183.37 | 0.39095 | 10.3926 | 22559.12 | 0.38042
10.41 | 23236.03 | 0.39184 | 10.41 | 22439.55 | 0.37841
10.4273 | 23227.7 | 0.3917 | 10.4273 | 22520.26 | 0.37977
10.4447 | 23134.01 | 0.39012 | 10.4447 | 22477.06 | 0.37904
10.462 | 23041.34 | 0.38856 | 10.462 | 22262.41 | 0.37542
10.4794 | 22940.32 | 0.38685 | 10.4794 | 22205.4 | 0.37446
10.4967 | 22723.23 | 0.38319 | 10.4967 | 21871.37 | 0.36883
10.5141 | 22516.05 | 0.3797 | 10.5141 | 21709.2 | 0.36609
10.5314 | 22443.61 | 0.37848 | 10.5314 | 21861.16 | 0.36865
10.5488 | 22527.55 | 0.37989 | 10.5488 | 21885.06 | 0.36906
10.5661 | 22580.46 | 0.38078 | 10.5661 | 21818.55 | 0.36794
10.5835 | 22416.53 | 0.37802 | 10.5835 | 21677.22 | 0.36555
10.6008 | 22286.84 | 0.37583 | 10.6008 | 21495.38 | 0.36249
10.6182 | 22348.73 | 0.37688 | 10.6182 | 21506.08 | 0.36267
10.6355 | 22580.81 | 0.38079 | 10.6355 | 21560.33 | 0.36358
10.6529 | 22618.78 | 0.38143 | 10.6529 | 21443.92 | 0.36162
10.6702 | 22375.66 | 0.37733 | 10.6702 | 21295.13 | 0.35911
10.6876 | 22282.04 | 0.37575 | 10.6876 | 21275.96 | 0.35879
10.7049 | 22303.97 | 0.37612 | 10.7049 | 21171.34 | 0.35702
10.7223 | 22138.65 | 0.37333 | 10.7223 | 20927.43 | 0.35291
10.7396 | 21859.3 | 0.36862 | 10.7396 | 20901.57 | 0.35247
10.757 | 21678.32 | 0.36557 | 10.757 | 21049.13 | 0.35496
10.7743 | 21609.33 | 0.36441 | 10.7743 | 21070.19 | 0.35532
10.7917 | 21563.51 | 0.36363 | 10.7917 | 21069.19 | 0.3553
10.809 | 21458.91 | 0.36187 | 10.809 | 21076.75 | 0.35543
10.8264 | 21392.25 | 0.36075 | 10.8264 | 21015.35 | 0.35439
10.8437 | 21458.33 | 0.36186 | 10.8437 | 20832.68 | 0.35131
10.8611 | 21457.81 | 0.36185 | 10.8611 | 20283.23 | 0.34204
10.8784 | 21338.46 | 0.35984 | 10.8784 | 20542.59 | 0.34642
10.8958 | 21175.09 | 0.35708 | 10.8958 | 20371.19 | 0.34353
10.9131 | 21005.33 | 0.35422 | 10.9131 | 20300.81 | 0.34234
10.9305 | 20898.7 | 0.35242 | 10.9305 | 20377.94 | 0.34364
10.9478 | 21001.53 | 0.35416 | 10.9478 | 20270.6 | 0.34183
10.9652 | 21077.98 | 0.35545 | 10.9652 | 20257.23 | 0.34161
10.9825 | 20956.96 | 0.35341 | 10.9825 | 20333.35 | 0.34289
10.9999 | 20861.12 | 0.35179 | 10.9999 | 20177.79 | 0.34027
11.0172 | 20832.64 | 0.35131 | 11.0172 | 20217.85 | 0.34094
11.0346 | 20854.44 | 0.35168 | 11.0346 | 19912.65 | 0.3358
11.0519 | 20729.29 | 0.34957 | 11.0519 | 19643.81 | 0.33126
11.0693 | 20453.57 | 0.34492 | 11.0693 | 19672.26 | 0.33174
11.0866 | 20299.8 | 0.34232 | 11.0866 | 19792.51 | 0.33377
11.104 | 20264.42 | 0.34173 | 11.104 | 19811.85 | 0.3341
11.1213 | 20161.33 | 0.33999 | 11.1213 | 19601.24 | 0.33054
11.1387 | 20122.25 | 0.33933 | 11.1387 | 19405 | 0.32723
11.156 | 20224.54 | 0.34105 | 11.156 | 19401.7 | 0.32718
11.1734 | 20237.48 | 0.34127 | 11.1734 | 19308.82 | 0.32561
11.1907 | 20221.19 | 0.341 | 11.1907 | 19711.75 | 0.33241
11.2081 | 20300.61 | 0.34234 | 11.2081 | 19352.15 | 0.32634
11.2254 | 20094.27 | 0.33886 | 11.2254 | 18992.18 | 0.32027
11.2428 | 19607 | 0.33064 | 11.2428 | 19103.79 | 0.32215
11.2601 | 19735.49 | 0.33281 | 11.2601 | 18990.44 | 0.32024
11.2775 | 19858.9 | 0.33489 | 11.2775 | 18893.82 | 0.31861
11.2948 | 19855.46 | 0.33483 | 11.2948 | 18807.73 | 0.31716
11.3122 | 19621.83 | 0.33089 | 11.3122 | 18893.55 | 0.31861
11.3295 | 19428.8 | 0.32764 | 11.3295 | 19012.65 | 0.32062
11.3469 | 19482.63 | 0.32854 | 11.3469 | 18825.46 | 0.31746
11.3642 | 19541.01 | 0.32953 | 11.3642 | 18646.46 | 0.31444
11.3816 | 19514.51 | 0.32908 | 11.3816 | 18531.99 | 0.31251
11.3989 | 19414.16 | 0.32739 | 11.3989 | 18445.02 | 0.31105
11.4163 | 19285.47 | 0.32522 | 11.4163 | 18394.67 | 0.3102
11.4336 | 19167.83 | 0.32323 | 11.4336 | 18365.82 | 0.30971
11.451 | 19084.69 | 0.32183 | 11.451 | 18442.39 | 0.311
11.4683 | 19028.9 | 0.32089 | 11.4683 | 18610.17 | 0.31383
11.4857 | 18973 | 0.31995 | 11.4857 | 18609.05 | 0.31381
11.503 | 18923.83 | 0.31912 | 11.503 | 18373.23 | 0.30984
11.5204 | 18889.82 | 0.31855 | 11.5204 | 18138.45 | 0.30588
11.5377 | 18826.66 | 0.31748 | 11.5377 | 17973.41 | 0.30309
11.5551 | 18769.15 | 0.31651 | 11.5551 | 17922.67 | 0.30224
11.5724 | 18883.91 | 0.31845 | 11.5724 | 18053.33 | 0.30444
11.5898 | 18913.58 | 0.31895 | 11.5898 | 18038.52 | 0.30419
11.6071 | 18611.29 | 0.31385 | 11.6071 | 17841.43 | 0.30087
11.6245 | 18386.03 | 0.31005 | 11.6245 | 17785.62 | 0.29993
11.6418 | 18411.88 | 0.31049 | 11.6418 | 17730.64 | 0.299
11.6592 | 18526.04 | 0.31241 | 11.6592 | 17722.31 | 0.29886
11.6765 | 18512.02 | 0.31218 | 11.6765 | 17776.02 | 0.29976
11.6939 | 18353.05 | 0.30949 | 11.6939 | 17569.88 | 0.29629
11.7112 | 18365.81 | 0.30971 | 11.7112 | 17469.28 | 0.29459
11.7286 | 18426.67 | 0.31074 | 11.7286 | 17407.87 | 0.29356
11.7459 | 18266.15 | 0.30803 | 11.7459 | 17334.91 | 0.29233
11.7633 | 18114.95 | 0.30548 | 11.7633 | 17282.7 | 0.29145
11.7806 | 18113.82 | 0.30546 | 11.7806 | 17285.75 | 0.2915
11.798 | 18044.09 | 0.30428 | 11.798 | 17180 | 0.28971
11.8153 | 17891.35 | 0.30171 | 11.8153 | 17108.39 | 0.28851
11.8327 | 17835.82 | 0.30077 | 11.8327 | 17127.47 | 0.28883
11.85 | 17824.78 | 0.30059 | 11.85 | 16894.79 | 0.2849
11.8674 | 17719.78 | 0.29882 | 11.8674 | 16679.57 | 0.28127
11.8847 | 17562.38 | 0.29616 | 11.8847 | 16765.44 | 0.28272
11.9021 | 17457.1 | 0.29439 | 11.9021 | 16659.5 | 0.28094
11.9194 | 17502.1 | 0.29515 | 11.9194 | 16915.66 | 0.28526
11.9368 | 17541.31 | 0.29581 | 11.9368 | 16902.13 | 0.28503
11.9541 | 17315.71 | 0.292 | 11.9541 | 16636.42 | 0.28055
11.9715 | 17094.71 | 0.28828 | 11.9715 | 16620.98 | 0.28029
11.9888 | 16979.41 | 0.28633 | 11.9888 | 16610.16 | 0.2801
12.0062 | 17161.38 | 0.2894 | 12.0062 | 16595.52 | 0.27986
12.0235 | 17241.89 | 0.29076 | 12.0235 | 16754.22 | 0.28253
12.0409 | 16924.84 | 0.28541 | 12.0409 | 16548.56 | 0.27907
12.0582 | 16856.6 | 0.28426 | 12.0582 | 16435.05 | 0.27715
12.0756 | 16869.7 | 0.28448 | 12.0756 | 16397.61 | 0.27652
12.0929 | 16626.22 | 0.28037 | 12.0929 | 16304.22 | 0.27494
12.1103 | 16496.38 | 0.27819 | 12.1103 | 16292.77 | 0.27475
12.1276 | 16528.5 | 0.27873 | 12.1276 | 16247.32 | 0.27399
12.145 | 16343.61 | 0.27561 | 12.145 | 16151.58 | 0.27237
12.1623 | 16222.37 | 0.27356 | 12.1623 | 16057.66 | 0.27079
12.1797 | 16392.96 | 0.27644 | 12.1797 | 15967.97 | 0.26927
12.197 | 16445.33 | 0.27732 | 12.197 | 15958.1 | 0.26911
12.2144 | 16282.41 | 0.27458 | 12.2144 | 15902.63 | 0.26817
12.2317 | 16112.27 | 0.27171 | 12.2317 | 15712.19 | 0.26496
12.2491 | 16121.96 | 0.27187 | 12.2491 | 15616 | 0.26334
12.2664 | 16348.36 | 0.27569 | 12.2664 | 15725.46 | 0.26518
12.2838 | 16457.51 | 0.27753 | 12.2838 | 15781.76 | 0.26613
12.3011 | 16305.65 | 0.27497 | 12.3011 | 15657.65 | 0.26404
12.3185 | 16201.87 | 0.27322 | 12.3185 | 15570.76 | 0.26258
12.3358 | 16160.57 | 0.27252 | 12.3358 | 15542.71 | 0.2621
12.3532 | 16110.41 | 0.27168 | 12.3532 | 15438.43 | 0.26034
12.3705 | 16125.34 | 0.27193 | 12.3705 | 15269.54 | 0.2575
12.3879 | 16204.45 | 0.27326 | 12.3879 | 15161.63 | 0.25568
12.4052 | 16088.48 | 0.27131 | 12.4052 | 15200.34 | 0.25633
12.4226 | 15979.62 | 0.26947 | 12.4226 | 15248.83 | 0.25715
12.4399 | 16125.82 | 0.27194 | 12.4399 | 15266.82 | 0.25745
12.4573 | 16021.1 | 0.27017 | 12.4573 | 15264.71 | 0.25742
12.4746 | 15684.03 | 0.26449 | 12.4746 | 15208.28 | 0.25646
12.492 | 15458.47 | 0.26068 | 12.492 | 15118.08 | 0.25494
12.5093 | 15398.55 | 0.25967 | 12.5093 | 14997.42 | 0.25291
12.5267 | 15428.9 | 0.26018 | 12.5267 | 14811.09 | 0.24977
12.544 | 15417.42 | 0.25999 | 12.544 | 14762.58 | 0.24895
12.5614 | 15347.47 | 0.25881 | 12.5614 | 14727.53 | 0.24836
12.5787 | 15287.98 | 0.25781 | 12.5787 | 14613.76 | 0.24644
12.5961 | 15253.26 | 0.25722 | 12.5961 | 14583.34 | 0.24592
12.6134 | 15242.69 | 0.25704 | 12.6134 | 14558.88 | 0.24551
12.6308 | 15284.44 | 0.25775 | 12.6308 | 14416.14 | 0.24311
12.6481 | 15335.27 | 0.2586 | 12.6481 | 14289.63 | 0.24097
12.6655 | 15299.87 | 0.25801 | 12.6655 | 14286.08 | 0.24091
12.6828 | 15215.51 | 0.25659 | 12.6828 | 14319.76 | 0.24148
12.7002 | 15172.81 | 0.25587 | 12.7002 | 14318.35 | 0.24146
12.7175 | 15111.29 | 0.25483 | 12.7175 | 14238.04 | 0.2401
12.7349 | 14964.76 | 0.25236 | 12.7349 | 14140.61 | 0.23846
12.7522 | 14813.93 | 0.24981 | 12.7522 | 14215.26 | 0.23972
12.7696 | 14731.01 | 0.24842 | 12.7696 | 14229.25 | 0.23995
12.7869 | 14718.76 | 0.24821 | 12.7869 | 14031.69 | 0.23662
12.8043 | 14714.21 | 0.24813 | 12.8043 | 13915.29 | 0.23466
12.8216 | 14618.49 | 0.24652 | 12.8216 | 14021.83 | 0.23646
12.839 | 14498.2 | 0.24449 | 12.839 | 13971.98 | 0.23562
12.8563 | 14363.8 | 0.24222 | 12.8563 | 13827.58 | 0.23318
12.8737 | 14235 | 0.24005 | 12.8737 | 13872.83 | 0.23394
12.891 | 14214.82 | 0.23971 | 12.891 | 13785.84 | 0.23248
12.9084 | 14460.69 | 0.24386 | 12.9084 | 13425.74 | 0.2264
12.9257 | 14430.33 | 0.24334 | 12.9257 | 13323.65 | 0.22468
12.9431 | 14219.49 | 0.23979 | 12.9431 | 13348.31 | 0.2251
12.9604 | 14252.01 | 0.24034 | 12.9604 | 13489.65 | 0.22748
12.9778 | 14183.38 | 0.23918 | 12.9778 | 13523.57 | 0.22805
12.9951 | 13889.99 | 0.23423 | 12.9951 | 13591.88 | 0.22921
13.0125 | 13888.97 | 0.23422 | 13.0125 | 13446.79 | 0.22676
13.0298 | 14041.32 | 0.23678 | 13.0298 | 13350.63 | 0.22514
13.0472 | 14017.79 | 0.23639 | 13.0472 | 13365.22 | 0.22538
13.0645 | 14101 | 0.23779 | 13.0645 | 13173.79 | 0.22215
13.0819 | 14421.5 | 0.2432 | 13.0819 | 12971.65 | 0.21875
13.0992 | 14173.2 | 0.23901 | 13.0992 | 12962.6 | 0.21859
13.1166 | 13628.64 | 0.22983 | 13.1166 | 12984.59 | 0.21896
13.1339 | 13484.79 | 0.2274 | 13.1339 | 12926.38 | 0.21798
13.1513 | 13533.39 | 0.22822 | 13.1513 | 12853.98 | 0.21676
13.1686 | 13512.63 | 0.22787 | 13.1686 | 12806.37 | 0.21596
13.186 | 13506.87 | 0.22777 | 13.186 | 12829.3 | 0.21635
13.2033 | 13511.83 | 0.22786 | 13.2033 | 12942.76 | 0.21826
13.2207 | 13440.58 | 0.22665 | 13.2207 | 12946.84 | 0.21833
13.238 | 13296.02 | 0.22422 | 13.238 | 12742.05 | 0.21487
13.2554 | 13108.92 | 0.22106 | 13.2554 | 12583.47 | 0.2122
13.2727 | 13009.76 | 0.21939 | 13.2727 | 12569.39 | 0.21196
13.2901 | 13007.96 | 0.21936 | 13.2901 | 12585.07 | 0.21223
13.3074 | 12964.53 | 0.21863 | 13.3074 | 12506.35 | 0.2109
13.3248 | 12911.96 | 0.21774 | 13.3248 | 12389.63 | 0.20893
13.3421 | 12907.09 | 0.21766 | 13.3421 | 12349.67 | 0.20826
13.3595 | 12832.6 | 0.2164 | 13.3595 | 12301.16 | 0.20744
13.3768 | 12689.63 | 0.21399 | 13.3768 | 12120.2 | 0.20439
13.3942 | 12702.57 | 0.21421 | 13.3942 | 12074.1 | 0.20361
13.4115 | 12766.81 | 0.21529 | 13.4115 | 12240.14 | 0.20641
13.4289 | 12784.87 | 0.2156 | 13.4289 | 12285.12 | 0.20717
13.4462 | 12682.16 | 0.21386 | 13.4462 | 12217.21 | 0.20602
13.4636 | 12517.71 | 0.21109 | 13.4636 | 12182.16 | 0.20543
13.4809 | 12420.95 | 0.20946 | 13.4809 | 12111.65 | 0.20424
13.4983 | 12391.16 | 0.20896 | 13.4983 | 12010.73 | 0.20254
13.5156 | 12384.86 | 0.20885 | 13.5156 | 11960.29 | 0.20169
13.533 | 12375.55 | 0.20869 | 13.533 | 11879.79 | 0.20033
13.5503 | 12334.74 | 0.20801 | 13.5503 | 11792.44 | 0.19886
13.5677 | 12239.48 | 0.2064 | 13.5677 | 11722.85 | 0.19769
13.585 | 12183.53 | 0.20546 | 13.585 | 11698.54 | 0.19728
13.6024 | 12245.54 | 0.2065 | 13.6024 | 11765.94 | 0.19841
13.6197 | 12340.46 | 0.2081 | 13.6197 | 11785.36 | 0.19874
13.6371 | 12367.74 | 0.20856 | 13.6371 | 11684.03 | 0.19703
13.6544 | 12313.44 | 0.20765 | 13.6544 | 11593.24 | 0.1955
13.6718 | 12197.49 | 0.20569 | 13.6718 | 11560.1 | 0.19494
13.6891 | 12075.64 | 0.20364 | 13.6891 | 11428.71 | 0.19273
13.7065 | 12079.49 | 0.2037 | 13.7065 | 11263.69 | 0.18994
13.7238 | 12202.98 | 0.20578 | 13.7238 | 11286.91 | 0.19034
13.7412 | 12145.52 | 0.20481 | 13.7412 | 11367.59 | 0.1917
13.7585 | 11840.09 | 0.19966 | 13.7585 | 11368.32 | 0.19171
13.7759 | 11680.33 | 0.19697 | 13.7759 | 11354.22 | 0.19147
13.7932 | 11729.02 | 0.19779 | 13.7932 | 11290.59 | 0.1904
13.8106 | 11748.76 | 0.19812 | 13.8106 | 11316.94 | 0.19084
13.8279 | 11671.56 | 0.19682 | 13.8279 | 11388.73 | 0.19205
13.8453 | 11485.63 | 0.19369 | 13.8453 | 11427.82 | 0.19271
13.8626 | 11429.53 | 0.19274 | 13.8626 | 11402.55 | 0.19229
13.88 | 11531.46 | 0.19446 | 13.88 | 11055.87 | 0.18644
13.8973 | 11620 | 0.19595 | 13.8973 | 10886.96 | 0.18359
13.9147 | 11637.39 | 0.19625 | 13.9147 | 10939.93 | 0.18448
13.932 | 11462.11 | 0.19329 | 13.932 | 11018.13 | 0.1858
13.9494 | 11298.41 | 0.19053 | 13.9494 | 10954.25 | 0.18473
13.9667 | 11161.85 | 0.18823 | 13.9667 | 11009.82 | 0.18566
13.9841 | 11146.48 | 0.18797 | 13.9841 | 11077.86 | 0.18681
14.0014 | 11179.86 | 0.18853 | 14.0014 | 10934.26 | 0.18439
14.0188 | 11265.46 | 0.18997 | 14.0188 | 10765.74 | 0.18155
14.0361 | 11197.73 | 0.18883 | 14.0361 | 10607.98 | 0.17889
14.0535 | 11014.5 | 0.18574 | 14.0535 | 10610.52 | 0.17893
14.0708 | 11013.59 | 0.18573 | 14.0708 | 10660.17 | 0.17977
14.0882 | 11019.5 | 0.18583 | 14.0882 | 10566.69 | 0.17819
14.1055 | 10952.21 | 0.18469 | 14.1055 | 10518.78 | 0.17738
14.1229 | 11024.36 | 0.18591 | 14.1229 | 10645.43 | 0.17952
14.1402 | 11172.17 | 0.1884 | 14.1402 | 10727.07 | 0.18089
14.1576 | 11001.96 | 0.18553 | 14.1576 | 10674.75 | 0.18001
14.1749 | 10750.77 | 0.18129 | 14.1749 | 10605.43 | 0.17884
14.1923 | 10607.52 | 0.17888 | 14.1923 | 10594.28 | 0.17866
14.2096 | 10465.51 | 0.17648 | 14.2096 | 10595.6 | 0.17868
14.227 | 10319.39 | 0.17402 | 14.227 | 10520.99 | 0.17742
14.2443 | 10312.44 | 0.1739 | 14.2443 | 10385.64 | 0.17514
14.2617 | 10417.73 | 0.17568 | 14.2617 | 10295.47 | 0.17362
14.279 | 10538.75 | 0.17772 | 14.279 | 10289.71 | 0.17352
14.2964 | 10614.57 | 0.179 | 14.2964 | 10310.27 | 0.17387
14.3137 | 10606.14 | 0.17886 | 14.3137 | 10281.4 | 0.17338
14.3311 | 10494.55 | 0.17697 | 14.3311 | 10202.6 | 0.17205
14.3484 | 10378.58 | 0.17502 | 14.3484 | 10168.42 | 0.17147
14.3658 | 10414.33 | 0.17562 | 14.3658 | 10201.54 | 0.17203
14.3831 | 10483.86 | 0.17679 | 14.3831 | 10161.97 | 0.17137
14.4005 | 10434.34 | 0.17596 | 14.4005 | 10010.59 | 0.16881
14.4178 | 10376.97 | 0.17499 | 14.4178 | 9873.327 | 0.1665
14.4352 | 10367.41 | 0.17483 | 14.4352 | 9752.722 | 0.16446
14.4525 | 10309.34 | 0.17385 | 14.4525 | 9699.705 | 0.16357
14.4699 | 10181.98 | 0.1717 | 14.4699 | 9767.886 | 0.16472
14.4872 | 10036.33 | 0.16925 | 14.4872 | 9888.046 | 0.16675
14.5046 | 10004.44 | 0.16871 | 14.5046 | 9785.11 | 0.16501
14.5219 | 10129.12 | 0.17081 | 14.5219 | 9654.146 | 0.1628
14.5393 | 10161.42 | 0.17136 | 14.5393 | 9653.205 | 0.16279
14.5566 | 10004.78 | 0.16871 | 14.5566 | 9631.567 | 0.16242
14.574 | 9815.321 | 0.16552 | 14.574 | 9607.62 | 0.16202
14.5913 | 9700.338 | 0.16358 | 14.5913 | 9493.021 | 0.16008
14.6087 | 9745.67 | 0.16435 | 14.6087 | 9469.945 | 0.1597
14.626 | 9764.833 | 0.16467 | 14.626 | 9492.474 | 0.16008
14.6434 | 9617.373 | 0.16218 | 14.6434 | 9372.276 | 0.15805
14.6607 | 9516.914 | 0.16049 | 14.6607 | 9224.001 | 0.15555
14.6781 | 9464.489 | 0.1596 | 14.6781 | 9204.019 | 0.15521
14.6954 | 9382.285 | 0.15822 | 14.6954 | 9215.597 | 0.15541
14.7128 | 9342.781 | 0.15755 | 14.7128 | 9281.805 | 0.15652
14.7301 | 9453.623 | 0.15942 | 14.7301 | 9305.583 | 0.15692
14.7475 | 9536.909 | 0.16082 | 14.7475 | 9257.422 | 0.15611
14.7648 | 9557.874 | 0.16118 | 14.7648 | 9187.091 | 0.15493
14.7822 | 9502.683 | 0.16025 | 14.7822 | 9136.373 | 0.15407
14.7995 | 9414.186 | 0.15876 | 14.7995 | 9082.491 | 0.15316
14.8169 | 9329.535 | 0.15733 | 14.8169 | 9075.044 | 0.15304
14.8342 | 9348.356 | 0.15765 | 14.8342 | 9124.504 | 0.15387
14.8516 | 9495.087 | 0.16012 | 14.8516 | 9074.68 | 0.15303
14.8689 | 9418.249 | 0.15882 | 14.8689 | 8972.022 | 0.1513
14.8863 | 9221.758 | 0.15551 | 14.8863 | 8934.91 | 0.15067
14.9036 | 9105.104 | 0.15354 | 14.9036 | 8816.593 | 0.14868
14.921 | 9109.372 | 0.15362 | 14.921 | 8744.641 | 0.14746
14.9383 | 9231.457 | 0.15567 | 14.9383 | 8771.785 | 0.14792
14.9557 | 9273.467 | 0.15638 | 14.9557 | 8785.185 | 0.14815
14.973 | 9223.181 | 0.15553 | 14.973 | 8766.792 | 0.14784
14.9904 | 9144.068 | 0.1542 | 14.9904 | 8756.49 | 0.14766
15.0077 | 9043.569 | 0.15251 | 15.0077 | 8675.981 | 0.14631
15.0251 | 8920.422 | 0.15043 | 15.0251 | 8473.172 | 0.14289
15.0424 | 8854.441 | 0.14932 | 15.0424 | 8458.377 | 0.14264
15.0598 | 8850.792 | 0.14925 | 15.0598 | 8558.477 | 0.14433
15.0771 | 8813.846 | 0.14863 | 15.0771 | 8484.482 | 0.14308
15.0945 | 8754.091 | 0.14762 | 15.0945 | 8323.707 | 0.14037
15.1118 | 8742.907 | 0.14744 | 15.1118 | 8231.113 | 0.1388
15.1292 | 8740.088 | 0.14739 | 15.1292 | 8242.021 | 0.13899
15.1465 | 8698.019 | 0.14668 | 15.1465 | 8374.599 | 0.14122
15.1639 | 8680.616 | 0.14638 | 15.1639 | 8507.056 | 0.14346
15.1812 | 8722.25 | 0.14709 | 15.1812 | 8443.549 | 0.14239
15.1986 | 8770.269 | 0.1479 | 15.1986 | 8243.507 | 0.13901
15.2159 | 8736.966 | 0.14734 | 15.2159 | 8123.274 | 0.13699
15.2333 | 8570.83 | 0.14453 | 15.2333 | 8142.976 | 0.13732
15.2506 | 8449.975 | 0.1425 | 15.2506 | 8172.852 | 0.13782
15.268 | 8541.318 | 0.14404 | 15.268 | 8153.907 | 0.1375
15.2853 | 8633.6 | 0.14559 | 15.2853 | 8139.836 | 0.13727
15.3027 | 8559.499 | 0.14434 | 15.3027 | 8175.438 | 0.13787
15.32 | 8492.979 | 0.14322 | 15.32 | 8162.449 | 0.13765
15.3374 | 8499.465 | 0.14333 | 15.3374 | 8139.549 | 0.13726
15.3547 | 8475.868 | 0.14293 | 15.3547 | 8152.045 | 0.13747
15.3721 | 8410.958 | 0.14184 | 15.3721 | 8074.279 | 0.13616
15.3894 | 8328.817 | 0.14045 | 15.3894 | 7938.133 | 0.13386
15.4068 | 8283.408 | 0.13969 | 15.4068 | 7875.122 | 0.1328
15.4241 | 8310.976 | 0.14015 | 15.4241 | 7867.43 | 0.13267
15.4415 | 8300.908 | 0.13998 | 15.4415 | 7885.707 | 0.13298
15.4588 | 8248.61 | 0.1391 | 15.4588 | 7924.889 | 0.13364
15.4762 | 8239.666 | 0.13895 | 15.4762 | 7865.889 | 0.13265
15.4935 | 8213.009 | 0.1385 | 15.4935 | 7832.293 | 0.13208
15.5109 | 8033.604 | 0.13547 | 15.5109 | 7892.635 | 0.1331
15.5282 | 7888.875 | 0.13303 | 15.5282 | 7855.922 | 0.13248
15.5456 | 7830.174 | 0.13204 | 15.5456 | 7785.312 | 0.13129
15.5629 | 7775.968 | 0.13113 | 15.5629 | 7647.007 | 0.12895
15.5803 | 7737.496 | 0.13048 | 15.5803 | 7640.939 | 0.12885
15.5976 | 7871.114 | 0.13273 | 15.5976 | 7746.698 | 0.13064
15.615 | 7963.814 | 0.1343 | 15.615 | 7718.654 | 0.13016
15.6323 | 7878.395 | 0.13286 | 15.6323 | 7577.679 | 0.12779
15.6497 | 7796.184 | 0.13147 | 15.6497 | 7453.539 | 0.12569
15.667 | 7731.594 | 0.13038 | 15.667 | 7561.256 | 0.12751
15.6844 | 7678.509 | 0.12949 | 15.6844 | 7688.413 | 0.12965
15.7017 | 7656.735 | 0.12912 | 15.7017 | 7667.213 | 0.1293
15.7191 | 7733.442 | 0.13041 | 15.7191 | 7507.856 | 0.12661
15.7364 | 7746.91 | 0.13064 | 15.7364 | 7435.341 | 0.12539
15.7538 | 7646.09 | 0.12894 | 15.7538 | 7430.561 | 0.1253
15.7711 | 7503.97 | 0.12654 | 15.7711 | 7313.298 | 0.12333
15.7885 | 7378.795 | 0.12443 | 15.7885 | 7280.066 | 0.12277
15.8058 | 7350.215 | 0.12395 | 15.8058 | 7314.541 | 0.12335
15.8232 | 7384.974 | 0.12454 | 15.8232 | 7266.438 | 0.12254
15.8405 | 7425.594 | 0.12522 | 15.8405 | 7236.41 | 0.12203
15.8579 | 7427.695 | 0.12526 | 15.8579 | 7230.684 | 0.12193
15.8752 | 7386.665 | 0.12456 | 15.8752 | 7230.813 | 0.12194
15.8926 | 7363.785 | 0.12418 | 15.8926 | 7326.53 | 0.12355
15.9099 | 7342.468 | 0.12382 | 15.9099 | 7353.81 | 0.12401
15.9273 | 7242.46 | 0.12213 | 15.9273 | 7255.766 | 0.12236
15.9446 | 7119.329 | 0.12006 | 15.9446 | 7190.669 | 0.12126
15.962 | 7081.632 | 0.11942 | 15.962 | 7026.2 | 0.11849
15.9793 | 7085.091 | 0.11948 | 15.9793 | 6866.441 | 0.11579
15.9967 | 7097.557 | 0.11969 | 15.9967 | 6856.333 | 0.11562
16.014 | 7111.087 | 0.11992 | 16.014 | 6933.708 | 0.11693
16.0314 | 7140.535 | 0.12041 | 16.0314 | 7001.01 | 0.11806
16.0487 | 7229.809 | 0.12192 | 16.0487 | 6976.62 | 0.11765
16.0661 | 7317.247 | 0.12339 | 16.0661 | 6888.816 | 0.11617
16.0834 | 7227.137 | 0.12187 | 16.0834 | 6748.769 | 0.11381
16.1008 | 7079.786 | 0.11939 | 16.1008 | 6750.554 | 0.11384
16.1181 | 6925.676 | 0.11679 | 16.1181 | 6740.191 | 0.11366
16.1355 | 6843.313 | 0.1154 | 16.1355 | 6680.485 | 0.11266
16.1528 | 6829.507 | 0.11517 | 16.1528 | 6789.433 | 0.11449
16.1702 | 6925.003 | 0.11678 | 16.1702 | 6802.979 | 0.11472
16.1875 | 7015.605 | 0.11831 | 16.1875 | 6673.265 | 0.11253
16.2049 | 6952.59 | 0.11724 | 16.2049 | 6675.197 | 0.11257
16.2222 | 6910.762 | 0.11654 | 16.2222 | 6758.48 | 0.11397
16.2396 | 6971.415 | 0.11756 | 16.2396 | 6771.855 | 0.1142
16.2569 | 6897.018 | 0.11631 | 16.2569 | 6700.531 | 0.11299
16.2743 | 6722.3 | 0.11336 | 16.2743 | 6508.303 | 0.10975
16.2916 | 6643.565 | 0.11203 | 16.2916 | 6464.361 | 0.10901
16.309 | 6620.089 | 0.11164 | 16.309 | 6565.555 | 0.11072
16.3263 | 6572.44 | 0.11083 | 16.3263 | 6572.065 | 0.11083
16.3437 | 6513.231 | 0.10984 | 16.3437 | 6420.178 | 0.10827
16.361 | 6462 | 0.10897 | 16.361 | 6373.219 | 0.10747
16.3784 | 6441.06 | 0.10862 | 16.3784 | 6370.893 | 0.10743
16.3957 | 6464.465 | 0.10901 | 16.3957 | 6292.55 | 0.10611
16.4131 | 6541.908 | 0.11032 | 16.4131 | 6261.563 | 0.10559
16.4304 | 6604.892 | 0.11138 | 16.4304 | 6240.807 | 0.10524
16.4478 | 6585.998 | 0.11106 | 16.4478 | 6215.433 | 0.10481
16.4651 | 6514.518 | 0.10986 | 16.4651 | 6258.214 | 0.10553
16.4825 | 6437.58 | 0.10856 | 16.4825 | 6297.925 | 0.1062
16.4998 | 6370.204 | 0.10742 | 16.4998 | 6311.498 | 0.10643
16.5172 | 6327.498 | 0.1067 | 16.5172 | 6265.389 | 0.10566
16.5345 | 6328.835 | 0.10673 | 16.5345 | 6159.333 | 0.10387
16.5519 | 6361.6 | 0.10728 | 16.5519 | 6144.056 | 0.10361
16.5692 | 6388.108 | 0.10773 | 16.5692 | 6138.772 | 0.10352
16.5866 | 6370.503 | 0.10743 | 16.5866 | 6092.36 | 0.10274
16.6039 | 6290.739 | 0.10608 | 16.6039 | 6066.715 | 0.10231
16.6213 | 6225.063 | 0.10498 | 16.6213 | 6074.43 | 0.10244
16.6386 | 6213.968 | 0.10479 | 16.6386 | 6073.088 | 0.10241
16.656 | 6187.051 | 0.10433 | 16.656 | 6068.19 | 0.10233
16.6733 | 6129.584 | 0.10337 | 16.6733 | 6098.911 | 0.10285
16.6907 | 6092.856 | 0.10275 | 16.6907 | 6068.746 | 0.10234
16.708 | 6092.452 | 0.10274 | 16.708 | 6013.031 | 0.1014
16.7254 | 6131.375 | 0.1034 | 16.7254 | 5963.91 | 0.10057
16.7427 | 6138.097 | 0.10351 | 16.7427 | 5837.518 | 0.09844
16.7601 | 6075.871 | 0.10246 | 16.7601 | 5712.88 | 0.096339
16.7774 | 6018.341 | 0.10149 | 16.7774 | 5826.553 | 0.098256
16.7948 | 5998.213 | 0.10115 | 16.7948 | 6025.506 | 0.10161
16.8121 | 6047.412 | 0.10198 | 16.8121 | 6155.544 | 0.1038
16.8295 | 6093.965 | 0.10277 | 16.8295 | 5979.188 | 0.10083
16.8468 | 6051.786 | 0.10205 | 16.8468 | 5751.844 | 0.096996
16.8642 | 5959.373 | 0.1005 | 16.8642 | 5762.245 | 0.097171
16.8815 | 5858.028 | 0.098786 | 16.8815 | 5761.239 | 0.097154
16.8989 | 5776.798 | 0.097416 | 16.8989 | 5693.173 | 0.096006
16.9162 | 5738.229 | 0.096766 | 16.9162 | 5600.444 | 0.094443
16.9336 | 5768.452 | 0.097276 | 16.9336 | 5525.219 | 0.093174
16.9509 | 5813.349 | 0.098033 | 16.9509 | 5503.902 | 0.092815
16.9683 | 5802.42 | 0.097849 | 16.9683 | 5520.965 | 0.093102
16.9856 | 5783.83 | 0.097535 | 16.9856 | 5536.646 | 0.093367
17.003 | 5797.593 | 0.097767 | 17.003 | 5518.012 | 0.093052
17.0203 | 5803.443 | 0.097866 | 17.0203 | 5483.811 | 0.092476
17.0377 | 5782.574 | 0.097514 | 17.0377 | 5460.338 | 0.09208
17.055 | 5753.165 | 0.097018 | 17.055 | 5451.461 | 0.09193
17.0724 | 5685.768 | 0.095881 | 17.0724 | 5544.832 | 0.093505
17.0897 | 5541.785 | 0.093453 | 17.0897 | 5631.67 | 0.094969
17.1071 | 5438.941 | 0.091719 | 17.1071 | 5577.937 | 0.094063
17.1244 | 5486.821 | 0.092526 | 17.1244 | 5498.598 | 0.092725
17.1418 | 5582.901 | 0.094147 | 17.1418 | 5424.993 | 0.091484
17.1591 | 5623.575 | 0.094833 | 17.1591 | 5334.507 | 0.089958
17.1765 | 5590.1 | 0.094268 | 17.1765 | 5292.386 | 0.089248
17.1938 | 5527.005 | 0.093204 | 17.1938 | 5307.683 | 0.089506
17.2112 | 5528.09 | 0.093222 | 17.2112 | 5329.336 | 0.089871
17.2285 | 5551.504 | 0.093617 | 17.2285 | 5383.911 | 0.090791
17.2459 | 5481.854 | 0.092443 | 17.2459 | 5416.423 | 0.091339
17.2632 | 5374.653 | 0.090635 | 17.2632 | 5380.56 | 0.090735
17.2806 | 5312.218 | 0.089582 | 17.2806 | 5308.583 | 0.089521
17.2979 | 5334.552 | 0.089959 | 17.2979 | 5167.419 | 0.08714
17.3153 | 5419.979 | 0.091399 | 17.3153 | 5163.127 | 0.087068
17.3326 | 5422.704 | 0.091445 | 17.3326 | 5218.47 | 0.088001
17.35 | 5368.006 | 0.090523 | 17.35 | 5260.915 | 0.088717
17.3673 | 5385.398 | 0.090816 | 17.3673 | 5151.717 | 0.086875
17.3847 | 5386.626 | 0.090837 | 17.3847 | 5095.372 | 0.085925
17.402 | 5268.642 | 0.088847 | 17.402 | 5065.486 | 0.085421
17.4194 | 5156.015 | 0.086948 | 17.4194 | 5010.387 | 0.084492
17.4367 | 5097.168 | 0.085956 | 17.4367 | 5025.965 | 0.084755
17.4541 | 5168.131 | 0.087152 | 17.4541 | 5008.474 | 0.08446
17.4714 | 5294.829 | 0.089289 | 17.4714 | 5014.036 | 0.084554
17.4888 | 5313.065 | 0.089596 | 17.4888 | 5027.315 | 0.084778
17.5061 | 5222.169 | 0.088064 | 17.5061 | 5056.568 | 0.085271
17.5235 | 5050.708 | 0.085172 | 17.5235 | 5053.426 | 0.085218
17.5408 | 4955.011 | 0.083558 | 17.5408 | 5046.91 | 0.085108
17.5582 | 4982.417 | 0.084021 | 17.5582 | 4983.912 | 0.084046
17.5755 | 5040.389 | 0.084998 | 17.5755 | 4854.978 | 0.081871
17.5929 | 5080.928 | 0.085682 | 17.5929 | 4820.708 | 0.081294
17.6102 | 5085.153 | 0.085753 | 17.6102 | 4879.056 | 0.082278
17.6276 | 5056.813 | 0.085275 | 17.6276 | 4894.511 | 0.082538
17.6449 | 5011.766 | 0.084515 | 17.6449 | 4864.917 | 0.082039
17.6623 | 4974.735 | 0.083891 | 17.6623 | 4873.077 | 0.082177
17.6796 | 4956.975 | 0.083591 | 17.6796 | 4901.706 | 0.082659
17.697 | 4979.327 | 0.083968 | 17.697 | 4923.144 | 0.083021
17.7143 | 5025.553 | 0.084748 | 17.7143 | 4879.857 | 0.082291
17.7317 | 5003.173 | 0.084371 | 17.7317 | 4798.875 | 0.080925
17.749 | 4905.75 | 0.082728 | 17.749 | 4771.743 | 0.080468
17.7664 | 4819.696 | 0.081276 | 17.7664 | 4698.844 | 0.079239
17.7837 | 4771.042 | 0.080456 | 17.7837 | 4679.802 | 0.078917
17.8011 | 4761.434 | 0.080294 | 17.8011 | 4626.716 | 0.078022
17.8184 | 4762.879 | 0.080318 | 17.8184 | 4499.294 | 0.075873
17.8358 | 4754.257 | 0.080173 | 17.8358 | 4555.373 | 0.076819
17.8531 | 4759.926 | 0.080269 | 17.8531 | 4695.781 | 0.079187
17.8705 | 4782.524 | 0.08065 | 17.8705 | 4669.222 | 0.078739
17.8878 | 4743.202 | 0.079987 | 17.8878 | 4680.855 | 0.078935
17.9052 | 4650.082 | 0.078416 | 17.9052 | 4572.736 | 0.077112
17.9225 | 4631.06 | 0.078095 | 17.9225 | 4566.041 | 0.076999
17.9399 | 4653.618 | 0.078476 | 17.9399 | 4447.871 | 0.075006
17.9572 | 4710.373 | 0.079433 | 17.9572 | 4439.081 | 0.074858
17.9746 | 4729.275 | 0.079752 | 17.9746 | 4609.522 | 0.077732
17.9919 | 4613.903 | 0.077806 | 17.9919 | 4502.289 | 0.075924
18.0093 | 4563.921 | 0.076963 | 18.0093 | 4585.594 | 0.077329
18.0266 | 4599.084 | 0.077556 | 18.0266 | 4457.176 | 0.075163
18.044 | 4632.229 | 0.078115 | 18.044 | 4422.829 | 0.074584
18.0613 | 4663.74 | 0.078647 | 18.0613 | 4497.637 | 0.075845
18.0787 | 4575.094 | 0.077152 | 18.0787 | 4509.114 | 0.076039
18.096 | 4498.176 | 0.075855 | 18.096 | 4480.798 | 0.075562
18.1134 | 4530.254 | 0.076396 | 18.1134 | 4538.881 | 0.076541
18.1307 | 4500.135 | 0.075888 | 18.1307 | 4417.775 | 0.074499
18.1481 | 4359.532 | 0.073517 | 18.1481 | 4323.592 | 0.07291
18.1654 | 4263.786 | 0.071902 | 18.1654 | 4422.173 | 0.074573
18.1828 | 4225.112 | 0.07125 | 18.1828 | 4446.77 | 0.074988
18.2001 | 4209.197 | 0.070981 | 18.2001 | 4358.969 | 0.073507
18.2175 | 4227.344 | 0.071287 | 18.2175 | 4277.857 | 0.072139
18.2348 | 4328.336 | 0.07299 | 18.2348 | 4208.793 | 0.070975
18.2522 | 4390.576 | 0.07404 | 18.2522 | 4183.322 | 0.070545
18.2695 | 4317.2 | 0.072803 | 18.2695 | 4205.923 | 0.070926
18.2869 | 4253.821 | 0.071734 | 18.2869 | 4291.151 | 0.072363
18.3042 | 4279.83 | 0.072173 | 18.3042 | 4332.204 | 0.073056
18.3216 | 4292.776 | 0.072391 | 18.3216 | 4304.056 | 0.072581
18.3389 | 4277.083 | 0.072126 | 18.3389 | 4227.394 | 0.071288
18.3563 | 4321.049 | 0.072868 | 18.3563 | 4205.872 | 0.070925
18.3736 | 4388.707 | 0.074009 | 18.3736 | 4074.187 | 0.068705
18.391 | 4368.969 | 0.073676 | 18.391 | 4075.66 | 0.06873
18.4083 | 4313.037 | 0.072732 | 18.4083 | 4180.102 | 0.070491
18.4257 | 4307.013 | 0.072631 | 18.4257 | 4144.694 | 0.069894
18.443 | 4323.329 | 0.072906 | 18.443 | 4104.35 | 0.069213
18.4604 | 4328.249 | 0.072989 | 18.4604 | 4072.473 | 0.068676
18.4777 | 4282.264 | 0.072214 | 18.4777 | 4142.813 | 0.069862
18.4951 | 4173.169 | 0.070374 | 18.4951 | 4140.246 | 0.069819
18.5124 | 4056.527 | 0.068407 | 18.5124 | 4059.362 | 0.068455
18.5298 | 3959.622 | 0.066773 | 18.5298 | 4034.509 | 0.068036
18.5471 | 3925.557 | 0.066198 | 18.5471 | 4047.985 | 0.068263
18.5645 | 3937.308 | 0.066396 | 18.5645 | 4042.596 | 0.068172
18.5818 | 3965.288 | 0.066868 | 18.5818 | 4070.128 | 0.068636
18.5992 | 4021.31 | 0.067813 | 18.5992 | 4041.674 | 0.068156
18.6165 | 4086.37 | 0.06891 | 18.6165 | 3944.404 | 0.066516
18.6339 | 4045.46 | 0.06822 | 18.6339 | 3862.522 | 0.065135
18.6512 | 3947.637 | 0.066571 | 18.6512 | 3828.354 | 0.064559
18.6686 | 3937.286 | 0.066396 | 18.6686 | 3848.111 | 0.064892
18.6859 | 3996.088 | 0.067388 | 18.6859 | 3872.565 | 0.065305
18.7033 | 4073.45 | 0.068692 | 18.7033 | 3830.925 | 0.064602
18.7206 | 4088.797 | 0.068951 | 18.7206 | 3835.879 | 0.064686
18.738 | 4028.542 | 0.067935 | 18.738 | 3830.386 | 0.064593
18.7553 | 3959.625 | 0.066773 | 18.7553 | 3763.26 | 0.063461
18.7727 | 3903.616 | 0.065828 | 18.7727 | 3746.929 | 0.063186
18.79 | 3856.567 | 0.065035 | 18.79 | 3748.226 | 0.063208
18.8074 | 3827.723 | 0.064548 | 18.8074 | 3740.948 | 0.063085
18.8247 | 3830.25 | 0.064591 | 18.8247 | 3771.121 | 0.063594
18.8421 | 3880.739 | 0.065442 | 18.8421 | 3775.98 | 0.063676
18.8594 | 3977.439 | 0.067073 | 18.8594 | 3748.464 | 0.063212
18.8768 | 3997.748 | 0.067416 | 18.8768 | 3573.28 | 0.060258
18.8941 | 3900.403 | 0.065774 | 18.8941 | 3599.494 | 0.0607
18.9115 | 3818.956 | 0.064401 | 18.9115 | 3682.155 | 0.062094
18.9288 | 3783.125 | 0.063796 | 18.9288 | 3742.144 | 0.063105
18.9462 | 3715.876 | 0.062662 | 18.9462 | 3688.94 | 0.062208
18.9635 | 3638.221 | 0.061353 | 18.9635 | 3716.539 | 0.062674
18.9809 | 3634.621 | 0.061292 | 18.9809 | 3746.003 | 0.06317
18.9982 | 3674.927 | 0.061972 | 18.9982 | 3704.002 | 0.062462
19.0156 | 3687.276 | 0.06218 | 19.0156 | 3612.433 | 0.060918
19.0329 | 3710.172 | 0.062566 | 19.0329 | 3592.79 | 0.060587
19.0503 | 3783.644 | 0.063805 | 19.0503 | 3518.33 | 0.059331
19.0676 | 3810.836 | 0.064264 | 19.0676 | 3497.911 | 0.058987
19.085 | 3741.1 | 0.063088 | 19.085 | 3558.958 | 0.060016
19.1023 | 3680.119 | 0.062059 | 19.1023 | 3524.611 | 0.059437
19.1197 | 3633.415 | 0.061272 | 19.1197 | 3471.612 | 0.058543
19.137 | 3613.948 | 0.060943 | 19.137 | 3471.623 | 0.058543
19.1544 | 3625.917 | 0.061145 | 19.1544 | 3487.472 | 0.058811
19.1717 | 3681.191 | 0.062077 | 19.1717 | 3526.835 | 0.059474
19.1891 | 3712.022 | 0.062597 | 19.1891 | 3528.01 | 0.059494
19.2064 | 3637.098 | 0.061334 | 19.2064 | 3460.821 | 0.058361
19.2238 | 3597.646 | 0.060669 | 19.2238 | 3341.133 | 0.056343
19.2411 | 3610.567 | 0.060886 | 19.2411 | 3350.62 | 0.056503
19.2585 | 3581.555 | 0.060397 | 19.2585 | 3418.844 | 0.057653
19.2758 | 3529.588 | 0.059521 | 19.2758 | 3381.996 | 0.057032
19.2932 | 3520.373 | 0.059365 | 19.2932 | 3414.047 | 0.057572
19.3105 | 3515.531 | 0.059284 | 19.3105 | 3391.521 | 0.057193
19.3279 | 3467.347 | 0.058471 | 19.3279 | 3412.795 | 0.057551
19.3452 | 3416.116 | 0.057607 | 19.3452 | 3326.212 | 0.056091
19.3626 | 3390.67 | 0.057178 | 19.3626 | 3212.092 | 0.054167
19.3799 | 3412.028 | 0.057538 | 19.3799 | 3245.283 | 0.054727
19.3973 | 3450.997 | 0.058196 | 19.3973 | 3299.7 | 0.055644
19.4146 | 3412.712 | 0.05755 | 19.4146 | 3351.91 | 0.056525
19.432 | 3343.433 | 0.056382 | 19.432 | 3413.085 | 0.057556
19.4493 | 3356.149 | 0.056596 | 19.4493 | 3418.501 | 0.057648
19.4667 | 3375.112 | 0.056916 | 19.4667 | 3396.581 | 0.057278
19.484 | 3299.506 | 0.055641 | 19.484 | 3302.058 | 0.055684
19.5014 | 3260.341 | 0.05498 | 19.5014 | 3223.208 | 0.054354
19.5187 | 3349.365 | 0.056482 | 19.5187 | 3281.862 | 0.055343
19.5361 | 3423.427 | 0.057731 | 19.5361 | 3302.271 | 0.055688
19.5534 | 3408.395 | 0.057477 | 19.5534 | 3200.123 | 0.053965
19.5708 | 3341.43 | 0.056348 | 19.5708 | 3189.571 | 0.053787
19.5881 | 3246.368 | 0.054745 | 19.5881 | 3226.872 | 0.054416
19.6055 | 3204.744 | 0.054043 | 19.6055 | 3162.294 | 0.053327
19.6228 | 3207.815 | 0.054095 | 19.6228 | 3165.43 | 0.05338
19.6402 | 3193.193 | 0.053848 | 19.6402 | 3165.116 | 0.053375
19.6575 | 3187.792 | 0.053757 | 19.6575 | 3069.364 | 0.05176
19.6749 | 3249.635 | 0.0548 | 19.6749 | 3193.49 | 0.053853
19.6922 | 3294.351 | 0.055554 | 19.6922 | 3097.539 | 0.052235
19.7096 | 3254.008 | 0.054874 | 19.7096 | 3030.95 | 0.051112
19.7269 | 3225.875 | 0.054399 | 19.7269 | 3068.148 | 0.051739
19.7443 | 3212.092 | 0.054167 | 19.7443 | 3065.325 | 0.051692
19.7616 | 3200.84 | 0.053977 | 19.7616 | 3049.314 | 0.051422
19.779 | 3183.709 | 0.053688 | 19.779 | 3002.628 | 0.050635
19.7963 | 3145.887 | 0.05305 | 19.7963 | 2950.452 | 0.049755
19.8137 | 3089.084 | 0.052092 | 19.8137 | 3003.246 | 0.050645
19.831 | 3013.475 | 0.050817 | 19.831 | 3034.06 | 0.051165
19.8484 | 2983.62 | 0.050314 | 19.8484 | 2984.472 | 0.050328
19.8657 | 3038.039 | 0.051232 | 19.8657 | 2969.21 | 0.050071
19.8831 | 3133.597 | 0.052843 | 19.8831 | 3012.757 | 0.050805
19.9004 | 3238.632 | 0.054614 | 19.9004 | 3027.271 | 0.05105
19.9178 | 3272.313 | 0.055182 | 19.9178 | 3002.406 | 0.050631
19.9351 | 3214.236 | 0.054203 | 19.9351 | 2958.005 | 0.049882
19.9525 | 3086.24 | 0.052045 | 19.9525 | 2965.873 | 0.050015
19.9698 | 2958.006 | 0.049882 | 19.9698 | 2987.875 | 0.050386
19.9872 | 2885.626 | 0.048661 | 19.9872 | 2975.703 | 0.05018
20.0045 | 2894.973 | 0.048819 | 20.0045 | 2957.241 | 0.049869
20.0219 | 2975.206 | 0.050172 | 20.0219 | 2934.83 | 0.049491
20.0392 | 3023.603 | 0.050988 | 20.0392 | 2940.545 | 0.049588
20.0566 | 3007.806 | 0.050722 | 20.0566 | 2941.047 | 0.049596
20.0739 | 3015.792 | 0.050857 | 20.0739 | 2873.586 | 0.048458
20.0913 | 3052.275 | 0.051472 | 20.0913 | 2987.264 | 0.050375
20.1086 | 3037.65 | 0.051225 | 20.1086 | 2841.197 | 0.047912
20.126 | 2980.081 | 0.050254 | 20.126 | 2870.701 | 0.04841
20.1433 | 2963.66 | 0.049977 | 20.1433 | 2819.973 | 0.047554
20.1607 | 2965.638 | 0.050011 | 20.1607 | 2807.765 | 0.047348
20.178 | 2937.351 | 0.049534 | 20.178 | 2792.856 | 0.047097
20.1954 | 2895.222 | 0.048823 | 20.1954 | 2780.718 | 0.046892
20.2127 | 2855.708 | 0.048157 | 20.2127 | 2735.698 | 0.046133
20.2301 | 2824.21 | 0.047626 | 20.2301 | 2845.266 | 0.047981
20.2474 | 2809.174 | 0.047372 | 20.2474 | 2861.076 | 0.048247
20.2648 | 2824.039 | 0.047623 | 20.2648 | 2853.075 | 0.048113
20.2821 | 2873.669 | 0.04846 | 20.2821 | 2785.575 | 0.046974
20.2995 | 2882.123 | 0.048602 | 20.2995 | 2736.817 | 0.046152
20.3168 | 2869.392 | 0.048388 | 20.3168 | 2700.747 | 0.045544
20.3342 | 2894.129 | 0.048805 | 20.3342 | 2667.974 | 0.044991
20.3515 | 2919.271 | 0.049229 | 20.3515 | 2652.92 | 0.044737
20.3689 | 2908.239 | 0.049043 | 20.3689 | 2686.106 | 0.045297
20.3862 | 2902.823 | 0.048951 | 20.3862 | 2723.494 | 0.045927
20.4036 | 2920.08 | 0.049242 | 20.4036 | 2721.005 | 0.045885
20.4209 | 2901.757 | 0.048934 | 20.4209 | 2685.492 | 0.045287
20.4383 | 2849.972 | 0.04806 | 20.4383 | 2656.409 | 0.044796
20.4556 | 2832.425 | 0.047764 | 20.4556 | 2697.729 | 0.045493
20.473 | 2827.204 | 0.047676 | 20.473 | 2755.422 | 0.046466
20.4903 | 2760.568 | 0.046553 | 20.4903 | 2689.653 | 0.045357
20.5077 | 2684.27 | 0.045266 | 20.5077 | 2717.942 | 0.045834
20.525 | 2682.864 | 0.045242 | 20.525 | 2601.693 | 0.043873
20.5424 | 2687.826 | 0.045326 | 20.5424 | 2638.345 | 0.044491
20.5597 | 2622.65 | 0.044227 | 20.5597 | 2599.008 | 0.043828
20.5771 | 2570.785 | 0.043352 | 20.5771 | 2530.528 | 0.042673
20.5944 | 2586.013 | 0.043609 | 20.5944 | 2546.938 | 0.04295
20.6118 | 2640.43 | 0.044527 | 20.6118 | 2611.968 | 0.044047
20.6291 | 2708.657 | 0.045677 | 20.6291 | 2566.873 | 0.043286
20.6465 | 2705.48 | 0.045624 | 20.6465 | 2516.26 | 0.042433
20.6638 | 2619.399 | 0.044172 | 20.6638 | 2536.725 | 0.042778
20.6812 | 2576.938 | 0.043456 | 20.6812 | 2588.076 | 0.043644
20.6985 | 2589.55 | 0.043669 | 20.6985 | 2577.774 | 0.04347
20.7159 | 2638.872 | 0.0445 | 20.7159 | 2546.574 | 0.042944
20.7332 | 2673.576 | 0.045086 | 20.7332 | 2510.647 | 0.042338
20.7506 | 2623.645 | 0.044244 | 20.7506 | 2459.243 | 0.041471
20.7679 | 2587.34 | 0.043631 | 20.7679 | 2469.962 | 0.041652
20.7853 | 2630.835 | 0.044365 | 20.7853 | 2539.275 | 0.042821
20.8026 | 2615.609 | 0.044108 | 20.8026 | 2590.841 | 0.04369
20.82 | 2527.041 | 0.042615 | 20.82 | 2516.399 | 0.042435
20.8373 | 2531.593 | 0.042691 | 20.8373 | 2414.228 | 0.040712
20.8547 | 2596.84 | 0.043792 | 20.8547 | 2423.632 | 0.040871
20.872 | 2519.326 | 0.042484 | 20.872 | 2492.55 | 0.042033
20.8894 | 2400.446 | 0.04048 | 20.8894 | 2515.24 | 0.042416
20.9067 | 2398.186 | 0.040442 | 20.9067 | 2475.939 | 0.041753
20.9241 | 2431.645 | 0.041006 | 20.9241 | 2481.424 | 0.041845
20.9414 | 2440.79 | 0.04116 | 20.9414 | 2456.972 | 0.041433
20.9588 | 2481.136 | 0.04184 | 20.9588 | 2442.013 | 0.041181
20.9761 | 2568.135 | 0.043308 | 20.9761 | 2325.271 | 0.039212
20.9935 | 2585.215 | 0.043596 | 20.9935 | 2335.432 | 0.039383
21.0108 | 2510.08 | 0.042328 | 21.0108 | 2351.295 | 0.039651
21.0282 | 2462.471 | 0.041526 | 21.0282 | 2407.123 | 0.040592
21.0455 | 2473.359 | 0.041709 | 21.0455 | 2435.543 | 0.041072
21.0629 | 2484.566 | 0.041898 | 21.0629 | 2466.309 | 0.04159
21.0802 | 2477.733 | 0.041783 | 21.0802 | 2487.717 | 0.041951
21.0976 | 2453.097 | 0.041368 | 21.0976 | 2450.134 | 0.041318
21.1149 | 2428.23 | 0.040948 | 21.1149 | 2413.007 | 0.040692
21.1323 | 2433.327 | 0.041034 | 21.1323 | 2339.757 | 0.039456
21.1496 | 2435.776 | 0.041075 | 21.1496 | 2317.613 | 0.039083
21.167 | 2396.735 | 0.040417 | 21.167 | 2341.871 | 0.039492
21.1843 | 2383.507 | 0.040194 | 21.1843 | 2379.626 | 0.040129
21.2017 | 2437.482 | 0.041104 | 21.2017 | 2383.651 | 0.040196
21.219 | 2460.376 | 0.04149 | 21.219 | 2326.205 | 0.039228
21.2364 | 2431.369 | 0.041001 | 21.2364 | 2290.574 | 0.038627
21.2537 | 2421.204 | 0.04083 | 21.2537 | 2436.563 | 0.041089
21.2711 | 2423.994 | 0.040877 | 21.2711 | 2311.088 | 0.038973
21.2884 | 2428.19 | 0.040948 | 21.2884 | 2281.483 | 0.038474
21.3058 | 2414.195 | 0.040712 | 21.3058 | 2226.173 | 0.037541
21.3231 | 2302.411 | 0.038826 | 21.3231 | 2252.572 | 0.037986
21.3405 | 2204.83 | 0.037181 | 21.3405 | 2291.455 | 0.038642
21.3578 | 2224.228 | 0.037508 | 21.3578 | 2436.64 | 0.04109
21.3752 | 2279.54 | 0.038441 | 21.3752 | 2373.089 | 0.040018
21.3925 | 2337.987 | 0.039426 | 21.3925 | 2275.587 | 0.038374
21.4099 | 2343.15 | 0.039513 | 21.4099 | 2243.156 | 0.037827
21.4272 | 2300.91 | 0.038801 | 21.4272 | 2239.374 | 0.037763
21.4446 | 2306.187 | 0.03889 | 21.4446 | 2246.157 | 0.037878
21.4619 | 2356.33 | 0.039736 | 21.4619 | 2263.619 | 0.038172
21.4793 | 2372.765 | 0.040013 | 21.4793 | 2233.919 | 0.037671
21.4966 | 2349.693 | 0.039624 | 21.4966 | 2168.912 | 0.036575
21.514 | 2322.987 | 0.039173 | 21.514 | 2187.76 | 0.036893
21.5313 | 2285.475 | 0.038541 | 21.5313 | 2259.697 | 0.038106
21.5487 | 2218.772 | 0.037416 | 21.5487 | 2208.977 | 0.037251
21.566 | 2170.661 | 0.036605 | 21.566 | 2015.611 | 0.03399
21.5834 | 2190.319 | 0.036936 | 21.5834 | 2024.492 | 0.03414
21.6007 | 2234.947 | 0.037689 | 21.6007 | 2098.775 | 0.035392
21.6181 | 2297.496 | 0.038744 | 21.6181 | 2141.491 | 0.036113
21.6354 | 2341.402 | 0.039484 | 21.6354 | 2097.073 | 0.035364
21.6528 | 2349.224 | 0.039616 | 21.6528 | 2158.307 | 0.036396
21.6701 | 2327.487 | 0.039249 | 21.6701 | 2099.861 | 0.035411
21.6875 | 2275.466 | 0.038372 | 21.6875 | 2209.456 | 0.037259
21.7048 | 2234.114 | 0.037675 | 21.7048 | 2115.187 | 0.035669
21.7222 | 2195.549 | 0.037024 | 21.7222 | 2027.446 | 0.03419
21.7395 | 2140.46 | 0.036095 | 21.7395 | 2009.055 | 0.03388
21.7569 | 2108.939 | 0.035564 | 21.7569 | 2017.281 | 0.034018
21.7742 | 2133.247 | 0.035974 | 21.7742 | 2080.892 | 0.035091
21.7916 | 2152.361 | 0.036296 | 21.7916 | 2119.17 | 0.035736
21.8089 | 2140.773 | 0.036101 | 21.8089 | 2045.198 | 0.034489
21.8263 | 2118.718 | 0.035729 | 21.8263 | 2062.789 | 0.034786
21.8436 | 2097.694 | 0.035374 | 21.8436 | 2110.598 | 0.035592
21.861 | 2057.61 | 0.034698 | 21.861 | 2020.604 | 0.034074
21.8783 | 2016.274 | 0.034001 | 21.8783 | 2082.868 | 0.035124
21.8957 | 2057.236 | 0.034692 | 21.8957 | 2100.35 | 0.035419
21.913 | 2125.94 | 0.035851 | 21.913 | 2053.164 | 0.034623
21.9304 | 2117.582 | 0.03571 | 21.9304 | 2067.006 | 0.034857
21.9477 | 2089.108 | 0.035229 | 21.9477 | 2026.354 | 0.034171
21.9651 | 2123.803 | 0.035815 | 21.9651 | 2052.301 | 0.034609
21.9824 | 2176.814 | 0.036708 | 21.9824 | 2060.757 | 0.034751
21.9998 | 2193.287 | 0.036986 | 21.9998 | 1991.676 | 0.033586
22.0171 | 2180.645 | 0.036773 | 22.0171 | 1926.908 | 0.032494
22.0345 | 2143.687 | 0.03615 | 22.0345 | 1955.322 | 0.032973
22.0518 | 2082.867 | 0.035124 | 22.0518 | 2019.18 | 0.03405
22.0692 | 2016.176 | 0.034 | 22.0692 | 1954.681 | 0.032963
22.0865 | 2041.277 | 0.034423 | 22.0865 | 1933.562 | 0.032606
22.1039 | 2147.093 | 0.036207 | 22.1039 | 1964.497 | 0.033128
22.1212 | 2119.87 | 0.035748 | 22.1212 | 2039.775 | 0.034398
22.1386 | 2008.264 | 0.033866 | 22.1386 | 2030.206 | 0.034236
22.1559 | 1956.516 | 0.032994 | 22.1559 | 1940.163 | 0.032718
22.1733 | 1956.002 | 0.032985 | 22.1733 | 1942.286 | 0.032754
22.1906 | 2041.188 | 0.034421 | 22.1906 | 1990.754 | 0.033571
22.208 | 2099.476 | 0.035404 | 22.208 | 1982.978 | 0.03344
22.2253 | 2059.089 | 0.034723 | 22.2253 | 1933.469 | 0.032605
22.2427 | 2026.218 | 0.034169 | 22.2427 | 0 | 0
22.26 | 2026.474 | 0.034173 | 22.26 | 0 | 0
22.2774 | 2034.85 | 0.034315 | 22.2774 | 0 | 0
22.2947 | 2045.34 | 0.034491 | 22.2947 | 0 | 0
22.3121 | 2064.323 | 0.034812 | 22.3121 | 0 | 0
22.3294 | 2077.603 | 0.035035 | 22.3294 | 0 | 0
22.3468 | 2035.385 | 0.034324 | 22.3468 | 0 | 0
22.3641 | 1984.03 | 0.033458 | 22.3641 | 0 | 0
22.3815 | 2018.352 | 0.034036 | 22.3815 | 0 | 0
22.3988 | 2062.842 | 0.034787 | 22.3988 | 0 | 0
22.4162 | 2043.273 | 0.034457 | 22.4162 | 0 | 0
22.4335 | 2009.777 | 0.033892 | 22.4335 | 0 | 0
22.4509 | 2004.439 | 0.033802 | 22.4509 | 0 | 0
22.4682 | 2001.477 | 0.033752 | 22.4682 | 0 | 0
22.4856 | 1987.816 | 0.033521 | 22.4856 | 0 | 0
22.5029 | 1989.596 | 0.033551 | 22.5029 | 0 | 0
22.5203 | 2008.915 | 0.033877 | 22.5203 | 0 | 0
22.5376 | 2007.549 | 0.033854 | 22.5376 | 0 | 0
22.555 | 1986.001 | 0.033491 | 22.555 | 0 | 0
22.5723 | 1963.859 | 0.033117 | 22.5723 | 0 | 0
22.5897 | 1953.077 | 0.032936 | 22.5897 | 0 | 0
22.607 | 2010.708 | 0.033907 | 22.607 | 0 | 0
22.6244 | 2055.619 | 0.034665 | 22.6244 | 0 | 0
22.6417 | 1895.696 | 0.031968 | 22.6417 | 0 | 0
22.6591 | 1767.255 | 0.029802 | 22.6591 | 0 | 0
22.6764 | 1829.539 | 0.030852 | 22.6764 | 0 | 0
22.6938 | 1884.778 | 0.031784 | 22.6938 | 0 | 0
22.7111 | 1904.534 | 0.032117 | 22.7111 | 0 | 0
22.7285 | 1882.159 | 0.03174 | 22.7285 | 0 | 0
22.7458 | 1826.742 | 0.030805 | 22.7458 | 0 | 0
22.7632 | 1803.564 | 0.030414 | 22.7632 | 0 | 0
22.7805 | 1806.894 | 0.03047 | 22.7805 | 0 | 0
22.7979 | 1792.967 | 0.030236 | 22.7979 | 0 | 0
22.8152 | 1764.454 | 0.029755 | 22.8152 | 0 | 0
22.8326 | 1735.582 | 0.029268 | 22.8326 | 0 | 0
22.8499 | 1716.912 | 0.028953 | 22.8499 | 0 | 0
22.8673 | 1723.631 | 0.029066 | 22.8673 | 0 | 0
22.8846 | 1754.266 | 0.029583 | 22.8846 | 0 | 0
22.902 | 1796.698 | 0.030298 | 22.902 | 0 | 0
22.9193 | 1813.571 | 0.030583 | 22.9193 | 0 | 0
22.9367 | 1793.184 | 0.030239 | 22.9367 | 0 | 0
22.954 | 1805.358 | 0.030444 | 22.954 | 0 | 0
22.9714 | 1865.101 | 0.031452 | 22.9714 | 0 | 0
22.9887 | 1873.589 | 0.031595 | 22.9887 | 0 | 0
23.0061 | 1817.166 | 0.030644 | 23.0061 | 0 | 0
23.0234 | 1772.518 | 0.029891 | 23.0234 | 0 | 0
23.0408 | 1744.845 | 0.029424 | 23.0408 | 0 | 0
23.0581 | 1709.129 | 0.028822 | 23.0581 | 0 | 0
23.0755 | 1677.831 | 0.028294 | 23.0755 | 0 | 0
23.0928 | 1687.675 | 0.02846 | 23.0928 | 0 | 0
23.1102 | 1706.305 | 0.028774 | 23.1102 | 0 | 0
23.1275 | 1717.829 | 0.028968 | 23.1275 | 0 | 0
23.1449 | 1702.69 | 0.028713 | 23.1449 | 0 | 0
23.1622 | 1648.847 | 0.027805 | 23.1622 | 0 | 0
23.1796 | 1621.352 | 0.027342 | 23.1796 | 0 | 0
23.1969 | 1633.395 | 0.027545 | 23.1969 | 0 | 0
23.2143 | 1668.508 | 0.028137 | 23.2143 | 0 | 0
23.2316 | 1714.032 | 0.028904 | 23.2316 | 0 | 0
23.249 | 1765.248 | 0.029768 | 23.249 | 0 | 0
23.2663 | 1814.121 | 0.030592 | 23.2663 | 0 | 0
23.2837 | 1820.554 | 0.030701 | 23.2837 | 0 | 0
23.301 | 1781.637 | 0.030044 | 23.301 | 0 | 0
23.3184 | 1689.673 | 0.028494 | 23.3184 | 0 | 0
23.3357 | 1609.483 | 0.027141 | 23.3357 | 0 | 0
23.3531 | 1647.217 | 0.027778 | 23.3531 | 0 | 0
23.3704 | 1733.758 | 0.029237 | 23.3704 | 0 | 0
23.3878 | 1769.3 | 0.029836 | 23.3878 | 0 | 0
23.4051 | 1765.639 | 0.029775 | 23.4051 | 0 | 0
23.4225 | 1725.426 | 0.029097 | 23.4225 | 0 | 0
23.4398 | 1674.116 | 0.028231 | 23.4398 | 0 | 0
23.4572 | 1619.414 | 0.027309 | 23.4572 | 0 | 0
23.4745 | 1592.281 | 0.026851 | 23.4745 | 0 | 0
23.4919 | 1605.43 | 0.027073 | 23.4919 | 0 | 0
23.5092 | 1626.421 | 0.027427 | 23.5092 | 0 | 0
23.5266 | 1655.328 | 0.027914 | 23.5266 | 0 | 0
23.5439 | 1680.167 | 0.028333 | 23.5439 | 0 | 0
23.5613 | 1687.47 | 0.028456 | 23.5613 | 0 | 0
23.5786 | 1658.589 | 0.027969 | 23.5786 | 0 | 0
23.596 | 1592.9 | 0.026862 | 23.596 | 0 | 0
23.6133 | 1490.594 | 0.025136 | 23.6133 | 0 | 0
23.6307 | 1425.304 | 0.024035 | 23.6307 | 0 | 0
23.648 | 1447.705 | 0.024413 | 23.648 | 0 | 0
23.6654 | 1483.539 | 0.025018 | 23.6654 | 0 | 0
23.6827 | 1488.302 | 0.025098 | 23.6827 | 0 | 0
23.7001 | 1511.22 | 0.025484 | 23.7001 | 0 | 0
23.7174 | 1559.874 | 0.026305 | 23.7174 | 0 | 0
23.7348 | 1576.184 | 0.02658 | 23.7348 | 0 | 0
23.7521 | 1560.113 | 0.026309 | 23.7521 | 0 | 0
23.7695 | 1584.741 | 0.026724 | 23.7695 | 0 | 0
23.7868 | 1643.706 | 0.027718 | 23.7868 | 0 | 0
23.8042 | 1652.776 | 0.027871 | 23.8042 | 0 | 0
23.8215 | 1618.885 | 0.0273 | 23.8215 | 0 | 0
23.8389 | 1576.292 | 0.026582 | 23.8389 | 0 | 0
23.8562 | 1535.764 | 0.025898 | 23.8562 | 0 | 0
23.8736 | 1495.837 | 0.025225 | 23.8736 | 0 | 0
23.8909 | 1466.78 | 0.024735 | 23.8909 | 0 | 0
23.9083 | 1475.994 | 0.02489 | 23.9083 | 0 | 0
23.9256 | 1466.968 | 0.024738 | 23.9256 | 0 | 0
23.943 | 1410.318 | 0.023783 | 23.943 | 0 | 0
23.9603 | 1396.112 | 0.023543 | 23.9603 | 0 | 0
23.9777 | 1442.946 | 0.024333 | 23.9777 | 0 | 0
23.995 | 1432.078 | 0.02415 | 23.995 | 0 | 0
24.0124 | 1356.502 | 0.022875 | 24.0124 | 0 | 0
24.0297 | 1333.992 | 0.022496 | 24.0297 | 0 | 0
24.0471 | 1362.488 | 0.022976 | 24.0471 | 0 | 0
24.0644 | 1429.63 | 0.024108 | 24.0644 | 0 | 0
24.0818 | 1497.164 | 0.025247 | 24.0818 | 0 | 0
24.0991 | 1486.441 | 0.025066 | 24.0991 | 0 | 0
24.1165 | 1439.772 | 0.024279 | 24.1165 | 0 | 0
24.1338 | 1443.384 | 0.02434 | 24.1338 | 0 | 0
24.1512 | 1474.227 | 0.02486 | 24.1512 | 0 | 0
24.1685 | 1491.742 | 0.025156 | 24.1685 | 0 | 0
24.1859 | 1491.625 | 0.025154 | 24.1859 | 0 | 0
24.2032 | 1445.311 | 0.024373 | 24.2032 | 0 | 0
24.2206 | 1391.832 | 0.023471 | 24.2206 | 0 | 0
24.2379 | 1331.393 | 0.022452 | 24.2379 | 0 | 0
24.2553 | 1310.685 | 0.022103 | 24.2553 | 0 | 0
24.2726 | 1366.661 | 0.023047 | 24.2726 | 0 | 0
24.29 | 1437.247 | 0.024237 | 24.29 | 0 | 0
24.3073 | 1520.612 | 0.025643 | 24.3073 | 0 | 0
24.3247 | 1501.717 | 0.025324 | 24.3247 | 0 | 0
24.342 | 1412.156 | 0.023814 | 24.342 | 0 | 0
24.3594 | 1411.457 | 0.023802 | 24.3594 | 0 | 0
24.3767 | 1460.294 | 0.024626 | 24.3767 | 0 | 0
24.3941 | 1482.002 | 0.024992 | 24.3941 | 0 | 0
24.4114 | 1483.98 | 0.025025 | 24.4114 | 0 | 0
24.4288 | 1453.494 | 0.024511 | 24.4288 | 0 | 0
24.4461 | 1431.04 | 0.024132 | 24.4461 | 0 | 0
24.4635 | 1466.482 | 0.02473 | 24.4635 | 0 | 0
24.4808 | 1498.98 | 0.025278 | 24.4808 | 0 | 0
24.4982 | 1466.041 | 0.024722 | 24.4982 | 0 | 0
24.5155 | 1418.707 | 0.023924 | 24.5155 | 0 | 0
24.5329 | 1388.21 | 0.02341 | 24.5329 | 0 | 0
24.5502 | 1388.573 | 0.023416 | 24.5502 | 0 | 0
24.5676 | 1448.48 | 0.024426 | 24.5676 | 0 | 0
24.5849 | 1504.473 | 0.025371 | 24.5849 | 0 | 0
24.6023 | 1547.067 | 0.026089 | 24.6023 | 0 | 0
24.6196 | 1525.115 | 0.025719 | 24.6196 | 0 | 0
24.637 | 1439.624 | 0.024277 | 24.637 | 0 | 0
24.6543 | 1434.172 | 0.024185 | 24.6543 | 0 | 0
24.6717 | 1477.685 | 0.024919 | 24.6717 | 0 | 0
24.689 | 1455.521 | 0.024545 | 24.689 | 0 | 0
24.7064 | 1411.408 | 0.023801 | 24.7064 | 0 | 0
24.7237 | 1390.553 | 0.023449 | 24.7237 | 0 | 0
24.7411 | 1378.573 | 0.023247 | 24.7411 | 0 | 0
24.7584 | 1373.374 | 0.02316 | 24.7584 | 0 | 0
24.7758 | 1371.239 | 0.023124 | 24.7758 | 0 | 0
24.7931 | 1369.536 | 0.023095 | 24.7931 | 0 | 0
24.8105 | 1364.407 | 0.023009 | 24.8105 | 0 | 0
24.8278 | 1350.24 | 0.02277 | 24.8278 | 0 | 0
24.8452 | 1337.903 | 0.022562 | 24.8452 | 0 | 0
24.8625 | 1334.02 | 0.022496 | 24.8625 | 0 | 0
24.8799 | 1346.248 | 0.022702 | 24.8799 | 0 | 0
24.8972 | 1376.281 | 0.023209 | 24.8972 | 0 | 0
24.9146 | 1353.54 | 0.022825 | 24.9146 | 0 | 0
24.9319 | 1266.733 | 0.021361 | 24.9319 | 0 | 0
24.9493 | 1219.322 | 0.020562 | 24.9493 | 0 | 0
24.9666 | 1214.498 | 0.020481 | 24.9666 | 0 | 0
24.984 | 1286.79 | 0.0217 | 24.984 | 0 | 0
25.0013 | 1395.766 | 0.023537 | 25.0013 | 0 | 0
25.0187 | 1325.066 | 0.022345 | 25.0187 | 0 | 0
25.036 | 1223.555 | 0.020633 | 25.036 | 0 | 0
25.0534 | 1224.351 | 0.020647 | 25.0534 | 0 | 0
25.0707 | 1249.729 | 0.021075 | 25.0707 | 0 | 0
25.0881 | 1240.875 | 0.020925 | 25.0881 | 0 | 0
25.1054 | 1216.802 | 0.020519 | 25.1054 | 0 | 0
25.1228 | 1189.255 | 0.020055 | 25.1228 | 0 | 0
25.1401 | 1184.157 | 0.019969 | 25.1401 | 0 | 0
25.1575 | 1216.573 | 0.020516 | 25.1575 | 0 | 0
25.1748 | 1237.782 | 0.020873 | 25.1748 | 0 | 0
25.1922 | 1227.081 | 0.020693 | 25.1922 | 0 | 0
25.2095 | 1217.447 | 0.02053 | 25.2095 | 0 | 0
25.2269 | 1221.248 | 0.020594 | 25.2269 | 0 | 0
25.2442 | 1216.57 | 0.020516 | 25.2442 | 0 | 0
25.2616 | 1197.844 | 0.0202 | 25.2616 | 0 | 0
25.2789 | 1182.819 | 0.019946 | 25.2789 | 0 | 0
25.2963 | 1178.706 | 0.019877 | 25.2963 | 0 | 0
25.3136 | 1171.867 | 0.019762 | 25.3136 | 0 | 0
25.331 | 1164.053 | 0.01963 | 25.331 | 0 | 0
25.3483 | 1163.345 | 0.019618 | 25.3483 | 0 | 0
25.3657 | 1171.515 | 0.019756 | 25.3657 | 0 | 0
25.383 | 1187.967 | 0.020033 | 25.383 | 0 | 0
25.4004 | 1213.152 | 0.020458 | 25.4004 | 0 | 0
25.4177 | 1249.132 | 0.021065 | 25.4177 | 0 | 0
25.4351 | 1269.651 | 0.021411 | 25.4351 | 0 | 0
25.4524 | 1237.447 | 0.020868 | 25.4524 | 0 | 0
25.4698 | 1200.701 | 0.020248 | 25.4698 | 0 | 0
25.4871 | 1200.134 | 0.020238 | 25.4871 | 0 | 0
25.5045 | 1214.314 | 0.020477 | 25.5045 | 0 | 0
25.5218 | 1226.644 | 0.020685 | 25.5218 | 0 | 0
25.5392 | 1234.479 | 0.020818 | 25.5392 | 0 | 0
25.5565 | 1234.88 | 0.020824 | 25.5565 | 0 | 0
25.5739 | 1230.848 | 0.020756 | 25.5739 | 0 | 0
25.5912 | 1221.087 | 0.020592 | 25.5912 | 0 | 0
25.6086 | 1193.573 | 0.020128 | 25.6086 | 0 | 0
25.6259 | 1137.545 | 0.019183 | 25.6259 | 0 | 0
25.6433 | 1114.735 | 0.018798 | 25.6433 | 0 | 0
25.6606 | 1128.146 | 0.019024 | 25.6606 | 0 | 0
25.678 | 1134.359 | 0.019129 | 25.678 | 0 | 0
25.6953 | 1136.044 | 0.019158 | 25.6953 | 0 | 0
25.7127 | 1149.456 | 0.019384 | 25.7127 | 0 | 0
25.73 | 1167.285 | 0.019684 | 25.73 | 0 | 0
25.7474 | 1172.411 | 0.019771 | 25.7474 | 0 | 0
25.7647 | 1168.328 | 0.019702 | 25.7647 | 0 | 0
25.7821 | 1147.867 | 0.019357 | 25.7821 | 0 | 0
25.7994 | 1120.048 | 0.018888 | 25.7994 | 0 | 0
25.8168 | 1095.657 | 0.018477 | 25.8168 | 0 | 0
25.8341 | 1075.688 | 0.01814 | 25.8341 | 0 | 0
25.8515 | 1059.03 | 0.017859 | 25.8515 | 0 | 0
25.8688 | 1045.975 | 0.017639 | 25.8688 | 0 | 0
25.8862 | 1037.242 | 0.017491 | 25.8862 | 0 | 0
25.9035 | 1047.499 | 0.017664 | 25.9035 | 0 | 0
25.9209 | 1085.77 | 0.01831 | 25.9209 | 0 | 0
25.9382 | 1105.089 | 0.018636 | 25.9382 | 0 | 0
25.9555 | 1088.437 | 0.018355 | 25.9555 | 0 | 0
25.9729 | 1084.324 | 0.018285 | 25.9729 | 0 | 0
25.9903 | 1097.02 | 0.018499 | 25.9903 | 0 | 0
26.0076 | 1128.575 | 0.019032 | 26.0076 | 0 | 0
26.025 | 1163.692 | 0.019624 | 26.025 | 0 | 0
26.0423 | 1157.84 | 0.019525 | 26.0423 | 0 | 0
26.0597 | 1116.439 | 0.018827 | 26.0597 | 0 | 0
26.077 | 1074.073 | 0.018113 | 26.077 | 0 | 0
26.0943 | 1049.216 | 0.017693 | 26.0943 | 0 | 0
26.1117 | 1073.209 | 0.018098 | 26.1117 | 0 | 0
26.1291 | 1117.661 | 0.018848 | 26.1291 | 0 | 0
26.1464 | 1101.543 | 0.018576 | 26.1464 | 0 | 0
26.1638 | 1056.774 | 0.017821 | 26.1638 | 0 | 0
26.1811 | 1052.616 | 0.017751 | 26.1811 | 0 | 0
26.1985 | 1069.888 | 0.018042 | 26.1985 | 0 | 0
26.2158 | 1077.93 | 0.018178 | 26.2158 | 0 | 0
26.2331 | 1079.171 | 0.018198 | 26.2331 | 0 | 0
26.2505 | 1066.079 | 0.017978 | 26.2505 | 0 | 0
26.2678 | 1059.537 | 0.017867 | 26.2678 | 0 | 0
26.2852 | 1070.119 | 0.018046 | 26.2852 | 0 | 0
26.3026 | 1043.116 | 0.01759 | 26.3026 | 0 | 0
26.3199 | 958.5751 | 0.016165 | 26.3199 | 0 | 0
26.3373 | 929.685 | 0.015678 | 26.3373 | 0 | 0
26.3546 | 966.0754 | 0.016291 | 26.3546 | 0 | 0
26.3719 | 1031.789 | 0.017399 | 26.3719 | 0 | 0
26.3893 | 1097.884 | 0.018514 | 26.3893 | 0 | 0
26.4066 | 1108.685 | 0.018696 | 26.4066 | 0 | 0
26.424 | 1077.511 | 0.018171 | 26.424 | 0 | 0
26.4413 | 1061.417 | 0.017899 | 26.4413 | 0 | 0
26.4587 | 1065.317 | 0.017965 | 26.4587 | 0 | 0
26.4761 | 1053.895 | 0.017772 | 26.4761 | 0 | 0
26.4934 | 1029.103 | 0.017354 | 26.4934 | 0 | 0
26.5108 | 1020.358 | 0.017207 | 26.5108 | 0 | 0
26.5281 | 1022.106 | 0.017236 | 26.5281 | 0 | 0
26.5454 | 1020.198 | 0.017204 | 26.5454 | 0 | 0
26.5628 | 1014.206 | 0.017103 | 26.5628 | 0 | 0
26.5801 | 1002.014 | 0.016897 | 26.5801 | 0 | 0
26.5975 | 996.2271 | 0.0168 | 26.5975 | 0 | 0
26.6149 | 1049.451 | 0.017697 | 26.6149 | 0 | 0
26.6322 | 1086.764 | 0.018327 | 26.6322 | 0 | 0
26.6496 | 1046.261 | 0.017644 | 26.6496 | 0 | 0
26.6669 | 995.9882 | 0.016796 | 26.6669 | 0 | 0
26.6842 | 952.1298 | 0.016056 | 26.6842 | 0 | 0
26.7016 | 908.4045 | 0.015319 | 26.7016 | 0 | 0
26.7189 | 865.271 | 0.014591 | 26.7189 | 0 | 0
26.7363 | 857.1802 | 0.014455 | 26.7363 | 0 | 0
26.7537 | 886.5567 | 0.01495 | 26.7537 | 0 | 0
26.771 | 916.5331 | 0.015456 | 26.771 | 0 | 0
26.7884 | 934.566 | 0.01576 | 26.7884 | 0 | 0
26.8057 | 930.3859 | 0.015689 | 26.8057 | 0 | 0
26.823 | 911.7575 | 0.015375 | 26.823 | 0 | 0
26.8404 | 918.0788 | 0.015482 | 26.8404 | 0 | 0
26.8577 | 951.234 | 0.016041 | 26.8577 | 0 | 0
26.8751 | 955.3565 | 0.016111 | 26.8751 | 0 | 0
26.8925 | 946.3798 | 0.015959 | 26.8925 | 0 | 0
26.9098 | 965.373 | 0.016279 | 26.9098 | 0 | 0
26.9272 | 988.0835 | 0.016662 | 26.9272 | 0 | 0
26.9445 | 931.4134 | 0.015707 | 26.9445 | 0 | 0
26.9618 | 859.7855 | 0.014499 | 26.9618 | 0 | 0
26.9792 | 903.2782 | 0.015232 | 26.9792 | 0 | 0
26.9965 | 967.0159 | 0.016307 | 26.9965 | 0 | 0
27.0139 | 1015.419 | 0.017123 | 27.0139 | 0 | 0
27.0312 | 1027.894 | 0.017334 | 27.0312 | 0 | 0
27.0486 | 988.1705 | 0.016664 | 27.0486 | 0 | 0
27.066 | 952.4022 | 0.016061 | 27.066 | 0 | 0
27.0833 | 946.7997 | 0.015966 | 27.0833 | 0 | 0
27.1007 | 930.924 | 0.015699 | 27.1007 | 0 | 0
27.118 | 900.7833 | 0.01519 | 27.118 | 0 | 0
27.1353 | 900.8398 | 0.015191 | 27.1353 | 0 | 0
27.1527 | 941.3115 | 0.015874 | 27.1527 | 0 | 0
27.17 | 971.9678 | 0.016391 | 27.17 | 0 | 0
27.1874 | 974.7036 | 0.016437 | 27.1874 | 0 | 0
27.2048 | 990.4919 | 0.016703 | 27.2048 | 0 | 0
27.2221 | 1009.918 | 0.017031 | 27.2221 | 0 | 0
27.2395 | 1006.2 | 0.016968 | 27.2395 | 0 | 0
27.2568 | 981.7271 | 0.016555 | 27.2568 | 0 | 0
27.2741 | 951.1578 | 0.01604 | 27.2741 | 0 | 0
27.2915 | 915.9888 | 0.015447 | 27.2915 | 0 | 0
27.3088 | 924.3267 | 0.015587 | 27.3088 | 0 | 0
27.3262 | 943.0835 | 0.015904 | 27.3262 | 0 | 0
27.3436 | 965.053 | 0.016274 | 27.3436 | 0 | 0
27.3609 | 981.2624 | 0.016547 | 27.3609 | 0 | 0
27.3783 | 982.0601 | 0.016561 | 27.3783 | 0 | 0
27.3956 | 973.3237 | 0.016414 | 27.3956 | 0 | 0
27.4129 | 960.9288 | 0.016205 | 27.4129 | 0 | 0
27.4303 | 954.2087 | 0.016091 | 27.4303 | 0 | 0
27.4476 | 955.067 | 0.016106 | 27.4476 | 0 | 0
27.465 | 944.4332 | 0.015926 | 27.465 | 0 | 0
27.4824 | 914.0511 | 0.015414 | 27.4824 | 0 | 0
27.4997 | 887.3462 | 0.014964 | 27.4997 | 0 | 0
27.5171 | 884.2371 | 0.014911 | 27.5171 | 0 | 0
27.5344 | 882.3243 | 0.014879 | 27.5344 | 0 | 0
27.5517 | 878.2297 | 0.01481 | 27.5517 | 0 | 0
27.5691 | 875.4311 | 0.014763 | 27.5691 | 0 | 0
27.5864 | 873.6941 | 0.014733 | 27.5864 | 0 | 0
27.6038 | 931.728 | 0.015712 | 27.6038 | 0 | 0
27.6212 | 1008.547 | 0.017008 | 27.6212 | 0 | 0
27.6385 | 937.8868 | 0.015816 | 27.6385 | 0 | 0
27.6559 | 843.06 | 0.014217 | 27.6559 | 0 | 0
27.6732 | 857.3376 | 0.014458 | 27.6732 | 0 | 0
27.6906 | 914.3979 | 0.01542 | 27.6906 | 0 | 0
27.7079 | 924.843 | 0.015596 | 27.7079 | 0 | 0
27.7252 | 892.8046 | 0.015056 | 27.7252 | 0 | 0
27.7426 | 845.9685 | 0.014266 | 27.7426 | 0 | 0
27.7599 | 820.3585 | 0.013834 | 27.7599 | 0 | 0
27.7773 | 855.0513 | 0.014419 | 27.7773 | 0 | 0
27.7947 | 896.2886 | 0.015114 | 27.7947 | 0 | 0
27.812 | 882.84 | 0.014888 | 27.812 | 0 | 0
27.8294 | 870.9933 | 0.014688 | 27.8294 | 0 | 0
27.8467 | 879.4862 | 0.014831 | 27.8467 | 0 | 0
27.864 | 884.5602 | 0.014917 | 27.864 | 0 | 0
27.8814 | 883.6029 | 0.014901 | 27.8814 | 0 | 0
27.8987 | 871.5987 | 0.014698 | 27.8987 | 0 | 0
27.9161 | 846.2953 | 0.014271 | 27.9161 | 0 | 0
27.9335 | 871.7231 | 0.0147 | 27.9335 | 0 | 0
27.9508 | 930.2307 | 0.015687 | 27.9508 | 0 | 0
27.9682 | 939.1444 | 0.015837 | 27.9682 | 0 | 0
27.9855 | 910.3898 | 0.015352 | 27.9855 | 0 | 0
28.0028 | 913.9108 | 0.015412 | 28.0028 | 0 | 0
28.0202 | 932.512 | 0.015725 | 28.0202 | 0 | 0
28.0375 | 875.89 | 0.01477 | 28.0375 | 0 | 0
28.0549 | 804.0042 | 0.013558 | 28.0549 | 0 | 0
28.0723 | 783.5392 | 0.013213 | 28.0723 | 0 | 0
28.0896 | 772.5129 | 0.013027 | 28.0896 | 0 | 0
28.107 | 728.076 | 0.012278 | 28.107 | 0 | 0
28.1243 | 711.5627 | 0.011999 | 28.1243 | 0 | 0
28.1416 | 783.8448 | 0.013218 | 28.1416 | 0 | 0
28.159 | 832.0832 | 0.014032 | 28.159 | 0 | 0
28.1763 | 778.2066 | 0.013123 | 28.1763 | 0 | 0
28.1937 | 721.5251 | 0.012167 | 28.1937 | 0 | 0
28.2111 | 753.4581 | 0.012706 | 28.2111 | 0 | 0
28.2284 | 804.5428 | 0.013567 | 28.2284 | 0 | 0
28.2458 | 867.0468 | 0.014621 | 28.2458 | 0 | 0
28.2631 | 886.2599 | 0.014945 | 28.2631 | 0 | 0
28.2804 | 846.0436 | 0.014267 | 28.2804 | 0 | 0
28.2978 | 803.4835 | 0.013549 | 28.2978 | 0 | 0
28.3151 | 759.6198 | 0.01281 | 28.3151 | 0 | 0
28.3325 | 785.0265 | 0.013238 | 28.3325 | 0 | 0
28.3498 | 834.7944 | 0.014077 | 28.3498 | 0 | 0
28.3672 | 830.5344 | 0.014006 | 28.3672 | 0 | 0
28.3846 | 786.4637 | 0.013262 | 28.3846 | 0 | 0
28.4019 | 753.2974 | 0.012703 | 28.4019 | 0 | 0
28.4193 | 739.0281 | 0.012463 | 28.4193 | 0 | 0
28.4366 | 742.0313 | 0.012513 | 28.4366 | 0 | 0
28.4539 | 746.3486 | 0.012586 | 28.4539 | 0 | 0
28.4713 | 717.0498 | 0.012092 | 28.4713 | 0 | 0
28.4886 | 694.282 | 0.011708 | 28.4886 | 0 | 0
28.506 | 746.9837 | 0.012597 | 28.506 | 0 | 0
28.5234 | 800.1797 | 0.013494 | 28.5234 | 0 | 0
28.5407 | 800.3158 | 0.013496 | 28.5407 | 0 | 0
28.5581 | 786.7063 | 0.013267 | 28.5581 | 0 | 0
28.5754 | 778.609 | 0.01313 | 28.5754 | 0 | 0
28.5927 | 0 | 0 | 28.5927 | 0 | 0
Degrees | (Cd) |  | Degrees | (Cd)
Degrees | (Cd) |  | Degrees | (Cd)
Degrees | (Cd) |  | Degrees | (Cd)
Degrees | (Cd)
Degrees | (Cd)

## NSP
S4WRD-C2 PAR | 2023-01-18
| Beam Angle | Field Angle
| 17.99 | 34.05
[5 empty] | Lens Efficiency | Power Consump (Watts) | Efficacy (lm/W)
LED Type | Accessory Lens | Candela | Field Lumens | Beam Lumens
Full ON | NSP | 55333 | 5427 | 2508 | 93.28% | 143 | 37.951
3200K (Preset-1) | NSP | 47810.4496 | 4689.1965 | 2167.0361 | 93.58% | 109 | 43.0202
5600K (Preset-2) | NSP | 52293.8793 | 5128.9264 | 2370.2501 | 93.36% | 124 | 41.3623
RED (Direct) | NSP | 7788.6544 | 763.9027 | 353.0252 | 92.93% | 50.1 | 15.2476
AMBER (Direct) | NSP | 18587.7087 | 1823.0621 | 842.4986 | 93.63% | 50.2 | 36.316
GREEN (Direct) | NSP | 28175.8562 | 2763.4571 | 1277.0869 | 93.49% | 50.4 | 54.8305
BLUE (Direct) | NSP | 5560.2199 | 545.3403 | 252.0202 | 91.65% | 50.2 | 10.8634
| For Field diameter at any distance, multiply distance by |  |  |  | 0.61242
| For Beam diameter at any distance, multiply distance by |  |  |  | 0.31659
Dist for 1.0 fc
| Throw Distance (ft) | 10 | 15 | 20 | 25 | 235.2297
| Throw Distance (m) | 3.048 | 4.572 | 6.096 | 7.62 | 71.698
| Field Diameter (ft) | 6.1242 | 9.1862 | 12.2483 | 15.3104
| Field Diameter (m) | 1.8666 | 2.8 | 3.7333 | 4.6666
| Illuminance (fc) | 553.33 | 245.9244 | 138.3325 | 88.5328
| Illuminance (lux) | 5955.9888 | 2647.1061 | 1488.9972 | 952.9582
Test Distance | Iso-Illuminance Diagram grid lines
3.124 | 0.25 | 0.5 | 0.75 | 1
| 0.080026 | 0.16005 | 0.24008 | 0.3201
Measurement: Full On (SCDM off) - NSP w/ diffuser "full peak" - Intensity |  |  | Measurement: Full On (SCDM off) - NSP w/ diffuser "full peak" - Intensity
Degrees | (Cd) |  | Degrees | (Cd)
-28.5927 | 0 | 0 | -28.5927 | 0 | 0
-28.5754 | 0 | 0 | -28.5754 | 0 | 0
-28.5581 | 0 | 0 | -28.5581 | 0 | 0
-28.5407 | 0 | 0 | -28.5407 | 0 | 0
-28.5234 | 0 | 0 | -28.5234 | 0 | 0
-28.506 | 0 | 0 | -28.506 | 0 | 0
-28.4886 | 0 | 0 | -28.4886 | 0 | 0
-28.4713 | 0 | 0 | -28.4713 | 0 | 0
-28.4539 | 0 | 0 | -28.4539 | 0 | 0
-28.4366 | 0 | 0 | -28.4366 | 0 | 0
-28.4193 | 0 | 0 | -28.4193 | 0 | 0
-28.4019 | 0 | 0 | -28.4019 | 0 | 0
-28.3846 | 0 | 0 | -28.3846 | 0 | 0
-28.3672 | 0 | 0 | -28.3672 | 0 | 0
-28.3498 | 0 | 0 | -28.3498 | 0 | 0
-28.3325 | 0 | 0 | -28.3325 | 0 | 0
-28.3151 | 0 | 0 | -28.3151 | 0 | 0
-28.2978 | 0 | 0 | -28.2978 | 0 | 0
-28.2804 | 0 | 0 | -28.2804 | 0 | 0
-28.2631 | 0 | 0 | -28.2631 | 0 | 0
-28.2458 | 0 | 0 | -28.2458 | 0 | 0
-28.2284 | 0 | 0 | -28.2284 | 0 | 0
-28.2111 | 0 | 0 | -28.2111 | 0 | 0
-28.1937 | 0 | 0 | -28.1937 | 0 | 0
-28.1763 | 0 | 0 | -28.1763 | 0 | 0
-28.159 | 0 | 0 | -28.159 | 0 | 0
-28.1416 | 0 | 0 | -28.1416 | 0 | 0
-28.1243 | 0 | 0 | -28.1243 | 0 | 0
-28.107 | 0 | 0 | -28.107 | 0 | 0
-28.0896 | 0 | 0 | -28.0896 | 0 | 0
-28.0723 | 0 | 0 | -28.0723 | 0 | 0
-28.0549 | 0 | 0 | -28.0549 | 0 | 0
-28.0375 | 0 | 0 | -28.0375 | 0 | 0
-28.0202 | 0 | 0 | -28.0202 | 0 | 0
-28.0028 | 0 | 0 | -28.0028 | 0 | 0
-27.9855 | 0 | 0 | -27.9855 | 0 | 0
-27.9682 | 0 | 0 | -27.9682 | 0 | 0
-27.9508 | 0 | 0 | -27.9508 | 0 | 0
-27.9335 | 0 | 0 | -27.9335 | 0 | 0
-27.9161 | 0 | 0 | -27.9161 | 0 | 0
-27.8987 | 0 | 0 | -27.8987 | 0 | 0
-27.8814 | 0 | 0 | -27.8814 | 0 | 0
-27.864 | 0 | 0 | -27.864 | 0 | 0
-27.8467 | 0 | 0 | -27.8467 | 0 | 0
-27.8294 | 0 | 0 | -27.8294 | 0 | 0
-27.812 | 0 | 0 | -27.812 | 0 | 0
-27.7947 | 0 | 0 | -27.7947 | 0 | 0
-27.7773 | 0 | 0 | -27.7773 | 0 | 0
-27.7599 | 0 | 0 | -27.7599 | 0 | 0
-27.7426 | 0 | 0 | -27.7426 | 0 | 0
-27.7252 | 0 | 0 | -27.7252 | 0 | 0
-27.7079 | 0 | 0 | -27.7079 | 0 | 0
-27.6906 | 0 | 0 | -27.6906 | 0 | 0
-27.6732 | 0 | 0 | -27.6732 | 0 | 0
-27.6559 | 0 | 0 | -27.6559 | 0 | 0
-27.6385 | 0 | 0 | -27.6385 | 0 | 0
-27.6212 | 0 | 0 | -27.6212 | 0 | 0
-27.6038 | 0 | 0 | -27.6038 | 0 | 0
-27.5864 | 0 | 0 | -27.5864 | 0 | 0
-27.5691 | 0 | 0 | -27.5691 | 0 | 0
-27.5517 | 0 | 0 | -27.5517 | 0 | 0
-27.5344 | 0 | 0 | -27.5344 | 0 | 0
-27.5171 | 0 | 0 | -27.5171 | 0 | 0
-27.4997 | 0 | 0 | -27.4997 | 0 | 0
-27.4824 | 0 | 0 | -27.4824 | 0 | 0
-27.465 | 0 | 0 | -27.465 | 0 | 0
-27.4476 | 0 | 0 | -27.4476 | 0 | 0
-27.4303 | 0 | 0 | -27.4303 | 0 | 0
-27.4129 | 0 | 0 | -27.4129 | 0 | 0
-27.3956 | 0 | 0 | -27.3956 | 0 | 0
-27.3783 | 0 | 0 | -27.3783 | 0 | 0
-27.3609 | 0 | 0 | -27.3609 | 0 | 0
-27.3436 | 0 | 0 | -27.3436 | 0 | 0
-27.3262 | 0 | 0 | -27.3262 | 0 | 0
-27.3088 | 0 | 0 | -27.3088 | 0 | 0
-27.2915 | 0 | 0 | -27.2915 | 0 | 0
-27.2741 | 0 | 0 | -27.2741 | 0 | 0
-27.2568 | 0 | 0 | -27.2568 | 0 | 0
-27.2395 | 0 | 0 | -27.2395 | 0 | 0
-27.2221 | 0 | 0 | -27.2221 | 0 | 0
-27.2048 | 0 | 0 | -27.2048 | 0 | 0
-27.1874 | 0 | 0 | -27.1874 | 0 | 0
-27.17 | 0 | 0 | -27.17 | 0 | 0
-27.1527 | 0 | 0 | -27.1527 | 0 | 0
-27.1353 | 0 | 0 | -27.1353 | 0 | 0
-27.118 | 0 | 0 | -27.118 | 0 | 0
-27.1007 | 0 | 0 | -27.1007 | 0 | 0
-27.0833 | 0 | 0 | -27.0833 | 0 | 0
-27.066 | 0 | 0 | -27.066 | 0 | 0
-27.0486 | 0 | 0 | -27.0486 | 0 | 0
-27.0312 | 0 | 0 | -27.0312 | 0 | 0
-27.0139 | 0 | 0 | -27.0139 | 0 | 0
-26.9965 | 0 | 0 | -26.9965 | 0 | 0
-26.9792 | 0 | 0 | -26.9792 | 0 | 0
-26.9618 | 0 | 0 | -26.9618 | 0 | 0
-26.9445 | 0 | 0 | -26.9445 | 0 | 0
-26.9272 | 0 | 0 | -26.9272 | 0 | 0
-26.9098 | 0 | 0 | -26.9098 | 0 | 0
-26.8925 | 0 | 0 | -26.8925 | 0 | 0
-26.8751 | 0 | 0 | -26.8751 | 0 | 0
-26.8577 | 0 | 0 | -26.8577 | 0 | 0
-26.8404 | 0 | 0 | -26.8404 | 0 | 0
-26.823 | 0 | 0 | -26.823 | 0 | 0
-26.8057 | 0 | 0 | -26.8057 | 0 | 0
-26.7884 | 0 | 0 | -26.7884 | 0 | 0
-26.771 | 0 | 0 | -26.771 | 0 | 0
-26.7537 | 0 | 0 | -26.7537 | 0 | 0
-26.7363 | 0 | 0 | -26.7363 | 0 | 0
-26.7189 | 0 | 0 | -26.7189 | 0 | 0
-26.7016 | 0 | 0 | -26.7016 | 0 | 0
-26.6842 | 0 | 0 | -26.6842 | 0 | 0
-26.6669 | 0 | 0 | -26.6669 | 0 | 0
-26.6496 | 0 | 0 | -26.6496 | 0 | 0
-26.6322 | 0 | 0 | -26.6322 | 0 | 0
-26.6149 | 0 | 0 | -26.6149 | 0 | 0
-26.5975 | 0 | 0 | -26.5975 | 0 | 0
-26.5801 | 0 | 0 | -26.5801 | 0 | 0
-26.5628 | 0 | 0 | -26.5628 | 0 | 0
-26.5454 | 0 | 0 | -26.5454 | 0 | 0
-26.5281 | 0 | 0 | -26.5281 | 0 | 0
-26.5108 | 0 | 0 | -26.5108 | 0 | 0
-26.4934 | 0 | 0 | -26.4934 | 0 | 0
-26.4761 | 0 | 0 | -26.4761 | 0 | 0
-26.4587 | 0 | 0 | -26.4587 | 0 | 0
-26.4413 | 0 | 0 | -26.4413 | 0 | 0
-26.424 | 0 | 0 | -26.424 | 0 | 0
-26.4066 | 0 | 0 | -26.4066 | 0 | 0
-26.3893 | 0 | 0 | -26.3893 | 0 | 0
-26.3719 | 0 | 0 | -26.3719 | 0 | 0
-26.3546 | 0 | 0 | -26.3546 | 0 | 0
-26.3373 | 0 | 0 | -26.3373 | 0 | 0
-26.3199 | 0 | 0 | -26.3199 | 0 | 0
-26.3026 | 0 | 0 | -26.3026 | 0 | 0
-26.2852 | 0 | 0 | -26.2852 | 0 | 0
-26.2678 | 0 | 0 | -26.2678 | 0 | 0
-26.2505 | 0 | 0 | -26.2505 | 0 | 0
-26.2331 | 0 | 0 | -26.2331 | 0 | 0
-26.2158 | 0 | 0 | -26.2158 | 0 | 0
-26.1985 | 0 | 0 | -26.1985 | 0 | 0
-26.1811 | 0 | 0 | -26.1811 | 0 | 0
-26.1638 | 0 | 0 | -26.1638 | 0 | 0
-26.1464 | 0 | 0 | -26.1464 | 0 | 0
-26.1291 | 0 | 0 | -26.1291 | 0 | 0
-26.1117 | 0 | 0 | -26.1117 | 0 | 0
-26.0943 | 0 | 0 | -26.0943 | 0 | 0
-26.077 | 0 | 0 | -26.077 | 0 | 0
-26.0597 | 0 | 0 | -26.0597 | 0 | 0
-26.0423 | 0 | 0 | -26.0423 | 0 | 0
-26.025 | 0 | 0 | -26.025 | 0 | 0
-26.0076 | 0 | 0 | -26.0076 | 0 | 0
-25.9903 | 0 | 0 | -25.9903 | 0 | 0
-25.9729 | 0 | 0 | -25.9729 | 0 | 0
-25.9555 | 0 | 0 | -25.9555 | 0 | 0
-25.9382 | 0 | 0 | -25.9382 | 0 | 0
-25.9209 | 0 | 0 | -25.9209 | 0 | 0
-25.9035 | 0 | 0 | -25.9035 | 0 | 0
-25.8862 | 0 | 0 | -25.8862 | 0 | 0
-25.8688 | 0 | 0 | -25.8688 | 0 | 0
-25.8515 | 0 | 0 | -25.8515 | 0 | 0
-25.8341 | 0 | 0 | -25.8341 | 0 | 0
-25.8168 | 0 | 0 | -25.8168 | 0 | 0
-25.7994 | 0 | 0 | -25.7994 | 0 | 0
-25.7821 | 0 | 0 | -25.7821 | 0 | 0
-25.7647 | 0 | 0 | -25.7647 | 0 | 0
-25.7474 | 0 | 0 | -25.7474 | 0 | 0
-25.73 | 0 | 0 | -25.73 | 0 | 0
-25.7127 | 0 | 0 | -25.7127 | 0 | 0
-25.6953 | 0 | 0 | -25.6953 | 0 | 0
-25.678 | 0 | 0 | -25.678 | 0 | 0
-25.6606 | 0 | 0 | -25.6606 | 0 | 0
-25.6433 | 0 | 0 | -25.6433 | 0 | 0
-25.6259 | 0 | 0 | -25.6259 | 0 | 0
-25.6086 | 0 | 0 | -25.6086 | 0 | 0
-25.5912 | 0 | 0 | -25.5912 | 0 | 0
-25.5739 | 0 | 0 | -25.5739 | 0 | 0
-25.5565 | 0 | 0 | -25.5565 | 0 | 0
-25.5392 | 0 | 0 | -25.5392 | 0 | 0
-25.5218 | 0 | 0 | -25.5218 | 0 | 0
-25.5045 | 0 | 0 | -25.5045 | 0 | 0
-25.4871 | 0 | 0 | -25.4871 | 0 | 0
-25.4698 | 0 | 0 | -25.4698 | 0 | 0
-25.4524 | 0 | 0 | -25.4524 | 0 | 0
-25.4351 | 0 | 0 | -25.4351 | 0 | 0
-25.4177 | 0 | 0 | -25.4177 | 0 | 0
-25.4004 | 28.5955 | 0.00051757 | -25.4004 | 0 | 0
-25.383 | 511.8736 | 0.0092647 | -25.383 | 0 | 0
-25.3657 | 1121.896 | 0.020306 | -25.3657 | 0 | 0
-25.3483 | 1157.646 | 0.020953 | -25.3483 | 0 | 0
-25.331 | 1172.678 | 0.021225 | -25.331 | 0 | 0
-25.3136 | 1228.24 | 0.022231 | -25.3136 | 0 | 0
-25.2963 | 1275.899 | 0.023093 | -25.2963 | 0 | 0
-25.2789 | 1265.5 | 0.022905 | -25.2789 | 0 | 0
-25.2616 | 1193.343 | 0.021599 | -25.2616 | 0 | 0
-25.2442 | 1169.17 | 0.021161 | -25.2442 | 0 | 0
-25.2269 | 1198.598 | 0.021694 | -25.2269 | 0 | 0
-25.2095 | 1236.048 | 0.022372 | -25.2095 | 0 | 0
-25.1922 | 1248.57 | 0.022599 | -25.1922 | 0 | 0
-25.1748 | 1148.775 | 0.020792 | -25.1748 | 0 | 0
-25.1575 | 1190.751 | 0.021552 | -25.1575 | 0 | 0
-25.1401 | 1261.105 | 0.022825 | -25.1401 | 0 | 0
-25.1228 | 1182.501 | 0.021403 | -25.1228 | 0 | 0
-25.1054 | 1286.346 | 0.023282 | -25.1054 | 0 | 0
-25.0881 | 1248.813 | 0.022603 | -25.0881 | 0 | 0
-25.0707 | 1154.803 | 0.020901 | -25.0707 | 0 | 0
-25.0534 | 1230.323 | 0.022268 | -25.0534 | 0 | 0
-25.036 | 1269.719 | 0.022981 | -25.036 | 0 | 0
-25.0187 | 1289.648 | 0.023342 | -25.0187 | 0 | 0
-25.0013 | 1231.218 | 0.022284 | -25.0013 | 0 | 0
-24.984 | 1341.476 | 0.02428 | -24.984 | 0 | 0
-24.9666 | 1328.139 | 0.024039 | -24.9666 | 0 | 0
-24.9493 | 1202.217 | 0.02176 | -24.9493 | 0 | 0
-24.9319 | 1260.128 | 0.022808 | -24.9319 | 0 | 0
-24.9146 | 1341.709 | 0.024284 | -24.9146 | 0 | 0
-24.8972 | 1343.982 | 0.024325 | -24.8972 | 0 | 0
-24.8799 | 1323.922 | 0.023962 | -24.8799 | 0 | 0
-24.8625 | 1301.274 | 0.023552 | -24.8625 | 0 | 0
-24.8452 | 1297.777 | 0.023489 | -24.8452 | 0 | 0
-24.8278 | 1334.72 | 0.024158 | -24.8278 | 0 | 0
-24.8105 | 1258.259 | 0.022774 | -24.8105 | 0 | 0
-24.7931 | 1252.176 | 0.022664 | -24.7931 | 0 | 0
-24.7758 | 1356.492 | 0.024552 | -24.7758 | 0 | 0
-24.7584 | 1338.552 | 0.024227 | -24.7584 | 0 | 0
-24.7411 | 1281.111 | 0.023188 | -24.7411 | 0 | 0
-24.7237 | 1333.355 | 0.024133 | -24.7237 | 0 | 0
-24.7064 | 1334.663 | 0.024157 | -24.7064 | 0 | 0
-24.689 | 1330.058 | 0.024073 | -24.689 | 0 | 0
-24.6717 | 1287.145 | 0.023297 | -24.6717 | 0 | 0
-24.6543 | 1309.461 | 0.023701 | -24.6543 | 0 | 0
-24.637 | 1393.383 | 0.02522 | -24.637 | 0 | 0
-24.6196 | 1447.373 | 0.026197 | -24.6196 | 0 | 0
-24.6023 | 1364.492 | 0.024697 | -24.6023 | 0 | 0
-24.5849 | 1296.901 | 0.023473 | -24.5849 | 0 | 0
-24.5676 | 1359.192 | 0.024601 | -24.5676 | 0 | 0
-24.5502 | 1369.058 | 0.024779 | -24.5502 | 0 | 0
-24.5329 | 1303.202 | 0.023587 | -24.5329 | 0 | 0
-24.5155 | 1334.176 | 0.024148 | -24.5155 | 0 | 0
-24.4982 | 1343.59 | 0.024318 | -24.4982 | 0 | 0
-24.4808 | 1399.67 | 0.025333 | -24.4808 | 0 | 0
-24.4635 | 1375.686 | 0.024899 | -24.4635 | 0 | 0
-24.4461 | 1310.113 | 0.023712 | -24.4461 | 0 | 0
-24.4288 | 1319.57 | 0.023884 | -24.4288 | 0 | 0
-24.4114 | 1348.269 | 0.024403 | -24.4114 | 0 | 0
-24.3941 | 1367.37 | 0.024749 | -24.3941 | 0 | 0
-24.3767 | 1367.722 | 0.024755 | -24.3767 | 0 | 0
-24.3594 | 1376.784 | 0.024919 | -24.3594 | 0 | 0
-24.342 | 1399.293 | 0.025327 | -24.342 | 0 | 0
-24.3247 | 1410.084 | 0.025522 | -24.3247 | 0 | 0
-24.3073 | 1442.318 | 0.026105 | -24.3073 | 0 | 0
-24.29 | 1461.143 | 0.026446 | -24.29 | 0 | 0
-24.2726 | 1444.781 | 0.02615 | -24.2726 | 0 | 0
-24.2553 | 1444.931 | 0.026153 | -24.2553 | 0 | 0
-24.2379 | 1400.346 | 0.025346 | -24.2379 | 0 | 0
-24.2206 | 1420.801 | 0.025716 | -24.2206 | 0 | 0
-24.2032 | 1382.636 | 0.025025 | -24.2032 | 0 | 0
-24.1859 | 1368.834 | 0.024775 | -24.1859 | 0 | 0
-24.1685 | 1422.233 | 0.025742 | -24.1685 | 0 | 0
-24.1512 | 1424.986 | 0.025792 | -24.1512 | 0 | 0
-24.1338 | 1455.892 | 0.026351 | -24.1338 | 0 | 0
-24.1165 | 1412.009 | 0.025557 | -24.1165 | 0 | 0
-24.0991 | 1369.665 | 0.02479 | -24.0991 | 0 | 0
-24.0818 | 1373.965 | 0.024868 | -24.0818 | 0 | 0
-24.0644 | 1382.257 | 0.025018 | -24.0644 | 0 | 0
-24.0471 | 1423.167 | 0.025759 | -24.0471 | 0 | 0
-24.0297 | 1514.132 | 0.027405 | -24.0297 | 0 | 0
-24.0124 | 1539.089 | 0.027857 | -24.0124 | 0 | 0
-23.995 | 1472.698 | 0.026655 | -23.995 | 0 | 0
-23.9777 | 1498.76 | 0.027127 | -23.9777 | 0 | 0
-23.9603 | 1487.169 | 0.026917 | -23.9603 | 0 | 0
-23.943 | 1489.521 | 0.02696 | -23.943 | 0 | 0
-23.9256 | 1538.777 | 0.027851 | -23.9256 | 0 | 0
-23.9083 | 1629.883 | 0.0295 | -23.9083 | 0 | 0
-23.8909 | 1597.823 | 0.02892 | -23.8909 | 0 | 0
-23.8736 | 1522.137 | 0.02755 | -23.8736 | 0 | 0
-23.8562 | 1583.817 | 0.028666 | -23.8562 | 0 | 0
-23.8389 | 1558.603 | 0.02821 | -23.8389 | 0 | 0
-23.8215 | 1453.702 | 0.026311 | -23.8215 | 0 | 0
-23.8042 | 1488.776 | 0.026946 | -23.8042 | 0 | 0
-23.7868 | 1522.71 | 0.02756 | -23.7868 | 0 | 0
-23.7695 | 1552.489 | 0.028099 | -23.7695 | 0 | 0
-23.7521 | 1586.326 | 0.028712 | -23.7521 | 0 | 0
-23.7348 | 1536.475 | 0.02781 | -23.7348 | 0 | 0
-23.7174 | 1524.805 | 0.027598 | -23.7174 | 0 | 0
-23.7001 | 1535.798 | 0.027797 | -23.7001 | 0 | 0
-23.6827 | 1602.151 | 0.028998 | -23.6827 | 0 | 0
-23.6654 | 1595.331 | 0.028875 | -23.6654 | 0 | 0
-23.648 | 1513.655 | 0.027396 | -23.648 | 0 | 0
-23.6307 | 1554.003 | 0.028127 | -23.6307 | 0 | 0
-23.6133 | 1568.639 | 0.028392 | -23.6133 | 0 | 0
-23.596 | 1591.07 | 0.028798 | -23.596 | 0 | 0
-23.5786 | 1527.464 | 0.027646 | -23.5786 | 0 | 0
-23.5613 | 1536.485 | 0.02781 | -23.5613 | 0 | 0
-23.5439 | 1557.245 | 0.028185 | -23.5439 | 0 | 0
-23.5266 | 1574.041 | 0.028489 | -23.5266 | 0 | 0
-23.5092 | 1623.569 | 0.029386 | -23.5092 | 0 | 0
-23.4919 | 1656.705 | 0.029986 | -23.4919 | 0 | 0
-23.4745 | 1633.459 | 0.029565 | -23.4745 | 0 | 0
-23.4572 | 1566.579 | 0.028354 | -23.4572 | 0 | 0
-23.4398 | 1590.358 | 0.028785 | -23.4398 | 0 | 0
-23.4225 | 1601.498 | 0.028986 | -23.4225 | 0 | 0
-23.4051 | 1567.854 | 0.028377 | -23.4051 | 0 | 0
-23.3878 | 1678.873 | 0.030387 | -23.3878 | 0 | 0
-23.3704 | 1684.1 | 0.030481 | -23.3704 | 0 | 0
-23.3531 | 1599.934 | 0.028958 | -23.3531 | 0 | 0
-23.3357 | 1636.62 | 0.029622 | -23.3357 | 0 | 0
-23.3184 | 1642.975 | 0.029737 | -23.3184 | 0 | 0
-23.301 | 1606.387 | 0.029075 | -23.301 | 0 | 0
-23.2837 | 1720.943 | 0.031148 | -23.2837 | 0 | 0
-23.2663 | 1670.18 | 0.03023 | -23.2663 | 0 | 0
-23.249 | 1712.642 | 0.030998 | -23.249 | 0 | 0
-23.2316 | 1780.613 | 0.032228 | -23.2316 | 0 | 0
-23.2143 | 1777.264 | 0.032168 | -23.2143 | 0 | 0
-23.1969 | 1780.496 | 0.032226 | -23.1969 | 0 | 0
-23.1796 | 1734.248 | 0.031389 | -23.1796 | 0 | 0
-23.1622 | 1680.491 | 0.030416 | -23.1622 | 0 | 0
-23.1449 | 1674.256 | 0.030303 | -23.1449 | 0 | 0
-23.1275 | 1723.315 | 0.031191 | -23.1275 | 0 | 0
-23.1102 | 1741.995 | 0.031529 | -23.1102 | 0 | 0
-23.0928 | 1803.806 | 0.032648 | -23.0928 | 0 | 0
-23.0755 | 1765.279 | 0.031951 | -23.0755 | 0 | 0
-23.0581 | 1827.728 | 0.033081 | -23.0581 | 0 | 0
-23.0408 | 1909.492 | 0.034561 | -23.0408 | 0 | 0
-23.0234 | 1806.87 | 0.032704 | -23.0234 | 0 | 0
-23.0061 | 1782.408 | 0.032261 | -23.0061 | 0 | 0
-22.9887 | 1784.643 | 0.032301 | -22.9887 | 0 | 0
-22.9714 | 1748.933 | 0.031655 | -22.9714 | 0 | 0
-22.954 | 1772.921 | 0.032089 | -22.954 | 0 | 0
-22.9367 | 1802.208 | 0.032619 | -22.9367 | 0 | 0
-22.9193 | 1801.916 | 0.032614 | -22.9193 | 0 | 0
-22.902 | 1809.271 | 0.032747 | -22.902 | 0 | 0
-22.8846 | 1842.362 | 0.033346 | -22.8846 | 0 | 0
-22.8673 | 1796.004 | 0.032507 | -22.8673 | 0 | 0
-22.8499 | 1834.939 | 0.033212 | -22.8499 | 0 | 0
-22.8326 | 1866.699 | 0.033786 | -22.8326 | 0 | 0
-22.8152 | 1752.25 | 0.031715 | -22.8152 | 0 | 0
-22.7979 | 1841.966 | 0.033339 | -22.7979 | 0 | 0
-22.7805 | 1832.983 | 0.033176 | -22.7805 | 0 | 0
-22.7632 | 1868.395 | 0.033817 | -22.7632 | 0 | 0
-22.7458 | 1899.832 | 0.034386 | -22.7458 | 0 | 0
-22.7285 | 1835.623 | 0.033224 | -22.7285 | 0 | 0
-22.7111 | 1899.604 | 0.034382 | -22.7111 | 0 | 0
-22.6938 | 1914.795 | 0.034657 | -22.6938 | 0 | 0
-22.6764 | 1871.028 | 0.033865 | -22.6764 | 0 | 0
-22.6591 | 1843.696 | 0.03337 | -22.6591 | 0 | 0
-22.6417 | 1818.199 | 0.032909 | -22.6417 | 0 | 0
-22.6244 | 1829.519 | 0.033113 | -22.6244 | 0 | 0
-22.607 | 1860.109 | 0.033667 | -22.607 | 0 | 0
-22.5897 | 1917.283 | 0.034702 | -22.5897 | 0 | 0
-22.5723 | 1934.278 | 0.03501 | -22.5723 | 0 | 0
-22.555 | 1905.093 | 0.034481 | -22.555 | 0 | 0
-22.5376 | 1948.41 | 0.035265 | -22.5376 | 0 | 0
-22.5203 | 1989.653 | 0.036012 | -22.5203 | 0 | 0
-22.5029 | 1925.585 | 0.034852 | -22.5029 | 0 | 0
-22.4856 | 1886.36 | 0.034142 | -22.4856 | 0 | 0
-22.4682 | 1923.443 | 0.034813 | -22.4682 | 0 | 0
-22.4509 | 1913.839 | 0.03464 | -22.4509 | 0 | 0
-22.4335 | 1952.364 | 0.035337 | -22.4335 | 0 | 0
-22.4162 | 2022.234 | 0.036602 | -22.4162 | 0 | 0
-22.3988 | 1978.302 | 0.035806 | -22.3988 | 0 | 0
-22.3815 | 2013.518 | 0.036444 | -22.3815 | 0 | 0
-22.3641 | 1933.977 | 0.035004 | -22.3641 | 0 | 0
-22.3468 | 1974.806 | 0.035743 | -22.3468 | 0 | 0
-22.3294 | 1978.747 | 0.035814 | -22.3294 | 0 | 0
-22.3121 | 1980.823 | 0.035852 | -22.3121 | 0 | 0
-22.2947 | 2031.239 | 0.036765 | -22.2947 | 0 | 0
-22.2774 | 2012.208 | 0.03642 | -22.2774 | 0 | 0
-22.26 | 1997.622 | 0.036156 | -22.26 | 0 | 0
-22.2427 | 2042.9 | 0.036976 | -22.2427 | 0 | 0
-22.2253 | 2058.57 | 0.037259 | -22.2253 | 0 | 0
-22.208 | 2056.532 | 0.037222 | -22.208 | 1687.031 | 0.030534
-22.1906 | 2172.171 | 0.039315 | -22.1906 | 1724.801 | 0.031218
-22.1733 | 2099.821 | 0.038006 | -22.1733 | 1760.191 | 0.031859
-22.1559 | 2150.417 | 0.038922 | -22.1559 | 1763.137 | 0.031912
-22.1386 | 2054.359 | 0.037183 | -22.1386 | 1647.193 | 0.029813
-22.1212 | 2065.984 | 0.037393 | -22.1212 | 1747.024 | 0.03162
-22.1039 | 2109.544 | 0.038182 | -22.1039 | 1684.231 | 0.030484
-22.0865 | 2040.708 | 0.036936 | -22.0865 | 1660.378 | 0.030052
-22.0692 | 2031.842 | 0.036775 | -22.0692 | 1699.671 | 0.030763
-22.0518 | 2080.124 | 0.037649 | -22.0518 | 1667.449 | 0.03018
-22.0345 | 2094.582 | 0.037911 | -22.0345 | 1699.853 | 0.030767
-22.0171 | 2134.475 | 0.038633 | -22.0171 | 1702.008 | 0.030806
-21.9998 | 2202.006 | 0.039855 | -21.9998 | 1715.338 | 0.031047
-21.9824 | 2193.823 | 0.039707 | -21.9824 | 1812.046 | 0.032797
-21.9651 | 2109.626 | 0.038183 | -21.9651 | 1803.786 | 0.032648
-21.9477 | 2101.083 | 0.038029 | -21.9477 | 1747.764 | 0.031634
-21.9304 | 2185.774 | 0.039562 | -21.9304 | 1757.726 | 0.031814
-21.913 | 2196.502 | 0.039756 | -21.913 | 1785.168 | 0.032311
-21.8957 | 2231.181 | 0.040383 | -21.8957 | 1738.791 | 0.031471
-21.8783 | 2188.689 | 0.039614 | -21.8783 | 1709.772 | 0.030946
-21.861 | 2116.354 | 0.038305 | -21.861 | 1701.061 | 0.030788
-21.8436 | 2244.117 | 0.040618 | -21.8436 | 1888.891 | 0.034188
-21.8263 | 2160.902 | 0.039111 | -21.8263 | 1866.656 | 0.033786
-21.8089 | 2210.47 | 0.040009 | -21.8089 | 1866.606 | 0.033785
-21.7916 | 2228.552 | 0.040336 | -21.7916 | 1759.158 | 0.03184
-21.7742 | 2275.32 | 0.041182 | -21.7742 | 1775.509 | 0.032136
-21.7569 | 2305.781 | 0.041734 | -21.7569 | 1750.797 | 0.031689
-21.7395 | 2297.638 | 0.041586 | -21.7395 | 1921.18 | 0.034772
-21.7222 | 2245.708 | 0.040646 | -21.7222 | 1899.468 | 0.03438
-21.7048 | 2176.485 | 0.039393 | -21.7048 | 1799.928 | 0.032578
-21.6875 | 2182.93 | 0.03951 | -21.6875 | 1804.073 | 0.032653
-21.6701 | 2261.664 | 0.040935 | -21.6701 | 1852.12 | 0.033523
-21.6528 | 2295.583 | 0.041549 | -21.6528 | 1904.258 | 0.034466
-21.6354 | 2285.338 | 0.041364 | -21.6354 | 1903.972 | 0.034461
-21.6181 | 2318.799 | 0.041969 | -21.6181 | 1867.686 | 0.033804
-21.6007 | 2296.647 | 0.041568 | -21.6007 | 1869.112 | 0.03383
-21.5834 | 2318.806 | 0.041969 | -21.5834 | 1827.956 | 0.033085
-21.566 | 2356.045 | 0.042643 | -21.566 | 1825.373 | 0.033038
-21.5487 | 2199.795 | 0.039815 | -21.5487 | 1929.013 | 0.034914
-21.5313 | 2357.815 | 0.042675 | -21.5313 | 1846.438 | 0.03342
-21.514 | 2367.994 | 0.04286 | -21.514 | 1858.094 | 0.033631
-21.4966 | 2350.348 | 0.04254 | -21.4966 | 1954.844 | 0.035382
-21.4793 | 2251.529 | 0.040752 | -21.4793 | 1965.319 | 0.035571
-21.4619 | 2249.773 | 0.04072 | -21.4619 | 1908.113 | 0.034536
-21.4446 | 2398.856 | 0.043418 | -21.4446 | 1942.7 | 0.035162
-21.4272 | 2424.449 | 0.043881 | -21.4272 | 1928.038 | 0.034897
-21.4099 | 2451.309 | 0.044368 | -21.4099 | 1921.775 | 0.034783
-21.3925 | 2414.504 | 0.043701 | -21.3925 | 1930.96 | 0.03495
-21.3752 | 2404.012 | 0.043512 | -21.3752 | 2033.175 | 0.0368
-21.3578 | 2425.369 | 0.043898 | -21.3578 | 2098.719 | 0.037986
-21.3405 | 2410.4 | 0.043627 | -21.3405 | 2015.036 | 0.036471
-21.3231 | 2450.298 | 0.044349 | -21.3231 | 1953.093 | 0.03535
-21.3058 | 2448.282 | 0.044313 | -21.3058 | 1931.148 | 0.034953
-21.2884 | 2494.809 | 0.045155 | -21.2884 | 1972.879 | 0.035708
-21.2711 | 2491.984 | 0.045104 | -21.2711 | 2045.912 | 0.03703
-21.2537 | 2512.5 | 0.045475 | -21.2537 | 1932.538 | 0.034978
-21.2364 | 2410.567 | 0.04363 | -21.2364 | 1879.735 | 0.034022
-21.219 | 2469.734 | 0.044701 | -21.219 | 2045.173 | 0.037017
-21.2017 | 2503.672 | 0.045315 | -21.2017 | 1988.226 | 0.035986
-21.1843 | 2512.596 | 0.045477 | -21.1843 | 1960.741 | 0.035489
-21.167 | 2503.979 | 0.045321 | -21.167 | 1983.512 | 0.035901
-21.1496 | 2529.318 | 0.04578 | -21.1496 | 2023.108 | 0.036617
-21.1323 | 2521.567 | 0.045639 | -21.1323 | 2042.039 | 0.03696
-21.1149 | 2507.847 | 0.045391 | -21.1149 | 2100.845 | 0.038024
-21.0976 | 2459.766 | 0.044521 | -21.0976 | 2075.028 | 0.037557
-21.0802 | 2441.023 | 0.044181 | -21.0802 | 2090.582 | 0.037839
-21.0629 | 2530.632 | 0.045803 | -21.0629 | 2141.049 | 0.038752
-21.0455 | 2559.433 | 0.046325 | -21.0455 | 2117.389 | 0.038324
-21.0282 | 2548.82 | 0.046132 | -21.0282 | 2063.685 | 0.037352
-21.0108 | 2554.572 | 0.046237 | -21.0108 | 2024.636 | 0.036645
-20.9935 | 2605.088 | 0.047151 | -20.9935 | 2059.628 | 0.037278
-20.9761 | 2695.959 | 0.048796 | -20.9761 | 2163.272 | 0.039154
-20.9588 | 2733.296 | 0.049471 | -20.9588 | 2152.246 | 0.038955
-20.9414 | 2685.802 | 0.048612 | -20.9414 | 2107.508 | 0.038145
-20.9241 | 2658.645 | 0.04812 | -20.9241 | 2113.563 | 0.038255
-20.9067 | 2598.045 | 0.047023 | -20.9067 | 2189.539 | 0.03963
-20.8894 | 2671.888 | 0.04836 | -20.8894 | 2284.078 | 0.041341
-20.872 | 2772.948 | 0.050189 | -20.872 | 2171.16 | 0.039297
-20.8547 | 2763.208 | 0.050013 | -20.8547 | 2091.595 | 0.037857
-20.8373 | 2712.249 | 0.04909 | -20.8373 | 2177.475 | 0.039411
-20.82 | 2698.669 | 0.048845 | -20.82 | 2126.456 | 0.038488
-20.8026 | 2748.517 | 0.049747 | -20.8026 | 2135.335 | 0.038649
-20.7853 | 2710.025 | 0.04905 | -20.7853 | 2229.853 | 0.040359
-20.7679 | 2729.156 | 0.049396 | -20.7679 | 2245.721 | 0.040647
-20.7506 | 2791.663 | 0.050528 | -20.7506 | 2203.528 | 0.039883
-20.7332 | 2801.432 | 0.050705 | -20.7332 | 2194.681 | 0.039723
-20.7159 | 2793.822 | 0.050567 | -20.7159 | 2217.118 | 0.040129
-20.6985 | 2801.492 | 0.050706 | -20.6985 | 2217.787 | 0.040141
-20.6812 | 2785.17 | 0.05041 | -20.6812 | 2217.949 | 0.040144
-20.6638 | 2757.041 | 0.049901 | -20.6638 | 2184.879 | 0.039545
-20.6465 | 2753.397 | 0.049835 | -20.6465 | 2126.035 | 0.03848
-20.6291 | 2714.066 | 0.049123 | -20.6291 | 2127.467 | 0.038506
-20.6118 | 2743.832 | 0.049662 | -20.6118 | 2213.489 | 0.040063
-20.5944 | 2787.495 | 0.050452 | -20.5944 | 2225.653 | 0.040283
-20.5771 | 2814.025 | 0.050933 | -20.5771 | 2281.598 | 0.041296
-20.5597 | 2812.24 | 0.0509 | -20.5597 | 2355.579 | 0.042635
-20.5424 | 2774.952 | 0.050225 | -20.5424 | 2232.509 | 0.040407
-20.525 | 2945.929 | 0.05332 | -20.525 | 2376.808 | 0.043019
-20.5077 | 2884.176 | 0.052202 | -20.5077 | 2359.251 | 0.042701
-20.4903 | 2918.354 | 0.052821 | -20.4903 | 2414.667 | 0.043704
-20.473 | 2988.192 | 0.054085 | -20.473 | 2355.047 | 0.042625
-20.4556 | 2886.058 | 0.052236 | -20.4556 | 2306.404 | 0.041745
-20.4383 | 2856.934 | 0.051709 | -20.4383 | 2306.705 | 0.04175
-20.4209 | 2784.594 | 0.0504 | -20.4209 | 2296.984 | 0.041574
-20.4036 | 2854.855 | 0.051672 | -20.4036 | 2360.611 | 0.042726
-20.3862 | 2937.97 | 0.053176 | -20.3862 | 2376.232 | 0.043009
-20.3689 | 2970.857 | 0.053771 | -20.3689 | 2383.114 | 0.043133
-20.3515 | 2978.337 | 0.053907 | -20.3515 | 2422.267 | 0.043842
-20.3342 | 2993.512 | 0.054181 | -20.3342 | 2414.234 | 0.043697
-20.3168 | 3009.352 | 0.054468 | -20.3168 | 2415.715 | 0.043723
-20.2995 | 2941.232 | 0.053235 | -20.2995 | 2417.848 | 0.043762
-20.2821 | 2935.454 | 0.05313 | -20.2821 | 2339.324 | 0.042341
-20.2648 | 2999.286 | 0.054286 | -20.2648 | 2337.652 | 0.04231
-20.2474 | 2971.286 | 0.053779 | -20.2474 | 2420.483 | 0.04381
-20.2301 | 2985.299 | 0.054033 | -20.2301 | 2473.901 | 0.044776
-20.2127 | 3077.785 | 0.055707 | -20.2127 | 2402.324 | 0.043481
-20.1954 | 3039.532 | 0.055014 | -20.1954 | 2362.265 | 0.042756
-20.178 | 3095.803 | 0.056033 | -20.178 | 2382.683 | 0.043125
-20.1607 | 3070.471 | 0.055574 | -20.1607 | 2484.083 | 0.044961
-20.1433 | 3138.679 | 0.056809 | -20.1433 | 2422 | 0.043837
-20.126 | 3272.428 | 0.059229 | -20.126 | 2482.333 | 0.044929
-20.1086 | 3121.396 | 0.056496 | -20.1086 | 2519.353 | 0.045599
-20.0913 | 2971.237 | 0.053778 | -20.0913 | 2482.613 | 0.044934
-20.0739 | 3192.307 | 0.057779 | -20.0739 | 2463.062 | 0.04458
-20.0566 | 3145.334 | 0.056929 | -20.0566 | 2545.453 | 0.046072
-20.0392 | 3212.158 | 0.058139 | -20.0392 | 2603.001 | 0.047113
-20.0219 | 3169.79 | 0.057372 | -20.0219 | 2585.044 | 0.046788
-20.0045 | 3129.983 | 0.056651 | -20.0045 | 2520.688 | 0.045623
-19.9872 | 3097.134 | 0.056057 | -19.9872 | 2525.774 | 0.045715
-19.9698 | 3124.03 | 0.056544 | -19.9698 | 2557.221 | 0.046285
-19.9525 | 3164.043 | 0.057268 | -19.9525 | 2561.189 | 0.046356
-19.9351 | 3205.461 | 0.058017 | -19.9351 | 2555.642 | 0.046256
-19.9178 | 3206.74 | 0.058041 | -19.9178 | 2567.49 | 0.04647
-19.9004 | 3218.925 | 0.058261 | -19.9004 | 2545.387 | 0.04607
-19.8831 | 3257.079 | 0.058952 | -19.8831 | 2548.86 | 0.046133
-19.8657 | 3303.676 | 0.059795 | -19.8657 | 2588.123 | 0.046844
-19.8484 | 3303.389 | 0.05979 | -19.8484 | 2649.042 | 0.047946
-19.831 | 3293.479 | 0.05961 | -19.831 | 2652.701 | 0.048013
-19.8137 | 3325.021 | 0.060181 | -19.8137 | 2713.582 | 0.049115
-19.7963 | 3409.351 | 0.061708 | -19.7963 | 2692.854 | 0.048739
-19.779 | 3430.189 | 0.062085 | -19.779 | 2714.475 | 0.049131
-19.7616 | 3326.605 | 0.06021 | -19.7616 | 2753.192 | 0.049832
-19.7443 | 3301.629 | 0.059758 | -19.7443 | 2740.414 | 0.0496
-19.7269 | 3346.507 | 0.06057 | -19.7269 | 2715.266 | 0.049145
-19.7096 | 3319.821 | 0.060087 | -19.7096 | 2728.88 | 0.049391
-19.6922 | 3277.457 | 0.05932 | -19.6922 | 2590.747 | 0.046891
-19.6749 | 3328.238 | 0.06024 | -19.6749 | 2681.463 | 0.048533
-19.6575 | 3413.479 | 0.061782 | -19.6575 | 2713.449 | 0.049112
-19.6402 | 3462.726 | 0.062674 | -19.6402 | 2665.857 | 0.048251
-19.6228 | 3381.608 | 0.061206 | -19.6228 | 2738.523 | 0.049566
-19.6055 | 3402.001 | 0.061575 | -19.6055 | 2802.582 | 0.050725
-19.5881 | 3591.442 | 0.065003 | -19.5881 | 2815.461 | 0.050959
-19.5708 | 3491.407 | 0.063193 | -19.5708 | 2803.202 | 0.050737
-19.5534 | 3380.96 | 0.061194 | -19.5534 | 2812.763 | 0.05091
-19.5361 | 3383.929 | 0.061248 | -19.5361 | 2826.393 | 0.051156
-19.5187 | 3453.173 | 0.062501 | -19.5187 | 2774.563 | 0.050218
-19.5014 | 3500.058 | 0.063349 | -19.5014 | 2721.732 | 0.049262
-19.484 | 3548.196 | 0.064221 | -19.484 | 2777.437 | 0.05027
-19.4667 | 3554.696 | 0.064338 | -19.4667 | 2872.765 | 0.051996
-19.4493 | 3574.595 | 0.064699 | -19.4493 | 2903.502 | 0.052552
-19.432 | 3588.172 | 0.064944 | -19.432 | 2931.724 | 0.053063
-19.4146 | 3526.321 | 0.063825 | -19.4146 | 2873.629 | 0.052011
-19.3973 | 3494.703 | 0.063253 | -19.3973 | 2820.213 | 0.051045
-19.3799 | 3506.361 | 0.063464 | -19.3799 | 2827.339 | 0.051174
-19.3626 | 3541.013 | 0.064091 | -19.3626 | 2852.677 | 0.051632
-19.3452 | 3704.108 | 0.067043 | -19.3452 | 2877.691 | 0.052085
-19.3279 | 3782.168 | 0.068456 | -19.3279 | 2937.963 | 0.053176
-19.3105 | 3652.47 | 0.066108 | -19.3105 | 3016.712 | 0.054601
-19.2932 | 3637.405 | 0.065835 | -19.2932 | 3030.958 | 0.054859
-19.2758 | 3688.323 | 0.066757 | -19.2758 | 2989.177 | 0.054103
-19.2585 | 3678.056 | 0.066571 | -19.2585 | 2990.144 | 0.05412
-19.2411 | 3696.435 | 0.066904 | -19.2411 | 3037.971 | 0.054986
-19.2238 | 3624.842 | 0.065608 | -19.2238 | 3105.378 | 0.056206
-19.2064 | 3635.174 | 0.065795 | -19.2064 | 3085.834 | 0.055852
-19.1891 | 3674.325 | 0.066504 | -19.1891 | 2981.942 | 0.053972
-19.1717 | 3807.578 | 0.068915 | -19.1717 | 2910.79 | 0.052684
-19.1544 | 3859.346 | 0.069852 | -19.1544 | 2944.685 | 0.053297
-19.137 | 3789.325 | 0.068585 | -19.137 | 3006.777 | 0.054421
-19.1197 | 3759.512 | 0.068045 | -19.1197 | 3032.569 | 0.054888
-19.1023 | 3800.579 | 0.068789 | -19.1023 | 3111.421 | 0.056315
-19.085 | 3818.478 | 0.069113 | -19.085 | 3141.707 | 0.056863
-19.0676 | 3812.905 | 0.069012 | -19.0676 | 3119.403 | 0.05646
-19.0503 | 3887.812 | 0.070368 | -19.0503 | 3091.692 | 0.055958
-19.0329 | 3932.865 | 0.071183 | -19.0329 | 3043.779 | 0.055091
-19.0156 | 3926.038 | 0.07106 | -19.0156 | 3035.209 | 0.054936
-18.9982 | 3956.135 | 0.071604 | -18.9982 | 3131.865 | 0.056685
-18.9809 | 3914.594 | 0.070852 | -18.9809 | 3170.028 | 0.057376
-18.9635 | 3922.092 | 0.070988 | -18.9635 | 3183.674 | 0.057623
-18.9462 | 3991.802 | 0.07225 | -18.9462 | 3129.868 | 0.056649
-18.9288 | 3961.642 | 0.071704 | -18.9288 | 3173.634 | 0.057441
-18.9115 | 3925.797 | 0.071055 | -18.9115 | 3177.987 | 0.05752
-18.8941 | 4024.794 | 0.072847 | -18.8941 | 3205.885 | 0.058025
-18.8768 | 4059.602 | 0.073477 | -18.8768 | 3232.648 | 0.058509
-18.8594 | 3982.855 | 0.072088 | -18.8594 | 3238.869 | 0.058622
-18.8421 | 4010.868 | 0.072595 | -18.8421 | 3192.744 | 0.057787
-18.8247 | 4056.992 | 0.07343 | -18.8247 | 3228.5 | 0.058434
-18.8074 | 4007.157 | 0.072528 | -18.8074 | 3306.923 | 0.059854
-18.79 | 4043.633 | 0.073188 | -18.79 | 3350.309 | 0.060639
-18.7727 | 4132.333 | 0.074793 | -18.7727 | 3332.207 | 0.060311
-18.7553 | 4158.925 | 0.075275 | -18.7553 | 3287.729 | 0.059506
-18.738 | 4120.021 | 0.074571 | -18.738 | 3266.048 | 0.059114
-18.7206 | 4126.073 | 0.07468 | -18.7206 | 3328.862 | 0.060251
-18.7033 | 4191.805 | 0.07587 | -18.7033 | 3401.787 | 0.061571
-18.6859 | 4225.421 | 0.076478 | -18.6859 | 3374.943 | 0.061085
-18.6686 | 4238.418 | 0.076713 | -18.6686 | 3320.509 | 0.0601
-18.6512 | 4361.969 | 0.07895 | -18.6512 | 3297.633 | 0.059686
-18.6339 | 4420.088 | 0.080002 | -18.6339 | 3378.343 | 0.061146
-18.6165 | 4218.014 | 0.076344 | -18.6165 | 3459.581 | 0.062617
-18.5992 | 4167.085 | 0.075422 | -18.5992 | 3392.939 | 0.061411
-18.5818 | 4228.108 | 0.076527 | -18.5818 | 3380.404 | 0.061184
-18.5645 | 4267.09 | 0.077232 | -18.5645 | 3398.124 | 0.061505
-18.5471 | 4343.394 | 0.078613 | -18.5471 | 3453.08 | 0.062499
-18.5298 | 4375.17 | 0.079189 | -18.5298 | 3463.262 | 0.062683
-18.5124 | 4305.937 | 0.077936 | -18.5124 | 3415.581 | 0.06182
-18.4951 | 4304.289 | 0.077906 | -18.4951 | 3435.171 | 0.062175
-18.4777 | 4380.84 | 0.079291 | -18.4777 | 3499.224 | 0.063334
-18.4604 | 4416.902 | 0.079944 | -18.4604 | 3547.649 | 0.064211
-18.443 | 4443.18 | 0.08042 | -18.443 | 3556.904 | 0.064378
-18.4257 | 4465.65 | 0.080826 | -18.4257 | 3511.192 | 0.063551
-18.4083 | 4428.4 | 0.080152 | -18.4083 | 3519.259 | 0.063697
-18.391 | 4448.1 | 0.080509 | -18.391 | 3528.082 | 0.063857
-18.3736 | 4554.138 | 0.082428 | -18.3736 | 3561.657 | 0.064464
-18.3563 | 4512.136 | 0.081668 | -18.3563 | 3646.744 | 0.066004
-18.3389 | 4461.8 | 0.080757 | -18.3389 | 3645.549 | 0.065983
-18.3216 | 4475.627 | 0.081007 | -18.3216 | 3585.062 | 0.064888
-18.3042 | 4580.709 | 0.082909 | -18.3042 | 3592.296 | 0.065019
-18.2869 | 4557.708 | 0.082492 | -18.2869 | 3650.979 | 0.066081
-18.2695 | 4501.931 | 0.081483 | -18.2695 | 3706.504 | 0.067086
-18.2522 | 4527.236 | 0.081941 | -18.2522 | 3681.431 | 0.066632
-18.2348 | 4699.872 | 0.085066 | -18.2348 | 3640.226 | 0.065886
-18.2175 | 4760.982 | 0.086172 | -18.2175 | 3698.439 | 0.06694
-18.2001 | 4795.837 | 0.086802 | -18.2001 | 3836.583 | 0.06944
-18.1828 | 4695.473 | 0.084986 | -18.1828 | 3750.799 | 0.067888
-18.1654 | 4743.285 | 0.085851 | -18.1654 | 3885.665 | 0.070329
-18.1481 | 4709.343 | 0.085237 | -18.1481 | 3898.806 | 0.070567
-18.1307 | 4792.641 | 0.086745 | -18.1307 | 3859.987 | 0.069864
-18.1134 | 4790.453 | 0.086705 | -18.1134 | 3901.158 | 0.070609
-18.096 | 4733.091 | 0.085667 | -18.096 | 3794.087 | 0.068671
-18.0787 | 4809.87 | 0.087056 | -18.0787 | 3936.373 | 0.071247
-18.0613 | 4862.141 | 0.088003 | -18.0613 | 3881.066 | 0.070246
-18.044 | 4889.939 | 0.088506 | -18.044 | 3805.665 | 0.068881
-18.0266 | 4948.983 | 0.089574 | -18.0266 | 3874.243 | 0.070122
-18.0093 | 4871.035 | 0.088164 | -18.0093 | 3913.844 | 0.070839
-17.9919 | 4841.846 | 0.087635 | -17.9919 | 3922.133 | 0.070989
-17.9746 | 4845.146 | 0.087695 | -17.9746 | 3887.621 | 0.070364
-17.9572 | 4934.625 | 0.089314 | -17.9572 | 3922.709 | 0.070999
-17.9399 | 4943.892 | 0.089482 | -17.9399 | 3953.857 | 0.071563
-17.9225 | 4904.883 | 0.088776 | -17.9225 | 3958.883 | 0.071654
-17.9052 | 4947.883 | 0.089554 | -17.9052 | 3976.989 | 0.071982
-17.8878 | 5018.239 | 0.090828 | -17.8878 | 3967.626 | 0.071812
-17.8705 | 4882.727 | 0.088375 | -17.8705 | 3986.827 | 0.07216
-17.8531 | 5017.531 | 0.090815 | -17.8531 | 4092.17 | 0.074066
-17.8358 | 5015.688 | 0.090782 | -17.8358 | 4172.045 | 0.075512
-17.8184 | 5084.284 | 0.092023 | -17.8184 | 4164.105 | 0.075368
-17.8011 | 5072.896 | 0.091817 | -17.8011 | 4107.028 | 0.074335
-17.7837 | 5020.053 | 0.090861 | -17.7837 | 4060.933 | 0.073501
-17.7664 | 5103.297 | 0.092367 | -17.7664 | 4062.894 | 0.073537
-17.749 | 5196.61 | 0.094056 | -17.749 | 4152.935 | 0.075166
-17.7317 | 5167.667 | 0.093532 | -17.7317 | 4144.676 | 0.075017
-17.7143 | 5213.383 | 0.09436 | -17.7143 | 4062.597 | 0.073531
-17.697 | 5299.419 | 0.095917 | -17.697 | 4046.184 | 0.073234
-17.6796 | 5342.042 | 0.096689 | -17.6796 | 4172.407 | 0.075519
-17.6623 | 5299.739 | 0.095923 | -17.6623 | 4212.985 | 0.076253
-17.6449 | 5234.701 | 0.094746 | -17.6449 | 4264.66 | 0.077188
-17.6276 | 5268.877 | 0.095364 | -17.6276 | 4286.158 | 0.077578
-17.6102 | 5316.925 | 0.096234 | -17.6102 | 4283.05 | 0.077521
-17.5929 | 5347.161 | 0.096781 | -17.5929 | 4288.853 | 0.077626
-17.5755 | 5323.652 | 0.096356 | -17.5755 | 4307.557 | 0.077965
-17.5582 | 5304.886 | 0.096016 | -17.5582 | 4342.825 | 0.078603
-17.5408 | 5237.415 | 0.094795 | -17.5408 | 4452.302 | 0.080585
-17.5235 | 5387.467 | 0.097511 | -17.5235 | 4521.311 | 0.081834
-17.5061 | 5551.239 | 0.10047 | -17.5061 | 4530.749 | 0.082005
-17.4888 | 5475.19 | 0.099098 | -17.4888 | 4470.678 | 0.080917
-17.4714 | 5456.21 | 0.098755 | -17.4714 | 4406.117 | 0.079749
-17.4541 | 5446.964 | 0.098588 | -17.4541 | 4409.475 | 0.07981
-17.4367 | 5366.254 | 0.097127 | -17.4367 | 4432.741 | 0.080231
-17.4194 | 5425.323 | 0.098196 | -17.4194 | 4474.405 | 0.080985
-17.402 | 5535.378 | 0.10019 | -17.402 | 4556.195 | 0.082465
-17.3847 | 5557.195 | 0.10058 | -17.3847 | 4584.798 | 0.082983
-17.3673 | 5591.953 | 0.10121 | -17.3673 | 4556.205 | 0.082465
-17.35 | 5602.893 | 0.10141 | -17.35 | 4569.394 | 0.082704
-17.3326 | 5748.483 | 0.10404 | -17.3326 | 4608.03 | 0.083403
-17.3153 | 5793.395 | 0.10486 | -17.3153 | 4603.528 | 0.083322
-17.2979 | 5627.515 | 0.10186 | -17.2979 | 4570.103 | 0.082717
-17.2806 | 5617.264 | 0.10167 | -17.2806 | 4532.222 | 0.082031
-17.2632 | 5765.985 | 0.10436 | -17.2632 | 4536.419 | 0.082107
-17.2459 | 5789.745 | 0.10479 | -17.2459 | 4658.485 | 0.084316
-17.2285 | 5768.99 | 0.10442 | -17.2285 | 4642.235 | 0.084022
-17.2112 | 5799.155 | 0.10496 | -17.2112 | 4638.5 | 0.083955
-17.1938 | 5766.575 | 0.10437 | -17.1938 | 4728.64 | 0.085586
-17.1765 | 5711.792 | 0.10338 | -17.1765 | 4673.559 | 0.084589
-17.1591 | 5734.891 | 0.1038 | -17.1591 | 4587.571 | 0.083033
-17.1418 | 5779.896 | 0.10461 | -17.1418 | 4649.532 | 0.084154
-17.1244 | 5766.403 | 0.10437 | -17.1244 | 4779.617 | 0.086509
-17.1071 | 5754.19 | 0.10415 | -17.1071 | 4854.953 | 0.087872
-17.0897 | 5826.799 | 0.10546 | -17.0897 | 4865.032 | 0.088055
-17.0724 | 5940.833 | 0.10753 | -17.0724 | 4849.013 | 0.087765
-17.055 | 6021.714 | 0.10899 | -17.055 | 4795.941 | 0.086804
-17.0377 | 6040.173 | 0.10932 | -17.0377 | 4759.276 | 0.086141
-17.0203 | 6079.582 | 0.11004 | -17.0203 | 4777 | 0.086462
-17.003 | 6134.232 | 0.11103 | -17.003 | 4809.486 | 0.08705
-16.9856 | 6131.968 | 0.11099 | -16.9856 | 4840.038 | 0.087602
-16.9683 | 6118.757 | 0.11075 | -16.9683 | 4888.125 | 0.088473
-16.9509 | 6072.379 | 0.10991 | -16.9509 | 4974.278 | 0.090032
-16.9336 | 6078.979 | 0.11003 | -16.9336 | 5028.682 | 0.091017
-16.9162 | 6159.597 | 0.11149 | -16.9162 | 5007.542 | 0.090634
-16.8989 | 6216.095 | 0.11251 | -16.8989 | 5063.04 | 0.091639
-16.8815 | 6166.909 | 0.11162 | -16.8815 | 5184.904 | 0.093844
-16.8642 | 6198.556 | 0.11219 | -16.8642 | 5175.384 | 0.093672
-16.8468 | 6346.589 | 0.11487 | -16.8468 | 5131.986 | 0.092887
-16.8295 | 6355.625 | 0.11503 | -16.8295 | 5197.76 | 0.094077
-16.8121 | 6275.757 | 0.11359 | -16.8121 | 5247.541 | 0.094978
-16.7948 | 6321.901 | 0.11442 | -16.7948 | 5240.068 | 0.094843
-16.7774 | 6447.23 | 0.11669 | -16.7774 | 5258.586 | 0.095178
-16.7601 | 6481.088 | 0.1173 | -16.7601 | 5223.766 | 0.094548
-16.7427 | 6411.959 | 0.11605 | -16.7427 | 5202.845 | 0.094169
-16.7254 | 6401.664 | 0.11587 | -16.7254 | 5247.631 | 0.09498
-16.708 | 6472.207 | 0.11714 | -16.708 | 5226.332 | 0.094594
-16.6907 | 6524.957 | 0.1181 | -16.6907 | 5185.615 | 0.093857
-16.6733 | 6533.278 | 0.11825 | -16.6733 | 5161.461 | 0.09342
-16.656 | 6535.508 | 0.11829 | -16.656 | 5202.438 | 0.094162
-16.6386 | 6513.484 | 0.11789 | -16.6386 | 5299.54 | 0.095919
-16.6213 | 6481.595 | 0.11731 | -16.6213 | 5374.388 | 0.097274
-16.6039 | 6599.219 | 0.11944 | -16.6039 | 5420.803 | 0.098114
-16.5866 | 6652.743 | 0.12041 | -16.5866 | 5491.909 | 0.099401
-16.5692 | 6550.445 | 0.11856 | -16.5692 | 5487.88 | 0.099328
-16.5519 | 6523.033 | 0.11806 | -16.5519 | 5415.896 | 0.098025
-16.5345 | 6622.375 | 0.11986 | -16.5345 | 5407.319 | 0.09787
-16.5172 | 6790.265 | 0.1229 | -16.5172 | 5442.728 | 0.098511
-16.4998 | 6861.586 | 0.12419 | -16.4998 | 5477.346 | 0.099137
-16.4825 | 6831.591 | 0.12365 | -16.4825 | 5537.593 | 0.10023
-16.4651 | 6900.282 | 0.12489 | -16.4651 | 5556.536 | 0.10057
-16.4478 | 6852.253 | 0.12402 | -16.4478 | 5497.326 | 0.099499
-16.4304 | 6900.92 | 0.1249 | -16.4304 | 5478.059 | 0.09915
-16.4131 | 6953.81 | 0.12586 | -16.4131 | 5558.666 | 0.10061
-16.3957 | 6948.171 | 0.12576 | -16.3957 | 5648.783 | 0.10224
-16.3784 | 6928.335 | 0.1254 | -16.3784 | 5665.752 | 0.10255
-16.361 | 6941.08 | 0.12563 | -16.361 | 5676.162 | 0.10274
-16.3437 | 6975.195 | 0.12625 | -16.3437 | 5774.631 | 0.10452
-16.3263 | 7021.349 | 0.12708 | -16.3263 | 5863.135 | 0.10612
-16.309 | 7046.488 | 0.12754 | -16.309 | 5822.373 | 0.10538
-16.2916 | 7047.998 | 0.12757 | -16.2916 | 5752.22 | 0.10411
-16.2743 | 7101.128 | 0.12853 | -16.2743 | 5715.512 | 0.10345
-16.2569 | 7139.578 | 0.12922 | -16.2569 | 5717.581 | 0.10349
-16.2396 | 7131.76 | 0.12908 | -16.2396 | 5789.924 | 0.1048
-16.2222 | 7093.925 | 0.1284 | -16.2222 | 5891.946 | 0.10664
-16.2049 | 7083.211 | 0.1282 | -16.2049 | 5925.937 | 0.10726
-16.1875 | 7188.964 | 0.13012 | -16.1875 | 5906.634 | 0.10691
-16.1702 | 7379.005 | 0.13356 | -16.1702 | 5857.514 | 0.10602
-16.1528 | 7424.729 | 0.13438 | -16.1528 | 5815.242 | 0.10525
-16.1355 | 7278.004 | 0.13173 | -16.1355 | 5841.458 | 0.10573
-16.1181 | 7366.391 | 0.13333 | -16.1181 | 5940.084 | 0.10751
-16.1008 | 7411.07 | 0.13414 | -16.1008 | 6087.171 | 0.11018
-16.0834 | 7499.288 | 0.13573 | -16.0834 | 6152.804 | 0.11136
-16.0661 | 7385.822 | 0.13368 | -16.0661 | 6092.685 | 0.11027
-16.0487 | 7373.102 | 0.13345 | -16.0487 | 6060.283 | 0.10969
-16.0314 | 7615.313 | 0.13783 | -16.0314 | 6071.759 | 0.1099
-16.014 | 7726.168 | 0.13984 | -16.014 | 6057.756 | 0.10964
-15.9967 | 7686.229 | 0.13912 | -15.9967 | 6096.067 | 0.11034
-15.9793 | 7550.928 | 0.13667 | -15.9793 | 6168.4 | 0.11165
-15.962 | 7756.129 | 0.14038 | -15.962 | 6225.97 | 0.11269
-15.9446 | 7546.052 | 0.13658 | -15.9446 | 6292.694 | 0.11389
-15.9273 | 7653.313 | 0.13852 | -15.9273 | 6340.298 | 0.11476
-15.9099 | 7723.897 | 0.1398 | -15.9099 | 6377.397 | 0.11543
-15.8926 | 7696.032 | 0.13929 | -15.8926 | 6393.064 | 0.11571
-15.8752 | 7831.183 | 0.14174 | -15.8752 | 6355.896 | 0.11504
-15.8579 | 7869.094 | 0.14243 | -15.8579 | 6377.96 | 0.11544
-15.8405 | 7799.634 | 0.14117 | -15.8405 | 6425.684 | 0.1163
-15.8232 | 7949.961 | 0.14389 | -15.8232 | 6491.483 | 0.11749
-15.8058 | 7973.347 | 0.14431 | -15.8058 | 6554.622 | 0.11864
-15.7885 | 7856.389 | 0.1422 | -15.7885 | 6687.436 | 0.12104
-15.7711 | 7891.092 | 0.14283 | -15.7711 | 6658.028 | 0.12051
-15.7538 | 7912.617 | 0.14321 | -15.7538 | 6484.737 | 0.11737
-15.7364 | 8012.551 | 0.14502 | -15.7364 | 6461.459 | 0.11695
-15.7191 | 8258.749 | 0.14948 | -15.7191 | 6553.159 | 0.11861
-15.7017 | 8236.808 | 0.14908 | -15.7017 | 6685.944 | 0.12101
-15.6844 | 8015.315 | 0.14507 | -15.6844 | 6739.613 | 0.12198
-15.667 | 8072.143 | 0.1461 | -15.667 | 6836.951 | 0.12375
-15.6497 | 8170.869 | 0.14789 | -15.6497 | 6818.73 | 0.12342
-15.6323 | 8070.96 | 0.14608 | -15.6323 | 6715.728 | 0.12155
-15.615 | 8160.85 | 0.14771 | -15.615 | 6678.104 | 0.12087
-15.5976 | 8250.271 | 0.14933 | -15.5976 | 6751.707 | 0.1222
-15.5803 | 8373.175 | 0.15155 | -15.5803 | 6831.362 | 0.12364
-15.5629 | 8484.049 | 0.15356 | -15.5629 | 6878.949 | 0.12451
-15.5456 | 8326.579 | 0.15071 | -15.5456 | 6952.677 | 0.12584
-15.5282 | 8280.321 | 0.14987 | -15.5282 | 6997.625 | 0.12665
-15.5109 | 8375.776 | 0.1516 | -15.5109 | 6896.689 | 0.12483
-15.4935 | 8287.421 | 0.15 | -15.4935 | 6855.608 | 0.12408
-15.4762 | 8369.301 | 0.15148 | -15.4762 | 6946.466 | 0.12573
-15.4588 | 8326.753 | 0.15071 | -15.4588 | 7027.722 | 0.1272
-15.4415 | 8608.526 | 0.15581 | -15.4415 | 7095.533 | 0.12843
-15.4241 | 8445.199 | 0.15285 | -15.4241 | 7182.692 | 0.13
-15.4068 | 8432.452 | 0.15262 | -15.4068 | 7234.15 | 0.13093
-15.3894 | 8507.733 | 0.15399 | -15.3894 | 7224.835 | 0.13077
-15.3721 | 8600.783 | 0.15567 | -15.3721 | 7214.354 | 0.13058
-15.3547 | 8708.25 | 0.15762 | -15.3547 | 7233.91 | 0.13093
-15.3374 | 8758.019 | 0.15852 | -15.3374 | 7202.744 | 0.13037
-15.32 | 8774.363 | 0.15881 | -15.32 | 7190.532 | 0.13015
-15.3027 | 8762.17 | 0.15859 | -15.3027 | 7183.692 | 0.13002
-15.2853 | 8795.723 | 0.1592 | -15.2853 | 7265.153 | 0.1315
-15.268 | 8848.523 | 0.16015 | -15.268 | 7397.257 | 0.13389
-15.2506 | 8839.447 | 0.15999 | -15.2506 | 7354.412 | 0.13311
-15.2333 | 8844.144 | 0.16008 | -15.2333 | 7337.15 | 0.1328
-15.2159 | 8827.579 | 0.15978 | -15.2159 | 7477.757 | 0.13534
-15.1986 | 8839.938 | 0.16 | -15.1986 | 7571.762 | 0.13705
-15.1812 | 8981.22 | 0.16256 | -15.1812 | 7526.666 | 0.13623
-15.1639 | 9121.831 | 0.1651 | -15.1639 | 7551.952 | 0.13669
-15.1465 | 9161.676 | 0.16582 | -15.1465 | 7629.988 | 0.1381
-15.1292 | 9167.526 | 0.16593 | -15.1292 | 7669.009 | 0.13881
-15.1118 | 9220.551 | 0.16689 | -15.1118 | 7678.389 | 0.13898
-15.0945 | 9309.019 | 0.16849 | -15.0945 | 7645.103 | 0.13837
-15.0771 | 9375.442 | 0.16969 | -15.0771 | 7588.939 | 0.13736
-15.0598 | 9355.889 | 0.16934 | -15.0598 | 7547.064 | 0.1366
-15.0424 | 9291.749 | 0.16818 | -15.0424 | 7567.776 | 0.13697
-15.0251 | 9332.206 | 0.16891 | -15.0251 | 7627.208 | 0.13805
-15.0077 | 9418.775 | 0.17048 | -15.0077 | 7670.698 | 0.13884
-14.9904 | 9445.492 | 0.17096 | -14.9904 | 7710.083 | 0.13955
-14.973 | 9445.914 | 0.17097 | -14.973 | 7727.149 | 0.13986
-14.9557 | 9414.112 | 0.17039 | -14.9557 | 7776.95 | 0.14076
-14.9383 | 9417.627 | 0.17045 | -14.9383 | 7865.03 | 0.14235
-14.921 | 9418.415 | 0.17047 | -14.921 | 7904.435 | 0.14307
-14.9036 | 9477.431 | 0.17154 | -14.9036 | 7904.709 | 0.14307
-14.8863 | 9558.926 | 0.17301 | -14.8863 | 7877.007 | 0.14257
-14.8689 | 9654.555 | 0.17474 | -14.8689 | 7897.528 | 0.14294
-14.8516 | 9662.541 | 0.17489 | -14.8516 | 8010.623 | 0.14499
-14.8342 | 9716.059 | 0.17586 | -14.8342 | 8099.349 | 0.14659
-14.8169 | 9825.896 | 0.17784 | -14.8169 | 8143.541 | 0.14739
-14.7995 | 9858.564 | 0.17844 | -14.7995 | 8201.522 | 0.14844
-14.7822 | 9829.117 | 0.1779 | -14.7822 | 8209.015 | 0.14858
-14.7648 | 9814.903 | 0.17765 | -14.7648 | 8140.982 | 0.14735
-14.7475 | 9873.567 | 0.17871 | -14.7475 | 8150.875 | 0.14753
-14.7301 | 9785.031 | 0.1771 | -14.7301 | 8271.364 | 0.14971
-14.7128 | 9889.557 | 0.179 | -14.7128 | 8408.386 | 0.15219
-14.6954 | 10073.68 | 0.18233 | -14.6954 | 8490.194 | 0.15367
-14.6781 | 10137.64 | 0.18349 | -14.6781 | 8396.792 | 0.15198
-14.6607 | 10015.24 | 0.18127 | -14.6607 | 8367.785 | 0.15145
-14.6434 | 10079.8 | 0.18244 | -14.6434 | 8434.096 | 0.15265
-14.626 | 10272.72 | 0.18593 | -14.626 | 8538.86 | 0.15455
-14.6087 | 10295.49 | 0.18634 | -14.6087 | 8548.962 | 0.15473
-14.5913 | 10270.02 | 0.18588 | -14.5913 | 8519.293 | 0.1542
-14.574 | 10371.41 | 0.18772 | -14.574 | 8596.517 | 0.15559
-14.5566 | 10458.55 | 0.1893 | -14.5566 | 8702.227 | 0.15751
-14.5393 | 10461.14 | 0.18934 | -14.5393 | 8783.008 | 0.15897
-14.5219 | 10526.58 | 0.19053 | -14.5219 | 8850.704 | 0.16019
-14.5046 | 10516.93 | 0.19035 | -14.5046 | 8906.205 | 0.1612
-14.4872 | 10506.88 | 0.19017 | -14.4872 | 8855.141 | 0.16027
-14.4699 | 10538.55 | 0.19074 | -14.4699 | 8905.193 | 0.16118
-14.4525 | 10607.16 | 0.19198 | -14.4525 | 8924.861 | 0.16154
-14.4352 | 10604.9 | 0.19194 | -14.4352 | 8859.067 | 0.16035
-14.4178 | 10607.83 | 0.192 | -14.4178 | 8843.897 | 0.16007
-14.4005 | 10668.85 | 0.1931 | -14.4005 | 8920.201 | 0.16145
-14.3831 | 10747.45 | 0.19452 | -14.3831 | 9040.394 | 0.16363
-14.3658 | 10694.6 | 0.19357 | -14.3658 | 9096.928 | 0.16465
-14.3484 | 10723.75 | 0.1941 | -14.3484 | 9084.855 | 0.16443
-14.3311 | 10808.17 | 0.19562 | -14.3311 | 9103.076 | 0.16476
-14.3137 | 10852.39 | 0.19642 | -14.3137 | 9237.962 | 0.1672
-14.2964 | 10900.29 | 0.19729 | -14.2964 | 9414.301 | 0.17039
-14.279 | 11005.55 | 0.1992 | -14.279 | 9445.358 | 0.17096
-14.2617 | 11026.37 | 0.19957 | -14.2617 | 9376.152 | 0.1697
-14.2443 | 10894.92 | 0.19719 | -14.2443 | 9407.867 | 0.17028
-14.227 | 10908.54 | 0.19744 | -14.227 | 9470.285 | 0.17141
-14.2096 | 11068.29 | 0.20033 | -14.2096 | 9409.277 | 0.1703
-14.1923 | 11186.84 | 0.20248 | -14.1923 | 9369.994 | 0.16959
-14.1749 | 11353.91 | 0.2055 | -14.1749 | 9496.809 | 0.17189
-14.1576 | 11402.43 | 0.20638 | -14.1576 | 9623.053 | 0.17417
-14.1402 | 11273.83 | 0.20405 | -14.1402 | 9614.688 | 0.17402
-14.1229 | 11200.29 | 0.20272 | -14.1229 | 9616.73 | 0.17406
-14.1055 | 11141.42 | 0.20165 | -14.1055 | 9657.636 | 0.1748
-14.0882 | 11393.44 | 0.20622 | -14.0882 | 9769.049 | 0.17682
-14.0708 | 11539.03 | 0.20885 | -14.0708 | 9782.297 | 0.17706
-14.0535 | 11476.29 | 0.20772 | -14.0535 | 9688.476 | 0.17536
-14.0361 | 11504.24 | 0.20822 | -14.0361 | 9725.937 | 0.17604
-14.0188 | 11596.99 | 0.2099 | -14.0188 | 9718.069 | 0.17589
-14.0014 | 11599.41 | 0.20994 | -14.0014 | 9833.523 | 0.17798
-13.9841 | 11551.75 | 0.20908 | -13.9841 | 10028.72 | 0.18152
-13.9667 | 11584.07 | 0.20967 | -13.9667 | 9960.241 | 0.18028
-13.9494 | 11701.45 | 0.21179 | -13.9494 | 9886.671 | 0.17894
-13.932 | 11744.42 | 0.21257 | -13.932 | 9981.105 | 0.18065
-13.9147 | 11715.29 | 0.21204 | -13.9147 | 10042.68 | 0.18177
-13.8973 | 11762.19 | 0.21289 | -13.8973 | 10175.82 | 0.18418
-13.88 | 11867.75 | 0.2148 | -13.88 | 10052.45 | 0.18194
-13.8626 | 12028.67 | 0.21771 | -13.8626 | 10125.17 | 0.18326
-13.8453 | 12109.6 | 0.21918 | -13.8453 | 10251.7 | 0.18555
-13.8279 | 11904.31 | 0.21546 | -13.8279 | 10217.05 | 0.18492
-13.8106 | 11852.31 | 0.21452 | -13.8106 | 10379.37 | 0.18786
-13.7932 | 11969.48 | 0.21664 | -13.7932 | 10405.47 | 0.18833
-13.7759 | 12208.7 | 0.22097 | -13.7759 | 10325.75 | 0.18689
-13.7585 | 12272.19 | 0.22212 | -13.7585 | 10424.54 | 0.18868
-13.7412 | 12148.63 | 0.21988 | -13.7412 | 10552.82 | 0.191
-13.7238 | 12163.79 | 0.22016 | -13.7238 | 10542.8 | 0.19082
-13.7065 | 12148.68 | 0.21989 | -13.7065 | 10489.17 | 0.18985
-13.6891 | 12159.69 | 0.22008 | -13.6891 | 10462.89 | 0.18937
-13.6718 | 12363.09 | 0.22377 | -13.6718 | 10521.89 | 0.19044
-13.6544 | 12488.41 | 0.22603 | -13.6544 | 10692.02 | 0.19352
-13.6371 | 12538.57 | 0.22694 | -13.6371 | 10837.03 | 0.19615
-13.6197 | 12619.12 | 0.2284 | -13.6197 | 10831.84 | 0.19605
-13.6024 | 12685.68 | 0.22961 | -13.6024 | 10748.17 | 0.19454
-13.585 | 12745.88 | 0.23069 | -13.585 | 10712.77 | 0.1939
-13.5677 | 12622.26 | 0.22846 | -13.5677 | 10740.42 | 0.1944
-13.5503 | 12613.14 | 0.22829 | -13.5503 | 10828.46 | 0.19599
-13.533 | 12784.84 | 0.2314 | -13.533 | 10990.6 | 0.19892
-13.5156 | 12947.42 | 0.23434 | -13.5156 | 11122.44 | 0.20131
-13.4983 | 13088.49 | 0.2369 | -13.4983 | 11171.98 | 0.20221
-13.4809 | 12844.41 | 0.23248 | -13.4809 | 11196.55 | 0.20265
-13.4636 | 12924.17 | 0.23392 | -13.4636 | 11142.9 | 0.20168
-13.4462 | 13089.34 | 0.23691 | -13.4462 | 11126.05 | 0.20138
-13.4289 | 13179.87 | 0.23855 | -13.4289 | 11273.59 | 0.20405
-13.4115 | 13100.39 | 0.23711 | -13.4115 | 11435.93 | 0.20699
-13.3942 | 13075.85 | 0.23667 | -13.3942 | 11366.43 | 0.20573
-13.3768 | 13188.95 | 0.23871 | -13.3768 | 11346.13 | 0.20536
-13.3595 | 13252.66 | 0.23987 | -13.3595 | 11421.76 | 0.20673
-13.3421 | 13339.5 | 0.24144 | -13.3421 | 11435.68 | 0.20698
-13.3248 | 13416.71 | 0.24284 | -13.3248 | 11751.21 | 0.21269
-13.3074 | 13381.33 | 0.2422 | -13.3074 | 11808.01 | 0.21372
-13.2901 | 13390.47 | 0.24236 | -13.2901 | 11700.3 | 0.21177
-13.2727 | 13479.94 | 0.24398 | -13.2727 | 11659.8 | 0.21104
-13.2554 | 13578.54 | 0.24577 | -13.2554 | 11886.46 | 0.21514
-13.238 | 13631.39 | 0.24672 | -13.238 | 11807.13 | 0.2137
-13.2207 | 13545.32 | 0.24516 | -13.2207 | 11689.08 | 0.21157
-13.2033 | 13580.66 | 0.2458 | -13.2033 | 11695.32 | 0.21168
-13.186 | 13819.29 | 0.25012 | -13.186 | 11831.02 | 0.21414
-13.1686 | 13878.17 | 0.25119 | -13.1686 | 12072.88 | 0.21851
-13.1513 | 13806.14 | 0.24988 | -13.1513 | 12109.09 | 0.21917
-13.1339 | 13825.91 | 0.25024 | -13.1339 | 11998.08 | 0.21716
-13.1166 | 13953.7 | 0.25256 | -13.1166 | 11951.49 | 0.21632
-13.0992 | 14001.85 | 0.25343 | -13.0992 | 12037.87 | 0.21788
-13.0819 | 13866.29 | 0.25097 | -13.0819 | 12180.82 | 0.22047
-13.0645 | 13898.12 | 0.25155 | -13.0645 | 12202.44 | 0.22086
-13.0472 | 14126.89 | 0.25569 | -13.0472 | 12210.32 | 0.221
-13.0298 | 14137.83 | 0.25589 | -13.0298 | 12267.81 | 0.22204
-13.0125 | 14207.65 | 0.25715 | -13.0125 | 12357.33 | 0.22366
-12.9951 | 14243.19 | 0.2578 | -12.9951 | 12542.55 | 0.22701
-12.9778 | 14257.95 | 0.25806 | -12.9778 | 12674.97 | 0.22941
-12.9604 | 14411.59 | 0.26084 | -12.9604 | 12707 | 0.22999
-12.9431 | 14528.21 | 0.26295 | -12.9431 | 12710.43 | 0.23005
-12.9257 | 14680.04 | 0.2657 | -12.9257 | 12687.3 | 0.22963
-12.9084 | 14585.51 | 0.26399 | -12.9084 | 12773.78 | 0.2312
-12.891 | 14553.92 | 0.26342 | -12.891 | 12873.92 | 0.23301
-12.8737 | 14676.32 | 0.26563 | -12.8737 | 12898.15 | 0.23345
-12.8563 | 14842.15 | 0.26864 | -12.8563 | 12906.17 | 0.2336
-12.839 | 14807.58 | 0.26801 | -12.839 | 12763.34 | 0.23101
-12.8216 | 14637.6 | 0.26493 | -12.8216 | 12772.91 | 0.23118
-12.8043 | 14769.68 | 0.26732 | -12.8043 | 12923.46 | 0.23391
-12.7869 | 14921.58 | 0.27007 | -12.7869 | 12855.76 | 0.23268
-12.7696 | 14917.66 | 0.27 | -12.7696 | 12943.21 | 0.23427
-12.7522 | 14905.6 | 0.26978 | -12.7522 | 13006.89 | 0.23542
-12.7349 | 15080.62 | 0.27295 | -12.7349 | 13048.1 | 0.23616
-12.7175 | 15214.02 | 0.27537 | -12.7175 | 13246.19 | 0.23975
-12.7002 | 15179.29 | 0.27474 | -12.7002 | 13368.15 | 0.24196
-12.6828 | 15188.02 | 0.2749 | -12.6828 | 13419 | 0.24288
-12.6655 | 15286.34 | 0.27668 | -12.6655 | 13502.12 | 0.24438
-12.6481 | 15376.06 | 0.2783 | -12.6481 | 13529.87 | 0.24488
-12.6308 | 15447.81 | 0.2796 | -12.6308 | 13475.53 | 0.2439
-12.6134 | 15503.36 | 0.2806 | -12.6134 | 13448.96 | 0.24342
-12.5961 | 15525.64 | 0.28101 | -12.5961 | 13400.62 | 0.24255
-12.5787 | 15523.39 | 0.28097 | -12.5787 | 13419.63 | 0.24289
-12.5614 | 15517.5 | 0.28086 | -12.5614 | 13749.12 | 0.24885
-12.544 | 15546.48 | 0.28138 | -12.544 | 13911.55 | 0.25179
-12.5267 | 15624.91 | 0.2828 | -12.5267 | 13961.84 | 0.2527
-12.5093 | 15773.23 | 0.28549 | -12.5093 | 14011.28 | 0.2536
-12.492 | 15927.64 | 0.28828 | -12.492 | 14045.77 | 0.25422
-12.4746 | 15911.04 | 0.28798 | -12.4746 | 14122.09 | 0.2556
-12.4573 | 15850.5 | 0.28689 | -12.4573 | 13973.65 | 0.25292
-12.4399 | 15869.64 | 0.28723 | -12.4399 | 13989.83 | 0.25321
-12.4226 | 15971.06 | 0.28907 | -12.4226 | 14438.11 | 0.26132
-12.4052 | 16008.46 | 0.28975 | -12.4052 | 14340.39 | 0.25955
-12.3879 | 16096.48 | 0.29134 | -12.3879 | 14209.3 | 0.25718
-12.3705 | 16192.6 | 0.29308 | -12.3705 | 14226.23 | 0.25749
-12.3532 | 16382.03 | 0.29651 | -12.3532 | 14384.65 | 0.26036
-12.3358 | 16415.49 | 0.29711 | -12.3358 | 14462.59 | 0.26177
-12.3185 | 16457.58 | 0.29787 | -12.3185 | 14408.78 | 0.26079
-12.3011 | 16377.45 | 0.29642 | -12.3011 | 14519.02 | 0.26279
-12.2838 | 16512.85 | 0.29888 | -12.2838 | 14694.82 | 0.26597
-12.2664 | 16671.6 | 0.30175 | -12.2664 | 14832.62 | 0.26846
-12.2491 | 16512.9 | 0.29888 | -12.2491 | 14834.63 | 0.2685
-12.2317 | 16587.54 | 0.30023 | -12.2317 | 14886.85 | 0.26945
-12.2144 | 16785.78 | 0.30382 | -12.2144 | 14999.68 | 0.27149
-12.197 | 16623 | 0.30087 | -12.197 | 14959.45 | 0.27076
-12.1797 | 16527.33 | 0.29914 | -12.1797 | 14818.1 | 0.2682
-12.1623 | 16766.31 | 0.30346 | -12.1623 | 14805.95 | 0.26798
-12.145 | 16910.4 | 0.30607 | -12.145 | 14949.17 | 0.27057
-12.1276 | 16902.39 | 0.30593 | -12.1276 | 15076.62 | 0.27288
-12.1103 | 16873.35 | 0.3054 | -12.1103 | 15131.09 | 0.27387
-12.0929 | 16873.61 | 0.3054 | -12.0929 | 15135.56 | 0.27395
-12.0756 | 17232.44 | 0.3119 | -12.0756 | 15225.81 | 0.27558
-12.0582 | 17244.92 | 0.31213 | -12.0582 | 15407.45 | 0.27887
-12.0409 | 16971.22 | 0.30717 | -12.0409 | 15559.65 | 0.28162
-12.0235 | 17188.37 | 0.3111 | -12.0235 | 15669.02 | 0.2836
-12.0062 | 17351.19 | 0.31405 | -12.0062 | 15461.74 | 0.27985
-11.9888 | 17432.56 | 0.31552 | -11.9888 | 15496.87 | 0.28049
-11.9715 | 17448.06 | 0.3158 | -11.9715 | 15677.43 | 0.28375
-11.9541 | 17459.51 | 0.31601 | -11.9541 | 15876.83 | 0.28736
-11.9368 | 17648.87 | 0.31944 | -11.9368 | 15814.19 | 0.28623
-11.9194 | 17708.32 | 0.32051 | -11.9194 | 15788.61 | 0.28577
-11.9021 | 17688.44 | 0.32015 | -11.9021 | 15965.21 | 0.28896
-11.8847 | 17703.96 | 0.32043 | -11.8847 | 16078.7 | 0.29102
-11.8674 | 17695.45 | 0.32028 | -11.8674 | 16228.09 | 0.29372
-11.85 | 17758.65 | 0.32142 | -11.85 | 16239.31 | 0.29392
-11.8327 | 17920.34 | 0.32435 | -11.8327 | 16234.83 | 0.29384
-11.8153 | 18033.16 | 0.32639 | -11.8153 | 16321.11 | 0.2954
-11.798 | 18008.34 | 0.32594 | -11.798 | 16258.02 | 0.29426
-11.7806 | 17907.22 | 0.32411 | -11.7806 | 16091.76 | 0.29125
-11.7633 | 17885.72 | 0.32372 | -11.7633 | 16161.24 | 0.29251
-11.7459 | 18041.9 | 0.32655 | -11.7459 | 16366.38 | 0.29622
-11.7286 | 18251.53 | 0.33034 | -11.7286 | 16309.4 | 0.29519
-11.7112 | 18357.13 | 0.33226 | -11.7112 | 16130.46 | 0.29195
-11.6939 | 18368.85 | 0.33247 | -11.6939 | 16362.9 | 0.29616
-11.6765 | 18486.39 | 0.3346 | -11.6765 | 16450.83 | 0.29775
-11.6592 | 18686.02 | 0.33821 | -11.6592 | 16522.77 | 0.29905
-11.6418 | 18304.32 | 0.3313 | -11.6418 | 16746.71 | 0.30311
-11.6245 | 18488.79 | 0.33464 | -11.6245 | 16964.68 | 0.30705
-11.6071 | 18469.98 | 0.3343 | -11.6071 | 16902.92 | 0.30594
-11.5898 | 18609.77 | 0.33683 | -11.5898 | 16917.15 | 0.30619
-11.5724 | 18807.3 | 0.3404 | -11.5724 | 17095.65 | 0.30942
-11.5551 | 18907.42 | 0.34222 | -11.5551 | 17063.83 | 0.30885
-11.5377 | 18842.02 | 0.34103 | -11.5377 | 16984.57 | 0.30741
-11.5204 | 18834.87 | 0.3409 | -11.5204 | 17212.39 | 0.31154
-11.503 | 18708.38 | 0.33861 | -11.503 | 17248.03 | 0.31218
-11.4857 | 18713.75 | 0.33871 | -11.4857 | 17372.04 | 0.31443
-11.4683 | 18895.92 | 0.34201 | -11.4683 | 17501.43 | 0.31677
-11.451 | 19275.17 | 0.34887 | -11.451 | 17454.76 | 0.31592
-11.4336 | 19375.92 | 0.3507 | -11.4336 | 17376.13 | 0.3145
-11.4163 | 19312.46 | 0.34955 | -11.4163 | 17320.94 | 0.3135
-11.3989 | 19386.32 | 0.35088 | -11.3989 | 17301.2 | 0.31314
-11.3816 | 19519.84 | 0.3533 | -11.3816 | 17414.39 | 0.31519
-11.3642 | 19837.41 | 0.35905 | -11.3642 | 17568.32 | 0.31798
-11.3469 | 19875.38 | 0.35974 | -11.3469 | 17630.31 | 0.3191
-11.3295 | 19699.23 | 0.35655 | -11.3295 | 17675.7 | 0.31992
-11.3122 | 19607.37 | 0.35488 | -11.3122 | 17967.32 | 0.3252
-11.2948 | 19762.71 | 0.3577 | -11.2948 | 18178.94 | 0.32903
-11.2775 | 20028.54 | 0.36251 | -11.2775 | 18160.93 | 0.3287
-11.2601 | 19995.92 | 0.36192 | -11.2601 | 18065.34 | 0.32697
-11.2428 | 19952.82 | 0.36114 | -11.2428 | 17957.85 | 0.32503
-11.2254 | 20035.13 | 0.36263 | -11.2254 | 17992.4 | 0.32565
-11.2081 | 20038.1 | 0.36268 | -11.2081 | 18172.81 | 0.32892
-11.1907 | 20122.48 | 0.36421 | -11.1907 | 18395.6 | 0.33295
-11.1734 | 20121.12 | 0.36418 | -11.1734 | 18342.81 | 0.332
-11.156 | 20154.57 | 0.36479 | -11.156 | 18426.18 | 0.33351
-11.1387 | 20394.05 | 0.36912 | -11.1387 | 18673.32 | 0.33798
-11.1213 | 20476.79 | 0.37062 | -11.1213 | 18674.88 | 0.33801
-11.104 | 20444.99 | 0.37005 | -11.104 | 18456.03 | 0.33405
-11.0866 | 20547.39 | 0.3719 | -11.0866 | 18468.64 | 0.33427
-11.0693 | 20666.54 | 0.37406 | -11.0693 | 18666.38 | 0.33785
-11.0519 | 20666.61 | 0.37406 | -11.0519 | 18896.83 | 0.34202
-11.0346 | 20614.18 | 0.37311 | -11.0346 | 18973.15 | 0.34341
-11.0172 | 20514.62 | 0.37131 | -11.0172 | 18778.14 | 0.33988
-10.9999 | 20408.1 | 0.36938 | -10.9999 | 18855.45 | 0.34128
-10.9825 | 20470.32 | 0.3705 | -10.9825 | 19182.32 | 0.34719
-10.9652 | 20681.2 | 0.37432 | -10.9652 | 19236.75 | 0.34818
-10.9478 | 20887.62 | 0.37806 | -10.9478 | 19448.48 | 0.35201
-10.9305 | 21083.65 | 0.3816 | -10.9305 | 19182.14 | 0.34719
-10.9131 | 21192.48 | 0.38357 | -10.9131 | 19122.53 | 0.34611
-10.8958 | 21203.24 | 0.38377 | -10.8958 | 19243.97 | 0.34831
-10.8784 | 21313.59 | 0.38577 | -10.8784 | 19337.02 | 0.34999
-10.8611 | 21348.61 | 0.3864 | -10.8611 | 19345.94 | 0.35015
-10.8437 | 21342.83 | 0.3863 | -10.8437 | 19508.75 | 0.3531
-10.8264 | 21559.26 | 0.39021 | -10.8264 | 19461.74 | 0.35225
-10.809 | 21708.24 | 0.39291 | -10.809 | 19655.34 | 0.35575
-10.7917 | 21645.42 | 0.39177 | -10.7917 | 19830.9 | 0.35893
-10.7743 | 21700.3 | 0.39277 | -10.7743 | 19834.59 | 0.359
-10.757 | 21840.63 | 0.39531 | -10.757 | 19981.59 | 0.36166
-10.7396 | 21803.87 | 0.39464 | -10.7396 | 19988.73 | 0.36179
-10.7223 | 21693.44 | 0.39264 | -10.7223 | 19989.12 | 0.36179
-10.7049 | 21730.39 | 0.39331 | -10.7049 | 20221.16 | 0.36599
-10.6876 | 21876.63 | 0.39596 | -10.6876 | 20354.89 | 0.36841
-10.6702 | 22012.44 | 0.39842 | -10.6702 | 20461.63 | 0.37035
-10.6529 | 22117.31 | 0.40031 | -10.6529 | 20752.37 | 0.37561
-10.6355 | 22287.58 | 0.4034 | -10.6355 | 20658.88 | 0.37392
-10.6182 | 22523.9 | 0.40767 | -10.6182 | 20518.04 | 0.37137
-10.6008 | 22203.27 | 0.40187 | -10.6008 | 20773.58 | 0.37599
-10.5835 | 22259.11 | 0.40288 | -10.5835 | 21099 | 0.38188
-10.5661 | 22365.18 | 0.4048 | -10.5661 | 21367.81 | 0.38675
-10.5488 | 22371.06 | 0.40491 | -10.5488 | 21141.38 | 0.38265
-10.5314 | 22502.69 | 0.40729 | -10.5314 | 20750.35 | 0.37557
-10.5141 | 22438.48 | 0.40613 | -10.5141 | 20899.69 | 0.37827
-10.4967 | 22512.06 | 0.40746 | -10.4967 | 20981.89 | 0.37976
-10.4794 | 22751.3 | 0.41179 | -10.4794 | 21012.79 | 0.38032
-10.462 | 22904.37 | 0.41456 | -10.462 | 21230.33 | 0.38426
-10.4447 | 22922.1 | 0.41488 | -10.4447 | 21479.98 | 0.38878
-10.4273 | 22936.39 | 0.41514 | -10.4273 | 21543.97 | 0.38994
-10.41 | 22994.49 | 0.41619 | -10.41 | 21473.27 | 0.38866
-10.3926 | 23056.09 | 0.4173 | -10.3926 | 21470.11 | 0.3886
-10.3753 | 23129.66 | 0.41864 | -10.3753 | 21545.61 | 0.38997
-10.3579 | 23226.37 | 0.42039 | -10.3579 | 21570.89 | 0.39042
-10.3406 | 23295.49 | 0.42164 | -10.3406 | 21553.26 | 0.3901
-10.3232 | 23401.23 | 0.42355 | -10.3232 | 21558.01 | 0.39019
-10.3059 | 23653.19 | 0.42811 | -10.3059 | 21591.7 | 0.3908
-10.2885 | 23716.34 | 0.42926 | -10.2885 | 21749.75 | 0.39366
-10.2712 | 23706.1 | 0.42907 | -10.2712 | 21951.08 | 0.3973
-10.2538 | 23590.97 | 0.42699 | -10.2538 | 22146.54 | 0.40084
-10.2365 | 23528 | 0.42585 | -10.2365 | 22189.98 | 0.40163
-10.2191 | 23695.83 | 0.42888 | -10.2191 | 22117.44 | 0.40032
-10.2018 | 23902.88 | 0.43263 | -10.2018 | 22342.7 | 0.40439
-10.1844 | 24062.69 | 0.43552 | -10.1844 | 22544.72 | 0.40805
-10.1671 | 23997.65 | 0.43435 | -10.1671 | 22633.02 | 0.40965
-10.1497 | 23954.81 | 0.43357 | -10.1497 | 22659.02 | 0.41012
-10.1324 | 24051.63 | 0.43532 | -10.1324 | 22873.62 | 0.414
-10.115 | 24125.92 | 0.43667 | -10.115 | 23001.16 | 0.41631
-10.0977 | 24220.73 | 0.43838 | -10.0977 | 23020.83 | 0.41667
-10.0803 | 24251.44 | 0.43894 | -10.0803 | 22956.99 | 0.41551
-10.063 | 24185.93 | 0.43775 | -10.063 | 22725.82 | 0.41133
-10.0456 | 24244.65 | 0.43882 | -10.0456 | 22729.84 | 0.4114
-10.0283 | 24472.61 | 0.44294 | -10.0283 | 23174.39 | 0.41945
-10.0109 | 24658.1 | 0.4463 | -10.0109 | 23313.54 | 0.42196
-9.9936 | 24732.51 | 0.44765 | -9.9936 | 23082.58 | 0.41778
-9.9762 | 24674.04 | 0.44659 | -9.9762 | 23056.06 | 0.4173
-9.9589 | 24714.95 | 0.44733 | -9.9589 | 23150.21 | 0.41901
-9.9415 | 24801.79 | 0.4489 | -9.9415 | 23390.5 | 0.42336
-9.9242 | 24730.27 | 0.44761 | -9.9242 | 23536.12 | 0.42599
-9.9068 | 24959.09 | 0.45175 | -9.9068 | 23556.7 | 0.42637
-9.8895 | 24863.47 | 0.45002 | -9.8895 | 23460.09 | 0.42462
-9.8721 | 25170.85 | 0.45558 | -9.8721 | 23546.04 | 0.42617
-9.8548 | 25240.65 | 0.45684 | -9.8548 | 23620.67 | 0.42752
-9.8374 | 25193.25 | 0.45599 | -9.8374 | 23943.76 | 0.43337
-9.8201 | 25192.54 | 0.45597 | -9.8201 | 23958.55 | 0.43364
-9.8027 | 25125.14 | 0.45475 | -9.8027 | 23816.99 | 0.43108
-9.7854 | 25205.11 | 0.4562 | -9.7854 | 23719.57 | 0.42931
-9.768 | 25433.66 | 0.46034 | -9.768 | 24086.93 | 0.43596
-9.7507 | 25513.79 | 0.46179 | -9.7507 | 24335.72 | 0.44047
-9.7333 | 25479.91 | 0.46117 | -9.7333 | 24146.62 | 0.43704
-9.716 | 25582.88 | 0.46304 | -9.716 | 24300.73 | 0.43983
-9.6986 | 25735.53 | 0.4658 | -9.6986 | 24347.31 | 0.44068
-9.6813 | 25820.5 | 0.46734 | -9.6813 | 24383.94 | 0.44134
-9.6639 | 25909.9 | 0.46896 | -9.6639 | 24622.15 | 0.44565
-9.6466 | 25831.38 | 0.46754 | -9.6466 | 24505.02 | 0.44353
-9.6292 | 25938.79 | 0.46948 | -9.6292 | 24643.51 | 0.44604
-9.6119 | 26165.14 | 0.47358 | -9.6119 | 24647.98 | 0.44612
-9.5945 | 26327.81 | 0.47652 | -9.5945 | 24804.29 | 0.44895
-9.5772 | 26062.73 | 0.47172 | -9.5772 | 24802.3 | 0.44891
-9.5598 | 26296.86 | 0.47596 | -9.5598 | 25095.43 | 0.45422
-9.5425 | 26515.57 | 0.47992 | -9.5425 | 25344.64 | 0.45873
-9.5251 | 26524.51 | 0.48008 | -9.5251 | 25079.15 | 0.45392
-9.5078 | 26580.02 | 0.48109 | -9.5078 | 24944.05 | 0.45148
-9.4904 | 26736.72 | 0.48392 | -9.4904 | 25285.35 | 0.45765
-9.4731 | 26816.26 | 0.48536 | -9.4731 | 25456.17 | 0.46075
-9.4557 | 26809.83 | 0.48525 | -9.4557 | 25307.43 | 0.45805
-9.4384 | 26912.82 | 0.48711 | -9.4384 | 25284.76 | 0.45764
-9.421 | 27109.93 | 0.49068 | -9.421 | 25446.83 | 0.46058
-9.4037 | 27182.59 | 0.49199 | -9.4037 | 25726.4 | 0.46564
-9.3863 | 27243.07 | 0.49309 | -9.3863 | 26046 | 0.47142
-9.369 | 27339.91 | 0.49484 | -9.369 | 26222.36 | 0.47461
-9.3516 | 27236.96 | 0.49298 | -9.3516 | 25842.49 | 0.46774
-9.3343 | 27214.83 | 0.49258 | -9.3343 | 25756.57 | 0.46618
-9.3169 | 27394.88 | 0.49583 | -9.3169 | 26234.32 | 0.47483
-9.2996 | 27474.48 | 0.49728 | -9.2996 | 26382.8 | 0.47752
-9.2822 | 27492.21 | 0.4976 | -9.2822 | 26486.48 | 0.47939
-9.2649 | 27561.55 | 0.49885 | -9.2649 | 26204.91 | 0.4743
-9.2475 | 27720.67 | 0.50173 | -9.2475 | 26404.74 | 0.47791
-9.2302 | 27631.83 | 0.50012 | -9.2302 | 26638.52 | 0.48215
-9.2128 | 27445.96 | 0.49676 | -9.2128 | 26878.37 | 0.48649
-9.1955 | 27547.46 | 0.4986 | -9.1955 | 26998.66 | 0.48866
-9.1781 | 27882.1 | 0.50465 | -9.1781 | 26877.4 | 0.48647
-9.1608 | 28094.77 | 0.5085 | -9.1608 | 26829.88 | 0.48561
-9.1434 | 28063.53 | 0.50794 | -9.1434 | 27009.06 | 0.48885
-9.1261 | 28014.42 | 0.50705 | -9.1261 | 27088.82 | 0.4903
-9.1087 | 28139.81 | 0.50932 | -9.1087 | 27009.63 | 0.48886
-9.0914 | 28260.96 | 0.51151 | -9.0914 | 26957.86 | 0.48793
-9.074 | 28350.35 | 0.51313 | -9.074 | 27100.04 | 0.4905
-9.0567 | 28534.41 | 0.51646 | -9.0567 | 27301.99 | 0.49415
-9.0393 | 28850.47 | 0.52218 | -9.0393 | 27349.62 | 0.49502
-9.022 | 29015.4 | 0.52517 | -9.022 | 27267.8 | 0.49353
-9.0046 | 28822.57 | 0.52168 | -9.0046 | 27344.93 | 0.49493
-8.9873 | 28866.96 | 0.52248 | -8.9873 | 27533.34 | 0.49834
-8.9699 | 28678.1 | 0.51906 | -8.9699 | 27518.51 | 0.49807
-8.9526 | 28596.49 | 0.51758 | -8.9526 | 27642.85 | 0.50032
-8.9352 | 28662.79 | 0.51878 | -8.9352 | 27853.75 | 0.50414
-8.9179 | 28739.51 | 0.52017 | -8.9179 | 28037.15 | 0.50746
-8.9005 | 29061.4 | 0.526 | -8.9005 | 28126.53 | 0.50908
-8.8832 | 29366.78 | 0.53153 | -8.8832 | 28074.39 | 0.50813
-8.8658 | 29341.07 | 0.53106 | -8.8658 | 28177.66 | 0.51
-8.8485 | 29299.16 | 0.5303 | -8.8485 | 28535.96 | 0.51649
-8.8311 | 29255.51 | 0.52951 | -8.8311 | 28619.05 | 0.51799
-8.8138 | 29088.65 | 0.52649 | -8.8138 | 28622.87 | 0.51806
-8.7964 | 29285.91 | 0.53006 | -8.7964 | 28600.04 | 0.51765
-8.7791 | 29577.09 | 0.53533 | -8.7791 | 28507.35 | 0.51597
-8.7617 | 29873.15 | 0.54069 | -8.7617 | 29011.91 | 0.5251
-8.7444 | 29852.2 | 0.54031 | -8.7444 | 28969.94 | 0.52434
-8.727 | 29980.59 | 0.54264 | -8.727 | 28837.08 | 0.52194
-8.7097 | 29772.77 | 0.53887 | -8.7097 | 28682.23 | 0.51914
-8.6923 | 29880.62 | 0.54083 | -8.6923 | 29096.14 | 0.52663
-8.675 | 30002.98 | 0.54304 | -8.675 | 29501.04 | 0.53396
-8.6576 | 30082.13 | 0.54447 | -8.6576 | 29489.62 | 0.53375
-8.6403 | 30183.63 | 0.54631 | -8.6403 | 29587.13 | 0.53551
-8.6229 | 30290.73 | 0.54825 | -8.6229 | 29538.3 | 0.53463
-8.6056 | 30348.82 | 0.5493 | -8.6056 | 29377.74 | 0.53172
-8.5882 | 30450.08 | 0.55113 | -8.5882 | 29527.4 | 0.53443
-8.5709 | 30620.36 | 0.55421 | -8.5709 | 29667.74 | 0.53697
-8.5535 | 30595.71 | 0.55377 | -8.5535 | 29660.03 | 0.53683
-8.5362 | 30442.35 | 0.55099 | -8.5362 | 29906.25 | 0.54129
-8.5188 | 30476.7 | 0.55161 | -8.5188 | 29887.27 | 0.54095
-8.5015 | 30628.89 | 0.55437 | -8.5015 | 29605.45 | 0.53585
-8.4841 | 30602.15 | 0.55389 | -8.4841 | 30199.49 | 0.5466
-8.4668 | 30684.91 | 0.55538 | -8.4668 | 29776.22 | 0.53894
-8.4494 | 31001.2 | 0.56111 | -8.4494 | 30124.89 | 0.54525
-8.4321 | 31263.42 | 0.56585 | -8.4321 | 30171.65 | 0.54609
-8.4147 | 31388.94 | 0.56813 | -8.4147 | 29919.75 | 0.54153
-8.3974 | 31336.7 | 0.56718 | -8.3974 | 29827.78 | 0.53987
-8.38 | 31365.52 | 0.5677 | -8.38 | 29963.24 | 0.54232
-8.3627 | 31381.76 | 0.568 | -8.3627 | 30231.41 | 0.54717
-8.3453 | 31428.5 | 0.56884 | -8.3453 | 30521.13 | 0.55242
-8.328 | 31497.41 | 0.57009 | -8.328 | 30653.34 | 0.55481
-8.3106 | 31412.03 | 0.56854 | -8.3106 | 30663.22 | 0.55499
-8.2933 | 31384.77 | 0.56805 | -8.2933 | 30722.76 | 0.55607
-8.2759 | 31676.89 | 0.57334 | -8.2759 | 30712.6 | 0.55588
-8.2586 | 31819.23 | 0.57591 | -8.2586 | 30895.76 | 0.5592
-8.2412 | 31899.25 | 0.57736 | -8.2412 | 31056.41 | 0.56211
-8.2239 | 32031.56 | 0.57976 | -8.2239 | 31260.14 | 0.56579
-8.2065 | 32210.21 | 0.58299 | -8.2065 | 31279.58 | 0.56615
-8.1892 | 32471.2 | 0.58771 | -8.1892 | 31215.94 | 0.56499
-8.1718 | 32377.76 | 0.58602 | -8.1718 | 31400.05 | 0.56833
-8.1545 | 32137 | 0.58167 | -8.1545 | 31520.28 | 0.5705
-8.1371 | 32227.91 | 0.58331 | -8.1371 | 31682.71 | 0.57344
-8.1198 | 32341.71 | 0.58537 | -8.1198 | 32010.94 | 0.57938
-8.1024 | 32501.16 | 0.58826 | -8.1024 | 31859.5 | 0.57664
-8.0851 | 32623.14 | 0.59046 | -8.0851 | 31545.75 | 0.57096
-8.0677 | 32673.54 | 0.59138 | -8.0677 | 31557.98 | 0.57119
-8.0504 | 32741 | 0.5926 | -8.0504 | 31768.19 | 0.57499
-8.033 | 32714.72 | 0.59212 | -8.033 | 31970.34 | 0.57865
-8.0157 | 32657.21 | 0.59108 | -8.0157 | 31991.84 | 0.57904
-7.9983 | 32988.7 | 0.59708 | -7.9983 | 32051.03 | 0.58011
-7.981 | 33221.75 | 0.6013 | -7.981 | 32282.8 | 0.5843
-7.9636 | 33046.77 | 0.59813 | -7.9636 | 32214.15 | 0.58306
-7.9463 | 32763.6 | 0.59301 | -7.9463 | 32288.04 | 0.5844
-7.9289 | 32888.37 | 0.59526 | -7.9289 | 32641.37 | 0.59079
-7.9116 | 33142.18 | 0.59986 | -7.9116 | 32680.77 | 0.59151
-7.8942 | 33257.33 | 0.60194 | -7.8942 | 32528.17 | 0.58875
-7.8769 | 33317.71 | 0.60304 | -7.8769 | 32617.64 | 0.59036
-7.8595 | 33517.39 | 0.60665 | -7.8595 | 32849.42 | 0.59456
-7.8422 | 33720.26 | 0.61032 | -7.8422 | 33045.59 | 0.59811
-7.8248 | 33754.31 | 0.61094 | -7.8248 | 33118.54 | 0.59943
-7.8075 | 33730.75 | 0.61051 | -7.8075 | 33172.44 | 0.60041
-7.7901 | 33859.01 | 0.61283 | -7.7901 | 33266 | 0.6021
-7.7728 | 34039.27 | 0.6161 | -7.7728 | 33264.48 | 0.60207
-7.7554 | 33951.84 | 0.61451 | -7.7554 | 33226.52 | 0.60138
-7.7381 | 33718.65 | 0.61029 | -7.7381 | 33417.81 | 0.60485
-7.7207 | 33806.33 | 0.61188 | -7.7207 | 33649.77 | 0.60905
-7.7034 | 34024.07 | 0.61582 | -7.7034 | 33933.38 | 0.61418
-7.686 | 34115.98 | 0.61748 | -7.686 | 34036.59 | 0.61605
-7.6687 | 34303.47 | 0.62088 | -7.6687 | 34027.03 | 0.61587
-7.6513 | 34471.13 | 0.62391 | -7.6513 | 34065.11 | 0.61656
-7.634 | 34434.16 | 0.62324 | -7.634 | 34129.01 | 0.61772
-7.6166 | 34277.25 | 0.6204 | -7.6166 | 34048.5 | 0.61626
-7.5993 | 34245.38 | 0.61983 | -7.5993 | 34106.33 | 0.61731
-7.5819 | 34430.13 | 0.62317 | -7.5819 | 34103.7 | 0.61726
-7.5646 | 34615.7 | 0.62653 | -7.5646 | 33987.35 | 0.61516
-7.5472 | 34639.39 | 0.62696 | -7.5472 | 34017.91 | 0.61571
-7.5299 | 34661.99 | 0.62737 | -7.5299 | 34245.55 | 0.61983
-7.5125 | 34850.9 | 0.63079 | -7.5125 | 34451.38 | 0.62355
-7.4952 | 34983.94 | 0.63319 | -7.4952 | 34536.25 | 0.62509
-7.4778 | 34872.77 | 0.63118 | -7.4778 | 34514.35 | 0.62469
-7.4605 | 35270.98 | 0.63839 | -7.4605 | 34302.56 | 0.62086
-7.4431 | 35567.06 | 0.64375 | -7.4431 | 34398.51 | 0.6226
-7.4258 | 35162.13 | 0.63642 | -7.4258 | 34574.47 | 0.62578
-7.4084 | 35234.33 | 0.63773 | -7.4084 | 34650.66 | 0.62716
-7.3911 | 35198.98 | 0.63709 | -7.3911 | 34608.54 | 0.6264
-7.3737 | 35413.66 | 0.64097 | -7.3737 | 34597.89 | 0.62621
-7.3564 | 35416.95 | 0.64103 | -7.3564 | 34505.57 | 0.62454
-7.339 | 35549.98 | 0.64344 | -7.339 | 34655.63 | 0.62725
-7.3217 | 35674.86 | 0.6457 | -7.3217 | 34969.17 | 0.63293
-7.3043 | 35707.61 | 0.64629 | -7.3043 | 35275.58 | 0.63847
-7.287 | 35838.71 | 0.64866 | -7.287 | 35520.83 | 0.64291
-7.2696 | 36133.34 | 0.654 | -7.2696 | 35594.91 | 0.64425
-7.2523 | 36312.38 | 0.65724 | -7.2523 | 35587.3 | 0.64411
-7.2349 | 35763.71 | 0.64731 | -7.2349 | 35770.16 | 0.64742
-7.2176 | 36024.98 | 0.65204 | -7.2176 | 35694.14 | 0.64605
-7.2002 | 36527.87 | 0.66114 | -7.2002 | 35659.51 | 0.64542
-7.1829 | 36583.93 | 0.66215 | -7.1829 | 36021.46 | 0.65197
-7.1655 | 36432.82 | 0.65942 | -7.1655 | 36078.87 | 0.65301
-7.1482 | 36635.21 | 0.66308 | -7.1482 | 36274.53 | 0.65655
-7.1308 | 36481.63 | 0.6603 | -7.1308 | 36386.98 | 0.65859
-7.1135 | 36512.64 | 0.66086 | -7.1135 | 36386.69 | 0.65858
-7.0961 | 36433.49 | 0.65943 | -7.0961 | 36378.28 | 0.65843
-7.0788 | 36596.5 | 0.66238 | -7.0788 | 36531.16 | 0.6612
-7.0614 | 36985.61 | 0.66942 | -7.0614 | 36666.75 | 0.66365
-7.0441 | 37217.37 | 0.67362 | -7.0441 | 36577.89 | 0.66204
-7.0267 | 37132.24 | 0.67208 | -7.0267 | 36421.51 | 0.65921
-7.0094 | 36714.34 | 0.66451 | -7.0094 | 36525.17 | 0.66109
-6.992 | 36377.75 | 0.65842 | -6.992 | 36926.29 | 0.66835
-6.9747 | 36724.6 | 0.6647 | -6.9747 | 36979.98 | 0.66932
-6.9573 | 37114.59 | 0.67176 | -6.9573 | 36901 | 0.66789
-6.94 | 37253.21 | 0.67427 | -6.94 | 36721.32 | 0.66464
-6.9226 | 37316.68 | 0.67542 | -6.9226 | 37046.04 | 0.67052
-6.9053 | 37323.27 | 0.67553 | -6.9053 | 37328.8 | 0.67563
-6.8879 | 37510.52 | 0.67892 | -6.8879 | 37097.8 | 0.67145
-6.8706 | 37628.11 | 0.68105 | -6.8706 | 37212.69 | 0.67353
-6.8532 | 37590.33 | 0.68037 | -6.8532 | 37605.94 | 0.68065
-6.8359 | 37584.8 | 0.68027 | -6.8359 | 37936.07 | 0.68663
-6.8185 | 37618.8 | 0.68088 | -6.8185 | 38035.6 | 0.68843
-6.8012 | 37590.18 | 0.68037 | -6.8012 | 37927.39 | 0.68647
-6.7838 | 37578.64 | 0.68016 | -6.7838 | 37834.5 | 0.68479
-6.7665 | 37729.31 | 0.68288 | -6.7665 | 37976.86 | 0.68736
-6.7491 | 37964.43 | 0.68714 | -6.7491 | 38188.84 | 0.6912
-6.7318 | 38116.25 | 0.68989 | -6.7318 | 38221.02 | 0.69178
-6.7144 | 38241.66 | 0.69216 | -6.7144 | 38217.43 | 0.69172
-6.6971 | 38396.25 | 0.69495 | -6.6971 | 38280.53 | 0.69286
-6.6797 | 38239.14 | 0.69211 | -6.6797 | 38209.25 | 0.69157
-6.6624 | 38072.78 | 0.6891 | -6.6624 | 38182.42 | 0.69108
-6.645 | 38300.2 | 0.69322 | -6.645 | 38116.47 | 0.68989
-6.6277 | 38623.77 | 0.69907 | -6.6277 | 38222.72 | 0.69181
-6.6103 | 38740.28 | 0.70118 | -6.6103 | 38460.99 | 0.69613
-6.593 | 38662.01 | 0.69976 | -6.593 | 38605.37 | 0.69874
-6.5756 | 38679.39 | 0.70008 | -6.5756 | 38586.13 | 0.69839
-6.5583 | 38847.71 | 0.70313 | -6.5583 | 38578.53 | 0.69825
-6.5409 | 38936.62 | 0.70474 | -6.5409 | 38706.31 | 0.70057
-6.5236 | 38959.17 | 0.70514 | -6.5236 | 38827.73 | 0.70276
-6.5062 | 39135.12 | 0.70833 | -6.5062 | 38838.47 | 0.70296
-6.4889 | 39191.64 | 0.70935 | -6.4889 | 38997.15 | 0.70583
-6.4715 | 39426.59 | 0.7136 | -6.4715 | 39189.5 | 0.70931
-6.4542 | 39087.98 | 0.70747 | -6.4542 | 39119.23 | 0.70804
-6.4368 | 39206.82 | 0.70963 | -6.4368 | 38875.57 | 0.70363
-6.4195 | 39569.46 | 0.71619 | -6.4195 | 38922.2 | 0.70447
-6.4021 | 39772.11 | 0.71986 | -6.4021 | 39300.75 | 0.71133
-6.3848 | 39571.15 | 0.71622 | -6.3848 | 39662.21 | 0.71787
-6.3674 | 39317.58 | 0.71163 | -6.3674 | 39737.02 | 0.71922
-6.3501 | 39263.96 | 0.71066 | -6.3501 | 39718.59 | 0.71889
-6.3327 | 39460.41 | 0.71422 | -6.3327 | 39782.8 | 0.72005
-6.3154 | 39807.54 | 0.7205 | -6.3154 | 39892.82 | 0.72204
-6.298 | 40070.37 | 0.72526 | -6.298 | 40025.58 | 0.72444
-6.2807 | 40042.09 | 0.72474 | -6.2807 | 40184.68 | 0.72732
-6.2633 | 39766.91 | 0.71976 | -6.2633 | 40238.16 | 0.72829
-6.246 | 39604.57 | 0.71682 | -6.246 | 40233.17 | 0.7282
-6.2286 | 39698.39 | 0.71852 | -6.2286 | 40475 | 0.73258
-6.2113 | 40000.08 | 0.72398 | -6.2113 | 40664.67 | 0.73601
-6.1939 | 40378.84 | 0.73084 | -6.1939 | 40678.28 | 0.73626
-6.1766 | 40436.21 | 0.73188 | -6.1766 | 40648.93 | 0.73573
-6.1592 | 40343.16 | 0.73019 | -6.1592 | 40632.35 | 0.73543
-6.1419 | 40497.57 | 0.73299 | -6.1419 | 40772.14 | 0.73796
-6.1245 | 40800.96 | 0.73848 | -6.1245 | 40860.32 | 0.73955
-6.1072 | 40961.66 | 0.74139 | -6.1072 | 40764.08 | 0.73781
-6.0898 | 40999.42 | 0.74207 | -6.0898 | 40725.3 | 0.73711
-6.0725 | 40991.75 | 0.74193 | -6.0725 | 40859.96 | 0.73955
-6.0551 | 40946.88 | 0.74112 | -6.0551 | 40872.79 | 0.73978
-6.0378 | 41003.91 | 0.74215 | -6.0378 | 40694.99 | 0.73656
-6.0204 | 40751.71 | 0.73759 | -6.0204 | 40779.33 | 0.73809
-6.0031 | 40567.1 | 0.73425 | -6.0031 | 41305.94 | 0.74762
-5.9857 | 40716.85 | 0.73696 | -5.9857 | 41720.44 | 0.75512
-5.9684 | 40824.68 | 0.73891 | -5.9684 | 41778.27 | 0.75617
-5.951 | 41290.68 | 0.74734 | -5.951 | 41865.87 | 0.75775
-5.9337 | 41483.49 | 0.75083 | -5.9337 | 41939.21 | 0.75908
-5.9163 | 41653.89 | 0.75392 | -5.9163 | 41942.88 | 0.75915
-5.899 | 41865.04 | 0.75774 | -5.899 | 41970.87 | 0.75965
-5.8816 | 42034.63 | 0.76081 | -5.8816 | 41925.59 | 0.75883
-5.8643 | 42066.25 | 0.76138 | -5.8643 | 41747.85 | 0.75562
-5.8469 | 41917.39 | 0.75869 | -5.8469 | 41650.53 | 0.75386
-5.8296 | 41756.99 | 0.75578 | -5.8296 | 41825.11 | 0.75702
-5.8122 | 41902.48 | 0.75842 | -5.8122 | 42100.12 | 0.76199
-5.7949 | 42277.04 | 0.7652 | -5.7949 | 42229.42 | 0.76433
-5.7775 | 42305.32 | 0.76571 | -5.7775 | 42235.39 | 0.76444
-5.7602 | 41948.51 | 0.75925 | -5.7602 | 42330.45 | 0.76616
-5.7428 | 41783.84 | 0.75627 | -5.7428 | 42272.09 | 0.76511
-5.7255 | 42035.49 | 0.76082 | -5.7255 | 42307.32 | 0.76574
-5.7081 | 42329.56 | 0.76615 | -5.7081 | 42449.38 | 0.76831
-5.6908 | 42231.95 | 0.76438 | -5.6908 | 42546.93 | 0.77008
-5.6734 | 42420.93 | 0.7678 | -5.6734 | 42473.22 | 0.76875
-5.6561 | 42611.54 | 0.77125 | -5.6561 | 42462.42 | 0.76855
-5.6387 | 42654.84 | 0.77203 | -5.6387 | 42748.84 | 0.77373
-5.6214 | 42645.82 | 0.77187 | -5.6214 | 43011.58 | 0.77849
-5.604 | 42577.12 | 0.77063 | -5.604 | 42870.84 | 0.77594
-5.5867 | 42574.78 | 0.77058 | -5.5867 | 42642.81 | 0.77182
-5.5693 | 42761.52 | 0.77396 | -5.5693 | 42828.37 | 0.77517
-5.552 | 42852.32 | 0.77561 | -5.552 | 43270.16 | 0.78317
-5.5346 | 43142.13 | 0.78085 | -5.5346 | 43371.44 | 0.785
-5.5173 | 43304.65 | 0.78379 | -5.5173 | 43104.83 | 0.78018
-5.4999 | 43254.47 | 0.78289 | -5.4999 | 43159.83 | 0.78117
-5.4826 | 43181.73 | 0.78157 | -5.4826 | 43316.15 | 0.784
-5.4652 | 43189.6 | 0.78171 | -5.4652 | 43387.13 | 0.78529
-5.4479 | 43424.32 | 0.78596 | -5.4479 | 43327.38 | 0.78421
-5.4305 | 43530.39 | 0.78788 | -5.4305 | 43249.55 | 0.7828
-5.4132 | 43301.02 | 0.78373 | -5.4132 | 43352.27 | 0.78466
-5.3958 | 42980.75 | 0.77793 | -5.3958 | 43495.16 | 0.78724
-5.3785 | 43053.11 | 0.77924 | -5.3785 | 43517.21 | 0.78764
-5.3611 | 43520.57 | 0.7877 | -5.3611 | 43612.58 | 0.78937
-5.3438 | 43701.7 | 0.79098 | -5.3438 | 43839.03 | 0.79347
-5.3264 | 43881.05 | 0.79423 | -5.3264 | 44036.89 | 0.79705
-5.3091 | 44090.73 | 0.79802 | -5.3091 | 44251.91 | 0.80094
-5.2917 | 43951.75 | 0.79551 | -5.2917 | 44482.88 | 0.80512
-5.2744 | 43970.36 | 0.79584 | -5.2744 | 44411.86 | 0.80383
-5.257 | 44114.25 | 0.79845 | -5.257 | 44055.23 | 0.79738
-5.2397 | 44400.41 | 0.80363 | -5.2397 | 44035.76 | 0.79703
-5.2223 | 44421.64 | 0.80401 | -5.2223 | 44223.8 | 0.80043
-5.205 | 44244.34 | 0.8008 | -5.205 | 44317.4 | 0.80212
-5.1876 | 44130.52 | 0.79874 | -5.1876 | 44400.24 | 0.80362
-5.1703 | 44192.34 | 0.79986 | -5.1703 | 44605.25 | 0.80733
-5.1529 | 44452.15 | 0.80456 | -5.1529 | 44816.22 | 0.81115
-5.1356 | 44698.14 | 0.80902 | -5.1356 | 44898.64 | 0.81265
-5.1182 | 44489.18 | 0.80523 | -5.1182 | 44932.52 | 0.81326
-5.1009 | 44372.62 | 0.80312 | -5.1009 | 44945.74 | 0.8135
-5.0835 | 44739.05 | 0.80976 | -5.0835 | 44724 | 0.80948
-5.0662 | 44482.11 | 0.80511 | -5.0662 | 44571.69 | 0.80673
-5.0488 | 44455.36 | 0.80462 | -5.0488 | 44421.45 | 0.80401
-5.0315 | 44493.25 | 0.80531 | -5.0315 | 44634.94 | 0.80787
-5.0141 | 44465.71 | 0.80481 | -5.0141 | 45049.9 | 0.81538
-4.9968 | 44361.79 | 0.80293 | -4.9968 | 45259.42 | 0.81918
-4.9794 | 44398.77 | 0.8036 | -4.9794 | 45458.11 | 0.82277
-4.9621 | 44621.14 | 0.80762 | -4.9621 | 45578.57 | 0.82495
-4.9447 | 44809.79 | 0.81104 | -4.9447 | 45610.5 | 0.82553
-4.9274 | 44742.45 | 0.80982 | -4.9274 | 45645.16 | 0.82616
-4.91 | 44536.49 | 0.80609 | -4.91 | 45596.29 | 0.82527
-4.8927 | 44642.35 | 0.80801 | -4.8927 | 45591.64 | 0.82519
-4.8753 | 45139.34 | 0.817 | -4.8753 | 45884.08 | 0.83048
-4.858 | 45332.29 | 0.82049 | -4.858 | 45927.49 | 0.83127
-4.8406 | 45291.04 | 0.81975 | -4.8406 | 45879.86 | 0.8304
-4.8233 | 45207.35 | 0.81823 | -4.8233 | 45908.18 | 0.83092
-4.8059 | 45354.76 | 0.8209 | -4.8059 | 45832.09 | 0.82954
-4.7886 | 45651.79 | 0.82628 | -4.7886 | 45856.98 | 0.82999
-4.7712 | 45900.22 | 0.83077 | -4.7712 | 45966.38 | 0.83197
-4.7539 | 45863.72 | 0.83011 | -4.7539 | 46253.71 | 0.83717
-4.7365 | 45770.13 | 0.82842 | -4.7365 | 46637.32 | 0.84411
-4.7192 | 45916.66 | 0.83107 | -4.7192 | 46774.81 | 0.8466
-4.7018 | 46203.57 | 0.83626 | -4.7018 | 46583.17 | 0.84313
-4.6845 | 46301.22 | 0.83803 | -4.6845 | 46512.3 | 0.84185
-4.6671 | 46097.6 | 0.83435 | -4.6671 | 46786.46 | 0.84681
-4.6498 | 45922.32 | 0.83117 | -4.6498 | 46741.56 | 0.846
-4.6324 | 46110.19 | 0.83457 | -4.6324 | 46681.05 | 0.84491
-4.6151 | 46438.15 | 0.84051 | -4.6151 | 46698.75 | 0.84523
-4.5977 | 46523.1 | 0.84205 | -4.5977 | 47045.55 | 0.8515
-4.5804 | 45988.82 | 0.83238 | -4.5804 | 46932.65 | 0.84946
-4.563 | 45965.79 | 0.83196 | -4.563 | 46661.95 | 0.84456
-4.5457 | 45991.14 | 0.83242 | -4.5457 | 46814.82 | 0.84733
-4.5283 | 46045.94 | 0.83341 | -4.5283 | 47091.3 | 0.85233
-4.511 | 46246.99 | 0.83705 | -4.511 | 47102.99 | 0.85254
-4.4936 | 46413.21 | 0.84006 | -4.4936 | 46983.3 | 0.85038
-4.4763 | 46437.14 | 0.84049 | -4.4763 | 47022.58 | 0.85109
-4.4589 | 46518 | 0.84195 | -4.4589 | 47125.27 | 0.85295
-4.4416 | 46724.74 | 0.8457 | -4.4416 | 47016.32 | 0.85097
-4.4242 | 46857.59 | 0.8481 | -4.4242 | 46986.67 | 0.85044
-4.4069 | 46557.28 | 0.84267 | -4.4069 | 47117 | 0.8528
-4.3895 | 45985.42 | 0.83232 | -4.3895 | 47479.12 | 0.85935
-4.3722 | 46384.14 | 0.83953 | -4.3722 | 47758.52 | 0.86441
-4.3548 | 47101.63 | 0.85252 | -4.3548 | 47801.48 | 0.86519
-4.3375 | 46622.57 | 0.84385 | -4.3375 | 47766.18 | 0.86455
-4.3201 | 46781.61 | 0.84673 | -4.3201 | 47619.82 | 0.8619
-4.3028 | 46984.2 | 0.85039 | -4.3028 | 47496.97 | 0.85967
-4.2854 | 46968.82 | 0.85011 | -4.2854 | 47602.29 | 0.86158
-4.2681 | 47320.5 | 0.85648 | -4.2681 | 47866.13 | 0.86636
-4.2507 | 47702 | 0.86338 | -4.2507 | 48009.47 | 0.86895
-4.2334 | 47783.33 | 0.86486 | -4.2334 | 48011.75 | 0.86899
-4.216 | 47650.01 | 0.86244 | -4.216 | 48128.18 | 0.8711
-4.1987 | 47645.61 | 0.86236 | -4.1987 | 47950.01 | 0.86787
-4.1813 | 47761.11 | 0.86445 | -4.1813 | 47741.18 | 0.86409
-4.164 | 47516.68 | 0.86003 | -4.164 | 47969.63 | 0.86823
-4.1466 | 47838.61 | 0.86586 | -4.1466 | 48119.15 | 0.87093
-4.1293 | 47952.14 | 0.86791 | -4.1293 | 48163.43 | 0.87174
-4.1119 | 48193.25 | 0.87228 | -4.1119 | 48170.13 | 0.87186
-4.0946 | 48167.97 | 0.87182 | -4.0946 | 48220.57 | 0.87277
-4.0772 | 48281.73 | 0.87388 | -4.0772 | 48412.2 | 0.87624
-4.0599 | 48459.93 | 0.8771 | -4.0599 | 48620.35 | 0.88001
-4.0425 | 48272.19 | 0.8737 | -4.0425 | 48691.75 | 0.8813
-4.0252 | 48183.01 | 0.87209 | -4.0252 | 48760.43 | 0.88254
-4.0078 | 48285.66 | 0.87395 | -4.0078 | 48904.41 | 0.88515
-3.9905 | 48332.12 | 0.87479 | -3.9905 | 48794.34 | 0.88316
-3.9731 | 48481.81 | 0.8775 | -3.9731 | 48538.64 | 0.87853
-3.9558 | 48910.39 | 0.88526 | -3.9558 | 48688.18 | 0.88123
-3.9384 | 48802.86 | 0.88331 | -3.9384 | 48807.37 | 0.88339
-3.9211 | 48615.2 | 0.87991 | -3.9211 | 48904.69 | 0.88515
-3.9037 | 48299.7 | 0.8742 | -3.9037 | 49095.09 | 0.8886
-3.8864 | 48480.72 | 0.87748 | -3.8864 | 49093.29 | 0.88857
-3.869 | 48955.19 | 0.88607 | -3.869 | 48796.92 | 0.8832
-3.8517 | 49125.05 | 0.88914 | -3.8517 | 48494.2 | 0.87772
-3.8343 | 48852.55 | 0.88421 | -3.8343 | 48619.99 | 0.88
-3.817 | 48577.45 | 0.87923 | -3.817 | 49143.04 | 0.88947
-3.7996 | 48744.25 | 0.88225 | -3.7996 | 49436.19 | 0.89477
-3.7823 | 49045.8 | 0.88771 | -3.7823 | 49368.48 | 0.89355
-3.7649 | 48711.77 | 0.88166 | -3.7649 | 49221.36 | 0.89088
-3.7476 | 48585.79 | 0.87938 | -3.7476 | 49090.04 | 0.88851
-3.7302 | 48779.82 | 0.88289 | -3.7302 | 49049.73 | 0.88778
-3.7129 | 48866.84 | 0.88447 | -3.7129 | 49150.18 | 0.8896
-3.6955 | 49060.3 | 0.88797 | -3.6955 | 49202.14 | 0.89054
-3.6782 | 49327.82 | 0.89281 | -3.6782 | 49222.13 | 0.8909
-3.6608 | 49546.77 | 0.89677 | -3.6608 | 49204.9 | 0.89059
-3.6435 | 49562.73 | 0.89706 | -3.6435 | 49160.36 | 0.88978
-3.6261 | 49361.13 | 0.89341 | -3.6261 | 49189.06 | 0.8903
-3.6088 | 49185.68 | 0.89024 | -3.6088 | 49435.5 | 0.89476
-3.5914 | 49319.72 | 0.89266 | -3.5914 | 49899.89 | 0.90317
-3.5741 | 49659.19 | 0.89881 | -3.5741 | 50246.84 | 0.90945
-3.5567 | 49771.18 | 0.90084 | -3.5567 | 49995.42 | 0.90489
-3.5394 | 49796.92 | 0.9013 | -3.5394 | 49911.32 | 0.90337
-3.522 | 49397.02 | 0.89406 | -3.522 | 50091.63 | 0.90664
-3.5047 | 49216.53 | 0.8908 | -3.5047 | 50040.37 | 0.90571
-3.4873 | 49331.45 | 0.89288 | -3.4873 | 50121.14 | 0.90717
-3.47 | 49305.81 | 0.89241 | -3.47 | 50450.98 | 0.91314
-3.4526 | 49339.52 | 0.89302 | -3.4526 | 50403.83 | 0.91229
-3.4353 | 49515.07 | 0.8962 | -3.4353 | 49868.53 | 0.9026
-3.4179 | 49740.64 | 0.90028 | -3.4179 | 49610.81 | 0.89793
-3.4006 | 49908.28 | 0.90332 | -3.4006 | 49941.6 | 0.90392
-3.3832 | 49926.86 | 0.90365 | -3.3832 | 50273.11 | 0.90992
-3.3659 | 49829 | 0.90188 | -3.3659 | 50415.36 | 0.9125
-3.3485 | 49789.12 | 0.90116 | -3.3485 | 50349.4 | 0.9113
-3.3312 | 49723.84 | 0.89998 | -3.3312 | 50027.77 | 0.90548
-3.3138 | 49939.54 | 0.90388 | -3.3138 | 49770.98 | 0.90083
-3.2965 | 50451.66 | 0.91315 | -3.2965 | 49561.22 | 0.89704
-3.2791 | 50244.13 | 0.9094 | -3.2791 | 49800.18 | 0.90136
-3.2618 | 50094.63 | 0.90669 | -3.2618 | 50121.07 | 0.90717
-3.2444 | 50151.75 | 0.90772 | -3.2444 | 50062.7 | 0.90611
-3.2271 | 50316.75 | 0.91071 | -3.2271 | 50014.7 | 0.90524
-3.2097 | 50592.54 | 0.9157 | -3.2097 | 49984.58 | 0.9047
-3.1924 | 50799.25 | 0.91944 | -3.1924 | 49905.84 | 0.90327
-3.175 | 50642.67 | 0.91661 | -3.175 | 49886.26 | 0.90292
-3.1577 | 50387.75 | 0.912 | -3.1577 | 49635.53 | 0.89838
-3.1403 | 50726.18 | 0.91812 | -3.1403 | 49409.13 | 0.89428
-3.123 | 50851.52 | 0.92039 | -3.123 | 49470.03 | 0.89539
-3.1056 | 50883.65 | 0.92097 | -3.1056 | 49886.36 | 0.90292
-3.0883 | 51171.74 | 0.92619 | -3.0883 | 49915.51 | 0.90345
-3.0709 | 51186.84 | 0.92646 | -3.0709 | 49937.52 | 0.90385
-3.0536 | 51019.01 | 0.92342 | -3.0536 | 50477.68 | 0.91362
-3.0362 | 50862.59 | 0.92059 | -3.0362 | 50839.04 | 0.92016
-3.0189 | 50474.98 | 0.91357 | -3.0189 | 50883.95 | 0.92098
-3.0015 | 50428.19 | 0.91273 | -3.0015 | 50855.82 | 0.92047
-2.9842 | 50908.4 | 0.92142 | -2.9842 | 50890.44 | 0.92109
-2.9668 | 51196.89 | 0.92664 | -2.9668 | 50984.84 | 0.9228
-2.9495 | 51000.85 | 0.92309 | -2.9495 | 51136.35 | 0.92554
-2.9321 | 50707.29 | 0.91778 | -2.9321 | 51343.15 | 0.92929
-2.9148 | 50754.06 | 0.91863 | -2.9148 | 51679.24 | 0.93537
-2.8974 | 51043.83 | 0.92387 | -2.8974 | 51486.87 | 0.93189
-2.8801 | 51278.8 | 0.92812 | -2.8801 | 51584.34 | 0.93365
-2.8627 | 51488.86 | 0.93193 | -2.8627 | 51619.73 | 0.93429
-2.8454 | 51749.17 | 0.93664 | -2.8454 | 51318.32 | 0.92884
-2.828 | 51523.77 | 0.93256 | -2.828 | 51064.29 | 0.92424
-2.8107 | 51791 | 0.93739 | -2.8107 | 51252.73 | 0.92765
-2.7933 | 51891.34 | 0.93921 | -2.7933 | 51558.04 | 0.93318
-2.776 | 51542.77 | 0.9329 | -2.776 | 52042.52 | 0.94195
-2.7586 | 51390.93 | 0.93015 | -2.7586 | 52264.81 | 0.94597
-2.7413 | 51319.29 | 0.92886 | -2.7413 | 51496.8 | 0.93207
-2.7239 | 51423.59 | 0.93074 | -2.7239 | 51670.85 | 0.93522
-2.7066 | 51760.52 | 0.93684 | -2.7066 | 51945.4 | 0.94019
-2.6892 | 51784.93 | 0.93728 | -2.6892 | 51890.75 | 0.9392
-2.6719 | 52006.68 | 0.9413 | -2.6719 | 51836.78 | 0.93822
-2.6545 | 52001.44 | 0.9412 | -2.6545 | 51651.39 | 0.93487
-2.6372 | 51885.62 | 0.93911 | -2.6372 | 52053.43 | 0.94214
-2.6198 | 51655.87 | 0.93495 | -2.6198 | 52357.26 | 0.94764
-2.6025 | 51670.39 | 0.93521 | -2.6025 | 52149.29 | 0.94388
-2.5851 | 51864.6 | 0.93873 | -2.5851 | 51878.7 | 0.93898
-2.5678 | 51890.14 | 0.93919 | -2.5678 | 52072.42 | 0.94249
-2.5504 | 51716.61 | 0.93605 | -2.5504 | 52338.4 | 0.9473
-2.5331 | 51750.39 | 0.93666 | -2.5331 | 52147.12 | 0.94384
-2.5157 | 52139.53 | 0.9437 | -2.5157 | 52203.07 | 0.94485
-2.4984 | 51969.93 | 0.94063 | -2.4984 | 52019.75 | 0.94153
-2.481 | 51715.32 | 0.93602 | -2.481 | 52623.81 | 0.95247
-2.4637 | 51895.78 | 0.93929 | -2.4637 | 52320.2 | 0.94697
-2.4463 | 51795.15 | 0.93747 | -2.4463 | 52559.15 | 0.9513
-2.429 | 51636.75 | 0.9346 | -2.429 | 52228.38 | 0.94531
-2.4116 | 51680.62 | 0.9354 | -2.4116 | 52086.22 | 0.94274
-2.3943 | 51858.79 | 0.93862 | -2.3943 | 52222 | 0.94519
-2.3769 | 52192.2 | 0.94466 | -2.3769 | 52522.56 | 0.95063
-2.3596 | 52265.39 | 0.94598 | -2.3596 | 52599.02 | 0.95202
-2.3422 | 52124.39 | 0.94343 | -2.3422 | 52422.3 | 0.94882
-2.3249 | 52290.78 | 0.94644 | -2.3249 | 52444.84 | 0.94923
-2.3075 | 52170.68 | 0.94427 | -2.3075 | 52495.14 | 0.95014
-2.2902 | 52203.34 | 0.94486 | -2.2902 | 52512.84 | 0.95046
-2.2728 | 52260.69 | 0.94589 | -2.2728 | 52274.79 | 0.94615
-2.2555 | 52329.82 | 0.94715 | -2.2555 | 52191.79 | 0.94465
-2.2381 | 52817.96 | 0.95598 | -2.2381 | 52813.57 | 0.9559
-2.2208 | 52896.54 | 0.9574 | -2.2208 | 53048.86 | 0.96016
-2.2034 | 52519 | 0.95057 | -2.2034 | 53136.92 | 0.96175
-2.1861 | 52306.07 | 0.94672 | -2.1861 | 52897.54 | 0.95742
-2.1687 | 52446.17 | 0.94925 | -2.1687 | 52649.9 | 0.95294
-2.1514 | 52695.02 | 0.95376 | -2.1514 | 52637.23 | 0.95271
-2.134 | 52825.54 | 0.95612 | -2.134 | 52690.04 | 0.95367
-2.1167 | 52795.76 | 0.95558 | -2.1167 | 52726.25 | 0.95432
-2.0993 | 52593.67 | 0.95192 | -2.0993 | 52829.61 | 0.95619
-2.082 | 52140.8 | 0.94372 | -2.082 | 52550.67 | 0.95114
-2.0646 | 51738.7 | 0.93645 | -2.0646 | 52933.7 | 0.95808
-2.0473 | 52219.8 | 0.94515 | -2.0473 | 52790.22 | 0.95548
-2.0299 | 52851.77 | 0.95659 | -2.0299 | 52596.75 | 0.95198
-2.0126 | 52834.1 | 0.95627 | -2.0126 | 52848.25 | 0.95653
-1.9952 | 52674.68 | 0.95339 | -1.9952 | 52768.06 | 0.95508
-1.9779 | 52671.55 | 0.95333 | -1.9779 | 52900.29 | 0.95747
-1.9605 | 52665.82 | 0.95323 | -1.9605 | 53111.86 | 0.9613
-1.9432 | 53003.96 | 0.95935 | -1.9432 | 52855.49 | 0.95666
-1.9258 | 53230.57 | 0.96345 | -1.9258 | 52626.01 | 0.95251
-1.9085 | 52686.38 | 0.9536 | -1.9085 | 53139.2 | 0.9618
-1.8911 | 53021.67 | 0.95967 | -1.8911 | 53451.69 | 0.96745
-1.8738 | 53526.08 | 0.9688 | -1.8738 | 53517.79 | 0.96865
-1.8564 | 53329.35 | 0.96524 | -1.8564 | 53788.72 | 0.97355
-1.8391 | 52771.99 | 0.95515 | -1.8391 | 53312.96 | 0.96494
-1.8217 | 52735.13 | 0.95448 | -1.8217 | 53423.63 | 0.96694
-1.8044 | 53278.96 | 0.96433 | -1.8044 | 53447.71 | 0.96738
-1.787 | 53332.85 | 0.9653 | -1.787 | 53209.5 | 0.96307
-1.7697 | 53289.82 | 0.96452 | -1.7697 | 52975.58 | 0.95883
-1.7523 | 53391.66 | 0.96636 | -1.7523 | 53173.7 | 0.96242
-1.735 | 53476 | 0.96789 | -1.735 | 53418.81 | 0.96686
-1.7176 | 53477.43 | 0.96792 | -1.7176 | 53306.52 | 0.96482
-1.7003 | 53544.39 | 0.96913 | -1.7003 | 53158.34 | 0.96214
-1.6829 | 53735.06 | 0.97258 | -1.6829 | 53136.96 | 0.96175
-1.6656 | 53787.91 | 0.97354 | -1.6656 | 53473.05 | 0.96784
-1.6482 | 53172.81 | 0.9624 | -1.6482 | 53235.85 | 0.96354
-1.6309 | 53146.35 | 0.96192 | -1.6309 | 53338.79 | 0.96541
-1.6135 | 53262.94 | 0.96404 | -1.6135 | 53087.29 | 0.96086
-1.5962 | 53554.51 | 0.96931 | -1.5962 | 52671.39 | 0.95333
-1.5788 | 53692.48 | 0.97181 | -1.5788 | 52707.91 | 0.95399
-1.5615 | 53514.21 | 0.96858 | -1.5615 | 53101.22 | 0.96111
-1.5441 | 53335.48 | 0.96535 | -1.5441 | 53589.05 | 0.96994
-1.5268 | 53535.51 | 0.96897 | -1.5268 | 53877.98 | 0.97517
-1.5094 | 53904.86 | 0.97565 | -1.5094 | 53944.96 | 0.97638
-1.4921 | 53905.68 | 0.97567 | -1.4921 | 53992.16 | 0.97723
-1.4747 | 53667.76 | 0.97136 | -1.4747 | 53951.65 | 0.9765
-1.4574 | 53649.64 | 0.97103 | -1.4574 | 54175.11 | 0.98054
-1.44 | 53900.01 | 0.97557 | -1.44 | 54524.77 | 0.98687
-1.4227 | 53961.47 | 0.97668 | -1.4227 | 54642.86 | 0.98901
-1.4053 | 53550.96 | 0.96925 | -1.4053 | 54330.16 | 0.98335
-1.388 | 53602.84 | 0.97019 | -1.388 | 54007.74 | 0.97752
-1.3706 | 53599.01 | 0.97012 | -1.3706 | 53855.71 | 0.97476
-1.3533 | 53623.33 | 0.97056 | -1.3533 | 53707.58 | 0.97208
-1.3359 | 53661.46 | 0.97125 | -1.3359 | 53742.65 | 0.97272
-1.3186 | 53715.99 | 0.97224 | -1.3186 | 53939 | 0.97627
-1.3012 | 53911.35 | 0.97577 | -1.3012 | 53987.45 | 0.97715
-1.2839 | 54125.48 | 0.97965 | -1.2839 | 53781.55 | 0.97342
-1.2665 | 54005.62 | 0.97748 | -1.2665 | 53518.8 | 0.96867
-1.2492 | 53841.82 | 0.97451 | -1.2492 | 53756.95 | 0.97298
-1.2318 | 54270.03 | 0.98226 | -1.2318 | 54300.09 | 0.98281
-1.2145 | 54361.54 | 0.98392 | -1.2145 | 54391.71 | 0.98447
-1.1971 | 54434.66 | 0.98524 | -1.1971 | 54554.37 | 0.98741
-1.1798 | 54462.42 | 0.98575 | -1.1798 | 54464.55 | 0.98578
-1.1624 | 54261.68 | 0.98211 | -1.1624 | 54367.32 | 0.98402
-1.1451 | 54205.77 | 0.9811 | -1.1451 | 54477.71 | 0.98602
-1.1277 | 54427.73 | 0.98512 | -1.1277 | 54611.2 | 0.98844
-1.1104 | 54485.71 | 0.98617 | -1.1104 | 54664.7 | 0.98941
-1.093 | 54309.03 | 0.98297 | -1.093 | 54710.78 | 0.99024
-1.0757 | 54417.13 | 0.98493 | -1.0757 | 54617.33 | 0.98855
-1.0583 | 54509.25 | 0.98659 | -1.0583 | 54262.92 | 0.98213
-1.041 | 54222.16 | 0.9814 | -1.041 | 54414.24 | 0.98487
-1.0236 | 53910.43 | 0.97575 | -1.0236 | 54525.6 | 0.98689
-1.0063 | 54074.54 | 0.97872 | -1.0063 | 54158.43 | 0.98024
-0.98895 | 54481.41 | 0.98609 | -0.98895 | 53900.1 | 0.97557
-0.9716 | 54445.45 | 0.98544 | -0.9716 | 53799.63 | 0.97375
-0.95425 | 54010.85 | 0.97757 | -0.95425 | 53824.08 | 0.97419
-0.9369 | 53651.51 | 0.97107 | -0.9369 | 53980.12 | 0.97702
-0.91955 | 53742.56 | 0.97272 | -0.91955 | 54212.22 | 0.98122
-0.9022 | 54239.7 | 0.98171 | -0.9022 | 54275.24 | 0.98236
-0.88485 | 54649.51 | 0.98913 | -0.88485 | 54190.92 | 0.98083
-0.8675 | 54523.59 | 0.98685 | -0.8675 | 54340.16 | 0.98353
-0.85015 | 54157.71 | 0.98023 | -0.85015 | 54550.21 | 0.98733
-0.8328 | 53940.73 | 0.9763 | -0.8328 | 54692.3 | 0.98991
-0.81545 | 53909.54 | 0.97574 | -0.81545 | 54573.29 | 0.98775
-0.7981 | 54009.38 | 0.97755 | -0.7981 | 53968.95 | 0.97681
-0.78075 | 54160.12 | 0.98027 | -0.78075 | 54040.38 | 0.97811
-0.7634 | 54073.13 | 0.9787 | -0.7634 | 54237.1 | 0.98167
-0.74605 | 54138.8 | 0.97989 | -0.74605 | 53903.75 | 0.97563
-0.7287 | 54498.46 | 0.9864 | -0.7287 | 53759.36 | 0.97302
-0.71135 | 54754.47 | 0.99103 | -0.71135 | 54065.89 | 0.97857
-0.694 | 54578.12 | 0.98784 | -0.694 | 54350.22 | 0.98371
-0.67665 | 54141.11 | 0.97993 | -0.67665 | 54402.05 | 0.98465
-0.6593 | 53815.52 | 0.97404 | -0.6593 | 54458.37 | 0.98567
-0.64195 | 53786.04 | 0.9735 | -0.64195 | 54412.48 | 0.98484
-0.6246 | 54418.29 | 0.98495 | -0.6246 | 54513.25 | 0.98667
-0.60725 | 54779.77 | 0.99149 | -0.60725 | 54352.32 | 0.98375
-0.5899 | 54533.36 | 0.98703 | -0.5899 | 54256.21 | 0.98201
-0.57255 | 54318.82 | 0.98315 | -0.57255 | 54592.49 | 0.9881
-0.5552 | 54251.37 | 0.98193 | -0.5552 | 54765.13 | 0.99122
-0.53785 | 54332.36 | 0.98339 | -0.53785 | 54752.02 | 0.99099
-0.5205 | 54265.16 | 0.98217 | -0.5205 | 54685.46 | 0.98978
-0.50315 | 54101.45 | 0.97921 | -0.50315 | 54805.36 | 0.99195
-0.4858 | 54086.84 | 0.97895 | -0.4858 | 54825.48 | 0.99232
-0.46845 | 54185.18 | 0.98073 | -0.46845 | 54362.23 | 0.98393
-0.4511 | 54212.49 | 0.98122 | -0.4511 | 54008.61 | 0.97753
-0.43375 | 54262.3 | 0.98212 | -0.43375 | 54331.48 | 0.98338
-0.4164 | 54050.25 | 0.97829 | -0.4164 | 54340.85 | 0.98354
-0.39905 | 53725.28 | 0.9724 | -0.39905 | 54644.93 | 0.98905
-0.3817 | 53919.88 | 0.97593 | -0.3817 | 54860.84 | 0.99296
-0.36435 | 54222.38 | 0.9814 | -0.36435 | 54534.86 | 0.98706
-0.347 | 54360 | 0.98389 | -0.347 | 54246.87 | 0.98184
-0.32965 | 54492.94 | 0.9863 | -0.32965 | 54189.58 | 0.98081
-0.3123 | 54394.36 | 0.98451 | -0.3123 | 54183.18 | 0.98069
-0.29495 | 53998.98 | 0.97736 | -0.29495 | 53932.46 | 0.97615
-0.2776 | 53781.38 | 0.97342 | -0.2776 | 53662.38 | 0.97126
-0.26025 | 54094.23 | 0.97908 | -0.26025 | 53737.15 | 0.97262
-0.2429 | 54500.88 | 0.98644 | -0.2429 | 53845.82 | 0.97458
-0.22555 | 54580.01 | 0.98787 | -0.22555 | 54045.07 | 0.97819
-0.2082 | 54343.75 | 0.9836 | -0.2082 | 54030.16 | 0.97792
-0.19085 | 54244.77 | 0.98181 | -0.19085 | 53726.96 | 0.97243
-0.1735 | 54583.72 | 0.98794 | -0.1735 | 53149.23 | 0.96198
-0.15615 | 54888.26 | 0.99345 | -0.15615 | 53153.95 | 0.96206
-0.1388 | 54877.63 | 0.99326 | -0.1388 | 53097.88 | 0.96105
-0.12145 | 54931.39 | 0.99423 | -0.12145 | 53312.08 | 0.96492
-0.1041 | 55124.21 | 0.99772 | -0.1041 | 53758.65 | 0.97301
-0.08675 | 55311.18 | 1.0011 | -0.08675 | 54046.2 | 0.97821
-0.0694 | 55344.74 | 1.0017 | -0.0694 | 55123.45 | 0.99771
-0.05205 | 55160.93 | 0.99839 | -0.05205 | 54301.53 | 0.98283
-0.0347 | 54999.52 | 0.99547 | -0.0347 | 54617.51 | 0.98855
-0.01735 | 55378.24 | 1.0023 | -0.01735 | 55319.33 | 1.0013
0 | 55647.26 | 1.0072 | 0 | 55647.26 | 1.0072
0.01735 | 55383.51 | 1.0024 | 0.01735 | 55319.33 | 1.0013
0.0347 | 54871.31 | 0.99315 | 0.0347 | 54617.51 | 0.98855
0.05205 | 54402.73 | 0.98466 | 0.05205 | 54301.53 | 0.98283
0.0694 | 53906.8 | 0.97569 | 0.0694 | 53791.35 | 0.9736
0.08675 | 54030.9 | 0.97793 | 0.08675 | 53780.21 | 0.9734
0.1041 | 54407.11 | 0.98474 | 0.1041 | 54025.79 | 0.97784
0.12145 | 54492.68 | 0.98629 | 0.12145 | 54221.8 | 0.98139
0.1388 | 54322.41 | 0.98321 | 0.1388 | 54558.49 | 0.98748
0.15615 | 54189.5 | 0.98081 | 0.15615 | 54879.81 | 0.9933
0.1735 | 54232.68 | 0.98159 | 0.1735 | 54641.59 | 0.98899
0.19085 | 54066.29 | 0.97858 | 0.19085 | 54345.64 | 0.98363
0.2082 | 54038.97 | 0.97808 | 0.2082 | 54636.46 | 0.9889
0.22555 | 54026.66 | 0.97786 | 0.22555 | 54467.41 | 0.98584
0.2429 | 54117.86 | 0.97951 | 0.2429 | 54451.27 | 0.98554
0.26025 | 54245.8 | 0.98182 | 0.26025 | 54101.13 | 0.97921
0.2776 | 53983.71 | 0.97708 | 0.2776 | 53988.85 | 0.97717
0.29495 | 53956.04 | 0.97658 | 0.29495 | 53689.92 | 0.97176
0.3123 | 54265.06 | 0.98217 | 0.3123 | 53427.28 | 0.96701
0.32965 | 54456.86 | 0.98564 | 0.32965 | 53489.41 | 0.96813
0.347 | 54268.4 | 0.98223 | 0.347 | 53770.16 | 0.97322
0.36435 | 53944.41 | 0.97637 | 0.36435 | 54035.64 | 0.97802
0.3817 | 53957.5 | 0.97661 | 0.3817 | 53839.13 | 0.97446
0.39905 | 54209.92 | 0.98118 | 0.39905 | 53669.16 | 0.97139
0.4164 | 54123.17 | 0.9796 | 0.4164 | 53553.71 | 0.9693
0.43375 | 54029.99 | 0.97792 | 0.43375 | 53966.15 | 0.97676
0.4511 | 53891.78 | 0.97542 | 0.4511 | 54144.96 | 0.98
0.46845 | 53730.9 | 0.9725 | 0.46845 | 54152.25 | 0.98013
0.4858 | 53875.89 | 0.97513 | 0.4858 | 54324.27 | 0.98324
0.50315 | 54003.82 | 0.97744 | 0.50315 | 54217.74 | 0.98132
0.5205 | 54277.36 | 0.9824 | 0.5205 | 53904.27 | 0.97564
0.53785 | 54593.29 | 0.98811 | 0.53785 | 53789.5 | 0.97357
0.5552 | 54547.13 | 0.98728 | 0.5552 | 53942.6 | 0.97634
0.57255 | 54446.38 | 0.98545 | 0.57255 | 54031.12 | 0.97794
0.5899 | 54702.3 | 0.99009 | 0.5899 | 53677.93 | 0.97155
0.60725 | 54393.47 | 0.9845 | 0.60725 | 53488.96 | 0.96813
0.6246 | 54594.37 | 0.98813 | 0.6246 | 53732.23 | 0.97253
0.64195 | 54543.69 | 0.98722 | 0.64195 | 53824.48 | 0.9742
0.6593 | 54283.82 | 0.98251 | 0.6593 | 53495.11 | 0.96824
0.67665 | 54184.99 | 0.98072 | 0.67665 | 53576.58 | 0.96971
0.694 | 55003.74 | 0.99554 | 0.694 | 53641.27 | 0.97088
0.71135 | 55093.55 | 0.99717 | 0.71135 | 53499.12 | 0.96831
0.7287 | 54502.91 | 0.98648 | 0.7287 | 53564.2 | 0.96949
0.74605 | 54132.25 | 0.97977 | 0.74605 | 53869.47 | 0.97501
0.7634 | 53949.58 | 0.97646 | 0.7634 | 54059 | 0.97844
0.78075 | 53784.8 | 0.97348 | 0.78075 | 54077.9 | 0.97879
0.7981 | 53470.72 | 0.9678 | 0.7981 | 53831.04 | 0.97432
0.81545 | 52794.18 | 0.95555 | 0.81545 | 54522.91 | 0.98684
0.8328 | 52915.7 | 0.95775 | 0.8328 | 54330.62 | 0.98336
0.85015 | 53493.3 | 0.9682 | 0.85015 | 53666.9 | 0.97135
0.8675 | 53917.73 | 0.97589 | 0.8675 | 53811.34 | 0.97396
0.88485 | 53820.82 | 0.97413 | 0.88485 | 53890.75 | 0.9754
0.9022 | 53864.56 | 0.97492 | 0.9022 | 53827.33 | 0.97425
0.91955 | 54054.71 | 0.97837 | 0.91955 | 53480.96 | 0.96798
0.9369 | 54130.32 | 0.97973 | 0.9369 | 53291.91 | 0.96456
0.95425 | 54001.49 | 0.9774 | 0.95425 | 53395.18 | 0.96643
0.9716 | 53731.52 | 0.97252 | 0.9716 | 53327.4 | 0.9652
0.98895 | 53476.16 | 0.96789 | 0.98895 | 53207.84 | 0.96304
1.0063 | 53389.38 | 0.96632 | 1.0063 | 53505.89 | 0.96843
1.0236 | 53165.87 | 0.96228 | 1.0236 | 53509.03 | 0.96849
1.041 | 52995.47 | 0.95919 | 1.041 | 54353.94 | 0.98378
1.0583 | 53149.46 | 0.96198 | 1.0583 | 53840.03 | 0.97448
1.0757 | 53486.16 | 0.96808 | 1.0757 | 53456.96 | 0.96755
1.093 | 53479.68 | 0.96796 | 1.093 | 53087.11 | 0.96085
1.1104 | 53551.64 | 0.96926 | 1.1104 | 53335.71 | 0.96535
1.1277 | 53838.18 | 0.97445 | 1.1277 | 53315.07 | 0.96498
1.1451 | 54058.3 | 0.97843 | 1.1451 | 53190.66 | 0.96273
1.1624 | 54030.48 | 0.97793 | 1.1624 | 53501.15 | 0.96835
1.1798 | 53963.98 | 0.97672 | 1.1798 | 53765.3 | 0.97313
1.1971 | 53990.35 | 0.9772 | 1.1971 | 53629.82 | 0.97068
1.2145 | 53569.96 | 0.96959 | 1.2145 | 53155.14 | 0.96208
1.2318 | 53838.39 | 0.97445 | 1.2318 | 52687.3 | 0.95362
1.2492 | 54515.09 | 0.9867 | 1.2492 | 52787.31 | 0.95543
1.2665 | 54622.01 | 0.98863 | 1.2665 | 52639.68 | 0.95275
1.2839 | 54268.36 | 0.98223 | 1.2839 | 52850.68 | 0.95657
1.3012 | 53882.46 | 0.97525 | 1.3012 | 52838.15 | 0.95635
1.3186 | 53590.97 | 0.96997 | 1.3186 | 52911.58 | 0.95768
1.3359 | 53489.73 | 0.96814 | 1.3359 | 52906.04 | 0.95758
1.3533 | 53633.51 | 0.97074 | 1.3533 | 52761.33 | 0.95496
1.3706 | 53851.53 | 0.97469 | 1.3706 | 52539.09 | 0.95093
1.388 | 53740.93 | 0.97269 | 1.388 | 52438.09 | 0.94911
1.4053 | 53095.98 | 0.96101 | 1.4053 | 52894.05 | 0.95736
1.4227 | 52519.59 | 0.95058 | 1.4227 | 52961.33 | 0.95858
1.44 | 52708.05 | 0.95399 | 1.44 | 52911.94 | 0.95768
1.4574 | 53279.07 | 0.96433 | 1.4574 | 52531.05 | 0.95079
1.4747 | 53439.7 | 0.96723 | 1.4747 | 51841.07 | 0.9383
1.4921 | 53350.42 | 0.96562 | 1.4921 | 52198.96 | 0.94478
1.5094 | 53374.52 | 0.96605 | 1.5094 | 52448.47 | 0.94929
1.5268 | 53407.63 | 0.96665 | 1.5268 | 52550.23 | 0.95114
1.5441 | 53275.41 | 0.96426 | 1.5441 | 52406.59 | 0.94854
1.5615 | 52991.43 | 0.95912 | 1.5615 | 52144.03 | 0.94378
1.5788 | 52746.51 | 0.95469 | 1.5788 | 52098.23 | 0.94295
1.5962 | 52663.98 | 0.95319 | 1.5962 | 52268.16 | 0.94603
1.6135 | 52611.43 | 0.95224 | 1.6135 | 52368.84 | 0.94785
1.6309 | 52533.43 | 0.95083 | 1.6309 | 52368.98 | 0.94785
1.6482 | 52833.4 | 0.95626 | 1.6482 | 52248.07 | 0.94567
1.6656 | 53224.97 | 0.96335 | 1.6656 | 52222.01 | 0.94519
1.6829 | 53360.23 | 0.9658 | 1.6829 | 52489.24 | 0.95003
1.7003 | 53232.18 | 0.96348 | 1.7003 | 52012.71 | 0.94141
1.7176 | 53091.37 | 0.96093 | 1.7176 | 51726.12 | 0.93622
1.735 | 53058.08 | 0.96033 | 1.735 | 52199.17 | 0.94478
1.7523 | 53107.49 | 0.96122 | 1.7523 | 52425.43 | 0.94888
1.7697 | 53202.52 | 0.96294 | 1.7697 | 52327.02 | 0.9471
1.787 | 53328.72 | 0.96523 | 1.787 | 52354.8 | 0.9476
1.8044 | 53395.31 | 0.96643 | 1.8044 | 52273.44 | 0.94613
1.8217 | 53260.83 | 0.964 | 1.8217 | 52176.32 | 0.94437
1.8391 | 53068.12 | 0.96051 | 1.8391 | 51748.62 | 0.93663
1.8564 | 52879.65 | 0.9571 | 1.8564 | 51871.63 | 0.93885
1.8738 | 52585.59 | 0.95178 | 1.8738 | 52124.61 | 0.94343
1.8911 | 52071.18 | 0.94246 | 1.8911 | 52188.72 | 0.94459
1.9085 | 51948.66 | 0.94025 | 1.9085 | 51935.7 | 0.94001
1.9258 | 51941.62 | 0.94012 | 1.9258 | 51991.42 | 0.94102
1.9432 | 52001.41 | 0.9412 | 1.9432 | 52144.32 | 0.94379
1.9605 | 52183.27 | 0.94449 | 1.9605 | 51911.94 | 0.93958
1.9779 | 52336.6 | 0.94727 | 1.9779 | 51578.45 | 0.93355
1.9952 | 52381.29 | 0.94808 | 1.9952 | 51655.71 | 0.93494
2.0126 | 52392.76 | 0.94829 | 2.0126 | 51878.3 | 0.93897
2.0299 | 52240.82 | 0.94554 | 2.0299 | 51687.06 | 0.93551
2.0473 | 52063.73 | 0.94233 | 2.0473 | 51513.29 | 0.93237
2.0646 | 52043.89 | 0.94197 | 2.0646 | 51460.12 | 0.9314
2.082 | 51257.5 | 0.92774 | 2.082 | 51613.67 | 0.93418
2.0993 | 51966.37 | 0.94057 | 2.0993 | 51485.55 | 0.93187
2.1167 | 52480.8 | 0.94988 | 2.1167 | 51756.86 | 0.93678
2.134 | 52233.41 | 0.9454 | 2.134 | 51922.16 | 0.93977
2.1514 | 51974.44 | 0.94071 | 2.1514 | 51852.3 | 0.9385
2.1687 | 51809.21 | 0.93772 | 2.1687 | 51800.38 | 0.93756
2.1861 | 51810.28 | 0.93774 | 2.1861 | 51818.51 | 0.93789
2.2034 | 52085.84 | 0.94273 | 2.2034 | 51735.18 | 0.93638
2.2208 | 52332.93 | 0.9472 | 2.2208 | 51543.52 | 0.93291
2.2381 | 52222.61 | 0.94521 | 2.2381 | 51449.34 | 0.93121
2.2555 | 51578.55 | 0.93355 | 2.2555 | 51464.19 | 0.93148
2.2728 | 51599.23 | 0.93392 | 2.2728 | 51262.02 | 0.92782
2.2902 | 52044.63 | 0.94198 | 2.2902 | 51094.27 | 0.92478
2.3075 | 52373.8 | 0.94794 | 2.3075 | 51281.82 | 0.92818
2.3249 | 52142.36 | 0.94375 | 2.3249 | 51167.82 | 0.92611
2.3422 | 51598.14 | 0.9339 | 2.3422 | 51044.06 | 0.92387
2.3596 | 51377.98 | 0.92992 | 2.3596 | 51259.35 | 0.92777
2.3769 | 51443.96 | 0.93111 | 2.3769 | 51581.15 | 0.9336
2.3943 | 51563.75 | 0.93328 | 2.3943 | 51702.83 | 0.9358
2.4116 | 51802.79 | 0.93761 | 2.4116 | 51528.38 | 0.93264
2.429 | 51982.13 | 0.94085 | 2.429 | 51108.89 | 0.92505
2.4463 | 51599.41 | 0.93393 | 2.4463 | 50704.98 | 0.91774
2.4637 | 51688.3 | 0.93553 | 2.4637 | 50676.74 | 0.91723
2.481 | 51893.41 | 0.93925 | 2.481 | 50803.83 | 0.91953
2.4984 | 51627.86 | 0.93444 | 2.4984 | 50888.46 | 0.92106
2.5157 | 51498.84 | 0.93211 | 2.5157 | 51217.45 | 0.92701
2.5331 | 51577.17 | 0.93352 | 2.5331 | 51049.29 | 0.92397
2.5504 | 51683.19 | 0.93544 | 2.5504 | 50658.1 | 0.91689
2.5678 | 51779.42 | 0.93718 | 2.5678 | 50640.75 | 0.91657
2.5851 | 51950.26 | 0.94028 | 2.5851 | 50856.55 | 0.92048
2.6025 | 52066 | 0.94237 | 2.6025 | 50896.93 | 0.92121
2.6198 | 52155.56 | 0.94399 | 2.6198 | 50656.53 | 0.91686
2.6372 | 52398.63 | 0.94839 | 2.6372 | 50436.73 | 0.91288
2.6545 | 52502.46 | 0.95027 | 2.6545 | 50538.21 | 0.91472
2.6719 | 52229.75 | 0.94533 | 2.6719 | 50519.12 | 0.91437
2.6892 | 51995.84 | 0.9411 | 2.6892 | 50401.59 | 0.91225
2.7066 | 51786.58 | 0.93731 | 2.7066 | 50424.48 | 0.91266
2.7239 | 51529.63 | 0.93266 | 2.7239 | 50370.21 | 0.91168
2.7413 | 51288.24 | 0.92829 | 2.7413 | 50023.56 | 0.9054
2.7586 | 51067.67 | 0.9243 | 2.7586 | 49962.42 | 0.9043
2.776 | 51068.48 | 0.92432 | 2.776 | 49940.26 | 0.9039
2.7933 | 51079.12 | 0.92451 | 2.7933 | 50003.19 | 0.90504
2.8107 | 50868.33 | 0.92069 | 2.8107 | 50097.3 | 0.90674
2.828 | 50557.41 | 0.91507 | 2.828 | 50007.1 | 0.90511
2.8454 | 50332.53 | 0.911 | 2.8454 | 49846.17 | 0.90219
2.8627 | 50141.98 | 0.90755 | 2.8627 | 49905.39 | 0.90326
2.8801 | 50121.58 | 0.90718 | 2.8801 | 49803.43 | 0.90142
2.8974 | 50300.88 | 0.91042 | 2.8974 | 49622.41 | 0.89814
2.9148 | 50318.08 | 0.91073 | 2.9148 | 49454.35 | 0.8951
2.9321 | 50111.39 | 0.90699 | 2.9321 | 49378 | 0.89372
2.9495 | 50068.53 | 0.90622 | 2.9495 | 49446.61 | 0.89496
2.9668 | 50252.73 | 0.90955 | 2.9668 | 49571.23 | 0.89722
2.9842 | 50363.87 | 0.91156 | 2.9842 | 49532.99 | 0.89652
3.0015 | 50385.29 | 0.91195 | 3.0015 | 49494.23 | 0.89582
3.0189 | 50199.87 | 0.90859 | 3.0189 | 49631.62 | 0.89831
3.0362 | 49750.43 | 0.90046 | 3.0362 | 49707.68 | 0.89969
3.0536 | 49378.35 | 0.89373 | 3.0536 | 49561.46 | 0.89704
3.0709 | 49458.94 | 0.89518 | 3.0709 | 49401.06 | 0.89414
3.0883 | 49738.45 | 0.90024 | 3.0883 | 48957.48 | 0.88611
3.1056 | 49999.11 | 0.90496 | 3.1056 | 48765.5 | 0.88263
3.123 | 50120.38 | 0.90716 | 3.123 | 49233.93 | 0.89111
3.1403 | 50120.86 | 0.90716 | 3.1403 | 49593.54 | 0.89762
3.1577 | 50014.97 | 0.90525 | 3.1577 | 49354.23 | 0.89329
3.175 | 49976.13 | 0.90455 | 3.175 | 49009.1 | 0.88704
3.1924 | 50016.07 | 0.90527 | 3.1924 | 48523.73 | 0.87826
3.2097 | 50028.95 | 0.9055 | 3.2097 | 48298.77 | 0.87419
3.2271 | 49977.17 | 0.90456 | 3.2271 | 48534.55 | 0.87845
3.2444 | 49933.85 | 0.90378 | 3.2444 | 48840.29 | 0.88399
3.2618 | 49955.8 | 0.90418 | 3.2618 | 48724.28 | 0.88189
3.2791 | 49975.56 | 0.90454 | 3.2791 | 48286.47 | 0.87396
3.2965 | 49864.93 | 0.90253 | 3.2965 | 48146.03 | 0.87142
3.3138 | 49610.29 | 0.89792 | 3.3138 | 48497.89 | 0.87779
3.3312 | 49755.55 | 0.90055 | 3.3312 | 48599.96 | 0.87964
3.3485 | 49985.1 | 0.90471 | 3.3485 | 48370.48 | 0.87548
3.3659 | 50055.15 | 0.90598 | 3.3659 | 48120.78 | 0.87096
3.3832 | 49835.02 | 0.90199 | 3.3832 | 48410.46 | 0.87621
3.4006 | 49342.09 | 0.89307 | 3.4006 | 48604.27 | 0.87972
3.4179 | 49046.61 | 0.88772 | 3.4179 | 48533.21 | 0.87843
3.4353 | 49081.29 | 0.88835 | 3.4353 | 48212.53 | 0.87262
3.4526 | 49124.66 | 0.88913 | 3.4526 | 47821.64 | 0.86555
3.47 | 48977.73 | 0.88647 | 3.47 | 47851.66 | 0.86609
3.4873 | 48832.43 | 0.88384 | 3.4873 | 48172.48 | 0.8719
3.5047 | 48855.15 | 0.88426 | 3.5047 | 47717.5 | 0.86367
3.522 | 48956.75 | 0.8861 | 3.522 | 47522.98 | 0.86014
3.5394 | 49036.18 | 0.88753 | 3.5394 | 47651.38 | 0.86247
3.5567 | 49290.77 | 0.89214 | 3.5567 | 47601.58 | 0.86157
3.5741 | 49195.03 | 0.89041 | 3.5741 | 47476.25 | 0.8593
3.5914 | 48744.45 | 0.88225 | 3.5914 | 47324.15 | 0.85655
3.6088 | 48168.46 | 0.87183 | 3.6088 | 47181.7 | 0.85397
3.6261 | 48306.14 | 0.87432 | 3.6261 | 47387.37 | 0.85769
3.6435 | 48377.13 | 0.8756 | 3.6435 | 47711.55 | 0.86356
3.6608 | 48278.96 | 0.87383 | 3.6608 | 47788.8 | 0.86496
3.6782 | 48482.58 | 0.87751 | 3.6782 | 47465.17 | 0.8591
3.6955 | 48630.22 | 0.88018 | 3.6955 | 46992.82 | 0.85055
3.7129 | 48239.68 | 0.87312 | 3.7129 | 46864.21 | 0.84822
3.7302 | 48042.97 | 0.86956 | 3.7302 | 46915.65 | 0.84915
3.7476 | 47925.18 | 0.86742 | 3.7476 | 46695.62 | 0.84517
3.7649 | 47962.51 | 0.8681 | 3.7649 | 46751.8 | 0.84619
3.7823 | 48345.03 | 0.87502 | 3.7823 | 47088.73 | 0.85228
3.7996 | 48205.9 | 0.8725 | 3.7996 | 47098.64 | 0.85246
3.817 | 48101.7 | 0.87062 | 3.817 | 46614.26 | 0.8437
3.8343 | 48069.58 | 0.87004 | 3.8343 | 46310.81 | 0.8382
3.8517 | 47974.68 | 0.86832 | 3.8517 | 46352.43 | 0.83896
3.869 | 48172.56 | 0.8719 | 3.869 | 46496.14 | 0.84156
3.8864 | 48305.89 | 0.87431 | 3.8864 | 46515.88 | 0.84192
3.9037 | 47999.22 | 0.86876 | 3.9037 | 46552.75 | 0.84258
3.9211 | 48011.45 | 0.86899 | 3.9211 | 46628.27 | 0.84395
3.9384 | 48511.79 | 0.87804 | 3.9384 | 46184.09 | 0.83591
3.9558 | 48105.76 | 0.87069 | 3.9558 | 46039.18 | 0.83329
3.9731 | 48256.13 | 0.87341 | 3.9731 | 45790.19 | 0.82878
3.9905 | 48243.42 | 0.87318 | 3.9905 | 45575.01 | 0.82489
4.0078 | 47634.38 | 0.86216 | 4.0078 | 45615.84 | 0.82563
4.0252 | 46758.11 | 0.8463 | 4.0252 | 45795.81 | 0.82888
4.0425 | 46700.74 | 0.84526 | 4.0425 | 46160.68 | 0.83549
4.0599 | 46850.05 | 0.84796 | 4.0599 | 46419.48 | 0.84017
4.0772 | 46696.59 | 0.84519 | 4.0772 | 46520.18 | 0.84199
4.0946 | 46926.19 | 0.84934 | 4.0946 | 46449.8 | 0.84072
4.1119 | 47356.85 | 0.85714 | 4.1119 | 46134.25 | 0.83501
4.1293 | 47185.94 | 0.85404 | 4.1293 | 45681.32 | 0.82681
4.1466 | 47145.4 | 0.85331 | 4.1466 | 45411.83 | 0.82193
4.164 | 47218.82 | 0.85464 | 4.164 | 45417.29 | 0.82203
4.1813 | 46716.34 | 0.84554 | 4.1813 | 45456.55 | 0.82274
4.1987 | 46539.09 | 0.84234 | 4.1987 | 45428.13 | 0.82223
4.216 | 46663.58 | 0.84459 | 4.216 | 45504.53 | 0.82361
4.2334 | 47020.7 | 0.85105 | 4.2334 | 45867.91 | 0.83019
4.2507 | 47511.13 | 0.85993 | 4.2507 | 45823.59 | 0.82939
4.2681 | 47258.91 | 0.85536 | 4.2681 | 45519.28 | 0.82388
4.2854 | 46732.6 | 0.84584 | 4.2854 | 45248.63 | 0.81898
4.3028 | 46396.17 | 0.83975 | 4.3028 | 45183.61 | 0.8178
4.3201 | 46293.95 | 0.8379 | 4.3201 | 45217.38 | 0.81841
4.3375 | 46261.56 | 0.83731 | 4.3375 | 45087.7 | 0.81607
4.3548 | 46199.9 | 0.8362 | 4.3548 | 44798.86 | 0.81084
4.3722 | 46285.9 | 0.83775 | 4.3722 | 44667.13 | 0.80845
4.3895 | 46370.03 | 0.83928 | 4.3895 | 44475.56 | 0.80499
4.4069 | 46109.03 | 0.83455 | 4.4069 | 44006.57 | 0.7965
4.4242 | 46462.87 | 0.84096 | 4.4242 | 44504.7 | 0.80551
4.4416 | 46117.32 | 0.8347 | 4.4416 | 44798.78 | 0.81084
4.4589 | 45431.4 | 0.82229 | 4.4589 | 44315.2 | 0.80209
4.4763 | 45436.52 | 0.82238 | 4.4763 | 44271.82 | 0.8013
4.4936 | 46072.72 | 0.8339 | 4.4936 | 44265.02 | 0.80118
4.511 | 46599.54 | 0.84343 | 4.511 | 44071.82 | 0.79768
4.5283 | 46637.43 | 0.84412 | 4.5283 | 44089.32 | 0.798
4.5457 | 46300.88 | 0.83802 | 4.5457 | 44242.5 | 0.80077
4.563 | 45964 | 0.83193 | 4.563 | 44237.07 | 0.80067
4.5804 | 45864.84 | 0.83013 | 4.5804 | 44362.95 | 0.80295
4.5977 | 45640.4 | 0.82607 | 4.5977 | 44490.78 | 0.80526
4.6151 | 45395.47 | 0.82164 | 4.6151 | 44200.88 | 0.80002
4.6324 | 45514.55 | 0.82379 | 4.6324 | 43754.86 | 0.79194
4.6498 | 45496.56 | 0.82347 | 4.6498 | 43579.31 | 0.78877
4.6671 | 45130.75 | 0.81685 | 4.6671 | 43615.36 | 0.78942
4.6845 | 44681 | 0.80871 | 4.6845 | 43441.2 | 0.78627
4.7018 | 44754.12 | 0.81003 | 4.7018 | 43486.9 | 0.78709
4.7192 | 45086.91 | 0.81605 | 4.7192 | 43580.43 | 0.78879
4.7365 | 45326.49 | 0.82039 | 4.7365 | 43590.88 | 0.78898
4.7539 | 45347.28 | 0.82077 | 4.7539 | 43574.68 | 0.78868
4.7712 | 45178.14 | 0.8177 | 4.7712 | 43468.46 | 0.78676
4.7886 | 44812.79 | 0.81109 | 4.7886 | 43299.66 | 0.7837
4.8059 | 44323.88 | 0.80224 | 4.8059 | 43366.75 | 0.78492
4.8233 | 44251.91 | 0.80094 | 4.8233 | 43410.55 | 0.78571
4.8406 | 44631.73 | 0.80781 | 4.8406 | 43040.77 | 0.77902
4.858 | 45078.49 | 0.8159 | 4.858 | 42810.61 | 0.77485
4.8753 | 44977.06 | 0.81406 | 4.8753 | 42989.84 | 0.7781
4.8927 | 44708.65 | 0.80921 | 4.8927 | 43199.3 | 0.78189
4.91 | 44494.52 | 0.80533 | 4.91 | 43075.24 | 0.77964
4.9274 | 44547.97 | 0.8063 | 4.9274 | 42792.72 | 0.77453
4.9447 | 44522.66 | 0.80584 | 4.9447 | 42622.96 | 0.77146
4.9621 | 44539.75 | 0.80615 | 4.9621 | 42675.34 | 0.7724
4.9794 | 44863.65 | 0.81201 | 4.9794 | 42692.82 | 0.77272
4.9968 | 45192.91 | 0.81797 | 4.9968 | 42422.28 | 0.76782
5.0141 | 45088.1 | 0.81607 | 5.0141 | 42101.01 | 0.76201
5.0315 | 44784.5 | 0.81058 | 5.0315 | 42169.54 | 0.76325
5.0488 | 44601.07 | 0.80726 | 5.0488 | 42432.61 | 0.76801
5.0662 | 44607.22 | 0.80737 | 5.0662 | 42458.9 | 0.76849
5.0835 | 44400.78 | 0.80363 | 5.0835 | 42450.77 | 0.76834
5.1009 | 44118.46 | 0.79852 | 5.1009 | 42244.16 | 0.7646
5.1182 | 43972.84 | 0.79589 | 5.1182 | 41894.83 | 0.75828
5.1356 | 44034.53 | 0.79701 | 5.1356 | 41728.26 | 0.75526
5.1529 | 43850.64 | 0.79368 | 5.1529 | 41760.34 | 0.75584
5.1703 | 43612.32 | 0.78936 | 5.1703 | 41785.05 | 0.75629
5.1876 | 43521 | 0.78771 | 5.1876 | 41729.94 | 0.75529
5.205 | 43517.04 | 0.78764 | 5.205 | 41741.58 | 0.7555
5.2223 | 43467.64 | 0.78674 | 5.2223 | 41829.81 | 0.7571
5.2397 | 43345.95 | 0.78454 | 5.2397 | 41768.21 | 0.75599
5.257 | 43219.88 | 0.78226 | 5.257 | 41548.18 | 0.752
5.2744 | 43142.86 | 0.78087 | 5.2744 | 41506.67 | 0.75125
5.2917 | 43153.07 | 0.78105 | 5.2917 | 41539.26 | 0.75184
5.3091 | 43405.63 | 0.78562 | 5.3091 | 41455.23 | 0.75032
5.3264 | 43688.92 | 0.79075 | 5.3264 | 41397.45 | 0.74928
5.3438 | 43808.13 | 0.79291 | 5.3438 | 41222.27 | 0.7461
5.3611 | 43651.4 | 0.79007 | 5.3611 | 41057.48 | 0.74312
5.3785 | 43428.79 | 0.78604 | 5.3785 | 40888.39 | 0.74006
5.3958 | 43170.35 | 0.78136 | 5.3958 | 40657.5 | 0.73588
5.4132 | 42852.94 | 0.77562 | 5.4132 | 40496.66 | 0.73297
5.4305 | 42842.82 | 0.77544 | 5.4305 | 40417.07 | 0.73153
5.4479 | 43148.27 | 0.78096 | 5.4479 | 40440.69 | 0.73196
5.4652 | 43168.15 | 0.78132 | 5.4652 | 40620.76 | 0.73522
5.4826 | 42746.36 | 0.77369 | 5.4826 | 40650.5 | 0.73576
5.4999 | 42299.95 | 0.76561 | 5.4999 | 40247.41 | 0.72846
5.5173 | 42154.22 | 0.76297 | 5.5173 | 40031.46 | 0.72455
5.5346 | 42098.7 | 0.76197 | 5.5346 | 40165.98 | 0.72699
5.552 | 42030.96 | 0.76074 | 5.552 | 40119.68 | 0.72615
5.5693 | 42327.59 | 0.76611 | 5.5693 | 40075.38 | 0.72535
5.5867 | 42445.82 | 0.76825 | 5.5867 | 40218.6 | 0.72794
5.604 | 42268.43 | 0.76504 | 5.604 | 40228.87 | 0.72812
5.6214 | 42130.6 | 0.76254 | 5.6214 | 40048.99 | 0.72487
5.6387 | 42027.66 | 0.76068 | 5.6387 | 39933.65 | 0.72278
5.6561 | 41958.64 | 0.75943 | 5.6561 | 39928.67 | 0.72269
5.6734 | 42007.52 | 0.76032 | 5.6734 | 39970.09 | 0.72344
5.6908 | 42069.3 | 0.76144 | 5.6908 | 40071.29 | 0.72527
5.7081 | 41998.27 | 0.76015 | 5.7081 | 40118.88 | 0.72613
5.7255 | 41936.57 | 0.75903 | 5.7255 | 39922 | 0.72257
5.7428 | 41776.38 | 0.75613 | 5.7428 | 39605.26 | 0.71684
5.7602 | 41368.31 | 0.74875 | 5.7602 | 39410.08 | 0.7133
5.7775 | 41134.75 | 0.74452 | 5.7775 | 39414.56 | 0.71339
5.7949 | 41169.89 | 0.74516 | 5.7949 | 39326.1 | 0.71178
5.8122 | 41335.22 | 0.74815 | 5.8122 | 39158.37 | 0.70875
5.8296 | 41419.63 | 0.74968 | 5.8296 | 39034.34 | 0.7065
5.8469 | 41377.73 | 0.74892 | 5.8469 | 38861.9 | 0.70338
5.8643 | 41294.7 | 0.74742 | 5.8643 | 38731.34 | 0.70102
5.8816 | 41252.27 | 0.74665 | 5.8816 | 38756.34 | 0.70147
5.899 | 41145.68 | 0.74472 | 5.899 | 38775.96 | 0.70183
5.9163 | 40894.82 | 0.74018 | 5.9163 | 38676.34 | 0.70002
5.9337 | 40669.7 | 0.7361 | 5.9337 | 38617.29 | 0.69896
5.951 | 40598.28 | 0.73481 | 5.951 | 38569.6 | 0.69809
5.9684 | 40604.7 | 0.73493 | 5.9684 | 38488.61 | 0.69663
5.9857 | 40514.93 | 0.7333 | 5.9857 | 38369.62 | 0.69447
6.0031 | 40280.45 | 0.72906 | 6.0031 | 38413.86 | 0.69527
6.0204 | 40037.88 | 0.72467 | 6.0204 | 38525.47 | 0.69729
6.0378 | 40026.38 | 0.72446 | 6.0378 | 38418.2 | 0.69535
6.0551 | 40007.42 | 0.72412 | 6.0551 | 38270.56 | 0.69268
6.0725 | 39866.8 | 0.72157 | 6.0725 | 38026.99 | 0.68827
6.0898 | 39734.16 | 0.71917 | 6.0898 | 37893.44 | 0.68585
6.1072 | 39713.11 | 0.71879 | 6.1072 | 37842.46 | 0.68493
6.1245 | 39726.39 | 0.71903 | 6.1245 | 37763.02 | 0.68349
6.1419 | 39606.8 | 0.71687 | 6.1419 | 37670.11 | 0.68181
6.1592 | 39406.61 | 0.71324 | 6.1592 | 37536.65 | 0.6794
6.1766 | 39433.6 | 0.71373 | 6.1766 | 37308.93 | 0.67527
6.1939 | 39699.03 | 0.71853 | 6.1939 | 37278.15 | 0.67472
6.2113 | 40006.76 | 0.7241 | 6.2113 | 37476.08 | 0.6783
6.2286 | 39812.16 | 0.72058 | 6.2286 | 37237.9 | 0.67399
6.246 | 39714.48 | 0.71881 | 6.246 | 37306.22 | 0.67523
6.2633 | 39629.48 | 0.71728 | 6.2633 | 37321.38 | 0.6755
6.2807 | 39483.47 | 0.71463 | 6.2807 | 37284.35 | 0.67483
6.298 | 39183.94 | 0.70921 | 6.298 | 37347.88 | 0.67598
6.3154 | 39048.41 | 0.70676 | 6.3154 | 37260.82 | 0.6744
6.3327 | 39048.39 | 0.70676 | 6.3327 | 37142.41 | 0.67226
6.3501 | 38769.2 | 0.7017 | 6.3501 | 37098.32 | 0.67146
6.3674 | 38522.93 | 0.69725 | 6.3674 | 36932.8 | 0.66847
6.3848 | 38752.05 | 0.70139 | 6.3848 | 36643.29 | 0.66323
6.4021 | 39105.82 | 0.7078 | 6.4021 | 36547.25 | 0.66149
6.4195 | 39404.02 | 0.71319 | 6.4195 | 36520.45 | 0.661
6.4368 | 39476.06 | 0.7145 | 6.4368 | 36181.1 | 0.65486
6.4542 | 39288.79 | 0.71111 | 6.4542 | 36210.41 | 0.65539
6.4715 | 38950.77 | 0.70499 | 6.4715 | 36143.62 | 0.65418
6.4889 | 38652.52 | 0.69959 | 6.4889 | 35818.01 | 0.64829
6.5062 | 38424.73 | 0.69547 | 6.5062 | 36122.86 | 0.65381
6.5236 | 38447.05 | 0.69587 | 6.5236 | 36349.77 | 0.65791
6.5409 | 38748.2 | 0.70132 | 6.5409 | 36042.71 | 0.65236
6.5583 | 38876.85 | 0.70365 | 6.5583 | 35928.09 | 0.65028
6.5756 | 38754.66 | 0.70144 | 6.5756 | 35940.85 | 0.65051
6.593 | 38503.02 | 0.69689 | 6.593 | 35911.85 | 0.64999
6.6103 | 38217.05 | 0.69171 | 6.6103 | 35895.94 | 0.6497
6.6277 | 38034.9 | 0.68841 | 6.6277 | 35851.21 | 0.64889
6.645 | 38036.05 | 0.68844 | 6.645 | 35602.91 | 0.6444
6.6624 | 38050.45 | 0.6887 | 6.6624 | 35045.33 | 0.6343
6.6797 | 37950.87 | 0.68689 | 6.6797 | 34878.5 | 0.63129
6.6971 | 37433.9 | 0.67754 | 6.6971 | 35092.86 | 0.63516
6.7144 | 37525.11 | 0.67919 | 6.7144 | 35204.8 | 0.63719
6.7318 | 37817.5 | 0.68448 | 6.7318 | 34914.85 | 0.63194
6.7491 | 37850.2 | 0.68507 | 6.7491 | 35150.78 | 0.63621
6.7665 | 37670.37 | 0.68182 | 6.7665 | 35285.79 | 0.63866
6.7838 | 37447.53 | 0.67778 | 6.7838 | 34824.41 | 0.63031
6.8012 | 37277.45 | 0.6747 | 6.8012 | 34486.48 | 0.62419
6.8185 | 37301.98 | 0.67515 | 6.8185 | 34645.27 | 0.62706
6.8359 | 37326.96 | 0.6756 | 6.8359 | 34680 | 0.62769
6.8532 | 37152.12 | 0.67244 | 6.8532 | 34439.65 | 0.62334
6.8706 | 36875.41 | 0.66743 | 6.8706 | 34512.27 | 0.62466
6.8879 | 36718.68 | 0.66459 | 6.8879 | 34742.12 | 0.62882
6.9053 | 36866.16 | 0.66726 | 6.9053 | 34442.72 | 0.6234
6.9226 | 36805.97 | 0.66617 | 6.9226 | 34184.37 | 0.61872
6.94 | 36458.49 | 0.65988 | 6.94 | 34198.37 | 0.61898
6.9573 | 36537.21 | 0.66131 | 6.9573 | 34321.75 | 0.62121
6.9747 | 36520.57 | 0.66101 | 6.9747 | 34213.07 | 0.61924
6.992 | 36443.89 | 0.65962 | 6.992 | 33779.44 | 0.61139
7.0094 | 36570.88 | 0.66192 | 7.0094 | 33640.13 | 0.60887
7.0267 | 36478.1 | 0.66024 | 7.0267 | 33656.68 | 0.60917
7.0441 | 36196.14 | 0.65513 | 7.0441 | 33657.16 | 0.60918
7.0614 | 35950.35 | 0.65069 | 7.0614 | 33664.78 | 0.60932
7.0788 | 36025.64 | 0.65205 | 7.0788 | 33579.18 | 0.60777
7.0961 | 36205.94 | 0.65531 | 7.0961 | 33373.08 | 0.60404
7.1135 | 36055.63 | 0.65259 | 7.1135 | 33256.16 | 0.60192
7.1308 | 35739.18 | 0.64686 | 7.1308 | 33365.9 | 0.60391
7.1482 | 35640.95 | 0.64509 | 7.1482 | 33519.16 | 0.60668
7.1655 | 35715.67 | 0.64644 | 7.1655 | 33349.31 | 0.60361
7.1829 | 35666.54 | 0.64555 | 7.1829 | 33094.41 | 0.59899
7.2002 | 35374.22 | 0.64026 | 7.2002 | 32819.29 | 0.59401
7.2176 | 35546.05 | 0.64337 | 7.2176 | 32728.95 | 0.59238
7.2349 | 35599.04 | 0.64433 | 7.2349 | 32890.43 | 0.5953
7.2523 | 35318.84 | 0.63926 | 7.2523 | 33095.22 | 0.59901
7.2696 | 35159.12 | 0.63636 | 7.2696 | 32942.38 | 0.59624
7.287 | 35118.07 | 0.63562 | 7.287 | 32652.36 | 0.59099
7.3043 | 35062.19 | 0.63461 | 7.3043 | 32420.69 | 0.5868
7.3217 | 34998.62 | 0.63346 | 7.3217 | 32390.93 | 0.58626
7.339 | 34948.81 | 0.63256 | 7.339 | 32491.67 | 0.58808
7.3564 | 34950.62 | 0.63259 | 7.3564 | 32535.64 | 0.58888
7.3737 | 35098.07 | 0.63526 | 7.3737 | 32456.61 | 0.58745
7.3911 | 35294.3 | 0.63881 | 7.3911 | 32288.36 | 0.5844
7.4084 | 35230.91 | 0.63766 | 7.4084 | 32250.56 | 0.58372
7.4258 | 35046.18 | 0.63432 | 7.4258 | 32315.71 | 0.5849
7.4431 | 34877.45 | 0.63127 | 7.4431 | 32001.09 | 0.57921
7.4605 | 34467.54 | 0.62385 | 7.4605 | 31734.14 | 0.57437
7.4778 | 34211.06 | 0.6192 | 7.4778 | 31669.41 | 0.5732
7.4952 | 34149.12 | 0.61808 | 7.4952 | 31596.67 | 0.57189
7.5125 | 34029.82 | 0.61592 | 7.5125 | 31730.18 | 0.5743
7.5299 | 33952.48 | 0.61452 | 7.5299 | 31855.19 | 0.57656
7.5472 | 34030.58 | 0.61594 | 7.5472 | 31700.57 | 0.57377
7.5646 | 34195.12 | 0.61892 | 7.5646 | 31466.92 | 0.56954
7.5819 | 34246.64 | 0.61985 | 7.5819 | 31380.73 | 0.56798
7.5993 | 34150.64 | 0.61811 | 7.5993 | 31369.29 | 0.56777
7.6166 | 34089.01 | 0.617 | 7.6166 | 31307.78 | 0.56666
7.634 | 34139.77 | 0.61791 | 7.634 | 31202.89 | 0.56476
7.6513 | 34144.96 | 0.61801 | 7.6513 | 31093.03 | 0.56277
7.6687 | 34013.81 | 0.61563 | 7.6687 | 31142.36 | 0.56366
7.686 | 33801.21 | 0.61179 | 7.686 | 31061.79 | 0.5622
7.7034 | 33669.81 | 0.60941 | 7.7034 | 30897.5 | 0.55923
7.7207 | 33750.07 | 0.61086 | 7.7207 | 30632.31 | 0.55443
7.7381 | 33748.5 | 0.61083 | 7.7381 | 30766.21 | 0.55685
7.7554 | 33397.02 | 0.60447 | 7.7554 | 30838.45 | 0.55816
7.7728 | 33030.35 | 0.59783 | 7.7728 | 30932.82 | 0.55987
7.7901 | 32961.7 | 0.59659 | 7.7901 | 30643.56 | 0.55463
7.8075 | 33186.36 | 0.60066 | 7.8075 | 30432.73 | 0.55082
7.8248 | 33453.07 | 0.60549 | 7.8248 | 30604.75 | 0.55393
7.8422 | 33488.26 | 0.60612 | 7.8422 | 30620.87 | 0.55422
7.8595 | 33216.52 | 0.6012 | 7.8595 | 30361.85 | 0.54954
7.8769 | 32866.71 | 0.59487 | 7.8769 | 30128.93 | 0.54532
7.8942 | 32671.13 | 0.59133 | 7.8942 | 29839.9 | 0.54009
7.9116 | 32449.2 | 0.58732 | 7.9116 | 30108.19 | 0.54494
7.9289 | 32233.95 | 0.58342 | 7.9289 | 30305.36 | 0.54851
7.9463 | 32315.72 | 0.5849 | 7.9463 | 29928.98 | 0.5417
7.9636 | 32533.34 | 0.58884 | 7.9636 | 29818.58 | 0.5397
7.981 | 32568.78 | 0.58948 | 7.981 | 29792.45 | 0.53923
7.9983 | 32265.71 | 0.58399 | 7.9983 | 29820.68 | 0.53974
8.0157 | 32016.27 | 0.57948 | 8.0157 | 29958.51 | 0.54224
8.033 | 31996.1 | 0.57911 | 8.033 | 29510.2 | 0.53412
8.0504 | 32109.92 | 0.58118 | 8.0504 | 29326.09 | 0.53079
8.0677 | 32010.83 | 0.57938 | 8.0677 | 29353.22 | 0.53128
8.0851 | 31823.91 | 0.576 | 8.0851 | 29264.89 | 0.52968
8.1024 | 31882.34 | 0.57706 | 8.1024 | 29237.56 | 0.52919
8.1198 | 31915.32 | 0.57765 | 8.1198 | 29101.56 | 0.52673
8.1371 | 31586.3 | 0.5717 | 8.1371 | 28709 | 0.51962
8.1545 | 31306.98 | 0.56664 | 8.1545 | 28643.1 | 0.51843
8.1718 | 31259.2 | 0.56578 | 8.1718 | 28604.22 | 0.51772
8.1892 | 31220.88 | 0.56508 | 8.1892 | 28431.79 | 0.5146
8.2065 | 31078.68 | 0.56251 | 8.2065 | 28473.08 | 0.51535
8.2239 | 30889.78 | 0.55909 | 8.2239 | 28383.17 | 0.51372
8.2412 | 30942.4 | 0.56004 | 8.2412 | 28393.55 | 0.51391
8.2586 | 30964.78 | 0.56045 | 8.2586 | 28542.39 | 0.5166
8.2759 | 30997.03 | 0.56103 | 8.2759 | 28367.38 | 0.51344
8.2933 | 31133.37 | 0.5635 | 8.2933 | 28448.81 | 0.51491
8.3106 | 31145.34 | 0.56372 | 8.3106 | 28269.12 | 0.51166
8.328 | 31024.42 | 0.56153 | 8.328 | 28079.52 | 0.50823
8.3453 | 30881.04 | 0.55893 | 8.3453 | 28153.75 | 0.50957
8.3627 | 30723.82 | 0.55609 | 8.3627 | 28142.76 | 0.50937
8.38 | 30586.77 | 0.55361 | 8.38 | 28000.52 | 0.5068
8.3974 | 30572.37 | 0.55335 | 8.3974 | 27964.05 | 0.50614
8.4147 | 30587.05 | 0.55361 | 8.4147 | 27884.58 | 0.5047
8.4321 | 30434.56 | 0.55085 | 8.4321 | 27800.13 | 0.50317
8.4494 | 30381.73 | 0.5499 | 8.4494 | 27795.01 | 0.50308
8.4668 | 30425.43 | 0.55069 | 8.4668 | 27907.46 | 0.50511
8.4841 | 30164.03 | 0.54596 | 8.4841 | 27575.97 | 0.49911
8.5015 | 30039.23 | 0.5437 | 8.5015 | 27582.04 | 0.49922
8.5188 | 30037.69 | 0.54367 | 8.5188 | 27659.26 | 0.50062
8.5362 | 29878.79 | 0.54079 | 8.5362 | 27412.5 | 0.49615
8.5535 | 29793.65 | 0.53925 | 8.5535 | 27423.12 | 0.49635
8.5709 | 29812.96 | 0.5396 | 8.5709 | 27320.96 | 0.4945
8.5882 | 29919.92 | 0.54154 | 8.5882 | 27510.35 | 0.49792
8.6056 | 29890.67 | 0.54101 | 8.6056 | 27585.88 | 0.49929
8.6229 | 29695.35 | 0.53747 | 8.6229 | 27356.57 | 0.49514
8.6403 | 29479.59 | 0.53357 | 8.6403 | 27067.08 | 0.4899
8.6576 | 29406.8 | 0.53225 | 8.6576 | 26921.8 | 0.48727
8.675 | 29456.18 | 0.53314 | 8.675 | 26913.05 | 0.48711
8.6923 | 29336.51 | 0.53098 | 8.6923 | 26895.75 | 0.4868
8.7097 | 29083.21 | 0.52639 | 8.7097 | 26864.29 | 0.48623
8.727 | 29322.23 | 0.53072 | 8.727 | 26835.11 | 0.4857
8.7444 | 29446.83 | 0.53297 | 8.7444 | 26704.69 | 0.48334
8.7617 | 29264.06 | 0.52967 | 8.7617 | 26380.2 | 0.47747
8.7791 | 29014.3 | 0.52515 | 8.7791 | 26280.3 | 0.47566
8.7964 | 28881.66 | 0.52274 | 8.7964 | 26335.09 | 0.47665
8.8138 | 28879.34 | 0.5227 | 8.8138 | 26185.53 | 0.47395
8.8311 | 28939 | 0.52378 | 8.8311 | 25932.55 | 0.46937
8.8485 | 28893.57 | 0.52296 | 8.8485 | 25857.93 | 0.46802
8.8658 | 28714.01 | 0.51971 | 8.8658 | 25846.6 | 0.46781
8.8832 | 28418.72 | 0.51437 | 8.8832 | 26038.8 | 0.47129
8.9005 | 28285.51 | 0.51195 | 8.9005 | 26271.37 | 0.4755
8.9179 | 28413.78 | 0.51428 | 8.9179 | 26105.17 | 0.47249
8.9352 | 28532.26 | 0.51642 | 8.9352 | 25722.62 | 0.46557
8.9526 | 28426.43 | 0.51451 | 8.9526 | 25598.04 | 0.46331
8.9699 | 28160.33 | 0.50969 | 8.9699 | 25550.28 | 0.46245
8.9873 | 27866.3 | 0.50437 | 8.9873 | 25463.79 | 0.46088
9.0046 | 27695.28 | 0.50127 | 9.0046 | 25551.65 | 0.46247
9.022 | 27920.35 | 0.50535 | 9.022 | 25643.43 | 0.46413
9.0393 | 28104.18 | 0.50867 | 9.0393 | 25817.72 | 0.46729
9.0567 | 27814.25 | 0.50343 | 9.0567 | 25836.13 | 0.46762
9.074 | 27948.48 | 0.50585 | 9.074 | 25364.74 | 0.45909
9.0914 | 28033.39 | 0.50739 | 9.0914 | 25139.8 | 0.45502
9.1087 | 27725.13 | 0.50181 | 9.1087 | 25258.38 | 0.45717
9.1261 | 27656.95 | 0.50058 | 9.1261 | 25144.27 | 0.4551
9.1434 | 27657.86 | 0.50059 | 9.1434 | 24774.92 | 0.44841
9.1608 | 27427.32 | 0.49642 | 9.1608 | 24525.12 | 0.44389
9.1781 | 27115.13 | 0.49077 | 9.1781 | 24614.89 | 0.44552
9.1955 | 27019.88 | 0.48905 | 9.1955 | 24681.65 | 0.44673
9.2128 | 27252.42 | 0.49326 | 9.2128 | 24534.41 | 0.44406
9.2302 | 27465.42 | 0.49711 | 9.2302 | 24440.16 | 0.44236
9.2475 | 27282.28 | 0.4938 | 9.2475 | 24409.14 | 0.44179
9.2649 | 27073.19 | 0.49001 | 9.2649 | 24366.06 | 0.44101
9.2822 | 26971.37 | 0.48817 | 9.2822 | 24572.48 | 0.44475
9.2996 | 26707.33 | 0.48339 | 9.2996 | 24385.22 | 0.44136
9.3169 | 26518.7 | 0.47998 | 9.3169 | 24192.08 | 0.43787
9.3343 | 26565.72 | 0.48083 | 9.3343 | 24022.09 | 0.43479
9.3516 | 26767.42 | 0.48448 | 9.3516 | 24050.56 | 0.4353
9.369 | 26913.14 | 0.48712 | 9.369 | 23979.26 | 0.43401
9.3863 | 26895.23 | 0.48679 | 9.3863 | 24143.93 | 0.43699
9.4037 | 26624.14 | 0.48188 | 9.4037 | 24150.1 | 0.43711
9.421 | 26226.47 | 0.47469 | 9.421 | 23936.98 | 0.43325
9.4384 | 25924.93 | 0.46923 | 9.4384 | 23703.1 | 0.42902
9.4557 | 25915.24 | 0.46905 | 9.4557 | 23604.15 | 0.42722
9.4731 | 26063.44 | 0.47174 | 9.4731 | 23584.68 | 0.42687
9.4904 | 26097.99 | 0.47236 | 9.4904 | 23441.82 | 0.42429
9.5078 | 26048.32 | 0.47146 | 9.5078 | 23354.72 | 0.42271
9.5251 | 26064.13 | 0.47175 | 9.5251 | 23366.77 | 0.42293
9.5425 | 26027.9 | 0.47109 | 9.5425 | 23147.36 | 0.41896
9.5598 | 25832.96 | 0.46756 | 9.5598 | 23172.43 | 0.41941
9.5772 | 25583.51 | 0.46305 | 9.5772 | 23264.64 | 0.42108
9.5945 | 25441.96 | 0.46049 | 9.5945 | 23005.58 | 0.41639
9.6119 | 25473.35 | 0.46106 | 9.6119 | 22845.4 | 0.41349
9.6292 | 25420.52 | 0.4601 | 9.6292 | 22816.89 | 0.41298
9.6466 | 25332.16 | 0.4585 | 9.6466 | 23007.93 | 0.41643
9.6639 | 25339.78 | 0.45864 | 9.6639 | 22752.27 | 0.41181
9.6813 | 25332.87 | 0.45851 | 9.6813 | 22899.97 | 0.41448
9.6986 | 25270.27 | 0.45738 | 9.6986 | 22488.57 | 0.40703
9.716 | 25163.44 | 0.45545 | 9.716 | 22115.6 | 0.40028
9.7333 | 25108.88 | 0.45446 | 9.7333 | 22259.03 | 0.40288
9.7507 | 25113.36 | 0.45454 | 9.7507 | 22320.83 | 0.404
9.768 | 25084.89 | 0.45403 | 9.768 | 22373.96 | 0.40496
9.7854 | 25024.65 | 0.45293 | 9.7854 | 22427.6 | 0.40593
9.8027 | 24960.76 | 0.45178 | 9.8027 | 22487.87 | 0.40702
9.8201 | 24817.81 | 0.44919 | 9.8201 | 22590.95 | 0.40889
9.8374 | 24589.02 | 0.44505 | 9.8374 | 22367.53 | 0.40484
9.8548 | 24429.6 | 0.44216 | 9.8548 | 22015.25 | 0.39847
9.8721 | 24393.54 | 0.44151 | 9.8721 | 21753.56 | 0.39373
9.8895 | 24489.56 | 0.44325 | 9.8895 | 21850.22 | 0.39548
9.9068 | 24347.79 | 0.44068 | 9.9068 | 21840.05 | 0.3953
9.9242 | 24100.13 | 0.4362 | 9.9242 | 21822.13 | 0.39497
9.9415 | 24419.79 | 0.44199 | 9.9415 | 21908.3 | 0.39653
9.9589 | 24534.78 | 0.44407 | 9.9589 | 22022.21 | 0.39859
9.9762 | 24465.82 | 0.44282 | 9.9762 | 21588.29 | 0.39074
9.9936 | 24256.77 | 0.43904 | 9.9936 | 21453.32 | 0.3883
10.0109 | 24106.1 | 0.43631 | 10.0109 | 21552.87 | 0.3901
10.0283 | 24035.9 | 0.43504 | 10.0283 | 21840.78 | 0.39531
10.0456 | 23928.02 | 0.43309 | 10.0456 | 21792.11 | 0.39443
10.063 | 23775.88 | 0.43033 | 10.063 | 21591.47 | 0.3908
10.0803 | 23614.54 | 0.42741 | 10.0803 | 21409.92 | 0.38751
10.0977 | 23567.53 | 0.42656 | 10.0977 | 21116.7 | 0.3822
10.115 | 23608.36 | 0.4273 | 10.115 | 20943.88 | 0.37907
10.1324 | 23570.47 | 0.42661 | 10.1324 | 21006.34 | 0.38021
10.1497 | 23511.79 | 0.42555 | 10.1497 | 20959.06 | 0.37935
10.1671 | 23500.17 | 0.42534 | 10.1671 | 20939.57 | 0.379
10.1844 | 23443.63 | 0.42432 | 10.1844 | 20804.14 | 0.37655
10.2018 | 23337.33 | 0.4224 | 10.2018 | 20619.99 | 0.37321
10.2191 | 23170.03 | 0.41937 | 10.2191 | 20680.41 | 0.37431
10.2365 | 22968.96 | 0.41573 | 10.2365 | 20478.66 | 0.37065
10.2538 | 22759.93 | 0.41194 | 10.2538 | 20924.06 | 0.37872
10.2712 | 22805.97 | 0.41278 | 10.2712 | 20805.18 | 0.37656
10.2885 | 22959.37 | 0.41555 | 10.2885 | 20608.93 | 0.37301
10.3059 | 23150.68 | 0.41902 | 10.3059 | 20363.89 | 0.36858
10.3232 | 23112.29 | 0.41832 | 10.3232 | 20197.74 | 0.36557
10.3406 | 22925.21 | 0.41494 | 10.3406 | 20172.46 | 0.36511
10.3579 | 22691.32 | 0.4107 | 10.3579 | 20203.06 | 0.36567
10.3753 | 22569.17 | 0.40849 | 10.3753 | 20325.09 | 0.36787
10.3926 | 22585.16 | 0.40878 | 10.3926 | 20276.9 | 0.367
10.41 | 22669.76 | 0.41031 | 10.41 | 20058.94 | 0.36306
10.4273 | 22646.33 | 0.40989 | 10.4273 | 19923.88 | 0.36061
10.4447 | 22461.76 | 0.40655 | 10.4447 | 19973.68 | 0.36151
10.462 | 22341.18 | 0.40437 | 10.462 | 20051.02 | 0.36291
10.4794 | 22339.81 | 0.40434 | 10.4794 | 19908.51 | 0.36034
10.4967 | 22310.57 | 0.40381 | 10.4967 | 19877.37 | 0.35977
10.5141 | 22334.26 | 0.40424 | 10.5141 | 19931.9 | 0.36076
10.5314 | 22466.96 | 0.40664 | 10.5314 | 19873.54 | 0.3597
10.5488 | 22348.27 | 0.40449 | 10.5488 | 19622.68 | 0.35516
10.5661 | 22004.42 | 0.39827 | 10.5661 | 19638.73 | 0.35545
10.5835 | 21682.38 | 0.39244 | 10.5835 | 19723.94 | 0.35699
10.6008 | 21528.34 | 0.38965 | 10.6008 | 19721.72 | 0.35695
10.6182 | 21591.52 | 0.3908 | 10.6182 | 19536.97 | 0.35361
10.6355 | 21818.54 | 0.39491 | 10.6355 | 19361.89 | 0.35044
10.6529 | 21819.95 | 0.39493 | 10.6529 | 19281.71 | 0.34899
10.6702 | 21519.96 | 0.3895 | 10.6702 | 19002.7 | 0.34394
10.6876 | 21400.3 | 0.38734 | 10.6876 | 18890.08 | 0.3419
10.7049 | 21470.71 | 0.38861 | 10.7049 | 19050.63 | 0.34481
10.7223 | 21444.26 | 0.38813 | 10.7223 | 19057.71 | 0.34494
10.7396 | 21371.1 | 0.38681 | 10.7396 | 18943.3 | 0.34287
10.757 | 21330.16 | 0.38607 | 10.757 | 18912.48 | 0.34231
10.7743 | 21153.18 | 0.38286 | 10.7743 | 18869.1 | 0.34152
10.7917 | 20869.75 | 0.37773 | 10.7917 | 18849.49 | 0.34117
10.809 | 20727.7 | 0.37516 | 10.809 | 18875.61 | 0.34164
10.8264 | 20660.98 | 0.37395 | 10.8264 | 18703.62 | 0.33853
10.8437 | 20578.26 | 0.37246 | 10.8437 | 18462.67 | 0.33417
10.8611 | 20710.89 | 0.37486 | 10.8611 | 18476.46 | 0.33442
10.8784 | 20933.54 | 0.37889 | 10.8784 | 18578.71 | 0.33627
10.8958 | 20716.4 | 0.37496 | 10.8958 | 18729.07 | 0.33899
10.9131 | 20531.42 | 0.37161 | 10.9131 | 18501.44 | 0.33487
10.9305 | 20582.3 | 0.37253 | 10.9305 | 18469.75 | 0.33429
10.9478 | 20740.61 | 0.3754 | 10.9478 | 18137.23 | 0.32828
10.9652 | 20799.62 | 0.37646 | 10.9652 | 18033.31 | 0.32639
10.9825 | 20598.62 | 0.37283 | 10.9825 | 18049.12 | 0.32668
10.9999 | 20403.65 | 0.3693 | 10.9999 | 18153.65 | 0.32857
11.0172 | 20230.11 | 0.36616 | 11.0172 | 18201.72 | 0.32944
11.0346 | 20004.3 | 0.36207 | 11.0346 | 17968.13 | 0.32522
11.0519 | 19857.72 | 0.35942 | 11.0519 | 17738.35 | 0.32106
11.0693 | 19849.82 | 0.35927 | 11.0693 | 17885.4 | 0.32372
11.0866 | 19957.36 | 0.36122 | 11.0866 | 17953.89 | 0.32496
11.104 | 20092.08 | 0.36366 | 11.104 | 17762.18 | 0.32149
11.1213 | 20149.06 | 0.36469 | 11.1213 | 17602.97 | 0.31861
11.1387 | 20060.13 | 0.36308 | 11.1387 | 17481.15 | 0.3164
11.156 | 19796.72 | 0.35831 | 11.156 | 17566.53 | 0.31795
11.1734 | 19586.15 | 0.3545 | 11.1734 | 17596.14 | 0.31848
11.1907 | 19488 | 0.35272 | 11.1907 | 17716.24 | 0.32066
11.2081 | 19678.54 | 0.35617 | 11.2081 | 17304.3 | 0.3132
11.2254 | 19599.74 | 0.35475 | 11.2254 | 17360.06 | 0.31421
11.2428 | 19244.19 | 0.34831 | 11.2428 | 17501.75 | 0.31677
11.2601 | 19234.34 | 0.34813 | 11.2601 | 17331.86 | 0.3137
11.2775 | 19220.55 | 0.34788 | 11.2775 | 17100.39 | 0.30951
11.2948 | 19133.42 | 0.34631 | 11.2948 | 16952.39 | 0.30683
11.3122 | 18971.83 | 0.34338 | 11.3122 | 16862.62 | 0.30521
11.3295 | 18942.65 | 0.34285 | 11.3295 | 16839.29 | 0.30478
11.3469 | 19236.05 | 0.34816 | 11.3469 | 16880.14 | 0.30552
11.3642 | 19315.52 | 0.3496 | 11.3642 | 16999.11 | 0.30768
11.3816 | 19141.16 | 0.34645 | 11.3816 | 16897.98 | 0.30585
11.3989 | 18909.6 | 0.34226 | 11.3989 | 16696.2 | 0.30219
11.4163 | 18785.51 | 0.34001 | 11.4163 | 16615.13 | 0.30073
11.4336 | 18776.12 | 0.33984 | 11.4336 | 16545.22 | 0.29946
11.451 | 18743.04 | 0.33924 | 11.451 | 16504.8 | 0.29873
11.4683 | 18684.47 | 0.33818 | 11.4683 | 16606.15 | 0.30056
11.4857 | 18723.17 | 0.33888 | 11.4857 | 16621.31 | 0.30084
11.503 | 18785.26 | 0.34 | 11.503 | 16429.24 | 0.29736
11.5204 | 18709.85 | 0.33864 | 11.5204 | 16330.64 | 0.29558
11.5377 | 18520.75 | 0.33522 | 11.5377 | 16327.47 | 0.29552
11.5551 | 18323.53 | 0.33165 | 11.5551 | 16257.99 | 0.29426
11.5724 | 18304.14 | 0.3313 | 11.5724 | 16302 | 0.29506
11.5898 | 18412.09 | 0.33325 | 11.5898 | 16304.94 | 0.29511
11.6071 | 18515.37 | 0.33512 | 11.6071 | 16199.06 | 0.2932
11.6245 | 18292.69 | 0.33109 | 11.6245 | 16172.18 | 0.29271
11.6418 | 17873.64 | 0.3235 | 11.6418 | 15856.24 | 0.28699
11.6592 | 17672.88 | 0.31987 | 11.6592 | 15694.25 | 0.28406
11.6765 | 17676.27 | 0.31993 | 11.6765 | 15781.42 | 0.28564
11.6939 | 17766.58 | 0.32157 | 11.6939 | 15800.23 | 0.28598
11.7112 | 17870.43 | 0.32345 | 11.7112 | 15901.59 | 0.28781
11.7286 | 17863.46 | 0.32332 | 11.7286 | 15909.5 | 0.28795
11.7459 | 17693.29 | 0.32024 | 11.7459 | 15861.26 | 0.28708
11.7633 | 17585.71 | 0.31829 | 11.7633 | 15719.47 | 0.28452
11.7806 | 17633.27 | 0.31915 | 11.7806 | 15834.83 | 0.2866
11.798 | 17622.39 | 0.31896 | 11.798 | 15823.44 | 0.2864
11.8153 | 17500.25 | 0.31675 | 11.8153 | 15531.69 | 0.28112
11.8327 | 17382 | 0.31461 | 11.8327 | 15319.68 | 0.27728
11.85 | 17259.3 | 0.31239 | 11.85 | 15232.09 | 0.27569
11.8674 | 17118.59 | 0.30984 | 11.8674 | 15156.1 | 0.27432
11.8847 | 17082.63 | 0.30919 | 11.8847 | 15028.27 | 0.272
11.9021 | 17129.64 | 0.31004 | 11.9021 | 14920.08 | 0.27005
11.9194 | 17031.42 | 0.30826 | 11.9194 | 15131.24 | 0.27387
11.9368 | 16965.81 | 0.30707 | 11.9368 | 15007.95 | 0.27164
11.9541 | 17162.82 | 0.31064 | 11.9541 | 14975.26 | 0.27105
11.9715 | 17150.2 | 0.31041 | 11.9715 | 14957.87 | 0.27073
11.9888 | 16881.46 | 0.30555 | 11.9888 | 14941.56 | 0.27044
12.0062 | 16795.7 | 0.30399 | 12.0062 | 14922.3 | 0.27009
12.0235 | 16767.63 | 0.30349 | 12.0235 | 14904.55 | 0.26977
12.0409 | 16764.94 | 0.30344 | 12.0409 | 14650.78 | 0.26517
12.0582 | 16718.21 | 0.30259 | 12.0582 | 14564.48 | 0.26361
12.0756 | 16640.79 | 0.30119 | 12.0756 | 14682.54 | 0.26575
12.0929 | 16514.76 | 0.29891 | 12.0929 | 14740.71 | 0.2668
12.1103 | 16436.75 | 0.2975 | 12.1103 | 14712.91 | 0.2663
12.1276 | 16414.26 | 0.29709 | 12.1276 | 14651.15 | 0.26518
12.145 | 16429.46 | 0.29737 | 12.145 | 14585.1 | 0.26398
12.1623 | 16388.49 | 0.29662 | 12.1623 | 14469.65 | 0.26189
12.1797 | 16234.7 | 0.29384 | 12.1797 | 14379.52 | 0.26026
12.197 | 16235.25 | 0.29385 | 12.197 | 14374.98 | 0.26018
12.2144 | 16325.31 | 0.29548 | 12.2144 | 14355.42 | 0.25983
12.2317 | 16168.24 | 0.29264 | 12.2317 | 14223.61 | 0.25744
12.2491 | 15998.07 | 0.28956 | 12.2491 | 14140.06 | 0.25593
12.2664 | 16103.14 | 0.29146 | 12.2664 | 14176.1 | 0.25658
12.2838 | 16074.8 | 0.29095 | 12.2838 | 14097.5 | 0.25516
12.3011 | 15802.73 | 0.28602 | 12.3011 | 13910.05 | 0.25177
12.3185 | 15822.15 | 0.28637 | 12.3185 | 13832.05 | 0.25035
12.3358 | 15952.88 | 0.28874 | 12.3358 | 13856.76 | 0.2508
12.3532 | 15747.03 | 0.28501 | 12.3532 | 13905.18 | 0.25168
12.3705 | 15710.89 | 0.28436 | 12.3705 | 13974.58 | 0.25293
12.3879 | 15971.14 | 0.28907 | 12.3879 | 13995.59 | 0.25331
12.4052 | 15848.86 | 0.28686 | 12.4052 | 13934.41 | 0.25221
12.4226 | 15625.86 | 0.28282 | 12.4226 | 13891.52 | 0.25143
12.4399 | 15696.23 | 0.28409 | 12.4399 | 13811.58 | 0.24998
12.4573 | 15804.78 | 0.28606 | 12.4573 | 13558.68 | 0.24541
12.4746 | 15795.4 | 0.28589 | 12.4746 | 13320.72 | 0.2411
12.492 | 15560.29 | 0.28163 | 12.492 | 13355.45 | 0.24173
12.5093 | 15369.8 | 0.27819 | 12.5093 | 13451.58 | 0.24347
12.5267 | 15383.88 | 0.27844 | 12.5267 | 13429.03 | 0.24306
12.544 | 15306.19 | 0.27704 | 12.544 | 13474.6 | 0.24388
12.5614 | 15148.32 | 0.27418 | 12.5614 | 13479.64 | 0.24398
12.5787 | 15163.09 | 0.27445 | 12.5787 | 13287.81 | 0.2405
12.5961 | 15272.09 | 0.27642 | 12.5961 | 13126.55 | 0.23758
12.6134 | 15276.67 | 0.2765 | 12.6134 | 13140.98 | 0.23785
12.6308 | 15123.66 | 0.27373 | 12.6308 | 13191.63 | 0.23876
12.6481 | 14917.01 | 0.26999 | 12.6481 | 13073.74 | 0.23663
12.6655 | 14817.21 | 0.26818 | 12.6655 | 12984.12 | 0.23501
12.6828 | 14817.46 | 0.26819 | 12.6828 | 13078.5 | 0.23671
12.7002 | 14781.44 | 0.26754 | 12.7002 | 13099.98 | 0.2371
12.7175 | 14668.67 | 0.2655 | 12.7175 | 12965.2 | 0.23466
12.7349 | 14575.33 | 0.26381 | 12.7349 | 12894.8 | 0.23339
12.7522 | 14692.69 | 0.26593 | 12.7522 | 12954.08 | 0.23446
12.7696 | 14953.2 | 0.27065 | 12.7696 | 12940.69 | 0.23422
12.7869 | 14941.37 | 0.27043 | 12.7869 | 12823.73 | 0.2321
12.8043 | 14717.3 | 0.26638 | 12.8043 | 12849.49 | 0.23257
12.8216 | 14483.71 | 0.26215 | 12.8216 | 12871.92 | 0.23298
12.839 | 14366.56 | 0.26003 | 12.839 | 12598.31 | 0.22802
12.8563 | 14380.47 | 0.26028 | 12.8563 | 12440.95 | 0.22518
12.8737 | 14301.94 | 0.25886 | 12.8737 | 12587.3 | 0.22782
12.891 | 14193.06 | 0.25689 | 12.891 | 12628.52 | 0.22857
12.9084 | 14114.33 | 0.25546 | 12.9084 | 12380.43 | 0.22408
12.9257 | 14090.31 | 0.25503 | 12.9257 | 12014.74 | 0.21746
12.9431 | 14080.29 | 0.25485 | 12.9431 | 12259.83 | 0.2219
12.9604 | 13886.2 | 0.25133 | 12.9604 | 12297.2 | 0.22257
12.9778 | 13657.87 | 0.2472 | 12.9778 | 12302.6 | 0.22267
12.9951 | 13467.65 | 0.24376 | 12.9951 | 12232.84 | 0.22141
13.0125 | 13625.97 | 0.24662 | 13.0125 | 12186.27 | 0.22057
13.0298 | 13919.04 | 0.25193 | 13.0298 | 12237.34 | 0.22149
13.0472 | 13951.24 | 0.25251 | 13.0472 | 12219.98 | 0.22118
13.0645 | 13821.16 | 0.25016 | 13.0645 | 12050.77 | 0.21811
13.0819 | 13639.81 | 0.24687 | 13.0819 | 11826.43 | 0.21405
13.0992 | 13614.78 | 0.24642 | 13.0992 | 11779.29 | 0.2132
13.1166 | 13682.71 | 0.24765 | 13.1166 | 11825.84 | 0.21404
13.1339 | 13670.63 | 0.24743 | 13.1339 | 11807.75 | 0.21371
13.1513 | 13600.09 | 0.24616 | 13.1513 | 11789.44 | 0.21338
13.1686 | 13512.43 | 0.24457 | 13.1686 | 11715.27 | 0.21204
13.186 | 13396.99 | 0.24248 | 13.186 | 11578.73 | 0.20957
13.2033 | 13319.28 | 0.24107 | 13.2033 | 11613.89 | 0.21021
13.2207 | 13389.99 | 0.24235 | 13.2207 | 11714.62 | 0.21203
13.238 | 13390.2 | 0.24236 | 13.238 | 11650.65 | 0.21087
13.2554 | 13051.45 | 0.23623 | 13.2554 | 11594.06 | 0.20985
13.2727 | 12798.8 | 0.23165 | 13.2727 | 11614.5 | 0.21022
13.2901 | 12753 | 0.23082 | 13.2901 | 11609.99 | 0.21014
13.3074 | 12846.07 | 0.23251 | 13.3074 | 11575.83 | 0.20952
13.3248 | 12885.56 | 0.23322 | 13.3248 | 11495.45 | 0.20806
13.3421 | 12693.1 | 0.22974 | 13.3421 | 11335.33 | 0.20516
13.3595 | 12627.09 | 0.22854 | 13.3595 | 11214.87 | 0.20298
13.3768 | 12740.53 | 0.2306 | 13.3768 | 11183.85 | 0.20242
13.3942 | 12804.42 | 0.23175 | 13.3942 | 11134.38 | 0.20153
13.4115 | 12861.58 | 0.23279 | 13.4115 | 11064.19 | 0.20026
13.4289 | 12977.74 | 0.23489 | 13.4289 | 11074.49 | 0.20044
13.4462 | 12901.16 | 0.23351 | 13.4462 | 11124.9 | 0.20136
13.4636 | 12672.19 | 0.22936 | 13.4636 | 11103.36 | 0.20097
13.4809 | 12479.28 | 0.22587 | 13.4809 | 11080.88 | 0.20056
13.4983 | 12373.05 | 0.22395 | 13.4983 | 11092.41 | 0.20077
13.5156 | 12329.5 | 0.22316 | 13.5156 | 11017.78 | 0.19942
13.533 | 12289.32 | 0.22243 | 13.533 | 10902.16 | 0.19732
13.5503 | 12289.53 | 0.22243 | 13.5503 | 10864.82 | 0.19665
13.5677 | 12435.88 | 0.22508 | 13.5677 | 10867.76 | 0.1967
13.585 | 12559.66 | 0.22732 | 13.585 | 10825.59 | 0.19594
13.6024 | 12483.57 | 0.22595 | 13.6024 | 10735.06 | 0.1943
13.6197 | 12364.81 | 0.2238 | 13.6197 | 10620.85 | 0.19223
13.6371 | 12359.15 | 0.2237 | 13.6371 | 10586.02 | 0.1916
13.6544 | 12422.82 | 0.22485 | 13.6544 | 10603.26 | 0.19191
13.6718 | 12420.76 | 0.22481 | 13.6718 | 10575.62 | 0.19141
13.6891 | 12262.89 | 0.22195 | 13.6891 | 10513.95 | 0.1903
13.7065 | 12075.71 | 0.21856 | 13.7065 | 10416.63 | 0.18854
13.7238 | 12006.18 | 0.21731 | 13.7238 | 10296.36 | 0.18636
13.7412 | 11958.16 | 0.21644 | 13.7412 | 10327.69 | 0.18693
13.7585 | 11862.37 | 0.2147 | 13.7585 | 10476.3 | 0.18962
13.7759 | 11778.09 | 0.21318 | 13.7759 | 10440.56 | 0.18897
13.7932 | 11686.19 | 0.21151 | 13.7932 | 10342.31 | 0.18719
13.8106 | 11529.87 | 0.20869 | 13.8106 | 10283.09 | 0.18612
13.8279 | 11374.54 | 0.20587 | 13.8279 | 10413.66 | 0.18848
13.8453 | 11311.23 | 0.20473 | 13.8453 | 10439.44 | 0.18895
13.8626 | 11354.85 | 0.20552 | 13.8626 | 10397.41 | 0.18819
13.88 | 11524.29 | 0.20858 | 13.88 | 10324.97 | 0.18688
13.8973 | 11723.6 | 0.21219 | 13.8973 | 10263.51 | 0.18576
13.9147 | 11838.68 | 0.21427 | 13.9147 | 10168.05 | 0.18404
13.932 | 11668.8 | 0.2112 | 13.932 | 10029.2 | 0.18152
13.9494 | 11478.92 | 0.20776 | 13.9494 | 9978.961 | 0.18061
13.9667 | 11294.4 | 0.20442 | 13.9667 | 9981.369 | 0.18066
13.9841 | 11295.32 | 0.20444 | 13.9841 | 9929.434 | 0.17972
14.0014 | 11272.41 | 0.20403 | 14.0014 | 9911.729 | 0.1794
14.0188 | 11099.27 | 0.20089 | 14.0188 | 9920.896 | 0.17956
14.0361 | 11101.04 | 0.20092 | 14.0361 | 9913.203 | 0.17942
14.0535 | 11243.53 | 0.2035 | 14.0535 | 9874.587 | 0.17873
14.0708 | 11346.22 | 0.20536 | 14.0708 | 9800.712 | 0.17739
14.0882 | 11345.76 | 0.20535 | 14.0882 | 9704.645 | 0.17565
14.1055 | 11157.61 | 0.20195 | 14.1055 | 9722.807 | 0.17598
14.1229 | 11071.51 | 0.20039 | 14.1229 | 9776.27 | 0.17695
14.1402 | 11073.43 | 0.20042 | 14.1402 | 9750.345 | 0.17648
14.1576 | 10970.95 | 0.19857 | 14.1576 | 9666.434 | 0.17496
14.1749 | 10849.38 | 0.19637 | 14.1749 | 9628.014 | 0.17426
14.1923 | 10782.54 | 0.19516 | 14.1923 | 9652.083 | 0.1747
14.2096 | 10754.15 | 0.19465 | 14.2096 | 9663.223 | 0.1749
14.227 | 10748.01 | 0.19453 | 14.227 | 9590.178 | 0.17358
14.2443 | 10775.99 | 0.19504 | 14.2443 | 9456.224 | 0.17115
14.2617 | 10784.57 | 0.1952 | 14.2617 | 9387.255 | 0.16991
14.279 | 10724.69 | 0.19411 | 14.279 | 9401.571 | 0.17016
14.2964 | 10670.4 | 0.19313 | 14.2964 | 9359.639 | 0.16941
14.3137 | 10683.44 | 0.19337 | 14.3137 | 9264.111 | 0.16768
14.3311 | 10759.61 | 0.19474 | 14.3311 | 9255.926 | 0.16753
14.3484 | 10804.17 | 0.19555 | 14.3484 | 9299.694 | 0.16832
14.3658 | 10697.67 | 0.19362 | 14.3658 | 9300.636 | 0.16834
14.3831 | 10603.82 | 0.19192 | 14.3831 | 9295.437 | 0.16824
14.4005 | 10672.97 | 0.19318 | 14.4005 | 9263.135 | 0.16766
14.4178 | 10657.18 | 0.19289 | 14.4178 | 9159.948 | 0.16579
14.4352 | 10473.29 | 0.18956 | 14.4352 | 9020.297 | 0.16326
14.4525 | 10365.01 | 0.1876 | 14.4525 | 8918.149 | 0.16141
14.4699 | 10351.71 | 0.18736 | 14.4699 | 8962.823 | 0.16222
14.4872 | 10297.16 | 0.18637 | 14.4872 | 8894.312 | 0.16098
14.5046 | 10236.83 | 0.18528 | 14.5046 | 8714.222 | 0.15772
14.5219 | 10218.6 | 0.18495 | 14.5219 | 8792.268 | 0.15914
14.5393 | 10150.76 | 0.18372 | 14.5393 | 8934.465 | 0.16171
14.5566 | 10010.73 | 0.18119 | 14.5566 | 9022.776 | 0.16331
14.574 | 9880.675 | 0.17884 | 14.574 | 8897.691 | 0.16104
14.5913 | 9813.994 | 0.17763 | 14.5913 | 8884.103 | 0.1608
14.6087 | 9838.352 | 0.17807 | 14.6087 | 8916.926 | 0.16139
14.626 | 9851.039 | 0.1783 | 14.626 | 8806.908 | 0.1594
14.6434 | 9787.271 | 0.17715 | 14.6434 | 8717.765 | 0.15779
14.6607 | 9793.575 | 0.17726 | 14.6607 | 8708.022 | 0.15761
14.6781 | 9808.402 | 0.17753 | 14.6781 | 8729.906 | 0.15801
14.6954 | 9614.298 | 0.17401 | 14.6954 | 8696.009 | 0.15739
14.7128 | 9409.196 | 0.1703 | 14.7128 | 8599.537 | 0.15565
14.7301 | 9424.298 | 0.17058 | 14.7301 | 8527.267 | 0.15434
14.7475 | 9442.431 | 0.1709 | 14.7475 | 8517.656 | 0.15417
14.7648 | 9462.856 | 0.17127 | 14.7648 | 8530.775 | 0.1544
14.7822 | 9556.344 | 0.17297 | 14.7822 | 8509.532 | 0.15402
14.7995 | 9630.756 | 0.17431 | 14.7995 | 8445.659 | 0.15286
14.8169 | 9487.042 | 0.17171 | 14.8169 | 8436.205 | 0.15269
14.8342 | 9426.774 | 0.17062 | 14.8342 | 8420.727 | 0.15241
14.8516 | 9532.867 | 0.17254 | 14.8516 | 8257.38 | 0.14945
14.8689 | 9488.512 | 0.17174 | 14.8689 | 8125.082 | 0.14706
14.8863 | 9362.616 | 0.16946 | 14.8863 | 8172.082 | 0.14791
14.9036 | 9339.367 | 0.16904 | 14.9036 | 8231.423 | 0.14899
14.921 | 9321.824 | 0.16872 | 14.921 | 8235.541 | 0.14906
14.9383 | 9248.966 | 0.1674 | 14.9383 | 8222.656 | 0.14883
14.9557 | 9191.141 | 0.16636 | 14.9557 | 8167.904 | 0.14784
14.973 | 9167.204 | 0.16592 | 14.973 | 8070.721 | 0.14608
14.9904 | 9187.804 | 0.1663 | 14.9904 | 7985.023 | 0.14453
15.0077 | 9192.965 | 0.16639 | 15.0077 | 7970.196 | 0.14426
15.0251 | 9135.587 | 0.16535 | 15.0251 | 8119.106 | 0.14695
15.0424 | 8977.571 | 0.16249 | 15.0424 | 8245.011 | 0.14923
15.0598 | 8779.342 | 0.1589 | 15.0598 | 8120.122 | 0.14697
15.0771 | 8725.919 | 0.15794 | 15.0771 | 8010.049 | 0.14498
15.0945 | 8795.27 | 0.15919 | 15.0945 | 7998.611 | 0.14477
15.1118 | 8830.499 | 0.15983 | 15.1118 | 7912.908 | 0.14322
15.1292 | 8875.605 | 0.16064 | 15.1292 | 7835.731 | 0.14182
15.1465 | 8984.677 | 0.16262 | 15.1465 | 7827.397 | 0.14167
15.1639 | 9010.25 | 0.16308 | 15.1639 | 7796.678 | 0.14112
15.1812 | 8888.473 | 0.16088 | 15.1812 | 7720.951 | 0.13975
15.1986 | 8754.932 | 0.15846 | 15.1986 | 7701.816 | 0.1394
15.2159 | 8682.263 | 0.15715 | 15.2159 | 7744.124 | 0.14017
15.2333 | 8652.332 | 0.1566 | 15.2333 | 7717.131 | 0.13968
15.2506 | 8657.124 | 0.15669 | 15.2506 | 7629.308 | 0.13809
15.268 | 8686.318 | 0.15722 | 15.268 | 7562.197 | 0.13687
15.2853 | 8697.596 | 0.15742 | 15.2853 | 7522.629 | 0.13616
15.3027 | 8652.558 | 0.15661 | 15.3027 | 7522.89 | 0.13616
15.32 | 8556.045 | 0.15486 | 15.32 | 7594.896 | 0.13746
15.3374 | 8472.108 | 0.15334 | 15.3374 | 7653.791 | 0.13853
15.3547 | 8510.218 | 0.15403 | 15.3547 | 7593.298 | 0.13744
15.3721 | 8607.134 | 0.15579 | 15.3721 | 7528.98 | 0.13627
15.3894 | 8604.258 | 0.15573 | 15.3894 | 7510.85 | 0.13594
15.4068 | 8541.354 | 0.15459 | 15.4068 | 7448.483 | 0.13481
15.4241 | 8436.91 | 0.1527 | 15.4241 | 7461.642 | 0.13505
15.4415 | 8269.313 | 0.14967 | 15.4415 | 7464.065 | 0.1351
15.4588 | 8112.945 | 0.14684 | 15.4588 | 7383.513 | 0.13364
15.4762 | 8251.994 | 0.14936 | 15.4762 | 7403.338 | 0.134
15.4935 | 8452.803 | 0.15299 | 15.4935 | 7489.509 | 0.13556
15.5109 | 8254.374 | 0.1494 | 15.5109 | 7381.285 | 0.1336
15.5282 | 8096.761 | 0.14655 | 15.5282 | 7283.068 | 0.13182
15.5456 | 8059.664 | 0.14588 | 15.5456 | 7261.315 | 0.13143
15.5629 | 8035.315 | 0.14544 | 15.5629 | 7174.497 | 0.12986
15.5803 | 8019.035 | 0.14514 | 15.5803 | 7095.437 | 0.12842
15.5976 | 8056.325 | 0.14582 | 15.5976 | 7106.098 | 0.12862
15.615 | 8048.171 | 0.14567 | 15.615 | 7134.364 | 0.12913
15.6323 | 7902.57 | 0.14303 | 15.6323 | 7242.313 | 0.13108
15.6497 | 7856.894 | 0.14221 | 15.6497 | 7276.383 | 0.1317
15.667 | 7909.875 | 0.14317 | 15.667 | 7222.11 | 0.13072
15.6844 | 7867.935 | 0.14241 | 15.6844 | 7067.349 | 0.12792
15.7017 | 7785.401 | 0.14091 | 15.7017 | 7032.047 | 0.12728
15.7191 | 7688.752 | 0.13916 | 15.7191 | 6929.375 | 0.12542
15.7364 | 7643.747 | 0.13835 | 15.7364 | 6905.805 | 0.12499
15.7538 | 7663.926 | 0.13871 | 15.7538 | 6885.617 | 0.12463
15.7711 | 7660.861 | 0.13866 | 15.7711 | 6870.339 | 0.12435
15.7885 | 7638.721 | 0.13826 | 15.7885 | 6895.985 | 0.12481
15.8058 | 7670.299 | 0.13883 | 15.8058 | 6875.328 | 0.12444
15.8232 | 7748.932 | 0.14025 | 15.8232 | 6788.907 | 0.12288
15.8405 | 7844.536 | 0.14198 | 15.8405 | 6804.296 | 0.12315
15.8579 | 7794.193 | 0.14107 | 15.8579 | 6859.455 | 0.12415
15.8752 | 7569.089 | 0.137 | 15.8752 | 6847.217 | 0.12393
15.8926 | 7417.747 | 0.13426 | 15.8926 | 6784.012 | 0.12279
15.9099 | 7406.961 | 0.13406 | 15.9099 | 6658.007 | 0.12051
15.9273 | 7410.888 | 0.13413 | 15.9273 | 6572.109 | 0.11895
15.9446 | 7407.465 | 0.13407 | 15.9446 | 6572.725 | 0.11896
15.962 | 7398.985 | 0.13392 | 15.962 | 6555.258 | 0.11865
15.9793 | 7392.646 | 0.1338 | 15.9793 | 6578.007 | 0.11906
15.9967 | 7389.595 | 0.13375 | 15.9967 | 6583.418 | 0.11916
16.014 | 7367.426 | 0.13335 | 16.014 | 6575.174 | 0.11901
16.0314 | 7339.044 | 0.13283 | 16.0314 | 6587.437 | 0.11923
16.0487 | 7379.21 | 0.13356 | 16.0487 | 6575.234 | 0.11901
16.0661 | 7441.043 | 0.13468 | 16.0661 | 6504.332 | 0.11773
16.0834 | 7396.466 | 0.13387 | 16.0834 | 6439.167 | 0.11655
16.1008 | 7318.883 | 0.13247 | 16.1008 | 6391.57 | 0.11568
16.1181 | 7244.179 | 0.13112 | 16.1181 | 6264.99 | 0.11339
16.1355 | 7150.338 | 0.12942 | 16.1355 | 6247.231 | 0.11307
16.1528 | 7040.178 | 0.12742 | 16.1528 | 6151.31 | 0.11134
16.1702 | 6997.201 | 0.12665 | 16.1702 | 6125.735 | 0.11087
16.1875 | 6964.724 | 0.12606 | 16.1875 | 6292.747 | 0.1139
16.2049 | 6867.771 | 0.1243 | 16.2049 | 6384.781 | 0.11556
16.2222 | 6838.18 | 0.12377 | 16.2222 | 6343 | 0.11481
16.2396 | 6924.165 | 0.12532 | 16.2396 | 6321.271 | 0.11441
16.2569 | 6957.102 | 0.12592 | 16.2569 | 6208.148 | 0.11236
16.2743 | 6923.911 | 0.12532 | 16.2743 | 6074.639 | 0.10995
16.2916 | 6872.212 | 0.12438 | 16.2916 | 6039.564 | 0.10931
16.309 | 6875.275 | 0.12444 | 16.309 | 6119.679 | 0.11076
16.3263 | 6986.545 | 0.12645 | 16.3263 | 6110.175 | 0.11059
16.3437 | 7021.613 | 0.12709 | 16.3437 | 6003.476 | 0.10866
16.361 | 6912.739 | 0.12512 | 16.361 | 5995.468 | 0.10852
16.3784 | 6805.751 | 0.12318 | 16.3784 | 6006.319 | 0.10871
16.3957 | 6751.543 | 0.1222 | 16.3957 | 5982.097 | 0.10827
16.4131 | 6708.774 | 0.12143 | 16.4131 | 5968.858 | 0.10803
16.4304 | 6649.439 | 0.12035 | 16.4304 | 6019.985 | 0.10896
16.4478 | 6567.874 | 0.11888 | 16.4478 | 6034.081 | 0.10921
16.4651 | 6502.712 | 0.1177 | 16.4651 | 5975.769 | 0.10816
16.4825 | 6474.917 | 0.11719 | 16.4825 | 5945.124 | 0.1076
16.4998 | 6448.143 | 0.11671 | 16.4998 | 5887.687 | 0.10656
16.5172 | 6417.321 | 0.11615 | 16.5172 | 5789.579 | 0.10479
16.5345 | 6418.866 | 0.11618 | 16.5345 | 5782.254 | 0.10466
16.5519 | 6427.553 | 0.11634 | 16.5519 | 5858.227 | 0.10603
16.5692 | 6386.96 | 0.1156 | 16.5692 | 5876.279 | 0.10636
16.5866 | 6365.704 | 0.11522 | 16.5866 | 5778.582 | 0.10459
16.6039 | 6432.712 | 0.11643 | 16.6039 | 5702.742 | 0.10322
16.6213 | 6443.987 | 0.11663 | 16.6213 | 5750.132 | 0.10407
16.6386 | 6333.677 | 0.11464 | 16.6386 | 5828.22 | 0.10549
16.656 | 6290.084 | 0.11385 | 16.656 | 5792.972 | 0.10485
16.6733 | 6341.264 | 0.11477 | 16.6733 | 5626.317 | 0.10183
16.6907 | 6339.61 | 0.11474 | 16.6907 | 5609.842 | 0.10154
16.708 | 6312.154 | 0.11425 | 16.708 | 5716.665 | 0.10347
16.7254 | 6333.3 | 0.11463 | 16.7254 | 5760.99 | 0.10427
16.7427 | 6289.401 | 0.11384 | 16.7427 | 5659.828 | 0.10244
16.7601 | 6125.223 | 0.11086 | 16.7601 | 5570.712 | 0.10083
16.7774 | 6007.068 | 0.10873 | 16.7774 | 5599.844 | 0.10135
16.7948 | 5973.897 | 0.10812 | 16.7948 | 5587.508 | 0.10113
16.8121 | 5996.171 | 0.10853 | 16.8121 | 5516.371 | 0.099844
16.8295 | 6050.688 | 0.10951 | 16.8295 | 5449.164 | 0.098627
16.8468 | 6107.412 | 0.11054 | 16.8468 | 5371.096 | 0.097214
16.8642 | 6113.176 | 0.11065 | 16.8642 | 5344.475 | 0.096733
16.8815 | 6055.277 | 0.1096 | 16.8815 | 5401.002 | 0.097756
16.8989 | 6054.475 | 0.10958 | 16.8989 | 5430.401 | 0.098288
16.9162 | 6086.897 | 0.11017 | 16.9162 | 5394.847 | 0.097644
16.9336 | 6001.247 | 0.10862 | 16.9336 | 5423.004 | 0.098154
16.9509 | 5908.792 | 0.10695 | 16.9509 | 5454.267 | 0.09872
16.9683 | 5967.602 | 0.10801 | 16.9683 | 5406.945 | 0.097863
16.9856 | 6035.672 | 0.10924 | 16.9856 | 5332.781 | 0.096521
17.003 | 6003.152 | 0.10865 | 17.003 | 5275.645 | 0.095487
17.0203 | 5948.126 | 0.10766 | 17.0203 | 5234.324 | 0.094739
17.0377 | 5927.003 | 0.10728 | 17.0377 | 5238.093 | 0.094807
17.055 | 5942.524 | 0.10756 | 17.055 | 5228.794 | 0.094639
17.0724 | 5963.441 | 0.10794 | 17.0724 | 5217.644 | 0.094437
17.0897 | 5952.205 | 0.10773 | 17.0897 | 5233.233 | 0.094719
17.1071 | 5898.629 | 0.10676 | 17.1071 | 5190.986 | 0.093954
17.1244 | 5818.122 | 0.10531 | 17.1244 | 5103.218 | 0.092366
17.1418 | 5761.977 | 0.10429 | 17.1418 | 5076.163 | 0.091876
17.1591 | 5751.741 | 0.1041 | 17.1591 | 5106.479 | 0.092425
17.1765 | 5742.433 | 0.10394 | 17.1765 | 5110.019 | 0.092489
17.1938 | 5717.824 | 0.10349 | 17.1938 | 5092.316 | 0.092169
17.2112 | 5701.545 | 0.1032 | 17.2112 | 5007.105 | 0.090626
17.2285 | 5689.969 | 0.10299 | 17.2285 | 4919.443 | 0.08904
17.2459 | 5660.821 | 0.10246 | 17.2459 | 4957.854 | 0.089735
17.2632 | 5605.67 | 0.10146 | 17.2632 | 5023.959 | 0.090931
17.2806 | 5528.301 | 0.10006 | 17.2806 | 5028.896 | 0.091021
17.2979 | 5490.691 | 0.099379 | 17.2979 | 4923.202 | 0.089108
17.3153 | 5519.182 | 0.099895 | 17.3153 | 4886.324 | 0.08844
17.3326 | 5602.989 | 0.10141 | 17.3326 | 4877.466 | 0.08828
17.35 | 5687.062 | 0.10293 | 17.35 | 4861.457 | 0.08799
17.3673 | 5648.206 | 0.10223 | 17.3673 | 4896.923 | 0.088632
17.3847 | 5537.222 | 0.10022 | 17.3847 | 4889.539 | 0.088498
17.402 | 5418.64 | 0.098075 | 17.402 | 4780.446 | 0.086524
17.4194 | 5334.382 | 0.09655 | 17.4194 | 4797.811 | 0.086838
17.4367 | 5289.453 | 0.095737 | 17.4367 | 4775.11 | 0.086427
17.4541 | 5295.036 | 0.095838 | 17.4541 | 4750.624 | 0.085984
17.4714 | 5322.89 | 0.096342 | 17.4714 | 4789.736 | 0.086692
17.4888 | 5333.075 | 0.096526 | 17.4888 | 4696.83 | 0.08501
17.5061 | 5307.291 | 0.09606 | 17.5061 | 4704.2 | 0.085144
17.5235 | 5239.075 | 0.094825 | 17.5235 | 4717.508 | 0.085385
17.5408 | 5188.784 | 0.093915 | 17.5408 | 4746.007 | 0.085901
17.5582 | 5178.648 | 0.093731 | 17.5582 | 4691.376 | 0.084912
17.5755 | 5127.107 | 0.092798 | 17.5755 | 4661.834 | 0.084377
17.5929 | 5048.295 | 0.091372 | 17.5929 | 4580.607 | 0.082907
17.6102 | 5034.128 | 0.091115 | 17.6102 | 4462.595 | 0.080771
17.6276 | 5098.357 | 0.092278 | 17.6276 | 4472.155 | 0.080944
17.6449 | 5215.763 | 0.094403 | 17.6449 | 4504.536 | 0.08153
17.6623 | 5249.502 | 0.095014 | 17.6623 | 4520.562 | 0.08182
17.6796 | 5128.361 | 0.092821 | 17.6796 | 4587.65 | 0.083034
17.697 | 5024.861 | 0.090948 | 17.697 | 4598.474 | 0.08323
17.7143 | 5016.823 | 0.090802 | 17.7143 | 4515.964 | 0.081737
17.7317 | 4984.48 | 0.090217 | 17.7317 | 4510.528 | 0.081639
17.749 | 4918.062 | 0.089015 | 17.749 | 4556.754 | 0.082475
17.7664 | 4901.802 | 0.08872 | 17.7664 | 4454.506 | 0.080625
17.7837 | 4934.725 | 0.089316 | 17.7837 | 4368.431 | 0.079067
17.8011 | 4970.603 | 0.089966 | 17.8011 | 4460.306 | 0.08073
17.8184 | 5007.049 | 0.090625 | 17.8184 | 4543.713 | 0.082239
17.8358 | 5039.771 | 0.091218 | 17.8358 | 4429.334 | 0.080169
17.8531 | 4998.065 | 0.090463 | 17.8531 | 4365.745 | 0.079018
17.8705 | 4848.744 | 0.08776 | 17.8705 | 4462.384 | 0.080767
17.8878 | 4778.553 | 0.08649 | 17.8878 | 4409.425 | 0.079809
17.9052 | 4806.209 | 0.08699 | 17.9052 | 4435.99 | 0.080289
17.9225 | 4855.735 | 0.087887 | 17.9225 | 4229.949 | 0.07656
17.9399 | 4907.791 | 0.088829 | 17.9399 | 4320.856 | 0.078206
17.9572 | 4939.354 | 0.0894 | 17.9572 | 4488.894 | 0.081247
17.9746 | 4942.435 | 0.089456 | 17.9746 | 4439.267 | 0.080349
17.9919 | 4873.843 | 0.088214 | 17.9919 | 4294.417 | 0.077727
18.0093 | 4825.64 | 0.087342 | 18.0093 | 4238.799 | 0.07672
18.0266 | 4808.872 | 0.087038 | 18.0266 | 4244.035 | 0.076815
18.044 | 4798.337 | 0.086848 | 18.044 | 4334.605 | 0.078454
18.0613 | 4790.235 | 0.086701 | 18.0613 | 4195.432 | 0.075935
18.0787 | 4710.895 | 0.085265 | 18.0787 | 4229.451 | 0.076551
18.096 | 4631.379 | 0.083826 | 18.096 | 4201.924 | 0.076053
18.1134 | 4598.102 | 0.083224 | 18.1134 | 4173.563 | 0.07554
18.1307 | 4564.869 | 0.082622 | 18.1307 | 4167.689 | 0.075433
18.1481 | 4521.315 | 0.081834 | 18.1481 | 4221.52 | 0.076408
18.1654 | 4519.821 | 0.081807 | 18.1654 | 4194.23 | 0.075914
18.1828 | 4550.982 | 0.082371 | 18.1828 | 4165.671 | 0.075397
18.2001 | 4580.852 | 0.082911 | 18.2001 | 4193.731 | 0.075905
18.2175 | 4606.797 | 0.083381 | 18.2175 | 4135.369 | 0.074848
18.2348 | 4631.256 | 0.083824 | 18.2348 | 4058.795 | 0.073462
18.2522 | 4596.028 | 0.083186 | 18.2522 | 4033.834 | 0.073011
18.2695 | 4466.526 | 0.080842 | 18.2695 | 4032.489 | 0.072986
18.2869 | 4365.476 | 0.079013 | 18.2869 | 4049.634 | 0.073297
18.3042 | 4362.381 | 0.078957 | 18.3042 | 4039.491 | 0.073113
18.3216 | 4405.581 | 0.079739 | 18.3216 | 4034.53 | 0.073023
18.3389 | 4462.72 | 0.080773 | 18.3389 | 3946.184 | 0.071424
18.3563 | 4517.559 | 0.081766 | 18.3563 | 3938.132 | 0.071278
18.3736 | 4540.774 | 0.082186 | 18.3736 | 4000.38 | 0.072405
18.391 | 4500.457 | 0.081456 | 18.391 | 4041.221 | 0.073144
18.4083 | 4442.018 | 0.080399 | 18.4083 | 4028.312 | 0.072911
18.4257 | 4422.367 | 0.080043 | 18.4257 | 3916.646 | 0.07089
18.443 | 4345.618 | 0.078654 | 18.443 | 3891.763 | 0.070439
18.4604 | 4169.254 | 0.075462 | 18.4604 | 3925.347 | 0.071047
18.4777 | 4072.677 | 0.073714 | 18.4777 | 3858.463 | 0.069836
18.4951 | 4113.794 | 0.074458 | 18.4951 | 3877.777 | 0.070186
18.5124 | 4180.229 | 0.07566 | 18.5124 | 3925.132 | 0.071043
18.5298 | 4240.924 | 0.076759 | 18.5298 | 3913.105 | 0.070825
18.5471 | 4237.679 | 0.0767 | 18.5471 | 3833.488 | 0.069384
18.5645 | 4235.897 | 0.076668 | 18.5645 | 3836.086 | 0.069431
18.5818 | 4296.938 | 0.077773 | 18.5818 | 3857.395 | 0.069817
18.5992 | 4316.378 | 0.078124 | 18.5992 | 3847.486 | 0.069638
18.6165 | 4272.69 | 0.077334 | 18.6165 | 3770.088 | 0.068237
18.6339 | 4276.669 | 0.077406 | 18.6339 | 3679.29 | 0.066593
18.6512 | 4292.105 | 0.077685 | 18.6512 | 3690.707 | 0.0668
18.6686 | 4219.415 | 0.07637 | 18.6686 | 3755.107 | 0.067966
18.6859 | 4149.337 | 0.075101 | 18.6859 | 3725.805 | 0.067435
18.7033 | 4174.136 | 0.07555 | 18.7033 | 3616.011 | 0.065448
18.7206 | 4195.066 | 0.075929 | 18.7206 | 3538.41 | 0.064044
18.738 | 4160.739 | 0.075307 | 18.738 | 3586.625 | 0.064916
18.7553 | 4108.85 | 0.074368 | 18.7553 | 3669.819 | 0.066422
18.7727 | 4071.121 | 0.073685 | 18.7727 | 3687.368 | 0.06674
18.79 | 4089.1 | 0.074011 | 18.79 | 3706.586 | 0.067088
18.8074 | 4128.781 | 0.074729 | 18.8074 | 3632.675 | 0.06575
18.8247 | 4131.096 | 0.074771 | 18.8247 | 3623.497 | 0.065584
18.8421 | 4085.513 | 0.073946 | 18.8421 | 3501.644 | 0.063378
18.8594 | 4004.927 | 0.072487 | 18.8594 | 3543.882 | 0.064143
18.8768 | 3926.385 | 0.071066 | 18.8768 | 3542.359 | 0.064115
18.8941 | 3871.42 | 0.070071 | 18.8941 | 3488.313 | 0.063137
18.9115 | 3851.793 | 0.069716 | 18.9115 | 3590.572 | 0.064988
18.9288 | 3870.29 | 0.07005 | 18.9288 | 3529.659 | 0.063885
18.9462 | 3899.644 | 0.070582 | 18.9462 | 3468.326 | 0.062775
18.9635 | 3916.14 | 0.07088 | 18.9635 | 3551.878 | 0.064287
18.9809 | 3885.251 | 0.070321 | 18.9809 | 3522.9 | 0.063763
18.9982 | 3850.137 | 0.069686 | 18.9982 | 3470.406 | 0.062813
19.0156 | 3883.995 | 0.070299 | 19.0156 | 3385.592 | 0.061278
19.0329 | 3917.767 | 0.07091 | 19.0329 | 3430.258 | 0.062086
19.0503 | 3893.048 | 0.070462 | 19.0503 | 3445.111 | 0.062355
19.0676 | 3866.26 | 0.069978 | 19.0676 | 3358.621 | 0.06079
19.085 | 3843.584 | 0.069567 | 19.085 | 3395.179 | 0.061451
19.1023 | 3830.085 | 0.069323 | 19.1023 | 3437.217 | 0.062212
19.1197 | 3808.558 | 0.068933 | 19.1197 | 3395.722 | 0.061461
19.137 | 3704.532 | 0.06705 | 19.137 | 3405.084 | 0.06163
19.1544 | 3598.781 | 0.065136 | 19.1544 | 3325.466 | 0.060189
19.1717 | 3661.122 | 0.066265 | 19.1717 | 3231.976 | 0.058497
19.1891 | 3758.809 | 0.068033 | 19.1891 | 3258.67 | 0.05898
19.2064 | 3806.216 | 0.068891 | 19.2064 | 3289.466 | 0.059538
19.2238 | 3803.44 | 0.068841 | 19.2238 | 3300.436 | 0.059736
19.2411 | 3731.504 | 0.067539 | 19.2411 | 3314.998 | 0.06
19.2585 | 3686.426 | 0.066723 | 19.2585 | 3288.198 | 0.059515
19.2758 | 3656.256 | 0.066177 | 19.2758 | 3354.968 | 0.060723
19.2932 | 3595.52 | 0.065077 | 19.2932 | 3339.369 | 0.060441
19.3105 | 3579.439 | 0.064786 | 19.3105 | 3328.462 | 0.060244
19.3279 | 3681.493 | 0.066633 | 19.3279 | 3285.106 | 0.059459
19.3452 | 3720.905 | 0.067347 | 19.3452 | 3264.286 | 0.059082
19.3626 | 3612.13 | 0.065378 | 19.3626 | 3261.039 | 0.059023
19.3799 | 3506.832 | 0.063472 | 19.3799 | 3278.946 | 0.059347
19.3973 | 3461.416 | 0.06265 | 19.3973 | 3331.979 | 0.060307
19.4146 | 3460.627 | 0.062636 | 19.4146 | 3361.894 | 0.060849
19.432 | 3478.891 | 0.062966 | 19.432 | 3313.315 | 0.05997
19.4493 | 3485.471 | 0.063085 | 19.4493 | 3194.981 | 0.057828
19.4667 | 3482.176 | 0.063026 | 19.4667 | 3149.109 | 0.056997
19.484 | 3480.336 | 0.062993 | 19.484 | 3215.14 | 0.058193
19.5014 | 3513.398 | 0.063591 | 19.5014 | 3255.082 | 0.058916
19.5187 | 3587.542 | 0.064933 | 19.5187 | 3207.211 | 0.058049
19.5361 | 3571.932 | 0.06465 | 19.5361 | 3139.513 | 0.056824
19.5534 | 3435.74 | 0.062185 | 19.5534 | 3124.562 | 0.056553
19.5708 | 3401.74 | 0.06157 | 19.5708 | 3141.672 | 0.056863
19.5881 | 3473.623 | 0.062871 | 19.5881 | 3176.261 | 0.057489
19.6055 | 3408.58 | 0.061694 | 19.6055 | 3108.065 | 0.056255
19.6228 | 3281.422 | 0.059392 | 19.6228 | 3061.298 | 0.055408
19.6402 | 3371.403 | 0.061021 | 19.6402 | 3160.85 | 0.05721
19.6575 | 3505.274 | 0.063444 | 19.6575 | 3023.576 | 0.054725
19.6749 | 3460.731 | 0.062638 | 19.6749 | 2878.75 | 0.052104
19.6922 | 3412.398 | 0.061763 | 19.6922 | 2940.942 | 0.05323
19.7096 | 3444.359 | 0.062341 | 19.7096 | 3050.102 | 0.055205
19.7269 | 3451.307 | 0.062467 | 19.7269 | 2996.727 | 0.054239
19.7443 | 3418.952 | 0.061881 | 19.7443 | 2954.752 | 0.05348
19.7616 | 3415.128 | 0.061812 | 19.7616 | 2893.857 | 0.052378
19.779 | 3420.695 | 0.061913 | 19.779 | 2955.138 | 0.053487
19.7963 | 3366.502 | 0.060932 | 19.7963 | 3013.216 | 0.054538
19.8137 | 3293.558 | 0.059612 | 19.8137 | 3056.88 | 0.055328
19.831 | 3251.864 | 0.058857 | 19.831 | 3031.306 | 0.054865
19.8484 | 3226.003 | 0.058389 | 19.8484 | 3049.288 | 0.055191
19.8657 | 3207.853 | 0.058061 | 19.8657 | 2928.161 | 0.052998
19.8831 | 3193.733 | 0.057805 | 19.8831 | 2776.366 | 0.050251
19.9004 | 3199.022 | 0.057901 | 19.9004 | 2806.686 | 0.0508
19.9178 | 3268.197 | 0.059153 | 19.9178 | 2932.14 | 0.05307
19.9351 | 3345.141 | 0.060546 | 19.9351 | 2964.402 | 0.053654
19.9525 | 3322.115 | 0.060129 | 19.9525 | 2938.774 | 0.05319
19.9698 | 3253.119 | 0.05888 | 19.9698 | 2938.833 | 0.053192
19.9872 | 3222.207 | 0.05832 | 19.9872 | 2877.898 | 0.052089
20.0045 | 3234.533 | 0.058544 | 20.0045 | 2841.229 | 0.051425
20.0219 | 3269.205 | 0.059171 | 20.0219 | 2890.608 | 0.052319
20.0392 | 3296.802 | 0.059671 | 20.0392 | 2744.764 | 0.049679
20.0566 | 3300.55 | 0.059738 | 20.0566 | 2804.161 | 0.050754
20.0739 | 3252.39 | 0.058867 | 20.0739 | 2797.562 | 0.050635
20.0913 | 3163.019 | 0.057249 | 20.0913 | 2798.39 | 0.05065
20.1086 | 3129.657 | 0.056645 | 20.1086 | 2722.816 | 0.049282
20.126 | 3145.932 | 0.05694 | 20.126 | 2772.584 | 0.050183
20.1433 | 3122.21 | 0.056511 | 20.1433 | 2667.299 | 0.048277
20.1607 | 3078.601 | 0.055721 | 20.1607 | 2684.108 | 0.048581
20.178 | 3047.556 | 0.055159 | 20.178 | 2789.288 | 0.050485
20.1954 | 3014.964 | 0.054569 | 20.1954 | 2704.041 | 0.048942
20.2127 | 2967.571 | 0.053712 | 20.2127 | 2683.212 | 0.048565
20.2301 | 2934.5 | 0.053113 | 20.2301 | 2684.479 | 0.048588
20.2474 | 2942.939 | 0.053266 | 20.2474 | 2728.128 | 0.049378
20.2648 | 2978.087 | 0.053902 | 20.2648 | 2812.794 | 0.05091
20.2821 | 3038.321 | 0.054992 | 20.2821 | 2829.003 | 0.051204
20.2995 | 3039.045 | 0.055005 | 20.2995 | 2741.187 | 0.049614
20.3168 | 2997.961 | 0.054262 | 20.3168 | 2695.153 | 0.048781
20.3342 | 2980.122 | 0.053939 | 20.3342 | 2662.585 | 0.048192
20.3515 | 2971.946 | 0.053791 | 20.3515 | 2573.87 | 0.046586
20.3689 | 2955.167 | 0.053487 | 20.3689 | 2568.256 | 0.046484
20.3862 | 2922.913 | 0.052903 | 20.3862 | 2619.545 | 0.047413
20.4036 | 2875.698 | 0.052049 | 20.4036 | 2584.497 | 0.046778
20.4209 | 2871.043 | 0.051965 | 20.4209 | 2582.022 | 0.046733
20.4383 | 2899.315 | 0.052476 | 20.4383 | 2656.956 | 0.04809
20.4556 | 2849.36 | 0.051572 | 20.4556 | 2689.389 | 0.048677
20.473 | 2764.484 | 0.050036 | 20.473 | 2664.438 | 0.048225
20.4903 | 2784.604 | 0.0504 | 20.4903 | 2595.852 | 0.046984
20.5077 | 2858.63 | 0.05174 | 20.5077 | 2523.792 | 0.045679
20.525 | 2881.462 | 0.052153 | 20.525 | 2743.448 | 0.049655
20.5424 | 2849.558 | 0.051576 | 20.5424 | 2600.985 | 0.047077
20.5597 | 2784.21 | 0.050393 | 20.5597 | 2496.874 | 0.045192
20.5771 | 2766.197 | 0.050067 | 20.5771 | 2561.914 | 0.046369
20.5944 | 2832.305 | 0.051263 | 20.5944 | 2510.683 | 0.045442
20.6118 | 2875.961 | 0.052054 | 20.6118 | 2516.691 | 0.045551
20.6291 | 2853.818 | 0.051653 | 20.6291 | 2584.245 | 0.046774
20.6465 | 2808.785 | 0.050838 | 20.6465 | 2481.103 | 0.044907
20.6638 | 2754.213 | 0.04985 | 20.6638 | 2424.797 | 0.043888
20.6812 | 2732.776 | 0.049462 | 20.6812 | 2430.401 | 0.043989
20.6985 | 2733.362 | 0.049473 | 20.6985 | 2449.071 | 0.044327
20.7159 | 2700.537 | 0.048878 | 20.7159 | 2516.76 | 0.045552
20.7332 | 2668.044 | 0.04829 | 20.7332 | 2544.343 | 0.046051
20.7506 | 2683.896 | 0.048577 | 20.7506 | 2508.154 | 0.045396
20.7679 | 2711.869 | 0.049084 | 20.7679 | 2493.575 | 0.045133
20.7853 | 2725.471 | 0.04933 | 20.7853 | 2544.037 | 0.046046
20.8026 | 2734.857 | 0.0495 | 20.8026 | 2550.86 | 0.046169
20.82 | 2743.058 | 0.049648 | 20.82 | 2441.288 | 0.044186
20.8373 | 2735.346 | 0.049509 | 20.8373 | 2436.402 | 0.044098
20.8547 | 2715.391 | 0.049147 | 20.8547 | 2403.829 | 0.043508
20.872 | 2646.24 | 0.047896 | 20.872 | 2398.75 | 0.043416
20.8894 | 2570.152 | 0.046519 | 20.8894 | 2433.348 | 0.044042
20.9067 | 2573.355 | 0.046577 | 20.9067 | 2304.987 | 0.041719
20.9241 | 2594.979 | 0.046968 | 20.9241 | 2405.841 | 0.043545
20.9414 | 2593.518 | 0.046942 | 20.9414 | 2499.757 | 0.045244
20.9588 | 2587.897 | 0.04684 | 20.9588 | 2327.962 | 0.042135
20.9761 | 2588.446 | 0.04685 | 20.9761 | 2301.59 | 0.041658
20.9935 | 2571.475 | 0.046543 | 20.9935 | 2413.559 | 0.043684
21.0108 | 2534.651 | 0.045876 | 21.0108 | 2332.718 | 0.042221
21.0282 | 2511.17 | 0.045451 | 21.0282 | 2289.039 | 0.041431
21.0455 | 2498.518 | 0.045222 | 21.0455 | 2354.487 | 0.042615
21.0629 | 2453.367 | 0.044405 | 21.0629 | 2382.275 | 0.043118
21.0802 | 2410.643 | 0.043632 | 21.0802 | 2400.647 | 0.043451
21.0976 | 2471.028 | 0.044724 | 21.0976 | 2342.104 | 0.042391
21.1149 | 2566.737 | 0.046457 | 21.1149 | 2316.691 | 0.041931
21.1323 | 2566.526 | 0.046453 | 21.1323 | 2328.102 | 0.042138
21.1496 | 2536.719 | 0.045913 | 21.1496 | 2313.969 | 0.041882
21.167 | 2545.763 | 0.046077 | 21.167 | 2282.932 | 0.04132
21.1843 | 2558.042 | 0.046299 | 21.1843 | 2210.093 | 0.040002
21.2017 | 2547.995 | 0.046118 | 21.2017 | 2223.287 | 0.04024
21.219 | 2525.844 | 0.045717 | 21.219 | 2358.162 | 0.042682
21.2364 | 2491.964 | 0.045103 | 21.2364 | 2245.709 | 0.040646
21.2537 | 2468.2 | 0.044673 | 21.2537 | 2338.806 | 0.042331
21.2711 | 2452.857 | 0.044396 | 21.2711 | 2296.573 | 0.041567
21.2884 | 2396.303 | 0.043372 | 21.2884 | 2255.585 | 0.040825
21.3058 | 2357.485 | 0.042669 | 21.3058 | 2189.019 | 0.03962
21.3231 | 2477.464 | 0.044841 | 21.3231 | 2293.939 | 0.041519
21.3405 | 2580.082 | 0.046698 | 21.3405 | 2236.646 | 0.040482
21.3578 | 2501.417 | 0.045275 | 21.3578 | 2211.372 | 0.040025
21.3752 | 2399.312 | 0.043426 | 21.3752 | 2268.558 | 0.04106
21.3925 | 2336.762 | 0.042294 | 21.3925 | 2273.065 | 0.041141
21.4099 | 2321.139 | 0.042012 | 21.4099 | 2220.515 | 0.04019
21.4272 | 2347.265 | 0.042484 | 21.4272 | 2188.196 | 0.039605
21.4446 | 2370.836 | 0.042911 | 21.4446 | 2145.425 | 0.038831
21.4619 | 2382.662 | 0.043125 | 21.4619 | 2117.478 | 0.038325
21.4793 | 2398.281 | 0.043408 | 21.4793 | 2110.49 | 0.038199
21.4966 | 2398.942 | 0.04342 | 21.4966 | 2116.717 | 0.038312
21.514 | 2352.686 | 0.042583 | 21.514 | 2162.167 | 0.039134
21.5313 | 2315.689 | 0.041913 | 21.5313 | 2164.1 | 0.039169
21.5487 | 2365.167 | 0.042808 | 21.5487 | 2062.302 | 0.037327
21.566 | 2428.39 | 0.043953 | 21.566 | 2086.985 | 0.037773
21.5834 | 2432.016 | 0.044018 | 21.5834 | 2155.307 | 0.03901
21.6007 | 2395.443 | 0.043356 | 21.6007 | 2080.546 | 0.037657
21.6181 | 2313.05 | 0.041865 | 21.6181 | 2116.567 | 0.038309
21.6354 | 2282.844 | 0.041318 | 21.6354 | 2145.074 | 0.038825
21.6528 | 2333.401 | 0.042234 | 21.6528 | 2119.507 | 0.038362
21.6701 | 2311.72 | 0.041841 | 21.6701 | 2197.917 | 0.039781
21.6875 | 2224.09 | 0.040255 | 21.6875 | 2058.899 | 0.037265
21.7048 | 2210.593 | 0.040011 | 21.7048 | 2027.146 | 0.03669
21.7222 | 2238.662 | 0.040519 | 21.7222 | 2056.895 | 0.037229
21.7395 | 2226.776 | 0.040304 | 21.7395 | 1974.184 | 0.035732
21.7569 | 2212.38 | 0.040043 | 21.7569 | 1972.268 | 0.035697
21.7742 | 2228.512 | 0.040335 | 21.7742 | 2087.303 | 0.037779
21.7916 | 2231.411 | 0.040388 | 21.7916 | 2090.771 | 0.037842
21.8089 | 2204.827 | 0.039906 | 21.8089 | 2008.199 | 0.036347
21.8263 | 2208.35 | 0.03997 | 21.8263 | 2042.237 | 0.036964
21.8436 | 2250.252 | 0.040729 | 21.8436 | 2033.246 | 0.036801
21.861 | 2261.558 | 0.040933 | 21.861 | 1908.656 | 0.034546
21.8783 | 2250.976 | 0.040742 | 21.8783 | 1929.554 | 0.034924
21.8957 | 2248.644 | 0.040699 | 21.8957 | 2070.553 | 0.037476
21.913 | 2248.391 | 0.040695 | 21.913 | 2122.948 | 0.038424
21.9304 | 2232.076 | 0.0404 | 21.9304 | 2066.871 | 0.037409
21.9477 | 2200.225 | 0.039823 | 21.9477 | 2026.191 | 0.036673
21.9651 | 2159.47 | 0.039085 | 21.9651 | 1989.685 | 0.036012
21.9824 | 2154.67 | 0.038999 | 21.9824 | 1978.73 | 0.035814
21.9998 | 2215.429 | 0.040098 | 21.9998 | 1942.141 | 0.035152
22.0171 | 2227.18 | 0.040311 | 22.0171 | 1865.638 | 0.033767
22.0345 | 2127.479 | 0.038506 | 22.0345 | 1954.962 | 0.035384
22.0518 | 2081.194 | 0.037669 | 22.0518 | 2041.427 | 0.036949
22.0692 | 2151.921 | 0.038949 | 22.0692 | 1980.821 | 0.035852
22.0865 | 2210.901 | 0.040016 | 22.0865 | 1951.8 | 0.035327
22.1039 | 2227.81 | 0.040322 | 22.1039 | 1915.978 | 0.034678
22.1212 | 2232.673 | 0.04041 | 22.1212 | 1956.227 | 0.035407
22.1386 | 2221.345 | 0.040205 | 22.1386 | 1942.768 | 0.035163
22.1559 | 2162.92 | 0.039148 | 22.1559 | 1904.607 | 0.034473
22.1733 | 2097.02 | 0.037955 | 22.1733 | 1917.021 | 0.034697
22.1906 | 2079.646 | 0.037641 | 22.1906 | 1893.999 | 0.034281
22.208 | 2087.69 | 0.037786 | 22.208 | 1875.857 | 0.033952
22.2253 | 2123.847 | 0.038441 | 22.2253 | 1849.175 | 0.033469
22.2427 | 2117.332 | 0.038323 | 22.2427 | 0 | 0
22.26 | 2049.585 | 0.037097 | 22.26 | 0 | 0
22.2774 | 2051.737 | 0.037136 | 22.2774 | 0 | 0
22.2947 | 2115.768 | 0.038294 | 22.2947 | 0 | 0
22.3121 | 2121.243 | 0.038394 | 22.3121 | 0 | 0
22.3294 | 2086.933 | 0.037773 | 22.3294 | 0 | 0
22.3468 | 2069.562 | 0.037458 | 22.3468 | 0 | 0
22.3641 | 2065.156 | 0.037378 | 22.3641 | 0 | 0
22.3815 | 2058.438 | 0.037257 | 22.3815 | 0 | 0
22.3988 | 2042.945 | 0.036976 | 22.3988 | 0 | 0
22.4162 | 2012.798 | 0.036431 | 22.4162 | 0 | 0
22.4335 | 1991.924 | 0.036053 | 22.4335 | 0 | 0
22.4509 | 1995.55 | 0.036119 | 22.4509 | 0 | 0
22.4682 | 1994.707 | 0.036103 | 22.4682 | 0 | 0
22.4856 | 1973.582 | 0.035721 | 22.4856 | 0 | 0
22.5029 | 1945.922 | 0.03522 | 22.5029 | 0 | 0
22.5203 | 1925.254 | 0.034846 | 22.5203 | 0 | 0
22.5376 | 1935.581 | 0.035033 | 22.5376 | 0 | 0
22.555 | 1965.467 | 0.035574 | 22.555 | 0 | 0
22.5723 | 1960.348 | 0.035481 | 22.5723 | 0 | 0
22.5897 | 1943.307 | 0.035173 | 22.5897 | 0 | 0
22.607 | 2020.374 | 0.036568 | 22.607 | 0 | 0
22.6244 | 2099.899 | 0.038007 | 22.6244 | 0 | 0
22.6417 | 1999.787 | 0.036195 | 22.6417 | 0 | 0
22.6591 | 1901.331 | 0.034413 | 22.6591 | 0 | 0
22.6764 | 1893.182 | 0.034266 | 22.6764 | 0 | 0
22.6938 | 1942.002 | 0.035149 | 22.6938 | 0 | 0
22.7111 | 2073.007 | 0.03752 | 22.7111 | 0 | 0
22.7285 | 2115.891 | 0.038297 | 22.7285 | 0 | 0
22.7458 | 2061.513 | 0.037312 | 22.7458 | 0 | 0
22.7632 | 2027.29 | 0.036693 | 22.7632 | 0 | 0
22.7805 | 2018.223 | 0.036529 | 22.7805 | 0 | 0
22.7979 | 2000.879 | 0.036215 | 22.7979 | 0 | 0
22.8152 | 1970.647 | 0.035668 | 22.8152 | 0 | 0
22.8326 | 1931.395 | 0.034957 | 22.8326 | 0 | 0
22.8499 | 1903.663 | 0.034455 | 22.8499 | 0 | 0
22.8673 | 1908.354 | 0.03454 | 22.8673 | 0 | 0
22.8846 | 1925.914 | 0.034858 | 22.8846 | 0 | 0
22.902 | 1932.201 | 0.034972 | 22.902 | 0 | 0
22.9193 | 1921.518 | 0.034779 | 22.9193 | 0 | 0
22.9367 | 1899.913 | 0.034388 | 22.9367 | 0 | 0
22.954 | 1891.386 | 0.034233 | 22.954 | 0 | 0
22.9714 | 1900.387 | 0.034396 | 22.9714 | 0 | 0
22.9887 | 1898.934 | 0.03437 | 22.9887 | 0 | 0
23.0061 | 1884.084 | 0.034101 | 23.0061 | 0 | 0
23.0234 | 1879.196 | 0.034013 | 23.0234 | 0 | 0
23.0408 | 1880.856 | 0.034043 | 23.0408 | 0 | 0
23.0581 | 1855.171 | 0.033578 | 23.0581 | 0 | 0
23.0755 | 1822.067 | 0.032979 | 23.0755 | 0 | 0
23.0928 | 1795.551 | 0.032499 | 23.0928 | 0 | 0
23.1102 | 1780.107 | 0.032219 | 23.1102 | 0 | 0
23.1275 | 1790.85 | 0.032414 | 23.1275 | 0 | 0
23.1449 | 1783.647 | 0.032283 | 23.1449 | 0 | 0
23.1622 | 1735.397 | 0.03141 | 23.1622 | 0 | 0
23.1796 | 1696.532 | 0.030706 | 23.1796 | 0 | 0
23.1969 | 1679.009 | 0.030389 | 23.1969 | 0 | 0
23.2143 | 1661.496 | 0.030072 | 23.2143 | 0 | 0
23.2316 | 1643.351 | 0.029744 | 23.2316 | 0 | 0
23.249 | 1702.99 | 0.030823 | 23.249 | 0 | 0
23.2663 | 1812.065 | 0.032798 | 23.2663 | 0 | 0
23.2837 | 1840.619 | 0.033314 | 23.2837 | 0 | 0
23.301 | 1798.431 | 0.032551 | 23.301 | 0 | 0
23.3184 | 1701.077 | 0.030789 | 23.3184 | 0 | 0
23.3357 | 1621.478 | 0.029348 | 23.3357 | 0 | 0
23.3531 | 1677.962 | 0.03037 | 23.3531 | 0 | 0
23.3704 | 1766.187 | 0.031967 | 23.3704 | 0 | 0
23.3878 | 1744.221 | 0.03157 | 23.3878 | 0 | 0
23.4051 | 1693.364 | 0.030649 | 23.4051 | 0 | 0
23.4225 | 1684.797 | 0.030494 | 23.4225 | 0 | 0
23.4398 | 1686.104 | 0.030518 | 23.4398 | 0 | 0
23.4572 | 1686.471 | 0.030524 | 23.4572 | 0 | 0
23.4745 | 1677.119 | 0.030355 | 23.4745 | 0 | 0
23.4919 | 1657.148 | 0.029994 | 23.4919 | 0 | 0
23.5092 | 1664.754 | 0.030131 | 23.5092 | 0 | 0
23.5266 | 1697.917 | 0.030732 | 23.5266 | 0 | 0
23.5439 | 1710.732 | 0.030963 | 23.5439 | 0 | 0
23.5613 | 1707.193 | 0.030899 | 23.5613 | 0 | 0
23.5786 | 1698.8 | 0.030748 | 23.5786 | 0 | 0
23.596 | 1709.354 | 0.030939 | 23.596 | 0 | 0
23.6133 | 1759.126 | 0.031839 | 23.6133 | 0 | 0
23.6307 | 1771.089 | 0.032056 | 23.6307 | 0 | 0
23.648 | 1694.931 | 0.030677 | 23.648 | 0 | 0
23.6654 | 1624.918 | 0.02941 | 23.6654 | 0 | 0
23.6827 | 1609.489 | 0.029131 | 23.6827 | 0 | 0
23.7001 | 1583.687 | 0.028664 | 23.7001 | 0 | 0
23.7174 | 1536.714 | 0.027814 | 23.7174 | 0 | 0
23.7348 | 1553.118 | 0.028111 | 23.7348 | 0 | 0
23.7521 | 1639.539 | 0.029675 | 23.7521 | 0 | 0
23.7695 | 1698.686 | 0.030745 | 23.7695 | 0 | 0
23.7868 | 1704.678 | 0.030854 | 23.7868 | 0 | 0
23.8042 | 1670.425 | 0.030234 | 23.8042 | 0 | 0
23.8215 | 1610.53 | 0.02915 | 23.8215 | 0 | 0
23.8389 | 1527.667 | 0.02765 | 23.8389 | 0 | 0
23.8562 | 1457.39 | 0.026378 | 23.8562 | 0 | 0
23.8736 | 1516.929 | 0.027456 | 23.8736 | 0 | 0
23.8909 | 1598.288 | 0.028928 | 23.8909 | 0 | 0
23.9083 | 1621.485 | 0.029348 | 23.9083 | 0 | 0
23.9256 | 1617.869 | 0.029283 | 23.9256 | 0 | 0
23.943 | 1591.188 | 0.0288 | 23.943 | 0 | 0
23.9603 | 1550.504 | 0.028063 | 23.9603 | 0 | 0
23.9777 | 1501.262 | 0.027172 | 23.9777 | 0 | 0
23.995 | 1511.835 | 0.027364 | 23.995 | 0 | 0
24.0124 | 1578.034 | 0.028562 | 24.0124 | 0 | 0
24.0297 | 1618.867 | 0.029301 | 24.0297 | 0 | 0
24.0471 | 1631.604 | 0.029531 | 24.0471 | 0 | 0
24.0644 | 1635.516 | 0.029602 | 24.0644 | 0 | 0
24.0818 | 1633.07 | 0.029558 | 24.0818 | 0 | 0
24.0991 | 1617.723 | 0.02928 | 24.0991 | 0 | 0
24.1165 | 1590.981 | 0.028796 | 24.1165 | 0 | 0
24.1338 | 1556.16 | 0.028166 | 24.1338 | 0 | 0
24.1512 | 1511.305 | 0.027354 | 24.1512 | 0 | 0
24.1685 | 1450.584 | 0.026255 | 24.1685 | 0 | 0
24.1859 | 1403.634 | 0.025405 | 24.1859 | 0 | 0
24.2032 | 1431.863 | 0.025916 | 24.2032 | 0 | 0
24.2206 | 1472.352 | 0.026649 | 24.2206 | 0 | 0
24.2379 | 1522.614 | 0.027559 | 24.2379 | 0 | 0
24.2553 | 1545.326 | 0.02797 | 24.2553 | 0 | 0
24.2726 | 1512.16 | 0.027369 | 24.2726 | 0 | 0
24.29 | 1488.089 | 0.026934 | 24.29 | 0 | 0
24.3073 | 1476.943 | 0.026732 | 24.3073 | 0 | 0
24.3247 | 1458.228 | 0.026393 | 24.3247 | 0 | 0
24.342 | 1434.22 | 0.025959 | 24.342 | 0 | 0
24.3594 | 1424.324 | 0.02578 | 24.3594 | 0 | 0
24.3767 | 1422.104 | 0.025739 | 24.3767 | 0 | 0
24.3941 | 1427.507 | 0.025837 | 24.3941 | 0 | 0
24.4114 | 1440.599 | 0.026074 | 24.4114 | 0 | 0
24.4288 | 1473.382 | 0.026668 | 24.4288 | 0 | 0
24.4461 | 1500.158 | 0.027152 | 24.4461 | 0 | 0
24.4635 | 1487.511 | 0.026923 | 24.4635 | 0 | 0
24.4808 | 1439.045 | 0.026046 | 24.4808 | 0 | 0
24.4982 | 1350.946 | 0.024452 | 24.4982 | 0 | 0
24.5155 | 1310.891 | 0.023727 | 24.5155 | 0 | 0
24.5329 | 1422.347 | 0.025744 | 24.5329 | 0 | 0
24.5502 | 1504.667 | 0.027234 | 24.5502 | 0 | 0
24.5676 | 1480.721 | 0.0268 | 24.5676 | 0 | 0
24.5849 | 1464.113 | 0.0265 | 24.5849 | 0 | 0
24.6023 | 1460.894 | 0.026442 | 24.6023 | 0 | 0
24.6196 | 1454.446 | 0.026325 | 24.6196 | 0 | 0
24.637 | 1444.009 | 0.026136 | 24.637 | 0 | 0
24.6543 | 1454.575 | 0.026327 | 24.6543 | 0 | 0
24.6717 | 1473.251 | 0.026665 | 24.6717 | 0 | 0
24.689 | 1494.605 | 0.027052 | 24.689 | 0 | 0
24.7064 | 1511.369 | 0.027355 | 24.7064 | 0 | 0
24.7237 | 1446.331 | 0.026178 | 24.7237 | 0 | 0
24.7411 | 1385.379 | 0.025075 | 24.7411 | 0 | 0
24.7584 | 1411.815 | 0.025553 | 24.7584 | 0 | 0
24.7758 | 1436.29 | 0.025996 | 24.7758 | 0 | 0
24.7931 | 1388.266 | 0.025127 | 24.7931 | 0 | 0
24.8105 | 1345.804 | 0.024358 | 24.8105 | 0 | 0
24.8278 | 1362.733 | 0.024665 | 24.8278 | 0 | 0
24.8452 | 1385.493 | 0.025077 | 24.8452 | 0 | 0
24.8625 | 1386.323 | 0.025092 | 24.8625 | 0 | 0
24.8799 | 1388.074 | 0.025124 | 24.8799 | 0 | 0
24.8972 | 1394.165 | 0.025234 | 24.8972 | 0 | 0
24.9146 | 1406.838 | 0.025463 | 24.9146 | 0 | 0
24.9319 | 1419.616 | 0.025694 | 24.9319 | 0 | 0
24.9493 | 1387.569 | 0.025114 | 24.9493 | 0 | 0
24.9666 | 1319.302 | 0.023879 | 24.9666 | 0 | 0
24.984 | 1276.725 | 0.023108 | 24.984 | 0 | 0
25.0013 | 1250.48 | 0.022633 | 25.0013 | 0 | 0
25.0187 | 1295.086 | 0.02344 | 25.0187 | 0 | 0
25.036 | 1351.496 | 0.024461 | 25.036 | 0 | 0
25.0534 | 1375.226 | 0.024891 | 25.0534 | 0 | 0
25.0707 | 1383.519 | 0.025041 | 25.0707 | 0 | 0
25.0881 | 1383.384 | 0.025039 | 25.0881 | 0 | 0
25.1054 | 1366.078 | 0.024725 | 25.1054 | 0 | 0
25.1228 | 1322.23 | 0.023932 | 25.1228 | 0 | 0
25.1401 | 1264.597 | 0.022889 | 25.1401 | 0 | 0
25.1575 | 1204.017 | 0.021792 | 25.1575 | 0 | 0
25.1748 | 1198.019 | 0.021684 | 25.1748 | 0 | 0
25.1922 | 1258.208 | 0.022773 | 25.1922 | 0 | 0
25.2095 | 1280.179 | 0.023171 | 25.2095 | 0 | 0
25.2269 | 1232.386 | 0.022306 | 25.2269 | 0 | 0
25.2442 | 1218.272 | 0.02205 | 25.2442 | 0 | 0
25.2616 | 1266.713 | 0.022927 | 25.2616 | 0 | 0
25.2789 | 1292.226 | 0.023389 | 25.2789 | 0 | 0
25.2963 | 1276.841 | 0.02311 | 25.2963 | 0 | 0
25.3136 | 1318.855 | 0.023871 | 25.3136 | 0 | 0
25.331 | 1396.547 | 0.025277 | 25.331 | 0 | 0
25.3483 | 1419.799 | 0.025698 | 25.3483 | 0 | 0
25.3657 | 1397.483 | 0.025294 | 25.3657 | 0 | 0
25.383 | 1343.358 | 0.024314 | 25.383 | 0 | 0
25.4004 | 1297.721 | 0.023488 | 25.4004 | 0 | 0
25.4177 | 1312.517 | 0.023756 | 25.4177 | 0 | 0
25.4351 | 1332.196 | 0.024112 | 25.4351 | 0 | 0
25.4524 | 1288.542 | 0.023322 | 25.4524 | 0 | 0
25.4698 | 1228.144 | 0.022229 | 25.4698 | 0 | 0
25.4871 | 1193.227 | 0.021597 | 25.4871 | 0 | 0
25.5045 | 1170.869 | 0.021192 | 25.5045 | 0 | 0
25.5218 | 1151.786 | 0.020847 | 25.5218 | 0 | 0
25.5392 | 1152.706 | 0.020863 | 25.5392 | 0 | 0
25.5565 | 1189.246 | 0.021525 | 25.5565 | 0 | 0
25.5739 | 1227.923 | 0.022225 | 25.5739 | 0 | 0
25.5912 | 1248.384 | 0.022595 | 25.5912 | 0 | 0
25.6086 | 1256.207 | 0.022737 | 25.6086 | 0 | 0
25.6259 | 1237.739 | 0.022403 | 25.6259 | 0 | 0
25.6433 | 1204.688 | 0.021804 | 25.6433 | 0 | 0
25.6606 | 1153.832 | 0.020884 | 25.6606 | 0 | 0
25.678 | 1122.231 | 0.020312 | 25.678 | 0 | 0
25.6953 | 1106.461 | 0.020026 | 25.6953 | 0 | 0
25.7127 | 1124.094 | 0.020346 | 25.7127 | 0 | 0
25.73 | 1156.271 | 0.020928 | 25.73 | 0 | 0
25.7474 | 1187.855 | 0.0215 | 25.7474 | 0 | 0
25.7647 | 1208.541 | 0.021874 | 25.7647 | 0 | 0
25.7821 | 1193.478 | 0.021601 | 25.7821 | 0 | 0
25.7994 | 1156.557 | 0.020933 | 25.7994 | 0 | 0
25.8168 | 1105.767 | 0.020014 | 25.8168 | 0 | 0
25.8341 | 1084.853 | 0.019635 | 25.8341 | 0 | 0
25.8515 | 1152.188 | 0.020854 | 25.8515 | 0 | 0
25.8688 | 1214.428 | 0.021981 | 25.8688 | 0 | 0
25.8862 | 1209.011 | 0.021883 | 25.8862 | 0 | 0
25.9035 | 1205.048 | 0.021811 | 25.9035 | 0 | 0
25.9209 | 1227.896 | 0.022224 | 25.9209 | 0 | 0
25.9382 | 1240.143 | 0.022446 | 25.9382 | 0 | 0
25.9555 | 1223.561 | 0.022146 | 25.9555 | 0 | 0
25.9729 | 1234.187 | 0.022338 | 25.9729 | 0 | 0
25.9903 | 1270.283 | 0.022992 | 25.9903 | 0 | 0
26.0076 | 1201.273 | 0.021742 | 26.0076 | 0 | 0
26.025 | 1074.013 | 0.019439 | 26.025 | 0 | 0
26.0423 | 1072.134 | 0.019405 | 26.0423 | 0 | 0
26.0597 | 1153.819 | 0.020884 | 26.0597 | 0 | 0
26.077 | 1148.15 | 0.020781 | 26.077 | 0 | 0
26.0943 | 1076.256 | 0.01948 | 26.0943 | 0 | 0
26.1117 | 1072.018 | 0.019403 | 26.1117 | 0 | 0
26.1291 | 1117.356 | 0.020224 | 26.1291 | 0 | 0
26.1464 | 1108.925 | 0.020071 | 26.1464 | 0 | 0
26.1638 | 1084.131 | 0.019622 | 26.1638 | 0 | 0
26.1811 | 1121.388 | 0.020297 | 26.1811 | 0 | 0
26.1985 | 1184.585 | 0.02144 | 26.1985 | 0 | 0
26.2158 | 1209.7 | 0.021895 | 26.2158 | 0 | 0
26.2331 | 1214.713 | 0.021986 | 26.2331 | 0 | 0
26.2505 | 1154.821 | 0.020902 | 26.2505 | 0 | 0
26.2678 | 1124.4 | 0.020351 | 26.2678 | 0 | 0
26.2852 | 1219.42 | 0.022071 | 26.2852 | 0 | 0
26.3026 | 1237.164 | 0.022392 | 26.3026 | 0 | 0
26.3199 | 1128.843 | 0.020432 | 26.3199 | 0 | 0
26.3373 | 1065.871 | 0.019292 | 26.3373 | 0 | 0
26.3546 | 1072.204 | 0.019406 | 26.3546 | 0 | 0
26.3719 | 1068.607 | 0.019341 | 26.3719 | 0 | 0
26.3893 | 1045.648 | 0.018926 | 26.3893 | 0 | 0
26.4066 | 1042.238 | 0.018864 | 26.4066 | 0 | 0
26.424 | 1054.233 | 0.019081 | 26.424 | 0 | 0
26.4413 | 1053.342 | 0.019065 | 26.4413 | 0 | 0
26.4587 | 1048.007 | 0.018968 | 26.4587 | 0 | 0
26.4761 | 1078.865 | 0.019527 | 26.4761 | 0 | 0
26.4934 | 1132.55 | 0.020499 | 26.4934 | 0 | 0
26.5108 | 1134.959 | 0.020542 | 26.5108 | 0 | 0
26.5281 | 1086.723 | 0.019669 | 26.5281 | 0 | 0
26.5454 | 1017.391 | 0.018414 | 26.5454 | 0 | 0
26.5628 | 962.1738 | 0.017415 | 26.5628 | 0 | 0
26.5801 | 1029.297 | 0.01863 | 26.5801 | 0 | 0
26.5975 | 1122.543 | 0.020318 | 26.5975 | 0 | 0
26.6149 | 1086.466 | 0.019665 | 26.6149 | 0 | 0
26.6322 | 1042.163 | 0.018863 | 26.6322 | 0 | 0
26.6496 | 1040.781 | 0.018838 | 26.6496 | 0 | 0
26.6669 | 1041.665 | 0.018854 | 26.6669 | 0 | 0
26.6842 | 1031.54 | 0.01867 | 26.6842 | 0 | 0
26.7016 | 1052.487 | 0.01905 | 26.7016 | 0 | 0
26.7189 | 1115.446 | 0.020189 | 26.7189 | 0 | 0
26.7363 | 1116.425 | 0.020207 | 26.7363 | 0 | 0
26.7537 | 1046.807 | 0.018947 | 26.7537 | 0 | 0
26.771 | 1014.782 | 0.018367 | 26.771 | 0 | 0
26.7884 | 1032.951 | 0.018696 | 26.7884 | 0 | 0
26.8057 | 1056.265 | 0.019118 | 26.8057 | 0 | 0
26.823 | 1065.992 | 0.019294 | 26.823 | 0 | 0
26.8404 | 1050.821 | 0.019019 | 26.8404 | 0 | 0
26.8577 | 1013.536 | 0.018345 | 26.8577 | 0 | 0
26.8751 | 980.021 | 0.017738 | 26.8751 | 0 | 0
26.8925 | 958.7711 | 0.017353 | 26.8925 | 0 | 0
26.9098 | 968.4252 | 0.017528 | 26.9098 | 0 | 0
26.9272 | 994.466 | 0.017999 | 26.9272 | 0 | 0
26.9445 | 1002.204 | 0.018139 | 26.9445 | 0 | 0
26.9618 | 1001.992 | 0.018136 | 26.9618 | 0 | 0
26.9792 | 976.6319 | 0.017677 | 26.9792 | 0 | 0
26.9965 | 956.8284 | 0.017318 | 26.9965 | 0 | 0
27.0139 | 969.8553 | 0.017554 | 27.0139 | 0 | 0
27.0312 | 1008.852 | 0.01826 | 27.0312 | 0 | 0
27.0486 | 1077.711 | 0.019506 | 27.0486 | 0 | 0
27.066 | 1097.929 | 0.019872 | 27.066 | 0 | 0
27.0833 | 1025.308 | 0.018558 | 27.0833 | 0 | 0
27.1007 | 973.4122 | 0.017618 | 27.1007 | 0 | 0
27.118 | 969.5352 | 0.017548 | 27.118 | 0 | 0
27.1353 | 952.7908 | 0.017245 | 27.1353 | 0 | 0
27.1527 | 909.3673 | 0.016459 | 27.1527 | 0 | 0
27.17 | 901.5037 | 0.016317 | 27.17 | 0 | 0
27.1874 | 950.3066 | 0.0172 | 27.1874 | 0 | 0
27.2048 | 978.3096 | 0.017707 | 27.2048 | 0 | 0
27.2221 | 970.7601 | 0.01757 | 27.2221 | 0 | 0
27.2395 | 928.9445 | 0.016813 | 27.2395 | 0 | 0
27.2568 | 869.1456 | 0.015731 | 27.2568 | 0 | 0
27.2741 | 896.055 | 0.016218 | 27.2741 | 0 | 0
27.2915 | 965.1295 | 0.017468 | 27.2915 | 0 | 0
27.3088 | 942.1908 | 0.017053 | 27.3088 | 0 | 0
27.3262 | 911.4405 | 0.016497 | 27.3262 | 0 | 0
27.3436 | 929.3566 | 0.016821 | 27.3436 | 0 | 0
27.3609 | 970.6343 | 0.017568 | 27.3609 | 0 | 0
27.3783 | 1025.098 | 0.018554 | 27.3783 | 0 | 0
27.3956 | 1054.995 | 0.019095 | 27.3956 | 0 | 0
27.4129 | 1026.406 | 0.018577 | 27.4129 | 0 | 0
27.4303 | 980.8049 | 0.017752 | 27.4303 | 0 | 0
27.4476 | 937.356 | 0.016966 | 27.4476 | 0 | 0
27.465 | 897.8768 | 0.016251 | 27.465 | 0 | 0
27.4824 | 867.886 | 0.015708 | 27.4824 | 0 | 0
27.4997 | 873.1583 | 0.015804 | 27.4997 | 0 | 0
27.5171 | 946.0309 | 0.017123 | 27.5171 | 0 | 0
27.5344 | 981.9956 | 0.017774 | 27.5344 | 0 | 0
27.5517 | 950.676 | 0.017207 | 27.5517 | 0 | 0
27.5691 | 958.5392 | 0.017349 | 27.5691 | 0 | 0
27.5864 | 1004.898 | 0.018188 | 27.5864 | 0 | 0
27.6038 | 1029.316 | 0.01863 | 27.6038 | 0 | 0
27.6212 | 1037.966 | 0.018787 | 27.6212 | 0 | 0
27.6385 | 1028.851 | 0.018622 | 27.6385 | 0 | 0
27.6559 | 1004.639 | 0.018184 | 27.6559 | 0 | 0
27.6732 | 952.1901 | 0.017234 | 27.6732 | 0 | 0
27.6906 | 909.7863 | 0.016467 | 27.6906 | 0 | 0
27.7079 | 927.5397 | 0.016788 | 27.7079 | 0 | 0
27.7252 | 947.4403 | 0.017148 | 27.7252 | 0 | 0
27.7426 | 897.0104 | 0.016235 | 27.7426 | 0 | 0
27.7599 | 854.3119 | 0.015463 | 27.7599 | 0 | 0
27.7773 | 898.0654 | 0.016255 | 27.7773 | 0 | 0
27.7947 | 955.1401 | 0.017288 | 27.7947 | 0 | 0
27.812 | 956.5555 | 0.017313 | 27.812 | 0 | 0
27.8294 | 931.3132 | 0.016856 | 27.8294 | 0 | 0
27.8467 | 867.1193 | 0.015694 | 27.8467 | 0 | 0
27.864 | 845.6142 | 0.015305 | 27.864 | 0 | 0
27.8814 | 886.3 | 0.016042 | 27.8814 | 0 | 0
27.8987 | 917.0874 | 0.016599 | 27.8987 | 0 | 0
27.9161 | 925.3171 | 0.016748 | 27.9161 | 0 | 0
27.9335 | 908.8187 | 0.016449 | 27.9335 | 0 | 0
27.9508 | 875.1655 | 0.01584 | 27.9508 | 0 | 0
27.9682 | 839.7465 | 0.015199 | 27.9682 | 0 | 0
27.9855 | 811.728 | 0.014692 | 27.9855 | 0 | 0
28.0028 | 825.4458 | 0.01494 | 28.0028 | 0 | 0
28.0202 | 866.2057 | 0.015678 | 28.0202 | 0 | 0
28.0375 | 879.6952 | 0.015922 | 28.0375 | 0 | 0
28.0549 | 879.0884 | 0.015911 | 28.0549 | 0 | 0
28.0723 | 870.9821 | 0.015764 | 28.0723 | 0 | 0
28.0896 | 869.66 | 0.01574 | 28.0896 | 0 | 0
28.107 | 890.2954 | 0.016114 | 28.107 | 0 | 0
28.1243 | 908.7875 | 0.016449 | 28.1243 | 0 | 0
28.1416 | 899.8385 | 0.016287 | 28.1416 | 0 | 0
28.159 | 872.2341 | 0.015787 | 28.159 | 0 | 0
28.1763 | 832.5449 | 0.015069 | 28.1763 | 0 | 0
28.1937 | 805.9957 | 0.014588 | 28.1937 | 0 | 0
28.2111 | 817.5374 | 0.014797 | 28.2111 | 0 | 0
28.2284 | 856.4353 | 0.015501 | 28.2284 | 0 | 0
28.2458 | 939.0704 | 0.016997 | 28.2458 | 0 | 0
28.2631 | 967.7426 | 0.017516 | 28.2631 | 0 | 0
28.2804 | 919.23 | 0.016638 | 28.2804 | 0 | 0
28.2978 | 888.2093 | 0.016076 | 28.2978 | 0 | 0
28.3151 | 871.9971 | 0.015783 | 28.3151 | 0 | 0
28.3325 | 887.0453 | 0.016055 | 28.3325 | 0 | 0
28.3498 | 916.429 | 0.016587 | 28.3498 | 0 | 0
28.3672 | 930.0925 | 0.016834 | 28.3672 | 0 | 0
28.3846 | 925.2225 | 0.016746 | 28.3846 | 0 | 0
28.4019 | 900.7175 | 0.016303 | 28.4019 | 0 | 0
28.4193 | 869.2946 | 0.015734 | 28.4193 | 0 | 0
28.4366 | 867.5111 | 0.015702 | 28.4366 | 0 | 0
28.4539 | 879.7889 | 0.015924 | 28.4539 | 0 | 0
28.4713 | 877.0778 | 0.015875 | 28.4713 | 0 | 0
28.4886 | 867.6683 | 0.015704 | 28.4886 | 0 | 0
28.506 | 856.6176 | 0.015504 | 28.506 | 0 | 0
28.5234 | 845.9078 | 0.015311 | 28.5234 | 0 | 0
28.5407 | 843.7237 | 0.015271 | 28.5407 | 0 | 0
28.5581 | 831.1533 | 0.015043 | 28.5581 | 0 | 0
28.5754 | 795.5437 | 0.014399 | 28.5754 | 0 | 0
28.5927 | 0 | 0 | 28.5927 | 0 | 0
Degrees | (Cd) |  | Degrees | (Cd)
Degrees | (Cd) |  | Degrees | (Cd)
Degrees | (Cd) |  | Degrees | (Cd)
Degrees | (Cd)
Degrees | (Cd)

## MFL
S4WRD-C2 PAR | 2023-01-18
| Beam Angle | Field Angle
Horizontal | 25.12 | 45.9
[5 empty] | Lens Efficiency | Power Consump (Watts) | Efficacy (lm/W)
LED Type | Accessory Lens | Candela | Field Lumens | Beam Lumens
Full ON | MFL | 36656 | 5470 | 2471 | 94.02% | 143 | 38.2517
3200K (Preset-1) | MFL | 31672.5975 | 4726.3506 | 2135.0663 | 94.32% | 109 | 43.361
5600K (Preset-2) | MFL | 34642.6986 | 5169.5646 | 2335.2823 | 94.09% | 124 | 41.69
RED (Direct) | MFL | 5159.6862 | 769.9554 | 347.8171 | 93.67% | 50.1 | 15.3684
AMBER (Direct) | MFL | 12313.6474 | 1837.5068 | 830.0694 | 94.38% | 50.2 | 36.6037
GREEN (Direct) | MFL | 18665.429 | 2785.3529 | 1258.2463 | 94.23% | 50.4 | 55.2649
BLUE (Direct) | MFL | 3683.4334 | 549.6612 | 248.3022 | 92.38% | 50.2 | 10.9494
| For Field diameter at any distance, multiply distance by |  |  |  | 0.84689
| For Beam diameter at any distance, multiply distance by |  |  |  | 0.44559
Dist for 1.0 fc
| Throw Distance (ft) | 10 | 15 | 20 | 25 | 191.4576
| Throw Distance (m) | 3.048 | 4.572 | 6.096 | 7.62 | 58.3563
| Field Diameter (ft) | 8.4689 | 12.7034 | 16.9378 | 21.1723
| Field Diameter (m) | 2.5813 | 3.872 | 5.1626 | 6.4533
| Illuminance (fc) | 366.56 | 162.9156 | 91.64 | 58.6496
| Illuminance (lux) | 3945.6152 | 1753.6067 | 986.4038 | 631.2984
| Beam Angle | Field Angle
Vertical | 19.72 | 37.7
| For Field height at any distance, multiply distance by |  |  |  | 0.6828
| For Beam height at any distance, multiply distance by |  |  |  | 0.34762
Test Distance | Iso-Illuminance Diagram grid lines
2.565 | 0.25 | 0.5 | 0.75 | 1
| 0.097466 | 0.19493 | 0.2924 | 0.38986
Measurement: Full On (SCDM off) - MFL w/ diffuser "full peak" - Intensity |  |  | Measurement: Full On (SCDM off) - MFL w/ diffuser "full peak" - Intensity
Degrees | (Cd) |  | Degrees | (Cd)
-33.5778 | 0 | 0 | -33.5778 | 0 | 0
-33.5574 | 0 | 0 | -33.5574 | 0 | 0
-33.537 | 0 | 0 | -33.537 | 0 | 0
-33.5166 | 0 | 0 | -33.5166 | 0 | 0
-33.4963 | 0 | 0 | -33.4963 | 0 | 0
-33.4759 | 0 | 0 | -33.4759 | 0 | 0
-33.4555 | 0 | 0 | -33.4555 | 0 | 0
-33.4351 | 0 | 0 | -33.4351 | 0 | 0
-33.4148 | 0 | 0 | -33.4148 | 0 | 0
-33.3944 | 0 | 0 | -33.3944 | 0 | 0
-33.374 | 0 | 0 | -33.374 | 0 | 0
-33.3536 | 0 | 0 | -33.3536 | 0 | 0
-33.3333 | 0 | 0 | -33.3333 | 0 | 0
-33.3129 | 0 | 0 | -33.3129 | 0 | 0
-33.2925 | 0 | 0 | -33.2925 | 0 | 0
-33.2721 | 0 | 0 | -33.2721 | 0 | 0
-33.2518 | 0 | 0 | -33.2518 | 0 | 0
-33.2314 | 0 | 0 | -33.2314 | 0 | 0
-33.211 | 0 | 0 | -33.211 | 0 | 0
-33.1906 | 0 | 0 | -33.1906 | 0 | 0
-33.1703 | 0 | 0 | -33.1703 | 0 | 0
-33.1499 | 0 | 0 | -33.1499 | 0 | 0
-33.1295 | 0 | 0 | -33.1295 | 0 | 0
-33.1091 | 0 | 0 | -33.1091 | 0 | 0
-33.0888 | 0 | 0 | -33.0888 | 0 | 0
-33.0684 | 0 | 0 | -33.0684 | 0 | 0
-33.048 | 0 | 0 | -33.048 | 0 | 0
-33.0276 | 0 | 0 | -33.0276 | 0 | 0
-33.0073 | 0 | 0 | -33.0073 | 0 | 0
-32.9869 | 0 | 0 | -32.9869 | 0 | 0
-32.9665 | 0 | 0 | -32.9665 | 0 | 0
-32.9461 | 0 | 0 | -32.9461 | 0 | 0
-32.9258 | 0 | 0 | -32.9258 | 0 | 0
-32.9054 | 0 | 0 | -32.9054 | 0 | 0
-32.885 | 0 | 0 | -32.885 | 0 | 0
-32.8646 | 0 | 0 | -32.8646 | 0 | 0
-32.8443 | 0 | 0 | -32.8443 | 0 | 0
-32.8239 | 0 | 0 | -32.8239 | 0 | 0
-32.8035 | 0 | 0 | -32.8035 | 0 | 0
-32.7831 | 0 | 0 | -32.7831 | 0 | 0
-32.7628 | 0 | 0 | -32.7628 | 0 | 0
-32.7424 | 0 | 0 | -32.7424 | 0 | 0
-32.722 | 0 | 0 | -32.722 | 0 | 0
-32.7016 | 0 | 0 | -32.7016 | 0 | 0
-32.6813 | 0 | 0 | -32.6813 | 0 | 0
-32.6609 | 0 | 0 | -32.6609 | 0 | 0
-32.6405 | 0 | 0 | -32.6405 | 0 | 0
-32.6201 | 0 | 0 | -32.6201 | 0 | 0
-32.5998 | 0 | 0 | -32.5998 | 0 | 0
-32.5794 | 0 | 0 | -32.5794 | 0 | 0
-32.559 | 0 | 0 | -32.559 | 0 | 0
-32.5386 | 0 | 0 | -32.5386 | 0 | 0
-32.5183 | 0 | 0 | -32.5183 | 0 | 0
-32.4979 | 0 | 0 | -32.4979 | 0 | 0
-32.4775 | 0 | 0 | -32.4775 | 0 | 0
-32.4571 | 0 | 0 | -32.4571 | 0 | 0
-32.4368 | 0 | 0 | -32.4368 | 0 | 0
-32.4164 | 0 | 0 | -32.4164 | 0 | 0
-32.396 | 0 | 0 | -32.396 | 0 | 0
-32.3756 | 0 | 0 | -32.3756 | 0 | 0
-32.3553 | 0 | 0 | -32.3553 | 0 | 0
-32.3349 | 0 | 0 | -32.3349 | 0 | 0
-32.3145 | 0 | 0 | -32.3145 | 0 | 0
-32.2942 | 0 | 0 | -32.2942 | 0 | 0
-32.2738 | 0 | 0 | -32.2738 | 0 | 0
-32.2534 | 0 | 0 | -32.2534 | 0 | 0
-32.233 | 0 | 0 | -32.233 | 0 | 0
-32.2126 | 0 | 0 | -32.2126 | 0 | 0
-32.1923 | 0 | 0 | -32.1923 | 0 | 0
-32.1719 | 0 | 0 | -32.1719 | 0 | 0
-32.1515 | 0 | 0 | -32.1515 | 0 | 0
-32.1311 | 0 | 0 | -32.1311 | 0 | 0
-32.1108 | 0 | 0 | -32.1108 | 0 | 0
-32.0904 | 0 | 0 | -32.0904 | 0 | 0
-32.07 | 0 | 0 | -32.07 | 0 | 0
-32.0496 | 0 | 0 | -32.0496 | 0 | 0
-32.0293 | 0 | 0 | -32.0293 | 0 | 0
-32.0089 | 0 | 0 | -32.0089 | 0 | 0
-31.9885 | 0 | 0 | -31.9885 | 0 | 0
-31.9682 | 0 | 0 | -31.9682 | 0 | 0
-31.9478 | 0 | 0 | -31.9478 | 0 | 0
-31.9274 | 0 | 0 | -31.9274 | 0 | 0
-31.907 | 0 | 0 | -31.907 | 0 | 0
-31.8866 | 0 | 0 | -31.8866 | 0 | 0
-31.8663 | 0 | 0 | -31.8663 | 0 | 0
-31.8459 | 0 | 0 | -31.8459 | 0 | 0
-31.8255 | 0 | 0 | -31.8255 | 0 | 0
-31.8052 | 0 | 0 | -31.8052 | 0 | 0
-31.7848 | 0 | 0 | -31.7848 | 0 | 0
-31.7644 | 0 | 0 | -31.7644 | 0 | 0
-31.744 | 0 | 0 | -31.744 | 0 | 0
-31.7236 | 0 | 0 | -31.7236 | 0 | 0
-31.7033 | 0 | 0 | -31.7033 | 0 | 0
-31.6829 | 0 | 0 | -31.6829 | 0 | 0
-31.6625 | 0 | 0 | -31.6625 | 0 | 0
-31.6422 | 0 | 0 | -31.6422 | 0 | 0
-31.6218 | 0 | 0 | -31.6218 | 0 | 0
-31.6014 | 0 | 0 | -31.6014 | 0 | 0
-31.581 | 0 | 0 | -31.581 | 0 | 0
-31.5606 | 0 | 0 | -31.5606 | 0 | 0
-31.5403 | 0 | 0 | -31.5403 | 0 | 0
-31.5199 | 0 | 0 | -31.5199 | 0 | 0
-31.4995 | 0 | 0 | -31.4995 | 0 | 0
-31.4792 | 0 | 0 | -31.4792 | 0 | 0
-31.4588 | 0 | 0 | -31.4588 | 0 | 0
-31.4384 | 0 | 0 | -31.4384 | 0 | 0
-31.418 | 0 | 0 | -31.418 | 0 | 0
-31.3976 | 0 | 0 | -31.3976 | 0 | 0
-31.3773 | 0 | 0 | -31.3773 | 0 | 0
-31.3569 | 0 | 0 | -31.3569 | 0 | 0
-31.3365 | 0 | 0 | -31.3365 | 0 | 0
-31.3162 | 0 | 0 | -31.3162 | 0 | 0
-31.2958 | 0 | 0 | -31.2958 | 0 | 0
-31.2754 | 0 | 0 | -31.2754 | 0 | 0
-31.255 | 0 | 0 | -31.255 | 0 | 0
-31.2346 | 0 | 0 | -31.2346 | 0 | 0
-31.2143 | 0 | 0 | -31.2143 | 0 | 0
-31.1939 | 0 | 0 | -31.1939 | 0 | 0
-31.1735 | 0 | 0 | -31.1735 | 0 | 0
-31.1532 | 0 | 0 | -31.1532 | 0 | 0
-31.1328 | 0 | 0 | -31.1328 | 0 | 0
-31.1124 | 0 | 0 | -31.1124 | 0 | 0
-31.092 | 0 | 0 | -31.092 | 0 | 0
-31.0717 | 0 | 0 | -31.0717 | 0 | 0
-31.0513 | 0 | 0 | -31.0513 | 0 | 0
-31.0309 | 0 | 0 | -31.0309 | 0 | 0
-31.0105 | 0 | 0 | -31.0105 | 0 | 0
-30.9902 | 0 | 0 | -30.9902 | 0 | 0
-30.9698 | 0 | 0 | -30.9698 | 0 | 0
-30.9494 | 0 | 0 | -30.9494 | 0 | 0
-30.929 | 0 | 0 | -30.929 | 0 | 0
-30.9087 | 0 | 0 | -30.9087 | 0 | 0
-30.8883 | 0 | 0 | -30.8883 | 0 | 0
-30.8679 | 0 | 0 | -30.8679 | 0 | 0
-30.8475 | 0 | 0 | -30.8475 | 0 | 0
-30.8272 | 0 | 0 | -30.8272 | 0 | 0
-30.8068 | 0 | 0 | -30.8068 | 0 | 0
-30.7864 | 0 | 0 | -30.7864 | 0 | 0
-30.766 | 0 | 0 | -30.766 | 0 | 0
-30.7457 | 0 | 0 | -30.7457 | 0 | 0
-30.7253 | 0 | 0 | -30.7253 | 0 | 0
-30.7049 | 0 | 0 | -30.7049 | 0 | 0
-30.6845 | 0 | 0 | -30.6845 | 0 | 0
-30.6642 | 0 | 0 | -30.6642 | 0 | 0
-30.6438 | 0 | 0 | -30.6438 | 0 | 0
-30.6234 | 0 | 0 | -30.6234 | 0 | 0
-30.603 | 0 | 0 | -30.603 | 0 | 0
-30.5827 | 0 | 0 | -30.5827 | 0 | 0
-30.5623 | 0 | 0 | -30.5623 | 0 | 0
-30.5419 | 0 | 0 | -30.5419 | 0 | 0
-30.5215 | 0 | 0 | -30.5215 | 0 | 0
-30.5012 | 0 | 0 | -30.5012 | 0 | 0
-30.4808 | 0 | 0 | -30.4808 | 0 | 0
-30.4604 | 0 | 0 | -30.4604 | 0 | 0
-30.44 | 0 | 0 | -30.44 | 0 | 0
-30.4197 | 0 | 0 | -30.4197 | 0 | 0
-30.3993 | 0 | 0 | -30.3993 | 0 | 0
-30.3789 | 0 | 0 | -30.3789 | 0 | 0
-30.3585 | 0 | 0 | -30.3585 | 0 | 0
-30.3382 | 0 | 0 | -30.3382 | 0 | 0
-30.3178 | 0 | 0 | -30.3178 | 0 | 0
-30.2974 | 0 | 0 | -30.2974 | 0 | 0
-30.277 | 0 | 0 | -30.277 | 0 | 0
-30.2567 | 0 | 0 | -30.2567 | 0 | 0
-30.2363 | 0 | 0 | -30.2363 | 0 | 0
-30.2159 | 0 | 0 | -30.2159 | 0 | 0
-30.1955 | 0 | 0 | -30.1955 | 0 | 0
-30.1752 | 0 | 0 | -30.1752 | 0 | 0
-30.1548 | 0 | 0 | -30.1548 | 0 | 0
-30.1344 | 0 | 0 | -30.1344 | 0 | 0
-30.114 | 0 | 0 | -30.114 | 0 | 0
-30.0937 | 0 | 0 | -30.0937 | 0 | 0
-30.0733 | 0 | 0 | -30.0733 | 0 | 0
-30.0529 | 0 | 0 | -30.0529 | 0 | 0
-30.0325 | 65.1935 | 0.0017984 | -30.0325 | 0 | 0
-30.0122 | 876.8521 | 0.024189 | -30.0122 | 0 | 0
-29.9918 | 979.2803 | 0.027015 | -29.9918 | 0 | 0
-29.9714 | 950.7431 | 0.026227 | -29.9714 | 0 | 0
-29.951 | 913.5706 | 0.025202 | -29.951 | 0 | 0
-29.9307 | 975.3398 | 0.026906 | -29.9307 | 0 | 0
-29.9103 | 1019.94 | 0.028136 | -29.9103 | 0 | 0
-29.8899 | 992.1115 | 0.027369 | -29.8899 | 0 | 0
-29.8695 | 960.7326 | 0.026503 | -29.8695 | 0 | 0
-29.8492 | 982.5986 | 0.027106 | -29.8492 | 0 | 0
-29.8288 | 971.5856 | 0.026802 | -29.8288 | 0 | 0
-29.8084 | 992.7146 | 0.027385 | -29.8084 | 0 | 0
-29.788 | 942.7601 | 0.026007 | -29.788 | 0 | 0
-29.7677 | 928.0337 | 0.025601 | -29.7677 | 0 | 0
-29.7473 | 957.7606 | 0.026421 | -29.7473 | 0 | 0
-29.7269 | 1015.513 | 0.028014 | -29.7269 | 0 | 0
-29.7065 | 1042.012 | 0.028745 | -29.7065 | 0 | 0
-29.6862 | 1015.555 | 0.028015 | -29.6862 | 0 | 0
-29.6658 | 994.1024 | 0.027424 | -29.6658 | 0 | 0
-29.6454 | 1050.024 | 0.028966 | -29.6454 | 0 | 0
-29.625 | 1049.536 | 0.028953 | -29.625 | 0 | 0
-29.6047 | 1018.875 | 0.028107 | -29.6047 | 0 | 0
-29.5843 | 996.5085 | 0.02749 | -29.5843 | 0 | 0
-29.5639 | 1007.284 | 0.027787 | -29.5639 | 0 | 0
-29.5435 | 1037.593 | 0.028623 | -29.5435 | 0 | 0
-29.5232 | 1004.611 | 0.027713 | -29.5232 | 0 | 0
-29.5028 | 1001.7 | 0.027633 | -29.5028 | 0 | 0
-29.4824 | 1056.152 | 0.029135 | -29.4824 | 0 | 0
-29.462 | 1061.353 | 0.029279 | -29.462 | 0 | 0
-29.4417 | 1062.137 | 0.0293 | -29.4417 | 0 | 0
-29.4213 | 1046.504 | 0.028869 | -29.4213 | 0 | 0
-29.4009 | 1021.663 | 0.028184 | -29.4009 | 0 | 0
-29.3805 | 1127.118 | 0.031093 | -29.3805 | 0 | 0
-29.3602 | 1096.298 | 0.030243 | -29.3602 | 0 | 0
-29.3398 | 1109.822 | 0.030616 | -29.3398 | 0 | 0
-29.3194 | 1132.139 | 0.031231 | -29.3194 | 0 | 0
-29.299 | 1083.493 | 0.029889 | -29.299 | 0 | 0
-29.2787 | 1068.557 | 0.029477 | -29.2787 | 0 | 0
-29.2583 | 1056.959 | 0.029157 | -29.2583 | 0 | 0
-29.2379 | 1096.008 | 0.030235 | -29.2379 | 0 | 0
-29.2175 | 1082.568 | 0.029864 | -29.2175 | 0 | 0
-29.1972 | 1091.34 | 0.030106 | -29.1972 | 0 | 0
-29.1768 | 1125.826 | 0.031057 | -29.1768 | 0 | 0
-29.1564 | 1120.161 | 0.030901 | -29.1564 | 0 | 0
-29.136 | 1107.463 | 0.030551 | -29.136 | 0 | 0
-29.1157 | 1100.682 | 0.030364 | -29.1157 | 0 | 0
-29.0953 | 1099.731 | 0.030337 | -29.0953 | 0 | 0
-29.0749 | 1094.546 | 0.030194 | -29.0749 | 0 | 0
-29.0545 | 1060.813 | 0.029264 | -29.0545 | 0 | 0
-29.0342 | 1104.419 | 0.030467 | -29.0342 | 0 | 0
-29.0138 | 1143.589 | 0.031547 | -29.0138 | 0 | 0
-28.9934 | 1110.746 | 0.030641 | -28.9934 | 0 | 0
-28.9731 | 1116.209 | 0.030792 | -28.9731 | 0 | 0
-28.9527 | 1110.305 | 0.030629 | -28.9527 | 0 | 0
-28.9323 | 1112.118 | 0.030679 | -28.9323 | 0 | 0
-28.9119 | 1140.483 | 0.031462 | -28.9119 | 0 | 0
-28.8915 | 1177.369 | 0.032479 | -28.8915 | 0 | 0
-28.8712 | 1191.852 | 0.032879 | -28.8712 | 0 | 0
-28.8508 | 1191.464 | 0.032868 | -28.8508 | 0 | 0
-28.8304 | 1202.757 | 0.03318 | -28.8304 | 0 | 0
-28.8101 | 1200.611 | 0.03312 | -28.8101 | 0 | 0
-28.7897 | 1166.839 | 0.032189 | -28.7897 | 0 | 0
-28.7693 | 1135.387 | 0.031321 | -28.7693 | 0 | 0
-28.7489 | 1186.097 | 0.03272 | -28.7489 | 0 | 0
-28.7285 | 1187.249 | 0.032752 | -28.7285 | 0 | 0
-28.7082 | 1191.74 | 0.032876 | -28.7082 | 0 | 0
-28.6878 | 1218.157 | 0.033604 | -28.6878 | 0 | 0
-28.6674 | 1281.914 | 0.035363 | -28.6674 | 0 | 0
-28.6471 | 1227.175 | 0.033853 | -28.6471 | 0 | 0
-28.6267 | 1195.374 | 0.032976 | -28.6267 | 0 | 0
-28.6063 | 1248.407 | 0.034439 | -28.6063 | 0 | 0
-28.5859 | 1285.869 | 0.035472 | -28.5859 | 0 | 0
-28.5656 | 1281.76 | 0.035359 | -28.5656 | 0 | 0
-28.5452 | 1217.867 | 0.033596 | -28.5452 | 0 | 0
-28.5248 | 1236.751 | 0.034117 | -28.5248 | 0 | 0
-28.5044 | 1318.119 | 0.036362 | -28.5044 | 0 | 0
-28.484 | 1269.011 | 0.035007 | -28.484 | 0 | 0
-28.4637 | 1253.895 | 0.03459 | -28.4637 | 0 | 0
-28.4433 | 1232.855 | 0.03401 | -28.4433 | 0 | 0
-28.4229 | 1234.4 | 0.034052 | -28.4229 | 0 | 0
-28.4026 | 1274.001 | 0.035145 | -28.4026 | 0 | 0
-28.3822 | 1255.513 | 0.034635 | -28.3822 | 0 | 0
-28.3618 | 1233.154 | 0.034018 | -28.3618 | 0 | 0
-28.3414 | 1302.69 | 0.035936 | -28.3414 | 0 | 0
-28.321 | 1313.502 | 0.036235 | -28.321 | 0 | 0
-28.3007 | 1263.207 | 0.034847 | -28.3007 | 0 | 0
-28.2803 | 1207.651 | 0.033315 | -28.2803 | 0 | 0
-28.2599 | 1232.881 | 0.034011 | -28.2599 | 0 | 0
-28.2396 | 1284.99 | 0.035448 | -28.2396 | 0 | 0
-28.2192 | 1342.48 | 0.037034 | -28.2192 | 0 | 0
-28.1988 | 1371.626 | 0.037838 | -28.1988 | 0 | 0
-28.1784 | 1312.393 | 0.036204 | -28.1784 | 0 | 0
-28.158 | 1282.895 | 0.03539 | -28.158 | 0 | 0
-28.1377 | 1358.897 | 0.037487 | -28.1377 | 0 | 0
-28.1173 | 1354.091 | 0.037354 | -28.1173 | 0 | 0
-28.0969 | 1340.855 | 0.036989 | -28.0969 | 0 | 0
-28.0766 | 1356.487 | 0.03742 | -28.0766 | 0 | 0
-28.0562 | 1320.651 | 0.036432 | -28.0562 | 0 | 0
-28.0358 | 1328.472 | 0.036648 | -28.0358 | 0 | 0
-28.0154 | 1304.732 | 0.035993 | -28.0154 | 0 | 0
-27.995 | 1327.704 | 0.036626 | -27.995 | 0 | 0
-27.9747 | 1345.046 | 0.037105 | -27.9747 | 0 | 0
-27.9543 | 1375.836 | 0.037954 | -27.9543 | 0 | 0
-27.9339 | 1400.276 | 0.038628 | -27.9339 | 0 | 0
-27.9136 | 1368.023 | 0.037739 | -27.9136 | 0 | 0
-27.8932 | 1341.92 | 0.037018 | -27.8932 | 0 | 0
-27.8728 | 1353.046 | 0.037325 | -27.8728 | 0 | 0
-27.8524 | 1330.291 | 0.036698 | -27.8524 | 0 | 0
-27.832 | 1361.238 | 0.037551 | -27.832 | 0 | 0
-27.8117 | 1400.802 | 0.038643 | -27.8117 | 0 | 0
-27.7913 | 1397.014 | 0.038538 | -27.7913 | 0 | 0
-27.7709 | 1331.011 | 0.036718 | -27.7709 | 0 | 0
-27.7506 | 1353.897 | 0.037349 | -27.7506 | 0 | 0
-27.7302 | 1335.856 | 0.036851 | -27.7302 | 0 | 0
-27.7098 | 1435.633 | 0.039604 | -27.7098 | 0 | 0
-27.6894 | 1438.891 | 0.039694 | -27.6894 | 0 | 0
-27.669 | 1429.778 | 0.039442 | -27.669 | 0 | 0
-27.6487 | 1452.517 | 0.040069 | -27.6487 | 0 | 0
-27.6283 | 1449.606 | 0.039989 | -27.6283 | 0 | 0
-27.6079 | 1422.341 | 0.039237 | -27.6079 | 0 | 0
-27.5876 | 1444.214 | 0.03984 | -27.5876 | 0 | 0
-27.5672 | 1483.315 | 0.040919 | -27.5672 | 0 | 0
-27.5468 | 1452.215 | 0.040061 | -27.5468 | 0 | 0
-27.5264 | 1476.27 | 0.040725 | -27.5264 | 0 | 0
-27.5061 | 1525.195 | 0.042074 | -27.5061 | 0 | 0
-27.4857 | 1501.793 | 0.041429 | -27.4857 | 0 | 0
-27.4653 | 1501.276 | 0.041415 | -27.4653 | 0 | 0
-27.4449 | 1496.113 | 0.041272 | -27.4449 | 0 | 0
-27.4246 | 1497.244 | 0.041303 | -27.4246 | 0 | 0
-27.4042 | 1551.485 | 0.0428 | -27.4042 | 0 | 0
-27.3838 | 1504.931 | 0.041515 | -27.3838 | 0 | 0
-27.3634 | 1499.691 | 0.041371 | -27.3634 | 0 | 0
-27.3431 | 1501.503 | 0.041421 | -27.3431 | 0 | 0
-27.3227 | 1502.112 | 0.041438 | -27.3227 | 0 | 0
-27.3023 | 1550.299 | 0.042767 | -27.3023 | 0 | 0
-27.2819 | 1589.699 | 0.043854 | -27.2819 | 0 | 0
-27.2616 | 1546.203 | 0.042654 | -27.2616 | 0 | 0
-27.2412 | 1529.652 | 0.042197 | -27.2412 | 0 | 0
-27.2208 | 1559.343 | 0.043016 | -27.2208 | 0 | 0
-27.2004 | 1545.482 | 0.042634 | -27.2004 | 0 | 0
-27.1801 | 1560.119 | 0.043038 | -27.1801 | 0 | 0
-27.1597 | 1607.204 | 0.044337 | -27.1597 | 0 | 0
-27.1393 | 1615.94 | 0.044578 | -27.1393 | 0 | 0
-27.1189 | 1600.986 | 0.044165 | -27.1189 | 0 | 0
-27.0986 | 1584.141 | 0.0437 | -27.0986 | 0 | 0
-27.0782 | 1582.015 | 0.043642 | -27.0782 | 0 | 0
-27.0578 | 1643.607 | 0.045341 | -27.0578 | 0 | 0
-27.0374 | 1622.209 | 0.044751 | -27.0374 | 0 | 0
-27.0171 | 1630.773 | 0.044987 | -27.0171 | 0 | 0
-26.9967 | 1617.486 | 0.04462 | -26.9967 | 0 | 0
-26.9763 | 1628.396 | 0.044921 | -26.9763 | 0 | 0
-26.9559 | 1660.413 | 0.045804 | -26.9559 | 0 | 0
-26.9356 | 1634.287 | 0.045084 | -26.9356 | 0 | 0
-26.9152 | 1618.522 | 0.044649 | -26.9152 | 0 | 0
-26.8948 | 1599.343 | 0.04412 | -26.8948 | 0 | 0
-26.8744 | 1637.457 | 0.045171 | -26.8744 | 0 | 0
-26.8541 | 1700.003 | 0.046897 | -26.8541 | 0 | 0
-26.8337 | 1648.414 | 0.045473 | -26.8337 | 0 | 0
-26.8133 | 1676.624 | 0.046252 | -26.8133 | 0 | 0
-26.7929 | 1711.299 | 0.047208 | -26.7929 | 0 | 0
-26.7726 | 1679.913 | 0.046342 | -26.7726 | 0 | 0
-26.7522 | 1724.587 | 0.047575 | -26.7522 | 0 | 0
-26.7318 | 1714.943 | 0.047309 | -26.7318 | 0 | 0
-26.7114 | 1628.068 | 0.044912 | -26.7114 | 0 | 0
-26.6911 | 1807.8 | 0.04987 | -26.6911 | 0 | 0
-26.6707 | 1786.682 | 0.049288 | -26.6707 | 0 | 0
-26.6503 | 1779.81 | 0.049098 | -26.6503 | 0 | 0
-26.6299 | 1703.269 | 0.046987 | -26.6299 | 0 | 0
-26.6096 | 1704.015 | 0.047007 | -26.6096 | 0 | 0
-26.5892 | 1757.392 | 0.04848 | -26.5892 | 0 | 0
-26.5688 | 1749.425 | 0.04826 | -26.5688 | 0 | 0
-26.5484 | 1735.541 | 0.047877 | -26.5484 | 0 | 0
-26.5281 | 1755.446 | 0.048426 | -26.5281 | 0 | 0
-26.5077 | 1777.205 | 0.049026 | -26.5077 | 0 | 0
-26.4873 | 1799.301 | 0.049636 | -26.4873 | 0 | 0
-26.4669 | 1870.629 | 0.051604 | -26.4669 | 0 | 0
-26.4466 | 1849.708 | 0.051026 | -26.4466 | 910.101 | 0.025106
-26.4262 | 1839.053 | 0.050732 | -26.4262 | 879.6785 | 0.024267
-26.4058 | 1859.516 | 0.051297 | -26.4058 | 920.6038 | 0.025396
-26.3854 | 1792.331 | 0.049444 | -26.3854 | 930.6013 | 0.025672
-26.3651 | 1806.548 | 0.049836 | -26.3651 | 909.4211 | 0.025087
-26.3447 | 1880.083 | 0.051864 | -26.3447 | 911.5189 | 0.025145
-26.3243 | 1869.855 | 0.051582 | -26.3243 | 916.8738 | 0.025293
-26.3039 | 1804.934 | 0.049791 | -26.3039 | 903.1467 | 0.024914
-26.2836 | 1828.909 | 0.050453 | -26.2836 | 879.7167 | 0.024268
-26.2632 | 1915.062 | 0.052829 | -26.2632 | 899.9385 | 0.024826
-26.2428 | 1884.999 | 0.052 | -26.2428 | 870.9184 | 0.024025
-26.2224 | 1893.543 | 0.052236 | -26.2224 | 910.1139 | 0.025107
-26.2021 | 1892.266 | 0.0522 | -26.2021 | 903.5472 | 0.024925
-26.1817 | 1875.778 | 0.051746 | -26.1817 | 923.183 | 0.025467
-26.1613 | 1824.501 | 0.050331 | -26.1613 | 950.1456 | 0.026211
-26.1409 | 1821.131 | 0.050238 | -26.1409 | 949.8315 | 0.026202
-26.1206 | 1867.227 | 0.05151 | -26.1206 | 931.1455 | 0.025687
-26.1002 | 1895.104 | 0.052279 | -26.1002 | 942.2238 | 0.025992
-26.0798 | 1824.438 | 0.050329 | -26.0798 | 958.7877 | 0.026449
-26.0594 | 1893.722 | 0.052241 | -26.0594 | 982.4118 | 0.027101
-26.0391 | 1963.063 | 0.054153 | -26.0391 | 923.2138 | 0.025468
-26.0187 | 1982.179 | 0.054681 | -26.0187 | 888.9621 | 0.024523
-25.9983 | 1907.342 | 0.052616 | -25.9983 | 959.539 | 0.02647
-25.9779 | 1901.532 | 0.052456 | -25.9779 | 974.5264 | 0.026883
-25.9576 | 1894.372 | 0.052259 | -25.9576 | 983.7175 | 0.027137
-25.9372 | 1945.459 | 0.053668 | -25.9372 | 1007.247 | 0.027786
-25.9168 | 1913.97 | 0.052799 | -25.9168 | 1013.275 | 0.027952
-25.8964 | 1944.471 | 0.053641 | -25.8964 | 928.4994 | 0.025614
-25.8761 | 2048.358 | 0.056506 | -25.8761 | 944.1588 | 0.026046
-25.8557 | 2087.148 | 0.057576 | -25.8557 | 988.6959 | 0.027274
-25.8353 | 2039.701 | 0.056268 | -25.8353 | 987.2523 | 0.027235
-25.8149 | 2011.407 | 0.055487 | -25.8149 | 961.6345 | 0.026528
-25.7946 | 2027.719 | 0.055937 | -25.7946 | 969.2735 | 0.026739
-25.7742 | 2024.251 | 0.055841 | -25.7742 | 1003.982 | 0.027696
-25.7538 | 2044.295 | 0.056394 | -25.7538 | 1007.6 | 0.027796
-25.7334 | 2056.241 | 0.056724 | -25.7334 | 973.4089 | 0.026853
-25.7131 | 2117.503 | 0.058414 | -25.7131 | 966.6227 | 0.026665
-25.6927 | 2152.639 | 0.059383 | -25.6927 | 990.4182 | 0.027322
-25.6723 | 2114.654 | 0.058335 | -25.6723 | 1007.591 | 0.027796
-25.6519 | 2156.094 | 0.059478 | -25.6519 | 959.9838 | 0.026482
-25.6316 | 2108.594 | 0.058168 | -25.6316 | 1026.035 | 0.028304
-25.6112 | 2086.984 | 0.057572 | -25.6112 | 966.3402 | 0.026658
-25.5908 | 2109.465 | 0.058192 | -25.5908 | 919.178 | 0.025357
-25.5704 | 2158.298 | 0.059539 | -25.5704 | 1004.094 | 0.027699
-25.5501 | 2162.314 | 0.05965 | -25.5501 | 1013.683 | 0.027964
-25.5297 | 2174.37 | 0.059983 | -25.5297 | 1010.881 | 0.027886
-25.5093 | 2174.943 | 0.059998 | -25.5093 | 1035.872 | 0.028576
-25.4889 | 2129.906 | 0.058756 | -25.4889 | 1017.261 | 0.028062
-25.4686 | 2125.354 | 0.05863 | -25.4686 | 1031.65 | 0.028459
-25.4482 | 2149.647 | 0.059301 | -25.4482 | 1037.876 | 0.028631
-25.4278 | 2165.908 | 0.059749 | -25.4278 | 1065.664 | 0.029398
-25.4075 | 2140.691 | 0.059054 | -25.4075 | 1057.554 | 0.029174
-25.3871 | 2211.553 | 0.061008 | -25.3871 | 1027.794 | 0.028353
-25.3667 | 2277.294 | 0.062822 | -25.3667 | 1098.979 | 0.030317
-25.3463 | 2210.46 | 0.060978 | -25.3463 | 1109.088 | 0.030596
-25.3259 | 2194.753 | 0.060545 | -25.3259 | 1048.487 | 0.028924
-25.3056 | 2228.636 | 0.06148 | -25.3056 | 995.4734 | 0.027461
-25.2852 | 2315.474 | 0.063875 | -25.2852 | 987.7904 | 0.027249
-25.2648 | 2283.937 | 0.063005 | -25.2648 | 1010.68 | 0.027881
-25.2445 | 2293.736 | 0.063275 | -25.2445 | 1008.971 | 0.027834
-25.2241 | 2294.995 | 0.06331 | -25.2241 | 1080.884 | 0.029817
-25.2037 | 2218.964 | 0.061213 | -25.2037 | 1117.452 | 0.030826
-25.1833 | 2167.354 | 0.059789 | -25.1833 | 1124.869 | 0.031031
-25.1629 | 2248.127 | 0.062017 | -25.1629 | 1096.811 | 0.030257
-25.1426 | 2325.017 | 0.064138 | -25.1426 | 1113.332 | 0.030713
-25.1222 | 2271.165 | 0.062653 | -25.1222 | 1045.644 | 0.028845
-25.1018 | 2286.795 | 0.063084 | -25.1018 | 1004.33 | 0.027706
-25.0815 | 2357.99 | 0.065048 | -25.0815 | 1047.732 | 0.028903
-25.0611 | 2327.849 | 0.064217 | -25.0611 | 1093.375 | 0.030162
-25.0407 | 2323.605 | 0.064099 | -25.0407 | 1131.455 | 0.031213
-25.0203 | 2364.606 | 0.065231 | -25.0203 | 1139.139 | 0.031425
-24.9999 | 2378.137 | 0.065604 | -24.9999 | 1117.667 | 0.030832
-24.9796 | 2368.477 | 0.065337 | -24.9796 | 1112.51 | 0.03069
-24.9592 | 2354.096 | 0.064941 | -24.9592 | 1130.004 | 0.031173
-24.9388 | 2364.754 | 0.065235 | -24.9388 | 1131.422 | 0.031212
-24.9184 | 2403.229 | 0.066296 | -24.9184 | 1142.39 | 0.031514
-24.8981 | 2389.572 | 0.065919 | -24.8981 | 1145.17 | 0.031591
-24.8777 | 2425.108 | 0.0669 | -24.8777 | 1160.507 | 0.032014
-24.8573 | 2480.452 | 0.068426 | -24.8573 | 1163.804 | 0.032105
-24.837 | 2354.319 | 0.064947 | -24.837 | 1080.373 | 0.029803
-24.8166 | 2369.563 | 0.065367 | -24.8166 | 1118.386 | 0.030852
-24.7962 | 2450.608 | 0.067603 | -24.7962 | 1167.41 | 0.032204
-24.7758 | 2449.321 | 0.067567 | -24.7758 | 1219.532 | 0.033642
-24.7554 | 2480.49 | 0.068427 | -24.7554 | 1218.209 | 0.033606
-24.7351 | 2533.697 | 0.069895 | -24.7351 | 1157.967 | 0.031944
-24.7147 | 2537.652 | 0.070004 | -24.7147 | 1128.946 | 0.031143
-24.6943 | 2505.28 | 0.069111 | -24.6943 | 1151.962 | 0.031778
-24.674 | 2520.624 | 0.069534 | -24.674 | 1186.509 | 0.032731
-24.6536 | 2533.166 | 0.06988 | -24.6536 | 1193.88 | 0.032935
-24.6332 | 2495.375 | 0.068838 | -24.6332 | 1178.689 | 0.032516
-24.6128 | 2486.698 | 0.068599 | -24.6128 | 1143.394 | 0.031542
-24.5924 | 2499.27 | 0.068945 | -24.5924 | 1132.691 | 0.031247
-24.5721 | 2561.726 | 0.070668 | -24.5721 | 1142.989 | 0.031531
-24.5517 | 2662.72 | 0.073454 | -24.5517 | 1262.117 | 0.034817
-24.5313 | 2547.185 | 0.070267 | -24.5313 | 1189.042 | 0.032801
-24.511 | 2596.16 | 0.071618 | -24.511 | 1207.6 | 0.033313
-24.4906 | 2662.019 | 0.073435 | -24.4906 | 1198.447 | 0.033061
-24.4702 | 2613.613 | 0.0721 | -24.4702 | 1191.581 | 0.032871
-24.4498 | 2609.81 | 0.071995 | -24.4498 | 1138.702 | 0.031412
-24.4294 | 2618.303 | 0.072229 | -24.4294 | 1221.473 | 0.033696
-24.4091 | 2668.157 | 0.073604 | -24.4091 | 1247.885 | 0.034424
-24.3887 | 2653.149 | 0.07319 | -24.3887 | 1261.902 | 0.034811
-24.3683 | 2669.142 | 0.073632 | -24.3683 | 1253.765 | 0.034587
-24.348 | 2626.455 | 0.072454 | -24.348 | 1225.503 | 0.033807
-24.3276 | 2628.226 | 0.072503 | -24.3276 | 1201.512 | 0.033145
-24.3072 | 2697.722 | 0.07442 | -24.3072 | 1197.506 | 0.033035
-24.2868 | 2791.927 | 0.077019 | -24.2868 | 1231.632 | 0.033976
-24.2664 | 2763.815 | 0.076243 | -24.2664 | 1256.196 | 0.034654
-24.2461 | 2708.545 | 0.074718 | -24.2461 | 1225.173 | 0.033798
-24.2257 | 2692.013 | 0.074262 | -24.2257 | 1187.525 | 0.032759
-24.2053 | 2732.131 | 0.075369 | -24.2053 | 1240.227 | 0.034213
-24.185 | 2773.278 | 0.076504 | -24.185 | 1290.837 | 0.035609
-24.1646 | 2780.034 | 0.076691 | -24.1646 | 1275.259 | 0.03518
-24.1442 | 2779.225 | 0.076668 | -24.1442 | 1274.532 | 0.03516
-24.1238 | 2837.896 | 0.078287 | -24.1238 | 1280.564 | 0.035326
-24.1034 | 2916.881 | 0.080466 | -24.1034 | 1282.492 | 0.035379
-24.0831 | 2833.493 | 0.078165 | -24.0831 | 1304.542 | 0.035987
-24.0627 | 2818.879 | 0.077762 | -24.0627 | 1330.971 | 0.036716
-24.0423 | 2800.154 | 0.077246 | -24.0423 | 1325.903 | 0.036577
-24.022 | 2810.064 | 0.077519 | -24.022 | 1335.582 | 0.036844
-24.0016 | 2869.283 | 0.079153 | -24.0016 | 1340.151 | 0.03697
-23.9812 | 2822.39 | 0.077859 | -23.9812 | 1332.618 | 0.036762
-23.9608 | 2872.986 | 0.079255 | -23.9608 | 1346.282 | 0.037139
-23.9405 | 2907.95 | 0.080219 | -23.9405 | 1343.171 | 0.037053
-23.9201 | 2910.178 | 0.080281 | -23.9201 | 1316.429 | 0.036315
-23.8997 | 2920.042 | 0.080553 | -23.8997 | 1295.271 | 0.035732
-23.8793 | 2851.083 | 0.078651 | -23.8793 | 1325.804 | 0.036574
-23.859 | 2981.323 | 0.082243 | -23.859 | 1318.271 | 0.036366
-23.8386 | 2903.966 | 0.080109 | -23.8386 | 1305.925 | 0.036026
-23.8182 | 2924.484 | 0.080675 | -23.8182 | 1322.435 | 0.036481
-23.7978 | 2959.842 | 0.081651 | -23.7978 | 1311.036 | 0.036167
-23.7775 | 2968.93 | 0.081902 | -23.7775 | 1336.918 | 0.03688
-23.7571 | 3030.068 | 0.083588 | -23.7571 | 1409.219 | 0.038875
-23.7367 | 3047.913 | 0.08408 | -23.7367 | 1425.193 | 0.039316
-23.7163 | 3026.446 | 0.083488 | -23.7163 | 1355.026 | 0.03738
-23.696 | 3021.928 | 0.083364 | -23.696 | 1337.539 | 0.036898
-23.6756 | 3025.999 | 0.083476 | -23.6756 | 1356.148 | 0.037411
-23.6552 | 3037.031 | 0.08378 | -23.6552 | 1373.805 | 0.037898
-23.6348 | 3092.017 | 0.085297 | -23.6348 | 1361.381 | 0.037555
-23.6145 | 3088.959 | 0.085213 | -23.6145 | 1392.207 | 0.038406
-23.5941 | 3136.558 | 0.086526 | -23.5941 | 1464.142 | 0.04039
-23.5737 | 3131.885 | 0.086397 | -23.5737 | 1471.977 | 0.040606
-23.5533 | 3114.526 | 0.085918 | -23.5533 | 1441.823 | 0.039774
-23.533 | 3156.52 | 0.087076 | -23.533 | 1470.995 | 0.040579
-23.5126 | 3070.425 | 0.084701 | -23.5126 | 1483.538 | 0.040925
-23.4922 | 3193.976 | 0.08811 | -23.4922 | 1447.667 | 0.039936
-23.4718 | 3141.754 | 0.086669 | -23.4718 | 1431.515 | 0.03949
-23.4515 | 3100.172 | 0.085522 | -23.4515 | 1413.781 | 0.039001
-23.4311 | 3089.871 | 0.085238 | -23.4311 | 1420.759 | 0.039193
-23.4107 | 3117.041 | 0.085987 | -23.4107 | 1439.458 | 0.039709
-23.3903 | 3142.173 | 0.086681 | -23.3903 | 1445.587 | 0.039878
-23.37 | 3157.651 | 0.087108 | -23.37 | 1457.005 | 0.040193
-23.3496 | 3258.3 | 0.089884 | -23.3496 | 1458.115 | 0.040224
-23.3292 | 3331.114 | 0.091893 | -23.3292 | 1470.534 | 0.040566
-23.3088 | 3281.802 | 0.090532 | -23.3088 | 1503.033 | 0.041463
-23.2885 | 3169.109 | 0.087424 | -23.2885 | 1505.894 | 0.041542
-23.2681 | 3158.763 | 0.087138 | -23.2681 | 1487.806 | 0.041043
-23.2477 | 3224.357 | 0.088948 | -23.2477 | 1539.789 | 0.042477
-23.2273 | 3235.629 | 0.089259 | -23.2273 | 1547.172 | 0.042681
-23.207 | 3294.998 | 0.090896 | -23.207 | 1509.375 | 0.041638
-23.1866 | 3311.515 | 0.091352 | -23.1866 | 1516.959 | 0.041847
-23.1662 | 3336.133 | 0.092031 | -23.1662 | 1516.119 | 0.041824
-23.1458 | 3367.677 | 0.092901 | -23.1458 | 1513.547 | 0.041753
-23.1255 | 3361.998 | 0.092745 | -23.1255 | 1550.129 | 0.042762
-23.1051 | 3424.803 | 0.094477 | -23.1051 | 1542.137 | 0.042542
-23.0847 | 3375.203 | 0.093109 | -23.0847 | 1543.651 | 0.042583
-23.0643 | 3414.183 | 0.094184 | -23.0643 | 1517.633 | 0.041866
-23.044 | 3403.691 | 0.093895 | -23.044 | 1532.77 | 0.042283
-23.0236 | 3503.49 | 0.096648 | -23.0236 | 1559.355 | 0.043017
-23.0032 | 3550.413 | 0.097942 | -23.0032 | 1601.482 | 0.044179
-22.9828 | 3399.916 | 0.093791 | -22.9828 | 1618.888 | 0.044659
-22.9625 | 3400.621 | 0.09381 | -22.9625 | 1631.278 | 0.045001
-22.9421 | 3552.132 | 0.09799 | -22.9421 | 1621.264 | 0.044725
-22.9217 | 3555.773 | 0.09809 | -22.9217 | 1611.524 | 0.044456
-22.9013 | 3490.24 | 0.096282 | -22.9013 | 1632.377 | 0.045031
-22.881 | 3464.192 | 0.095564 | -22.881 | 1647.711 | 0.045454
-22.8606 | 3504.664 | 0.09668 | -22.8606 | 1639.679 | 0.045233
-22.8402 | 3539.707 | 0.097647 | -22.8402 | 1606.092 | 0.044306
-22.8198 | 3541.146 | 0.097687 | -22.8198 | 1574.428 | 0.043432
-22.7995 | 3536.147 | 0.097549 | -22.7995 | 1604.367 | 0.044258
-22.7791 | 3547.899 | 0.097873 | -22.7791 | 1644.238 | 0.045358
-22.7587 | 3601.802 | 0.09936 | -22.7587 | 1643.638 | 0.045342
-22.7383 | 3574.443 | 0.098605 | -22.7383 | 1679.472 | 0.04633
-22.718 | 3569.904 | 0.09848 | -22.718 | 1680.482 | 0.046358
-22.6976 | 3649.08 | 0.10066 | -22.6976 | 1572.007 | 0.043366
-22.6772 | 3640.624 | 0.10043 | -22.6772 | 1539.82 | 0.042478
-22.6568 | 3720.323 | 0.10263 | -22.6568 | 1595.954 | 0.044026
-22.6365 | 3647.825 | 0.10063 | -22.6365 | 1672.194 | 0.046129
-22.6161 | 3565.197 | 0.09835 | -22.6161 | 1698.419 | 0.046853
-22.5957 | 3616.23 | 0.099758 | -22.5957 | 1720.713 | 0.047468
-22.5753 | 3692.923 | 0.10187 | -22.5753 | 1703.122 | 0.046983
-22.555 | 3733.593 | 0.103 | -22.555 | 1698.401 | 0.046852
-22.5346 | 3835.097 | 0.1058 | -22.5346 | 1741.836 | 0.048051
-22.5142 | 3801.76 | 0.10488 | -22.5142 | 1740.777 | 0.048021
-22.4938 | 3754.158 | 0.10356 | -22.4938 | 1727.261 | 0.047649
-22.4735 | 3768.718 | 0.10396 | -22.4735 | 1731.587 | 0.047768
-22.4531 | 3769.559 | 0.10399 | -22.4531 | 1764.555 | 0.048677
-22.4327 | 3833.487 | 0.10575 | -22.4327 | 1790.292 | 0.049387
-22.4123 | 3901.161 | 0.10762 | -22.4123 | 1741.259 | 0.048035
-22.392 | 3903.433 | 0.10768 | -22.392 | 1695.312 | 0.046767
-22.3716 | 3902.723 | 0.10766 | -22.3716 | 1711.015 | 0.0472
-22.3512 | 3894.226 | 0.10743 | -22.3512 | 1741.905 | 0.048053
-22.3308 | 3873.743 | 0.10686 | -22.3308 | 1760.587 | 0.048568
-22.3105 | 3849.348 | 0.10619 | -22.3105 | 1778.088 | 0.049051
-22.2901 | 3884.62 | 0.10716 | -22.2901 | 1798.235 | 0.049606
-22.2697 | 3983.532 | 0.10989 | -22.2697 | 1786.673 | 0.049288
-22.2493 | 3982.378 | 0.10986 | -22.2493 | 1799.024 | 0.049628
-22.229 | 4067.201 | 0.1122 | -22.229 | 1838.027 | 0.050704
-22.2086 | 4056.075 | 0.11189 | -22.2086 | 1838.921 | 0.050729
-22.1882 | 4008.466 | 0.11058 | -22.1882 | 1802.236 | 0.049717
-22.1678 | 4049.793 | 0.11172 | -22.1678 | 1786.922 | 0.049294
-22.1475 | 4113.509 | 0.11348 | -22.1475 | 1765.425 | 0.048701
-22.1271 | 4123.574 | 0.11375 | -22.1271 | 1816.506 | 0.050111
-22.1067 | 4104.191 | 0.11322 | -22.1067 | 1865.474 | 0.051461
-22.0863 | 4083.468 | 0.11265 | -22.0863 | 1867.661 | 0.051522
-22.066 | 4094.174 | 0.11294 | -22.066 | 1875.685 | 0.051743
-22.0456 | 4153.829 | 0.11459 | -22.0456 | 1871.022 | 0.051614
-22.0252 | 4214.735 | 0.11627 | -22.0252 | 1874.437 | 0.051709
-22.0048 | 4149.443 | 0.11447 | -22.0048 | 1881.754 | 0.05191
-21.9845 | 4162.47 | 0.11483 | -21.9845 | 1877.686 | 0.051798
-21.9641 | 4233.03 | 0.11677 | -21.9641 | 1882.638 | 0.051935
-21.9437 | 4147.809 | 0.11442 | -21.9437 | 1890.729 | 0.052158
-21.9233 | 4102.335 | 0.11317 | -21.9233 | 1910.785 | 0.052711
-21.903 | 4166.672 | 0.11494 | -21.903 | 1934.401 | 0.053363
-21.8826 | 4175.077 | 0.11517 | -21.8826 | 1923.332 | 0.053057
-21.8622 | 4295.721 | 0.1185 | -21.8622 | 1914.686 | 0.052819
-21.8419 | 4234.424 | 0.11681 | -21.8419 | 1928.33 | 0.053195
-21.8215 | 4308.338 | 0.11885 | -21.8215 | 1973.226 | 0.054434
-21.8011 | 4278.155 | 0.11802 | -21.8011 | 2012.401 | 0.055515
-21.7807 | 4223.162 | 0.1165 | -21.7807 | 2006.542 | 0.055353
-21.7603 | 4293.311 | 0.11844 | -21.7603 | 1988.43 | 0.054853
-21.74 | 4392.3 | 0.12117 | -21.74 | 1994.027 | 0.055008
-21.7196 | 4380.983 | 0.12085 | -21.7196 | 1994.983 | 0.055034
-21.6992 | 4406.828 | 0.12157 | -21.6992 | 2076.173 | 0.057274
-21.6789 | 4444.522 | 0.12261 | -21.6789 | 2117.183 | 0.058405
-21.6585 | 4432.438 | 0.12227 | -21.6585 | 2048.78 | 0.056518
-21.6381 | 4424.819 | 0.12206 | -21.6381 | 2086.578 | 0.057561
-21.6177 | 4460.27 | 0.12304 | -21.6177 | 2078.649 | 0.057342
-21.5973 | 4516.388 | 0.12459 | -21.5973 | 2047.083 | 0.056471
-21.577 | 4512.247 | 0.12448 | -21.577 | 2033.811 | 0.056105
-21.5566 | 4541.508 | 0.12528 | -21.5566 | 2028.72 | 0.055965
-21.5362 | 4548.454 | 0.12547 | -21.5362 | 2019.496 | 0.05571
-21.5159 | 4517.546 | 0.12462 | -21.5159 | 2044.518 | 0.0564
-21.4955 | 4509.657 | 0.1244 | -21.4955 | 2121.052 | 0.058512
-21.4751 | 4526.438 | 0.12487 | -21.4751 | 2130.194 | 0.058764
-21.4547 | 4546.157 | 0.12541 | -21.4547 | 2090.361 | 0.057665
-21.4343 | 4621.229 | 0.12748 | -21.4343 | 2074.163 | 0.057218
-21.414 | 4660.633 | 0.12857 | -21.414 | 2068.726 | 0.057068
-21.3936 | 4606.984 | 0.12709 | -21.3936 | 2071.739 | 0.057151
-21.3732 | 4642.833 | 0.12808 | -21.3732 | 2124.644 | 0.058611
-21.3529 | 4692.68 | 0.12945 | -21.3529 | 2184.03 | 0.060249
-21.3325 | 4669.188 | 0.12881 | -21.3325 | 2161.166 | 0.059618
-21.3121 | 4668.707 | 0.12879 | -21.3121 | 2124.432 | 0.058605
-21.2917 | 4729.67 | 0.13047 | -21.2917 | 2111.677 | 0.058253
-21.2714 | 4757.193 | 0.13123 | -21.2714 | 2138.295 | 0.058987
-21.251 | 4753.172 | 0.13112 | -21.251 | 2136.594 | 0.058941
-21.2306 | 4802.226 | 0.13248 | -21.2306 | 2099.956 | 0.05793
-21.2102 | 4879.22 | 0.1346 | -21.2102 | 2134.807 | 0.058891
-21.1898 | 4919.049 | 0.1357 | -21.1898 | 2207.96 | 0.060909
-21.1695 | 4884.688 | 0.13475 | -21.1695 | 2196.876 | 0.060603
-21.1491 | 4834.537 | 0.13337 | -21.1491 | 2167.592 | 0.059796
-21.1287 | 4850.427 | 0.1338 | -21.1287 | 2182.815 | 0.060216
-21.1084 | 4888.392 | 0.13485 | -21.1084 | 2229.593 | 0.061506
-21.088 | 4880.261 | 0.13463 | -21.088 | 2271.655 | 0.062666
-21.0676 | 4890.278 | 0.1349 | -21.0676 | 2296.802 | 0.06336
-21.0472 | 4918.282 | 0.13568 | -21.0472 | 2309.869 | 0.063721
-21.0268 | 4862.913 | 0.13415 | -21.0268 | 2296.668 | 0.063356
-21.0065 | 4966.802 | 0.13702 | -21.0065 | 2281.868 | 0.062948
-20.9861 | 4994.38 | 0.13778 | -20.9861 | 2285.841 | 0.063058
-20.9657 | 4994.667 | 0.13778 | -20.9657 | 2289.73 | 0.063165
-20.9454 | 5042.109 | 0.13909 | -20.9454 | 2317.612 | 0.063934
-20.925 | 5077.167 | 0.14006 | -20.925 | 2373.072 | 0.065464
-20.9046 | 5088.308 | 0.14037 | -20.9046 | 2395.177 | 0.066074
-20.8842 | 5109.237 | 0.14094 | -20.8842 | 2376.659 | 0.065563
-20.8638 | 5109.098 | 0.14094 | -20.8638 | 2342.664 | 0.064625
-20.8435 | 5082.134 | 0.1402 | -20.8435 | 2311.19 | 0.063757
-20.8231 | 5158.792 | 0.14231 | -20.8231 | 2318.737 | 0.063965
-20.8027 | 5210.972 | 0.14375 | -20.8027 | 2404.571 | 0.066333
-20.7824 | 5165.317 | 0.14249 | -20.7824 | 2423.635 | 0.066859
-20.762 | 5153.306 | 0.14216 | -20.762 | 2329.538 | 0.064263
-20.7416 | 5188.093 | 0.14312 | -20.7416 | 2357.334 | 0.06503
-20.7212 | 5205.702 | 0.14361 | -20.7212 | 2416.902 | 0.066673
-20.7008 | 5218.439 | 0.14396 | -20.7008 | 2437.765 | 0.067249
-20.6805 | 5238.226 | 0.1445 | -20.6805 | 2489.531 | 0.068677
-20.6601 | 5238.863 | 0.14452 | -20.6601 | 2534.931 | 0.069929
-20.6397 | 5232.358 | 0.14434 | -20.6397 | 2568.461 | 0.070854
-20.6194 | 5253.377 | 0.14492 | -20.6194 | 2518.141 | 0.069466
-20.599 | 5236.551 | 0.14446 | -20.599 | 2532.382 | 0.069859
-20.5786 | 5261.44 | 0.14514 | -20.5786 | 2554.816 | 0.070478
-20.5582 | 5391.164 | 0.14872 | -20.5582 | 2557.58 | 0.070554
-20.5379 | 5343.343 | 0.1474 | -20.5379 | 2541.429 | 0.070108
-20.5175 | 5334.268 | 0.14715 | -20.5175 | 2521.757 | 0.069566
-20.4971 | 5384.501 | 0.14854 | -20.4971 | 2550.416 | 0.070356
-20.4767 | 5465.611 | 0.15078 | -20.4767 | 2643.194 | 0.072916
-20.4564 | 5298.317 | 0.14616 | -20.4564 | 2688.457 | 0.074164
-20.436 | 5292.954 | 0.14601 | -20.436 | 2656.664 | 0.073287
-20.4156 | 5526.776 | 0.15246 | -20.4156 | 2629.574 | 0.07254
-20.3952 | 5568.923 | 0.15363 | -20.3952 | 2640.214 | 0.072833
-20.3749 | 5558.01 | 0.15332 | -20.3749 | 2630.613 | 0.072569
-20.3545 | 5547.891 | 0.15305 | -20.3545 | 2616.651 | 0.072183
-20.3341 | 5476.146 | 0.15107 | -20.3341 | 2635.421 | 0.072701
-20.3137 | 5609.766 | 0.15475 | -20.3137 | 2638.762 | 0.072793
-20.2934 | 5643.512 | 0.15568 | -20.2934 | 2684.508 | 0.074055
-20.273 | 5632.206 | 0.15537 | -20.273 | 2717.475 | 0.074965
-20.2526 | 5725.369 | 0.15794 | -20.2526 | 2659.625 | 0.073369
-20.2322 | 5801.5 | 0.16004 | -20.2322 | 2605.12 | 0.071865
-20.2119 | 5848.593 | 0.16134 | -20.2119 | 2723.708 | 0.075137
-20.1915 | 5836.354 | 0.161 | -20.1915 | 2779.221 | 0.076668
-20.1711 | 5835.788 | 0.16099 | -20.1711 | 2778.896 | 0.076659
-20.1507 | 5820.738 | 0.16057 | -20.1507 | 2791.658 | 0.077011
-20.1304 | 5721.831 | 0.15784 | -20.1304 | 2752.112 | 0.07592
-20.11 | 5746.668 | 0.15853 | -20.11 | 2715.274 | 0.074904
-20.0896 | 5838.127 | 0.16105 | -20.0896 | 2702.247 | 0.074545
-20.0692 | 5805.994 | 0.16017 | -20.0692 | 2788.243 | 0.076917
-20.0489 | 5930.037 | 0.16359 | -20.0489 | 2806.841 | 0.07743
-20.0285 | 6040.083 | 0.16662 | -20.0285 | 2795.487 | 0.077117
-20.0081 | 5914.123 | 0.16315 | -20.0081 | 2852.602 | 0.078692
-19.9877 | 5903.914 | 0.16287 | -19.9877 | 2855.153 | 0.078763
-19.9674 | 5939.871 | 0.16386 | -19.9674 | 2830.809 | 0.078091
-19.947 | 5960.389 | 0.16442 | -19.947 | 2852.392 | 0.078687
-19.9266 | 6022.008 | 0.16612 | -19.9266 | 2885.493 | 0.0796
-19.9062 | 5879.566 | 0.16219 | -19.9062 | 2866.629 | 0.079079
-19.8859 | 5974.312 | 0.16481 | -19.8859 | 2824.073 | 0.077905
-19.8655 | 5966.258 | 0.16459 | -19.8655 | 2823.199 | 0.077881
-19.8451 | 6211.039 | 0.17134 | -19.8451 | 2849.54 | 0.078608
-19.8247 | 6219.126 | 0.17156 | -19.8247 | 2866.452 | 0.079075
-19.8044 | 6073.085 | 0.16753 | -19.8044 | 2875.509 | 0.079324
-19.784 | 6085.975 | 0.16789 | -19.784 | 2856.183 | 0.078791
-19.7636 | 6106.308 | 0.16845 | -19.7636 | 2847.468 | 0.078551
-19.7432 | 6155.982 | 0.16982 | -19.7432 | 2904.767 | 0.080132
-19.7229 | 6271.764 | 0.17301 | -19.7229 | 2935.352 | 0.080975
-19.7025 | 6207.247 | 0.17123 | -19.7025 | 2952.109 | 0.081437
-19.6821 | 6215.322 | 0.17146 | -19.6821 | 2978.216 | 0.082158
-19.6617 | 6195.985 | 0.17092 | -19.6617 | 3005.777 | 0.082918
-19.6414 | 6234.851 | 0.172 | -19.6414 | 3023.094 | 0.083396
-19.621 | 6322.686 | 0.17442 | -19.621 | 3080.107 | 0.084968
-19.6006 | 6375.022 | 0.17586 | -19.6006 | 3093.533 | 0.085339
-19.5802 | 6259.954 | 0.17269 | -19.5802 | 3028.839 | 0.083554
-19.5599 | 6236.869 | 0.17205 | -19.5599 | 3047.353 | 0.084065
-19.5395 | 6387.921 | 0.17622 | -19.5395 | 3084.466 | 0.085089
-19.5191 | 6414.539 | 0.17695 | -19.5191 | 3007.89 | 0.082976
-19.4987 | 6354.712 | 0.1753 | -19.4987 | 3041.177 | 0.083895
-19.4784 | 6409.494 | 0.17681 | -19.4784 | 3125.464 | 0.08622
-19.458 | 6518.583 | 0.17982 | -19.458 | 3147.223 | 0.08682
-19.4376 | 6576.661 | 0.18143 | -19.4376 | 3118.538 | 0.086029
-19.4172 | 6552.119 | 0.18075 | -19.4172 | 3091.341 | 0.085278
-19.3969 | 6557.874 | 0.18091 | -19.3969 | 3139.04 | 0.086594
-19.3765 | 6659.941 | 0.18372 | -19.3765 | 3197.888 | 0.088218
-19.3561 | 6770.139 | 0.18676 | -19.3561 | 3229.024 | 0.089077
-19.3357 | 6749.277 | 0.18619 | -19.3357 | 3230.294 | 0.089112
-19.3154 | 6659.243 | 0.1837 | -19.3154 | 3225.696 | 0.088985
-19.295 | 6637.451 | 0.1831 | -19.295 | 3249.379 | 0.089638
-19.2746 | 6780.427 | 0.18705 | -19.2746 | 3283.471 | 0.090579
-19.2542 | 6754.652 | 0.18634 | -19.2542 | 3305.208 | 0.091178
-19.2339 | 6783.525 | 0.18713 | -19.2339 | 3313.191 | 0.091398
-19.2135 | 6947.943 | 0.19167 | -19.2135 | 3318.367 | 0.091541
-19.1931 | 6896.145 | 0.19024 | -19.1931 | 3325.672 | 0.091743
-19.1727 | 6874.644 | 0.18965 | -19.1727 | 3345.126 | 0.092279
-19.1524 | 6816.74 | 0.18805 | -19.1524 | 3395.536 | 0.09367
-19.132 | 6833.244 | 0.1885 | -19.132 | 3434.381 | 0.094742
-19.1116 | 6868.898 | 0.18949 | -19.1116 | 3414.013 | 0.09418
-19.0912 | 6979.81 | 0.19255 | -19.0912 | 3382.97 | 0.093323
-19.0709 | 6974.801 | 0.19241 | -19.0709 | 3409.342 | 0.094051
-19.0505 | 6959.485 | 0.19199 | -19.0505 | 3492.766 | 0.096352
-19.0301 | 7005.094 | 0.19324 | -19.0301 | 3517.754 | 0.097041
-19.0097 | 7003.313 | 0.19319 | -19.0097 | 3503.771 | 0.096656
-18.9894 | 7034.105 | 0.19404 | -18.9894 | 3534.35 | 0.097499
-18.969 | 7096.452 | 0.19576 | -18.969 | 3588.203 | 0.098985
-18.9486 | 7126.361 | 0.19659 | -18.9486 | 3586.485 | 0.098938
-18.9282 | 7171.571 | 0.19784 | -18.9282 | 3574.266 | 0.0986
-18.9079 | 7246.472 | 0.1999 | -18.9079 | 3576.146 | 0.098652
-18.8875 | 7237.128 | 0.19964 | -18.8875 | 3552.249 | 0.097993
-18.8671 | 7173.265 | 0.19788 | -18.8671 | 3559.396 | 0.09819
-18.8467 | 7205.152 | 0.19876 | -18.8467 | 3593.513 | 0.099131
-18.8264 | 7228.327 | 0.1994 | -18.8264 | 3608.171 | 0.099536
-18.806 | 7233.231 | 0.19954 | -18.806 | 3629.103 | 0.10011
-18.7856 | 7283.158 | 0.20091 | -18.7856 | 3667.429 | 0.10117
-18.7652 | 7377.681 | 0.20352 | -18.7652 | 3663.959 | 0.10107
-18.7449 | 7420.798 | 0.20471 | -18.7449 | 3624.62 | 0.09999
-18.7245 | 7458.269 | 0.20575 | -18.7245 | 3633.736 | 0.10024
-18.7041 | 7464.628 | 0.20592 | -18.7041 | 3683.688 | 0.10162
-18.6837 | 7494.353 | 0.20674 | -18.6837 | 3693.853 | 0.1019
-18.6634 | 7492.601 | 0.20669 | -18.6634 | 3671.752 | 0.10129
-18.643 | 7417.857 | 0.20463 | -18.643 | 3668.38 | 0.1012
-18.6226 | 7455.954 | 0.20568 | -18.6226 | 3701.264 | 0.1021
-18.6022 | 7495.578 | 0.20677 | -18.6022 | 3757.771 | 0.10366
-18.5819 | 7555.006 | 0.20841 | -18.5819 | 3775.639 | 0.10416
-18.5615 | 7615.127 | 0.21007 | -18.5615 | 3740.505 | 0.10319
-18.5411 | 7567.501 | 0.20876 | -18.5411 | 3740.317 | 0.10318
-18.5207 | 7602.533 | 0.20973 | -18.5207 | 3817.716 | 0.10532
-18.5004 | 7554.727 | 0.20841 | -18.5004 | 3883.036 | 0.10712
-18.48 | 7581.106 | 0.20913 | -18.48 | 3863.876 | 0.10659
-18.4596 | 7648.367 | 0.21099 | -18.4596 | 3851.398 | 0.10625
-18.4393 | 7662.975 | 0.21139 | -18.4393 | 3902.721 | 0.10766
-18.4189 | 7786.675 | 0.2148 | -18.4189 | 3919.99 | 0.10814
-18.3985 | 7816.909 | 0.21564 | -18.3985 | 3935.148 | 0.10856
-18.3781 | 7855.274 | 0.2167 | -18.3781 | 3976.609 | 0.1097
-18.3577 | 7854.857 | 0.21669 | -18.3577 | 3929.234 | 0.10839
-18.3374 | 7830.95 | 0.21603 | -18.3374 | 3936.08 | 0.10858
-18.317 | 7754.87 | 0.21393 | -18.317 | 4052.997 | 0.11181
-18.2966 | 7747.666 | 0.21373 | -18.2966 | 4088.621 | 0.11279
-18.2763 | 7914.617 | 0.21833 | -18.2763 | 4094.393 | 0.11295
-18.2559 | 7990.505 | 0.22043 | -18.2559 | 4097.232 | 0.11303
-18.2355 | 7961.281 | 0.21962 | -18.2355 | 4018.661 | 0.11086
-18.2151 | 7985.047 | 0.22028 | -18.2151 | 4059.493 | 0.11199
-18.1947 | 7950.59 | 0.21933 | -18.1947 | 4169.816 | 0.11503
-18.1744 | 8002.796 | 0.22077 | -18.1744 | 4145.281 | 0.11435
-18.154 | 8070.363 | 0.22263 | -18.154 | 4135.604 | 0.11409
-18.1336 | 8114.998 | 0.22386 | -18.1336 | 4169.132 | 0.11501
-18.1133 | 8085.439 | 0.22305 | -18.1133 | 4198.214 | 0.11581
-18.0929 | 8163.907 | 0.22521 | -18.0929 | 4188.059 | 0.11553
-18.0725 | 8087.534 | 0.2231 | -18.0725 | 4229.235 | 0.11667
-18.0521 | 8110.589 | 0.22374 | -18.0521 | 4243.844 | 0.11707
-18.0317 | 8104.222 | 0.22356 | -18.0317 | 4187.969 | 0.11553
-18.0114 | 8178.719 | 0.22562 | -18.0114 | 4212.682 | 0.11621
-17.991 | 8183.91 | 0.22576 | -17.991 | 4306.295 | 0.11879
-17.9706 | 8328.092 | 0.22974 | -17.9706 | 4362.334 | 0.12034
-17.9503 | 8407.588 | 0.23193 | -17.9503 | 4352.366 | 0.12007
-17.9299 | 8504.804 | 0.23462 | -17.9299 | 4314.049 | 0.11901
-17.9095 | 8513.999 | 0.23487 | -17.9095 | 4318.277 | 0.11912
-17.8891 | 8507.96 | 0.2347 | -17.8891 | 4367.419 | 0.12048
-17.8687 | 8564.36 | 0.23626 | -17.8687 | 4394.892 | 0.12124
-17.8484 | 8612.032 | 0.23757 | -17.8484 | 4420.479 | 0.12194
-17.828 | 8622.64 | 0.23787 | -17.828 | 4486.025 | 0.12375
-17.8076 | 8665.863 | 0.23906 | -17.8076 | 4529.351 | 0.12495
-17.7873 | 8674.907 | 0.23931 | -17.7873 | 4534.964 | 0.1251
-17.7669 | 8679.281 | 0.23943 | -17.7669 | 4542.474 | 0.12531
-17.7465 | 8670.855 | 0.2392 | -17.7465 | 4575.897 | 0.12623
-17.7261 | 8647.563 | 0.23855 | -17.7261 | 4633.204 | 0.12781
-17.7057 | 8648.991 | 0.23859 | -17.7057 | 4670.089 | 0.12883
-17.6854 | 8654.76 | 0.23875 | -17.6854 | 4654.991 | 0.12841
-17.665 | 8690.032 | 0.23973 | -17.665 | 4612.842 | 0.12725
-17.6446 | 8728.48 | 0.24079 | -17.6446 | 4592.744 | 0.1267
-17.6242 | 8736.648 | 0.24101 | -17.6242 | 4612.965 | 0.12725
-17.6039 | 8781.086 | 0.24224 | -17.6039 | 4666.43 | 0.12873
-17.5835 | 8912.654 | 0.24587 | -17.5835 | 4756.225 | 0.13121
-17.5631 | 9004.057 | 0.24839 | -17.5631 | 4771.538 | 0.13163
-17.5428 | 9037.217 | 0.2493 | -17.5428 | 4763.88 | 0.13142
-17.5224 | 9016.721 | 0.24874 | -17.5224 | 4704.683 | 0.12978
-17.502 | 8893.95 | 0.24535 | -17.502 | 4682.318 | 0.12917
-17.4816 | 9053.549 | 0.24975 | -17.4816 | 4800.002 | 0.13241
-17.4612 | 9089.326 | 0.25074 | -17.4612 | 4766.835 | 0.1315
-17.4409 | 9083.639 | 0.25058 | -17.4409 | 4812.917 | 0.13277
-17.4205 | 9255.328 | 0.25532 | -17.4205 | 4913.898 | 0.13556
-17.4001 | 9105.145 | 0.25118 | -17.4001 | 4918.593 | 0.13569
-17.3798 | 9147.359 | 0.25234 | -17.3798 | 4869.513 | 0.13433
-17.3594 | 9175.271 | 0.25311 | -17.3594 | 4850.623 | 0.13381
-17.339 | 9196.429 | 0.25369 | -17.339 | 4911.45 | 0.13549
-17.3186 | 9234.435 | 0.25474 | -17.3186 | 4933.847 | 0.13611
-17.2982 | 9433.698 | 0.26024 | -17.2982 | 4909.083 | 0.13542
-17.2779 | 9401.118 | 0.25934 | -17.2779 | 4968.05 | 0.13705
-17.2575 | 9276.217 | 0.2559 | -17.2575 | 5047.014 | 0.13923
-17.2371 | 9545.1 | 0.26331 | -17.2371 | 5086.374 | 0.14031
-17.2168 | 9614.57 | 0.26523 | -17.2168 | 5145.032 | 0.14193
-17.1964 | 9522.344 | 0.26269 | -17.1964 | 5203.776 | 0.14355
-17.176 | 9443.464 | 0.26051 | -17.176 | 5210.573 | 0.14374
-17.1556 | 9482.896 | 0.2616 | -17.1556 | 5220.138 | 0.144
-17.1352 | 9541.172 | 0.2632 | -17.1352 | 5262.579 | 0.14517
-17.1149 | 9521.577 | 0.26266 | -17.1149 | 5258.343 | 0.14506
-17.0945 | 9619.948 | 0.26538 | -17.0945 | 5218.009 | 0.14395
-17.0741 | 9752.269 | 0.26903 | -17.0741 | 5237.045 | 0.14447
-17.0538 | 9732.572 | 0.26848 | -17.0538 | 5281.05 | 0.14568
-17.0334 | 9682.403 | 0.2671 | -17.0334 | 5269.418 | 0.14536
-17.013 | 9687.537 | 0.26724 | -17.013 | 5264.31 | 0.14522
-16.9926 | 9688.861 | 0.26728 | -16.9926 | 5332.771 | 0.14711
-16.9723 | 9662.503 | 0.26655 | -16.9723 | 5374.738 | 0.14827
-16.9519 | 9668.033 | 0.2667 | -16.9519 | 5332.257 | 0.1471
-16.9315 | 9774.818 | 0.26965 | -16.9315 | 5357.361 | 0.14779
-16.9111 | 9876.586 | 0.27246 | -16.9111 | 5433.234 | 0.14988
-16.8908 | 9906.699 | 0.27329 | -16.8908 | 5447.634 | 0.15028
-16.8704 | 9953.636 | 0.27458 | -16.8704 | 5490.759 | 0.15147
-16.85 | 9990.007 | 0.27559 | -16.85 | 5402.489 | 0.14903
-16.8296 | 10026.65 | 0.2766 | -16.8296 | 5332.462 | 0.1471
-16.8093 | 10036.91 | 0.27688 | -16.8093 | 5439.49 | 0.15005
-16.7889 | 10010.83 | 0.27616 | -16.7889 | 5488.979 | 0.15142
-16.7685 | 10117.5 | 0.2791 | -16.7685 | 5556.654 | 0.15329
-16.7481 | 10110.04 | 0.2789 | -16.7481 | 5529.075 | 0.15253
-16.7278 | 10117.33 | 0.2791 | -16.7278 | 5571.34 | 0.15369
-16.7074 | 10190.73 | 0.28112 | -16.7074 | 5713.835 | 0.15762
-16.687 | 10241.9 | 0.28254 | -16.687 | 5741.922 | 0.1584
-16.6666 | 10139.84 | 0.27972 | -16.6666 | 5740.59 | 0.15836
-16.6463 | 10256.91 | 0.28295 | -16.6463 | 5814.833 | 0.16041
-16.6259 | 10291.48 | 0.2839 | -16.6259 | 5855.858 | 0.16154
-16.6055 | 10235.6 | 0.28236 | -16.6055 | 5797.74 | 0.15994
-16.5851 | 10272.08 | 0.28337 | -16.5851 | 5786.55 | 0.15963
-16.5648 | 10305.62 | 0.28429 | -16.5648 | 5812.038 | 0.16033
-16.5444 | 10297.1 | 0.28406 | -16.5444 | 5840.372 | 0.16111
-16.524 | 10363.41 | 0.28589 | -16.524 | 5845.456 | 0.16125
-16.5036 | 10527.86 | 0.29042 | -16.5036 | 5860.355 | 0.16166
-16.4833 | 10553.25 | 0.29112 | -16.4833 | 5918.732 | 0.16328
-16.4629 | 10486.26 | 0.28928 | -16.4629 | 5957.534 | 0.16435
-16.4425 | 10593.39 | 0.29223 | -16.4425 | 5970.224 | 0.1647
-16.4221 | 10664.04 | 0.29418 | -16.4221 | 6007.243 | 0.16572
-16.4018 | 10616.55 | 0.29287 | -16.4018 | 6033.317 | 0.16644
-16.3814 | 10552.87 | 0.29111 | -16.3814 | 6049.782 | 0.16689
-16.361 | 10677.92 | 0.29456 | -16.361 | 6097.398 | 0.1682
-16.3406 | 10905.51 | 0.30084 | -16.3406 | 6110.534 | 0.16857
-16.3203 | 10971.64 | 0.30267 | -16.3203 | 6102.753 | 0.16835
-16.2999 | 10969.62 | 0.30261 | -16.2999 | 6149.75 | 0.16965
-16.2795 | 10735.91 | 0.29616 | -16.2795 | 6148.126 | 0.1696
-16.2591 | 10901.79 | 0.30074 | -16.2591 | 6181.028 | 0.17051
-16.2388 | 10936.21 | 0.30169 | -16.2388 | 6247.306 | 0.17234
-16.2184 | 10897.16 | 0.30061 | -16.2184 | 6270.031 | 0.17297
-16.198 | 10926.94 | 0.30143 | -16.198 | 6279.319 | 0.17322
-16.1776 | 10953.11 | 0.30215 | -16.1776 | 6334.362 | 0.17474
-16.1573 | 11032.23 | 0.30434 | -16.1573 | 6350.085 | 0.17517
-16.1369 | 11142.65 | 0.30738 | -16.1369 | 6361.13 | 0.17548
-16.1165 | 11108.2 | 0.30643 | -16.1165 | 6443.095 | 0.17774
-16.0961 | 11052.86 | 0.30491 | -16.0961 | 6488.466 | 0.17899
-16.0758 | 11143.18 | 0.3074 | -16.0758 | 6525.865 | 0.18002
-16.0554 | 11300.35 | 0.31173 | -16.0554 | 6513.107 | 0.17967
-16.035 | 11338.14 | 0.31278 | -16.035 | 6468.032 | 0.17843
-16.0146 | 11250.32 | 0.31035 | -16.0146 | 6491.013 | 0.17906
-15.9943 | 11244.06 | 0.31018 | -15.9943 | 6592.593 | 0.18186
-15.9739 | 11340.63 | 0.31284 | -15.9739 | 6617.161 | 0.18254
-15.9535 | 11354.89 | 0.31324 | -15.9535 | 6533.471 | 0.18023
-15.9331 | 11379.92 | 0.31393 | -15.9331 | 6559.988 | 0.18097
-15.9128 | 11468.81 | 0.31638 | -15.9128 | 6593.722 | 0.1819
-15.8924 | 11392.13 | 0.31427 | -15.8924 | 6653.427 | 0.18354
-15.872 | 11403.86 | 0.31459 | -15.872 | 6751.602 | 0.18625
-15.8516 | 11508.22 | 0.31747 | -15.8516 | 6684.391 | 0.1844
-15.8313 | 11581.64 | 0.31949 | -15.8313 | 6768.339 | 0.18671
-15.8109 | 11635.12 | 0.32097 | -15.8109 | 6898.997 | 0.19032
-15.7905 | 11512.81 | 0.31759 | -15.7905 | 6830.241 | 0.18842
-15.7701 | 11546.13 | 0.31851 | -15.7701 | 6762.415 | 0.18655
-15.7498 | 11550.81 | 0.31864 | -15.7498 | 6812.85 | 0.18794
-15.7294 | 11588.63 | 0.31969 | -15.7294 | 6820.351 | 0.18815
-15.709 | 11707.68 | 0.32297 | -15.709 | 6864.471 | 0.18936
-15.6886 | 11760.93 | 0.32444 | -15.6886 | 6964.735 | 0.19213
-15.6683 | 11939.51 | 0.32937 | -15.6683 | 6975.984 | 0.19244
-15.6479 | 11985.2 | 0.33063 | -15.6479 | 6984.647 | 0.19268
-15.6275 | 11983.57 | 0.33058 | -15.6275 | 7023.071 | 0.19374
-15.6071 | 11927.16 | 0.32903 | -15.6071 | 7073.266 | 0.19512
-15.5868 | 11895.09 | 0.32814 | -15.5868 | 7105.459 | 0.19601
-15.5664 | 11952.37 | 0.32972 | -15.5664 | 7088.946 | 0.19556
-15.546 | 12063.59 | 0.33279 | -15.546 | 7057.977 | 0.1947
-15.5256 | 12229.74 | 0.33737 | -15.5256 | 7071.584 | 0.19508
-15.5053 | 12244.52 | 0.33778 | -15.5053 | 7127.785 | 0.19663
-15.4849 | 12107.07 | 0.33399 | -15.4849 | 7189.271 | 0.19832
-15.4645 | 12218.75 | 0.33707 | -15.4645 | 7221.828 | 0.19922
-15.4441 | 12350.72 | 0.34071 | -15.4441 | 7281.373 | 0.20087
-15.4238 | 12375.59 | 0.3414 | -15.4238 | 7302.218 | 0.20144
-15.4034 | 12285.67 | 0.33892 | -15.4034 | 7355.36 | 0.20291
-15.383 | 12366.26 | 0.34114 | -15.383 | 7464.296 | 0.20591
-15.3626 | 12511.32 | 0.34514 | -15.3626 | 7429.452 | 0.20495
-15.3423 | 12375.26 | 0.34139 | -15.3423 | 7353.222 | 0.20285
-15.3219 | 12451.73 | 0.3435 | -15.3219 | 7433.589 | 0.20506
-15.3015 | 12491.54 | 0.34459 | -15.3015 | 7510.849 | 0.2072
-15.2811 | 12471.31 | 0.34404 | -15.2811 | 7485.932 | 0.20651
-15.2608 | 12491.52 | 0.34459 | -15.2608 | 7518.719 | 0.20741
-15.2404 | 12536.11 | 0.34582 | -15.2404 | 7597.866 | 0.2096
-15.22 | 12613.57 | 0.34796 | -15.22 | 7644.341 | 0.21088
-15.1996 | 12658.29 | 0.34919 | -15.1996 | 7686.909 | 0.21205
-15.1793 | 12669.26 | 0.3495 | -15.1793 | 7674.375 | 0.21171
-15.1589 | 12730.71 | 0.35119 | -15.1589 | 7685.751 | 0.21202
-15.1385 | 12808.56 | 0.35334 | -15.1385 | 7801.81 | 0.21522
-15.1181 | 12782.57 | 0.35262 | -15.1181 | 7868.148 | 0.21705
-15.0978 | 12714.16 | 0.35074 | -15.0978 | 7877.44 | 0.21731
-15.0774 | 12798.91 | 0.35307 | -15.0774 | 7868.363 | 0.21706
-15.057 | 12951.3 | 0.35728 | -15.057 | 7809.524 | 0.21544
-15.0366 | 13061.07 | 0.36031 | -15.0366 | 7918.388 | 0.21844
-15.0163 | 13051.22 | 0.36003 | -15.0163 | 8006.47 | 0.22087
-14.9959 | 12992.25 | 0.35841 | -14.9959 | 8003.083 | 0.22077
-14.9755 | 13008.83 | 0.35886 | -14.9755 | 8168.73 | 0.22534
-14.9551 | 12974.8 | 0.35793 | -14.9551 | 7988.091 | 0.22036
-14.9348 | 12884.57 | 0.35544 | -14.9348 | 8051.085 | 0.2221
-14.9144 | 13021.95 | 0.35923 | -14.9144 | 8184.49 | 0.22578
-14.894 | 13109.7 | 0.36165 | -14.894 | 8205.891 | 0.22637
-14.8736 | 13161.66 | 0.36308 | -14.8736 | 8217.466 | 0.22669
-14.8533 | 13241.93 | 0.36529 | -14.8533 | 8283.183 | 0.2285
-14.8329 | 13380.36 | 0.36911 | -14.8329 | 8344 | 0.23018
-14.8125 | 13273.3 | 0.36616 | -14.8125 | 8378.09 | 0.23112
-14.7921 | 13246.99 | 0.36543 | -14.7921 | 8374.219 | 0.23101
-14.7718 | 13485.66 | 0.37202 | -14.7718 | 8422.174 | 0.23234
-14.7514 | 13549.1 | 0.37377 | -14.7514 | 8534.771 | 0.23544
-14.731 | 13500.91 | 0.37244 | -14.731 | 8512.635 | 0.23483
-14.7106 | 13494.79 | 0.37227 | -14.7106 | 8426.513 | 0.23246
-14.6903 | 13595.97 | 0.37506 | -14.6903 | 8436.729 | 0.23274
-14.6699 | 13594.29 | 0.37501 | -14.6699 | 8531.782 | 0.23536
-14.6495 | 13493.68 | 0.37224 | -14.6495 | 8550.347 | 0.23587
-14.6291 | 13516.31 | 0.37286 | -14.6291 | 8562.402 | 0.2362
-14.6088 | 13467.32 | 0.37151 | -14.6088 | 8708.417 | 0.24023
-14.5884 | 13630.55 | 0.37602 | -14.5884 | 8835.948 | 0.24375
-14.568 | 13779.17 | 0.38012 | -14.568 | 8874.593 | 0.24482
-14.5477 | 13970.04 | 0.38538 | -14.5477 | 8826.131 | 0.24348
-14.5273 | 14150.23 | 0.39035 | -14.5273 | 8838.409 | 0.24382
-14.5069 | 14089.21 | 0.38867 | -14.5069 | 8843.713 | 0.24396
-14.4865 | 13951.45 | 0.38487 | -14.4865 | 8809.497 | 0.24302
-14.4662 | 13910.56 | 0.38374 | -14.4662 | 8798.173 | 0.24271
-14.4458 | 13949.26 | 0.38481 | -14.4458 | 8896.941 | 0.24543
-14.4254 | 14001.2 | 0.38624 | -14.4254 | 8980.175 | 0.24773
-14.405 | 14027.97 | 0.38698 | -14.405 | 8975.155 | 0.24759
-14.3847 | 14025.95 | 0.38692 | -14.3847 | 8996.032 | 0.24817
-14.3643 | 14018.89 | 0.38673 | -14.3643 | 9049.546 | 0.24964
-14.3439 | 13991.31 | 0.38597 | -14.3439 | 9193.195 | 0.25361
-14.3235 | 14020.7 | 0.38678 | -14.3235 | 8935.812 | 0.24651
-14.3032 | 14129.55 | 0.38978 | -14.3032 | 9066.564 | 0.25011
-14.2828 | 14221.08 | 0.39231 | -14.2828 | 9083.695 | 0.25058
-14.2624 | 14298.45 | 0.39444 | -14.2624 | 9243.496 | 0.25499
-14.242 | 14253.56 | 0.3932 | -14.242 | 9286.445 | 0.25618
-14.2217 | 14300.15 | 0.39449 | -14.2217 | 9267.035 | 0.25564
-14.2013 | 14474.11 | 0.39929 | -14.2013 | 9418.073 | 0.25981
-14.1809 | 14473.89 | 0.39928 | -14.1809 | 9327.925 | 0.25732
-14.1605 | 14406.12 | 0.39741 | -14.1605 | 9285.629 | 0.25616
-14.1402 | 14370.67 | 0.39643 | -14.1402 | 9341.384 | 0.25769
-14.1198 | 14422.53 | 0.39786 | -14.1198 | 9406.782 | 0.2595
-14.0994 | 14483.15 | 0.39954 | -14.0994 | 9492.393 | 0.26186
-14.079 | 14537.67 | 0.40104 | -14.079 | 9584.957 | 0.26441
-14.0587 | 14595.37 | 0.40263 | -14.0587 | 9571.154 | 0.26403
-14.0383 | 14559.37 | 0.40164 | -14.0383 | 9497.095 | 0.26199
-14.0179 | 14534.23 | 0.40094 | -14.0179 | 9604.244 | 0.26494
-13.9975 | 14585.27 | 0.40235 | -13.9975 | 9724.748 | 0.26827
-13.9771 | 14840.91 | 0.4094 | -13.9771 | 9891.521 | 0.27287
-13.9568 | 14806.24 | 0.40845 | -13.9568 | 9849.78 | 0.27172
-13.9364 | 14749.95 | 0.4069 | -13.9364 | 9836.698 | 0.27136
-13.916 | 14952.37 | 0.41248 | -13.916 | 9859.576 | 0.27199
-13.8956 | 14780.53 | 0.40774 | -13.8956 | 10015.92 | 0.2763
-13.8753 | 14726.79 | 0.40626 | -13.8753 | 10064.02 | 0.27763
-13.8549 | 15039.3 | 0.41488 | -13.8549 | 10124.68 | 0.2793
-13.8345 | 15233.13 | 0.42022 | -13.8345 | 10150.3 | 0.28001
-13.8141 | 15239.27 | 0.42039 | -13.8141 | 10063.2 | 0.27761
-13.7938 | 15162.33 | 0.41827 | -13.7938 | 9982.924 | 0.27539
-13.7734 | 15268.92 | 0.42121 | -13.7734 | 10110.96 | 0.27892
-13.753 | 15477 | 0.42695 | -13.753 | 10333.07 | 0.28505
-13.7326 | 15498.15 | 0.42754 | -13.7326 | 10405.18 | 0.28704
-13.7123 | 15467.89 | 0.4267 | -13.7123 | 10390.27 | 0.28663
-13.6919 | 15428.43 | 0.42561 | -13.6919 | 10352.66 | 0.28559
-13.6715 | 15476.43 | 0.42694 | -13.6715 | 10233.28 | 0.2823
-13.6511 | 15480.17 | 0.42704 | -13.6511 | 10228.36 | 0.28216
-13.6308 | 15528.32 | 0.42837 | -13.6308 | 10338.3 | 0.28519
-13.6104 | 15508.78 | 0.42783 | -13.6104 | 10362.83 | 0.28587
-13.59 | 15604.22 | 0.43046 | -13.59 | 10371.86 | 0.28612
-13.5696 | 15586.22 | 0.42996 | -13.5696 | 10484.25 | 0.28922
-13.5493 | 15603.25 | 0.43043 | -13.5493 | 10608.31 | 0.29264
-13.5289 | 15637.73 | 0.43139 | -13.5289 | 10581.23 | 0.2919
-13.5085 | 15618.95 | 0.43087 | -13.5085 | 10579.97 | 0.29186
-13.4881 | 15659.48 | 0.43199 | -13.4881 | 10649.87 | 0.29379
-13.4678 | 15724.39 | 0.43378 | -13.4678 | 10655.67 | 0.29395
-13.4474 | 15752.15 | 0.43454 | -13.4474 | 10636.35 | 0.29342
-13.427 | 15743.51 | 0.4343 | -13.427 | 10715.46 | 0.2956
-13.4067 | 15722.72 | 0.43373 | -13.4067 | 10815.42 | 0.29836
-13.3863 | 15862.42 | 0.43758 | -13.3863 | 10908.3 | 0.30092
-13.3659 | 16054.04 | 0.44287 | -13.3659 | 11127.22 | 0.30696
-13.3455 | 15995.38 | 0.44125 | -13.3455 | 10978.2 | 0.30285
-13.3252 | 15905.93 | 0.43878 | -13.3252 | 11203.46 | 0.30906
-13.3048 | 15966.78 | 0.44046 | -13.3048 | 11208.77 | 0.30921
-13.2844 | 16057.38 | 0.44296 | -13.2844 | 11055.34 | 0.30497
-13.264 | 16025.76 | 0.44209 | -13.264 | 11016.31 | 0.3039
-13.2437 | 16056.59 | 0.44294 | -13.2437 | 11180.73 | 0.30843
-13.2233 | 16139.19 | 0.44522 | -13.2233 | 11227.43 | 0.30972
-13.2029 | 16244.94 | 0.44814 | -13.2029 | 11293.04 | 0.31153
-13.1825 | 16326.27 | 0.45038 | -13.1825 | 11387.75 | 0.31414
-13.1622 | 16398.76 | 0.45238 | -13.1622 | 11381.42 | 0.31397
-13.1418 | 16456.84 | 0.45398 | -13.1418 | 11370.99 | 0.31368
-13.1214 | 16493.16 | 0.45498 | -13.1214 | 11474.11 | 0.31653
-13.101 | 16507.99 | 0.45539 | -13.101 | 11542.85 | 0.31842
-13.0807 | 16426.66 | 0.45315 | -13.0807 | 11542.58 | 0.31842
-13.0603 | 16603.36 | 0.45802 | -13.0603 | 11535.56 | 0.31822
-13.0399 | 16675.89 | 0.46002 | -13.0399 | 11464.31 | 0.31626
-13.0195 | 16669.59 | 0.45985 | -13.0195 | 11655.94 | 0.32154
-12.9992 | 16771.62 | 0.46267 | -12.9992 | 11630.23 | 0.32083
-12.9788 | 16813.39 | 0.46382 | -12.9788 | 11623.44 | 0.32065
-12.9584 | 16822.47 | 0.46407 | -12.9584 | 11667.71 | 0.32187
-12.938 | 16890.15 | 0.46594 | -12.938 | 11696.96 | 0.32267
-12.9177 | 16862.75 | 0.46518 | -12.9177 | 11751.54 | 0.32418
-12.8973 | 16842.54 | 0.46462 | -12.8973 | 11830.08 | 0.32635
-12.8769 | 17017.02 | 0.46944 | -12.8769 | 12007.55 | 0.33124
-12.8565 | 17024.88 | 0.46965 | -12.8565 | 12184.06 | 0.33611
-12.8362 | 16798.64 | 0.46341 | -12.8362 | 12240.04 | 0.33766
-12.8158 | 16876.63 | 0.46556 | -12.8158 | 12243.21 | 0.33774
-12.7954 | 16981.55 | 0.46846 | -12.7954 | 12163.76 | 0.33555
-12.775 | 16998.32 | 0.46892 | -12.775 | 12181.6 | 0.33604
-12.7547 | 17040.2 | 0.47007 | -12.7547 | 12137.74 | 0.33483
-12.7343 | 17144.5 | 0.47295 | -12.7343 | 12079.53 | 0.33323
-12.7139 | 17050.54 | 0.47036 | -12.7139 | 12049.71 | 0.33241
-12.6935 | 17114.03 | 0.47211 | -12.6935 | 12218.4 | 0.33706
-12.6732 | 17245.87 | 0.47575 | -12.6732 | 12342.07 | 0.34047
-12.6528 | 17377.3 | 0.47937 | -12.6528 | 12408.26 | 0.3423
-12.6324 | 17427.28 | 0.48075 | -12.6324 | 12391.27 | 0.34183
-12.612 | 17423.86 | 0.48066 | -12.612 | 12428.28 | 0.34285
-12.5917 | 17436.92 | 0.48102 | -12.5917 | 12523.41 | 0.34547
-12.5713 | 17441.93 | 0.48116 | -12.5713 | 12531.08 | 0.34568
-12.5509 | 17412.18 | 0.48034 | -12.5509 | 12504.8 | 0.34496
-12.5305 | 17418.53 | 0.48051 | -12.5305 | 12632.76 | 0.34849
-12.5102 | 17478.92 | 0.48218 | -12.5102 | 12761.62 | 0.35204
-12.4898 | 17587.44 | 0.48517 | -12.4898 | 12786.97 | 0.35274
-12.4694 | 17690.34 | 0.48801 | -12.4694 | 12851.23 | 0.35452
-12.449 | 17788.9 | 0.49073 | -12.449 | 12877.41 | 0.35524
-12.4287 | 17802.78 | 0.49111 | -12.4287 | 12892.5 | 0.35566
-12.4083 | 17816.88 | 0.4915 | -12.4083 | 12820.55 | 0.35367
-12.3879 | 17902.03 | 0.49385 | -12.3879 | 12817.25 | 0.35358
-12.3675 | 18053.62 | 0.49803 | -12.3675 | 12986.51 | 0.35825
-12.3472 | 18147.97 | 0.50063 | -12.3472 | 13088.06 | 0.36105
-12.3268 | 18123.15 | 0.49995 | -12.3268 | 13126.43 | 0.36211
-12.3064 | 18076.36 | 0.49866 | -12.3064 | 13200.27 | 0.36415
-12.286 | 18059.83 | 0.4982 | -12.286 | 13320.15 | 0.36745
-12.2657 | 18044.15 | 0.49777 | -12.2657 | 13403.18 | 0.36974
-12.2453 | 18085.89 | 0.49892 | -12.2453 | 13347.94 | 0.36822
-12.2249 | 18132.03 | 0.50019 | -12.2249 | 13353.15 | 0.36836
-12.2045 | 18180.21 | 0.50152 | -12.2045 | 13367.46 | 0.36876
-12.1842 | 18217.09 | 0.50254 | -12.1842 | 13207.14 | 0.36433
-12.1638 | 18327.07 | 0.50557 | -12.1638 | 13237.52 | 0.36517
-12.1434 | 18459.91 | 0.50924 | -12.1434 | 13406.74 | 0.36984
-12.123 | 18588.75 | 0.51279 | -12.123 | 13573.51 | 0.37444
-12.1027 | 18615.35 | 0.51353 | -12.1027 | 13559.65 | 0.37406
-12.0823 | 18600.13 | 0.51311 | -12.0823 | 13599.92 | 0.37517
-12.0619 | 18565.48 | 0.51215 | -12.0619 | 13722.91 | 0.37856
-12.0415 | 18491.37 | 0.51011 | -12.0415 | 13678.92 | 0.37735
-12.0212 | 18494.7 | 0.5102 | -12.0212 | 13670.45 | 0.37712
-12.0008 | 18595.04 | 0.51297 | -12.0008 | 13913.22 | 0.38381
-11.9804 | 18558.07 | 0.51195 | -11.9804 | 13924.38 | 0.38412
-11.96 | 18605.97 | 0.51327 | -11.96 | 13935.64 | 0.38443
-11.9397 | 18953.46 | 0.52285 | -11.9397 | 13898.34 | 0.3834
-11.9193 | 18798.23 | 0.51857 | -11.9193 | 14210.9 | 0.39202
-11.8989 | 18848.8 | 0.51997 | -11.8989 | 13911.76 | 0.38377
-11.8785 | 18957.6 | 0.52297 | -11.8785 | 13928.94 | 0.38425
-11.8582 | 18819.31 | 0.51915 | -11.8582 | 13984.72 | 0.38579
-11.8378 | 18861.23 | 0.52031 | -11.8378 | 14259.51 | 0.39337
-11.8174 | 18981.45 | 0.52363 | -11.8174 | 14326.61 | 0.39522
-11.797 | 19036.76 | 0.52515 | -11.797 | 14377.99 | 0.39663
-11.7767 | 19061.22 | 0.52583 | -11.7767 | 14440.14 | 0.39835
-11.7563 | 19140.37 | 0.52801 | -11.7563 | 14376.47 | 0.39659
-11.7359 | 19271.4 | 0.53162 | -11.7359 | 14330 | 0.39531
-11.7155 | 19333.55 | 0.53334 | -11.7155 | 14337 | 0.3955
-11.6952 | 19234.67 | 0.53061 | -11.6952 | 14464.22 | 0.39901
-11.6748 | 19243.45 | 0.53085 | -11.6748 | 14423.51 | 0.39789
-11.6544 | 19473.36 | 0.5372 | -11.6544 | 14452.45 | 0.39869
-11.634 | 19546.82 | 0.53922 | -11.634 | 14567.94 | 0.40187
-11.6137 | 19446.21 | 0.53645 | -11.6137 | 14604.24 | 0.40288
-11.5933 | 19393.16 | 0.53498 | -11.5933 | 14761.07 | 0.4072
-11.5729 | 19430.74 | 0.53602 | -11.5729 | 14764.81 | 0.40731
-11.5525 | 19452.83 | 0.53663 | -11.5525 | 14667.64 | 0.40462
-11.5322 | 19496.27 | 0.53783 | -11.5322 | 14777.7 | 0.40766
-11.5118 | 19569.3 | 0.53984 | -11.5118 | 15103.27 | 0.41664
-11.4914 | 19605.96 | 0.54085 | -11.4914 | 15281.79 | 0.42157
-11.471 | 19637.63 | 0.54173 | -11.471 | 15184.7 | 0.41889
-11.4507 | 19716.89 | 0.54391 | -11.4507 | 15193.08 | 0.41912
-11.4303 | 19838.24 | 0.54726 | -11.4303 | 15155.92 | 0.41809
-11.4099 | 19934.92 | 0.54993 | -11.4099 | 15383.26 | 0.42437
-11.3895 | 20046.22 | 0.553 | -11.3895 | 15251.26 | 0.42072
-11.3692 | 20075.79 | 0.55381 | -11.3692 | 15182.4 | 0.41882
-11.3488 | 20016.71 | 0.55219 | -11.3488 | 15307.12 | 0.42227
-11.3284 | 20037.76 | 0.55277 | -11.3284 | 15372.22 | 0.42406
-11.308 | 20118.45 | 0.55499 | -11.308 | 15502.73 | 0.42766
-11.2877 | 20187.2 | 0.55689 | -11.2877 | 15596.25 | 0.43024
-11.2673 | 20225.36 | 0.55794 | -11.2673 | 15608.66 | 0.43058
-11.2469 | 20237.21 | 0.55827 | -11.2469 | 15588.13 | 0.43002
-11.2265 | 20226.74 | 0.55798 | -11.2265 | 15556.35 | 0.42914
-11.2062 | 20221.72 | 0.55784 | -11.2062 | 15665.72 | 0.43216
-11.1858 | 20213.93 | 0.55763 | -11.1858 | 15781 | 0.43534
-11.1654 | 20248.89 | 0.55859 | -11.1654 | 15841.81 | 0.43702
-11.145 | 20329.03 | 0.5608 | -11.145 | 15856 | 0.43741
-11.1247 | 20342.87 | 0.56118 | -11.1247 | 15813.07 | 0.43622
-11.1043 | 20386.03 | 0.56237 | -11.1043 | 15810.73 | 0.43616
-11.0839 | 20470.36 | 0.5647 | -11.0839 | 15873.87 | 0.4379
-11.0635 | 20551.38 | 0.56693 | -11.0635 | 15931.82 | 0.4395
-11.0432 | 20548.92 | 0.56687 | -11.0432 | 15919.2 | 0.43915
-11.0228 | 20488.33 | 0.5652 | -11.0228 | 15924.14 | 0.43929
-11.0024 | 20534.58 | 0.56647 | -11.0024 | 16039.67 | 0.44247
-10.982 | 20758.29 | 0.57264 | -10.982 | 16217.27 | 0.44737
-10.9617 | 20960.21 | 0.57821 | -10.9617 | 16379.53 | 0.45185
-10.9413 | 21037.65 | 0.58035 | -10.9413 | 16428.96 | 0.45321
-10.9209 | 20777.63 | 0.57318 | -10.9209 | 16148.71 | 0.44548
-10.9006 | 20806.74 | 0.57398 | -10.9006 | 16004.54 | 0.4415
-10.8802 | 20886.97 | 0.57619 | -10.8802 | 16207.12 | 0.44709
-10.8598 | 20876.26 | 0.5759 | -10.8598 | 16459.57 | 0.45406
-10.8394 | 20805.09 | 0.57393 | -10.8394 | 16598.48 | 0.45789
-10.8191 | 20953.46 | 0.57803 | -10.8191 | 16679.29 | 0.46012
-10.7987 | 21254.09 | 0.58632 | -10.7987 | 16660.99 | 0.45961
-10.7783 | 21380.81 | 0.58982 | -10.7783 | 16606.87 | 0.45812
-10.7579 | 21331.58 | 0.58846 | -10.7579 | 16734.53 | 0.46164
-10.7376 | 21334.28 | 0.58853 | -10.7376 | 17065.11 | 0.47076
-10.7172 | 21210.1 | 0.58511 | -10.7172 | 17243.89 | 0.47569
-10.6968 | 21240.91 | 0.58596 | -10.6968 | 17149.07 | 0.47308
-10.6764 | 21409.16 | 0.5906 | -10.6764 | 17077.53 | 0.4711
-10.6561 | 21409.42 | 0.5906 | -10.6561 | 17137.65 | 0.47276
-10.6357 | 21388.68 | 0.59003 | -10.6357 | 17176.15 | 0.47382
-10.6153 | 21498.68 | 0.59307 | -10.6153 | 17178.17 | 0.47388
-10.5949 | 21478.26 | 0.5925 | -10.5949 | 17128.44 | 0.47251
-10.5746 | 21518.96 | 0.59363 | -10.5746 | 17234.33 | 0.47543
-10.5542 | 21674 | 0.5979 | -10.5542 | 17529.4 | 0.48357
-10.5338 | 21760.13 | 0.60028 | -10.5338 | 17747.22 | 0.48958
-10.5134 | 21659.05 | 0.59749 | -10.5134 | 17728.62 | 0.48907
-10.4931 | 21515.9 | 0.59354 | -10.4931 | 17667.27 | 0.48737
-10.4727 | 21641.15 | 0.597 | -10.4727 | 17614.98 | 0.48593
-10.4523 | 21836.03 | 0.60237 | -10.4523 | 17435.31 | 0.48097
-10.4319 | 21811.04 | 0.60168 | -10.4319 | 17448.1 | 0.48133
-10.4116 | 21852.39 | 0.60282 | -10.4116 | 17681.31 | 0.48776
-10.3912 | 21922.78 | 0.60477 | -10.3912 | 17872.26 | 0.49303
-10.3708 | 21954.49 | 0.60564 | -10.3708 | 17896.23 | 0.49369
-10.3504 | 21939.85 | 0.60524 | -10.3504 | 17869.37 | 0.49295
-10.33 | 21949.76 | 0.60551 | -10.33 | 17890.72 | 0.49354
-10.3097 | 22038.32 | 0.60795 | -10.3097 | 17987.49 | 0.49621
-10.2893 | 22141.15 | 0.61079 | -10.2893 | 18055.28 | 0.49808
-10.2689 | 22149.94 | 0.61103 | -10.2689 | 18048.35 | 0.49789
-10.2485 | 22113.97 | 0.61004 | -10.2485 | 18176.82 | 0.50143
-10.2282 | 22196.81 | 0.61233 | -10.2282 | 18148.6 | 0.50065
-10.2078 | 22388.47 | 0.61761 | -10.2078 | 17856.65 | 0.4926
-10.1874 | 22433.66 | 0.61886 | -10.1874 | 18042.8 | 0.49773
-10.167 | 22404 | 0.61804 | -10.167 | 18122.72 | 0.49994
-10.1467 | 22407.11 | 0.61813 | -10.1467 | 18345.78 | 0.50609
-10.1263 | 22496.8 | 0.6206 | -10.1263 | 18504.81 | 0.51048
-10.1059 | 22557.06 | 0.62226 | -10.1059 | 18522.52 | 0.51097
-10.0855 | 22554.39 | 0.62219 | -10.0855 | 18459.98 | 0.50924
-10.0652 | 22575.38 | 0.62277 | -10.0652 | 18441.81 | 0.50874
-10.0448 | 22620.21 | 0.62401 | -10.0448 | 18566.6 | 0.51218
-10.0244 | 22572.07 | 0.62268 | -10.0244 | 18758.55 | 0.51748
-10.004 | 22585.14 | 0.62304 | -10.004 | 18762.52 | 0.51759
-9.9837 | 22717.38 | 0.62669 | -9.9837 | 18801.65 | 0.51867
-9.9633 | 22706.45 | 0.62638 | -9.9633 | 18818.22 | 0.51912
-9.9429 | 22680.01 | 0.62566 | -9.9429 | 18849.12 | 0.51998
-9.9226 | 22689.61 | 0.62592 | -9.9226 | 18881.38 | 0.52087
-9.9022 | 22746.7 | 0.6275 | -9.9022 | 19009.7 | 0.52441
-9.8818 | 22854.93 | 0.63048 | -9.8818 | 19070.08 | 0.52607
-9.8614 | 23008 | 0.6347 | -9.8614 | 19110.66 | 0.52719
-9.8411 | 23146.82 | 0.63853 | -9.8411 | 19167.35 | 0.52875
-9.8207 | 23244.86 | 0.64124 | -9.8207 | 19222.32 | 0.53027
-9.8003 | 23326.15 | 0.64348 | -9.8003 | 19409.19 | 0.53543
-9.7799 | 23213.38 | 0.64037 | -9.7799 | 19537 | 0.53895
-9.7596 | 23177.08 | 0.63937 | -9.7596 | 19416.63 | 0.53563
-9.7392 | 23297.83 | 0.6427 | -9.7392 | 19245.06 | 0.5309
-9.7188 | 23381.74 | 0.64501 | -9.7188 | 19417.62 | 0.53566
-9.6984 | 23380.58 | 0.64498 | -9.6984 | 19647.92 | 0.54201
-9.6781 | 23366.7 | 0.6446 | -9.6781 | 19680.29 | 0.5429
-9.6577 | 23283.26 | 0.6423 | -9.6577 | 19590.75 | 0.54043
-9.6373 | 23168.66 | 0.63914 | -9.6373 | 19626.82 | 0.54143
-9.6169 | 23132.37 | 0.63813 | -9.6169 | 19823.65 | 0.54686
-9.5966 | 23203.68 | 0.6401 | -9.5966 | 19963.16 | 0.55071
-9.5762 | 23298.28 | 0.64271 | -9.5762 | 19925.32 | 0.54966
-9.5558 | 23341.24 | 0.6439 | -9.5558 | 19862.91 | 0.54794
-9.5354 | 23538.97 | 0.64935 | -9.5354 | 19779.81 | 0.54565
-9.5151 | 23700.18 | 0.6538 | -9.5151 | 19807.94 | 0.54643
-9.4947 | 23747.64 | 0.65511 | -9.4947 | 19967.85 | 0.55084
-9.4743 | 23805.43 | 0.6567 | -9.4743 | 20115.95 | 0.55492
-9.4539 | 23865.47 | 0.65836 | -9.4539 | 20235.37 | 0.55822
-9.4336 | 23817.17 | 0.65703 | -9.4336 | 20289.12 | 0.5597
-9.4132 | 23700.22 | 0.6538 | -9.4132 | 20284.92 | 0.55958
-9.3928 | 23693.98 | 0.65363 | -9.3928 | 20316.86 | 0.56047
-9.3724 | 23825.46 | 0.65725 | -9.3724 | 20436.99 | 0.56378
-9.3521 | 23856.43 | 0.65811 | -9.3521 | 20531.16 | 0.56638
-9.3317 | 23818.4 | 0.65706 | -9.3317 | 20545.76 | 0.56678
-9.3113 | 23913.12 | 0.65967 | -9.3113 | 20550.07 | 0.5669
-9.2909 | 24037.62 | 0.66311 | -9.2909 | 20551.35 | 0.56693
-9.2706 | 24128.22 | 0.66561 | -9.2706 | 20713.27 | 0.5714
-9.2502 | 24102.48 | 0.6649 | -9.2502 | 20812.84 | 0.57415
-9.2298 | 23994.82 | 0.66193 | -9.2298 | 20803.74 | 0.5739
-9.2094 | 23986.03 | 0.66168 | -9.2094 | 20670.86 | 0.57023
-9.1891 | 24100.09 | 0.66483 | -9.1891 | 20604.06 | 0.56839
-9.1687 | 24191.72 | 0.66736 | -9.1687 | 20786.9 | 0.57343
-9.1483 | 24225.29 | 0.66828 | -9.1483 | 21047.13 | 0.58061
-9.1279 | 24366.23 | 0.67217 | -9.1279 | 21016.93 | 0.57978
-9.1076 | 24430.08 | 0.67393 | -9.1076 | 20900.05 | 0.57655
-9.0872 | 24421.31 | 0.67369 | -9.0872 | 20884.09 | 0.57611
-9.0668 | 24599.52 | 0.67861 | -9.0668 | 20931.81 | 0.57743
-9.0464 | 24635.49 | 0.6796 | -9.0464 | 20991.75 | 0.57908
-9.0261 | 24522.59 | 0.67649 | -9.0261 | 20939.95 | 0.57765
-9.0057 | 24492.37 | 0.67565 | -9.0057 | 20969.54 | 0.57847
-8.9853 | 24600.23 | 0.67863 | -8.9853 | 21140.74 | 0.58319
-8.9649 | 24753.71 | 0.68286 | -8.9649 | 21315.09 | 0.588
-8.9446 | 24839.74 | 0.68523 | -8.9446 | 21363.9 | 0.58935
-8.9242 | 24841.27 | 0.68528 | -8.9242 | 21356.23 | 0.58914
-8.9038 | 25002.81 | 0.68973 | -8.9038 | 21518.85 | 0.59362
-8.8834 | 24982.6 | 0.68918 | -8.8834 | 21642.71 | 0.59704
-8.8631 | 25346.29 | 0.69921 | -8.8631 | 21910.09 | 0.60442
-8.8427 | 25168.7 | 0.69431 | -8.8427 | 22019.57 | 0.60744
-8.8223 | 25326.67 | 0.69867 | -8.8223 | 21859.11 | 0.60301
-8.8019 | 25502.58 | 0.70352 | -8.8019 | 21846.5 | 0.60266
-8.7816 | 25457.74 | 0.70228 | -8.7816 | 21888.79 | 0.60383
-8.7612 | 25442.21 | 0.70185 | -8.7612 | 21850.45 | 0.60277
-8.7408 | 25509.31 | 0.70371 | -8.7408 | 21908.79 | 0.60438
-8.7204 | 25351.85 | 0.69936 | -8.7204 | 22183.68 | 0.61196
-8.7001 | 25241.09 | 0.69631 | -8.7001 | 22310.9 | 0.61547
-8.6797 | 25480.6 | 0.70291 | -8.6797 | 22486.12 | 0.62031
-8.6593 | 25312.31 | 0.69827 | -8.6593 | 22579.36 | 0.62288
-8.6389 | 25389.88 | 0.70041 | -8.6389 | 22480.33 | 0.62015
-8.6186 | 25327.5 | 0.69869 | -8.6186 | 22479.6 | 0.62013
-8.5982 | 25442.64 | 0.70187 | -8.5982 | 22587.33 | 0.6231
-8.5778 | 25759.48 | 0.71061 | -8.5778 | 22737.82 | 0.62725
-8.5574 | 25899.47 | 0.71447 | -8.5574 | 22715.25 | 0.62663
-8.5371 | 25689.88 | 0.70869 | -8.5371 | 22546.44 | 0.62197
-8.5167 | 25397.01 | 0.70061 | -8.5167 | 22509.52 | 0.62095
-8.4963 | 25299.03 | 0.6979 | -8.4963 | 22630.71 | 0.6243
-8.4759 | 25468.21 | 0.70257 | -8.4759 | 22704.81 | 0.62634
-8.4556 | 25701.12 | 0.709 | -8.4556 | 22702.71 | 0.62628
-8.4352 | 25930.11 | 0.71531 | -8.4352 | 22567.6 | 0.62255
-8.4148 | 26095.3 | 0.71987 | -8.4148 | 22731.38 | 0.62707
-8.3944 | 26054.45 | 0.71874 | -8.3944 | 22836.58 | 0.62997
-8.3741 | 25985.61 | 0.71684 | -8.3741 | 22882.9 | 0.63125
-8.3537 | 25974.17 | 0.71653 | -8.3537 | 23031.99 | 0.63537
-8.3333 | 25997.49 | 0.71717 | -8.3333 | 23241.95 | 0.64116
-8.3129 | 26035.28 | 0.71821 | -8.3129 | 23341.55 | 0.6439
-8.2926 | 26085.46 | 0.7196 | -8.2926 | 23313.45 | 0.64313
-8.2722 | 26122.02 | 0.72061 | -8.2722 | 23165.33 | 0.63904
-8.2518 | 26130.6 | 0.72084 | -8.2518 | 22933.35 | 0.63264
-8.2314 | 26130.62 | 0.72084 | -8.2314 | 23142.34 | 0.63841
-8.2111 | 26234.58 | 0.72371 | -8.2111 | 23416.6 | 0.64598
-8.1907 | 26336.4 | 0.72652 | -8.1907 | 23440.82 | 0.64664
-8.1703 | 26387.65 | 0.72794 | -8.1703 | 23357.44 | 0.64434
-8.1499 | 26477.9 | 0.73042 | -8.1499 | 23427.38 | 0.64627
-8.1296 | 26565.58 | 0.73284 | -8.1296 | 23590.88 | 0.65078
-8.1092 | 26517.18 | 0.73151 | -8.1092 | 23610.88 | 0.65133
-8.0888 | 26377.25 | 0.72765 | -8.0888 | 23486.95 | 0.64792
-8.0684 | 26369.11 | 0.72742 | -8.0684 | 23415.93 | 0.64596
-8.0481 | 26577.48 | 0.73317 | -8.0481 | 23462.15 | 0.64723
-8.0277 | 26626.93 | 0.73454 | -8.0277 | 23737.35 | 0.65482
-8.0073 | 26474.69 | 0.73034 | -8.0073 | 23947.08 | 0.66061
-7.9869 | 26573.75 | 0.73307 | -7.9869 | 23992.76 | 0.66187
-7.9666 | 26631.45 | 0.73466 | -7.9666 | 24012.62 | 0.66242
-7.9462 | 26617.76 | 0.73428 | -7.9462 | 24079.59 | 0.66426
-7.9258 | 26642.25 | 0.73496 | -7.9258 | 24165.38 | 0.66663
-7.9054 | 26707.83 | 0.73677 | -7.9054 | 24219.83 | 0.66813
-7.8851 | 26771.05 | 0.73851 | -7.8851 | 24239.45 | 0.66867
-7.8647 | 26870.72 | 0.74126 | -7.8647 | 24262.55 | 0.66931
-7.8443 | 26610.92 | 0.73409 | -7.8443 | 24258.87 | 0.66921
-7.8239 | 26722.19 | 0.73716 | -7.8239 | 24220.68 | 0.66816
-7.8036 | 26614.22 | 0.73419 | -7.8036 | 24363.26 | 0.67209
-7.7832 | 26711.7 | 0.73687 | -7.7832 | 24507.24 | 0.67606
-7.7628 | 27029.56 | 0.74564 | -7.7628 | 24502.3 | 0.67593
-7.7424 | 27143.26 | 0.74878 | -7.7424 | 24476.97 | 0.67523
-7.7221 | 27031.29 | 0.74569 | -7.7221 | 24527.21 | 0.67661
-7.7017 | 27002.33 | 0.74489 | -7.7017 | 24618.76 | 0.67914
-7.6813 | 27096.77 | 0.7475 | -7.6813 | 24731.97 | 0.68226
-7.6609 | 27253.81 | 0.75183 | -7.6609 | 24861.86 | 0.68584
-7.6406 | 27295.88 | 0.75299 | -7.6406 | 24980.81 | 0.68913
-7.6202 | 27181.78 | 0.74984 | -7.6202 | 25071.71 | 0.69163
-7.5998 | 27098.57 | 0.74755 | -7.5998 | 25082.6 | 0.69193
-7.5794 | 27167.06 | 0.74944 | -7.5794 | 25113.44 | 0.69278
-7.5591 | 27290.54 | 0.75284 | -7.5591 | 25144.56 | 0.69364
-7.5387 | 27346.23 | 0.75438 | -7.5387 | 25159.61 | 0.69406
-7.5183 | 27344.18 | 0.75432 | -7.5183 | 25154.63 | 0.69392
-7.4979 | 27352.07 | 0.75454 | -7.4979 | 25118.23 | 0.69292
-7.4776 | 27410.77 | 0.75616 | -7.4776 | 25079.81 | 0.69186
-7.4572 | 27725.19 | 0.76483 | -7.4572 | 25205.86 | 0.69533
-7.4368 | 27843.69 | 0.7681 | -7.4368 | 25384.49 | 0.70026
-7.4164 | 27679.44 | 0.76357 | -7.4164 | 25426.09 | 0.70141
-7.3961 | 27594.64 | 0.76123 | -7.3961 | 25480.37 | 0.70291
-7.3757 | 27452.08 | 0.7573 | -7.3757 | 25602.46 | 0.70627
-7.3553 | 27630.39 | 0.76222 | -7.3553 | 25717.84 | 0.70946
-7.3349 | 27891.78 | 0.76943 | -7.3349 | 25757.04 | 0.71054
-7.3146 | 27984.78 | 0.77199 | -7.3146 | 25749.25 | 0.71032
-7.2942 | 28015.01 | 0.77283 | -7.2942 | 25760.12 | 0.71062
-7.2738 | 27959.5 | 0.7713 | -7.2738 | 25779.02 | 0.71115
-7.2534 | 27932.19 | 0.77054 | -7.2534 | 25828.99 | 0.71252
-7.2331 | 28197 | 0.77785 | -7.2331 | 26067.15 | 0.71909
-7.2127 | 28205.81 | 0.77809 | -7.2127 | 26211.29 | 0.72307
-7.1923 | 28190.64 | 0.77767 | -7.1923 | 26161.1 | 0.72169
-7.1719 | 28297.06 | 0.78061 | -7.1719 | 26153.61 | 0.72148
-7.1516 | 28433.89 | 0.78438 | -7.1516 | 26215.66 | 0.72319
-7.1312 | 28466.9 | 0.78529 | -7.1312 | 26242.11 | 0.72392
-7.1108 | 28379 | 0.78287 | -7.1108 | 26233.29 | 0.72368
-7.0904 | 28293.03 | 0.7805 | -7.0904 | 26305.26 | 0.72566
-7.0701 | 28355.92 | 0.78223 | -7.0701 | 26430.25 | 0.72911
-7.0497 | 28522.15 | 0.78682 | -7.0497 | 26488.02 | 0.7307
-7.0293 | 28621.41 | 0.78956 | -7.0293 | 26471.5 | 0.73025
-7.0089 | 28681.44 | 0.79121 | -7.0089 | 26437.07 | 0.7293
-6.9886 | 28561.99 | 0.78792 | -6.9886 | 26381.07 | 0.72775
-6.9682 | 28508.38 | 0.78644 | -6.9682 | 26403.76 | 0.72838
-6.9478 | 28422.84 | 0.78408 | -6.9478 | 26459.7 | 0.72992
-6.9275 | 28425.31 | 0.78415 | -6.9275 | 26491.37 | 0.7308
-6.9071 | 28618.35 | 0.78947 | -6.9071 | 26542.54 | 0.73221
-6.8867 | 28659.41 | 0.7906 | -6.8867 | 26690.39 | 0.73629
-6.8663 | 28550.49 | 0.7876 | -6.8663 | 26868.82 | 0.74121
-6.846 | 28649.76 | 0.79034 | -6.846 | 26996.85 | 0.74474
-6.8256 | 28488.07 | 0.78588 | -6.8256 | 27000.89 | 0.74485
-6.8052 | 28617.74 | 0.78945 | -6.8052 | 26942.22 | 0.74323
-6.7848 | 28725.75 | 0.79243 | -6.7848 | 26982.41 | 0.74434
-6.7645 | 28792.24 | 0.79427 | -6.7645 | 27098.38 | 0.74754
-6.7441 | 28884.8 | 0.79682 | -6.7441 | 27234.83 | 0.75131
-6.7237 | 28991.88 | 0.79978 | -6.7237 | 27334.05 | 0.75404
-6.7033 | 29035.7 | 0.80098 | -6.7033 | 27351.66 | 0.75453
-6.683 | 28998.44 | 0.79996 | -6.683 | 27328.9 | 0.7539
-6.6626 | 29002.15 | 0.80006 | -6.6626 | 27426.14 | 0.75658
-6.6422 | 29169.1 | 0.80466 | -6.6422 | 27460.41 | 0.75753
-6.6218 | 29377.38 | 0.81041 | -6.6218 | 27273.1 | 0.75236
-6.6015 | 29478.24 | 0.81319 | -6.6015 | 27086.72 | 0.74722
-6.5811 | 29428.65 | 0.81182 | -6.5811 | 27018.44 | 0.74534
-6.5607 | 29420.2 | 0.81159 | -6.5607 | 27089.19 | 0.74729
-6.5403 | 29474.11 | 0.81308 | -6.5403 | 27309.64 | 0.75337
-6.52 | 29468.17 | 0.81292 | -6.52 | 27577.1 | 0.76075
-6.4996 | 29396.68 | 0.81094 | -6.4996 | 27701.61 | 0.76418
-6.4792 | 29355.15 | 0.8098 | -6.4792 | 27807.38 | 0.7671
-6.4588 | 29705.61 | 0.81947 | -6.4588 | 27967.88 | 0.77153
-6.4385 | 29719.57 | 0.81985 | -6.4385 | 27991.39 | 0.77218
-6.4181 | 29669.68 | 0.81847 | -6.4181 | 27945.5 | 0.77091
-6.3977 | 29663.86 | 0.81831 | -6.3977 | 27956.1 | 0.7712
-6.3773 | 29683.21 | 0.81885 | -6.3773 | 27980.22 | 0.77187
-6.357 | 29663.34 | 0.8183 | -6.357 | 28029.27 | 0.77322
-6.3366 | 29600.67 | 0.81657 | -6.3366 | 28041.22 | 0.77355
-6.3162 | 29564.67 | 0.81558 | -6.3162 | 27984.95 | 0.772
-6.2958 | 29607.29 | 0.81675 | -6.2958 | 28136.71 | 0.77619
-6.2755 | 29724.51 | 0.81999 | -6.2755 | 28340.63 | 0.78181
-6.2551 | 29855.01 | 0.82359 | -6.2551 | 28266.55 | 0.77977
-6.2347 | 29775.46 | 0.82139 | -6.2347 | 28311.54 | 0.78101
-6.2143 | 29761.96 | 0.82102 | -6.2143 | 28226.08 | 0.77865
-6.194 | 30089.45 | 0.83005 | -6.194 | 28288.15 | 0.78036
-6.1736 | 30158.08 | 0.83195 | -6.1736 | 28437.07 | 0.78447
-6.1532 | 29903.15 | 0.82491 | -6.1532 | 28371.42 | 0.78266
-6.1328 | 29843.17 | 0.82326 | -6.1328 | 28151.39 | 0.77659
-6.1125 | 30017.75 | 0.82808 | -6.1125 | 28291.38 | 0.78045
-6.0921 | 30124.48 | 0.83102 | -6.0921 | 28538.17 | 0.78726
-6.0717 | 30050.3 | 0.82897 | -6.0717 | 28516.55 | 0.78666
-6.0513 | 29823.03 | 0.8227 | -6.0513 | 28656.11 | 0.79051
-6.031 | 29665.23 | 0.81835 | -6.031 | 28774.27 | 0.79377
-6.0106 | 29830.77 | 0.82292 | -6.0106 | 28925.84 | 0.79795
-5.9902 | 30105.69 | 0.8305 | -5.9902 | 29106.23 | 0.80293
-5.9698 | 30221.59 | 0.8337 | -5.9698 | 29265.09 | 0.80731
-5.9495 | 30215.77 | 0.83354 | -5.9495 | 29336.02 | 0.80927
-5.9291 | 30291.21 | 0.83562 | -5.9291 | 29260.6 | 0.80719
-5.9087 | 30287.99 | 0.83553 | -5.9087 | 29064.21 | 0.80177
-5.8883 | 30229.23 | 0.83391 | -5.8883 | 29209.37 | 0.80578
-5.868 | 30374.72 | 0.83792 | -5.868 | 29342.52 | 0.80945
-5.8476 | 30538.32 | 0.84244 | -5.8476 | 29168.69 | 0.80465
-5.8272 | 30389.44 | 0.83833 | -5.8272 | 29197.12 | 0.80544
-5.8068 | 30214.91 | 0.83351 | -5.8068 | 29266.74 | 0.80736
-5.7865 | 30191.21 | 0.83286 | -5.7865 | 29222.56 | 0.80614
-5.7661 | 30274.78 | 0.83517 | -5.7661 | 29154.24 | 0.80425
-5.7457 | 30395.09 | 0.83849 | -5.7457 | 29220.65 | 0.80609
-5.7253 | 30575.21 | 0.84345 | -5.7253 | 29379.17 | 0.81046
-5.705 | 30880.37 | 0.85187 | -5.705 | 29424.27 | 0.8117
-5.6846 | 30965.69 | 0.85423 | -5.6846 | 29763.34 | 0.82106
-5.6642 | 30645.28 | 0.84539 | -5.6642 | 29819.13 | 0.8226
-5.6438 | 30341.29 | 0.837 | -5.6438 | 29704.43 | 0.81943
-5.6235 | 30460.07 | 0.84028 | -5.6235 | 29635.77 | 0.81754
-5.6031 | 30800.9 | 0.84968 | -5.6031 | 29716.27 | 0.81976
-5.5827 | 30833.19 | 0.85057 | -5.5827 | 29799.21 | 0.82205
-5.5623 | 30611.03 | 0.84444 | -5.5623 | 29741.84 | 0.82046
-5.542 | 30946.51 | 0.8537 | -5.542 | 29737.89 | 0.82036
-5.5216 | 30912.95 | 0.85277 | -5.5216 | 29942.94 | 0.82601
-5.5012 | 30963.15 | 0.85416 | -5.5012 | 30013.8 | 0.82797
-5.4808 | 31043.08 | 0.85636 | -5.4808 | 29983.71 | 0.82714
-5.4605 | 31007.96 | 0.85539 | -5.4605 | 29996.63 | 0.82749
-5.4401 | 30971.31 | 0.85438 | -5.4401 | 30091.9 | 0.83012
-5.4197 | 31065.46 | 0.85698 | -5.4197 | 30101.6 | 0.83039
-5.3993 | 31234.58 | 0.86164 | -5.3993 | 30024.52 | 0.82826
-5.379 | 31264.23 | 0.86246 | -5.379 | 30051.78 | 0.82901
-5.3586 | 31035.06 | 0.85614 | -5.3586 | 30248.67 | 0.83445
-5.3382 | 30816.15 | 0.8501 | -5.3382 | 30362.99 | 0.8376
-5.3178 | 31079 | 0.85735 | -5.3178 | 30353.85 | 0.83735
-5.2975 | 31134.2 | 0.85887 | -5.2975 | 30347.79 | 0.83718
-5.2771 | 30957.34 | 0.854 | -5.2771 | 30413.01 | 0.83898
-5.2567 | 31159.74 | 0.85958 | -5.2567 | 30411.31 | 0.83893
-5.2363 | 31441.59 | 0.86735 | -5.2363 | 30392.77 | 0.83842
-5.216 | 31512.76 | 0.86932 | -5.216 | 30451.48 | 0.84004
-5.1956 | 31460.05 | 0.86786 | -5.1956 | 30544.17 | 0.8426
-5.1752 | 31410.31 | 0.86649 | -5.1752 | 30531.78 | 0.84226
-5.1548 | 31290.63 | 0.86319 | -5.1548 | 30508.55 | 0.84162
-5.1345 | 31180.08 | 0.86014 | -5.1345 | 30698.37 | 0.84685
-5.1141 | 31293.47 | 0.86327 | -5.1141 | 30729.72 | 0.84772
-5.0937 | 31518.73 | 0.86948 | -5.0937 | 30710.81 | 0.84719
-5.0733 | 31602.05 | 0.87178 | -5.0733 | 30825.02 | 0.85035
-5.053 | 31604.46 | 0.87185 | -5.053 | 30998.41 | 0.85513
-5.0326 | 31581.83 | 0.87122 | -5.0326 | 31093.48 | 0.85775
-5.0122 | 31605.29 | 0.87187 | -5.0122 | 31076.39 | 0.85728
-4.9918 | 31828.18 | 0.87802 | -4.9918 | 31033.2 | 0.85609
-4.9715 | 32163 | 0.88726 | -4.9715 | 31055.79 | 0.85671
-4.9511 | 32253.49 | 0.88975 | -4.9511 | 31208.54 | 0.86093
-4.9307 | 31945.16 | 0.88125 | -4.9307 | 31265.33 | 0.86249
-4.9103 | 31676.76 | 0.87384 | -4.9103 | 31276.2 | 0.86279
-4.89 | 31694.98 | 0.87434 | -4.89 | 31342.27 | 0.86461
-4.8696 | 31786.68 | 0.87687 | -4.8696 | 31412.89 | 0.86656
-4.8492 | 31704.88 | 0.87462 | -4.8492 | 31429.88 | 0.86703
-4.8288 | 31626.92 | 0.87247 | -4.8288 | 31423.13 | 0.86684
-4.8085 | 31943.78 | 0.88121 | -4.8085 | 31433.81 | 0.86714
-4.7881 | 32262.8 | 0.89001 | -4.7881 | 31323.98 | 0.86411
-4.7677 | 32228.46 | 0.88906 | -4.7677 | 31177.34 | 0.86006
-4.7473 | 31866.55 | 0.87908 | -4.7473 | 31242.61 | 0.86187
-4.727 | 31979.75 | 0.8822 | -4.727 | 31309.55 | 0.86371
-4.7066 | 32178.04 | 0.88767 | -4.7066 | 31349.25 | 0.86481
-4.6862 | 32259.72 | 0.88992 | -4.6862 | 31376.77 | 0.86557
-4.6658 | 32184.56 | 0.88785 | -4.6658 | 31456.91 | 0.86778
-4.6455 | 32060.51 | 0.88443 | -4.6455 | 31562.03 | 0.87068
-4.6251 | 32086.66 | 0.88515 | -4.6251 | 31553.29 | 0.87044
-4.6047 | 32274.78 | 0.89034 | -4.6047 | 31474.38 | 0.86826
-4.5843 | 32182.66 | 0.8878 | -4.5843 | 31498.09 | 0.86891
-4.564 | 32105.31 | 0.88566 | -4.564 | 31565.84 | 0.87078
-4.5436 | 32083.18 | 0.88505 | -4.5436 | 31684.97 | 0.87407
-4.5232 | 32059.74 | 0.88441 | -4.5232 | 31895.57 | 0.87988
-4.5028 | 32266.21 | 0.8901 | -4.5028 | 31977.42 | 0.88214
-4.4825 | 32546.55 | 0.89784 | -4.4825 | 31886.36 | 0.87962
-4.4621 | 32605.49 | 0.89946 | -4.4621 | 31818.19 | 0.87774
-4.4417 | 32504.59 | 0.89668 | -4.4417 | 31907.04 | 0.88019
-4.4213 | 32444 | 0.89501 | -4.4213 | 31905.63 | 0.88016
-4.401 | 32486.07 | 0.89617 | -4.401 | 31825.46 | 0.87794
-4.3806 | 32681.7 | 0.90156 | -4.3806 | 32068.98 | 0.88466
-4.3602 | 32880.77 | 0.90706 | -4.3602 | 32312.03 | 0.89137
-4.3398 | 32951.1 | 0.909 | -4.3398 | 32325.13 | 0.89173
-4.3195 | 32910.13 | 0.90787 | -4.3195 | 32286.06 | 0.89065
-4.2991 | 32795.12 | 0.90469 | -4.2991 | 32368.22 | 0.89292
-4.2787 | 32697.75 | 0.90201 | -4.2787 | 32447.16 | 0.89509
-4.2583 | 32745.86 | 0.90333 | -4.2583 | 32272.64 | 0.89028
-4.238 | 32789.92 | 0.90455 | -4.238 | 32111.65 | 0.88584
-4.2176 | 32712.48 | 0.90241 | -4.2176 | 32342.73 | 0.89221
-4.1972 | 32760.72 | 0.90374 | -4.1972 | 32133.85 | 0.88645
-4.1768 | 32758.55 | 0.90368 | -4.1768 | 31922 | 0.88061
-4.1565 | 32694.09 | 0.90191 | -4.1565 | 32151.76 | 0.88695
-4.1361 | 32590.51 | 0.89905 | -4.1361 | 32436.9 | 0.89481
-4.1157 | 32570.97 | 0.89851 | -4.1157 | 32465.95 | 0.89561
-4.0953 | 32733.1 | 0.90298 | -4.0953 | 32340.3 | 0.89215
-4.075 | 32955.19 | 0.90911 | -4.075 | 32274.25 | 0.89032
-4.0546 | 32939.01 | 0.90866 | -4.0546 | 32347.33 | 0.89234
-4.0342 | 33141.77 | 0.91426 | -4.0342 | 32297.55 | 0.89097
-4.0138 | 33212.42 | 0.9162 | -4.0138 | 32258.78 | 0.8899
-3.9935 | 32922.41 | 0.9082 | -3.9935 | 32282.28 | 0.89055
-3.9731 | 32764.08 | 0.90384 | -3.9731 | 32315.38 | 0.89146
-3.9527 | 32835.93 | 0.90582 | -3.9527 | 32401.55 | 0.89384
-3.9323 | 32990.06 | 0.91007 | -3.9323 | 32529.29 | 0.89736
-3.912 | 33134.78 | 0.91406 | -3.912 | 32567.91 | 0.89843
-3.8916 | 33296.38 | 0.91852 | -3.8916 | 32438 | 0.89484
-3.8712 | 33354.91 | 0.92014 | -3.8712 | 32488.5 | 0.89623
-3.8508 | 33198.41 | 0.91582 | -3.8508 | 32269.3 | 0.89019
-3.8305 | 33157.89 | 0.9147 | -3.8305 | 32267.42 | 0.89014
-3.8101 | 33237.53 | 0.9169 | -3.8101 | 32478.06 | 0.89595
-3.7897 | 33385.46 | 0.92098 | -3.7897 | 32598 | 0.89926
-3.7693 | 33428.09 | 0.92215 | -3.7693 | 32590.3 | 0.89904
-3.749 | 33370.7 | 0.92057 | -3.749 | 32606.22 | 0.89948
-3.7286 | 33417.17 | 0.92185 | -3.7286 | 32757.22 | 0.90365
-3.7082 | 33631.95 | 0.92778 | -3.7082 | 32997.25 | 0.91027
-3.6878 | 33680.21 | 0.92911 | -3.6878 | 33217.59 | 0.91635
-3.6675 | 33237.1 | 0.91689 | -3.6675 | 32984.39 | 0.90991
-3.6471 | 33225.23 | 0.91656 | -3.6471 | 33042.51 | 0.91152
-3.6267 | 33497.09 | 0.92406 | -3.6267 | 33247.49 | 0.91717
-3.6063 | 33576.11 | 0.92624 | -3.6063 | 33351.71 | 0.92005
-3.586 | 33538.85 | 0.92521 | -3.586 | 33391.89 | 0.92116
-3.5656 | 33542.39 | 0.92531 | -3.5656 | 33502.48 | 0.92421
-3.5452 | 33481.65 | 0.92363 | -3.5452 | 33654.72 | 0.92841
-3.5248 | 33379.16 | 0.9208 | -3.5248 | 33644.32 | 0.92812
-3.5045 | 33452.25 | 0.92282 | -3.5045 | 33358.54 | 0.92024
-3.4841 | 33671.3 | 0.92886 | -3.4841 | 33255.3 | 0.91739
-3.4637 | 33520.62 | 0.92471 | -3.4637 | 33424.52 | 0.92206
-3.4434 | 33582.84 | 0.92642 | -3.4434 | 33471.39 | 0.92335
-3.423 | 33910.63 | 0.93547 | -3.423 | 33508.32 | 0.92437
-3.4026 | 34072.86 | 0.93994 | -3.4026 | 33527.28 | 0.92489
-3.3822 | 33837.96 | 0.93346 | -3.3822 | 33538.48 | 0.9252
-3.3619 | 33543.89 | 0.92535 | -3.3619 | 33668.94 | 0.9288
-3.3415 | 33567.28 | 0.92599 | -3.3415 | 33664.9 | 0.92869
-3.3211 | 33695.09 | 0.92952 | -3.3211 | 33644.34 | 0.92812
-3.3007 | 33652.9 | 0.92836 | -3.3007 | 33697.8 | 0.92959
-3.2804 | 33805.43 | 0.93256 | -3.2804 | 33963.23 | 0.93692
-3.26 | 33883.62 | 0.93472 | -3.26 | 33818.36 | 0.93292
-3.2396 | 34088.16 | 0.94036 | -3.2396 | 33725.34 | 0.93035
-3.2192 | 34138.71 | 0.94176 | -3.2192 | 33840.89 | 0.93354
-3.1989 | 33881.18 | 0.93465 | -3.1989 | 33963.16 | 0.93691
-3.1785 | 33917.66 | 0.93566 | -3.1785 | 34108.85 | 0.94093
-3.1581 | 33896.8 | 0.93508 | -3.1581 | 33948.25 | 0.9365
-3.1377 | 33918.81 | 0.93569 | -3.1377 | 33696.18 | 0.92955
-3.1174 | 33968.48 | 0.93706 | -3.1174 | 33799.62 | 0.9324
-3.097 | 33791.87 | 0.93219 | -3.097 | 33893.3 | 0.93499
-3.0766 | 33897.18 | 0.93509 | -3.0766 | 33988.4 | 0.93761
-3.0562 | 34062.34 | 0.93965 | -3.0562 | 34028.72 | 0.93872
-3.0359 | 34035.55 | 0.93891 | -3.0359 | 34101.16 | 0.94072
-3.0155 | 33967.71 | 0.93704 | -3.0155 | 34286.92 | 0.94585
-2.9951 | 34070.05 | 0.93986 | -2.9951 | 34358.18 | 0.94781
-2.9747 | 34132.21 | 0.94158 | -2.9747 | 34394 | 0.9488
-2.9544 | 33987.94 | 0.9376 | -2.9544 | 34283.72 | 0.94576
-2.934 | 33741.66 | 0.9308 | -2.934 | 34219.8 | 0.94399
-2.9136 | 33630.95 | 0.92775 | -2.9136 | 34186.41 | 0.94307
-2.8932 | 33953.75 | 0.93666 | -2.8932 | 34399.28 | 0.94895
-2.8729 | 34265.64 | 0.94526 | -2.8729 | 34511.44 | 0.95204
-2.8525 | 34255.86 | 0.94499 | -2.8525 | 34346.41 | 0.94749
-2.8321 | 34198.25 | 0.9434 | -2.8321 | 34219.52 | 0.94399
-2.8117 | 34204.38 | 0.94357 | -2.8117 | 34193.87 | 0.94328
-2.7914 | 34212.55 | 0.94379 | -2.7914 | 34318.73 | 0.94672
-2.771 | 34291.64 | 0.94598 | -2.771 | 34460.51 | 0.95063
-2.7506 | 34441.82 | 0.95012 | -2.7506 | 34193.37 | 0.94327
-2.7302 | 34543.92 | 0.95294 | -2.7302 | 34267.07 | 0.9453
-2.7099 | 34511.84 | 0.95205 | -2.7099 | 34520.55 | 0.95229
-2.6895 | 34373.35 | 0.94823 | -2.6895 | 34660.47 | 0.95615
-2.6691 | 34313.75 | 0.94659 | -2.6691 | 34542.68 | 0.9529
-2.6487 | 34472.57 | 0.95097 | -2.6487 | 34193.78 | 0.94328
-2.6284 | 34465.2 | 0.95076 | -2.6284 | 34065.08 | 0.93973
-2.608 | 34426.42 | 0.94969 | -2.608 | 34455.36 | 0.95049
-2.5876 | 34543.01 | 0.95291 | -2.5876 | 34597.4 | 0.95441
-2.5672 | 34696.88 | 0.95716 | -2.5672 | 34712.55 | 0.95759
-2.5469 | 34640.99 | 0.95561 | -2.5469 | 34657.51 | 0.95607
-2.5265 | 34368.23 | 0.94809 | -2.5265 | 34681.15 | 0.95672
-2.5061 | 34155.91 | 0.94223 | -2.5061 | 34720.35 | 0.9578
-2.4857 | 34258.97 | 0.94508 | -2.4857 | 34533.29 | 0.95264
-2.4654 | 34530.98 | 0.95258 | -2.4654 | 34360.37 | 0.94787
-2.445 | 34488.75 | 0.95141 | -2.445 | 34427.18 | 0.94972
-2.4246 | 34450.92 | 0.95037 | -2.4246 | 34290.88 | 0.94596
-2.4042 | 34539.03 | 0.9528 | -2.4042 | 34608.33 | 0.95471
-2.3839 | 34595.31 | 0.95435 | -2.3839 | 34765.34 | 0.95904
-2.3635 | 34878.06 | 0.96215 | -2.3635 | 34679.19 | 0.95667
-2.3431 | 34864.3 | 0.96177 | -2.3431 | 34665.42 | 0.95629
-2.3227 | 34632.26 | 0.95537 | -2.3227 | 34784.64 | 0.95958
-2.3024 | 34927.65 | 0.96352 | -2.3024 | 34781.7 | 0.9595
-2.282 | 35137.39 | 0.96931 | -2.282 | 34786.38 | 0.95962
-2.2616 | 34931.65 | 0.96363 | -2.2616 | 35019.91 | 0.96607
-2.2412 | 34592.01 | 0.95426 | -2.2412 | 34927.66 | 0.96352
-2.2209 | 34456.89 | 0.95053 | -2.2209 | 35174.69 | 0.97034
-2.2005 | 34570.45 | 0.95367 | -2.2005 | 35350.32 | 0.97518
-2.1801 | 34714.42 | 0.95764 | -2.1801 | 35290.04 | 0.97352
-2.1597 | 34795.69 | 0.95988 | -2.1597 | 35136.26 | 0.96928
-2.1394 | 34853.36 | 0.96147 | -2.1394 | 35138.09 | 0.96933
-2.119 | 34858.3 | 0.96161 | -2.119 | 35300.3 | 0.9738
-2.0986 | 34648.7 | 0.95583 | -2.0986 | 35056.16 | 0.96707
-2.0782 | 34625.2 | 0.95518 | -2.0782 | 35077.87 | 0.96767
-2.0579 | 34875.82 | 0.96209 | -2.0579 | 34977.55 | 0.9649
-2.0375 | 34888.99 | 0.96245 | -2.0375 | 35062.26 | 0.96723
-2.0171 | 34956.96 | 0.96433 | -2.0171 | 35228.38 | 0.97182
-1.9967 | 35055.15 | 0.96704 | -1.9967 | 35360.06 | 0.97545
-1.9764 | 35028.23 | 0.9663 | -1.9764 | 35283.59 | 0.97334
-1.956 | 34946.63 | 0.96404 | -1.956 | 34918.93 | 0.96328
-1.9356 | 35101.28 | 0.96831 | -1.9356 | 34578.19 | 0.95388
-1.9152 | 35186.54 | 0.97066 | -1.9152 | 34893.11 | 0.96257
-1.8949 | 34983.1 | 0.96505 | -1.8949 | 35160.04 | 0.96993
-1.8745 | 34973.34 | 0.96478 | -1.8745 | 35328.34 | 0.97457
-1.8541 | 35145.02 | 0.96952 | -1.8541 | 35426.16 | 0.97727
-1.8337 | 35326.44 | 0.97452 | -1.8337 | 35459.8 | 0.9782
-1.8134 | 35337.08 | 0.97482 | -1.8134 | 35524.52 | 0.97999
-1.793 | 35213.97 | 0.97142 | -1.793 | 35624.83 | 0.98275
-1.7726 | 35163.27 | 0.97002 | -1.7726 | 35616.02 | 0.98251
-1.7522 | 35149.53 | 0.96964 | -1.7522 | 35491.45 | 0.97907
-1.7319 | 35026.13 | 0.96624 | -1.7319 | 35604.21 | 0.98219
-1.7115 | 34897.3 | 0.96268 | -1.7115 | 35396.02 | 0.97644
-1.6911 | 35052.96 | 0.96698 | -1.6911 | 35237.43 | 0.97207
-1.6707 | 35148.62 | 0.96962 | -1.6707 | 35378.05 | 0.97595
-1.6504 | 35166.9 | 0.97012 | -1.6504 | 35558.39 | 0.98092
-1.63 | 35102.23 | 0.96834 | -1.63 | 35625.69 | 0.98278
-1.6096 | 34969.38 | 0.96467 | -1.6096 | 35569.49 | 0.98123
-1.5892 | 35000.42 | 0.96553 | -1.5892 | 35322.84 | 0.97442
-1.5689 | 35385.77 | 0.97616 | -1.5689 | 35314.29 | 0.97419
-1.5485 | 35773.28 | 0.98685 | -1.5485 | 35339.7 | 0.97489
-1.5281 | 35601.9 | 0.98212 | -1.5281 | 35195.62 | 0.97091
-1.5077 | 35451.13 | 0.97796 | -1.5077 | 35239.06 | 0.97211
-1.4874 | 35439.77 | 0.97765 | -1.4874 | 35353.43 | 0.97527
-1.467 | 35558.4 | 0.98092 | -1.467 | 35396.71 | 0.97646
-1.4466 | 35681.76 | 0.98432 | -1.4466 | 35429.45 | 0.97736
-1.4262 | 35602.3 | 0.98213 | -1.4262 | 35602.25 | 0.98213
-1.4059 | 35233.65 | 0.97196 | -1.4059 | 35823.07 | 0.98822
-1.3855 | 34995.76 | 0.9654 | -1.3855 | 35857.94 | 0.98918
-1.3651 | 35179.16 | 0.97046 | -1.3651 | 35853.57 | 0.98906
-1.3447 | 35414.61 | 0.97695 | -1.3447 | 35891.04 | 0.9901
-1.3244 | 35500.9 | 0.97934 | -1.3244 | 35876.91 | 0.98971
-1.304 | 35496.84 | 0.97922 | -1.304 | 35709.02 | 0.98508
-1.2836 | 35514.97 | 0.97972 | -1.2836 | 35517.32 | 0.97979
-1.2632 | 35573.5 | 0.98134 | -1.2632 | 35529.4 | 0.98012
-1.2429 | 35580.26 | 0.98152 | -1.2429 | 35755.64 | 0.98636
-1.2225 | 35461.55 | 0.97825 | -1.2225 | 35833.86 | 0.98852
-1.2021 | 35517.29 | 0.97979 | -1.2021 | 35592.18 | 0.98185
-1.1817 | 35425.28 | 0.97725 | -1.1817 | 35413.79 | 0.97693
-1.1614 | 35280.14 | 0.97325 | -1.1614 | 35474.41 | 0.9786
-1.141 | 35178.09 | 0.97043 | -1.141 | 35572.66 | 0.98131
-1.1206 | 35176.84 | 0.9704 | -1.1206 | 35607.13 | 0.98227
-1.1002 | 35375.14 | 0.97587 | -1.1002 | 35660.77 | 0.98375
-1.0799 | 35693.13 | 0.98464 | -1.0799 | 35819.05 | 0.98811
-1.0595 | 35646.87 | 0.98336 | -1.0595 | 35914 | 0.99073
-1.0391 | 35466.59 | 0.97839 | -1.0391 | 35589.34 | 0.98177
-1.0187 | 35416.8 | 0.97702 | -1.0187 | 35665.5 | 0.98388
-0.99837 | 35409.84 | 0.97682 | -0.99837 | 35700.32 | 0.98484
-0.97799 | 35407.17 | 0.97675 | -0.97799 | 35538.82 | 0.98038
-0.95762 | 35395.61 | 0.97643 | -0.95762 | 35533.88 | 0.98024
-0.93724 | 35394.68 | 0.9764 | -0.93724 | 35620.74 | 0.98264
-0.91687 | 35486.3 | 0.97893 | -0.91687 | 35547.43 | 0.98062
-0.89649 | 35704.99 | 0.98497 | -0.89649 | 35431.9 | 0.97743
-0.87612 | 35742.01 | 0.98599 | -0.87612 | 35672.97 | 0.98408
-0.85574 | 35480.82 | 0.97878 | -0.85574 | 35901.54 | 0.99039
-0.83537 | 35216.13 | 0.97148 | -0.83537 | 35895.07 | 0.99021
-0.81499 | 35059.45 | 0.96716 | -0.81499 | 35849.75 | 0.98896
-0.79462 | 35002.9 | 0.9656 | -0.79462 | 35811.61 | 0.98791
-0.77424 | 35150.31 | 0.96966 | -0.77424 | 35753.51 | 0.9863
-0.75387 | 35433.63 | 0.97748 | -0.75387 | 35612.23 | 0.98241
-0.73349 | 35648.69 | 0.98341 | -0.73349 | 35517.67 | 0.9798
-0.71312 | 35765.11 | 0.98662 | -0.71312 | 35857.36 | 0.98917
-0.69275 | 35853.38 | 0.98906 | -0.69275 | 36190.93 | 0.99837
-0.67237 | 35753.35 | 0.9863 | -0.67237 | 36100.92 | 0.99589
-0.652 | 35756.46 | 0.98639 | -0.652 | 35995.74 | 0.99299
-0.63162 | 35600.24 | 0.98208 | -0.63162 | 35746.22 | 0.9861
-0.61125 | 35358.28 | 0.9754 | -0.61125 | 35693.83 | 0.98466
-0.59087 | 35253.84 | 0.97252 | -0.59087 | 35739.78 | 0.98592
-0.5705 | 35340.48 | 0.97491 | -0.5705 | 35606.22 | 0.98224
-0.55012 | 35452.6 | 0.978 | -0.55012 | 35422.31 | 0.97717
-0.52975 | 35566.91 | 0.98116 | -0.52975 | 35733.75 | 0.98576
-0.50937 | 35462.51 | 0.97828 | -0.50937 | 35698.61 | 0.98479
-0.489 | 35527.65 | 0.98007 | -0.489 | 35717.07 | 0.9853
-0.46862 | 35643.59 | 0.98327 | -0.46862 | 35878.66 | 0.98976
-0.44825 | 35636.29 | 0.98307 | -0.44825 | 35748.07 | 0.98615
-0.42787 | 35706.83 | 0.98502 | -0.42787 | 35495.56 | 0.97919
-0.4075 | 35839.21 | 0.98867 | -0.4075 | 35450.91 | 0.97796
-0.38712 | 35786.98 | 0.98723 | -0.38712 | 35578.45 | 0.98147
-0.36675 | 35546.82 | 0.9806 | -0.36675 | 35452.01 | 0.97799
-0.34637 | 35386.92 | 0.97619 | -0.34637 | 35154.59 | 0.96978
-0.326 | 35553.79 | 0.98079 | -0.326 | 35097.63 | 0.96821
-0.30562 | 35848.16 | 0.98891 | -0.30562 | 35000.14 | 0.96552
-0.28525 | 36021.03 | 0.99368 | -0.28525 | 35196.2 | 0.97093
-0.26487 | 35925.57 | 0.99105 | -0.26487 | 35452.12 | 0.97799
-0.2445 | 35701.28 | 0.98486 | -0.2445 | 35448.25 | 0.97788
-0.22412 | 35626.96 | 0.98281 | -0.22412 | 35219.5 | 0.97157
-0.20375 | 35820.43 | 0.98815 | -0.20375 | 35131.26 | 0.96914
-0.18337 | 36016.44 | 0.99356 | -0.18337 | 35299.13 | 0.97377
-0.163 | 35978.71 | 0.99252 | -0.163 | 35251.22 | 0.97245
-0.14262 | 36059.11 | 0.99473 | -0.14262 | 34971.51 | 0.96473
-0.12225 | 36347.73 | 1.0027 | -0.12225 | 35316.76 | 0.97426
-0.10187 | 36565.52 | 1.0087 | -0.10187 | 35685.15 | 0.98442
-0.081499 | 36455.68 | 1.0057 | -0.081499 | 35689.37 | 0.98453
-0.061125 | 36165.05 | 0.99766 | -0.061125 | 35853.89 | 0.98907
-0.04075 | 36083.28 | 0.9954 | -0.04075 | 35774.05 | 0.98687
-0.020375 | 36346.57 | 1.0027 | -0.020375 | 36083.54 | 0.99541
0 | 36568.5 | 1.0088 | 0 | 36568.5 | 1.0088
0.020375 | 36267.69 | 1.0005 | 0.020375 | 36083.54 | 0.99541
0.04075 | 35762.02 | 0.98654 | 0.04075 | 35774.05 | 0.98687
0.061125 | 35472.82 | 0.97856 | 0.061125 | 35853.89 | 0.98907
0.081499 | 35387.66 | 0.97621 | 0.081499 | 35689.37 | 0.98453
0.10187 | 35635.18 | 0.98304 | 0.10187 | 35538.82 | 0.98038
0.12225 | 35970.43 | 0.99229 | 0.12225 | 35699.85 | 0.98482
0.14262 | 35864.76 | 0.98937 | 0.14262 | 35815.55 | 0.98802
0.163 | 35616.52 | 0.98252 | 0.163 | 35663.15 | 0.98381
0.18337 | 35554.2 | 0.98081 | 0.18337 | 35791.41 | 0.98735
0.20375 | 35504.46 | 0.97943 | 0.20375 | 35883.52 | 0.98989
0.22412 | 35597.11 | 0.98199 | 0.22412 | 35571.19 | 0.98127
0.2445 | 35409.87 | 0.97682 | 0.2445 | 35503.07 | 0.9794
0.26487 | 35144.07 | 0.96949 | 0.26487 | 35637.96 | 0.98312
0.28525 | 35053.28 | 0.96699 | 0.28525 | 35731.84 | 0.98571
0.30562 | 35154.05 | 0.96977 | 0.30562 | 35654.76 | 0.98358
0.326 | 35315.88 | 0.97423 | 0.326 | 35430.02 | 0.97738
0.34637 | 35383.44 | 0.97609 | 0.34637 | 35360.59 | 0.97546
0.36675 | 35630.42 | 0.98291 | 0.36675 | 35201.89 | 0.97109
0.38712 | 35632.02 | 0.98295 | 0.38712 | 34962.98 | 0.9645
0.4075 | 35673.11 | 0.98409 | 0.4075 | 35017.38 | 0.966
0.42787 | 35758.14 | 0.98643 | 0.42787 | 35205.95 | 0.9712
0.44825 | 35686.82 | 0.98446 | 0.44825 | 35260.83 | 0.97271
0.46862 | 35538.99 | 0.98039 | 0.46862 | 35153.05 | 0.96974
0.489 | 35574.9 | 0.98138 | 0.489 | 35076.8 | 0.96764
0.50937 | 35522.62 | 0.97993 | 0.50937 | 35112.17 | 0.96861
0.52975 | 35257.48 | 0.97262 | 0.52975 | 35371.48 | 0.97576
0.55012 | 35133.62 | 0.9692 | 0.55012 | 35356.48 | 0.97535
0.5705 | 35329.73 | 0.97461 | 0.5705 | 35205.37 | 0.97118
0.59087 | 35577.3 | 0.98144 | 0.59087 | 35308.3 | 0.97402
0.61125 | 35642.02 | 0.98323 | 0.61125 | 35231.86 | 0.97191
0.63162 | 35774.09 | 0.98687 | 0.63162 | 35034 | 0.96646
0.652 | 36073.84 | 0.99514 | 0.652 | 35023.26 | 0.96616
0.67237 | 36007.64 | 0.99331 | 0.67237 | 35042.05 | 0.96668
0.69275 | 35673.7 | 0.9841 | 0.69275 | 35209.98 | 0.97131
0.71312 | 35833.5 | 0.98851 | 0.71312 | 35296.21 | 0.97369
0.73349 | 35655.01 | 0.98359 | 0.73349 | 35190.88 | 0.97078
0.75387 | 35798.64 | 0.98755 | 0.75387 | 35170.5 | 0.97022
0.77424 | 35867.41 | 0.98945 | 0.77424 | 35127.75 | 0.96904
0.79462 | 35737.91 | 0.98587 | 0.79462 | 35163.82 | 0.97004
0.81499 | 35595.61 | 0.98195 | 0.81499 | 35358.61 | 0.97541
0.83537 | 35672.86 | 0.98408 | 0.83537 | 35508.03 | 0.97953
0.85574 | 36027.4 | 0.99386 | 0.85574 | 35257.43 | 0.97262
0.87612 | 35982.2 | 0.99261 | 0.87612 | 35042.82 | 0.9667
0.89649 | 35746.84 | 0.98612 | 0.89649 | 35057.48 | 0.9671
0.91687 | 35521.17 | 0.97989 | 0.91687 | 35532.53 | 0.98021
0.93724 | 35331.53 | 0.97466 | 0.93724 | 35458.69 | 0.97817
0.95762 | 35110.38 | 0.96856 | 0.95762 | 35142.89 | 0.96946
0.97799 | 35010.09 | 0.9658 | 0.97799 | 35147.39 | 0.96958
0.99837 | 35086.59 | 0.96791 | 0.99837 | 35415.64 | 0.97698
1.0187 | 35101.65 | 0.96832 | 1.0187 | 35420.88 | 0.97713
1.0391 | 35187.45 | 0.97069 | 1.0391 | 35513 | 0.97967
1.0595 | 35358.34 | 0.9754 | 1.0595 | 35314.29 | 0.97419
1.0799 | 35502.25 | 0.97937 | 1.0799 | 35212.81 | 0.97139
1.1002 | 35729 | 0.98563 | 1.1002 | 35227.93 | 0.9718
1.1206 | 35833.99 | 0.98852 | 1.1206 | 35135.06 | 0.96924
1.141 | 35849.69 | 0.98896 | 1.141 | 35127.79 | 0.96904
1.1614 | 35808.32 | 0.98782 | 1.1614 | 35090.19 | 0.96801
1.1817 | 35627.85 | 0.98284 | 1.1817 | 34805.88 | 0.96016
1.2021 | 35321.61 | 0.97439 | 1.2021 | 34850.26 | 0.96139
1.2225 | 35284.59 | 0.97337 | 1.2225 | 35377.39 | 0.97593
1.2429 | 35371.73 | 0.97577 | 1.2429 | 35213.16 | 0.9714
1.2632 | 35423.74 | 0.97721 | 1.2632 | 35331.48 | 0.97466
1.2836 | 35552.85 | 0.98077 | 1.2836 | 35249.78 | 0.97241
1.304 | 35680.65 | 0.98429 | 1.304 | 34847.47 | 0.96131
1.3244 | 35422.93 | 0.97718 | 1.3244 | 34602.28 | 0.95455
1.3447 | 35056.6 | 0.96708 | 1.3447 | 34744.35 | 0.95846
1.3651 | 35439.2 | 0.97763 | 1.3651 | 34864.38 | 0.96178
1.3855 | 35810.65 | 0.98788 | 1.3855 | 34935.89 | 0.96375
1.4059 | 35905.75 | 0.9905 | 1.4059 | 34833.69 | 0.96093
1.4262 | 36029.13 | 0.99391 | 1.4262 | 34987.45 | 0.96517
1.4466 | 36088.7 | 0.99555 | 1.4466 | 35040.8 | 0.96664
1.467 | 35876.12 | 0.98969 | 1.467 | 35000.44 | 0.96553
1.4874 | 35642.35 | 0.98324 | 1.4874 | 34864.2 | 0.96177
1.5077 | 35622.52 | 0.98269 | 1.5077 | 34682.61 | 0.95676
1.5281 | 35755.09 | 0.98635 | 1.5281 | 34526.21 | 0.95245
1.5485 | 35807.31 | 0.98779 | 1.5485 | 34389.96 | 0.94869
1.5689 | 35673.86 | 0.98411 | 1.5689 | 34324.25 | 0.94688
1.5892 | 35736.31 | 0.98583 | 1.5892 | 34246.7 | 0.94474
1.6096 | 35671.13 | 0.98403 | 1.6096 | 34192.94 | 0.94325
1.63 | 35479.3 | 0.97874 | 1.63 | 34373.42 | 0.94823
1.6504 | 35401.41 | 0.97659 | 1.6504 | 34564.62 | 0.95351
1.6707 | 35537.33 | 0.98034 | 1.6707 | 34586.09 | 0.9541
1.6911 | 35637.7 | 0.98311 | 1.6911 | 34447.88 | 0.95029
1.7115 | 35387.84 | 0.97622 | 1.7115 | 34320.14 | 0.94676
1.7319 | 35061.71 | 0.96722 | 1.7319 | 34387.77 | 0.94863
1.7522 | 35046.33 | 0.9668 | 1.7522 | 34095.31 | 0.94056
1.7726 | 35161.04 | 0.96996 | 1.7726 | 34433.09 | 0.94988
1.793 | 35444.29 | 0.97777 | 1.793 | 34104.04 | 0.9408
1.8134 | 35575.78 | 0.9814 | 1.8134 | 33998.5 | 0.93789
1.8337 | 35449.37 | 0.97791 | 1.8337 | 34179.32 | 0.94288
1.8541 | 35238.65 | 0.9721 | 1.8541 | 34318.75 | 0.94672
1.8745 | 35119.28 | 0.96881 | 1.8745 | 34248.1 | 0.94478
1.8949 | 35032.76 | 0.96642 | 1.8949 | 34081.53 | 0.94018
1.9152 | 34962.63 | 0.96449 | 1.9152 | 33887.13 | 0.93482
1.9356 | 35004.92 | 0.96565 | 1.9356 | 34340.32 | 0.94732
1.956 | 35058.19 | 0.96712 | 1.956 | 34190.75 | 0.94319
1.9764 | 35025.18 | 0.96621 | 1.9764 | 34255.68 | 0.94498
1.9967 | 35103.12 | 0.96836 | 1.9967 | 34256.35 | 0.945
2.0171 | 35419.66 | 0.97709 | 2.0171 | 34240.42 | 0.94456
2.0375 | 35812.08 | 0.98792 | 2.0375 | 34284.69 | 0.94578
2.0579 | 35912.96 | 0.9907 | 2.0579 | 34216.97 | 0.94392
2.0782 | 35546.75 | 0.9806 | 2.0782 | 33922.21 | 0.93579
2.0986 | 35312.82 | 0.97415 | 2.0986 | 33747.41 | 0.93096
2.119 | 35258.07 | 0.97264 | 2.119 | 34351.96 | 0.94764
2.1394 | 35311.21 | 0.9741 | 2.1394 | 34228.45 | 0.94423
2.1597 | 35405.93 | 0.97672 | 2.1597 | 34026.61 | 0.93867
2.1801 | 35488.47 | 0.97899 | 2.1801 | 33924.36 | 0.93584
2.2005 | 35506.43 | 0.97949 | 2.2005 | 33898.58 | 0.93513
2.2209 | 35387.84 | 0.97622 | 2.2209 | 33803.4 | 0.93251
2.2412 | 35138.9 | 0.96935 | 2.2412 | 33607.41 | 0.9271
2.2616 | 35068.17 | 0.9674 | 2.2616 | 33950.76 | 0.93657
2.282 | 35247.42 | 0.97234 | 2.282 | 33846.57 | 0.9337
2.3024 | 35034.41 | 0.96647 | 2.3024 | 33878 | 0.93457
2.3227 | 34904 | 0.96287 | 2.3227 | 33886.13 | 0.93479
2.3431 | 34919.16 | 0.96329 | 2.3431 | 33963.45 | 0.93692
2.3635 | 34972.12 | 0.96475 | 2.3635 | 33970.52 | 0.93712
2.3839 | 34905.95 | 0.96292 | 2.3839 | 33862.93 | 0.93415
2.4042 | 34681.55 | 0.95673 | 2.4042 | 33735.29 | 0.93063
2.4246 | 34505.57 | 0.95188 | 2.4246 | 33647.99 | 0.92822
2.445 | 34743.25 | 0.95843 | 2.445 | 33813.09 | 0.93277
2.4654 | 34924.04 | 0.96342 | 2.4654 | 33632.12 | 0.92778
2.4857 | 34933.38 | 0.96368 | 2.4857 | 33280.7 | 0.91809
2.5061 | 34831.47 | 0.96087 | 2.5061 | 33144.64 | 0.91433
2.5265 | 34712.08 | 0.95757 | 2.5265 | 33242.05 | 0.91702
2.5469 | 34725.38 | 0.95794 | 2.5469 | 33379.72 | 0.92082
2.5672 | 34832.65 | 0.9609 | 2.5672 | 33459.57 | 0.92302
2.5876 | 34840.66 | 0.96112 | 2.5876 | 33526.89 | 0.92488
2.608 | 34808.2 | 0.96023 | 2.608 | 33525.28 | 0.92484
2.6284 | 35159.33 | 0.96991 | 2.6284 | 33428.47 | 0.92216
2.6487 | 35241.29 | 0.97217 | 2.6487 | 33739.52 | 0.93075
2.6691 | 35225.52 | 0.97174 | 2.6691 | 33676.67 | 0.92901
2.6895 | 35153.75 | 0.96976 | 2.6895 | 33364.12 | 0.92039
2.7099 | 35041.16 | 0.96665 | 2.7099 | 33104.85 | 0.91324
2.7302 | 34835.96 | 0.96099 | 2.7302 | 33038 | 0.91139
2.7506 | 34626.68 | 0.95522 | 2.7506 | 33093.46 | 0.91292
2.771 | 34665.04 | 0.95628 | 2.771 | 33119.93 | 0.91365
2.7914 | 34882.63 | 0.96228 | 2.7914 | 33027.37 | 0.9111
2.8117 | 34979.11 | 0.96494 | 2.8117 | 32959.86 | 0.90924
2.8321 | 34619.13 | 0.95501 | 2.8321 | 32967.19 | 0.90944
2.8525 | 34128.89 | 0.94149 | 2.8525 | 33072.5 | 0.91234
2.8729 | 34285.13 | 0.9458 | 2.8729 | 33140.49 | 0.91422
2.8932 | 34757.75 | 0.95883 | 2.8932 | 33093.08 | 0.91291
2.9136 | 35026.8 | 0.96626 | 2.9136 | 33002.59 | 0.91042
2.934 | 35041.61 | 0.96667 | 2.934 | 32963.2 | 0.90933
2.9544 | 35047.55 | 0.96683 | 2.9544 | 32895.99 | 0.90748
2.9747 | 34877.89 | 0.96215 | 2.9747 | 32600.88 | 0.89933
2.9951 | 35018.26 | 0.96602 | 2.9951 | 32486.48 | 0.89618
3.0155 | 35116.4 | 0.96873 | 3.0155 | 32594.11 | 0.89915
3.0359 | 34956.79 | 0.96433 | 3.0359 | 32678.78 | 0.90148
3.0562 | 34885.35 | 0.96235 | 3.0562 | 32843.1 | 0.90602
3.0766 | 34980.3 | 0.96497 | 3.0766 | 32955.04 | 0.9091
3.097 | 35058.18 | 0.96712 | 3.097 | 32900.18 | 0.90759
3.1174 | 34985.18 | 0.96511 | 3.1174 | 32795.23 | 0.9047
3.1377 | 34916.75 | 0.96322 | 3.1377 | 32806.29 | 0.905
3.1581 | 35175.62 | 0.97036 | 3.1581 | 32756.37 | 0.90362
3.1785 | 35286 | 0.97341 | 3.1785 | 32613.34 | 0.89968
3.1989 | 35331.88 | 0.97467 | 3.1989 | 32518.49 | 0.89706
3.2192 | 35327.75 | 0.97456 | 3.2192 | 32554.4 | 0.89805
3.2396 | 35217.79 | 0.97153 | 3.2396 | 32577.43 | 0.89869
3.26 | 35017.7 | 0.96601 | 3.26 | 32594.11 | 0.89915
3.2804 | 34783.39 | 0.95954 | 3.2804 | 32612.13 | 0.89964
3.3007 | 34538.77 | 0.95279 | 3.3007 | 32554.12 | 0.89804
3.3211 | 34291.68 | 0.94598 | 3.3211 | 32555.12 | 0.89807
3.3415 | 34185 | 0.94303 | 3.3415 | 32455.01 | 0.89531
3.3619 | 34411.32 | 0.94928 | 3.3619 | 32193.77 | 0.8881
3.3822 | 34642.77 | 0.95566 | 3.3822 | 32092.04 | 0.8853
3.4026 | 34604.01 | 0.95459 | 3.4026 | 32117.85 | 0.88601
3.423 | 34378.26 | 0.94837 | 3.423 | 32179.42 | 0.88771
3.4434 | 34174.93 | 0.94276 | 3.4434 | 32198.42 | 0.88823
3.4637 | 34084.33 | 0.94026 | 3.4637 | 32204.65 | 0.8884
3.4841 | 34042.24 | 0.9391 | 3.4841 | 32294.23 | 0.89088
3.5045 | 34081.88 | 0.94019 | 3.5045 | 32318.24 | 0.89154
3.5248 | 34126.64 | 0.94142 | 3.5248 | 32147.3 | 0.88682
3.5452 | 33999.81 | 0.93793 | 3.5452 | 32020.38 | 0.88332
3.5656 | 33884.42 | 0.93474 | 3.5656 | 31922.59 | 0.88062
3.586 | 33954.18 | 0.93667 | 3.586 | 31772.53 | 0.87648
3.6063 | 34187.15 | 0.94309 | 3.6063 | 31615.27 | 0.87215
3.6267 | 34392.98 | 0.94877 | 3.6267 | 31528.4 | 0.86975
3.6471 | 34401.04 | 0.94899 | 3.6471 | 31562.77 | 0.8707
3.6675 | 34220.24 | 0.94401 | 3.6675 | 31728.72 | 0.87528
3.6878 | 33901.32 | 0.93521 | 3.6878 | 31894.26 | 0.87984
3.7082 | 33637.03 | 0.92792 | 3.7082 | 31638.58 | 0.87279
3.7286 | 33540.08 | 0.92524 | 3.7286 | 31544.36 | 0.87019
3.749 | 33518.19 | 0.92464 | 3.749 | 31434.8 | 0.86717
3.7693 | 33609.17 | 0.92715 | 3.7693 | 31320.62 | 0.86402
3.7897 | 33777.31 | 0.93179 | 3.7897 | 31389.91 | 0.86593
3.8101 | 33903.04 | 0.93526 | 3.8101 | 31505.96 | 0.86913
3.8305 | 33927.32 | 0.93593 | 3.8305 | 31376.22 | 0.86555
3.8508 | 33969.2 | 0.93708 | 3.8508 | 31216.09 | 0.86113
3.8712 | 34028.82 | 0.93873 | 3.8712 | 31290.48 | 0.86319
3.8916 | 34028.87 | 0.93873 | 3.8916 | 31230.36 | 0.86153
3.912 | 33924.55 | 0.93585 | 3.912 | 31241.06 | 0.86182
3.9323 | 33855.65 | 0.93395 | 3.9323 | 31236.55 | 0.8617
3.9527 | 33906.7 | 0.93536 | 3.9527 | 31273.59 | 0.86272
3.9731 | 34057.52 | 0.93952 | 3.9731 | 31253.23 | 0.86216
3.9935 | 34170.9 | 0.94265 | 3.9935 | 31098.38 | 0.85789
4.0138 | 34064 | 0.9397 | 4.0138 | 30967.27 | 0.85427
4.0342 | 33726.28 | 0.93038 | 4.0342 | 31131.34 | 0.8588
4.0546 | 33905.65 | 0.93533 | 4.0546 | 31163.29 | 0.85968
4.075 | 34100.38 | 0.9407 | 4.075 | 30735.96 | 0.84789
4.0953 | 34051.94 | 0.93936 | 4.0953 | 30514.71 | 0.84179
4.1157 | 33841.04 | 0.93355 | 4.1157 | 30754.54 | 0.8484
4.1361 | 33624.77 | 0.92758 | 4.1361 | 30940.49 | 0.85353
4.1565 | 33603.88 | 0.927 | 4.1565 | 30863.41 | 0.8514
4.1768 | 33812.84 | 0.93277 | 4.1768 | 30674.94 | 0.84621
4.1972 | 33996.14 | 0.93782 | 4.1972 | 30596.71 | 0.84405
4.2176 | 33808.98 | 0.93266 | 4.2176 | 30824.66 | 0.85034
4.238 | 33569.29 | 0.92605 | 4.238 | 31057.26 | 0.85675
4.2583 | 33374.55 | 0.92068 | 4.2583 | 30722.61 | 0.84752
4.2787 | 33258.86 | 0.91749 | 4.2787 | 30423.56 | 0.83927
4.2991 | 33249.08 | 0.91722 | 4.2991 | 30365.77 | 0.83768
4.3195 | 33361.73 | 0.92032 | 4.3195 | 30553.3 | 0.84285
4.3398 | 33469.6 | 0.9233 | 4.3398 | 30701.34 | 0.84693
4.3602 | 33480.54 | 0.9236 | 4.3602 | 30591.95 | 0.84392
4.3806 | 33466.27 | 0.92321 | 4.3806 | 30391.06 | 0.83837
4.401 | 33473.98 | 0.92342 | 4.401 | 30453.09 | 0.84009
4.4213 | 33451.98 | 0.92281 | 4.4213 | 30469.42 | 0.84054
4.4417 | 33205.63 | 0.91602 | 4.4417 | 30530.32 | 0.84222
4.4621 | 33317.09 | 0.91909 | 4.4621 | 30462.27 | 0.84034
4.4825 | 33707.76 | 0.92987 | 4.4825 | 30295.76 | 0.83575
4.5028 | 33562.93 | 0.92587 | 4.5028 | 30120.71 | 0.83092
4.5232 | 33210.04 | 0.91614 | 4.5232 | 30021.06 | 0.82817
4.5436 | 33167.54 | 0.91497 | 4.5436 | 29976.52 | 0.82694
4.564 | 33039.62 | 0.91144 | 4.564 | 29901.87 | 0.82488
4.5843 | 32841.09 | 0.90596 | 4.5843 | 29877.13 | 0.8242
4.6047 | 32833.77 | 0.90576 | 4.6047 | 29889.32 | 0.82453
4.6251 | 32826.5 | 0.90556 | 4.6251 | 29902.98 | 0.82491
4.6455 | 32928.54 | 0.90837 | 4.6455 | 29695.54 | 0.81919
4.6658 | 33096.03 | 0.91299 | 4.6658 | 29531.65 | 0.81467
4.6862 | 33242.31 | 0.91703 | 4.6862 | 29632.64 | 0.81745
4.7066 | 33241.04 | 0.91699 | 4.7066 | 29789.61 | 0.82178
4.727 | 33115.61 | 0.91353 | 4.727 | 29706.88 | 0.8195
4.7473 | 33070.5 | 0.91229 | 4.7473 | 29482.27 | 0.8133
4.7677 | 33130.36 | 0.91394 | 4.7677 | 29490.17 | 0.81352
4.7881 | 33284.21 | 0.91819 | 4.7881 | 29394.56 | 0.81088
4.8085 | 32827.61 | 0.90559 | 4.8085 | 29365.48 | 0.81008
4.8288 | 32987.16 | 0.90999 | 4.8288 | 29108.34 | 0.80299
4.8492 | 33159.29 | 0.91474 | 4.8492 | 29039.53 | 0.80109
4.8696 | 32838.55 | 0.90589 | 4.8696 | 29222.13 | 0.80613
4.89 | 32356.38 | 0.89259 | 4.89 | 29323.72 | 0.80893
4.9103 | 32203.16 | 0.88836 | 4.9103 | 29208.23 | 0.80574
4.9307 | 32276.17 | 0.89038 | 4.9307 | 29177.61 | 0.8049
4.9511 | 32297.21 | 0.89096 | 4.9511 | 29268.75 | 0.80741
4.9715 | 32220.3 | 0.88884 | 4.9715 | 29582.12 | 0.81606
4.9918 | 32741.48 | 0.90321 | 4.9918 | 29542.46 | 0.81496
5.0122 | 32542.87 | 0.89773 | 5.0122 | 29073.7 | 0.80203
5.0326 | 32354.36 | 0.89253 | 5.0326 | 28671.6 | 0.79094
5.053 | 32510.53 | 0.89684 | 5.053 | 28600.86 | 0.78899
5.0733 | 32701.89 | 0.90212 | 5.0733 | 28743.71 | 0.79293
5.0937 | 32674.47 | 0.90136 | 5.0937 | 28888.72 | 0.79693
5.1141 | 32596.31 | 0.89921 | 5.1141 | 28988.22 | 0.79968
5.1345 | 32412.92 | 0.89415 | 5.1345 | 29040.97 | 0.80113
5.1548 | 32247.86 | 0.8896 | 5.1548 | 28999.16 | 0.79998
5.1752 | 32641.65 | 0.90046 | 5.1752 | 28748.75 | 0.79307
5.1956 | 32838.72 | 0.9059 | 5.1956 | 28362.88 | 0.78242
5.216 | 32820.34 | 0.90539 | 5.216 | 28194.15 | 0.77777
5.2363 | 32637.58 | 0.90035 | 5.2363 | 28403.74 | 0.78355
5.2567 | 32378.51 | 0.8932 | 5.2567 | 28628.08 | 0.78974
5.2771 | 32220.57 | 0.88884 | 5.2771 | 28546.37 | 0.78749
5.2975 | 32298.93 | 0.891 | 5.2975 | 28338.47 | 0.78175
5.3178 | 32421.92 | 0.8944 | 5.3178 | 28272.23 | 0.77992
5.3382 | 32503.09 | 0.89664 | 5.3382 | 27952.38 | 0.7711
5.3586 | 32441.96 | 0.89495 | 5.3586 | 27884.04 | 0.76921
5.379 | 32553.47 | 0.89803 | 5.379 | 28122.1 | 0.77578
5.3993 | 32403.95 | 0.8939 | 5.3993 | 28316.62 | 0.78115
5.4197 | 32039.19 | 0.88384 | 5.4197 | 28202.04 | 0.77799
5.4401 | 31862.2 | 0.87896 | 5.4401 | 27994.02 | 0.77225
5.4605 | 32073.88 | 0.8848 | 5.4605 | 27872.74 | 0.7689
5.4808 | 32394.73 | 0.89365 | 5.4808 | 27700.28 | 0.76415
5.5012 | 32409.2 | 0.89405 | 5.5012 | 27488.75 | 0.75831
5.5216 | 32217.5 | 0.88876 | 5.5216 | 27663.19 | 0.76312
5.542 | 32286.89 | 0.89067 | 5.542 | 27742.12 | 0.7653
5.5623 | 32299.1 | 0.89101 | 5.5623 | 27852.48 | 0.76834
5.5827 | 32362.56 | 0.89276 | 5.5827 | 27851.72 | 0.76832
5.6031 | 32461.96 | 0.8955 | 5.6031 | 27662.06 | 0.76309
5.6235 | 32486.48 | 0.89618 | 5.6235 | 27447.27 | 0.75717
5.6438 | 32276.31 | 0.89038 | 5.6438 | 27329.78 | 0.75392
5.6642 | 31857.56 | 0.87883 | 5.6642 | 27241.35 | 0.75149
5.6846 | 31590.29 | 0.87146 | 5.6846 | 27109.8 | 0.74786
5.705 | 31486.78 | 0.8686 | 5.705 | 27085.52 | 0.74719
5.7253 | 31335.78 | 0.86444 | 5.7253 | 27170.23 | 0.74952
5.7457 | 31320 | 0.864 | 5.7457 | 27329.02 | 0.7539
5.7661 | 31412.75 | 0.86656 | 5.7661 | 27426.55 | 0.75659
5.7865 | 31539.47 | 0.87005 | 5.7865 | 27282.58 | 0.75262
5.8068 | 31559.42 | 0.8706 | 5.8068 | 27092.3 | 0.74737
5.8272 | 31528.91 | 0.86976 | 5.8272 | 27072.46 | 0.74683
5.8476 | 31556.46 | 0.87052 | 5.8476 | 27138.69 | 0.74865
5.868 | 31524.4 | 0.86964 | 5.868 | 27027.16 | 0.74558
5.8883 | 31417.05 | 0.86668 | 5.8883 | 26869.96 | 0.74124
5.9087 | 31367.08 | 0.8653 | 5.9087 | 26871.73 | 0.74129
5.9291 | 31351.41 | 0.86487 | 5.9291 | 26886.33 | 0.74169
5.9495 | 31330.02 | 0.86428 | 5.9495 | 26799.14 | 0.73929
5.9698 | 31312.94 | 0.86381 | 5.9698 | 26795.38 | 0.73918
5.9902 | 31376.4 | 0.86556 | 5.9902 | 26861.88 | 0.74102
6.0106 | 31372.43 | 0.86545 | 6.0106 | 26852.59 | 0.74076
6.031 | 31230.53 | 0.86153 | 6.031 | 26749.51 | 0.73792
6.0513 | 31213 | 0.86105 | 6.0513 | 26688.5 | 0.73623
6.0717 | 31438.27 | 0.86726 | 6.0717 | 26584.87 | 0.73338
6.0921 | 31700.82 | 0.87451 | 6.0921 | 26377.58 | 0.72766
6.1125 | 31551.65 | 0.87039 | 6.1125 | 26284.26 | 0.72508
6.1328 | 31366.75 | 0.86529 | 6.1328 | 26389.97 | 0.728
6.1532 | 31355 | 0.86497 | 6.1532 | 26493.11 | 0.73084
6.1736 | 31286.14 | 0.86307 | 6.1736 | 26435.62 | 0.72926
6.194 | 31133.64 | 0.85886 | 6.194 | 26300.91 | 0.72554
6.2143 | 31001.39 | 0.85521 | 6.2143 | 26225.38 | 0.72346
6.2347 | 30895.63 | 0.85229 | 6.2347 | 26195.69 | 0.72264
6.2551 | 30802.17 | 0.84972 | 6.2551 | 26101.92 | 0.72005
6.2755 | 30883.42 | 0.85196 | 6.2755 | 25991.96 | 0.71702
6.2958 | 30805.35 | 0.8498 | 6.2958 | 25995.37 | 0.71711
6.3162 | 30674.5 | 0.84619 | 6.3162 | 25926.01 | 0.7152
6.3366 | 30723.41 | 0.84754 | 6.3366 | 25846.77 | 0.71301
6.357 | 30779.08 | 0.84908 | 6.357 | 25883.21 | 0.71402
6.3773 | 30795.49 | 0.84953 | 6.3773 | 25963.7 | 0.71624
6.3977 | 30815.64 | 0.85009 | 6.3977 | 25987.28 | 0.71689
6.4181 | 30835.47 | 0.85063 | 6.4181 | 25926.76 | 0.71522
6.4385 | 30812.84 | 0.85001 | 6.4385 | 25798.6 | 0.71169
6.4588 | 30818.71 | 0.85017 | 6.4588 | 25695.47 | 0.70884
6.4792 | 30820.52 | 0.85022 | 6.4792 | 25731.26 | 0.70983
6.4996 | 30812.28 | 0.84999 | 6.4996 | 25638.95 | 0.70728
6.52 | 30913.2 | 0.85278 | 6.52 | 25446.46 | 0.70197
6.5403 | 31047.16 | 0.85647 | 6.5403 | 25348.33 | 0.69926
6.5607 | 31017.86 | 0.85567 | 6.5607 | 25324.18 | 0.6986
6.5811 | 30748.37 | 0.84823 | 6.5811 | 25248.92 | 0.69652
6.6015 | 30510.88 | 0.84168 | 6.6015 | 25105.77 | 0.69257
6.6218 | 30608.27 | 0.84437 | 6.6218 | 25035.33 | 0.69063
6.6422 | 30676.55 | 0.84625 | 6.6422 | 25118.84 | 0.69293
6.6626 | 30500.54 | 0.84139 | 6.6626 | 25092.73 | 0.69221
6.683 | 30414.16 | 0.83901 | 6.683 | 24948.18 | 0.68823
6.7033 | 30294.6 | 0.83571 | 6.7033 | 24908.07 | 0.68712
6.7237 | 30129.01 | 0.83115 | 6.7237 | 24861.83 | 0.68584
6.7441 | 30026.6 | 0.82832 | 6.7441 | 24782.62 | 0.68366
6.7645 | 30084.22 | 0.82991 | 6.7645 | 24714.77 | 0.68179
6.7848 | 30232.5 | 0.834 | 6.7848 | 24717.73 | 0.68187
6.8052 | 30328.97 | 0.83666 | 6.8052 | 24763.49 | 0.68313
6.8256 | 30366.12 | 0.83769 | 6.8256 | 24722.47 | 0.682
6.846 | 30413.33 | 0.83899 | 6.846 | 24602.64 | 0.67869
6.8663 | 30237.83 | 0.83415 | 6.8663 | 24737.4 | 0.68241
6.8867 | 30141.02 | 0.83148 | 6.8867 | 24734.18 | 0.68232
6.9071 | 30176.99 | 0.83247 | 6.9071 | 24533.28 | 0.67678
6.9275 | 30074.69 | 0.82965 | 6.9275 | 24536.25 | 0.67686
6.9478 | 30040.09 | 0.82869 | 6.9478 | 24640.1 | 0.67973
6.9682 | 30153.5 | 0.83182 | 6.9682 | 24583.89 | 0.67818
6.9886 | 30183.88 | 0.83266 | 6.9886 | 24360.99 | 0.67203
7.0089 | 29961.78 | 0.82653 | 7.0089 | 24210.78 | 0.66788
7.0293 | 29771.59 | 0.82129 | 7.0293 | 24232.25 | 0.66848
7.0497 | 29742.54 | 0.82048 | 7.0497 | 24311.06 | 0.67065
7.0701 | 29853.54 | 0.82355 | 7.0701 | 24174.78 | 0.66689
7.0904 | 29927.83 | 0.8256 | 7.0904 | 24014.18 | 0.66246
7.1108 | 29985.5 | 0.82719 | 7.1108 | 23971.84 | 0.66129
7.1312 | 29991.29 | 0.82735 | 7.1312 | 23994.72 | 0.66192
7.1516 | 29909.28 | 0.82508 | 7.1516 | 24013.75 | 0.66245
7.1719 | 29780.61 | 0.82153 | 7.1719 | 23978.39 | 0.66147
7.1923 | 29654.43 | 0.81805 | 7.1923 | 23860.51 | 0.65822
7.2127 | 29520.84 | 0.81437 | 7.2127 | 23678.78 | 0.65321
7.2331 | 29421.53 | 0.81163 | 7.2331 | 23527.35 | 0.64903
7.2534 | 29428.24 | 0.81181 | 7.2534 | 23476.61 | 0.64763
7.2738 | 29334.5 | 0.80923 | 7.2738 | 23557 | 0.64985
7.2942 | 29157.99 | 0.80436 | 7.2942 | 23798.43 | 0.65651
7.3146 | 29042.1 | 0.80116 | 7.3146 | 23891.42 | 0.65907
7.3349 | 29075.95 | 0.8021 | 7.3349 | 23706.26 | 0.65397
7.3553 | 29053.38 | 0.80147 | 7.3553 | 23398.03 | 0.64546
7.3757 | 28798.77 | 0.79445 | 7.3757 | 23136.36 | 0.63824
7.3961 | 28524.02 | 0.78687 | 7.3961 | 23004.72 | 0.63461
7.4164 | 28674.09 | 0.79101 | 7.4164 | 23078.26 | 0.63664
7.4368 | 29114.88 | 0.80317 | 7.4368 | 23266.06 | 0.64182
7.4572 | 29294.47 | 0.80812 | 7.4572 | 23163.41 | 0.63899
7.4776 | 28736.66 | 0.79274 | 7.4776 | 23083.86 | 0.6368
7.4979 | 28713.42 | 0.79209 | 7.4979 | 23157.26 | 0.63882
7.5183 | 28895.07 | 0.79711 | 7.5183 | 23134.35 | 0.63819
7.5387 | 29055.48 | 0.80153 | 7.5387 | 23062.5 | 0.63621
7.5591 | 29044.53 | 0.80123 | 7.5591 | 22946.12 | 0.633
7.5794 | 28949.34 | 0.7986 | 7.5794 | 22761.89 | 0.62791
7.5998 | 28939.66 | 0.79834 | 7.5998 | 22574.71 | 0.62275
7.6202 | 28864.06 | 0.79625 | 7.6202 | 22499.12 | 0.62067
7.6406 | 28660.23 | 0.79063 | 7.6406 | 22604.93 | 0.62358
7.6609 | 28737.22 | 0.79275 | 7.6609 | 22588.19 | 0.62312
7.6813 | 28699.17 | 0.7917 | 7.6813 | 22639.52 | 0.62454
7.7017 | 28600.25 | 0.78897 | 7.7017 | 22609.44 | 0.62371
7.7221 | 28613.54 | 0.78934 | 7.7221 | 22643.19 | 0.62464
7.7424 | 28743.24 | 0.79292 | 7.7424 | 22623.07 | 0.62408
7.7628 | 28870.02 | 0.79641 | 7.7628 | 22568.18 | 0.62257
7.7832 | 28872.96 | 0.7965 | 7.7832 | 22559.8 | 0.62234
7.8036 | 28717 | 0.79219 | 7.8036 | 22461.05 | 0.61962
7.8239 | 28479.29 | 0.78564 | 7.8239 | 22080.03 | 0.6091
7.8443 | 28353.34 | 0.78216 | 7.8443 | 22095.15 | 0.60952
7.8647 | 28278.75 | 0.7801 | 7.8647 | 22228.9 | 0.61321
7.8851 | 28151.03 | 0.77658 | 7.8851 | 21917.34 | 0.60462
7.9054 | 28185.78 | 0.77754 | 7.9054 | 21951.36 | 0.60555
7.9258 | 28249.63 | 0.7793 | 7.9258 | 22142.76 | 0.61083
7.9462 | 28271.24 | 0.7799 | 7.9462 | 22081.02 | 0.60913
7.9666 | 28270.67 | 0.77988 | 7.9666 | 21953.21 | 0.60561
7.9869 | 28315.79 | 0.78113 | 7.9869 | 21918.86 | 0.60466
8.0073 | 28415.95 | 0.78389 | 8.0073 | 21819.25 | 0.60191
8.0277 | 28414.81 | 0.78386 | 8.0277 | 21852.49 | 0.60283
8.0481 | 28133.46 | 0.7761 | 8.0481 | 21674.4 | 0.59791
8.0684 | 28014.55 | 0.77282 | 8.0684 | 21783.67 | 0.60093
8.0888 | 27963.67 | 0.77141 | 8.0888 | 21643.27 | 0.59706
8.1092 | 27948.46 | 0.77099 | 8.1092 | 21544.33 | 0.59433
8.1296 | 27886.38 | 0.76928 | 8.1296 | 21621.03 | 0.59644
8.1499 | 27746.54 | 0.76542 | 8.1499 | 21627.22 | 0.59661
8.1703 | 27612.14 | 0.76171 | 8.1703 | 21496.06 | 0.59299
8.1907 | 27638.91 | 0.76245 | 8.1907 | 21451.86 | 0.59178
8.2111 | 27753.69 | 0.76562 | 8.2111 | 21570.44 | 0.59505
8.2314 | 27560.59 | 0.76029 | 8.2314 | 21491.1 | 0.59286
8.2518 | 27468.21 | 0.75774 | 8.2518 | 21303.93 | 0.58769
8.2722 | 27596.15 | 0.76127 | 8.2722 | 21151.9 | 0.5835
8.2926 | 27672.58 | 0.76338 | 8.2926 | 21072.21 | 0.5813
8.3129 | 27621.74 | 0.76198 | 8.3129 | 20689.13 | 0.57073
8.3333 | 27512.94 | 0.75898 | 8.3333 | 20613.16 | 0.56864
8.3537 | 27431.94 | 0.75674 | 8.3537 | 20732.7 | 0.57194
8.3741 | 27333.53 | 0.75403 | 8.3741 | 20783.55 | 0.57334
8.3944 | 27169.41 | 0.7495 | 8.3944 | 20748.02 | 0.57236
8.4148 | 26982.51 | 0.74435 | 8.4148 | 20756.88 | 0.5726
8.4352 | 26869.46 | 0.74123 | 8.4352 | 20795.1 | 0.57366
8.4556 | 27020.79 | 0.7454 | 8.4556 | 20662.15 | 0.56999
8.4759 | 27065.71 | 0.74664 | 8.4759 | 20612.04 | 0.56861
8.4963 | 27087.07 | 0.74723 | 8.4963 | 20508.41 | 0.56575
8.5167 | 27337.88 | 0.75415 | 8.5167 | 20398.15 | 0.56271
8.5371 | 27364.88 | 0.75489 | 8.5371 | 20555.31 | 0.56704
8.5574 | 27246.4 | 0.75162 | 8.5574 | 20671.05 | 0.57024
8.5778 | 27180.12 | 0.7498 | 8.5778 | 20595.16 | 0.56814
8.5982 | 27159.38 | 0.74922 | 8.5982 | 20373.77 | 0.56204
8.6186 | 27061.17 | 0.74652 | 8.6186 | 20177.41 | 0.55662
8.6389 | 26900.59 | 0.74209 | 8.6389 | 20200.34 | 0.55725
8.6593 | 26838 | 0.74036 | 8.6593 | 20235.87 | 0.55823
8.6797 | 27117.32 | 0.74806 | 8.6797 | 20157.28 | 0.55606
8.7001 | 27164.21 | 0.74936 | 8.7001 | 20077.1 | 0.55385
8.7204 | 26967.2 | 0.74392 | 8.7204 | 20051.37 | 0.55314
8.7408 | 26696.75 | 0.73646 | 8.7408 | 20024.06 | 0.55239
8.7612 | 26643.89 | 0.735 | 8.7612 | 19951.38 | 0.55038
8.7816 | 26725.52 | 0.73726 | 8.7816 | 19826.61 | 0.54694
8.8019 | 26746.93 | 0.73785 | 8.8019 | 19698.08 | 0.5434
8.8223 | 26685.71 | 0.73616 | 8.8223 | 19609.15 | 0.54094
8.8427 | 26613.98 | 0.73418 | 8.8427 | 19553.6 | 0.53941
8.8631 | 26456.74 | 0.72984 | 8.8631 | 19540.03 | 0.53904
8.8834 | 26302.36 | 0.72558 | 8.8834 | 19672.25 | 0.54268
8.9038 | 26365.46 | 0.72732 | 8.9038 | 19826.07 | 0.54693
8.9242 | 26403.21 | 0.72836 | 8.9242 | 19910.57 | 0.54926
8.9446 | 26407.26 | 0.72848 | 8.9446 | 19724.34 | 0.54412
8.9649 | 26451.16 | 0.72969 | 8.9649 | 19432.94 | 0.53608
8.9853 | 26502.89 | 0.73111 | 8.9853 | 19293.77 | 0.53224
9.0057 | 26477.17 | 0.7304 | 9.0057 | 19285.46 | 0.53201
9.0261 | 26332.06 | 0.7264 | 9.0261 | 19250.56 | 0.53105
9.0464 | 26099.3 | 0.71998 | 9.0464 | 19154.34 | 0.5284
9.0668 | 25886.54 | 0.71411 | 9.0668 | 19086.94 | 0.52654
9.0872 | 25909.62 | 0.71475 | 9.0872 | 19056.78 | 0.5257
9.1076 | 26016.12 | 0.71769 | 9.1076 | 18927.29 | 0.52213
9.1279 | 25861.02 | 0.71341 | 9.1279 | 18805.43 | 0.51877
9.1483 | 25854.9 | 0.71324 | 9.1483 | 18864.04 | 0.52039
9.1687 | 26007.2 | 0.71744 | 9.1687 | 18864.69 | 0.52041
9.1891 | 26074.03 | 0.71928 | 9.1891 | 18767.74 | 0.51773
9.2094 | 25940.67 | 0.7156 | 9.2094 | 18693.41 | 0.51568
9.2298 | 25772.46 | 0.71096 | 9.2298 | 18614.11 | 0.51349
9.2502 | 25793.24 | 0.71154 | 9.2502 | 18517.62 | 0.51083
9.2706 | 25963.67 | 0.71624 | 9.2706 | 18505.63 | 0.5105
9.2909 | 25991.31 | 0.717 | 9.2909 | 18495.39 | 0.51022
9.3113 | 25874.79 | 0.71379 | 9.3113 | 18595.81 | 0.51299
9.3317 | 25689.38 | 0.70867 | 9.3317 | 18623.4 | 0.51375
9.3521 | 25448.9 | 0.70204 | 9.3521 | 18545.14 | 0.51159
9.3724 | 25352.47 | 0.69938 | 9.3724 | 18510.2 | 0.51063
9.3928 | 25412.78 | 0.70104 | 9.3928 | 18496.91 | 0.51026
9.4132 | 25457.11 | 0.70227 | 9.4132 | 18372.87 | 0.50684
9.4336 | 25405.25 | 0.70083 | 9.4336 | 18346.05 | 0.5061
9.4539 | 25336.71 | 0.69894 | 9.4539 | 18341.02 | 0.50596
9.4743 | 25374.95 | 0.7 | 9.4743 | 18149.58 | 0.50068
9.4947 | 25505.05 | 0.70359 | 9.4947 | 18033.2 | 0.49747
9.5151 | 25511.17 | 0.70376 | 9.5151 | 18208.98 | 0.50232
9.5354 | 25379.61 | 0.70013 | 9.5354 | 18108.68 | 0.49955
9.5558 | 25253.21 | 0.69664 | 9.5558 | 18045.49 | 0.49781
9.5762 | 25217.27 | 0.69565 | 9.5762 | 17879.69 | 0.49323
9.5966 | 25098.8 | 0.69238 | 9.5966 | 17873.05 | 0.49305
9.6169 | 24941.13 | 0.68803 | 9.6169 | 17841.42 | 0.49218
9.6373 | 24984.15 | 0.68922 | 9.6373 | 17753.05 | 0.48974
9.6577 | 25125.2 | 0.69311 | 9.6577 | 17787.21 | 0.49068
9.6781 | 25136.09 | 0.69341 | 9.6781 | 17867.2 | 0.49289
9.6984 | 24998.86 | 0.68962 | 9.6984 | 17764.11 | 0.49004
9.7188 | 24838.6 | 0.6852 | 9.7188 | 17587.13 | 0.48516
9.7392 | 24684.92 | 0.68096 | 9.7392 | 17556.53 | 0.48432
9.7596 | 24619.36 | 0.67915 | 9.7596 | 17666.7 | 0.48736
9.7799 | 24720.39 | 0.68194 | 9.7799 | 17537.29 | 0.48379
9.8003 | 24759.03 | 0.68301 | 9.8003 | 17587.5 | 0.48517
9.8207 | 24662.31 | 0.68034 | 9.8207 | 17311.12 | 0.47755
9.8411 | 24447.6 | 0.67442 | 9.8411 | 17347.46 | 0.47855
9.8614 | 24330.66 | 0.67119 | 9.8614 | 17148.29 | 0.47306
9.8818 | 24341.67 | 0.67149 | 9.8818 | 17047.22 | 0.47027
9.9022 | 24353.52 | 0.67182 | 9.9022 | 17241.56 | 0.47563
9.9226 | 24262.92 | 0.66932 | 9.9226 | 17169.75 | 0.47365
9.9429 | 24098.36 | 0.66478 | 9.9429 | 16779.04 | 0.46287
9.9633 | 24069.53 | 0.66399 | 9.9633 | 16716.04 | 0.46113
9.9837 | 24168.55 | 0.66672 | 9.9837 | 16831.89 | 0.46433
10.004 | 24089.26 | 0.66453 | 10.004 | 16773.96 | 0.46273
10.0244 | 24033.43 | 0.66299 | 10.0244 | 16873.85 | 0.46549
10.0448 | 24048.65 | 0.66341 | 10.0448 | 16822.66 | 0.46407
10.0652 | 24136.16 | 0.66583 | 10.0652 | 16827.98 | 0.46422
10.0855 | 24117.09 | 0.6653 | 10.0855 | 16752.84 | 0.46215
10.1059 | 24011.46 | 0.66239 | 10.1059 | 16505.39 | 0.45532
10.1263 | 23996.07 | 0.66196 | 10.1263 | 16422.71 | 0.45304
10.1467 | 24053.41 | 0.66354 | 10.1467 | 16578.11 | 0.45733
10.167 | 23974.6 | 0.66137 | 10.167 | 16507.91 | 0.45539
10.1874 | 23863.34 | 0.6583 | 10.1874 | 16503.12 | 0.45526
10.2078 | 23770.59 | 0.65574 | 10.2078 | 16428.67 | 0.4532
10.2282 | 23598.33 | 0.65099 | 10.2282 | 16344.93 | 0.45089
10.2485 | 23544.38 | 0.6495 | 10.2485 | 16593.16 | 0.45774
10.2689 | 23594.94 | 0.65089 | 10.2689 | 16443.53 | 0.45361
10.2893 | 23380.61 | 0.64498 | 10.2893 | 16347.05 | 0.45095
10.3097 | 23184.78 | 0.63958 | 10.3097 | 16466.23 | 0.45424
10.33 | 23178.8 | 0.63942 | 10.33 | 16438.41 | 0.45347
10.3504 | 23305.08 | 0.6429 | 10.3504 | 16292.51 | 0.44945
10.3708 | 23435.83 | 0.64651 | 10.3708 | 16264.8 | 0.44868
10.3912 | 23496.41 | 0.64818 | 10.3912 | 16211.81 | 0.44722
10.4116 | 23524.27 | 0.64895 | 10.4116 | 16024.37 | 0.44205
10.4319 | 23552.63 | 0.64973 | 10.4319 | 15984.31 | 0.44095
10.4523 | 23353.17 | 0.64423 | 10.4523 | 15938.99 | 0.4397
10.4727 | 23141.62 | 0.63839 | 10.4727 | 15784.64 | 0.43544
10.4931 | 23197.93 | 0.63994 | 10.4931 | 15715.32 | 0.43353
10.5134 | 23336.88 | 0.64378 | 10.5134 | 15726.2 | 0.43383
10.5338 | 23416.09 | 0.64596 | 10.5338 | 15822.95 | 0.4365
10.5542 | 23310.05 | 0.64304 | 10.5542 | 15767.52 | 0.43497
10.5746 | 23063.3 | 0.63623 | 10.5746 | 15620.9 | 0.43092
10.5949 | 22848.16 | 0.63029 | 10.5949 | 15537.06 | 0.42861
10.6153 | 22815.35 | 0.62939 | 10.6153 | 15499.13 | 0.42756
10.6357 | 22876.49 | 0.63108 | 10.6357 | 15473.49 | 0.42685
10.6561 | 22624.11 | 0.62411 | 10.6561 | 15426.31 | 0.42555
10.6764 | 22602.69 | 0.62352 | 10.6764 | 15368.66 | 0.42396
10.6968 | 22856.87 | 0.63053 | 10.6968 | 15322.3 | 0.42268
10.7172 | 22633.8 | 0.62438 | 10.7172 | 15294.28 | 0.42191
10.7376 | 22593.59 | 0.62327 | 10.7376 | 15212.37 | 0.41965
10.7579 | 22730.13 | 0.62704 | 10.7579 | 15111.25 | 0.41686
10.7783 | 22700.78 | 0.62623 | 10.7783 | 15185.26 | 0.4189
10.7987 | 22597.94 | 0.62339 | 10.7987 | 15310.69 | 0.42236
10.8191 | 22559.59 | 0.62233 | 10.8191 | 15252.34 | 0.42075
10.8394 | 22574.77 | 0.62275 | 10.8394 | 15057.52 | 0.41538
10.8598 | 22603.49 | 0.62354 | 10.8598 | 14947.28 | 0.41234
10.8802 | 22576.88 | 0.62281 | 10.8802 | 14901.44 | 0.41107
10.9006 | 22473.1 | 0.61995 | 10.9006 | 14867.11 | 0.41013
10.9209 | 22237.76 | 0.61346 | 10.9209 | 14925.19 | 0.41173
10.9413 | 22185.59 | 0.61202 | 10.9413 | 15018.36 | 0.4143
10.9617 | 22222.6 | 0.61304 | 10.9617 | 14945.16 | 0.41228
10.982 | 22295.22 | 0.61504 | 10.982 | 14775.61 | 0.4076
11.0024 | 22303.01 | 0.61526 | 11.0024 | 14679.47 | 0.40495
11.0228 | 22248.94 | 0.61376 | 11.0228 | 14610.61 | 0.40305
11.0432 | 22155.96 | 0.6112 | 11.0432 | 14576.36 | 0.40211
11.0635 | 22090.01 | 0.60938 | 11.0635 | 14581.06 | 0.40224
11.0839 | 22048.25 | 0.60823 | 11.0839 | 14537.47 | 0.40103
11.1043 | 21913.41 | 0.60451 | 11.1043 | 14398.96 | 0.39721
11.1247 | 21670.77 | 0.59781 | 11.1247 | 14307.42 | 0.39469
11.145 | 21492.25 | 0.59289 | 11.145 | 14362.12 | 0.3962
11.1654 | 21525.35 | 0.5938 | 11.1654 | 14226.55 | 0.39246
11.1858 | 21788.74 | 0.60107 | 11.1858 | 14157.55 | 0.39055
11.2062 | 21828.14 | 0.60216 | 11.2062 | 14279.71 | 0.39392
11.2265 | 21742.9 | 0.5998 | 11.2265 | 14268.46 | 0.39361
11.2469 | 21645.5 | 0.59712 | 11.2469 | 14232.02 | 0.39261
11.2673 | 21556.07 | 0.59465 | 11.2673 | 14287.8 | 0.39415
11.2877 | 21496.81 | 0.59302 | 11.2877 | 14227.94 | 0.39249
11.308 | 21490.36 | 0.59284 | 11.308 | 14029.79 | 0.38703
11.3284 | 21540.45 | 0.59422 | 11.3284 | 13891.21 | 0.38321
11.3488 | 21631.21 | 0.59672 | 11.3488 | 13871.38 | 0.38266
11.3692 | 21717.87 | 0.59911 | 11.3692 | 13928.91 | 0.38425
11.3895 | 21712.63 | 0.59897 | 11.3895 | 14125.63 | 0.38967
11.4099 | 21447.14 | 0.59165 | 11.4099 | 14076.99 | 0.38833
11.4303 | 21184.44 | 0.5844 | 11.4303 | 13868.34 | 0.38257
11.4507 | 21110.28 | 0.58235 | 11.4507 | 13706.02 | 0.3781
11.471 | 21058.49 | 0.58092 | 11.471 | 13618.34 | 0.37568
11.4914 | 21001.66 | 0.57936 | 11.4914 | 13481.77 | 0.37191
11.5118 | 20970.66 | 0.5785 | 11.5118 | 13459.66 | 0.3713
11.5322 | 20978.86 | 0.57873 | 11.5322 | 13531.47 | 0.37328
11.5525 | 20999.72 | 0.5793 | 11.5525 | 13567.15 | 0.37427
11.5729 | 20981.39 | 0.5788 | 11.5729 | 13516.15 | 0.37286
11.5933 | 20884.12 | 0.57611 | 11.5933 | 13482.58 | 0.37193
11.6137 | 20747.71 | 0.57235 | 11.6137 | 13561.3 | 0.3741
11.634 | 20720.33 | 0.5716 | 11.634 | 13531.93 | 0.37329
11.6544 | 20813.41 | 0.57416 | 11.6544 | 13333.09 | 0.36781
11.6748 | 20603.21 | 0.56836 | 11.6748 | 13352.89 | 0.36836
11.6952 | 20404.06 | 0.56287 | 11.6952 | 13298.3 | 0.36685
11.7155 | 20618.65 | 0.56879 | 11.7155 | 13187.92 | 0.3638
11.7359 | 20709.44 | 0.57129 | 11.7359 | 13113.9 | 0.36176
11.7563 | 20617.62 | 0.56876 | 11.7563 | 12970.86 | 0.35782
11.7767 | 20533.36 | 0.56644 | 11.7767 | 12938.89 | 0.35693
11.797 | 20486.11 | 0.56513 | 11.797 | 12944.93 | 0.3571
11.8174 | 20425.95 | 0.56347 | 11.8174 | 12818.12 | 0.3536
11.8378 | 20344.23 | 0.56122 | 11.8378 | 12784.14 | 0.35267
11.8582 | 20277.12 | 0.55937 | 11.8582 | 13012.39 | 0.35896
11.8785 | 20302.02 | 0.56006 | 11.8785 | 13009.66 | 0.35889
11.8989 | 20408.97 | 0.56301 | 11.8989 | 12964.98 | 0.35765
11.9193 | 20495.94 | 0.56541 | 11.9193 | 12660.98 | 0.34927
11.9397 | 20229.13 | 0.55804 | 11.9397 | 12732.56 | 0.35124
11.96 | 19790.84 | 0.54595 | 11.96 | 12760.83 | 0.35202
11.9804 | 19792.94 | 0.54601 | 11.9804 | 12735.75 | 0.35133
12.0008 | 19873.23 | 0.54823 | 12.0008 | 12708.42 | 0.35058
12.0212 | 19928.5 | 0.54975 | 12.0212 | 12812.45 | 0.35345
12.0415 | 19848.52 | 0.54755 | 12.0415 | 12675.5 | 0.34967
12.0619 | 19773.49 | 0.54548 | 12.0619 | 12486.66 | 0.34446
12.0823 | 19823.56 | 0.54686 | 12.0823 | 12434.81 | 0.34303
12.1027 | 19857.28 | 0.54779 | 12.1027 | 12466.63 | 0.34391
12.123 | 19802.03 | 0.54626 | 12.123 | 12566.51 | 0.34666
12.1434 | 19900.58 | 0.54898 | 12.1434 | 12515.98 | 0.34527
12.1638 | 20055.6 | 0.55326 | 12.1638 | 12550.81 | 0.34623
12.1842 | 19879.66 | 0.5484 | 12.1842 | 12258.55 | 0.33817
12.2045 | 19670.6 | 0.54264 | 12.2045 | 12018.42 | 0.33154
12.2249 | 19452 | 0.53661 | 12.2249 | 12114.87 | 0.3342
12.2453 | 19435.32 | 0.53615 | 12.2453 | 12089.06 | 0.33349
12.2657 | 19435.51 | 0.53615 | 12.2657 | 12218.8 | 0.33707
12.286 | 19420.31 | 0.53573 | 12.286 | 12079.1 | 0.33322
12.3064 | 19445.95 | 0.53644 | 12.3064 | 11948.71 | 0.32962
12.3268 | 19405.32 | 0.53532 | 12.3268 | 11913.65 | 0.32865
12.3472 | 19220.04 | 0.53021 | 12.3472 | 11895.04 | 0.32814
12.3675 | 19034.92 | 0.5251 | 12.3675 | 11917.05 | 0.32875
12.3879 | 18979.42 | 0.52357 | 12.3879 | 11915.74 | 0.32871
12.4083 | 18930.25 | 0.52221 | 12.4083 | 11786.3 | 0.32514
12.4287 | 18905.29 | 0.52153 | 12.4287 | 11788.76 | 0.32521
12.449 | 19062.63 | 0.52587 | 12.449 | 11973.59 | 0.33031
12.4694 | 19211.1 | 0.52996 | 12.4694 | 11851.58 | 0.32694
12.4898 | 19293.08 | 0.53222 | 12.4898 | 11599.3 | 0.31998
12.5102 | 19141.78 | 0.52805 | 12.5102 | 11515.88 | 0.31768
12.5305 | 19033.97 | 0.52508 | 12.5305 | 11576.3 | 0.31935
12.5509 | 19066.56 | 0.52597 | 12.5509 | 11639.07 | 0.32108
12.5713 | 19072.97 | 0.52615 | 12.5713 | 11649.56 | 0.32137
12.5917 | 19020.6 | 0.52471 | 12.5917 | 11549.46 | 0.31861
12.612 | 18963.23 | 0.52312 | 12.612 | 11338.2 | 0.31278
12.6324 | 18853 | 0.52008 | 12.6324 | 11234.1 | 0.30991
12.6528 | 18663.29 | 0.51485 | 12.6528 | 11359.39 | 0.31336
12.6732 | 18530.61 | 0.51119 | 12.6732 | 11446.56 | 0.31577
12.6935 | 18528.37 | 0.51113 | 12.6935 | 11346.24 | 0.313
12.7139 | 18625.83 | 0.51382 | 12.7139 | 11236.55 | 0.30997
12.7343 | 18737.39 | 0.51689 | 12.7343 | 11202.58 | 0.30904
12.7547 | 18808.56 | 0.51886 | 12.7547 | 11213.27 | 0.30933
12.775 | 18636.58 | 0.51411 | 12.775 | 11214.84 | 0.30937
12.7954 | 18377.72 | 0.50697 | 12.7954 | 11214.82 | 0.30937
12.8158 | 18242.09 | 0.50323 | 12.8158 | 11204.66 | 0.30909
12.8362 | 18265.46 | 0.50387 | 12.8362 | 11068.25 | 0.30533
12.8565 | 18408.26 | 0.50781 | 12.8565 | 10916.27 | 0.30114
12.8769 | 18620.27 | 0.51366 | 12.8769 | 10852.43 | 0.29938
12.8973 | 18675.74 | 0.51519 | 12.8973 | 10829.74 | 0.29875
12.9177 | 18415.66 | 0.50802 | 12.9177 | 10828.96 | 0.29873
12.938 | 18096.77 | 0.49922 | 12.938 | 10858.13 | 0.29953
12.9584 | 18058.02 | 0.49815 | 12.9584 | 10804.2 | 0.29805
12.9788 | 18091.61 | 0.49908 | 12.9788 | 10662.52 | 0.29414
12.9992 | 17980.44 | 0.49601 | 12.9992 | 10664.65 | 0.2942
13.0195 | 17842.8 | 0.49222 | 13.0195 | 10714.16 | 0.29556
13.0399 | 17724.14 | 0.48894 | 13.0399 | 10494.63 | 0.28951
13.0603 | 17688.13 | 0.48795 | 13.0603 | 10410.11 | 0.28718
13.0807 | 17752.52 | 0.48972 | 13.0807 | 10526.84 | 0.2904
13.101 | 17853.96 | 0.49252 | 13.101 | 10542.21 | 0.29082
13.1214 | 17854.9 | 0.49255 | 13.1214 | 10417.05 | 0.28737
13.1418 | 17825.62 | 0.49174 | 13.1418 | 10427.23 | 0.28765
13.1622 | 17822.76 | 0.49166 | 13.1622 | 10452.2 | 0.28834
13.1825 | 17818.52 | 0.49155 | 13.1825 | 10374.77 | 0.2862
13.2029 | 17770.22 | 0.49021 | 13.2029 | 10279.36 | 0.28357
13.2233 | 17677.41 | 0.48765 | 13.2233 | 10287.09 | 0.28378
13.2437 | 17633.54 | 0.48644 | 13.2437 | 10346.77 | 0.28543
13.264 | 17734.35 | 0.48922 | 13.264 | 10234.39 | 0.28233
13.2844 | 17745.42 | 0.48953 | 13.2844 | 10122.29 | 0.27924
13.3048 | 17527.71 | 0.48352 | 13.3048 | 10144.35 | 0.27984
13.3252 | 17331.42 | 0.47811 | 13.3252 | 10020.25 | 0.27642
13.3455 | 17151.83 | 0.47315 | 13.3455 | 10050.28 | 0.27725
13.3659 | 17019.48 | 0.4695 | 13.3659 | 9853.526 | 0.27182
13.3863 | 17065.78 | 0.47078 | 13.3863 | 10071.25 | 0.27783
13.4067 | 17217.59 | 0.47497 | 13.4067 | 9957.754 | 0.2747
13.427 | 17358.83 | 0.47886 | 13.427 | 10006.63 | 0.27604
13.4474 | 17316.36 | 0.47769 | 13.4474 | 10068.65 | 0.27776
13.4678 | 17094.95 | 0.47158 | 13.4678 | 9945.48 | 0.27436
13.4881 | 16955.4 | 0.46774 | 13.4881 | 9885.989 | 0.27272
13.5085 | 16945.93 | 0.46747 | 13.5085 | 9891.633 | 0.27287
13.5289 | 16897.63 | 0.46614 | 13.5289 | 9833.218 | 0.27126
13.5493 | 16829.58 | 0.46426 | 13.5493 | 9845.479 | 0.2716
13.5696 | 16766.59 | 0.46253 | 13.5696 | 9681.338 | 0.26707
13.59 | 16674.17 | 0.45998 | 13.59 | 9550.709 | 0.26347
13.6104 | 16566.15 | 0.457 | 13.6104 | 9595.904 | 0.26471
13.6308 | 16635.74 | 0.45892 | 13.6308 | 9546.444 | 0.26335
13.6511 | 16693.71 | 0.46052 | 13.6511 | 9387.666 | 0.25897
13.6715 | 16697.09 | 0.46061 | 13.6715 | 9463.297 | 0.26106
13.6919 | 16565.1 | 0.45697 | 13.6919 | 9520.494 | 0.26263
13.7123 | 16429.93 | 0.45324 | 13.7123 | 9576.825 | 0.26419
13.7326 | 16391.33 | 0.45217 | 13.7326 | 9463.215 | 0.26105
13.753 | 16306.21 | 0.44983 | 13.753 | 9402.288 | 0.25937
13.7734 | 16196.26 | 0.44679 | 13.7734 | 9407.024 | 0.2595
13.7938 | 16243.1 | 0.44809 | 13.7938 | 9377.522 | 0.25869
13.8141 | 16379.16 | 0.45184 | 13.8141 | 9351.783 | 0.25798
13.8345 | 16415.74 | 0.45285 | 13.8345 | 9356.2 | 0.2581
13.8549 | 16383.84 | 0.45197 | 13.8549 | 9341.766 | 0.2577
13.8753 | 16373.44 | 0.45168 | 13.8753 | 9338.839 | 0.25762
13.8956 | 16425.33 | 0.45311 | 13.8956 | 9297.18 | 0.25647
13.916 | 16491.78 | 0.45495 | 13.916 | 9169.566 | 0.25295
13.9364 | 16416.73 | 0.45288 | 13.9364 | 9066.751 | 0.25012
13.9568 | 16242.24 | 0.44806 | 13.9568 | 9033.359 | 0.2492
13.9771 | 16050.69 | 0.44278 | 13.9771 | 9061.773 | 0.24998
13.9975 | 16088.82 | 0.44383 | 13.9975 | 9075.8 | 0.25037
14.0179 | 16144.63 | 0.44537 | 14.0179 | 9003.471 | 0.24837
14.0383 | 15966.59 | 0.44046 | 14.0383 | 8939.955 | 0.24662
14.0587 | 15805.25 | 0.43601 | 14.0587 | 8920.518 | 0.24608
14.079 | 15803.36 | 0.43595 | 14.079 | 8871.676 | 0.24474
14.0994 | 15836.02 | 0.43686 | 14.0994 | 8849.131 | 0.24411
14.1198 | 15789.45 | 0.43557 | 14.1198 | 8834.142 | 0.2437
14.1402 | 15679.87 | 0.43255 | 14.1402 | 8805.283 | 0.2429
14.1605 | 15612.45 | 0.43069 | 14.1605 | 8793.908 | 0.24259
14.1809 | 15661.75 | 0.43205 | 14.1809 | 8726.912 | 0.24074
14.2013 | 15742.82 | 0.43428 | 14.2013 | 8574.742 | 0.23654
14.2217 | 15756.83 | 0.43467 | 14.2217 | 8517.428 | 0.23496
14.242 | 15745.66 | 0.43436 | 14.242 | 8488.868 | 0.23418
14.2624 | 15688.93 | 0.4328 | 14.2624 | 8633.693 | 0.23817
14.2828 | 15548.77 | 0.42893 | 14.2828 | 8485.668 | 0.23409
14.3032 | 15402.62 | 0.4249 | 14.3032 | 8601.496 | 0.23728
14.3235 | 15321.87 | 0.42267 | 14.3235 | 8405.253 | 0.23187
14.3439 | 15299.5 | 0.42206 | 14.3439 | 8263.117 | 0.22795
14.3643 | 15314.75 | 0.42248 | 14.3643 | 8423.993 | 0.23239
14.3847 | 15334.04 | 0.42301 | 14.3847 | 8499.238 | 0.23446
14.405 | 15343.76 | 0.42328 | 14.405 | 8405.28 | 0.23187
14.4254 | 15319.17 | 0.4226 | 14.4254 | 8297.753 | 0.2289
14.4458 | 15199.15 | 0.41929 | 14.4458 | 8270.35 | 0.22815
14.4662 | 15030.44 | 0.41463 | 14.4662 | 8257.095 | 0.22778
14.4865 | 14912.37 | 0.41138 | 14.4865 | 8252.103 | 0.22764
14.5069 | 14905.88 | 0.4112 | 14.5069 | 8294.564 | 0.22882
14.5273 | 15006.08 | 0.41396 | 14.5273 | 8325.109 | 0.22966
14.5477 | 15071.83 | 0.41577 | 14.5477 | 8323.996 | 0.22963
14.568 | 15026.06 | 0.41451 | 14.568 | 8228.539 | 0.22699
14.5884 | 14904.84 | 0.41117 | 14.5884 | 8092.755 | 0.22325
14.6088 | 14786.8 | 0.40791 | 14.6088 | 8082.811 | 0.22297
14.6291 | 14847.64 | 0.40959 | 14.6291 | 8184.913 | 0.22579
14.6495 | 14808.32 | 0.40851 | 14.6495 | 8160.435 | 0.22512
14.6699 | 14693.36 | 0.40533 | 14.6699 | 8019.026 | 0.22121
14.6903 | 14564.55 | 0.40178 | 14.6903 | 8050.616 | 0.22209
14.7106 | 14614.74 | 0.40317 | 14.7106 | 8042.058 | 0.22185
14.731 | 14915.87 | 0.41147 | 14.731 | 7918.913 | 0.21845
14.7514 | 14897.58 | 0.41097 | 14.7514 | 7818.749 | 0.21569
14.7718 | 14649.09 | 0.40411 | 14.7718 | 7765.744 | 0.21423
14.7921 | 14385.66 | 0.39685 | 14.7921 | 7809.553 | 0.21544
14.8125 | 14237.62 | 0.39276 | 14.8125 | 7880.182 | 0.21738
14.8329 | 14223.61 | 0.39238 | 14.8329 | 7912.356 | 0.21827
14.8533 | 14266.42 | 0.39356 | 14.8533 | 7862.505 | 0.2169
14.8736 | 14291.19 | 0.39424 | 14.8736 | 7694.691 | 0.21227
14.894 | 14241.62 | 0.39287 | 14.894 | 7559.899 | 0.20855
14.9144 | 14180.54 | 0.39119 | 14.9144 | 7570.595 | 0.20884
14.9348 | 14243.3 | 0.39292 | 14.9348 | 7631.251 | 0.21052
14.9551 | 14372.44 | 0.39648 | 14.9551 | 7687.905 | 0.21208
14.9755 | 14522.96 | 0.40063 | 14.9755 | 7670.222 | 0.21159
14.9959 | 14453.84 | 0.39873 | 14.9959 | 7593.47 | 0.20948
15.0163 | 14294.03 | 0.39432 | 15.0163 | 7527.694 | 0.20766
15.0366 | 14183.8 | 0.39128 | 15.0366 | 7526.006 | 0.20761
15.057 | 14097.59 | 0.3889 | 15.057 | 7530.516 | 0.20774
15.0774 | 14001.61 | 0.38625 | 15.0774 | 7480.574 | 0.20636
15.0978 | 13849.07 | 0.38204 | 15.0978 | 7496.871 | 0.20681
15.1181 | 13752.47 | 0.37938 | 15.1181 | 7435.81 | 0.20513
15.1385 | 13790.02 | 0.38041 | 15.1385 | 7328.351 | 0.20216
15.1589 | 13807.76 | 0.3809 | 15.1589 | 7287.544 | 0.20104
15.1793 | 13752.49 | 0.37938 | 15.1793 | 7241.682 | 0.19977
15.1996 | 13761.94 | 0.37964 | 15.1996 | 7242.926 | 0.1998
15.22 | 13853.6 | 0.38217 | 15.22 | 7301.671 | 0.20143
15.2404 | 13884.68 | 0.38303 | 15.2404 | 7267.177 | 0.20047
15.2608 | 13789.11 | 0.38039 | 15.2608 | 7163.853 | 0.19762
15.2811 | 13615.4 | 0.3756 | 15.2811 | 7120.901 | 0.19644
15.3015 | 13466.93 | 0.3715 | 15.3015 | 7155.002 | 0.19738
15.3219 | 13402.99 | 0.36974 | 15.3219 | 7172.135 | 0.19785
15.3423 | 13313.13 | 0.36726 | 15.3423 | 7041.732 | 0.19425
15.3626 | 13204.79 | 0.36427 | 15.3626 | 6977.314 | 0.19248
15.383 | 13184.53 | 0.36371 | 15.383 | 7081.932 | 0.19536
15.4034 | 13258.63 | 0.36576 | 15.4034 | 7183.919 | 0.19818
15.4238 | 13379.02 | 0.36908 | 15.4238 | 7158.455 | 0.19747
15.4441 | 13357.51 | 0.36848 | 15.4441 | 6959.259 | 0.19198
15.4645 | 13239.02 | 0.36521 | 15.4645 | 6839.519 | 0.18868
15.4849 | 13172.21 | 0.36337 | 15.4849 | 6896.984 | 0.19026
15.5053 | 13093.91 | 0.36121 | 15.5053 | 6935.909 | 0.19134
15.5256 | 12977.19 | 0.35799 | 15.5256 | 6799.18 | 0.18756
15.546 | 12923.24 | 0.3565 | 15.546 | 6705.387 | 0.18498
15.5664 | 12929.04 | 0.35666 | 15.5664 | 6642.339 | 0.18324
15.5868 | 12925.15 | 0.35656 | 15.5868 | 6660.912 | 0.18375
15.6071 | 12922.24 | 0.35648 | 15.6071 | 6684.876 | 0.18441
15.6275 | 12947.4 | 0.35717 | 15.6275 | 6631.09 | 0.18293
15.6479 | 12949.65 | 0.35723 | 15.6479 | 6604.542 | 0.18219
15.6683 | 12892.27 | 0.35565 | 15.6683 | 6648.54 | 0.18341
15.6886 | 12812.26 | 0.35344 | 15.6886 | 6749.279 | 0.18619
15.709 | 12752.68 | 0.3518 | 15.709 | 6761.5 | 0.18652
15.7294 | 12800.27 | 0.35311 | 15.7294 | 6644.638 | 0.1833
15.7498 | 12810.59 | 0.3534 | 15.7498 | 6550.011 | 0.18069
15.7701 | 12663.72 | 0.34934 | 15.7701 | 6486.193 | 0.17893
15.7905 | 12729.52 | 0.35116 | 15.7905 | 6504.032 | 0.17942
15.8109 | 12953.89 | 0.35735 | 15.8109 | 6475.718 | 0.17864
15.8313 | 12761.51 | 0.35204 | 15.8313 | 6389.723 | 0.17627
15.8516 | 12658.07 | 0.34919 | 15.8516 | 6419.834 | 0.1771
15.872 | 12694.25 | 0.35019 | 15.872 | 6411.091 | 0.17686
15.8924 | 12716.78 | 0.35081 | 15.8924 | 6344.557 | 0.17502
15.9128 | 12710.52 | 0.35064 | 15.9128 | 6312.624 | 0.17414
15.9331 | 12652.33 | 0.34903 | 15.9331 | 6320.136 | 0.17435
15.9535 | 12535.56 | 0.34581 | 15.9535 | 6317.535 | 0.17428
15.9739 | 12375.95 | 0.34141 | 15.9739 | 6280.133 | 0.17325
15.9943 | 12225.6 | 0.33726 | 15.9943 | 6233.016 | 0.17195
16.0146 | 12127.36 | 0.33455 | 16.0146 | 6218.553 | 0.17155
16.035 | 12102.74 | 0.33387 | 16.035 | 6206.112 | 0.1712
16.0554 | 12105.85 | 0.33395 | 16.0554 | 6176.409 | 0.17038
16.0758 | 12081.86 | 0.33329 | 16.0758 | 6147.153 | 0.16958
16.0961 | 12033.25 | 0.33195 | 16.0961 | 6125.586 | 0.16898
16.1165 | 11976.57 | 0.33039 | 16.1165 | 6135.388 | 0.16925
16.1369 | 11937.06 | 0.3293 | 16.1369 | 6158.341 | 0.16989
16.1573 | 11929.27 | 0.32908 | 16.1573 | 6137.146 | 0.1693
16.1776 | 11968.89 | 0.33018 | 16.1776 | 6092.215 | 0.16806
16.198 | 12009.48 | 0.3313 | 16.198 | 6037.008 | 0.16654
16.2184 | 12016.31 | 0.33148 | 16.2184 | 5980.986 | 0.16499
16.2388 | 11954.94 | 0.32979 | 16.2388 | 5976.817 | 0.16488
16.2591 | 11843.76 | 0.32672 | 16.2591 | 6009.392 | 0.16578
16.2795 | 11697.88 | 0.3227 | 16.2795 | 5952.54 | 0.16421
16.2999 | 11612.19 | 0.32034 | 16.2999 | 5810.927 | 0.1603
16.3203 | 11620.76 | 0.32057 | 16.3203 | 5772.937 | 0.15925
16.3406 | 11677.07 | 0.32213 | 16.3406 | 5762.417 | 0.15896
16.361 | 11709.31 | 0.32302 | 16.361 | 5730.177 | 0.15807
16.3814 | 11658.34 | 0.32161 | 16.3814 | 5733.489 | 0.15817
16.4018 | 11640.18 | 0.32111 | 16.4018 | 5742.269 | 0.15841
16.4221 | 11737.85 | 0.3238 | 16.4221 | 5709.403 | 0.1575
16.4425 | 11852.11 | 0.32695 | 16.4425 | 5712.769 | 0.15759
16.4629 | 11866.22 | 0.32734 | 16.4629 | 5743.607 | 0.15844
16.4833 | 11734.29 | 0.3237 | 16.4833 | 5710.942 | 0.15754
16.5036 | 11559.32 | 0.31888 | 16.5036 | 5662.305 | 0.1562
16.524 | 11480.61 | 0.31671 | 16.524 | 5648.773 | 0.15583
16.5444 | 11461.71 | 0.31619 | 16.5444 | 5657.063 | 0.15606
16.5648 | 11412.64 | 0.31483 | 16.5648 | 5638.07 | 0.15553
16.5851 | 11347.22 | 0.31303 | 16.5851 | 5590.136 | 0.15421
16.6055 | 11280.16 | 0.31118 | 16.6055 | 5572.603 | 0.15373
16.6259 | 11202.21 | 0.30903 | 16.6259 | 5529.609 | 0.15254
16.6463 | 11102.5 | 0.30628 | 16.6463 | 5474.639 | 0.15102
16.6666 | 10990.06 | 0.30317 | 16.6666 | 5518.491 | 0.15223
16.687 | 10929.48 | 0.3015 | 16.687 | 5686.088 | 0.15686
16.7074 | 10973.69 | 0.30272 | 16.7074 | 5700.106 | 0.15724
16.7278 | 10977.92 | 0.30284 | 16.7278 | 5603.693 | 0.15458
16.7481 | 10946.28 | 0.30197 | 16.7481 | 5502.707 | 0.1518
16.7685 | 11006.92 | 0.30364 | 16.7685 | 5379.273 | 0.14839
16.7889 | 11072.02 | 0.30544 | 16.7889 | 5403.902 | 0.14907
16.8093 | 10992.41 | 0.30324 | 16.8093 | 5447.308 | 0.15027
16.8296 | 10870.33 | 0.29987 | 16.8296 | 5456.584 | 0.15053
16.85 | 10729.21 | 0.29598 | 16.85 | 5425.019 | 0.14966
16.8704 | 10766.32 | 0.297 | 16.8704 | 5399.111 | 0.14894
16.8908 | 10825.28 | 0.29863 | 16.8908 | 5334.848 | 0.14717
16.9111 | 10789.35 | 0.29764 | 16.9111 | 5254.772 | 0.14496
16.9315 | 10796.61 | 0.29784 | 16.9315 | 5230.64 | 0.14429
16.9519 | 10864.71 | 0.29972 | 16.9519 | 5266.56 | 0.14528
16.9723 | 10927.52 | 0.30145 | 16.9723 | 5281.426 | 0.14569
16.9926 | 10908.39 | 0.30092 | 16.9926 | 5232.442 | 0.14434
17.013 | 10720.1 | 0.29573 | 17.013 | 5208.348 | 0.14368
17.0334 | 10569.78 | 0.29158 | 17.0334 | 5226.262 | 0.14417
17.0538 | 10547.45 | 0.29096 | 17.0538 | 5214.349 | 0.14384
17.0741 | 10558.9 | 0.29128 | 17.0741 | 5173.901 | 0.14273
17.0945 | 10523.18 | 0.29029 | 17.0945 | 5153.034 | 0.14215
17.1149 | 10391.7 | 0.28667 | 17.1149 | 5149.922 | 0.14207
17.1352 | 10249.5 | 0.28274 | 17.1352 | 5140.158 | 0.1418
17.1556 | 10199.95 | 0.28138 | 17.1556 | 5111.874 | 0.14102
17.176 | 10208.19 | 0.28161 | 17.176 | 5065.99 | 0.13975
17.1964 | 10237.76 | 0.28242 | 17.1964 | 5030.079 | 0.13876
17.2168 | 10212.71 | 0.28173 | 17.2168 | 5013.512 | 0.1383
17.2371 | 10168.39 | 0.28051 | 17.2371 | 4981.979 | 0.13743
17.2575 | 10198.03 | 0.28132 | 17.2575 | 4962.111 | 0.13689
17.2779 | 10188.68 | 0.28107 | 17.2779 | 5004.61 | 0.13806
17.2982 | 10071.87 | 0.27784 | 17.2982 | 5013.729 | 0.13831
17.3186 | 10015.81 | 0.2763 | 17.3186 | 4939.885 | 0.13627
17.339 | 10047.26 | 0.27717 | 17.339 | 4921.947 | 0.13578
17.3594 | 10133.24 | 0.27954 | 17.3594 | 4873.932 | 0.13445
17.3798 | 10175.55 | 0.2807 | 17.3798 | 4823.266 | 0.13306
17.4001 | 10096.22 | 0.27852 | 17.4001 | 4834.86 | 0.13338
17.4205 | 10014.21 | 0.27625 | 17.4205 | 4769.03 | 0.13156
17.4409 | 9995.73 | 0.27574 | 17.4409 | 4793.029 | 0.13222
17.4612 | 10089.57 | 0.27833 | 17.4612 | 4868.868 | 0.13431
17.4816 | 10166.41 | 0.28045 | 17.4816 | 4835.059 | 0.13338
17.502 | 10073.33 | 0.27788 | 17.502 | 4789.788 | 0.13213
17.5224 | 9894.197 | 0.27294 | 17.5224 | 4723.159 | 0.13029
17.5428 | 9732.11 | 0.26847 | 17.5428 | 4713.949 | 0.13004
17.5631 | 9601.209 | 0.26486 | 17.5631 | 4736.931 | 0.13067
17.5835 | 9532.826 | 0.26297 | 17.5835 | 4738.312 | 0.13071
17.6039 | 9557.687 | 0.26366 | 17.6039 | 4715.105 | 0.13007
17.6242 | 9601.271 | 0.26486 | 17.6242 | 4698.148 | 0.1296
17.6446 | 9563.836 | 0.26383 | 17.6446 | 4713.896 | 0.13004
17.665 | 9490.581 | 0.26181 | 17.665 | 4718.828 | 0.13017
17.6854 | 9435.12 | 0.26028 | 17.6854 | 4693.425 | 0.12947
17.7057 | 9411.697 | 0.25963 | 17.7057 | 4614.091 | 0.12729
17.7261 | 9395.369 | 0.25918 | 17.7261 | 4531.33 | 0.125
17.7465 | 9326.244 | 0.25728 | 17.7465 | 4530.383 | 0.12498
17.7669 | 9240.953 | 0.25492 | 17.7669 | 4564.302 | 0.12591
17.7873 | 9220.377 | 0.25436 | 17.7873 | 4549.479 | 0.1255
17.8076 | 9276.842 | 0.25591 | 17.8076 | 4502.077 | 0.1242
17.828 | 9379.679 | 0.25875 | 17.828 | 4470.314 | 0.12332
17.8484 | 9449.571 | 0.26068 | 17.8484 | 4464.132 | 0.12315
17.8687 | 9450.022 | 0.26069 | 17.8687 | 4450.279 | 0.12277
17.8891 | 9417.673 | 0.2598 | 17.8891 | 4397.739 | 0.12132
17.9095 | 9342.923 | 0.25774 | 17.9095 | 4343.309 | 0.11982
17.9299 | 9234.15 | 0.25474 | 17.9299 | 4333.242 | 0.11954
17.9503 | 9169.277 | 0.25295 | 17.9503 | 4351.251 | 0.12003
17.9706 | 9211.772 | 0.25412 | 17.9706 | 4365.478 | 0.12043
17.991 | 9256.6 | 0.25535 | 17.991 | 4317.491 | 0.1191
18.0114 | 9283.798 | 0.2561 | 18.0114 | 4212.427 | 0.1162
18.0317 | 9212.45 | 0.25414 | 18.0317 | 4189.401 | 0.11557
18.0521 | 9112.646 | 0.25138 | 18.0521 | 4254.903 | 0.11738
18.0725 | 9010.321 | 0.24856 | 18.0725 | 4272.138 | 0.11785
18.0929 | 8969.136 | 0.24742 | 18.0929 | 4270.859 | 0.11782
18.1133 | 8982.305 | 0.24779 | 18.1133 | 4255.602 | 0.1174
18.1336 | 8887.561 | 0.24517 | 18.1336 | 4291.923 | 0.1184
18.154 | 8774.677 | 0.24206 | 18.154 | 4250.64 | 0.11726
18.1744 | 8759.529 | 0.24164 | 18.1744 | 4151.923 | 0.11454
18.1947 | 8828.113 | 0.24353 | 18.1947 | 4147.359 | 0.11441
18.2151 | 8955.989 | 0.24706 | 18.2151 | 4156.262 | 0.11466
18.2355 | 8913.227 | 0.24588 | 18.2355 | 4146.443 | 0.11438
18.2559 | 8769.138 | 0.24191 | 18.2559 | 4171.129 | 0.11507
18.2763 | 8694.201 | 0.23984 | 18.2763 | 4151.915 | 0.11454
18.2966 | 8724.869 | 0.24069 | 18.2966 | 4095.222 | 0.11297
18.317 | 8836.343 | 0.24376 | 18.317 | 4046.147 | 0.11162
18.3374 | 8804.04 | 0.24287 | 18.3374 | 4018.74 | 0.11086
18.3577 | 8603.948 | 0.23735 | 18.3577 | 4025.303 | 0.11104
18.3781 | 8505.342 | 0.23463 | 18.3781 | 4036.045 | 0.11134
18.3985 | 8528.308 | 0.23526 | 18.3985 | 4010.413 | 0.11063
18.4189 | 8518.718 | 0.235 | 18.4189 | 3947.713 | 0.1089
18.4393 | 8467.983 | 0.2336 | 18.4393 | 3916.094 | 0.10803
18.4596 | 8428.487 | 0.23251 | 18.4596 | 3941.11 | 0.10872
18.48 | 8445.759 | 0.23299 | 18.48 | 3968.858 | 0.10949
18.5004 | 8511.822 | 0.23481 | 18.5004 | 3975.016 | 0.10966
18.5207 | 8502.986 | 0.23457 | 18.5207 | 3972.337 | 0.10958
18.5411 | 8404.821 | 0.23186 | 18.5411 | 3973.828 | 0.10962
18.5615 | 8295.601 | 0.22884 | 18.5615 | 3997.508 | 0.11028
18.5819 | 8236.805 | 0.22722 | 18.5819 | 4005.018 | 0.11048
18.6022 | 8267.185 | 0.22806 | 18.6022 | 3934.452 | 0.10854
18.6226 | 8297.856 | 0.22891 | 18.6226 | 3829.374 | 0.10564
18.643 | 8270.744 | 0.22816 | 18.643 | 3845.383 | 0.10608
18.6634 | 8247.561 | 0.22752 | 18.6634 | 3922.525 | 0.10821
18.6837 | 8248.206 | 0.22754 | 18.6837 | 3888.865 | 0.10728
18.7041 | 8254.525 | 0.22771 | 18.7041 | 3803.136 | 0.10491
18.7245 | 8205.677 | 0.22636 | 18.7245 | 3794.428 | 0.10467
18.7449 | 8056.474 | 0.22225 | 18.7449 | 3803.244 | 0.10492
18.7652 | 7989.963 | 0.22041 | 18.7652 | 3752.534 | 0.10352
18.7856 | 8066.042 | 0.22251 | 18.7856 | 3685.566 | 0.10167
18.806 | 8047.188 | 0.22199 | 18.806 | 3679.061 | 0.10149
18.8264 | 7956.878 | 0.2195 | 18.8264 | 3714.664 | 0.10247
18.8467 | 7964.273 | 0.2197 | 18.8467 | 3669.12 | 0.10122
18.8671 | 7931.292 | 0.21879 | 18.8671 | 3621.564 | 0.099905
18.8875 | 7724.186 | 0.21308 | 18.8875 | 3625.018 | 0.1
18.9079 | 7633.496 | 0.21058 | 18.9079 | 3619.314 | 0.099843
18.9282 | 7766.256 | 0.21424 | 18.9282 | 3623.945 | 0.099971
18.9486 | 7854.102 | 0.21666 | 18.9486 | 3629.977 | 0.10014
18.969 | 7849.609 | 0.21654 | 18.969 | 3599.154 | 0.099287
18.9894 | 7849.562 | 0.21654 | 18.9894 | 3560.185 | 0.098212
19.0097 | 7827.086 | 0.21592 | 19.0097 | 3561.5 | 0.098248
19.0301 | 7725.421 | 0.21312 | 19.0301 | 3534.081 | 0.097492
19.0505 | 7617.499 | 0.21014 | 19.0505 | 3476.186 | 0.095895
19.0709 | 7556.001 | 0.20844 | 19.0709 | 3461.359 | 0.095486
19.0912 | 7508.478 | 0.20713 | 19.0912 | 3475.53 | 0.095877
19.1116 | 7450.869 | 0.20554 | 19.1116 | 3494.242 | 0.096393
19.132 | 7385.527 | 0.20374 | 19.132 | 3527.211 | 0.097302
19.1524 | 7358.011 | 0.20298 | 19.1524 | 3543.099 | 0.097741
19.1727 | 7414.461 | 0.20454 | 19.1727 | 3517.321 | 0.09703
19.1931 | 7492.165 | 0.20668 | 19.1931 | 3458.312 | 0.095402
19.2135 | 7520.513 | 0.20746 | 19.2135 | 3399.905 | 0.09379
19.2339 | 7527.014 | 0.20764 | 19.2339 | 3430.468 | 0.094634
19.2542 | 7517.929 | 0.20739 | 19.2542 | 3523.36 | 0.097196
19.2746 | 7504.797 | 0.20703 | 19.2746 | 3549.519 | 0.097918
19.295 | 7469.51 | 0.20606 | 19.295 | 3542.186 | 0.097715
19.3154 | 7379.771 | 0.20358 | 19.3154 | 3431.078 | 0.09465
19.3357 | 7266.243 | 0.20045 | 19.3357 | 3314.449 | 0.091433
19.3561 | 7162.003 | 0.19757 | 19.3561 | 3338.885 | 0.092107
19.3765 | 7154.767 | 0.19737 | 19.3765 | 3298.109 | 0.090982
19.3969 | 7261.419 | 0.20032 | 19.3969 | 3266.74 | 0.090117
19.4172 | 7204.296 | 0.19874 | 19.4172 | 3309.339 | 0.091292
19.4376 | 7082.316 | 0.19537 | 19.4376 | 3306.017 | 0.0912
19.458 | 7186.675 | 0.19825 | 19.458 | 3356.252 | 0.092586
19.4784 | 7269.255 | 0.20053 | 19.4784 | 3312.705 | 0.091385
19.4987 | 7264.284 | 0.20039 | 19.4987 | 3271.962 | 0.090261
19.5191 | 7205.326 | 0.19877 | 19.5191 | 3226.616 | 0.08901
19.5395 | 7106.77 | 0.19605 | 19.5395 | 3248.339 | 0.089609
19.5599 | 7048.412 | 0.19444 | 19.5599 | 3227.832 | 0.089044
19.5802 | 6999.917 | 0.1931 | 19.5802 | 3218.486 | 0.088786
19.6006 | 6947.56 | 0.19166 | 19.6006 | 3244.496 | 0.089503
19.621 | 6964.317 | 0.19212 | 19.621 | 3138.482 | 0.086579
19.6414 | 7073.851 | 0.19514 | 19.6414 | 3106.995 | 0.08571
19.6617 | 6992.492 | 0.1929 | 19.6617 | 3165.486 | 0.087324
19.6821 | 6789.367 | 0.18729 | 19.6821 | 3123.417 | 0.086163
19.7025 | 6759.627 | 0.18647 | 19.7025 | 3097.833 | 0.085457
19.7229 | 6800.548 | 0.1876 | 19.7229 | 3040.304 | 0.08387
19.7432 | 6790.527 | 0.18732 | 19.7432 | 3029.421 | 0.08357
19.7636 | 6761.102 | 0.18651 | 19.7636 | 3078.229 | 0.084917
19.784 | 6737.275 | 0.18586 | 19.784 | 3125.716 | 0.086227
19.8044 | 6739.44 | 0.18592 | 19.8044 | 3116.961 | 0.085985
19.8247 | 6752.541 | 0.18628 | 19.8247 | 3096.423 | 0.085419
19.8451 | 6725.457 | 0.18553 | 19.8451 | 3082.7 | 0.08504
19.8655 | 6681.088 | 0.18431 | 19.8655 | 3068.437 | 0.084647
19.8859 | 6670.006 | 0.184 | 19.8859 | 3064.317 | 0.084533
19.9062 | 6671.68 | 0.18405 | 19.9062 | 3017.578 | 0.083244
19.9266 | 6659.111 | 0.1837 | 19.9266 | 3008.255 | 0.082986
19.947 | 6618.186 | 0.18257 | 19.947 | 3031.439 | 0.083626
19.9674 | 6553.013 | 0.18077 | 19.9674 | 2971.774 | 0.08198
19.9877 | 6550.701 | 0.18071 | 19.9877 | 2975.394 | 0.08208
20.0081 | 6568.917 | 0.18121 | 20.0081 | 3043.139 | 0.083949
20.0285 | 6451.217 | 0.17796 | 20.0285 | 2929.712 | 0.08082
20.0489 | 6313.759 | 0.17417 | 20.0489 | 2922.352 | 0.080617
20.0692 | 6303.365 | 0.17389 | 20.0692 | 2922.984 | 0.080634
20.0896 | 6337.661 | 0.17483 | 20.0896 | 2898.897 | 0.07997
20.11 | 6427.511 | 0.17731 | 20.11 | 2883.348 | 0.079541
20.1304 | 6396.272 | 0.17645 | 20.1304 | 2828.901 | 0.078039
20.1507 | 6289.989 | 0.17352 | 20.1507 | 2854.493 | 0.078745
20.1711 | 6399.284 | 0.17653 | 20.1711 | 2782.263 | 0.076752
20.1915 | 6524.442 | 0.17998 | 20.1915 | 2840.124 | 0.078348
20.2119 | 6554.843 | 0.18082 | 20.2119 | 2874.578 | 0.079299
20.2322 | 6508.626 | 0.17955 | 20.2322 | 2891.419 | 0.079763
20.2526 | 6373.76 | 0.17583 | 20.2526 | 2754.923 | 0.075998
20.273 | 6341.583 | 0.17494 | 20.273 | 2739.328 | 0.075568
20.2934 | 6356.707 | 0.17536 | 20.2934 | 2804.74 | 0.077372
20.3137 | 6188.027 | 0.1707 | 20.3137 | 2834.157 | 0.078184
20.3341 | 6064.907 | 0.16731 | 20.3341 | 2772.147 | 0.076473
20.3545 | 6147.756 | 0.16959 | 20.3545 | 2760.629 | 0.076155
20.3749 | 6215.226 | 0.17145 | 20.3749 | 2756.416 | 0.076039
20.3952 | 6212.561 | 0.17138 | 20.3952 | 2693.089 | 0.074292
20.4156 | 6106.727 | 0.16846 | 20.4156 | 2689.077 | 0.074181
20.436 | 5974.154 | 0.1648 | 20.436 | 2716.763 | 0.074945
20.4564 | 5964.935 | 0.16455 | 20.4564 | 2750.327 | 0.075871
20.4767 | 6009.158 | 0.16577 | 20.4767 | 2727.322 | 0.075236
20.4971 | 6022.77 | 0.16615 | 20.4971 | 2696.78 | 0.074394
20.5175 | 5990.897 | 0.16527 | 20.5175 | 2693.067 | 0.074292
20.5379 | 5921.962 | 0.16336 | 20.5379 | 2698.031 | 0.074428
20.5582 | 5849.688 | 0.16137 | 20.5582 | 2652.401 | 0.07317
20.5786 | 5803.497 | 0.1601 | 20.5786 | 2645.178 | 0.07297
20.599 | 5818.28 | 0.1605 | 20.599 | 2650.196 | 0.073109
20.6194 | 5843.57 | 0.1612 | 20.6194 | 2602.664 | 0.071798
20.6397 | 5778.02 | 0.15939 | 20.6397 | 2600.876 | 0.071748
20.6601 | 5708.702 | 0.15748 | 20.6601 | 2632.573 | 0.072623
20.6805 | 5732.844 | 0.15815 | 20.6805 | 2628.881 | 0.072521
20.7008 | 5790.923 | 0.15975 | 20.7008 | 2534.768 | 0.069925
20.7212 | 5842.018 | 0.16116 | 20.7212 | 2579.051 | 0.071146
20.7416 | 5786.928 | 0.15964 | 20.7416 | 2658.25 | 0.073331
20.762 | 5654.298 | 0.15598 | 20.762 | 2560.273 | 0.070628
20.7824 | 5640.291 | 0.15559 | 20.7824 | 2552.003 | 0.0704
20.8027 | 5680.784 | 0.15671 | 20.8027 | 2586.933 | 0.071364
20.8231 | 5686.004 | 0.15686 | 20.8231 | 2528.784 | 0.06976
20.8435 | 5651.832 | 0.15591 | 20.8435 | 2551.332 | 0.070382
20.8638 | 5545.439 | 0.15298 | 20.8638 | 2460.017 | 0.067863
20.8842 | 5474.372 | 0.15102 | 20.8842 | 2446.935 | 0.067502
20.9046 | 5447.795 | 0.15028 | 20.9046 | 2538.934 | 0.07004
20.925 | 5452.459 | 0.15041 | 20.925 | 2511.736 | 0.069289
20.9454 | 5467.866 | 0.15084 | 20.9454 | 2455.7 | 0.067743
20.9657 | 5468.471 | 0.15085 | 20.9657 | 2429.365 | 0.067017
20.9861 | 5442.502 | 0.15014 | 20.9861 | 2432.414 | 0.067101
21.0065 | 5375.238 | 0.14828 | 21.0065 | 2375.146 | 0.065521
21.0268 | 5303.981 | 0.14632 | 21.0268 | 2372.382 | 0.065445
21.0472 | 5265.832 | 0.14526 | 21.0472 | 2422.03 | 0.066815
21.0676 | 5318.329 | 0.14671 | 21.0676 | 2396.07 | 0.066098
21.088 | 5395.988 | 0.14885 | 21.088 | 2351.055 | 0.064857
21.1084 | 5413.667 | 0.14934 | 21.1084 | 2363.017 | 0.065187
21.1287 | 5381.937 | 0.14847 | 21.1287 | 2375.734 | 0.065537
21.1491 | 5319.016 | 0.14673 | 21.1491 | 2379.369 | 0.065638
21.1695 | 5272.844 | 0.14546 | 21.1695 | 2330.956 | 0.064302
21.1898 | 5256.947 | 0.14502 | 21.1898 | 2277.836 | 0.062837
21.2102 | 5246.713 | 0.14474 | 21.2102 | 2285.465 | 0.063047
21.2306 | 5243.178 | 0.14464 | 21.2306 | 2329.933 | 0.064274
21.251 | 5262.907 | 0.14518 | 21.251 | 2344.976 | 0.064689
21.2714 | 5295.401 | 0.14608 | 21.2714 | 2360.31 | 0.065112
21.2917 | 5324.996 | 0.1469 | 21.2917 | 2355.648 | 0.064983
21.3121 | 5343.673 | 0.14741 | 21.3121 | 2322.254 | 0.064062
21.3325 | 5338.096 | 0.14726 | 21.3325 | 2328.659 | 0.064239
21.3529 | 5292.551 | 0.146 | 21.3529 | 2372.413 | 0.065446
21.3732 | 5223.301 | 0.14409 | 21.3732 | 2337.935 | 0.064495
21.3936 | 5160.45 | 0.14236 | 21.3936 | 2277.595 | 0.06283
21.414 | 5085.848 | 0.1403 | 21.414 | 2261.852 | 0.062396
21.4343 | 4991.503 | 0.1377 | 21.4343 | 2267.29 | 0.062546
21.4547 | 4993.186 | 0.13774 | 21.4547 | 2277.992 | 0.062841
21.4751 | 5124.454 | 0.14136 | 21.4751 | 2258.344 | 0.062299
21.4955 | 5166.197 | 0.14252 | 21.4955 | 2208.75 | 0.060931
21.5159 | 5097.891 | 0.14063 | 21.5159 | 2099.025 | 0.057904
21.5362 | 5022.788 | 0.13856 | 21.5362 | 2133.31 | 0.05885
21.5566 | 4976.825 | 0.13729 | 21.5566 | 2209.335 | 0.060947
21.577 | 5008.96 | 0.13818 | 21.577 | 2176.44 | 0.06004
21.5973 | 4989.553 | 0.13764 | 21.5973 | 2192.966 | 0.060496
21.6177 | 4866.363 | 0.13424 | 21.6177 | 2165.585 | 0.05974
21.6381 | 4861.902 | 0.13412 | 21.6381 | 2117.004 | 0.0584
21.6585 | 4956.48 | 0.13673 | 21.6585 | 2207.53 | 0.060897
21.6789 | 5001.945 | 0.13798 | 21.6789 | 2194.617 | 0.060541
21.6992 | 4991.449 | 0.1377 | 21.6992 | 2143.98 | 0.059144
21.7196 | 4849.323 | 0.13377 | 21.7196 | 2130.483 | 0.058772
21.74 | 4732.479 | 0.13055 | 21.74 | 2109.625 | 0.058197
21.7603 | 4720.445 | 0.13022 | 21.7603 | 2083.501 | 0.057476
21.7807 | 4772.935 | 0.13167 | 21.7807 | 2139.191 | 0.059012
21.8011 | 4854.476 | 0.13392 | 21.8011 | 2225.271 | 0.061387
21.8215 | 4782.156 | 0.13192 | 21.8215 | 2176.712 | 0.060047
21.8419 | 4654.771 | 0.12841 | 21.8419 | 2073.951 | 0.057212
21.8622 | 4675.114 | 0.12897 | 21.8622 | 2056.831 | 0.05674
21.8826 | 4725.444 | 0.13036 | 21.8826 | 2077.219 | 0.057303
21.903 | 4679.367 | 0.12909 | 21.903 | 2070.766 | 0.057125
21.9233 | 4639.237 | 0.12798 | 21.9233 | 2028.678 | 0.055964
21.9437 | 4667.416 | 0.12876 | 21.9437 | 2062.216 | 0.056889
21.9641 | 4706.776 | 0.12984 | 21.9641 | 2060.917 | 0.056853
21.9845 | 4719.498 | 0.13019 | 21.9845 | 2030.076 | 0.056002
22.0048 | 4677.899 | 0.12905 | 22.0048 | 1988.37 | 0.054852
22.0252 | 4600.038 | 0.1269 | 22.0252 | 2028.415 | 0.055956
22.0456 | 4553.858 | 0.12562 | 22.0456 | 2028.047 | 0.055946
22.066 | 4539.701 | 0.12523 | 22.066 | 2006.732 | 0.055358
22.0863 | 4536.824 | 0.12515 | 22.0863 | 2011.024 | 0.055477
22.1067 | 4510.922 | 0.12444 | 22.1067 | 2026.579 | 0.055906
22.1271 | 4450.258 | 0.12277 | 22.1271 | 2043.296 | 0.056367
22.1475 | 4403.529 | 0.12148 | 22.1475 | 2005.467 | 0.055323
22.1678 | 4384.565 | 0.12095 | 22.1678 | 1967.877 | 0.054286
22.1882 | 4388.061 | 0.12105 | 22.1882 | 1936.35 | 0.053417
22.2086 | 4383.87 | 0.12093 | 22.2086 | 1941.094 | 0.053547
22.229 | 4333.156 | 0.11954 | 22.229 | 1966.824 | 0.054257
22.2493 | 4297.304 | 0.11855 | 22.2493 | 1963.752 | 0.054172
22.2697 | 4302.813 | 0.1187 | 22.2697 | 1992.093 | 0.054954
22.2901 | 4334.277 | 0.11957 | 22.2901 | 2007.098 | 0.055368
22.3105 | 4375.132 | 0.12069 | 22.3105 | 1936.006 | 0.053407
22.3308 | 4414.187 | 0.12177 | 22.3308 | 1889.917 | 0.052136
22.3512 | 4440.036 | 0.12248 | 22.3512 | 1927.914 | 0.053184
22.3716 | 4439.42 | 0.12247 | 22.3716 | 1923.191 | 0.053054
22.392 | 4428.772 | 0.12217 | 22.392 | 1861.378 | 0.051348
22.4123 | 4418.833 | 0.1219 | 22.4123 | 1839.227 | 0.050737
22.4327 | 4351.473 | 0.12004 | 22.4327 | 1881.266 | 0.051897
22.4531 | 4245.468 | 0.11712 | 22.4531 | 1879.336 | 0.051844
22.4735 | 4154.82 | 0.11462 | 22.4735 | 1895.974 | 0.052303
22.4938 | 4092.222 | 0.11289 | 22.4938 | 1884.688 | 0.051991
22.5142 | 4090.756 | 0.11285 | 22.5142 | 1906.095 | 0.052582
22.5346 | 4096.416 | 0.113 | 22.5346 | 1866.063 | 0.051478
22.555 | 4072.225 | 0.11234 | 22.555 | 1815.879 | 0.050093
22.5753 | 4055.491 | 0.11188 | 22.5753 | 1830.507 | 0.050497
22.5957 | 4059.944 | 0.112 | 22.5957 | 1813.582 | 0.05003
22.6161 | 4078.125 | 0.1125 | 22.6161 | 1806.987 | 0.049848
22.6365 | 4075.661 | 0.11243 | 22.6365 | 1793.2 | 0.049468
22.6568 | 3982.527 | 0.10986 | 22.6568 | 1759.395 | 0.048535
22.6772 | 3874.866 | 0.10689 | 22.6772 | 1841.184 | 0.050791
22.6976 | 3874.49 | 0.10688 | 22.6976 | 1865.758 | 0.051469
22.718 | 3903.956 | 0.1077 | 22.718 | 1809.716 | 0.049923
22.7383 | 3889.749 | 0.1073 | 22.7383 | 1791.199 | 0.049412
22.7587 | 3901.756 | 0.10763 | 22.7587 | 1781.943 | 0.049157
22.7791 | 3956.012 | 0.10913 | 22.7791 | 1777.49 | 0.049034
22.7995 | 3980.033 | 0.10979 | 22.7995 | 1742.7 | 0.048074
22.8198 | 3970.98 | 0.10954 | 22.8198 | 1719.109 | 0.047424
22.8402 | 3954.346 | 0.10909 | 22.8402 | 1744.984 | 0.048137
22.8606 | 3913.397 | 0.10796 | 22.8606 | 1746.744 | 0.048186
22.881 | 3836.173 | 0.10583 | 22.881 | 1730.952 | 0.04775
22.9013 | 3790.97 | 0.10458 | 22.9013 | 1731.035 | 0.047753
22.9217 | 3800.25 | 0.10483 | 22.9217 | 1737.934 | 0.047943
22.9421 | 3766.407 | 0.1039 | 22.9421 | 1733.356 | 0.047817
22.9625 | 3697.62 | 0.102 | 22.9625 | 1717.104 | 0.047368
22.9828 | 3739.922 | 0.10317 | 22.9828 | 1738.77 | 0.047966
23.0032 | 3797.639 | 0.10476 | 23.0032 | 1698.753 | 0.046862
23.0236 | 3799.775 | 0.10482 | 23.0236 | 1726.338 | 0.047623
23.044 | 3825.531 | 0.10553 | 23.044 | 1715.508 | 0.047324
23.0643 | 3897.798 | 0.10753 | 23.0643 | 1733.455 | 0.047819
23.0847 | 3842.073 | 0.10599 | 23.0847 | 1704.864 | 0.047031
23.1051 | 3692.765 | 0.10187 | 23.1051 | 1631.381 | 0.045004
23.1255 | 3653.552 | 0.10079 | 23.1255 | 1617.241 | 0.044614
23.1458 | 3674.936 | 0.10138 | 23.1458 | 1634.65 | 0.045094
23.1662 | 3695.571 | 0.10195 | 23.1662 | 1628.483 | 0.044924
23.1866 | 3696.124 | 0.10196 | 23.1866 | 1659.016 | 0.045766
23.207 | 3665.188 | 0.10111 | 23.207 | 1646.833 | 0.04543
23.2273 | 3638.051 | 0.10036 | 23.2273 | 1637.768 | 0.04518
23.2477 | 3634.354 | 0.10026 | 23.2477 | 1632.769 | 0.045042
23.2681 | 3652.066 | 0.10075 | 23.2681 | 1629.855 | 0.044962
23.2885 | 3664.17 | 0.10108 | 23.2885 | 1650.322 | 0.045526
23.3088 | 3637.816 | 0.10035 | 23.3088 | 1681.196 | 0.046378
23.3292 | 3587.196 | 0.098957 | 23.3292 | 1675.641 | 0.046225
23.3496 | 3539.741 | 0.097648 | 23.3496 | 1602.007 | 0.044193
23.37 | 3538.524 | 0.097614 | 23.37 | 1553.884 | 0.042866
23.3903 | 3595.965 | 0.099199 | 23.3903 | 1600.284 | 0.044146
23.4107 | 3605.688 | 0.099467 | 23.4107 | 1608.39 | 0.044369
23.4311 | 3541.848 | 0.097706 | 23.4311 | 1587.897 | 0.043804
23.4515 | 3500.671 | 0.09657 | 23.4515 | 1555.569 | 0.042912
23.4718 | 3494.635 | 0.096404 | 23.4718 | 1525.627 | 0.042086
23.4922 | 3502.123 | 0.09661 | 23.4922 | 1542.878 | 0.042562
23.5126 | 3498.496 | 0.09651 | 23.5126 | 1528.125 | 0.042155
23.533 | 3452.092 | 0.09523 | 23.533 | 1569.814 | 0.043305
23.5533 | 3430.026 | 0.094621 | 23.5533 | 1548.195 | 0.042709
23.5737 | 3472.562 | 0.095795 | 23.5737 | 1523.552 | 0.042029
23.5941 | 3449.846 | 0.095168 | 23.5941 | 1529.899 | 0.042204
23.6145 | 3374.112 | 0.093079 | 23.6145 | 1544.021 | 0.042594
23.6348 | 3412.778 | 0.094146 | 23.6348 | 1545.128 | 0.042624
23.6552 | 3501.045 | 0.096581 | 23.6552 | 1521.586 | 0.041975
23.6756 | 3503.307 | 0.096643 | 23.6756 | 1528.41 | 0.042163
23.696 | 3461.003 | 0.095476 | 23.696 | 1524.263 | 0.042049
23.7163 | 3407.843 | 0.094009 | 23.7163 | 1499.598 | 0.041368
23.7367 | 3383.896 | 0.093349 | 23.7367 | 1506.389 | 0.041556
23.7571 | 3387.37 | 0.093445 | 23.7571 | 1476.395 | 0.040728
23.7775 | 3404.143 | 0.093907 | 23.7775 | 1447.375 | 0.039928
23.7978 | 3415.587 | 0.094223 | 23.7978 | 1440.795 | 0.039746
23.8182 | 3389.762 | 0.093511 | 23.8182 | 1467.086 | 0.040471
23.8386 | 3339.278 | 0.092118 | 23.8386 | 1509.935 | 0.041653
23.859 | 3277.254 | 0.090407 | 23.859 | 1482.118 | 0.040886
23.8793 | 3239.367 | 0.089362 | 23.8793 | 1429.882 | 0.039445
23.8997 | 3229.984 | 0.089103 | 23.8997 | 1475.055 | 0.040691
23.9201 | 3195.434 | 0.08815 | 23.9201 | 1531.683 | 0.042253
23.9405 | 3133.356 | 0.086437 | 23.9405 | 1451.071 | 0.04003
23.9608 | 3075.564 | 0.084843 | 23.9608 | 1368.407 | 0.037749
23.9812 | 3061.295 | 0.08445 | 23.9812 | 1395.083 | 0.038485
24.0016 | 3136.047 | 0.086512 | 24.0016 | 1452.47 | 0.040068
24.022 | 3206.655 | 0.088459 | 24.022 | 1485.58 | 0.040982
24.0423 | 3169.312 | 0.087429 | 24.0423 | 1446.908 | 0.039915
24.0627 | 3116.561 | 0.085974 | 24.0627 | 1461.116 | 0.040307
24.0831 | 3111.598 | 0.085837 | 24.0831 | 1494.816 | 0.041236
24.1034 | 3094.578 | 0.085368 | 24.1034 | 1400.784 | 0.038642
24.1238 | 3055.787 | 0.084298 | 24.1238 | 1375.118 | 0.037934
24.1442 | 3048.514 | 0.084097 | 24.1442 | 1406.316 | 0.038795
24.1646 | 3057.495 | 0.084345 | 24.1646 | 1448.156 | 0.039949
24.185 | 3041.767 | 0.083911 | 24.185 | 1381.443 | 0.038109
24.2053 | 3023.771 | 0.083414 | 24.2053 | 1328.436 | 0.036647
24.2257 | 3028.924 | 0.083557 | 24.2257 | 1332.423 | 0.036756
24.2461 | 3033.144 | 0.083673 | 24.2461 | 1344.04 | 0.037077
24.2664 | 3032.443 | 0.083654 | 24.2664 | 1377.783 | 0.038008
24.2868 | 3000.574 | 0.082774 | 24.2868 | 1379.328 | 0.03805
24.3072 | 2944.665 | 0.081232 | 24.3072 | 1350.782 | 0.037263
24.3276 | 2897.66 | 0.079935 | 24.3276 | 1338.219 | 0.036916
24.348 | 2866.916 | 0.079087 | 24.348 | 1343.766 | 0.037069
24.3683 | 2859.166 | 0.078874 | 24.3683 | 1338.807 | 0.036933
24.3887 | 2876.477 | 0.079351 | 24.3887 | 1321.03 | 0.036442
24.4091 | 2911.612 | 0.08032 | 24.4091 | 1351.196 | 0.037274
24.4294 | 2882.988 | 0.079531 | 24.4294 | 1340.703 | 0.036985
24.4498 | 2806.971 | 0.077434 | 24.4498 | 1231.866 | 0.033983
24.4702 | 2810.118 | 0.07752 | 24.4702 | 1254.952 | 0.034619
24.4906 | 2866.675 | 0.079081 | 24.4906 | 1291.492 | 0.035627
24.511 | 2880.736 | 0.079469 | 24.511 | 1238.303 | 0.03416
24.5313 | 2866.468 | 0.079075 | 24.5313 | 1265.615 | 0.034914
24.5517 | 2861.267 | 0.078932 | 24.5517 | 1339.86 | 0.036962
24.5721 | 2829.886 | 0.078066 | 24.5721 | 1323.387 | 0.036507
24.5924 | 2760.186 | 0.076143 | 24.5924 | 1304.684 | 0.035991
24.6128 | 2713.665 | 0.07486 | 24.6128 | 1352.305 | 0.037305
24.6332 | 2714.181 | 0.074874 | 24.6332 | 1340.54 | 0.03698
24.6536 | 2743.98 | 0.075696 | 24.6536 | 1297.444 | 0.035792
24.674 | 2776.751 | 0.0766 | 24.674 | 1249.972 | 0.034482
24.6943 | 2747.106 | 0.075782 | 24.6943 | 1219.281 | 0.033635
24.7147 | 2710.641 | 0.074776 | 24.7147 | 1268.845 | 0.035003
24.7351 | 2753.023 | 0.075945 | 24.7351 | 1295.213 | 0.03573
24.7554 | 2780.521 | 0.076704 | 24.7554 | 1257.148 | 0.03468
24.7758 | 2728.769 | 0.075276 | 24.7758 | 1233.481 | 0.034027
24.7962 | 2672.203 | 0.073716 | 24.7962 | 1215.706 | 0.033537
24.8166 | 2628.054 | 0.072498 | 24.8166 | 1221.063 | 0.033684
24.837 | 2674.447 | 0.073778 | 24.837 | 1267.911 | 0.034977
24.8573 | 2751.196 | 0.075895 | 24.8573 | 1298.44 | 0.035819
24.8777 | 2754.564 | 0.075988 | 24.8777 | 1273.077 | 0.035119
24.8981 | 2728.001 | 0.075255 | 24.8981 | 1258.681 | 0.034722
24.9184 | 2657.355 | 0.073306 | 24.9184 | 1274.673 | 0.035163
24.9388 | 2607.705 | 0.071937 | 24.9388 | 1259.753 | 0.034752
24.9592 | 2603.228 | 0.071813 | 24.9592 | 1254.792 | 0.034615
24.9796 | 2602.885 | 0.071804 | 24.9796 | 1228.309 | 0.033884
24.9999 | 2602.68 | 0.071798 | 24.9999 | 1228.732 | 0.033896
25.0203 | 2619.012 | 0.072249 | 25.0203 | 1204.199 | 0.033219
25.0407 | 2632.605 | 0.072624 | 25.0407 | 1197.422 | 0.033032
25.0611 | 2616.103 | 0.072168 | 25.0611 | 1215.848 | 0.033541
25.0815 | 2597.68 | 0.07166 | 25.0815 | 1221.476 | 0.033696
25.1018 | 2605.846 | 0.071885 | 25.1018 | 1169.479 | 0.032261
25.1222 | 2610.187 | 0.072005 | 25.1222 | 1137.284 | 0.031373
25.1426 | 2596.498 | 0.071628 | 25.1426 | 1152.795 | 0.031801
25.1629 | 2587.626 | 0.071383 | 25.1629 | 1167.342 | 0.032203
25.1833 | 2596.604 | 0.07163 | 25.1833 | 1172.694 | 0.03235
25.2037 | 2638.479 | 0.072786 | 25.2037 | 1166.717 | 0.032185
25.2241 | 2683.858 | 0.074037 | 25.2241 | 1204.207 | 0.03322
25.2445 | 2648.143 | 0.073052 | 25.2445 | 1220.675 | 0.033674
25.2648 | 2577.642 | 0.071107 | 25.2648 | 1177.661 | 0.032487
25.2852 | 2541.339 | 0.070106 | 25.2852 | 1192.059 | 0.032884
25.3056 | 2491.066 | 0.068719 | 25.3056 | 1214.812 | 0.033512
25.3259 | 2401.954 | 0.066261 | 25.3259 | 1239.92 | 0.034205
25.3463 | 2406.954 | 0.066399 | 25.3463 | 1206.002 | 0.033269
25.3667 | 2491.895 | 0.068742 | 25.3667 | 1128.93 | 0.031143
25.3871 | 2464.232 | 0.067979 | 25.3871 | 1100.538 | 0.03036
25.4075 | 2407.549 | 0.066415 | 25.4075 | 1158.319 | 0.031954
25.4278 | 2425.539 | 0.066911 | 25.4278 | 1102.802 | 0.030422
25.4482 | 2438.154 | 0.067259 | 25.4482 | 1084.951 | 0.02993
25.4686 | 2394.955 | 0.066068 | 25.4686 | 1150.951 | 0.03175
25.4889 | 2382.313 | 0.065719 | 25.4889 | 1163.892 | 0.032107
25.5093 | 2417.294 | 0.066684 | 25.5093 | 1179.289 | 0.032532
25.5297 | 2418.749 | 0.066724 | 25.5297 | 1171.024 | 0.032304
25.5501 | 2391.579 | 0.065975 | 25.5501 | 1099.708 | 0.030337
25.5704 | 2399.966 | 0.066206 | 25.5704 | 1101.966 | 0.030399
25.5908 | 2413.795 | 0.066587 | 25.5908 | 1156.486 | 0.031903
25.6112 | 2366.286 | 0.065277 | 25.6112 | 1176.043 | 0.032443
25.6316 | 2326.21 | 0.064171 | 25.6316 | 1164.371 | 0.032121
25.6519 | 2352.184 | 0.064888 | 25.6519 | 1160.188 | 0.032005
25.6723 | 2370.005 | 0.065379 | 25.6723 | 1143.378 | 0.031541
25.6927 | 2335.839 | 0.064437 | 25.6927 | 1125.365 | 0.031045
25.7131 | 2262.07 | 0.062402 | 25.7131 | 1145.253 | 0.031593
25.7334 | 2180.531 | 0.060153 | 25.7334 | 1085.414 | 0.029942
25.7538 | 2181.374 | 0.060176 | 25.7538 | 1063.593 | 0.02934
25.7742 | 2239.703 | 0.061785 | 25.7742 | 1146.537 | 0.031629
25.7946 | 2309.639 | 0.063714 | 25.7946 | 1087.157 | 0.029991
25.8149 | 2360.81 | 0.065126 | 25.8149 | 990.6236 | 0.027328
25.8353 | 2315.905 | 0.063887 | 25.8353 | 1140.861 | 0.031472
25.8557 | 2272.625 | 0.062693 | 25.8557 | 1028.87 | 0.028383
25.8761 | 2247.074 | 0.061988 | 25.8761 | 1078.538 | 0.029753
25.8964 | 2208.775 | 0.060932 | 25.8964 | 1059.105 | 0.029217
25.9168 | 2167.863 | 0.059803 | 25.9168 | 1014.713 | 0.027992
25.9372 | 2163.279 | 0.059677 | 25.9372 | 1068.961 | 0.029489
25.9576 | 2184.789 | 0.06027 | 25.9576 | 1090.521 | 0.030083
25.9779 | 2215.203 | 0.061109 | 25.9779 | 1039.424 | 0.028674
25.9983 | 2226.633 | 0.061424 | 25.9983 | 986.737 | 0.02722
26.0187 | 2207.69 | 0.060902 | 26.0187 | 1002.889 | 0.027666
26.0391 | 2183.744 | 0.060241 | 26.0391 | 1069.11 | 0.029493
26.0594 | 2162.949 | 0.059668 | 26.0594 | 1057.02 | 0.029159
26.0798 | 2139.676 | 0.059026 | 26.0798 | 961.1984 | 0.026516
26.1002 | 2117.208 | 0.058406 | 26.1002 | 968.4907 | 0.026717
26.1206 | 2109.828 | 0.058202 | 26.1206 | 1021.221 | 0.028172
26.1409 | 2110.095 | 0.05821 | 26.1409 | 1050.117 | 0.028969
26.1613 | 2108.512 | 0.058166 | 26.1613 | 1085.935 | 0.029957
26.1817 | 2099.69 | 0.057922 | 26.1817 | 1052.232 | 0.029027
26.2021 | 2085.413 | 0.057529 | 26.2021 | 1031.812 | 0.028464
26.2224 | 2096.494 | 0.057834 | 26.2224 | 988.674 | 0.027274
26.2428 | 2137.86 | 0.058975 | 26.2428 | 994.5427 | 0.027436
26.2632 | 2138.394 | 0.05899 | 26.2632 | 1035.263 | 0.028559
26.2836 | 2082.571 | 0.05745 | 26.2836 | 1001.538 | 0.027629
26.3039 | 2040.337 | 0.056285 | 26.3039 | 1006.179 | 0.027757
26.3243 | 2012.98 | 0.05553 | 26.3243 | 997.8173 | 0.027526
26.3447 | 1995.948 | 0.055061 | 26.3447 | 1012.714 | 0.027937
26.3651 | 2008.237 | 0.0554 | 26.3651 | 1028.87 | 0.028383
26.3854 | 2064.148 | 0.056942 | 26.3854 | 1032.337 | 0.028478
26.4058 | 2097.442 | 0.05786 | 26.4058 | 1031.678 | 0.02846
26.4262 | 2092.422 | 0.057722 | 26.4262 | 997.375 | 0.027514
26.4466 | 2075.863 | 0.057265 | 26.4466 | 976.4499 | 0.026937
26.4669 | 2055.585 | 0.056706 | 26.4669 | 1013.681 | 0.027964
26.4873 | 2042.582 | 0.056347 | 26.4873 | 0 | 0
26.5077 | 2030.651 | 0.056018 | 26.5077 | 0 | 0
26.5281 | 2007.288 | 0.055373 | 26.5281 | 0 | 0
26.5484 | 1978.96 | 0.054592 | 26.5484 | 0 | 0
26.5688 | 1950.766 | 0.053814 | 26.5688 | 0 | 0
26.5892 | 1956.651 | 0.053977 | 26.5892 | 0 | 0
26.6096 | 1988.65 | 0.054859 | 26.6096 | 0 | 0
26.6299 | 1956.849 | 0.053982 | 26.6299 | 0 | 0
26.6503 | 1877.902 | 0.051804 | 26.6503 | 0 | 0
26.6707 | 1845.594 | 0.050913 | 26.6707 | 0 | 0
26.6911 | 1857.897 | 0.051252 | 26.6911 | 0 | 0
26.7114 | 1876.507 | 0.051766 | 26.7114 | 0 | 0
26.7318 | 1889.854 | 0.052134 | 26.7318 | 0 | 0
26.7522 | 1890.257 | 0.052145 | 26.7522 | 0 | 0
26.7726 | 1888.934 | 0.052109 | 26.7726 | 0 | 0
26.7929 | 1889.481 | 0.052124 | 26.7929 | 0 | 0
26.8133 | 1878.298 | 0.051815 | 26.8133 | 0 | 0
26.8337 | 1856.562 | 0.051216 | 26.8337 | 0 | 0
26.8541 | 1828.201 | 0.050433 | 26.8541 | 0 | 0
26.8744 | 1810.152 | 0.049935 | 26.8744 | 0 | 0
26.8948 | 1853.093 | 0.05112 | 26.8948 | 0 | 0
26.9152 | 1900.516 | 0.052428 | 26.9152 | 0 | 0
26.9356 | 1923.197 | 0.053054 | 26.9356 | 0 | 0
26.9559 | 1914.749 | 0.052821 | 26.9559 | 0 | 0
26.9763 | 1872.374 | 0.051652 | 26.9763 | 0 | 0
26.9967 | 1883.269 | 0.051952 | 26.9967 | 0 | 0
27.0171 | 1922.472 | 0.053034 | 27.0171 | 0 | 0
27.0374 | 1892.293 | 0.052201 | 27.0374 | 0 | 0
27.0578 | 1833.011 | 0.050566 | 27.0578 | 0 | 0
27.0782 | 1775.5 | 0.048979 | 27.0782 | 0 | 0
27.0986 | 1744.253 | 0.048117 | 27.0986 | 0 | 0
27.1189 | 1759.031 | 0.048525 | 27.1189 | 0 | 0
27.1393 | 1769.368 | 0.04881 | 27.1393 | 0 | 0
27.1597 | 1763.802 | 0.048657 | 27.1597 | 0 | 0
27.1801 | 1778.796 | 0.04907 | 27.1801 | 0 | 0
27.2004 | 1806.361 | 0.049831 | 27.2004 | 0 | 0
27.2208 | 1801.886 | 0.049707 | 27.2208 | 0 | 0
27.2412 | 1780.115 | 0.049107 | 27.2412 | 0 | 0
27.2616 | 1775.639 | 0.048983 | 27.2616 | 0 | 0
27.2819 | 1744.378 | 0.048121 | 27.2819 | 0 | 0
27.3023 | 1660.946 | 0.045819 | 27.3023 | 0 | 0
27.3227 | 1597.118 | 0.044058 | 27.3227 | 0 | 0
27.3431 | 1587.953 | 0.043806 | 27.3431 | 0 | 0
27.3634 | 1599.192 | 0.044116 | 27.3634 | 0 | 0
27.3838 | 1614.834 | 0.044547 | 27.3838 | 0 | 0
27.4042 | 1619.143 | 0.044666 | 27.4042 | 0 | 0
27.4246 | 1616.606 | 0.044596 | 27.4246 | 0 | 0
27.4449 | 1615.254 | 0.044559 | 27.4449 | 0 | 0
27.4653 | 1641.154 | 0.045273 | 27.4653 | 0 | 0
27.4857 | 1723.794 | 0.047553 | 27.4857 | 0 | 0
27.5061 | 1744.567 | 0.048126 | 27.5061 | 0 | 0
27.5264 | 1692.086 | 0.046678 | 27.5264 | 0 | 0
27.5468 | 1668.485 | 0.046027 | 27.5468 | 0 | 0
27.5672 | 1671.191 | 0.046102 | 27.5672 | 0 | 0
27.5876 | 1682.12 | 0.046403 | 27.5876 | 0 | 0
27.6079 | 1688.632 | 0.046583 | 27.6079 | 0 | 0
27.6283 | 1675.513 | 0.046221 | 27.6283 | 0 | 0
27.6487 | 1657.349 | 0.04572 | 27.6487 | 0 | 0
27.669 | 1648.237 | 0.045469 | 27.669 | 0 | 0
27.6894 | 1655.799 | 0.045677 | 27.6894 | 0 | 0
27.7098 | 1680.741 | 0.046365 | 27.7098 | 0 | 0
27.7302 | 1685.657 | 0.046501 | 27.7302 | 0 | 0
27.7506 | 1655.111 | 0.045658 | 27.7506 | 0 | 0
27.7709 | 1622.967 | 0.044772 | 27.7709 | 0 | 0
27.7913 | 1591.958 | 0.043916 | 27.7913 | 0 | 0
27.8117 | 1568.122 | 0.043259 | 27.8117 | 0 | 0
27.832 | 1563.932 | 0.043143 | 27.832 | 0 | 0
27.8524 | 1593.173 | 0.04395 | 27.8524 | 0 | 0
27.8728 | 1586.358 | 0.043762 | 27.8728 | 0 | 0
27.8932 | 1489.903 | 0.041101 | 27.8932 | 0 | 0
27.9136 | 1482.207 | 0.040888 | 27.9136 | 0 | 0
27.9339 | 1559.622 | 0.043024 | 27.9339 | 0 | 0
27.9543 | 1577.848 | 0.043527 | 27.9543 | 0 | 0
27.9747 | 1548.622 | 0.042721 | 27.9747 | 0 | 0
27.995 | 1505.911 | 0.041542 | 27.995 | 0 | 0
28.0154 | 1469.29 | 0.040532 | 28.0154 | 0 | 0
28.0358 | 1452.146 | 0.040059 | 28.0358 | 0 | 0
28.0562 | 1453.042 | 0.040084 | 28.0562 | 0 | 0
28.0766 | 1468.435 | 0.040509 | 28.0766 | 0 | 0
28.0969 | 1502.016 | 0.041435 | 28.0969 | 0 | 0
28.1173 | 1536.127 | 0.042376 | 28.1173 | 0 | 0
28.1377 | 1529.564 | 0.042195 | 28.1377 | 0 | 0
28.158 | 1501.127 | 0.04141 | 28.158 | 0 | 0
28.1784 | 1505.802 | 0.041539 | 28.1784 | 0 | 0
28.1988 | 1510.809 | 0.041677 | 28.1988 | 0 | 0
28.2192 | 1462.199 | 0.040337 | 28.2192 | 0 | 0
28.2396 | 1429.039 | 0.039422 | 28.2396 | 0 | 0
28.2599 | 1455.605 | 0.040155 | 28.2599 | 0 | 0
28.2803 | 1492.049 | 0.04116 | 28.2803 | 0 | 0
28.3007 | 1519.078 | 0.041906 | 28.3007 | 0 | 0
28.321 | 1526.387 | 0.042107 | 28.321 | 0 | 0
28.3414 | 1520.423 | 0.041943 | 28.3414 | 0 | 0
28.3618 | 1455.614 | 0.040155 | 28.3618 | 0 | 0
28.3822 | 1390.911 | 0.03837 | 28.3822 | 0 | 0
28.4026 | 1374.815 | 0.037926 | 28.4026 | 0 | 0
28.4229 | 1387.921 | 0.038287 | 28.4229 | 0 | 0
28.4433 | 1424.202 | 0.039288 | 28.4433 | 0 | 0
28.4637 | 1449.802 | 0.039995 | 28.4637 | 0 | 0
28.484 | 1458.341 | 0.04023 | 28.484 | 0 | 0
28.5044 | 1424.693 | 0.039302 | 28.5044 | 0 | 0
28.5248 | 1391.237 | 0.038379 | 28.5248 | 0 | 0
28.5452 | 1448.707 | 0.039964 | 28.5452 | 0 | 0
28.5656 | 1515.45 | 0.041806 | 28.5656 | 0 | 0
28.5859 | 1471.539 | 0.040594 | 28.5859 | 0 | 0
28.6063 | 1394.132 | 0.038459 | 28.6063 | 0 | 0
28.6267 | 1355.436 | 0.037391 | 28.6267 | 0 | 0
28.6471 | 1335.265 | 0.036835 | 28.6471 | 0 | 0
28.6674 | 1329.882 | 0.036686 | 28.6674 | 0 | 0
28.6878 | 1327.868 | 0.036631 | 28.6878 | 0 | 0
28.7082 | 1329.971 | 0.036689 | 28.7082 | 0 | 0
28.7285 | 1340.94 | 0.036991 | 28.7285 | 0 | 0
28.7489 | 1359.419 | 0.037501 | 28.7489 | 0 | 0
28.7693 | 1408.098 | 0.038844 | 28.7693 | 0 | 0
28.7897 | 1439.075 | 0.039699 | 28.7897 | 0 | 0
28.8101 | 1372.058 | 0.03785 | 28.8101 | 0 | 0
28.8304 | 1323.145 | 0.036501 | 28.8304 | 0 | 0
28.8508 | 1319.025 | 0.036387 | 28.8508 | 0 | 0
28.8712 | 1315.972 | 0.036303 | 28.8712 | 0 | 0
28.8915 | 1308.183 | 0.036088 | 28.8915 | 0 | 0
28.9119 | 1298.886 | 0.035831 | 28.9119 | 0 | 0
28.9323 | 1300.38 | 0.035873 | 28.9323 | 0 | 0
28.9527 | 1345.599 | 0.03712 | 28.9527 | 0 | 0
28.9731 | 1383.33 | 0.038161 | 28.9731 | 0 | 0
28.9934 | 1359.944 | 0.037516 | 28.9934 | 0 | 0
29.0138 | 1320.35 | 0.036423 | 29.0138 | 0 | 0
29.0342 | 1290.733 | 0.035606 | 29.0342 | 0 | 0
29.0545 | 1255.086 | 0.034623 | 29.0545 | 0 | 0
29.0749 | 1217.975 | 0.033599 | 29.0749 | 0 | 0
29.0953 | 1244.195 | 0.034323 | 29.0953 | 0 | 0
29.1157 | 1325.897 | 0.036576 | 29.1157 | 0 | 0
29.136 | 1380.056 | 0.038071 | 29.136 | 0 | 0
29.1564 | 1416.93 | 0.039088 | 29.1564 | 0 | 0
29.1768 | 1314.642 | 0.036266 | 29.1768 | 0 | 0
29.1972 | 1218.041 | 0.033601 | 29.1972 | 0 | 0
29.2175 | 1169.467 | 0.032261 | 29.2175 | 0 | 0
29.2379 | 1167.819 | 0.032216 | 29.2379 | 0 | 0
29.2583 | 1220.32 | 0.033664 | 29.2583 | 0 | 0
29.2787 | 1201.232 | 0.033137 | 29.2787 | 0 | 0
29.299 | 1135.251 | 0.031317 | 29.299 | 0 | 0
29.3194 | 1155.599 | 0.031879 | 29.3194 | 0 | 0
29.3398 | 1198.277 | 0.033056 | 29.3398 | 0 | 0
29.3602 | 1193.716 | 0.03293 | 29.3602 | 0 | 0
29.3805 | 1170.524 | 0.03229 | 29.3805 | 0 | 0
29.4009 | 1149.712 | 0.031716 | 29.4009 | 0 | 0
29.4213 | 1149.817 | 0.031719 | 29.4213 | 0 | 0
29.4417 | 1182.73 | 0.032627 | 29.4417 | 0 | 0
29.462 | 1186.775 | 0.032739 | 29.462 | 0 | 0
29.4824 | 1162.292 | 0.032063 | 29.4824 | 0 | 0
29.5028 | 1171.215 | 0.032309 | 29.5028 | 0 | 0
29.5232 | 1203.502 | 0.0332 | 29.5232 | 0 | 0
29.5435 | 1228.44 | 0.033888 | 29.5435 | 0 | 0
29.5639 | 1243.528 | 0.034304 | 29.5639 | 0 | 0
29.5843 | 1239.732 | 0.0342 | 29.5843 | 0 | 0
29.6047 | 1239.354 | 0.034189 | 29.6047 | 0 | 0
29.625 | 1252.953 | 0.034564 | 29.625 | 0 | 0
29.6454 | 1234.198 | 0.034047 | 29.6454 | 0 | 0
29.6658 | 1184.992 | 0.032689 | 29.6658 | 0 | 0
29.6862 | 1146.158 | 0.031618 | 29.6862 | 0 | 0
29.7065 | 1123.421 | 0.030991 | 29.7065 | 0 | 0
29.7269 | 1129.596 | 0.031161 | 29.7269 | 0 | 0
29.7473 | 1135.21 | 0.031316 | 29.7473 | 0 | 0
29.7677 | 1108.014 | 0.030566 | 29.7677 | 0 | 0
29.788 | 1075.722 | 0.029675 | 29.788 | 0 | 0
29.8084 | 1065.432 | 0.029391 | 29.8084 | 0 | 0
29.8288 | 1078.221 | 0.029744 | 29.8288 | 0 | 0
29.8492 | 1113.229 | 0.03071 | 29.8492 | 0 | 0
29.8695 | 1155.312 | 0.031871 | 29.8695 | 0 | 0
29.8899 | 1188.059 | 0.032774 | 29.8899 | 0 | 0
29.9103 | 1137.642 | 0.031383 | 29.9103 | 0 | 0
29.9307 | 1052.103 | 0.029024 | 29.9307 | 0 | 0
29.951 | 1036.474 | 0.028592 | 29.951 | 0 | 0
29.9714 | 1058.405 | 0.029197 | 29.9714 | 0 | 0
29.9918 | 1084.802 | 0.029926 | 29.9918 | 0 | 0
30.0122 | 1105.787 | 0.030504 | 30.0122 | 0 | 0
30.0325 | 1120.002 | 0.030897 | 30.0325 | 0 | 0
30.0529 | 1131.084 | 0.031202 | 30.0529 | 0 | 0
30.0733 | 1146.509 | 0.031628 | 30.0733 | 0 | 0
30.0937 | 1181.483 | 0.032593 | 30.0937 | 0 | 0
30.114 | 1213.687 | 0.033481 | 30.114 | 0 | 0
30.1344 | 1184 | 0.032662 | 30.1344 | 0 | 0
30.1548 | 1118.854 | 0.030865 | 30.1548 | 0 | 0
30.1752 | 1073.653 | 0.029618 | 30.1752 | 0 | 0
30.1955 | 1042.162 | 0.028749 | 30.1955 | 0 | 0
30.2159 | 1016.56 | 0.028043 | 30.2159 | 0 | 0
30.2363 | 1000.237 | 0.027593 | 30.2363 | 0 | 0
30.2567 | 1002.422 | 0.027653 | 30.2567 | 0 | 0
30.277 | 1024.427 | 0.02826 | 30.277 | 0 | 0
30.2974 | 1064.878 | 0.029376 | 30.2974 | 0 | 0
30.3178 | 1076.553 | 0.029698 | 30.3178 | 0 | 0
30.3382 | 1071.554 | 0.02956 | 30.3382 | 0 | 0
30.3585 | 1074.882 | 0.029652 | 30.3585 | 0 | 0
30.3789 | 1075.962 | 0.029682 | 30.3789 | 0 | 0
30.3993 | 1061.574 | 0.029285 | 30.3993 | 0 | 0
30.4197 | 1052.23 | 0.029027 | 30.4197 | 0 | 0
30.44 | 1053.27 | 0.029056 | 30.44 | 0 | 0
30.4604 | 1061.773 | 0.02929 | 30.4604 | 0 | 0
30.4808 | 1072.074 | 0.029574 | 30.4808 | 0 | 0
30.5012 | 1051.668 | 0.029012 | 30.5012 | 0 | 0
30.5215 | 1015.44 | 0.028012 | 30.5215 | 0 | 0
30.5419 | 1002.004 | 0.027641 | 30.5419 | 0 | 0
30.5623 | 1003.366 | 0.027679 | 30.5623 | 0 | 0
30.5827 | 1007.596 | 0.027796 | 30.5827 | 0 | 0
30.603 | 1004.728 | 0.027717 | 30.603 | 0 | 0
30.6234 | 989.8716 | 0.027307 | 30.6234 | 0 | 0
30.6438 | 960.5688 | 0.026498 | 30.6438 | 0 | 0
30.6642 | 915.2582 | 0.025249 | 30.6642 | 0 | 0
30.6845 | 941.2407 | 0.025965 | 30.6845 | 0 | 0
30.7049 | 1005.743 | 0.027745 | 30.7049 | 0 | 0
30.7253 | 985.179 | 0.027177 | 30.7253 | 0 | 0
30.7457 | 930.6837 | 0.025674 | 30.7457 | 0 | 0
30.766 | 917.6206 | 0.025314 | 30.766 | 0 | 0
30.7864 | 914.8571 | 0.025237 | 30.7864 | 0 | 0
30.8068 | 888.0396 | 0.024498 | 30.8068 | 0 | 0
30.8272 | 865.8189 | 0.023885 | 30.8272 | 0 | 0
30.8475 | 869.041 | 0.023974 | 30.8475 | 0 | 0
30.8679 | 904.3665 | 0.024948 | 30.8679 | 0 | 0
30.8883 | 965.9807 | 0.026648 | 30.8883 | 0 | 0
30.9087 | 977.9662 | 0.026978 | 30.9087 | 0 | 0
30.929 | 949.7401 | 0.0262 | 30.929 | 0 | 0
30.9494 | 954.1295 | 0.026321 | 30.9494 | 0 | 0
30.9698 | 968.889 | 0.026728 | 30.9698 | 0 | 0
30.9902 | 904.3578 | 0.024948 | 30.9902 | 0 | 0
31.0105 | 861.237 | 0.023758 | 31.0105 | 0 | 0
31.0309 | 934.247 | 0.025772 | 31.0309 | 0 | 0
31.0513 | 971.7026 | 0.026806 | 31.0513 | 0 | 0
31.0717 | 965.9758 | 0.026648 | 31.0717 | 0 | 0
31.092 | 969.5536 | 0.026746 | 31.092 | 0 | 0
31.1124 | 971.4626 | 0.026799 | 31.1124 | 0 | 0
31.1328 | 924.6063 | 0.025506 | 31.1328 | 0 | 0
31.1532 | 875.0233 | 0.024139 | 31.1532 | 0 | 0
31.1735 | 875.1526 | 0.024142 | 31.1735 | 0 | 0
31.1939 | 896.2617 | 0.024724 | 31.1939 | 0 | 0
31.2143 | 909.9948 | 0.025103 | 31.2143 | 0 | 0
31.2346 | 942.2866 | 0.025994 | 31.2346 | 0 | 0
31.255 | 991.6845 | 0.027357 | 31.255 | 0 | 0
31.2754 | 986.1826 | 0.027205 | 31.2754 | 0 | 0
31.2958 | 902.0408 | 0.024884 | 31.2958 | 0 | 0
31.3162 | 864.657 | 0.023853 | 31.3162 | 0 | 0
31.3365 | 869.6418 | 0.02399 | 31.3365 | 0 | 0
31.3569 | 884.778 | 0.024408 | 31.3569 | 0 | 0
31.3773 | 902.3577 | 0.024893 | 31.3773 | 0 | 0
31.3976 | 904.5693 | 0.024954 | 31.3976 | 0 | 0
31.418 | 891.6707 | 0.024598 | 31.418 | 0 | 0
31.4384 | 850.6631 | 0.023467 | 31.4384 | 0 | 0
31.4588 | 820.3705 | 0.022631 | 31.4588 | 0 | 0
31.4792 | 804.3311 | 0.022188 | 31.4792 | 0 | 0
31.4995 | 817.996 | 0.022565 | 31.4995 | 0 | 0
31.5199 | 843.9788 | 0.023282 | 31.5199 | 0 | 0
31.5403 | 864.4504 | 0.023847 | 31.5403 | 0 | 0
31.5606 | 890.3599 | 0.024562 | 31.5606 | 0 | 0
31.581 | 936.2723 | 0.025828 | 31.581 | 0 | 0
31.6014 | 941.2557 | 0.025966 | 31.6014 | 0 | 0
31.6218 | 877.2958 | 0.024201 | 31.6218 | 0 | 0
31.6422 | 836.9221 | 0.023088 | 31.6422 | 0 | 0
31.6625 | 854.1976 | 0.023564 | 31.6625 | 0 | 0
31.6829 | 855.472 | 0.023599 | 31.6829 | 0 | 0
31.7033 | 840.1037 | 0.023175 | 31.7033 | 0 | 0
31.7236 | 834.6921 | 0.023026 | 31.7236 | 0 | 0
31.744 | 830.2293 | 0.022903 | 31.744 | 0 | 0
31.7644 | 795.5466 | 0.021946 | 31.7644 | 0 | 0
31.7848 | 779.9542 | 0.021516 | 31.7848 | 0 | 0
31.8052 | 825.9216 | 0.022784 | 31.8052 | 0 | 0
31.8255 | 845.5996 | 0.023327 | 31.8255 | 0 | 0
31.8459 | 823.4693 | 0.022716 | 31.8459 | 0 | 0
31.8663 | 805.1965 | 0.022212 | 31.8663 | 0 | 0
31.8866 | 793.4385 | 0.021888 | 31.8866 | 0 | 0
31.907 | 793.29 | 0.021884 | 31.907 | 0 | 0
31.9274 | 808.4457 | 0.022302 | 31.9274 | 0 | 0
31.9478 | 844.6304 | 0.0233 | 31.9478 | 0 | 0
31.9682 | 873.1301 | 0.024086 | 31.9682 | 0 | 0
31.9885 | 870.6588 | 0.024018 | 31.9885 | 0 | 0
32.0089 | 838.9071 | 0.023142 | 32.0089 | 0 | 0
32.0293 | 779.0019 | 0.02149 | 32.0293 | 0 | 0
32.0496 | 761.8653 | 0.021017 | 32.0496 | 0 | 0
32.07 | 788.2192 | 0.021744 | 32.07 | 0 | 0
32.0904 | 781.4374 | 0.021557 | 32.0904 | 0 | 0
32.1108 | 760.0889 | 0.020968 | 32.1108 | 0 | 0
32.1311 | 784.3951 | 0.021638 | 32.1311 | 0 | 0
32.1515 | 803.6837 | 0.022171 | 32.1515 | 0 | 0
32.1719 | 792.1404 | 0.021852 | 32.1719 | 0 | 0
32.1923 | 777.07 | 0.021436 | 32.1923 | 0 | 0
32.2126 | 764.0051 | 0.021076 | 32.2126 | 0 | 0
32.233 | 733.2413 | 0.020227 | 32.233 | 0 | 0
32.2534 | 713.1935 | 0.019674 | 32.2534 | 0 | 0
32.2738 | 767.0656 | 0.02116 | 32.2738 | 0 | 0
32.2942 | 834.5663 | 0.023023 | 32.2942 | 0 | 0
32.3145 | 806.244 | 0.022241 | 32.3145 | 0 | 0
32.3349 | 754.1469 | 0.020804 | 32.3349 | 0 | 0
32.3553 | 731.1048 | 0.020168 | 32.3553 | 0 | 0
32.3756 | 714.238 | 0.019703 | 32.3756 | 0 | 0
32.396 | 696.1738 | 0.019205 | 32.396 | 0 | 0
32.4164 | 723.8766 | 0.019969 | 32.4164 | 0 | 0
32.4368 | 799.3298 | 0.02205 | 32.4368 | 0 | 0
32.4571 | 826.4416 | 0.022798 | 32.4571 | 0 | 0
32.4775 | 832.7453 | 0.022972 | 32.4775 | 0 | 0
32.4979 | 783.5298 | 0.021615 | 32.4979 | 0 | 0
32.5183 | 738.1144 | 0.020362 | 32.5183 | 0 | 0
32.5386 | 713.0917 | 0.019671 | 32.5386 | 0 | 0
32.559 | 699.1814 | 0.019288 | 32.559 | 0 | 0
32.5794 | 691.8599 | 0.019086 | 32.5794 | 0 | 0
32.5998 | 692.2784 | 0.019097 | 32.5998 | 0 | 0
32.6201 | 701.1862 | 0.019343 | 32.6201 | 0 | 0
32.6405 | 719.3949 | 0.019845 | 32.6405 | 0 | 0
32.6609 | 742.8 | 0.020491 | 32.6609 | 0 | 0
32.6813 | 767.4614 | 0.021171 | 32.6813 | 0 | 0
32.7016 | 772.7969 | 0.021319 | 32.7016 | 0 | 0
32.722 | 727.4634 | 0.020068 | 32.722 | 0 | 0
32.7424 | 719.191 | 0.01984 | 32.7424 | 0 | 0
32.7628 | 756.8932 | 0.02088 | 32.7628 | 0 | 0
32.7831 | 740.2535 | 0.020421 | 32.7831 | 0 | 0
32.8035 | 690.2362 | 0.019041 | 32.8035 | 0 | 0
32.8239 | 700.2411 | 0.019317 | 32.8239 | 0 | 0
32.8443 | 723.297 | 0.019953 | 32.8443 | 0 | 0
32.8646 | 717.5694 | 0.019795 | 32.8646 | 0 | 0
32.885 | 705.5972 | 0.019465 | 32.885 | 0 | 0
32.9054 | 694.8191 | 0.019167 | 32.9054 | 0 | 0
32.9258 | 687.6372 | 0.018969 | 32.9258 | 0 | 0
32.9461 | 683.653 | 0.018859 | 32.9461 | 0 | 0
32.9665 | 674.957 | 0.01862 | 32.9665 | 0 | 0
32.9869 | 666.5752 | 0.018388 | 32.9869 | 0 | 0
33.0073 | 672.1006 | 0.018541 | 33.0073 | 0 | 0
33.0276 | 699.6448 | 0.019301 | 33.0276 | 0 | 0
33.048 | 758.2129 | 0.020916 | 33.048 | 0 | 0
33.0684 | 773.0368 | 0.021325 | 33.0684 | 0 | 0
33.0888 | 722.2243 | 0.019923 | 33.0888 | 0 | 0
33.1091 | 671.9521 | 0.018537 | 33.1091 | 0 | 0
33.1295 | 652.702 | 0.018006 | 33.1295 | 0 | 0
33.1499 | 676.1314 | 0.018652 | 33.1499 | 0 | 0
33.1703 | 720.7282 | 0.019882 | 33.1703 | 0 | 0
33.1906 | 707.0436 | 0.019505 | 33.1906 | 0 | 0
33.211 | 675.419 | 0.018632 | 33.211 | 0 | 0
33.2314 | 642.8154 | 0.017733 | 33.2314 | 0 | 0
33.2518 | 638.3928 | 0.017611 | 33.2518 | 0 | 0
33.2721 | 666.5204 | 0.018387 | 33.2721 | 0 | 0
33.2925 | 677.7328 | 0.018696 | 33.2925 | 0 | 0
33.3129 | 679.0663 | 0.018733 | 33.3129 | 0 | 0
33.3333 | 691.812 | 0.019084 | 33.3333 | 0 | 0
33.3536 | 713.0146 | 0.019669 | 33.3536 | 0 | 0
33.374 | 740.6862 | 0.020433 | 33.374 | 0 | 0
33.3944 | 749.8723 | 0.020686 | 33.3944 | 0 | 0
33.4148 | 715.309 | 0.019733 | 33.4148 | 0 | 0
33.4351 | 690.8862 | 0.019059 | 33.4351 | 0 | 0
33.4555 | 698.7938 | 0.019277 | 33.4555 | 0 | 0
33.4759 | 699.1088 | 0.019286 | 33.4759 | 0 | 0
33.4963 | 694.0166 | 0.019145 | 33.4963 | 0 | 0
33.5166 | 695.0996 | 0.019175 | 33.5166 | 0 | 0
33.537 | 697.8491 | 0.019251 | 33.537 | 0 | 0
33.5574 | 695.5861 | 0.019189 | 33.5574 | 0 | 0
33.5778 | 0 | 0 | 33.5778 | 0 | 0
Degrees | (Cd) |  | Degrees | (Cd)
Degrees | (Cd) |  | Degrees | (Cd)
Degrees | (Cd) |  | Degrees | (Cd)
Degrees | (Cd)
Degrees | (Cd)

## WFL
S4WRD-C2 PAR | 2023-01-18
| Beam Angle | Field Angle
Horizontal | 40 | 61.6
[5 empty] | Lens Efficiency | Power Consump (Watts) | Efficacy (lm/W)
LED Type | Accessory Lens | Candela | Field Lumens | Beam Lumens
Full ON | WFL | 18062 | 5661 | 3090 | 97.3% | 143 | 39.5874
3200K (Preset-1) | WFL | 15606.4616 | 4891.3841 | 2669.9129 | 97.61% | 109 | 44.8751
5600K (Preset-2) | WFL | 17069.9591 | 5350.0741 | 2920.2842 | 97.38% | 124 | 43.1458
RED (Direct) | WFL | 2542.401 | 796.8404 | 434.9474 | 96.94% | 50.1 | 15.905
AMBER (Direct) | WFL | 6067.4678 | 1901.6684 | 1038.0066 | 97.67% | 50.2 | 37.8818
GREEN (Direct) | WFL | 9197.2659 | 2882.6111 | 1573.4443 | 97.52% | 50.4 | 57.1947
BLUE (Direct) | WFL | 1814.9873 | 568.8541 | 310.5033 | 95.61% | 50.2 | 11.3318
| For Field diameter at any distance, multiply distance by |  |  |  | 1.1922
| For Beam diameter at any distance, multiply distance by |  |  |  | 0.72794
Dist for 1.0 fc
| Throw Distance (ft) | 10 | 15 | 20 | 25 | 134.3949
| Throw Distance (m) | 3.048 | 4.572 | 6.096 | 7.62 | 40.9636
| Field Diameter (ft) | 11.9224 | 17.8836 | 23.8448 | 29.806
| Field Diameter (m) | 3.6339 | 5.4509 | 7.2679 | 9.0849
| Illuminance (fc) | 180.62 | 80.2756 | 45.155 | 28.8992
| Illuminance (lux) | 1944.1756 | 864.0781 | 486.0439 | 311.0681
| Beam Angle | Field Angle
Vertical | 27.69 | 49.3
| For Field height at any distance, multiply distance by |  |  |  | 0.91778
| For Beam height at any distance, multiply distance by |  |  |  | 0.49291
Test Distance | Iso-Illuminance Diagram grid lines
1.918 | 0.25 | 0.5 | 0.75 | 1
| 0.13034 | 0.26069 | 0.39103 | 0.52138
Measurement: Full On (SCDM off) - WFL w/ diffuser "full peak" - Intensity |  |  | Measurement: Full On (SCDM off) - WFL w/ diffuser "full peak" - Intensity
Degrees | (Cd) |  | Degrees | (Cd)
-41.5978 | 0 | 0 | -41.5978 | 0 | 0
-41.5725 | 0 | 0 | -41.5725 | 0 | 0
-41.5473 | 0 | 0 | -41.5473 | 0 | 0
-41.5221 | 0 | 0 | -41.5221 | 0 | 0
-41.4968 | 0 | 0 | -41.4968 | 0 | 0
-41.4716 | 0 | 0 | -41.4716 | 0 | 0
-41.4463 | 0 | 0 | -41.4463 | 0 | 0
-41.4211 | 0 | 0 | -41.4211 | 0 | 0
-41.3959 | 0 | 0 | -41.3959 | 0 | 0
-41.3706 | 0 | 0 | -41.3706 | 0 | 0
-41.3454 | 0 | 0 | -41.3454 | 0 | 0
-41.3201 | 0 | 0 | -41.3201 | 0 | 0
-41.2949 | 0 | 0 | -41.2949 | 0 | 0
-41.2696 | 0 | 0 | -41.2696 | 0 | 0
-41.2444 | 0 | 0 | -41.2444 | 0 | 0
-41.2192 | 0 | 0 | -41.2192 | 0 | 0
-41.1939 | 0 | 0 | -41.1939 | 0 | 0
-41.1687 | 0 | 0 | -41.1687 | 0 | 0
-41.1434 | 0 | 0 | -41.1434 | 0 | 0
-41.1182 | 0 | 0 | -41.1182 | 0 | 0
-41.093 | 0 | 0 | -41.093 | 0 | 0
-41.0677 | 0 | 0 | -41.0677 | 0 | 0
-41.0425 | 0 | 0 | -41.0425 | 0 | 0
-41.0172 | 0 | 0 | -41.0172 | 0 | 0
-40.992 | 0 | 0 | -40.992 | 0 | 0
-40.9667 | 0 | 0 | -40.9667 | 0 | 0
-40.9415 | 0 | 0 | -40.9415 | 0 | 0
-40.9163 | 0 | 0 | -40.9163 | 0 | 0
-40.891 | 0 | 0 | -40.891 | 0 | 0
-40.8658 | 0 | 0 | -40.8658 | 0 | 0
-40.8405 | 0 | 0 | -40.8405 | 0 | 0
-40.8153 | 0 | 0 | -40.8153 | 0 | 0
-40.7901 | 0 | 0 | -40.7901 | 0 | 0
-40.7648 | 0 | 0 | -40.7648 | 0 | 0
-40.7396 | 0 | 0 | -40.7396 | 0 | 0
-40.7143 | 0 | 0 | -40.7143 | 0 | 0
-40.6891 | 0 | 0 | -40.6891 | 0 | 0
-40.6638 | 0 | 0 | -40.6638 | 0 | 0
-40.6386 | 0 | 0 | -40.6386 | 0 | 0
-40.6134 | 0 | 0 | -40.6134 | 0 | 0
-40.5881 | 0 | 0 | -40.5881 | 0 | 0
-40.5629 | 0 | 0 | -40.5629 | 0 | 0
-40.5376 | 0 | 0 | -40.5376 | 0 | 0
-40.5124 | 0 | 0 | -40.5124 | 0 | 0
-40.4872 | 0 | 0 | -40.4872 | 0 | 0
-40.4619 | 0 | 0 | -40.4619 | 0 | 0
-40.4367 | 0 | 0 | -40.4367 | 0 | 0
-40.4114 | 0 | 0 | -40.4114 | 0 | 0
-40.3862 | 0 | 0 | -40.3862 | 0 | 0
-40.361 | 0 | 0 | -40.361 | 0 | 0
-40.3357 | 0 | 0 | -40.3357 | 0 | 0
-40.3105 | 0 | 0 | -40.3105 | 0 | 0
-40.2852 | 0 | 0 | -40.2852 | 0 | 0
-40.26 | 0 | 0 | -40.26 | 0 | 0
-40.2347 | 0 | 0 | -40.2347 | 0 | 0
-40.2095 | 0 | 0 | -40.2095 | 0 | 0
-40.1843 | 0 | 0 | -40.1843 | 0 | 0
-40.159 | 0 | 0 | -40.159 | 0 | 0
-40.1338 | 0 | 0 | -40.1338 | 0 | 0
-40.1085 | 0 | 0 | -40.1085 | 0 | 0
-40.0833 | 0 | 0 | -40.0833 | 0 | 0
-40.0581 | 0 | 0 | -40.0581 | 0 | 0
-40.0328 | 0 | 0 | -40.0328 | 0 | 0
-40.0076 | 0 | 0 | -40.0076 | 0 | 0
-39.9823 | 0 | 0 | -39.9823 | 0 | 0
-39.9571 | 0 | 0 | -39.9571 | 0 | 0
-39.9318 | 0 | 0 | -39.9318 | 0 | 0
-39.9066 | 0 | 0 | -39.9066 | 0 | 0
-39.8814 | 0 | 0 | -39.8814 | 0 | 0
-39.8561 | 0 | 0 | -39.8561 | 0 | 0
-39.8309 | 0 | 0 | -39.8309 | 0 | 0
-39.8056 | 0 | 0 | -39.8056 | 0 | 0
-39.7804 | 0 | 0 | -39.7804 | 0 | 0
-39.7552 | 0 | 0 | -39.7552 | 0 | 0
-39.7299 | 0 | 0 | -39.7299 | 0 | 0
-39.7047 | 0 | 0 | -39.7047 | 0 | 0
-39.6794 | 0 | 0 | -39.6794 | 0 | 0
-39.6542 | 0 | 0 | -39.6542 | 0 | 0
-39.629 | 0 | 0 | -39.629 | 0 | 0
-39.6037 | 0 | 0 | -39.6037 | 0 | 0
-39.5785 | 0 | 0 | -39.5785 | 0 | 0
-39.5532 | 0 | 0 | -39.5532 | 0 | 0
-39.528 | 0 | 0 | -39.528 | 0 | 0
-39.5027 | 0 | 0 | -39.5027 | 0 | 0
-39.4775 | 0 | 0 | -39.4775 | 0 | 0
-39.4523 | 0 | 0 | -39.4523 | 0 | 0
-39.427 | 0 | 0 | -39.427 | 0 | 0
-39.4018 | 0 | 0 | -39.4018 | 0 | 0
-39.3765 | 0 | 0 | -39.3765 | 0 | 0
-39.3513 | 0 | 0 | -39.3513 | 0 | 0
-39.3261 | 0 | 0 | -39.3261 | 0 | 0
-39.3008 | 0 | 0 | -39.3008 | 0 | 0
-39.2756 | 0 | 0 | -39.2756 | 0 | 0
-39.2503 | 0 | 0 | -39.2503 | 0 | 0
-39.2251 | 0 | 0 | -39.2251 | 0 | 0
-39.1998 | 0 | 0 | -39.1998 | 0 | 0
-39.1746 | 0 | 0 | -39.1746 | 0 | 0
-39.1494 | 0 | 0 | -39.1494 | 0 | 0
-39.1241 | 0 | 0 | -39.1241 | 0 | 0
-39.0989 | 0 | 0 | -39.0989 | 0 | 0
-39.0737 | 0 | 0 | -39.0737 | 0 | 0
-39.0484 | 0 | 0 | -39.0484 | 0 | 0
-39.0232 | 0 | 0 | -39.0232 | 0 | 0
-38.9979 | 0 | 0 | -38.9979 | 0 | 0
-38.9727 | 0 | 0 | -38.9727 | 0 | 0
-38.9474 | 0 | 0 | -38.9474 | 0 | 0
-38.9222 | 0 | 0 | -38.9222 | 0 | 0
-38.8969 | 0 | 0 | -38.8969 | 0 | 0
-38.8717 | 0 | 0 | -38.8717 | 0 | 0
-38.8465 | 0 | 0 | -38.8465 | 0 | 0
-38.8212 | 0 | 0 | -38.8212 | 0 | 0
-38.796 | 0 | 0 | -38.796 | 0 | 0
-38.7707 | 0 | 0 | -38.7707 | 0 | 0
-38.7455 | 0 | 0 | -38.7455 | 0 | 0
-38.7203 | 0 | 0 | -38.7203 | 0 | 0
-38.695 | 0 | 0 | -38.695 | 0 | 0
-38.6698 | 0 | 0 | -38.6698 | 0 | 0
-38.6445 | 0 | 0 | -38.6445 | 0 | 0
-38.6193 | 0 | 0 | -38.6193 | 0 | 0
-38.5941 | 0 | 0 | -38.5941 | 0 | 0
-38.5688 | 0 | 0 | -38.5688 | 0 | 0
-38.5436 | 0 | 0 | -38.5436 | 0 | 0
-38.5183 | 0 | 0 | -38.5183 | 0 | 0
-38.4931 | 0 | 0 | -38.4931 | 0 | 0
-38.4678 | 0 | 0 | -38.4678 | 0 | 0
-38.4426 | 0 | 0 | -38.4426 | 0 | 0
-38.4174 | 0 | 0 | -38.4174 | 0 | 0
-38.3921 | 0 | 0 | -38.3921 | 0 | 0
-38.3669 | 0 | 0 | -38.3669 | 0 | 0
-38.3416 | 0 | 0 | -38.3416 | 0 | 0
-38.3164 | 0 | 0 | -38.3164 | 0 | 0
-38.2912 | 0 | 0 | -38.2912 | 0 | 0
-38.2659 | 0 | 0 | -38.2659 | 0 | 0
-38.2407 | 0 | 0 | -38.2407 | 0 | 0
-38.2154 | 0 | 0 | -38.2154 | 0 | 0
-38.1902 | 0 | 0 | -38.1902 | 0 | 0
-38.165 | 0 | 0 | -38.165 | 0 | 0
-38.1397 | 0 | 0 | -38.1397 | 0 | 0
-38.1145 | 0 | 0 | -38.1145 | 0 | 0
-38.0892 | 0 | 0 | -38.0892 | 0 | 0
-38.064 | 0 | 0 | -38.064 | 0 | 0
-38.0388 | 0 | 0 | -38.0388 | 0 | 0
-38.0135 | 0 | 0 | -38.0135 | 0 | 0
-37.9883 | 0 | 0 | -37.9883 | 0 | 0
-37.963 | 0 | 0 | -37.963 | 0 | 0
-37.9378 | 0 | 0 | -37.9378 | 0 | 0
-37.9125 | 0 | 0 | -37.9125 | 0 | 0
-37.8873 | 0 | 0 | -37.8873 | 0 | 0
-37.8621 | 0 | 0 | -37.8621 | 0 | 0
-37.8368 | 0 | 0 | -37.8368 | 0 | 0
-37.8116 | 0 | 0 | -37.8116 | 0 | 0
-37.7863 | 0 | 0 | -37.7863 | 0 | 0
-37.7611 | 0 | 0 | -37.7611 | 0 | 0
-37.7358 | 0 | 0 | -37.7358 | 0 | 0
-37.7106 | 37.627 | 0.0021258 | -37.7106 | 0 | 0
-37.6854 | 584.5602 | 0.033026 | -37.6854 | 0 | 0
-37.6601 | 590.2839 | 0.033349 | -37.6601 | 0 | 0
-37.6349 | 591.0707 | 0.033394 | -37.6349 | 0 | 0
-37.6097 | 596.944 | 0.033726 | -37.6097 | 0 | 0
-37.5844 | 539.4921 | 0.03048 | -37.5844 | 0 | 0
-37.5592 | 559.784 | 0.031626 | -37.5592 | 0 | 0
-37.5339 | 587.9661 | 0.033218 | -37.5339 | 0 | 0
-37.5087 | 598.2581 | 0.0338 | -37.5087 | 0 | 0
-37.4834 | 579.687 | 0.032751 | -37.4834 | 0 | 0
-37.4582 | 576.4572 | 0.032568 | -37.4582 | 0 | 0
-37.433 | 596.5498 | 0.033703 | -37.433 | 0 | 0
-37.4077 | 605.8922 | 0.034231 | -37.4077 | 0 | 0
-37.3825 | 582.4038 | 0.032904 | -37.3825 | 0 | 0
-37.3572 | 568.0156 | 0.032091 | -37.3572 | 0 | 0
-37.332 | 608.8534 | 0.034398 | -37.332 | 0 | 0
-37.3068 | 603.1218 | 0.034075 | -37.3068 | 0 | 0
-37.2815 | 586.6766 | 0.033146 | -37.2815 | 0 | 0
-37.2563 | 575.2659 | 0.032501 | -37.2563 | 0 | 0
-37.231 | 605.1828 | 0.034191 | -37.231 | 0 | 0
-37.2058 | 621.1329 | 0.035092 | -37.2058 | 0 | 0
-37.1805 | 608.4923 | 0.034378 | -37.1805 | 0 | 0
-37.1553 | 616.7919 | 0.034847 | -37.1553 | 0 | 0
-37.1301 | 604.7115 | 0.034164 | -37.1301 | 0 | 0
-37.1048 | 607.3067 | 0.034311 | -37.1048 | 0 | 0
-37.0796 | 616.6036 | 0.034836 | -37.0796 | 0 | 0
-37.0543 | 620.3546 | 0.035048 | -37.0543 | 0 | 0
-37.0291 | 623.2348 | 0.035211 | -37.0291 | 0 | 0
-37.0038 | 657.2244 | 0.037131 | -37.0038 | 0 | 0
-36.9786 | 641.2275 | 0.036228 | -36.9786 | 0 | 0
-36.9534 | 638.2832 | 0.036061 | -36.9534 | 0 | 0
-36.9281 | 624.6344 | 0.03529 | -36.9281 | 0 | 0
-36.9029 | 675.3381 | 0.038155 | -36.9029 | 0 | 0
-36.8776 | 669.2589 | 0.037811 | -36.8776 | 0 | 0
-36.8524 | 650.3076 | 0.036741 | -36.8524 | 0 | 0
-36.8272 | 667.1172 | 0.03769 | -36.8272 | 0 | 0
-36.8019 | 674.351 | 0.038099 | -36.8019 | 0 | 0
-36.7767 | 644.3718 | 0.036405 | -36.7767 | 0 | 0
-36.7514 | 654.749 | 0.036991 | -36.7514 | 0 | 0
-36.7262 | 679.5837 | 0.038395 | -36.7262 | 0 | 0
-36.7009 | 651.8406 | 0.036827 | -36.7009 | 0 | 0
-36.6757 | 667.7893 | 0.037728 | -36.6757 | 0 | 0
-36.6505 | 709.9034 | 0.040108 | -36.6505 | 0 | 0
-36.6252 | 668.6787 | 0.037778 | -36.6252 | 0 | 0
-36.6 | 665.8868 | 0.037621 | -36.6 | 0 | 0
-36.5748 | 658.5502 | 0.037206 | -36.5748 | 0 | 0
-36.5495 | 687.8867 | 0.038864 | -36.5495 | 0 | 0
-36.5243 | 674.5004 | 0.038107 | -36.5243 | 0 | 0
-36.499 | 664.9601 | 0.037568 | -36.499 | 0 | 0
-36.4738 | 680.0745 | 0.038422 | -36.4738 | 0 | 0
-36.4485 | 679.4669 | 0.038388 | -36.4485 | 0 | 0
-36.4233 | 678.0824 | 0.03831 | -36.4233 | 0 | 0
-36.3981 | 695.835 | 0.039313 | -36.3981 | 0 | 0
-36.3728 | 703.4486 | 0.039743 | -36.3728 | 0 | 0
-36.3476 | 718.2571 | 0.040579 | -36.3476 | 0 | 0
-36.3223 | 712.7178 | 0.040267 | -36.3223 | 0 | 0
-36.2971 | 683.3632 | 0.038608 | -36.2971 | 0 | 0
-36.2719 | 699.9084 | 0.039543 | -36.2719 | 0 | 0
-36.2466 | 699.2735 | 0.039507 | -36.2466 | 0 | 0
-36.2214 | 696.3054 | 0.039339 | -36.2214 | 0 | 0
-36.1961 | 732.2203 | 0.041368 | -36.1961 | 0 | 0
-36.1709 | 742.4971 | 0.041949 | -36.1709 | 0 | 0
-36.1457 | 732.5876 | 0.041389 | -36.1457 | 0 | 0
-36.1204 | 723.8204 | 0.040894 | -36.1204 | 0 | 0
-36.0952 | 707.1102 | 0.03995 | -36.0952 | 0 | 0
-36.0699 | 730.3991 | 0.041265 | -36.0699 | 0 | 0
-36.0447 | 730.6682 | 0.041281 | -36.0447 | 0 | 0
-36.0194 | 722.7764 | 0.040835 | -36.0194 | 0 | 0
-35.9942 | 737.9196 | 0.04169 | -35.9942 | 0 | 0
-35.969 | 720.7975 | 0.040723 | -35.969 | 0 | 0
-35.9437 | 720.8259 | 0.040725 | -35.9437 | 0 | 0
-35.9185 | 694.6927 | 0.039248 | -35.9185 | 0 | 0
-35.8932 | 728.9358 | 0.041183 | -35.8932 | 0 | 0
-35.868 | 779.962 | 0.044066 | -35.868 | 0 | 0
-35.8428 | 769.072 | 0.04345 | -35.8428 | 0 | 0
-35.8175 | 774.8754 | 0.043778 | -35.8175 | 0 | 0
-35.7923 | 767.3536 | 0.043353 | -35.7923 | 0 | 0
-35.767 | 780.4525 | 0.044093 | -35.767 | 0 | 0
-35.7418 | 781.7023 | 0.044164 | -35.7418 | 0 | 0
-35.7165 | 767.3388 | 0.043352 | -35.7165 | 0 | 0
-35.6913 | 782.7542 | 0.044223 | -35.6913 | 0 | 0
-35.6661 | 823.884 | 0.046547 | -35.6661 | 0 | 0
-35.6408 | 823.3943 | 0.046519 | -35.6408 | 0 | 0
-35.6156 | 779.622 | 0.044046 | -35.6156 | 0 | 0
-35.5903 | 779.9966 | 0.044068 | -35.5903 | 0 | 0
-35.5651 | 793.5941 | 0.044836 | -35.5651 | 0 | 0
-35.5399 | 837.0577 | 0.047291 | -35.5399 | 0 | 0
-35.5146 | 774.1654 | 0.043738 | -35.5146 | 0 | 0
-35.4894 | 814.1552 | 0.045997 | -35.4894 | 0 | 0
-35.4641 | 827.3762 | 0.046744 | -35.4641 | 0 | 0
-35.4389 | 851.7638 | 0.048122 | -35.4389 | 0 | 0
-35.4136 | 880.6316 | 0.049753 | -35.4136 | 0 | 0
-35.3884 | 824.6125 | 0.046588 | -35.3884 | 0 | 0
-35.3632 | 810.279 | 0.045778 | -35.3632 | 0 | 0
-35.3379 | 820.7787 | 0.046372 | -35.3379 | 0 | 0
-35.3127 | 820.9803 | 0.046383 | -35.3127 | 0 | 0
-35.2874 | 814.9197 | 0.046041 | -35.2874 | 0 | 0
-35.2622 | 832.8329 | 0.047053 | -35.2622 | 0 | 0
-35.237 | 832.7508 | 0.047048 | -35.237 | 0 | 0
-35.2117 | 834.6974 | 0.047158 | -35.2117 | 0 | 0
-35.1865 | 848.4462 | 0.047935 | -35.1865 | 0 | 0
-35.1612 | 895.0847 | 0.05057 | -35.1612 | 0 | 0
-35.136 | 850.4271 | 0.048047 | -35.136 | 0 | 0
-35.1108 | 822.0299 | 0.046442 | -35.1108 | 0 | 0
-35.0855 | 833.7319 | 0.047103 | -35.0855 | 0 | 0
-35.0603 | 868.6318 | 0.049075 | -35.0603 | 0 | 0
-35.035 | 881.8982 | 0.049825 | -35.035 | 0 | 0
-35.0098 | 858.7765 | 0.048518 | -35.0098 | 0 | 0
-34.9845 | 888.4769 | 0.050196 | -34.9845 | 0 | 0
-34.9593 | 881.299 | 0.049791 | -34.9593 | 0 | 0
-34.9341 | 864.8409 | 0.048861 | -34.9341 | 0 | 0
-34.9088 | 894.5237 | 0.050538 | -34.9088 | 0 | 0
-34.8836 | 905.675 | 0.051168 | -34.8836 | 0 | 0
-34.8583 | 899.2239 | 0.050804 | -34.8583 | 0 | 0
-34.8331 | 916.4116 | 0.051775 | -34.8331 | 0 | 0
-34.8079 | 932.5634 | 0.052687 | -34.8079 | 0 | 0
-34.7826 | 916.8113 | 0.051797 | -34.7826 | 0 | 0
-34.7574 | 921.1394 | 0.052042 | -34.7574 | 0 | 0
-34.7321 | 886.9189 | 0.050108 | -34.7321 | 0 | 0
-34.7069 | 901.69 | 0.050943 | -34.7069 | 0 | 0
-34.6816 | 932.3578 | 0.052676 | -34.6816 | 0 | 0
-34.6564 | 935.518 | 0.052854 | -34.6564 | 0 | 0
-34.6312 | 979.1871 | 0.055321 | -34.6312 | 0 | 0
-34.6059 | 927.8379 | 0.05242 | -34.6059 | 0 | 0
-34.5807 | 921.8419 | 0.052081 | -34.5807 | 0 | 0
-34.5554 | 920.1484 | 0.051986 | -34.5554 | 0 | 0
-34.5302 | 901.8914 | 0.050954 | -34.5302 | 0 | 0
-34.505 | 946.1978 | 0.053458 | -34.505 | 0 | 0
-34.4797 | 987.7587 | 0.055806 | -34.4797 | 0 | 0
-34.4545 | 963.674 | 0.054445 | -34.4545 | 0 | 0
-34.4292 | 933.6822 | 0.05275 | -34.4292 | 0 | 0
-34.404 | 958.0454 | 0.054127 | -34.404 | 0 | 0
-34.3787 | 973.2737 | 0.054987 | -34.3787 | 0 | 0
-34.3535 | 985.73 | 0.055691 | -34.3535 | 0 | 0
-34.3283 | 1033.945 | 0.058415 | -34.3283 | 0 | 0
-34.303 | 1039.755 | 0.058743 | -34.303 | 0 | 0
-34.2778 | 1032.152 | 0.058314 | -34.2778 | 0 | 0
-34.2525 | 982.5866 | 0.055513 | -34.2525 | 0 | 0
-34.2273 | 980.5044 | 0.055396 | -34.2273 | 0 | 0
-34.2021 | 964.666 | 0.054501 | -34.2021 | 0 | 0
-34.1768 | 979.3843 | 0.055332 | -34.1768 | 0 | 0
-34.1516 | 1017.804 | 0.057503 | -34.1516 | 0 | 0
-34.1263 | 993.2784 | 0.056117 | -34.1263 | 0 | 0
-34.1011 | 994.2155 | 0.05617 | -34.1011 | 0 | 0
-34.0759 | 1025.353 | 0.05793 | -34.0759 | 0 | 0
-34.0506 | 1048.728 | 0.05925 | -34.0506 | 0 | 0
-34.0254 | 1061.142 | 0.059952 | -34.0254 | 0 | 0
-34.0001 | 1058.024 | 0.059775 | -34.0001 | 0 | 0
-33.9749 | 1043.771 | 0.05897 | -33.9749 | 0 | 0
-33.9496 | 1052.344 | 0.059454 | -33.9496 | 0 | 0
-33.9244 | 1046.077 | 0.0591 | -33.9244 | 0 | 0
-33.8992 | 1070.429 | 0.060476 | -33.8992 | 0 | 0
-33.8739 | 1100.245 | 0.062161 | -33.8739 | 0 | 0
-33.8487 | 1113.943 | 0.062935 | -33.8487 | 0 | 0
-33.8234 | 1090.714 | 0.061622 | -33.8234 | 0 | 0
-33.7982 | 1110.773 | 0.062756 | -33.7982 | 0 | 0
-33.773 | 1117.913 | 0.063159 | -33.773 | 0 | 0
-33.7477 | 1113.236 | 0.062895 | -33.7477 | 0 | 0
-33.7225 | 1122.369 | 0.063411 | -33.7225 | 0 | 0
-33.6972 | 1120.345 | 0.063296 | -33.6972 | 0 | 0
-33.672 | 1107.394 | 0.062565 | -33.672 | 0 | 0
-33.6467 | 1098.216 | 0.062046 | -33.6467 | 0 | 0
-33.6215 | 1110.656 | 0.062749 | -33.6215 | 446.1556 | 0.025207
-33.5963 | 1100.961 | 0.062201 | -33.5963 | 428.0107 | 0.024181
-33.571 | 1141.788 | 0.064508 | -33.571 | 434.2756 | 0.024535
-33.5458 | 1144.987 | 0.064689 | -33.5458 | 456.0083 | 0.025763
-33.5205 | 1164.847 | 0.065811 | -33.5205 | 456.4185 | 0.025786
-33.4953 | 1168.272 | 0.066004 | -33.4953 | 443.5106 | 0.025057
-33.4701 | 1129.383 | 0.063807 | -33.4701 | 487.2551 | 0.027529
-33.4448 | 1146.644 | 0.064782 | -33.4448 | 464.2087 | 0.026226
-33.4196 | 1187.129 | 0.067069 | -33.4196 | 431.4991 | 0.024378
-33.3943 | 1187.472 | 0.067089 | -33.3943 | 451.1852 | 0.025491
-33.3691 | 1151.155 | 0.065037 | -33.3691 | 457.643 | 0.025856
-33.3439 | 1171.832 | 0.066205 | -33.3439 | 474.8409 | 0.026827
-33.3186 | 1158.849 | 0.065472 | -33.3186 | 499.1872 | 0.028203
-33.2934 | 1142.184 | 0.06453 | -33.2934 | 481.582 | 0.027208
-33.2681 | 1168.242 | 0.066002 | -33.2681 | 464.5764 | 0.026247
-33.2429 | 1196.696 | 0.06761 | -33.2429 | 490.5854 | 0.027717
-33.2176 | 1225.922 | 0.069261 | -33.2176 | 503.6325 | 0.028454
-33.1924 | 1223.468 | 0.069122 | -33.1924 | 473.8533 | 0.026771
-33.1672 | 1196.869 | 0.06762 | -33.1672 | 483.6549 | 0.027325
-33.1419 | 1227.627 | 0.069357 | -33.1419 | 496.0738 | 0.028027
-33.1167 | 1206.903 | 0.068187 | -33.1167 | 479.2992 | 0.027079
-33.0914 | 1183.786 | 0.066881 | -33.0914 | 458.2674 | 0.025891
-33.0662 | 1203.843 | 0.068014 | -33.0662 | 503.3112 | 0.028436
-33.041 | 1243.496 | 0.070254 | -33.041 | 486.1158 | 0.027464
-33.0157 | 1270.967 | 0.071806 | -33.0157 | 483.5643 | 0.02732
-32.9905 | 1290.193 | 0.072892 | -32.9905 | 470.6709 | 0.026592
-32.9652 | 1260.299 | 0.071203 | -32.9652 | 503.9607 | 0.028472
-32.94 | 1224.108 | 0.069159 | -32.94 | 495.4262 | 0.02799
-32.9147 | 1241.858 | 0.070161 | -32.9147 | 492.5527 | 0.027828
-32.8895 | 1287.204 | 0.072723 | -32.8895 | 515.9541 | 0.02915
-32.8643 | 1281.947 | 0.072426 | -32.8643 | 489.686 | 0.027666
-32.839 | 1275.498 | 0.072062 | -32.839 | 472.3921 | 0.026689
-32.8138 | 1244.282 | 0.070298 | -32.8138 | 494.0591 | 0.027913
-32.7885 | 1269.493 | 0.071723 | -32.7885 | 526.2837 | 0.029734
-32.7633 | 1298.674 | 0.073371 | -32.7633 | 520.6003 | 0.029412
-32.7381 | 1297.859 | 0.073325 | -32.7381 | 513.9997 | 0.02904
-32.7128 | 1342.156 | 0.075828 | -32.7128 | 477.2126 | 0.026961
-32.6876 | 1344.735 | 0.075974 | -32.6876 | 507.8371 | 0.028691
-32.6623 | 1312.933 | 0.074177 | -32.6623 | 545.4798 | 0.030818
-32.6371 | 1274.874 | 0.072027 | -32.6371 | 528.1544 | 0.029839
-32.6118 | 1325.982 | 0.074914 | -32.6118 | 486.7622 | 0.027501
-32.5866 | 1275.293 | 0.07205 | -32.5866 | 505.0714 | 0.028535
-32.5614 | 1286.684 | 0.072694 | -32.5614 | 497.9938 | 0.028135
-32.5361 | 1331.398 | 0.07522 | -32.5361 | 522.5891 | 0.029525
-32.5109 | 1367.582 | 0.077265 | -32.5109 | 512.0289 | 0.028928
-32.4856 | 1357.09 | 0.076672 | -32.4856 | 490.1964 | 0.027695
-32.4604 | 1341.916 | 0.075814 | -32.4604 | 507.4246 | 0.028668
-32.4352 | 1386.515 | 0.078334 | -32.4352 | 507.0638 | 0.028648
-32.4099 | 1410.333 | 0.07968 | -32.4099 | 518.0698 | 0.029269
-32.3847 | 1403.941 | 0.079319 | -32.3847 | 547.1826 | 0.030914
-32.3594 | 1408.583 | 0.079581 | -32.3594 | 560.6213 | 0.031674
-32.3342 | 1438.945 | 0.081296 | -32.3342 | 569.6052 | 0.032181
-32.309 | 1462.162 | 0.082608 | -32.309 | 523.8417 | 0.029596
-32.2837 | 1429.461 | 0.080761 | -32.2837 | 538.266 | 0.030411
-32.2585 | 1451.12 | 0.081984 | -32.2585 | 561.1018 | 0.031701
-32.2332 | 1443.992 | 0.081581 | -32.2332 | 566.5658 | 0.032009
-32.208 | 1469.304 | 0.083012 | -32.208 | 566.85 | 0.032025
-32.1827 | 1455.805 | 0.082249 | -32.1827 | 532.3467 | 0.030076
-32.1575 | 1461.42 | 0.082566 | -32.1575 | 566.5626 | 0.032009
-32.1323 | 1471.396 | 0.08313 | -32.1323 | 554.1208 | 0.031306
-32.107 | 1493.078 | 0.084355 | -32.107 | 557.3883 | 0.031491
-32.0818 | 1493.489 | 0.084378 | -32.0818 | 569.0093 | 0.032147
-32.0565 | 1456.902 | 0.082311 | -32.0565 | 568.8516 | 0.032139
-32.0313 | 1490.846 | 0.084229 | -32.0313 | 550.3874 | 0.031095
-32.0061 | 1532.349 | 0.086573 | -32.0061 | 530.5405 | 0.029974
-31.9808 | 1532.047 | 0.086556 | -31.9808 | 539.3216 | 0.03047
-31.9556 | 1570.522 | 0.08873 | -31.9556 | 574.4166 | 0.032453
-31.9303 | 1551.085 | 0.087632 | -31.9303 | 537.0348 | 0.030341
-31.9051 | 1513.24 | 0.085494 | -31.9051 | 579.8421 | 0.032759
-31.8799 | 1501.534 | 0.084832 | -31.8799 | 623.4828 | 0.035225
-31.8546 | 1527.698 | 0.086311 | -31.8546 | 596.9119 | 0.033724
-31.8294 | 1547.445 | 0.087426 | -31.8294 | 570.2048 | 0.032215
-31.8041 | 1571.898 | 0.088808 | -31.8041 | 605.2394 | 0.034194
-31.7789 | 1548.714 | 0.087498 | -31.7789 | 581.4243 | 0.032849
-31.7537 | 1626.853 | 0.091913 | -31.7537 | 591.9179 | 0.033442
-31.7284 | 1559.618 | 0.088114 | -31.7284 | 601.821 | 0.034001
-31.7032 | 1548.18 | 0.087468 | -31.7032 | 599.996 | 0.033898
-31.6779 | 1598.236 | 0.090296 | -31.6779 | 583.0923 | 0.032943
-31.6527 | 1616.337 | 0.091318 | -31.6527 | 577.2805 | 0.032615
-31.6274 | 1609.33 | 0.090923 | -31.6274 | 603.8439 | 0.034115
-31.6022 | 1608.023 | 0.090849 | -31.6022 | 606.7617 | 0.03428
-31.577 | 1606.453 | 0.09076 | -31.577 | 611.6644 | 0.034557
-31.5517 | 1594.938 | 0.090109 | -31.5517 | 610.9363 | 0.034516
-31.5265 | 1588.955 | 0.089771 | -31.5265 | 588.0242 | 0.033222
-31.5012 | 1599.98 | 0.090394 | -31.5012 | 592.1915 | 0.033457
-31.476 | 1631.766 | 0.09219 | -31.476 | 608.7723 | 0.034394
-31.4507 | 1646.51 | 0.093023 | -31.4507 | 595.6069 | 0.03365
-31.4255 | 1659.939 | 0.093782 | -31.4255 | 601.3099 | 0.033972
-31.4003 | 1691.296 | 0.095553 | -31.4003 | 591.2188 | 0.033402
-31.375 | 1668.65 | 0.094274 | -31.375 | 557.4706 | 0.031496
-31.3498 | 1643.228 | 0.092838 | -31.3498 | 593.7658 | 0.033546
-31.3245 | 1706.482 | 0.096411 | -31.3245 | 590.2021 | 0.033345
-31.2993 | 1720.822 | 0.097222 | -31.2993 | 638.5187 | 0.036075
-31.2741 | 1743.636 | 0.098511 | -31.2741 | 631.1486 | 0.035658
-31.2488 | 1728.734 | 0.097669 | -31.2488 | 605.4364 | 0.034205
-31.2236 | 1705.854 | 0.096376 | -31.2236 | 576.3521 | 0.032562
-31.1983 | 1712.066 | 0.096727 | -31.1983 | 594.9707 | 0.033614
-31.1731 | 1730.651 | 0.097777 | -31.1731 | 575.8943 | 0.032536
-31.1478 | 1743.563 | 0.098506 | -31.1478 | 595.9387 | 0.033669
-31.1226 | 1768.681 | 0.099925 | -31.1226 | 598.4802 | 0.033812
-31.0974 | 1762.478 | 0.099575 | -31.0974 | 586.0117 | 0.033108
-31.0721 | 1786.64 | 0.10094 | -31.0721 | 616.5911 | 0.034836
-31.0469 | 1793.846 | 0.10135 | -31.0469 | 636.9806 | 0.035988
-31.0217 | 1742.559 | 0.09845 | -31.0217 | 649.1121 | 0.036673
-30.9964 | 1711.561 | 0.096698 | -30.9964 | 674.488 | 0.038107
-30.9712 | 1749.079 | 0.098818 | -30.9712 | 659.1497 | 0.03724
-30.9459 | 1806.995 | 0.10209 | -30.9459 | 623.0395 | 0.0352
-30.9207 | 1807.564 | 0.10212 | -30.9207 | 652.7225 | 0.036877
-30.8954 | 1835.821 | 0.10372 | -30.8954 | 628.3734 | 0.035501
-30.8702 | 1873.466 | 0.10585 | -30.8702 | 630.1017 | 0.035599
-30.845 | 1856.81 | 0.1049 | -30.845 | 602.2824 | 0.034027
-30.8197 | 1857.084 | 0.10492 | -30.8197 | 627.4787 | 0.035451
-30.7945 | 1864.377 | 0.10533 | -30.7945 | 656.3643 | 0.037083
-30.7692 | 1852.77 | 0.10468 | -30.7692 | 664.594 | 0.037548
-30.744 | 1881.428 | 0.1063 | -30.744 | 644.1895 | 0.036395
-30.7188 | 1864.645 | 0.10535 | -30.7188 | 693.9212 | 0.039205
-30.6935 | 1810.589 | 0.10229 | -30.6935 | 682.1781 | 0.038541
-30.6683 | 1897.051 | 0.10718 | -30.6683 | 657.3239 | 0.037137
-30.643 | 1880.1 | 0.10622 | -30.643 | 652.7735 | 0.03688
-30.6178 | 1900.103 | 0.10735 | -30.6178 | 669.9746 | 0.037852
-30.5925 | 1896.302 | 0.10714 | -30.5925 | 678.5671 | 0.038337
-30.5673 | 1902.611 | 0.10749 | -30.5673 | 679.52 | 0.038391
-30.5421 | 1941.843 | 0.10971 | -30.5421 | 679.8583 | 0.03841
-30.5168 | 1987.39 | 0.11228 | -30.5168 | 688.4891 | 0.038898
-30.4916 | 1988.832 | 0.11236 | -30.4916 | 695.3188 | 0.039284
-30.4663 | 1991.42 | 0.11251 | -30.4663 | 672.5361 | 0.037996
-30.4411 | 1985.791 | 0.11219 | -30.4411 | 677.0892 | 0.038254
-30.4158 | 1996.223 | 0.11278 | -30.4158 | 655.6296 | 0.037041
-30.3906 | 2001.456 | 0.11308 | -30.3906 | 709.2155 | 0.040069
-30.3654 | 1996.216 | 0.11278 | -30.3654 | 746.0526 | 0.04215
-30.3401 | 1996.877 | 0.11282 | -30.3401 | 718.3497 | 0.040585
-30.3149 | 1995.929 | 0.11276 | -30.3149 | 724.3107 | 0.040922
-30.2897 | 2052.254 | 0.11595 | -30.2897 | 704.6057 | 0.039808
-30.2644 | 2030.312 | 0.11471 | -30.2644 | 694.687 | 0.039248
-30.2392 | 1991.187 | 0.1125 | -30.2392 | 704.5204 | 0.039803
-30.2139 | 2058.23 | 0.11628 | -30.2139 | 729.7807 | 0.041231
-30.1887 | 2096.127 | 0.11843 | -30.1887 | 719.3511 | 0.040641
-30.1634 | 2072.643 | 0.1171 | -30.1634 | 672.715 | 0.038006
-30.1382 | 2072.968 | 0.11712 | -30.1382 | 677.2291 | 0.038262
-30.113 | 2089.142 | 0.11803 | -30.113 | 684.3486 | 0.038664
-30.0877 | 2088.964 | 0.11802 | -30.0877 | 715.4581 | 0.040421
-30.0625 | 2088.928 | 0.11802 | -30.0625 | 751.5293 | 0.042459
-30.0372 | 2095.321 | 0.11838 | -30.0372 | 737.5324 | 0.041668
-30.012 | 2134.94 | 0.12062 | -30.012 | 740.7972 | 0.041853
-29.9868 | 2145.472 | 0.12121 | -29.9868 | 758.598 | 0.042859
-29.9615 | 2123.317 | 0.11996 | -29.9615 | 765.9053 | 0.043271
-29.9363 | 2095.002 | 0.11836 | -29.9363 | 751.2231 | 0.042442
-29.911 | 2105.392 | 0.11895 | -29.911 | 741.6022 | 0.041898
-29.8858 | 2145.1 | 0.12119 | -29.8858 | 732.3755 | 0.041377
-29.8605 | 2170.386 | 0.12262 | -29.8605 | 740.7405 | 0.04185
-29.8353 | 2160.423 | 0.12206 | -29.8353 | 743.3658 | 0.041998
-29.8101 | 2173.616 | 0.1228 | -29.8101 | 723.5437 | 0.040878
-29.7848 | 2228.553 | 0.12591 | -29.7848 | 716.7686 | 0.040495
-29.7596 | 2221.114 | 0.12549 | -29.7596 | 753.8873 | 0.042593
-29.7343 | 2203.354 | 0.12448 | -29.7343 | 772.5114 | 0.043645
-29.7091 | 2192.413 | 0.12387 | -29.7091 | 764.3162 | 0.043182
-29.6839 | 2225.614 | 0.12574 | -29.6839 | 764.6615 | 0.043201
-29.6586 | 2223.389 | 0.12562 | -29.6586 | 764.7641 | 0.043207
-29.6334 | 2277.711 | 0.12868 | -29.6334 | 791.1587 | 0.044698
-29.6081 | 2302.621 | 0.13009 | -29.6081 | 774.8788 | 0.043778
-29.5829 | 2317.854 | 0.13095 | -29.5829 | 772.1543 | 0.043625
-29.5576 | 2295.6 | 0.12969 | -29.5576 | 802.1295 | 0.045318
-29.5324 | 2284.076 | 0.12904 | -29.5324 | 815.5297 | 0.046075
-29.5072 | 2300.028 | 0.12995 | -29.5072 | 791.2682 | 0.044704
-29.4819 | 2311.906 | 0.13062 | -29.4819 | 771.2689 | 0.043575
-29.4567 | 2319.515 | 0.13105 | -29.4567 | 794.4052 | 0.044882
-29.4314 | 2338.986 | 0.13215 | -29.4314 | 801.14 | 0.045262
-29.4062 | 2378.578 | 0.13438 | -29.4062 | 768.4703 | 0.043416
-29.381 | 2362.225 | 0.13346 | -29.381 | 781.4285 | 0.044149
-29.3557 | 2366.938 | 0.13373 | -29.3557 | 780.5322 | 0.044098
-29.3305 | 2348.344 | 0.13267 | -29.3305 | 804.8868 | 0.045474
-29.3052 | 2303.875 | 0.13016 | -29.3052 | 788.9736 | 0.044575
-29.28 | 2367.713 | 0.13377 | -29.28 | 844.2424 | 0.047697
-29.2548 | 2389.009 | 0.13497 | -29.2548 | 828.6923 | 0.046819
-29.2295 | 2403.512 | 0.13579 | -29.2295 | 814.4362 | 0.046013
-29.2043 | 2423.462 | 0.13692 | -29.2043 | 819.1055 | 0.046277
-29.179 | 2396.442 | 0.13539 | -29.179 | 808.3777 | 0.045671
-29.1538 | 2401.414 | 0.13567 | -29.1538 | 790.8054 | 0.044678
-29.1285 | 2455.588 | 0.13873 | -29.1285 | 811.1667 | 0.045829
-29.1033 | 2461.891 | 0.13909 | -29.1033 | 829.343 | 0.046856
-29.0781 | 2479.978 | 0.14011 | -29.0781 | 851.8109 | 0.048125
-29.0528 | 2541.547 | 0.14359 | -29.0528 | 842.6276 | 0.047606
-29.0276 | 2537.539 | 0.14336 | -29.0276 | 862.5127 | 0.04873
-29.0023 | 2516.266 | 0.14216 | -29.0023 | 875.6302 | 0.049471
-28.9771 | 2532.707 | 0.14309 | -28.9771 | 873.9666 | 0.049377
-28.9519 | 2581.107 | 0.14583 | -28.9519 | 881.3494 | 0.049794
-28.9266 | 2580.927 | 0.14582 | -28.9266 | 886.9104 | 0.050108
-28.9014 | 2558.252 | 0.14453 | -28.9014 | 902.0001 | 0.05096
-28.8761 | 2586.027 | 0.1461 | -28.8761 | 910.451 | 0.051438
-28.8509 | 2579.882 | 0.14576 | -28.8509 | 908.9276 | 0.051352
-28.8256 | 2586.188 | 0.14611 | -28.8256 | 900.3596 | 0.050868
-28.8004 | 2627.254 | 0.14843 | -28.8004 | 888.4423 | 0.050194
-28.7752 | 2641.882 | 0.14926 | -28.7752 | 888.4831 | 0.050197
-28.7499 | 2614.285 | 0.1477 | -28.7499 | 868.6837 | 0.049078
-28.7247 | 2581.417 | 0.14584 | -28.7247 | 868.0002 | 0.04904
-28.6994 | 2620.719 | 0.14806 | -28.6994 | 911.5944 | 0.051503
-28.6742 | 2614.968 | 0.14774 | -28.6742 | 924.7599 | 0.052246
-28.649 | 2640.284 | 0.14917 | -28.649 | 911.998 | 0.051525
-28.6237 | 2685.588 | 0.15173 | -28.6237 | 850.5066 | 0.048051
-28.5985 | 2703.625 | 0.15275 | -28.5985 | 840.1357 | 0.047465
-28.5732 | 2688.519 | 0.15189 | -28.5732 | 888.8671 | 0.050218
-28.548 | 2695.395 | 0.15228 | -28.548 | 928.7612 | 0.052472
-28.5227 | 2715.232 | 0.1534 | -28.5227 | 939.2695 | 0.053066
-28.4975 | 2733.265 | 0.15442 | -28.4975 | 921.2778 | 0.05205
-28.4723 | 2750.779 | 0.15541 | -28.4723 | 908.0075 | 0.0513
-28.447 | 2769.799 | 0.15649 | -28.447 | 919.7321 | 0.051962
-28.4218 | 2804.325 | 0.15844 | -28.4218 | 942.4376 | 0.053245
-28.3965 | 2799.637 | 0.15817 | -28.3965 | 935.6534 | 0.052862
-28.3713 | 2760.883 | 0.15598 | -28.3713 | 927.3979 | 0.052395
-28.3461 | 2749.166 | 0.15532 | -28.3461 | 923.4188 | 0.052171
-28.3208 | 2773.278 | 0.15668 | -28.3208 | 911.7441 | 0.051511
-28.2956 | 2811.397 | 0.15884 | -28.2956 | 918.5197 | 0.051894
-28.2703 | 2826.048 | 0.15966 | -28.2703 | 936.0217 | 0.052883
-28.2451 | 2775.78 | 0.15682 | -28.2451 | 956.8916 | 0.054062
-28.2199 | 2867.011 | 0.16198 | -28.2199 | 973.5907 | 0.055005
-28.1946 | 2934.998 | 0.16582 | -28.1946 | 939.1838 | 0.053061
-28.1694 | 2904.754 | 0.16411 | -28.1694 | 958.7686 | 0.054168
-28.1441 | 2922.756 | 0.16513 | -28.1441 | 984.2161 | 0.055605
-28.1189 | 2888.759 | 0.16321 | -28.1189 | 976.3341 | 0.05516
-28.0937 | 2953.984 | 0.16689 | -28.0937 | 994.0455 | 0.056161
-28.0684 | 2987.285 | 0.16877 | -28.0684 | 957.6028 | 0.054102
-28.0432 | 2948.455 | 0.16658 | -28.0432 | 950.2496 | 0.053686
-28.0179 | 2951.795 | 0.16677 | -28.0179 | 972.4531 | 0.054941
-27.9927 | 2993.338 | 0.16912 | -27.9927 | 970.0873 | 0.054807
-27.9674 | 3037.542 | 0.17161 | -27.9674 | 973.8666 | 0.055021
-27.9422 | 3040.297 | 0.17177 | -27.9422 | 987.4148 | 0.055786
-27.917 | 3018.436 | 0.17053 | -27.917 | 1012.26 | 0.05719
-27.8917 | 3034.876 | 0.17146 | -27.8917 | 1024.143 | 0.057861
-27.8665 | 3056.549 | 0.17269 | -27.8665 | 1026.805 | 0.058012
-27.8412 | 3063.642 | 0.17309 | -27.8412 | 1009.236 | 0.057019
-27.816 | 3086.065 | 0.17435 | -27.816 | 1001.774 | 0.056597
-27.7907 | 3132.201 | 0.17696 | -27.7907 | 1019.736 | 0.057612
-27.7655 | 3125.488 | 0.17658 | -27.7655 | 1036.927 | 0.058583
-27.7403 | 3073.165 | 0.17363 | -27.7403 | 1058.243 | 0.059788
-27.715 | 3089.967 | 0.17457 | -27.715 | 1066.301 | 0.060243
-27.6898 | 3126.373 | 0.17663 | -27.6898 | 1062.768 | 0.060043
-27.6645 | 3163.093 | 0.17871 | -27.6645 | 1073.49 | 0.060649
-27.6393 | 3191.209 | 0.18029 | -27.6393 | 1063.409 | 0.06008
-27.6141 | 3239.815 | 0.18304 | -27.6141 | 1052.863 | 0.059484
-27.5888 | 3178.813 | 0.17959 | -27.5888 | 1044.532 | 0.059013
-27.5636 | 3182.319 | 0.17979 | -27.5636 | 1052.742 | 0.059477
-27.5383 | 3209.407 | 0.18132 | -27.5383 | 1071.67 | 0.060546
-27.5131 | 3235.494 | 0.1828 | -27.5131 | 1076.72 | 0.060832
-27.4879 | 3241.362 | 0.18313 | -27.4879 | 1060.365 | 0.059908
-27.4626 | 3241.564 | 0.18314 | -27.4626 | 1070.14 | 0.06046
-27.4374 | 3301.338 | 0.18652 | -27.4374 | 1092.737 | 0.061737
-27.4121 | 3371.131 | 0.19046 | -27.4121 | 1131.05 | 0.063901
-27.3869 | 3373.495 | 0.19059 | -27.3869 | 1140.136 | 0.064414
-27.3617 | 3329.784 | 0.18812 | -27.3617 | 1139.073 | 0.064354
-27.3364 | 3325.392 | 0.18788 | -27.3364 | 1146.664 | 0.064783
-27.3112 | 3357.187 | 0.18967 | -27.3112 | 1151.036 | 0.06503
-27.2859 | 3356.017 | 0.18961 | -27.2859 | 1139.672 | 0.064388
-27.2607 | 3353.584 | 0.18947 | -27.2607 | 1119.041 | 0.063223
-27.2354 | 3358.11 | 0.18972 | -27.2354 | 1116.484 | 0.063078
-27.2102 | 3362.246 | 0.18996 | -27.2102 | 1136.8 | 0.064226
-27.185 | 3357.936 | 0.18971 | -27.185 | 1152.674 | 0.065123
-27.1597 | 3356.316 | 0.18962 | -27.1597 | 1153.517 | 0.06517
-27.1345 | 3348.945 | 0.18921 | -27.1345 | 1152.194 | 0.065096
-27.1092 | 3473.743 | 0.19626 | -27.1092 | 1159.954 | 0.065534
-27.084 | 3521.171 | 0.19894 | -27.084 | 1171.514 | 0.066187
-27.0587 | 3453.342 | 0.1951 | -27.0587 | 1164.379 | 0.065784
-27.0335 | 3438.101 | 0.19424 | -27.0335 | 1135.333 | 0.064143
-27.0083 | 3448.794 | 0.19485 | -27.0083 | 1113.297 | 0.062898
-26.983 | 3460.469 | 0.19551 | -26.983 | 1140.743 | 0.064449
-26.9578 | 3540.384 | 0.20002 | -26.9578 | 1187.464 | 0.067088
-26.9325 | 3530.517 | 0.19946 | -26.9325 | 1209.063 | 0.068309
-26.9073 | 3527.443 | 0.19929 | -26.9073 | 1214.439 | 0.068612
-26.8821 | 3560.184 | 0.20114 | -26.8821 | 1201.925 | 0.067905
-26.8568 | 3577.368 | 0.20211 | -26.8568 | 1181.996 | 0.066779
-26.8316 | 3587.897 | 0.20271 | -26.8316 | 1193.351 | 0.067421
-26.8063 | 3587.409 | 0.20268 | -26.8063 | 1223.926 | 0.069148
-26.7811 | 3595.456 | 0.20313 | -26.7811 | 1215.669 | 0.068682
-26.7559 | 3616.397 | 0.20432 | -26.7559 | 1209.037 | 0.068307
-26.7306 | 3636.252 | 0.20544 | -26.7306 | 1240.516 | 0.070086
-26.7054 | 3665.68 | 0.2071 | -26.7054 | 1278.783 | 0.072248
-26.6801 | 3691.745 | 0.20857 | -26.6801 | 1258.722 | 0.071114
-26.6549 | 3685.668 | 0.20823 | -26.6549 | 1253.853 | 0.070839
-26.6297 | 3718 | 0.21006 | -26.6297 | 1261.95 | 0.071297
-26.6044 | 3735.293 | 0.21103 | -26.6044 | 1270.024 | 0.071753
-26.5792 | 3741.925 | 0.21141 | -26.5792 | 1291.72 | 0.072979
-26.5539 | 3709.791 | 0.20959 | -26.5539 | 1324.118 | 0.074809
-26.5287 | 3740.548 | 0.21133 | -26.5287 | 1317.657 | 0.074444
-26.5034 | 3733.072 | 0.21091 | -26.5034 | 1288.691 | 0.072807
-26.4782 | 3750.909 | 0.21192 | -26.4782 | 1286.789 | 0.0727
-26.453 | 3800.469 | 0.21472 | -26.453 | 1303.399 | 0.073638
-26.4277 | 3841.954 | 0.21706 | -26.4277 | 1305.682 | 0.073767
-26.4025 | 3838.695 | 0.21688 | -26.4025 | 1303.185 | 0.073626
-26.3772 | 3873.185 | 0.21882 | -26.3772 | 1316.42 | 0.074374
-26.352 | 3893.581 | 0.21998 | -26.352 | 1327.693 | 0.075011
-26.3268 | 3899.06 | 0.22029 | -26.3268 | 1320.975 | 0.074631
-26.3015 | 3907.551 | 0.22077 | -26.3015 | 1314.02 | 0.074238
-26.2763 | 3941.743 | 0.2227 | -26.2763 | 1327.092 | 0.074977
-26.251 | 3971.847 | 0.2244 | -26.251 | 1352.42 | 0.076408
-26.2258 | 3976.408 | 0.22466 | -26.2258 | 1368.801 | 0.077333
-26.2005 | 3955.419 | 0.22347 | -26.2005 | 1367.295 | 0.077248
-26.1753 | 3964.505 | 0.22398 | -26.1753 | 1362.95 | 0.077003
-26.1501 | 3985.183 | 0.22515 | -26.1501 | 1362.149 | 0.076958
-26.1248 | 4017.907 | 0.227 | -26.1248 | 1347.219 | 0.076114
-26.0996 | 4054.458 | 0.22907 | -26.0996 | 1331.871 | 0.075247
-26.0743 | 4025.385 | 0.22742 | -26.0743 | 1335.876 | 0.075473
-26.0491 | 4009.906 | 0.22655 | -26.0491 | 1342.623 | 0.075854
-26.0239 | 4071.962 | 0.23005 | -26.0239 | 1344.589 | 0.075965
-25.9986 | 4144.133 | 0.23413 | -25.9986 | 1355.986 | 0.076609
-25.9734 | 4099.563 | 0.23161 | -25.9734 | 1392.322 | 0.078662
-25.9481 | 4093.944 | 0.2313 | -25.9481 | 1421.115 | 0.080289
-25.9229 | 4091.101 | 0.23114 | -25.9229 | 1406.408 | 0.079458
-25.8976 | 4029.746 | 0.22767 | -25.8976 | 1380.243 | 0.07798
-25.8724 | 4045.417 | 0.22855 | -25.8724 | 1363.313 | 0.077023
-25.8472 | 4105.975 | 0.23198 | -25.8472 | 1363.312 | 0.077023
-25.8219 | 4135.079 | 0.23362 | -25.8219 | 1383.62 | 0.078171
-25.7967 | 4151.402 | 0.23454 | -25.7967 | 1430.485 | 0.080818
-25.7714 | 4301.525 | 0.24302 | -25.7714 | 1472.114 | 0.08317
-25.7462 | 4317.981 | 0.24395 | -25.7462 | 1476.627 | 0.083425
-25.721 | 4262.567 | 0.24082 | -25.721 | 1471.793 | 0.083152
-25.6957 | 4348.505 | 0.24568 | -25.6957 | 1473.573 | 0.083253
-25.6705 | 4316.79 | 0.24389 | -25.6705 | 1474.184 | 0.083287
-25.6452 | 4358.163 | 0.24622 | -25.6452 | 1480.415 | 0.083639
-25.62 | 4402.398 | 0.24872 | -25.62 | 1481.249 | 0.083686
-25.5948 | 4382.473 | 0.2476 | -25.5948 | 1498.929 | 0.084685
-25.5695 | 4430.319 | 0.2503 | -25.5695 | 1529.945 | 0.086438
-25.5443 | 4460.005 | 0.25198 | -25.5443 | 1528.513 | 0.086357
-25.519 | 4424.832 | 0.24999 | -25.519 | 1548.361 | 0.087478
-25.4938 | 4424.968 | 0.25 | -25.4938 | 1558.581 | 0.088055
-25.4686 | 4420.591 | 0.24975 | -25.4686 | 1539.971 | 0.087004
-25.4433 | 4381.154 | 0.24752 | -25.4433 | 1540.018 | 0.087007
-25.4181 | 4411.795 | 0.24925 | -25.4181 | 1518.381 | 0.085784
-25.3928 | 4468.64 | 0.25247 | -25.3928 | 1522.916 | 0.08604
-25.3676 | 4466.849 | 0.25236 | -25.3676 | 1561.511 | 0.088221
-25.3423 | 4471.201 | 0.25261 | -25.3423 | 1572.011 | 0.088814
-25.3171 | 4501.462 | 0.25432 | -25.3171 | 1573.018 | 0.088871
-25.2919 | 4558.036 | 0.25752 | -25.2919 | 1589.096 | 0.089779
-25.2666 | 4610.199 | 0.26046 | -25.2666 | 1595.26 | 0.090128
-25.2414 | 4565.435 | 0.25793 | -25.2414 | 1587.804 | 0.089706
-25.2161 | 4599.655 | 0.25987 | -25.2161 | 1594.555 | 0.090088
-25.1909 | 4602.728 | 0.26004 | -25.1909 | 1615.98 | 0.091298
-25.1656 | 4617.534 | 0.26088 | -25.1656 | 1625.176 | 0.091818
-25.1404 | 4658.124 | 0.26317 | -25.1404 | 1606.556 | 0.090766
-25.1152 | 4673.089 | 0.26402 | -25.1152 | 1601.106 | 0.090458
-25.0899 | 4700.485 | 0.26556 | -25.0899 | 1602.077 | 0.090513
-25.0647 | 4818.434 | 0.27223 | -25.0647 | 1595.453 | 0.090139
-25.0394 | 4800.118 | 0.27119 | -25.0394 | 1608.254 | 0.090862
-25.0142 | 4796.994 | 0.27102 | -25.0142 | 1644.752 | 0.092924
-24.989 | 4815.597 | 0.27207 | -24.989 | 1672.49 | 0.094491
-24.9637 | 4737.531 | 0.26766 | -24.9637 | 1666.223 | 0.094137
-24.9385 | 4785.432 | 0.27036 | -24.9385 | 1647.283 | 0.093067
-24.9132 | 4814.992 | 0.27203 | -24.9132 | 1641.119 | 0.092719
-24.888 | 4832.17 | 0.273 | -24.888 | 1630.99 | 0.092146
-24.8627 | 4874.993 | 0.27542 | -24.8627 | 1642.218 | 0.092781
-24.8375 | 4907.222 | 0.27724 | -24.8375 | 1675.6 | 0.094667
-24.8123 | 4921.416 | 0.27805 | -24.8123 | 1682.505 | 0.095057
-24.787 | 4938.604 | 0.27902 | -24.787 | 1692.731 | 0.095635
-24.7618 | 4986.513 | 0.28172 | -24.7618 | 1711.957 | 0.096721
-24.7366 | 5018.004 | 0.2835 | -24.7366 | 1730.549 | 0.097771
-24.7113 | 5015.375 | 0.28335 | -24.7113 | 1735.547 | 0.098054
-24.6861 | 4986.184 | 0.28171 | -24.6861 | 1720.941 | 0.097228
-24.6608 | 4982.265 | 0.28148 | -24.6608 | 1733.889 | 0.09796
-24.6356 | 5070.618 | 0.28648 | -24.6356 | 1747.61 | 0.098735
-24.6103 | 5143.726 | 0.29061 | -24.6103 | 1765.118 | 0.099724
-24.5851 | 5118.804 | 0.2892 | -24.5851 | 1778.893 | 0.1005
-24.5599 | 5102.613 | 0.28828 | -24.5599 | 1771.95 | 0.10011
-24.5346 | 5096.464 | 0.28794 | -24.5346 | 1787.725 | 0.101
-24.5094 | 5069.614 | 0.28642 | -24.5094 | 1834.292 | 0.10363
-24.4841 | 5120.572 | 0.2893 | -24.4841 | 1856.427 | 0.10488
-24.4589 | 5241.221 | 0.29611 | -24.4589 | 1830.491 | 0.10342
-24.4337 | 5274.94 | 0.29802 | -24.4337 | 1810.828 | 0.10231
-24.4084 | 5271.431 | 0.29782 | -24.4084 | 1821.838 | 0.10293
-24.3832 | 5281.422 | 0.29839 | -24.3832 | 1836.674 | 0.10377
-24.3579 | 5235.763 | 0.29581 | -24.3579 | 1843.117 | 0.10413
-24.3327 | 5252.67 | 0.29676 | -24.3327 | 1847.462 | 0.10438
-24.3074 | 5323.202 | 0.30075 | -24.3074 | 1856.237 | 0.10487
-24.2822 | 5316.003 | 0.30034 | -24.2822 | 1868.236 | 0.10555
-24.257 | 5348.91 | 0.3022 | -24.257 | 1869.705 | 0.10563
-24.2317 | 5319.488 | 0.30054 | -24.2317 | 1873.793 | 0.10586
-24.2065 | 5289.309 | 0.29883 | -24.2065 | 1900.441 | 0.10737
-24.1812 | 5363.266 | 0.30301 | -24.1812 | 1914.426 | 0.10816
-24.156 | 5398.575 | 0.305 | -24.156 | 1897.22 | 0.10719
-24.1307 | 5439.673 | 0.30733 | -24.1307 | 1895.457 | 0.10709
-24.1055 | 5472.4 | 0.30918 | -24.1055 | 1923.585 | 0.10868
-24.0803 | 5492.625 | 0.31032 | -24.0803 | 1947.09 | 0.11001
-24.055 | 5478.717 | 0.30953 | -24.055 | 1952.701 | 0.11032
-24.0298 | 5480.969 | 0.30966 | -24.0298 | 1950.318 | 0.11019
-24.0045 | 5505.251 | 0.31103 | -24.0045 | 1957.149 | 0.11057
-23.9793 | 5495.097 | 0.31046 | -23.9793 | 1969.812 | 0.11129
-23.9541 | 5537.978 | 0.31288 | -23.9541 | 1969.301 | 0.11126
-23.9288 | 5585.128 | 0.31554 | -23.9288 | 1998.382 | 0.1129
-23.9036 | 5606.433 | 0.31675 | -23.9036 | 2046.789 | 0.11564
-23.8783 | 5598.948 | 0.31632 | -23.8783 | 2023.862 | 0.11434
-23.8531 | 5607.858 | 0.31683 | -23.8531 | 1981.42 | 0.11194
-23.8279 | 5663.548 | 0.31997 | -23.8279 | 2012.347 | 0.11369
-23.8026 | 5689.479 | 0.32144 | -23.8026 | 2087.468 | 0.11794
-23.7774 | 5665.742 | 0.3201 | -23.7774 | 2086.157 | 0.11786
-23.7521 | 5687.008 | 0.3213 | -23.7521 | 2074.118 | 0.11718
-23.7269 | 5759.294 | 0.32538 | -23.7269 | 2063.91 | 0.11661
-23.7017 | 5765.986 | 0.32576 | -23.7017 | 2046.22 | 0.11561
-23.6764 | 5755.457 | 0.32517 | -23.6764 | 2079.368 | 0.11748
-23.6512 | 5772.986 | 0.32616 | -23.6512 | 2082.434 | 0.11765
-23.6259 | 5713.726 | 0.32281 | -23.6259 | 2067.584 | 0.11681
-23.6007 | 5774.564 | 0.32625 | -23.6007 | 2101.266 | 0.11872
-23.5754 | 5878.057 | 0.33209 | -23.5754 | 2126.242 | 0.12013
-23.5502 | 5883.407 | 0.3324 | -23.5502 | 2152.317 | 0.1216
-23.525 | 5811.515 | 0.32833 | -23.525 | 2146.159 | 0.12125
-23.4997 | 5811.622 | 0.32834 | -23.4997 | 2152.586 | 0.12162
-23.4745 | 5793.149 | 0.3273 | -23.4745 | 2157.439 | 0.12189
-23.4492 | 5909.342 | 0.33386 | -23.4492 | 2159.762 | 0.12202
-23.424 | 6049.909 | 0.3418 | -23.424 | 2176.709 | 0.12298
-23.3987 | 5997.818 | 0.33886 | -23.3987 | 2191.435 | 0.12381
-23.3735 | 5941.986 | 0.33571 | -23.3735 | 2207.932 | 0.12474
-23.3483 | 5984.041 | 0.33808 | -23.3483 | 2232.898 | 0.12615
-23.323 | 6012.375 | 0.33968 | -23.323 | 2243.504 | 0.12675
-23.2978 | 6065.146 | 0.34266 | -23.2978 | 2249.544 | 0.12709
-23.2725 | 6105.43 | 0.34494 | -23.2725 | 2270.138 | 0.12826
-23.2473 | 6140.823 | 0.34694 | -23.2473 | 2268.407 | 0.12816
-23.2221 | 6200.089 | 0.35029 | -23.2221 | 2243.53 | 0.12675
-23.1968 | 6187.125 | 0.34956 | -23.1968 | 2237.095 | 0.12639
-23.1716 | 6148.135 | 0.34735 | -23.1716 | 2243.01 | 0.12672
-23.1463 | 6165.298 | 0.34832 | -23.1463 | 2265.271 | 0.12798
-23.1211 | 6182.168 | 0.34928 | -23.1211 | 2303.34 | 0.13013
-23.0959 | 6200.571 | 0.35031 | -23.0959 | 2312.896 | 0.13067
-23.0706 | 6236.409 | 0.35234 | -23.0706 | 2325.065 | 0.13136
-23.0454 | 6285.088 | 0.35509 | -23.0454 | 2361.812 | 0.13344
-23.0201 | 6326.775 | 0.35744 | -23.0201 | 2356.171 | 0.13312
-22.9949 | 6359.349 | 0.35929 | -22.9949 | 2330.245 | 0.13165
-22.9697 | 6390.268 | 0.36103 | -22.9697 | 2338.601 | 0.13212
-22.9444 | 6398.352 | 0.36149 | -22.9444 | 2375.68 | 0.13422
-22.9192 | 6402.933 | 0.36175 | -22.9192 | 2375.329 | 0.1342
-22.8939 | 6422.574 | 0.36286 | -22.8939 | 2371.589 | 0.13399
-22.8687 | 6414.751 | 0.36242 | -22.8687 | 2392.548 | 0.13517
-22.8434 | 6419.997 | 0.36271 | -22.8434 | 2421.332 | 0.1368
-22.8182 | 6412.363 | 0.36228 | -22.8182 | 2436.506 | 0.13766
-22.793 | 6338.913 | 0.35813 | -22.793 | 2475.549 | 0.13986
-22.7677 | 6469.351 | 0.3655 | -22.7677 | 2454.916 | 0.1387
-22.7425 | 6549.914 | 0.37005 | -22.7425 | 2441.579 | 0.13794
-22.7172 | 6603.792 | 0.3731 | -22.7172 | 2446.393 | 0.13821
-22.692 | 6567.741 | 0.37106 | -22.692 | 2459.943 | 0.13898
-22.6668 | 6560.356 | 0.37064 | -22.6668 | 2470.286 | 0.13956
-22.6415 | 6624.448 | 0.37426 | -22.6415 | 2492.285 | 0.14081
-22.6163 | 6667.975 | 0.37672 | -22.6163 | 2509.812 | 0.1418
-22.591 | 6705.943 | 0.37887 | -22.591 | 2501.698 | 0.14134
-22.5658 | 6685.924 | 0.37774 | -22.5658 | 2487.446 | 0.14053
-22.5405 | 6750.943 | 0.38141 | -22.5405 | 2498.155 | 0.14114
-22.5153 | 6801.851 | 0.38429 | -22.5153 | 2523.861 | 0.14259
-22.4901 | 6765.862 | 0.38225 | -22.4901 | 2549.846 | 0.14406
-22.4648 | 6767.277 | 0.38233 | -22.4648 | 2575.778 | 0.14552
-22.4396 | 6789.032 | 0.38356 | -22.4396 | 2589.699 | 0.14631
-22.4143 | 6836.85 | 0.38626 | -22.4143 | 2596.964 | 0.14672
-22.3891 | 6889.875 | 0.38926 | -22.3891 | 2616.686 | 0.14784
-22.3639 | 6816.774 | 0.38513 | -22.3639 | 2621.206 | 0.14809
-22.3386 | 6836.185 | 0.38623 | -22.3386 | 2605.003 | 0.14718
-22.3134 | 6885.571 | 0.38902 | -22.3134 | 2599.775 | 0.14688
-22.2881 | 6892.661 | 0.38942 | -22.2881 | 2628.501 | 0.1485
-22.2629 | 6907.549 | 0.39026 | -22.2629 | 2663.088 | 0.15046
-22.2376 | 6967.225 | 0.39363 | -22.2376 | 2694.919 | 0.15226
-22.2124 | 6976.577 | 0.39416 | -22.2124 | 2718.311 | 0.15358
-22.1872 | 6951.646 | 0.39275 | -22.1872 | 2691.098 | 0.15204
-22.1619 | 6928.233 | 0.39143 | -22.1619 | 2688.281 | 0.15188
-22.1367 | 6973.254 | 0.39397 | -22.1367 | 2693.155 | 0.15216
-22.1114 | 7076.16 | 0.39978 | -22.1114 | 2712.134 | 0.15323
-22.0862 | 7125.58 | 0.40258 | -22.0862 | 2707.94 | 0.15299
-22.061 | 7125.168 | 0.40255 | -22.061 | 2742.526 | 0.15494
-22.0357 | 7126.605 | 0.40263 | -22.0357 | 2762.944 | 0.1561
-22.0105 | 7123.806 | 0.40247 | -22.0105 | 2782.486 | 0.1572
-21.9852 | 7125.74 | 0.40258 | -21.9852 | 2802.111 | 0.15831
-21.96 | 7145.266 | 0.40369 | -21.96 | 2839.259 | 0.16041
-21.9348 | 7184.479 | 0.4059 | -21.9348 | 2857.798 | 0.16146
-21.9095 | 7255.879 | 0.40994 | -21.9095 | 2849.535 | 0.16099
-21.8843 | 7332.051 | 0.41424 | -21.8843 | 2863.117 | 0.16176
-21.859 | 7343.322 | 0.41488 | -21.859 | 2877.763 | 0.16259
-21.8338 | 7307.057 | 0.41283 | -21.8338 | 2898.857 | 0.16378
-21.8086 | 7313.66 | 0.4132 | -21.8086 | 2925.326 | 0.16527
-21.7833 | 7358.037 | 0.41571 | -21.7833 | 2975.175 | 0.16809
-21.7581 | 7316.945 | 0.41339 | -21.7581 | 2967.038 | 0.16763
-21.7328 | 7355.088 | 0.41554 | -21.7328 | 2998.532 | 0.16941
-21.7076 | 7339.729 | 0.41467 | -21.7076 | 2994.782 | 0.1692
-21.6823 | 7415.592 | 0.41896 | -21.6823 | 2986.857 | 0.16875
-21.6571 | 7324.043 | 0.41379 | -21.6571 | 3003.546 | 0.16969
-21.6319 | 7430.895 | 0.41982 | -21.6319 | 2996.948 | 0.16932
-21.6066 | 7563.114 | 0.42729 | -21.6066 | 3006.56 | 0.16986
-21.5814 | 7613.518 | 0.43014 | -21.5814 | 3037.951 | 0.17164
-21.5561 | 7637.313 | 0.43149 | -21.5561 | 3046.356 | 0.17211
-21.5309 | 7662.531 | 0.43291 | -21.5309 | 3035.467 | 0.1715
-21.5056 | 7664.601 | 0.43303 | -21.5056 | 3037.271 | 0.1716
-21.4804 | 7600.072 | 0.42938 | -21.4804 | 3048.947 | 0.17226
-21.4552 | 7568.068 | 0.42757 | -21.4552 | 3055.181 | 0.17261
-21.4299 | 7642.261 | 0.43177 | -21.4299 | 3062.647 | 0.17303
-21.4047 | 7741.627 | 0.43738 | -21.4047 | 3089.937 | 0.17457
-21.3794 | 7822.276 | 0.44194 | -21.3794 | 3139.04 | 0.17735
-21.3542 | 7855.874 | 0.44383 | -21.3542 | 3172.428 | 0.17923
-21.329 | 7806.939 | 0.44107 | -21.329 | 3159.646 | 0.17851
-21.3037 | 7814.796 | 0.44151 | -21.3037 | 3168.307 | 0.179
-21.2785 | 7834.422 | 0.44262 | -21.2785 | 3111.376 | 0.17578
-21.2532 | 7847.867 | 0.44338 | -21.2532 | 3170.917 | 0.17915
-21.228 | 7829.204 | 0.44233 | -21.228 | 3239.078 | 0.183
-21.2028 | 7831.491 | 0.44246 | -21.2028 | 3219.576 | 0.1819
-21.1775 | 7846.859 | 0.44333 | -21.1775 | 3194.633 | 0.18049
-21.1523 | 7949.6 | 0.44913 | -21.1523 | 3242.457 | 0.18319
-21.127 | 8017.626 | 0.45297 | -21.127 | 3275.956 | 0.18508
-21.1018 | 8043.729 | 0.45445 | -21.1018 | 3322.365 | 0.1877
-21.0766 | 8053.26 | 0.45499 | -21.0766 | 3325.79 | 0.1879
-21.0513 | 8079.539 | 0.45647 | -21.0513 | 3300.418 | 0.18646
-21.0261 | 8137.878 | 0.45977 | -21.0261 | 3291.602 | 0.18597
-21.0008 | 8166.346 | 0.46138 | -21.0008 | 3342.057 | 0.18882
-20.9756 | 8143.928 | 0.46011 | -20.9756 | 3403.197 | 0.19227
-20.9503 | 8142.872 | 0.46005 | -20.9503 | 3381.312 | 0.19103
-20.9251 | 8135.344 | 0.45962 | -20.9251 | 3408.312 | 0.19256
-20.8999 | 8147.683 | 0.46032 | -20.8999 | 3445.579 | 0.19467
-20.8746 | 8195.771 | 0.46304 | -20.8746 | 3496.053 | 0.19752
-20.8494 | 8281.409 | 0.46788 | -20.8494 | 3408.657 | 0.19258
-20.8241 | 8312.365 | 0.46963 | -20.8241 | 3357.18 | 0.18967
-20.7989 | 8368.813 | 0.47281 | -20.7989 | 3404.39 | 0.19234
-20.7736 | 8351.235 | 0.47182 | -20.7736 | 3497.038 | 0.19757
-20.7484 | 8394.286 | 0.47425 | -20.7484 | 3553.598 | 0.20077
-20.7232 | 8346.881 | 0.47158 | -20.7232 | 3542.774 | 0.20016
-20.6979 | 8362.74 | 0.47247 | -20.6979 | 3500.521 | 0.19777
-20.6727 | 8422.576 | 0.47585 | -20.6727 | 3509.204 | 0.19826
-20.6474 | 8490.037 | 0.47966 | -20.6474 | 3533.382 | 0.19963
-20.6222 | 8526.965 | 0.48175 | -20.6222 | 3553.592 | 0.20077
-20.597 | 8519.354 | 0.48132 | -20.597 | 3597.667 | 0.20326
-20.5717 | 8564.9 | 0.48389 | -20.5717 | 3629.98 | 0.20508
-20.5465 | 8626.317 | 0.48736 | -20.5465 | 3626.743 | 0.2049
-20.5212 | 8495.443 | 0.47997 | -20.5212 | 3645.818 | 0.20598
-20.496 | 8714.828 | 0.49236 | -20.496 | 3634.039 | 0.20531
-20.4707 | 8635.309 | 0.48787 | -20.4707 | 3627.424 | 0.20494
-20.4455 | 8646.121 | 0.48848 | -20.4455 | 3683.827 | 0.20813
-20.4203 | 8668.477 | 0.48974 | -20.4203 | 3702.876 | 0.2092
-20.395 | 8699.813 | 0.49151 | -20.395 | 3710.106 | 0.20961
-20.3698 | 8797.778 | 0.49705 | -20.3698 | 3740.41 | 0.21132
-20.3446 | 8814.11 | 0.49797 | -20.3446 | 3745.887 | 0.21163
-20.3193 | 8823.844 | 0.49852 | -20.3193 | 3736.863 | 0.21112
-20.2941 | 8851.04 | 0.50006 | -20.2941 | 3755.171 | 0.21216
-20.2688 | 8842.909 | 0.4996 | -20.2688 | 3791.895 | 0.21423
-20.2436 | 8792.316 | 0.49674 | -20.2436 | 3824.149 | 0.21605
-20.2183 | 8756.272 | 0.4947 | -20.2183 | 3824.136 | 0.21605
-20.1931 | 8782.676 | 0.4962 | -20.1931 | 3803.875 | 0.21491
-20.1679 | 8846.549 | 0.49981 | -20.1679 | 3859.135 | 0.21803
-20.1426 | 8861.524 | 0.50065 | -20.1426 | 3862.57 | 0.21822
-20.1174 | 8981.342 | 0.50742 | -20.1174 | 3868.97 | 0.21859
-20.0921 | 9113.921 | 0.51491 | -20.0921 | 3936.688 | 0.22241
-20.0669 | 9123.749 | 0.51547 | -20.0669 | 3942.132 | 0.22272
-20.0417 | 9109.152 | 0.51464 | -20.0417 | 3929.458 | 0.222
-20.0164 | 9124.017 | 0.51548 | -20.0164 | 3929.683 | 0.22202
-19.9912 | 9118.269 | 0.51516 | -19.9912 | 3976.407 | 0.22466
-19.9659 | 9087.62 | 0.51342 | -19.9659 | 3995.209 | 0.22572
-19.9407 | 9096.112 | 0.5139 | -19.9407 | 4001.824 | 0.22609
-19.9154 | 9139.893 | 0.51638 | -19.9154 | 3994.222 | 0.22566
-19.8902 | 9170.684 | 0.51812 | -19.8902 | 4005.781 | 0.22632
-19.865 | 9185.252 | 0.51894 | -19.865 | 4054.561 | 0.22907
-19.8397 | 9210.554 | 0.52037 | -19.8397 | 4044.63 | 0.22851
-19.8145 | 9270.104 | 0.52373 | -19.8145 | 4021.606 | 0.22721
-19.7892 | 9405.056 | 0.53136 | -19.7892 | 4017.981 | 0.227
-19.764 | 9503.3 | 0.53691 | -19.764 | 4095.31 | 0.23137
-19.7387 | 9505.713 | 0.53705 | -19.7387 | 4168.208 | 0.23549
-19.7135 | 9471.73 | 0.53513 | -19.7135 | 4170.618 | 0.23563
-19.6883 | 9456.468 | 0.53426 | -19.6883 | 4153.866 | 0.23468
-19.663 | 9347.536 | 0.52811 | -19.663 | 4112.223 | 0.23233
-19.6378 | 9302.896 | 0.52559 | -19.6378 | 4112.9 | 0.23237
-19.6125 | 9345.344 | 0.52799 | -19.6125 | 4214.13 | 0.23809
-19.5873 | 9409.521 | 0.53161 | -19.5873 | 4249.104 | 0.24006
-19.5621 | 9461.544 | 0.53455 | -19.5621 | 4206.921 | 0.23768
-19.5368 | 9474.609 | 0.53529 | -19.5368 | 4258.356 | 0.24059
-19.5116 | 9454.93 | 0.53418 | -19.5116 | 4342.351 | 0.24533
-19.4863 | 9530.297 | 0.53843 | -19.4863 | 4361.778 | 0.24643
-19.4611 | 9599.33 | 0.54234 | -19.4611 | 4344.28 | 0.24544
-19.4359 | 9689.762 | 0.54744 | -19.4359 | 4352.118 | 0.24588
-19.4106 | 9808.615 | 0.55416 | -19.4106 | 4408.386 | 0.24906
-19.3854 | 9710.146 | 0.5486 | -19.3854 | 4414.78 | 0.24942
-19.3601 | 9671.577 | 0.54642 | -19.3601 | 4367.125 | 0.24673
-19.3349 | 9764.932 | 0.55169 | -19.3349 | 4347.827 | 0.24564
-19.3097 | 9841.833 | 0.55604 | -19.3097 | 4395.964 | 0.24836
-19.2844 | 9859.198 | 0.55702 | -19.2844 | 4468.267 | 0.25244
-19.2592 | 9808.941 | 0.55418 | -19.2592 | 4494.359 | 0.25392
-19.2339 | 9759.615 | 0.55139 | -19.2339 | 4475.508 | 0.25285
-19.2087 | 9805.155 | 0.55396 | -19.2087 | 4492.78 | 0.25383
-19.1834 | 9800.073 | 0.55368 | -19.1834 | 4571.956 | 0.2583
-19.1582 | 9792.09 | 0.55323 | -19.1582 | 4594.271 | 0.25956
-19.133 | 9883.498 | 0.55839 | -19.133 | 4551.942 | 0.25717
-19.1077 | 9953.037 | 0.56232 | -19.1077 | 4562.698 | 0.25778
-19.0825 | 9962.333 | 0.56284 | -19.0825 | 4564.048 | 0.25786
-19.0572 | 9904.078 | 0.55955 | -19.0572 | 4579.52 | 0.25873
-19.032 | 9859.543 | 0.55704 | -19.032 | 4570.563 | 0.25822
-19.0068 | 9902.991 | 0.55949 | -19.0068 | 4578.183 | 0.25865
-18.9815 | 9976.6 | 0.56365 | -18.9815 | 4631.274 | 0.26165
-18.9563 | 9997.312 | 0.56482 | -18.9563 | 4680.262 | 0.26442
-18.931 | 9968.195 | 0.56317 | -18.931 | 4709.95 | 0.2661
-18.9058 | 9937.53 | 0.56144 | -18.9058 | 4760.178 | 0.26894
-18.8805 | 9930.886 | 0.56107 | -18.8805 | 4765.45 | 0.26923
-18.8553 | 10077.15 | 0.56933 | -18.8553 | 4793.775 | 0.27083
-18.8301 | 10268.34 | 0.58013 | -18.8301 | 4839.627 | 0.27343
-18.8048 | 10261.49 | 0.57975 | -18.8048 | 4844.656 | 0.27371
-18.7796 | 10237.5 | 0.57839 | -18.7796 | 4736.326 | 0.26759
-18.7543 | 10216.56 | 0.57721 | -18.7543 | 4743.583 | 0.268
-18.7291 | 10228.2 | 0.57786 | -18.7291 | 4845.904 | 0.27378
-18.7039 | 10262.43 | 0.5798 | -18.7039 | 4895.639 | 0.27659
-18.6786 | 10272.75 | 0.58038 | -18.6786 | 4907.305 | 0.27725
-18.6534 | 10247.9 | 0.57898 | -18.6534 | 4931.305 | 0.2786
-18.6281 | 10258.88 | 0.5796 | -18.6281 | 4912.933 | 0.27757
-18.6029 | 10361.25 | 0.58538 | -18.6029 | 4855.56 | 0.27433
-18.5776 | 10397.75 | 0.58744 | -18.5776 | 4927.082 | 0.27837
-18.5524 | 10294.34 | 0.5816 | -18.5524 | 4973.771 | 0.281
-18.5272 | 10268.98 | 0.58017 | -18.5272 | 5002.599 | 0.28263
-18.5019 | 10311.53 | 0.58257 | -18.5019 | 4987.434 | 0.28178
-18.4767 | 10379.8 | 0.58643 | -18.4767 | 5006.544 | 0.28286
-18.4514 | 10480.61 | 0.59212 | -18.4514 | 5054.662 | 0.28557
-18.4262 | 10597.97 | 0.59876 | -18.4262 | 5022.313 | 0.28375
-18.401 | 10619.91 | 0.59999 | -18.401 | 5043.594 | 0.28495
-18.3757 | 10532.43 | 0.59505 | -18.3757 | 5130.233 | 0.28984
-18.3505 | 10496.31 | 0.59301 | -18.3505 | 5144.45 | 0.29065
-18.3252 | 10616.77 | 0.59982 | -18.3252 | 5190.873 | 0.29327
-18.3 | 10725.52 | 0.60596 | -18.3 | 5249.734 | 0.2966
-18.2748 | 10682.92 | 0.60355 | -18.2748 | 5254.461 | 0.29686
-18.2495 | 10689.47 | 0.60392 | -18.2495 | 5206.8 | 0.29417
-18.2243 | 10671.27 | 0.6029 | -18.2243 | 5168.531 | 0.29201
-18.199 | 10715.07 | 0.60537 | -18.199 | 5212.856 | 0.29451
-18.1738 | 10787.45 | 0.60946 | -18.1738 | 5267.857 | 0.29762
-18.1486 | 10875.58 | 0.61444 | -18.1486 | 5291.532 | 0.29896
-18.1233 | 10922.71 | 0.6171 | -18.1233 | 5292.104 | 0.29899
-18.0981 | 10936.26 | 0.61787 | -18.0981 | 5305.414 | 0.29974
-18.0728 | 10953.94 | 0.61887 | -18.0728 | 5371.349 | 0.30347
-18.0476 | 10880.77 | 0.61473 | -18.0476 | 5481.579 | 0.30969
-18.0223 | 10903.74 | 0.61603 | -18.0223 | 5484.799 | 0.30988
-17.9971 | 11062.16 | 0.62498 | -17.9971 | 5473.292 | 0.30923
-17.9719 | 11080 | 0.62599 | -17.9719 | 5494.183 | 0.31041
-17.9466 | 11039.26 | 0.62369 | -17.9466 | 5453.078 | 0.30808
-17.9214 | 11010.94 | 0.62209 | -17.9214 | 5452.208 | 0.30803
-17.8961 | 11023.28 | 0.62278 | -17.8961 | 5522.395 | 0.312
-17.8709 | 11068.47 | 0.62534 | -17.8709 | 5599.891 | 0.31638
-17.8456 | 11072.25 | 0.62555 | -17.8456 | 5607.672 | 0.31682
-17.8204 | 11015.66 | 0.62235 | -17.8204 | 5567.907 | 0.31457
-17.7952 | 11038.55 | 0.62365 | -17.7952 | 5589.89 | 0.31581
-17.7699 | 11198.92 | 0.63271 | -17.7699 | 5653.799 | 0.31942
-17.7447 | 11218.5 | 0.63381 | -17.7447 | 5649.981 | 0.31921
-17.7194 | 11214.38 | 0.63358 | -17.7194 | 5697.237 | 0.32188
-17.6942 | 11213.51 | 0.63353 | -17.6942 | 5722.288 | 0.32329
-17.669 | 11244.2 | 0.63527 | -17.669 | 5706.628 | 0.32241
-17.6437 | 11292.4 | 0.63799 | -17.6437 | 5736.738 | 0.32411
-17.6185 | 11317.34 | 0.6394 | -17.6185 | 5757.852 | 0.3253
-17.5932 | 11311.21 | 0.63905 | -17.5932 | 5751.071 | 0.32492
-17.568 | 11287.5 | 0.63771 | -17.568 | 5735.765 | 0.32405
-17.5428 | 11263.03 | 0.63633 | -17.5428 | 5702.218 | 0.32216
-17.5175 | 11307.42 | 0.63884 | -17.5175 | 5780.867 | 0.3266
-17.4923 | 11342.13 | 0.6408 | -17.4923 | 5853.117 | 0.33068
-17.467 | 11405.06 | 0.64435 | -17.467 | 5916.647 | 0.33427
-17.4418 | 11457.04 | 0.64729 | -17.4418 | 5893.772 | 0.33298
-17.4166 | 11502.38 | 0.64985 | -17.4166 | 5926.962 | 0.33486
-17.3913 | 11555.92 | 0.65288 | -17.3913 | 5936.014 | 0.33537
-17.3661 | 11592.79 | 0.65496 | -17.3661 | 5929.339 | 0.33499
-17.3408 | 11624.38 | 0.65674 | -17.3408 | 5991.393 | 0.3385
-17.3156 | 11673.8 | 0.65954 | -17.3156 | 6083.344 | 0.34369
-17.2903 | 11710.06 | 0.66159 | -17.2903 | 6061.754 | 0.34247
-17.2651 | 11727.96 | 0.6626 | -17.2651 | 6114.446 | 0.34545
-17.2399 | 11671.72 | 0.65942 | -17.2399 | 6080.335 | 0.34352
-17.2146 | 11746.77 | 0.66366 | -17.2146 | 5996.873 | 0.33881
-17.1894 | 11793.51 | 0.6663 | -17.1894 | 6149.805 | 0.34745
-17.1641 | 11831.48 | 0.66845 | -17.1641 | 6185.959 | 0.34949
-17.1389 | 11819.16 | 0.66775 | -17.1389 | 6168.985 | 0.34853
-17.1136 | 11776.67 | 0.66535 | -17.1136 | 6172.821 | 0.34875
-17.0884 | 11743.41 | 0.66347 | -17.0884 | 6210.239 | 0.35086
-17.0632 | 11756.8 | 0.66423 | -17.0632 | 6274.483 | 0.35449
-17.0379 | 11869.11 | 0.67057 | -17.0379 | 6316.389 | 0.35686
-17.0127 | 11928.64 | 0.67393 | -17.0127 | 6352.837 | 0.35892
-16.9874 | 12064.63 | 0.68162 | -16.9874 | 6365.601 | 0.35964
-16.9622 | 11932.84 | 0.67417 | -16.9622 | 6382.307 | 0.36058
-16.937 | 11955.66 | 0.67546 | -16.937 | 6382.604 | 0.3606
-16.9117 | 11965.59 | 0.67602 | -16.9117 | 6408.005 | 0.36203
-16.8865 | 11946.05 | 0.67492 | -16.8865 | 6410.539 | 0.36218
-16.8612 | 11964.98 | 0.67599 | -16.8612 | 6379.575 | 0.36043
-16.836 | 12020.67 | 0.67913 | -16.836 | 6366.454 | 0.35969
-16.8107 | 12061.06 | 0.68142 | -16.8107 | 6394.558 | 0.36127
-16.7855 | 12141.66 | 0.68597 | -16.7855 | 6410.127 | 0.36215
-16.7603 | 12129.94 | 0.68531 | -16.7603 | 6428.328 | 0.36318
-16.735 | 12137.62 | 0.68574 | -16.735 | 6520.96 | 0.36842
-16.7098 | 12128.13 | 0.68521 | -16.7098 | 6586.515 | 0.37212
-16.6846 | 12098.41 | 0.68353 | -16.6846 | 6565.615 | 0.37094
-16.6593 | 12139.85 | 0.68587 | -16.6593 | 6525.043 | 0.36865
-16.6341 | 12198.04 | 0.68915 | -16.6341 | 6535.068 | 0.36921
-16.6088 | 12178.12 | 0.68803 | -16.6088 | 6604.234 | 0.37312
-16.5836 | 12116.11 | 0.68453 | -16.5836 | 6677.471 | 0.37726
-16.5583 | 12114.72 | 0.68445 | -16.5583 | 6677.765 | 0.37727
-16.5331 | 12174.98 | 0.68785 | -16.5331 | 6680.137 | 0.37741
-16.5079 | 12301.73 | 0.69501 | -16.5079 | 6719.427 | 0.37963
-16.4826 | 12405.5 | 0.70088 | -16.4826 | 6737.7 | 0.38066
-16.4574 | 12422.71 | 0.70185 | -16.4574 | 6797.371 | 0.38403
-16.4321 | 12344.71 | 0.69744 | -16.4321 | 6870.849 | 0.38818
-16.4069 | 12311.7 | 0.69558 | -16.4069 | 6870.938 | 0.38819
-16.3817 | 12416.86 | 0.70152 | -16.3817 | 6803.792 | 0.3844
-16.3564 | 12564.44 | 0.70986 | -16.3564 | 6783.521 | 0.38325
-16.3312 | 12611.08 | 0.71249 | -16.3312 | 6829.921 | 0.38587
-16.3059 | 12587.35 | 0.71115 | -16.3059 | 6872.342 | 0.38827
-16.2807 | 12545.56 | 0.70879 | -16.2807 | 6973.065 | 0.39396
-16.2554 | 12559.69 | 0.70959 | -16.2554 | 6973.623 | 0.39399
-16.2302 | 12556.92 | 0.70943 | -16.2302 | 7053.667 | 0.39851
-16.205 | 12566.77 | 0.70999 | -16.205 | 7145.44 | 0.4037
-16.1797 | 12598.65 | 0.71179 | -16.1797 | 7168.253 | 0.40499
-16.1545 | 12623.72 | 0.7132 | -16.1545 | 7146.645 | 0.40377
-16.1292 | 12633.16 | 0.71374 | -16.1292 | 7137.268 | 0.40324
-16.104 | 12682.21 | 0.71651 | -16.104 | 7073.324 | 0.39962
-16.0787 | 12749.5 | 0.72031 | -16.0787 | 7103.183 | 0.40131
-16.0535 | 12740.16 | 0.71978 | -16.0535 | 7119.188 | 0.40221
-16.0283 | 12816.33 | 0.72409 | -16.0283 | 7111.405 | 0.40177
-16.003 | 12816.31 | 0.72409 | -16.003 | 7139.636 | 0.40337
-15.9778 | 12787.34 | 0.72245 | -15.9778 | 7226.694 | 0.40829
-15.9526 | 12769.77 | 0.72146 | -15.9526 | 7298.636 | 0.41235
-15.9273 | 12765.2 | 0.7212 | -15.9273 | 7266.791 | 0.41055
-15.9021 | 12806.24 | 0.72352 | -15.9021 | 7174.73 | 0.40535
-15.8768 | 12856.88 | 0.72638 | -15.8768 | 7262.922 | 0.41033
-15.8516 | 12910.1 | 0.72938 | -15.8516 | 7341.89 | 0.4148
-15.8263 | 12957.6 | 0.73207 | -15.8263 | 7303.021 | 0.4126
-15.8011 | 12960.19 | 0.73221 | -15.8011 | 7305.855 | 0.41276
-15.7759 | 12900.95 | 0.72887 | -15.7759 | 7382.382 | 0.41708
-15.7506 | 12909.16 | 0.72933 | -15.7506 | 7418.763 | 0.41914
-15.7254 | 12985.12 | 0.73362 | -15.7254 | 7415.224 | 0.41894
-15.7001 | 12988.82 | 0.73383 | -15.7001 | 7436.079 | 0.42012
-15.6749 | 12934.45 | 0.73076 | -15.6749 | 7371.494 | 0.41647
-15.6496 | 13003.82 | 0.73468 | -15.6496 | 7603.794 | 0.42959
-15.6244 | 12977.07 | 0.73317 | -15.6244 | 7599.713 | 0.42936
-15.5992 | 13073.33 | 0.73861 | -15.5992 | 7643.628 | 0.43184
-15.5739 | 13174.91 | 0.74435 | -15.5739 | 7685.477 | 0.43421
-15.5487 | 13203.82 | 0.74598 | -15.5487 | 7669.316 | 0.43329
-15.5234 | 13205.14 | 0.74605 | -15.5234 | 7668.059 | 0.43322
-15.4982 | 13226.71 | 0.74727 | -15.4982 | 7723.346 | 0.43635
-15.473 | 13223.73 | 0.7471 | -15.473 | 7736.74 | 0.4371
-15.4477 | 13216.07 | 0.74667 | -15.4477 | 7762.688 | 0.43857
-15.4225 | 13279.56 | 0.75026 | -15.4225 | 7740.158 | 0.4373
-15.3972 | 13298.88 | 0.75135 | -15.3972 | 7724.314 | 0.4364
-15.372 | 13288.68 | 0.75077 | -15.372 | 7717.05 | 0.43599
-15.3468 | 13336.52 | 0.75348 | -15.3468 | 7735.566 | 0.43704
-15.3215 | 13406.6 | 0.75744 | -15.3215 | 7766.638 | 0.43879
-15.2963 | 13410.16 | 0.75764 | -15.2963 | 7788.167 | 0.44001
-15.271 | 13335.76 | 0.75343 | -15.271 | 7809.69 | 0.44123
-15.2458 | 13309.96 | 0.75198 | -15.2458 | 7888.757 | 0.44569
-15.2205 | 13427.98 | 0.75864 | -15.2205 | 7986.633 | 0.45122
-15.1953 | 13478.39 | 0.76149 | -15.1953 | 7924.509 | 0.44771
-15.1701 | 13478.2 | 0.76148 | -15.1701 | 7919.136 | 0.44741
-15.1448 | 13497.28 | 0.76256 | -15.1448 | 7994.559 | 0.45167
-15.1196 | 13528.34 | 0.76431 | -15.1196 | 8087.794 | 0.45694
-15.0943 | 13559.25 | 0.76606 | -15.0943 | 8156.987 | 0.46085
-15.0691 | 13599.22 | 0.76832 | -15.0691 | 8203.962 | 0.4635
-15.0439 | 13630.56 | 0.77009 | -15.0439 | 8213.08 | 0.46402
-15.0186 | 13575.73 | 0.76699 | -15.0186 | 8109.256 | 0.45815
-14.9934 | 13568.22 | 0.76657 | -14.9934 | 8079.088 | 0.45645
-14.9681 | 13623.82 | 0.76971 | -14.9681 | 8133.034 | 0.45949
-14.9429 | 13667.21 | 0.77216 | -14.9429 | 8175.873 | 0.46191
-14.9177 | 13716.39 | 0.77494 | -14.9177 | 8218.937 | 0.46435
-14.8924 | 13755.9 | 0.77717 | -14.8924 | 8258.933 | 0.46661
-14.8672 | 13743.72 | 0.77648 | -14.8672 | 8274.652 | 0.46749
-14.8419 | 13714.03 | 0.7748 | -14.8419 | 8309.99 | 0.46949
-14.8167 | 13709.88 | 0.77457 | -14.8167 | 8387.504 | 0.47387
-14.7914 | 13717.55 | 0.775 | -14.7914 | 8439.159 | 0.47679
-14.7662 | 13752.53 | 0.77698 | -14.7662 | 8437.298 | 0.47668
-14.741 | 13805.38 | 0.77996 | -14.741 | 8400.132 | 0.47458
-14.7157 | 13802.44 | 0.7798 | -14.7157 | 8392.403 | 0.47415
-14.6905 | 13787.06 | 0.77893 | -14.6905 | 8418.432 | 0.47562
-14.6652 | 13862.55 | 0.78319 | -14.6652 | 8434.638 | 0.47653
-14.64 | 13977.57 | 0.78969 | -14.64 | 8442.322 | 0.47697
-14.6148 | 13878.14 | 0.78408 | -14.6148 | 8482.329 | 0.47923
-14.5895 | 13873.74 | 0.78383 | -14.5895 | 8492.036 | 0.47978
-14.5643 | 13943.13 | 0.78775 | -14.5643 | 8509.003 | 0.48073
-14.539 | 14025.01 | 0.79237 | -14.539 | 8554.523 | 0.48331
-14.5138 | 14100.89 | 0.79666 | -14.5138 | 8616.26 | 0.48679
-14.4886 | 14103.62 | 0.79681 | -14.4886 | 8671.859 | 0.48994
-14.4633 | 13993.91 | 0.79062 | -14.4633 | 8693.154 | 0.49114
-14.4381 | 13927.59 | 0.78687 | -14.4381 | 8644.412 | 0.48838
-14.4128 | 13938.42 | 0.78748 | -14.4128 | 8610.512 | 0.48647
-14.3876 | 13921.89 | 0.78655 | -14.3876 | 8694.873 | 0.49124
-14.3623 | 13954.84 | 0.78841 | -14.3623 | 8699.645 | 0.49151
-14.3371 | 13942.36 | 0.7877 | -14.3371 | 8736.033 | 0.49356
-14.3119 | 14079.36 | 0.79544 | -14.3119 | 8800.585 | 0.49721
-14.2866 | 14284.06 | 0.80701 | -14.2866 | 8835.464 | 0.49918
-14.2614 | 14248.54 | 0.805 | -14.2614 | 8840.147 | 0.49944
-14.2361 | 14336.56 | 0.80998 | -14.2361 | 8917.003 | 0.50379
-14.2109 | 14316.05 | 0.80882 | -14.2109 | 8967.89 | 0.50666
-14.1857 | 14172.8 | 0.80072 | -14.1857 | 9031.227 | 0.51024
-14.1604 | 14256.84 | 0.80547 | -14.1604 | 9014.602 | 0.5093
-14.1352 | 14265.94 | 0.80599 | -14.1352 | 8989.534 | 0.50788
-14.1099 | 14253.08 | 0.80526 | -14.1099 | 8995.682 | 0.50823
-14.0847 | 14298.87 | 0.80785 | -14.0847 | 9030.978 | 0.51022
-14.0594 | 14206.81 | 0.80264 | -14.0594 | 9078.559 | 0.51291
-14.0342 | 14189.76 | 0.80168 | -14.0342 | 9081.196 | 0.51306
-14.009 | 14275.99 | 0.80655 | -14.009 | 9045.751 | 0.51106
-13.9837 | 14415.83 | 0.81445 | -13.9837 | 9142.675 | 0.51654
-13.9585 | 14489.7 | 0.81863 | -13.9585 | 9268.148 | 0.52362
-13.9332 | 14524.43 | 0.82059 | -13.9332 | 9321.368 | 0.52663
-13.908 | 14547.16 | 0.82187 | -13.908 | 9356.387 | 0.52861
-13.8828 | 14555.82 | 0.82236 | -13.8828 | 9416.907 | 0.53203
-13.8575 | 14564.16 | 0.82283 | -13.8575 | 9307.243 | 0.52583
-13.8323 | 14561.91 | 0.82271 | -13.8323 | 9208.425 | 0.52025
-13.807 | 14532.37 | 0.82104 | -13.807 | 9396.062 | 0.53085
-13.7818 | 14559.48 | 0.82257 | -13.7818 | 9466.903 | 0.53485
-13.7566 | 14588.56 | 0.82421 | -13.7566 | 9429.636 | 0.53275
-13.7313 | 14582.43 | 0.82387 | -13.7313 | 9406.266 | 0.53143
-13.7061 | 14547.24 | 0.82188 | -13.7061 | 9458.266 | 0.53437
-13.6808 | 14510.63 | 0.81981 | -13.6808 | 9539.234 | 0.53894
-13.6556 | 14460.6 | 0.81698 | -13.6556 | 9638.685 | 0.54456
-13.6303 | 14498.01 | 0.8191 | -13.6303 | 9562.538 | 0.54026
-13.6051 | 14582.47 | 0.82387 | -13.6051 | 9569.11 | 0.54063
-13.5799 | 14660.52 | 0.82828 | -13.5799 | 9588.636 | 0.54173
-13.5546 | 14721.89 | 0.83175 | -13.5546 | 9572.206 | 0.5408
-13.5294 | 14737.03 | 0.8326 | -13.5294 | 9545.28 | 0.53928
-13.5041 | 14697.05 | 0.83034 | -13.5041 | 9556.229 | 0.5399
-13.4789 | 14682.44 | 0.82952 | -13.4789 | 9592.772 | 0.54196
-13.4536 | 14697.66 | 0.83038 | -13.4536 | 9737.057 | 0.55012
-13.4284 | 14729.31 | 0.83216 | -13.4284 | 9758.267 | 0.55131
-13.4032 | 14753.23 | 0.83352 | -13.4032 | 9810.37 | 0.55426
-13.3779 | 14722.34 | 0.83177 | -13.3779 | 9867.699 | 0.5575
-13.3527 | 14699.89 | 0.8305 | -13.3527 | 9876.009 | 0.55797
-13.3275 | 14716.42 | 0.83144 | -13.3275 | 9832.438 | 0.5555
-13.3022 | 14703.03 | 0.83068 | -13.3022 | 9797.038 | 0.5535
-13.277 | 14779.04 | 0.83497 | -13.277 | 9763.185 | 0.55159
-13.2517 | 14828.8 | 0.83779 | -13.2517 | 9886.186 | 0.55854
-13.2265 | 14841.03 | 0.83848 | -13.2265 | 9944.143 | 0.56182
-13.2012 | 14888.86 | 0.84118 | -13.2012 | 9944.053 | 0.56181
-13.176 | 14921.83 | 0.84304 | -13.176 | 9943.325 | 0.56177
-13.1508 | 14897.23 | 0.84165 | -13.1508 | 9968.626 | 0.5632
-13.1255 | 14862.42 | 0.83968 | -13.1255 | 10009.11 | 0.56549
-13.1003 | 14945.41 | 0.84437 | -13.1003 | 10090.85 | 0.5701
-13.075 | 15060.92 | 0.8509 | -13.075 | 10206.06 | 0.57661
-13.0498 | 15074.21 | 0.85165 | -13.0498 | 10111.35 | 0.57126
-13.0245 | 15088.34 | 0.85245 | -13.0245 | 10022.73 | 0.56626
-12.9993 | 15106.67 | 0.85348 | -12.9993 | 10069.88 | 0.56892
-12.9741 | 15125.41 | 0.85454 | -12.9741 | 10199.9 | 0.57627
-12.9488 | 15138.49 | 0.85528 | -12.9488 | 10274.43 | 0.58048
-12.9236 | 15104.66 | 0.85337 | -12.9236 | 10269.67 | 0.58021
-12.8983 | 15124.48 | 0.85449 | -12.8983 | 10206.93 | 0.57666
-12.8731 | 15242.92 | 0.86118 | -12.8731 | 10267.63 | 0.58009
-12.8479 | 15270.08 | 0.86272 | -12.8479 | 10352.66 | 0.5849
-12.8226 | 15165.78 | 0.85682 | -12.8226 | 10412 | 0.58825
-12.7974 | 15044.32 | 0.84996 | -12.7974 | 10438.16 | 0.58973
-12.7721 | 15029.23 | 0.84911 | -12.7721 | 10442.95 | 0.59
-12.7469 | 15088.76 | 0.85247 | -12.7469 | 10428.04 | 0.58915
-12.7217 | 15128.69 | 0.85473 | -12.7217 | 10387.99 | 0.58689
-12.6964 | 15107.84 | 0.85355 | -12.6964 | 10434.85 | 0.58954
-12.6712 | 15179.59 | 0.8576 | -12.6712 | 10503.84 | 0.59344
-12.6459 | 15265.72 | 0.86247 | -12.6459 | 10564.69 | 0.59688
-12.6207 | 15305.89 | 0.86474 | -12.6207 | 10624.76 | 0.60027
-12.5954 | 15304.74 | 0.86467 | -12.5954 | 10684.92 | 0.60367
-12.5702 | 15315.05 | 0.86526 | -12.5702 | 10706.21 | 0.60487
-12.545 | 15342.93 | 0.86683 | -12.545 | 10687.8 | 0.60383
-12.5197 | 15316.6 | 0.86534 | -12.5197 | 10656.71 | 0.60207
-12.4945 | 15273.94 | 0.86293 | -12.4945 | 10658.03 | 0.60215
-12.4692 | 15280.54 | 0.86331 | -12.4692 | 10701.95 | 0.60463
-12.444 | 15323.16 | 0.86572 | -12.444 | 10777.35 | 0.60889
-12.4188 | 15357.45 | 0.86765 | -12.4188 | 10858.76 | 0.61349
-12.3935 | 15374.4 | 0.86861 | -12.3935 | 10910.77 | 0.61643
-12.3683 | 15426.95 | 0.87158 | -12.3683 | 10865.52 | 0.61387
-12.343 | 15507.22 | 0.87611 | -12.343 | 10814.25 | 0.61097
-12.3178 | 15563.78 | 0.87931 | -12.3178 | 10847.74 | 0.61287
-12.2926 | 15549.44 | 0.8785 | -12.2926 | 10898.12 | 0.61571
-12.2673 | 15471.44 | 0.87409 | -12.2673 | 10920.22 | 0.61696
-12.2421 | 15385.32 | 0.86923 | -12.2421 | 10925.38 | 0.61725
-12.2168 | 15364.17 | 0.86803 | -12.2168 | 10964.25 | 0.61945
-12.1916 | 15427.11 | 0.87159 | -12.1916 | 10996.29 | 0.62126
-12.1663 | 15501.98 | 0.87582 | -12.1663 | 10983.02 | 0.62051
-12.1411 | 15518.17 | 0.87673 | -12.1411 | 10957.39 | 0.61906
-12.1159 | 15487.03 | 0.87497 | -12.1159 | 10967.47 | 0.61963
-12.0906 | 15410.09 | 0.87063 | -12.0906 | 11000.4 | 0.62149
-12.0654 | 15339.82 | 0.86666 | -12.0654 | 10995.68 | 0.62122
-12.0401 | 15409.42 | 0.87059 | -12.0401 | 10907.96 | 0.61627
-12.0149 | 15559.51 | 0.87907 | -12.0149 | 10974.1 | 0.62001
-11.9896 | 15546.08 | 0.87831 | -11.9896 | 11041.07 | 0.62379
-11.9644 | 15569.42 | 0.87963 | -11.9644 | 11110.65 | 0.62772
-11.9392 | 15600.68 | 0.88139 | -11.9392 | 11163.54 | 0.63071
-11.9139 | 15643.76 | 0.88383 | -11.9139 | 11166.6 | 0.63088
-11.8887 | 15696.36 | 0.8868 | -11.8887 | 11124.63 | 0.62851
-11.8635 | 15678.74 | 0.8858 | -11.8635 | 11125.45 | 0.62856
-11.8382 | 15732.76 | 0.88886 | -11.8382 | 11249.22 | 0.63555
-11.813 | 15744.3 | 0.88951 | -11.813 | 11335.17 | 0.64041
-11.7877 | 15870.05 | 0.89661 | -11.7877 | 11391.39 | 0.64358
-11.7625 | 15844.08 | 0.89515 | -11.7625 | 11462.02 | 0.64757
-11.7372 | 15809.47 | 0.89319 | -11.7372 | 11500.53 | 0.64975
-11.712 | 15970.49 | 0.90229 | -11.712 | 11485.46 | 0.6489
-11.6868 | 15793.64 | 0.8923 | -11.6868 | 11619.33 | 0.65646
-11.6615 | 15747.87 | 0.88971 | -11.6615 | 11545.76 | 0.6523
-11.6363 | 15814.02 | 0.89345 | -11.6363 | 11478.47 | 0.6485
-11.611 | 15830.89 | 0.8944 | -11.611 | 11459.67 | 0.64744
-11.5858 | 15889.56 | 0.89772 | -11.5858 | 11511 | 0.65034
-11.5605 | 15948.13 | 0.90102 | -11.5605 | 11649.91 | 0.65819
-11.5353 | 15855.1 | 0.89577 | -11.5353 | 11838.25 | 0.66883
-11.5101 | 15746.67 | 0.88964 | -11.5101 | 11848.17 | 0.66939
-11.4848 | 15841.08 | 0.89498 | -11.4848 | 11816.97 | 0.66763
-11.4596 | 15821.63 | 0.89388 | -11.4596 | 11735.08 | 0.663
-11.4343 | 15847.64 | 0.89535 | -11.4343 | 11699.31 | 0.66098
-11.4091 | 15959.23 | 0.90165 | -11.4091 | 11777.96 | 0.66542
-11.3839 | 16094.28 | 0.90928 | -11.3839 | 11888.64 | 0.67167
-11.3586 | 16131.43 | 0.91138 | -11.3586 | 11833.3 | 0.66855
-11.3334 | 15934.69 | 0.90026 | -11.3334 | 11721.32 | 0.66222
-11.3081 | 15774.37 | 0.89121 | -11.3081 | 11775.26 | 0.66527
-11.2829 | 15830.32 | 0.89437 | -11.2829 | 11818.25 | 0.6677
-11.2576 | 15929.02 | 0.89994 | -11.2576 | 11896.48 | 0.67212
-11.2324 | 15999.28 | 0.90391 | -11.2324 | 11917.19 | 0.67329
-11.2072 | 16057.74 | 0.90722 | -11.2072 | 11846.52 | 0.66929
-11.1819 | 16122.86 | 0.9109 | -11.1819 | 11898.37 | 0.67222
-11.1567 | 16121.77 | 0.91083 | -11.1567 | 11894.22 | 0.67199
-11.1314 | 16118.2 | 0.91063 | -11.1314 | 11873.54 | 0.67082
-11.1062 | 16109.26 | 0.91013 | -11.1062 | 11945.41 | 0.67488
-11.081 | 16101.44 | 0.90969 | -11.081 | 12035.34 | 0.67996
-11.0557 | 16096.87 | 0.90943 | -11.0557 | 12122.49 | 0.68489
-11.0305 | 16100.72 | 0.90965 | -11.0305 | 12228.09 | 0.69085
-11.0052 | 16144.97 | 0.91215 | -11.0052 | 12251.91 | 0.6922
-10.98 | 16162.23 | 0.91312 | -10.98 | 12220.27 | 0.69041
-10.9548 | 16114.91 | 0.91045 | -10.9548 | 12219.68 | 0.69038
-10.9295 | 16093.79 | 0.90925 | -10.9295 | 12244.86 | 0.6918
-10.9043 | 16081.5 | 0.90856 | -10.9043 | 12246.55 | 0.6919
-10.879 | 16045.43 | 0.90652 | -10.879 | 12216.24 | 0.69018
-10.8538 | 16006.61 | 0.90433 | -10.8538 | 12219.65 | 0.69038
-10.8285 | 16073.98 | 0.90813 | -10.8285 | 12304.55 | 0.69517
-10.8033 | 16124.84 | 0.91101 | -10.8033 | 12359.26 | 0.69826
-10.7781 | 16103.97 | 0.90983 | -10.7781 | 12388.87 | 0.69994
-10.7528 | 16092.97 | 0.90921 | -10.7528 | 12383.23 | 0.69962
-10.7276 | 16156.05 | 0.91277 | -10.7276 | 12380.13 | 0.69944
-10.7023 | 16264.93 | 0.91892 | -10.7023 | 12409.84 | 0.70112
-10.6771 | 16245.18 | 0.91781 | -10.6771 | 12406.06 | 0.70091
-10.6519 | 16169.75 | 0.91355 | -10.6519 | 12419.7 | 0.70168
-10.6266 | 16204.13 | 0.91549 | -10.6266 | 12479.14 | 0.70504
-10.6014 | 16185.72 | 0.91445 | -10.6014 | 12510.27 | 0.70679
-10.5761 | 16162.59 | 0.91314 | -10.5761 | 12527.15 | 0.70775
-10.5509 | 16197.46 | 0.91511 | -10.5509 | 12537.66 | 0.70834
-10.5257 | 16264.99 | 0.91893 | -10.5257 | 12518.68 | 0.70727
-10.5004 | 16235.15 | 0.91724 | -10.5004 | 12524.08 | 0.70758
-10.4752 | 16262.6 | 0.91879 | -10.4752 | 12538.69 | 0.7084
-10.4499 | 16218.21 | 0.91628 | -10.4499 | 12564.07 | 0.70983
-10.4247 | 16246.56 | 0.91788 | -10.4247 | 12568.37 | 0.71008
-10.3994 | 16293.12 | 0.92052 | -10.3994 | 12554.42 | 0.70929
-10.3742 | 16268.19 | 0.91911 | -10.3742 | 12564.78 | 0.70987
-10.349 | 16362.14 | 0.92441 | -10.349 | 12668.6 | 0.71574
-10.3237 | 16487.49 | 0.9315 | -10.3237 | 12755.98 | 0.72068
-10.2985 | 16383.85 | 0.92564 | -10.2985 | 12788.91 | 0.72254
-10.2732 | 16324.89 | 0.92231 | -10.2732 | 12783.79 | 0.72225
-10.248 | 16348.38 | 0.92364 | -10.248 | 12755.77 | 0.72066
-10.2228 | 16409.77 | 0.92711 | -10.2228 | 12725.94 | 0.71898
-10.1975 | 16471.08 | 0.93057 | -10.1975 | 12722.19 | 0.71877
-10.1723 | 16492.87 | 0.9318 | -10.1723 | 12774.81 | 0.72174
-10.147 | 16371.26 | 0.92493 | -10.147 | 12854.57 | 0.72625
-10.1218 | 16272.93 | 0.91937 | -10.1218 | 12908.04 | 0.72927
-10.0966 | 16267.33 | 0.91906 | -10.0966 | 12928.59 | 0.73043
-10.0713 | 16328.52 | 0.92252 | -10.0713 | 12938.06 | 0.73096
-10.0461 | 16378.66 | 0.92535 | -10.0461 | 12966.39 | 0.73256
-10.0208 | 16379.48 | 0.92539 | -10.0208 | 13018.3 | 0.7355
-9.9956 | 16364.72 | 0.92456 | -9.9956 | 13046.65 | 0.7371
-9.9703 | 16440.67 | 0.92885 | -9.9703 | 13066.51 | 0.73822
-9.9451 | 16444.11 | 0.92905 | -9.9451 | 13104.75 | 0.74038
-9.9199 | 16404.15 | 0.92679 | -9.9199 | 13139.44 | 0.74234
-9.8946 | 16398.42 | 0.92646 | -9.8946 | 13145.09 | 0.74266
-9.8694 | 16423.51 | 0.92788 | -9.8694 | 13134.2 | 0.74205
-9.8441 | 16499.47 | 0.93217 | -9.8441 | 13184.98 | 0.74491
-9.8189 | 16596.38 | 0.93765 | -9.8189 | 13231 | 0.74751
-9.7937 | 16605.35 | 0.93816 | -9.7937 | 13233.26 | 0.74764
-9.7684 | 16594.74 | 0.93756 | -9.7684 | 13232.38 | 0.74759
-9.7432 | 16584.38 | 0.93697 | -9.7432 | 13269.38 | 0.74968
-9.7179 | 16522.5 | 0.93347 | -9.7179 | 13347.72 | 0.75411
-9.6927 | 16529.83 | 0.93389 | -9.6927 | 13394.76 | 0.75677
-9.6674 | 16496.25 | 0.93199 | -9.6674 | 13378.6 | 0.75585
-9.6422 | 16561.42 | 0.93567 | -9.6422 | 13345.28 | 0.75397
-9.617 | 16657.58 | 0.94111 | -9.617 | 13346.35 | 0.75403
-9.5917 | 16715.01 | 0.94435 | -9.5917 | 13381.07 | 0.75599
-9.5665 | 16717.19 | 0.94447 | -9.5665 | 13410.88 | 0.75768
-9.5412 | 16746.9 | 0.94615 | -9.5412 | 13402.89 | 0.75723
-9.516 | 16727.65 | 0.94506 | -9.516 | 13444.19 | 0.75956
-9.4908 | 16671.74 | 0.94191 | -9.4908 | 13523.49 | 0.76404
-9.4655 | 16617.3 | 0.93883 | -9.4655 | 13575.08 | 0.76695
-9.4403 | 16610.04 | 0.93842 | -9.4403 | 13570.48 | 0.76669
-9.415 | 16675.84 | 0.94214 | -9.415 | 13531.46 | 0.76449
-9.3898 | 16793.09 | 0.94876 | -9.3898 | 13529.72 | 0.76439
-9.3645 | 16771.82 | 0.94756 | -9.3645 | 13553.15 | 0.76571
-9.3393 | 16699.85 | 0.94349 | -9.3393 | 13563.46 | 0.7663
-9.3141 | 16646.98 | 0.94051 | -9.3141 | 13620.52 | 0.76952
-9.2888 | 16618.62 | 0.93891 | -9.2888 | 13704.76 | 0.77428
-9.2636 | 16617.14 | 0.93882 | -9.2636 | 13769.42 | 0.77793
-9.2383 | 16661.27 | 0.94131 | -9.2383 | 13773.5 | 0.77816
-9.2131 | 16722.48 | 0.94477 | -9.2131 | 13718.35 | 0.77505
-9.1879 | 16782 | 0.94814 | -9.1879 | 13670.73 | 0.77236
-9.1626 | 16776.13 | 0.9478 | -9.1626 | 13734.61 | 0.77597
-9.1374 | 16752.52 | 0.94647 | -9.1374 | 13861.32 | 0.78313
-9.1121 | 16762.98 | 0.94706 | -9.1121 | 13946.68 | 0.78795
-9.0869 | 16811.71 | 0.94981 | -9.0869 | 13900.62 | 0.78535
-9.0617 | 16760.86 | 0.94694 | -9.0617 | 13790.35 | 0.77912
-9.0364 | 16779.16 | 0.94798 | -9.0364 | 13814.19 | 0.78046
-9.0112 | 16757.57 | 0.94676 | -9.0112 | 13892.02 | 0.78486
-8.9859 | 16801.3 | 0.94923 | -8.9859 | 13938.94 | 0.78751
-8.9607 | 16866.76 | 0.95292 | -8.9607 | 13936.87 | 0.78739
-8.9354 | 16825.08 | 0.95057 | -8.9354 | 13918.04 | 0.78633
-8.9102 | 16687.02 | 0.94277 | -8.9102 | 13903.62 | 0.78552
-8.885 | 16771.06 | 0.94752 | -8.885 | 13995.18 | 0.79069
-8.8597 | 16906.87 | 0.95519 | -8.8597 | 14098.69 | 0.79654
-8.8345 | 16995.45 | 0.96019 | -8.8345 | 14104.35 | 0.79686
-8.8092 | 17034.13 | 0.96238 | -8.8092 | 13994.21 | 0.79063
-8.784 | 17031.32 | 0.96222 | -8.784 | 13833.84 | 0.78157
-8.7588 | 16884.02 | 0.9539 | -8.7588 | 13749.86 | 0.77683
-8.7335 | 16765.8 | 0.94722 | -8.7335 | 13812.71 | 0.78038
-8.7083 | 16796.58 | 0.94896 | -8.7083 | 13866 | 0.78339
-8.683 | 16817.52 | 0.95014 | -8.683 | 13968.21 | 0.78916
-8.6578 | 16834.24 | 0.95109 | -8.6578 | 14103.86 | 0.79683
-8.6325 | 16896.79 | 0.95462 | -8.6325 | 14218.54 | 0.80331
-8.6073 | 16979.38 | 0.95929 | -8.6073 | 14259.37 | 0.80561
-8.5821 | 16923.95 | 0.95616 | -8.5821 | 14308.67 | 0.8084
-8.5568 | 16928.4 | 0.95641 | -8.5568 | 14255.07 | 0.80537
-8.5316 | 16984.8 | 0.95959 | -8.5316 | 14179.8 | 0.80112
-8.5063 | 17037.5 | 0.96257 | -8.5063 | 14188.1 | 0.80159
-8.4811 | 17031.28 | 0.96222 | -8.4811 | 14315.45 | 0.80878
-8.4559 | 16948.32 | 0.95753 | -8.4559 | 14463.1 | 0.81712
-8.4306 | 16843.58 | 0.95161 | -8.4306 | 14393.91 | 0.81322
-8.4054 | 16817.68 | 0.95015 | -8.4054 | 14405.6 | 0.81388
-8.3801 | 16913.99 | 0.95559 | -8.3801 | 14434.07 | 0.81548
-8.3549 | 17068.07 | 0.9643 | -8.3549 | 14425.09 | 0.81498
-8.3297 | 17137.93 | 0.96824 | -8.3297 | 14397.8 | 0.81344
-8.3044 | 16959.47 | 0.95816 | -8.3044 | 14456.68 | 0.81676
-8.2792 | 16751.01 | 0.94638 | -8.2792 | 14509.12 | 0.81972
-8.2539 | 16902.31 | 0.95493 | -8.2539 | 14511.44 | 0.81986
-8.2287 | 16952.04 | 0.95774 | -8.2287 | 14490.01 | 0.81864
-8.2034 | 16913.49 | 0.95556 | -8.2034 | 14417.5 | 0.81455
-8.1782 | 16875.34 | 0.95341 | -8.1782 | 14359.49 | 0.81127
-8.153 | 16858.57 | 0.95246 | -8.153 | 14479.85 | 0.81807
-8.1277 | 16936.02 | 0.95684 | -8.1277 | 14542.3 | 0.8216
-8.1025 | 16928.03 | 0.95639 | -8.1025 | 14492.48 | 0.81878
-8.0772 | 16891.25 | 0.95431 | -8.0772 | 14545.69 | 0.82179
-8.052 | 16864.69 | 0.95281 | -8.052 | 14631.89 | 0.82666
-8.0268 | 16861.22 | 0.95261 | -8.0268 | 14688.36 | 0.82985
-8.0015 | 16866.78 | 0.95293 | -8.0015 | 14741.2 | 0.83284
-7.9763 | 16892.59 | 0.95438 | -7.9763 | 14723.17 | 0.83182
-7.951 | 16947.77 | 0.9575 | -7.951 | 14677.12 | 0.82922
-7.9258 | 17003.38 | 0.96064 | -7.9258 | 14739.69 | 0.83275
-7.9005 | 17042.92 | 0.96288 | -7.9005 | 14787 | 0.83542
-7.8753 | 17051.3 | 0.96335 | -7.8753 | 14768 | 0.83435
-7.8501 | 17021.8 | 0.96168 | -7.8501 | 14784.11 | 0.83526
-7.8248 | 17027.04 | 0.96198 | -7.8248 | 14853.63 | 0.83919
-7.7996 | 17015.99 | 0.96136 | -7.7996 | 14851.56 | 0.83907
-7.7743 | 16992.42 | 0.96002 | -7.7743 | 14878.01 | 0.84057
-7.7491 | 17024.16 | 0.96182 | -7.7491 | 14878.45 | 0.84059
-7.7239 | 17069.7 | 0.96439 | -7.7239 | 14836.58 | 0.83822
-7.6986 | 16975.89 | 0.95909 | -7.6986 | 14826.38 | 0.83765
-7.6734 | 16922.64 | 0.95608 | -7.6734 | 14961.37 | 0.84528
-7.6481 | 16925.28 | 0.95623 | -7.6481 | 15000.01 | 0.84746
-7.6229 | 16992.6 | 0.96003 | -7.6229 | 14957.23 | 0.84504
-7.5977 | 17034.8 | 0.96242 | -7.5977 | 14973.69 | 0.84597
-7.5724 | 16998.39 | 0.96036 | -7.5724 | 15069.28 | 0.85137
-7.5472 | 16921.14 | 0.956 | -7.5472 | 15090.57 | 0.85257
-7.5219 | 16989.17 | 0.95984 | -7.5219 | 15058.84 | 0.85078
-7.4967 | 17051.36 | 0.96335 | -7.4967 | 15060.72 | 0.85089
-7.4714 | 17120.52 | 0.96726 | -7.4714 | 15062.42 | 0.85098
-7.4462 | 17065.51 | 0.96415 | -7.4462 | 15020.16 | 0.8486
-7.421 | 16924.23 | 0.95617 | -7.421 | 14949.71 | 0.84462
-7.3957 | 16960.33 | 0.95821 | -7.3957 | 14946.12 | 0.84441
-7.3705 | 16842.25 | 0.95154 | -7.3705 | 15091.48 | 0.85263
-7.3452 | 16938.62 | 0.95698 | -7.3452 | 15059.25 | 0.85081
-7.32 | 17049.92 | 0.96327 | -7.32 | 15020.39 | 0.84861
-7.2948 | 17127.08 | 0.96763 | -7.2948 | 15077.1 | 0.85181
-7.2695 | 17143.64 | 0.96857 | -7.2695 | 15229.8 | 0.86044
-7.2443 | 17060.28 | 0.96386 | -7.2443 | 15355.69 | 0.86755
-7.219 | 17050.89 | 0.96333 | -7.219 | 15302.28 | 0.86454
-7.1938 | 17053.23 | 0.96346 | -7.1938 | 15233.83 | 0.86067
-7.1685 | 17003.73 | 0.96066 | -7.1685 | 15233.78 | 0.86067
-7.1433 | 17007.64 | 0.96088 | -7.1433 | 15258.64 | 0.86207
-7.1181 | 17101.19 | 0.96617 | -7.1181 | 15260.2 | 0.86216
-7.0928 | 17118.58 | 0.96715 | -7.0928 | 15257.82 | 0.86202
-7.0676 | 17279.62 | 0.97625 | -7.0676 | 15307.58 | 0.86484
-7.0423 | 17233.06 | 0.97362 | -7.0423 | 15318.13 | 0.86543
-7.0171 | 17181.03 | 0.97068 | -7.0171 | 15295.32 | 0.86414
-6.9919 | 17170.82 | 0.9701 | -6.9919 | 15261.76 | 0.86225
-6.9666 | 17154.43 | 0.96918 | -6.9666 | 15267.69 | 0.86258
-6.9414 | 17023.58 | 0.96178 | -6.9414 | 15401.04 | 0.87012
-6.9161 | 17085.88 | 0.9653 | -6.9161 | 15512.33 | 0.8764
-6.8909 | 17134.34 | 0.96804 | -6.8909 | 15457.62 | 0.87331
-6.8657 | 17139.18 | 0.96832 | -6.8657 | 15403.71 | 0.87027
-6.8404 | 17141.61 | 0.96845 | -6.8404 | 15384.17 | 0.86916
-6.8152 | 17172.22 | 0.97018 | -6.8152 | 15369.19 | 0.86832
-6.7899 | 17143.01 | 0.96853 | -6.7899 | 15348.29 | 0.86714
-6.7647 | 16911.26 | 0.95544 | -6.7647 | 15422.32 | 0.87132
-6.7394 | 16939.8 | 0.95705 | -6.7394 | 15449.74 | 0.87287
-6.7142 | 17144.73 | 0.96863 | -6.7142 | 15452.8 | 0.87304
-6.689 | 17350.45 | 0.98025 | -6.689 | 15464.26 | 0.87369
-6.6637 | 17386.31 | 0.98228 | -6.6637 | 15507.46 | 0.87613
-6.6385 | 17220.51 | 0.97291 | -6.6385 | 15568.67 | 0.87959
-6.6132 | 17286.76 | 0.97665 | -6.6132 | 15638.52 | 0.88353
-6.588 | 17296.54 | 0.97721 | -6.588 | 15658.18 | 0.88464
-6.5628 | 17259.97 | 0.97514 | -6.5628 | 15629.72 | 0.88304
-6.5375 | 17246.24 | 0.97436 | -6.5375 | 15586 | 0.88056
-6.5123 | 17316.62 | 0.97834 | -6.5123 | 15573.55 | 0.87986
-6.487 | 17361.26 | 0.98086 | -6.487 | 15617.36 | 0.88234
-6.4618 | 17280.77 | 0.97631 | -6.4618 | 15610.84 | 0.88197
-6.4366 | 17315.33 | 0.97827 | -6.4366 | 15593.02 | 0.88096
-6.4113 | 17352.86 | 0.98039 | -6.4113 | 15591.04 | 0.88085
-6.3861 | 17368.56 | 0.98127 | -6.3861 | 15605.08 | 0.88164
-6.3608 | 17433.73 | 0.98496 | -6.3608 | 15618.14 | 0.88238
-6.3356 | 17148.67 | 0.96885 | -6.3356 | 15709.1 | 0.88752
-6.3103 | 17187.85 | 0.97106 | -6.3103 | 15795.65 | 0.89241
-6.2851 | 17357.28 | 0.98064 | -6.2851 | 15785.19 | 0.89182
-6.2599 | 17455.42 | 0.98618 | -6.2599 | 15712.52 | 0.88771
-6.2346 | 17384.06 | 0.98215 | -6.2346 | 15653.78 | 0.88439
-6.2094 | 17215.44 | 0.97262 | -6.2094 | 15686.99 | 0.88627
-6.1841 | 17182.99 | 0.97079 | -6.1841 | 15747.23 | 0.88967
-6.1589 | 17235.93 | 0.97378 | -6.1589 | 15757.66 | 0.89026
-6.1337 | 17222.15 | 0.973 | -6.1337 | 15734.91 | 0.88898
-6.1084 | 17169.67 | 0.97004 | -6.1084 | 15723.46 | 0.88833
-6.0832 | 17120.61 | 0.96727 | -6.0832 | 15769.14 | 0.89091
-6.0579 | 17010.39 | 0.96104 | -6.0579 | 15897.29 | 0.89815
-6.0327 | 17093.71 | 0.96575 | -6.0327 | 16006 | 0.90429
-6.0074 | 17293.2 | 0.97702 | -6.0074 | 15970.18 | 0.90227
-5.9822 | 17407.16 | 0.98346 | -5.9822 | 15898.31 | 0.89821
-5.957 | 17392.48 | 0.98263 | -5.957 | 15857.75 | 0.89592
-5.9317 | 17308.38 | 0.97787 | -5.9317 | 15869.9 | 0.8966
-5.9065 | 17241.58 | 0.9741 | -5.9065 | 15899.23 | 0.89826
-5.8812 | 17209.06 | 0.97226 | -5.8812 | 15927.9 | 0.89988
-5.856 | 17215.82 | 0.97265 | -5.856 | 15972.92 | 0.90242
-5.8308 | 17235.26 | 0.97374 | -5.8308 | 16026.29 | 0.90544
-5.8055 | 17229.68 | 0.97343 | -5.8055 | 16080.11 | 0.90848
-5.7803 | 17179.96 | 0.97062 | -5.7803 | 16130.56 | 0.91133
-5.755 | 17205.46 | 0.97206 | -5.755 | 16184.77 | 0.91439
-5.7298 | 17218.19 | 0.97278 | -5.7298 | 16168.56 | 0.91348
-5.7046 | 17255.75 | 0.9749 | -5.7046 | 16087.86 | 0.90892
-5.6793 | 17299.57 | 0.97738 | -5.6793 | 15998.62 | 0.90388
-5.6541 | 17305.34 | 0.9777 | -5.6541 | 15973.04 | 0.90243
-5.6288 | 17224.25 | 0.97312 | -5.6288 | 16062.88 | 0.90751
-5.6036 | 17174.78 | 0.97033 | -5.6036 | 15982.48 | 0.90296
-5.5783 | 17125.49 | 0.96754 | -5.5783 | 15811.17 | 0.89329
-5.5531 | 17108.43 | 0.96658 | -5.5531 | 15822.54 | 0.89393
-5.5279 | 17119.43 | 0.9672 | -5.5279 | 15957.81 | 0.90157
-5.5026 | 17148.71 | 0.96885 | -5.5026 | 16069.26 | 0.90787
-5.4774 | 17199.7 | 0.97173 | -5.4774 | 16057.75 | 0.90722
-5.4521 | 17229.71 | 0.97343 | -5.4521 | 16048.66 | 0.9067
-5.4269 | 17179.99 | 0.97062 | -5.4269 | 16023.68 | 0.90529
-5.4017 | 17207.92 | 0.9722 | -5.4017 | 15954.57 | 0.90139
-5.3764 | 17296.69 | 0.97721 | -5.3764 | 15901.41 | 0.89838
-5.3512 | 17330.27 | 0.97911 | -5.3512 | 15927 | 0.89983
-5.3259 | 17190.3 | 0.9712 | -5.3259 | 15934.83 | 0.90027
-5.3007 | 17202.51 | 0.97189 | -5.3007 | 15923.44 | 0.89963
-5.2754 | 17260.44 | 0.97517 | -5.2754 | 15976.2 | 0.90261
-5.2502 | 17308.49 | 0.97788 | -5.2502 | 16088.17 | 0.90894
-5.225 | 17359.52 | 0.98076 | -5.225 | 16187.77 | 0.91456
-5.1997 | 17468.71 | 0.98693 | -5.1997 | 16177.28 | 0.91397
-5.1745 | 17555.67 | 0.99185 | -5.1745 | 16130.92 | 0.91135
-5.1492 | 17423.88 | 0.9844 | -5.1492 | 16002.35 | 0.90409
-5.124 | 17316.98 | 0.97836 | -5.124 | 15924.8 | 0.89971
-5.0988 | 17276.69 | 0.97608 | -5.0988 | 15981.13 | 0.90289
-5.0735 | 17302.44 | 0.97754 | -5.0735 | 16120.89 | 0.91078
-5.0483 | 17393.72 | 0.9827 | -5.0483 | 16120.39 | 0.91076
-5.023 | 17458.94 | 0.98638 | -5.023 | 16109.8 | 0.91016
-4.9978 | 17400.24 | 0.98306 | -4.9978 | 16197.74 | 0.91513
-4.9726 | 17364.58 | 0.98105 | -4.9726 | 16262.68 | 0.9188
-4.9473 | 17411.82 | 0.98372 | -4.9473 | 16303 | 0.92107
-4.9221 | 17480.29 | 0.98759 | -4.9221 | 16339.36 | 0.92313
-4.8968 | 17270.72 | 0.97575 | -4.8968 | 16292.77 | 0.9205
-4.8716 | 17248.26 | 0.97448 | -4.8716 | 16297.3 | 0.92075
-4.8463 | 17303.26 | 0.97759 | -4.8463 | 16324.35 | 0.92228
-4.8211 | 17361.42 | 0.98087 | -4.8211 | 16392.74 | 0.92614
-4.7959 | 17348.28 | 0.98013 | -4.7959 | 16453.81 | 0.92959
-4.7706 | 17232.34 | 0.97358 | -4.7706 | 16441.52 | 0.9289
-4.7454 | 17248.18 | 0.97447 | -4.7454 | 16551.42 | 0.93511
-4.7201 | 17272.23 | 0.97583 | -4.7201 | 16538.51 | 0.93438
-4.6949 | 17296.38 | 0.9772 | -4.6949 | 16531.53 | 0.93398
-4.6697 | 17371.87 | 0.98146 | -4.6697 | 16532.51 | 0.93404
-4.6444 | 17447.24 | 0.98572 | -4.6444 | 16525.43 | 0.93364
-4.6192 | 17323.36 | 0.97872 | -4.6192 | 16506.54 | 0.93257
-4.5939 | 17395.79 | 0.98281 | -4.5939 | 16531.17 | 0.93396
-4.5687 | 17483.45 | 0.98777 | -4.5687 | 16464.44 | 0.93019
-4.5434 | 17434.54 | 0.985 | -4.5434 | 16436.44 | 0.92861
-4.5182 | 17343.52 | 0.97986 | -4.5182 | 16519.68 | 0.93332
-4.493 | 17338.94 | 0.9796 | -4.493 | 16675.93 | 0.94214
-4.4677 | 17314.17 | 0.9782 | -4.4677 | 16614.16 | 0.93865
-4.4425 | 17275.11 | 0.97599 | -4.4425 | 16514.6 | 0.93303
-4.4172 | 17288.62 | 0.97676 | -4.4172 | 16555.6 | 0.93534
-4.392 | 17292.1 | 0.97695 | -4.392 | 16614.35 | 0.93866
-4.3668 | 17288.8 | 0.97677 | -4.3668 | 16630.63 | 0.93958
-4.3415 | 17330.51 | 0.97912 | -4.3415 | 16620.45 | 0.93901
-4.3163 | 17323.44 | 0.97873 | -4.3163 | 16569.6 | 0.93614
-4.291 | 17337.09 | 0.9795 | -4.291 | 16591.34 | 0.93736
-4.2658 | 17338.37 | 0.97957 | -4.2658 | 16607.87 | 0.9383
-4.2406 | 17328.01 | 0.97898 | -4.2406 | 16619.63 | 0.93896
-4.2153 | 17315 | 0.97825 | -4.2153 | 16657.74 | 0.94112
-4.1901 | 17307.95 | 0.97785 | -4.1901 | 16770.94 | 0.94751
-4.1648 | 17295.83 | 0.97717 | -4.1648 | 16748.42 | 0.94624
-4.1396 | 17279.7 | 0.97625 | -4.1396 | 16764.2 | 0.94713
-4.1143 | 17305.37 | 0.9777 | -4.1143 | 16755.22 | 0.94662
-4.0891 | 17307.92 | 0.97785 | -4.0891 | 16697.91 | 0.94338
-4.0639 | 17238.13 | 0.97391 | -4.0639 | 16635.82 | 0.93988
-4.0386 | 17345.89 | 0.97999 | -4.0386 | 16793.82 | 0.9488
-4.0134 | 17299.2 | 0.97736 | -4.0134 | 16626.63 | 0.93936
-3.9881 | 17216.73 | 0.9727 | -3.9881 | 16717.88 | 0.94451
-3.9629 | 17151.35 | 0.969 | -3.9629 | 16793.96 | 0.94881
-3.9377 | 17123.65 | 0.96744 | -3.9377 | 16768.62 | 0.94738
-3.9124 | 17123.45 | 0.96743 | -3.9124 | 16848.52 | 0.95189
-3.8872 | 17144.97 | 0.96864 | -3.8872 | 16845.34 | 0.95171
-3.8619 | 17256.12 | 0.97492 | -3.8619 | 16830.24 | 0.95086
-3.8367 | 17348.28 | 0.98013 | -3.8367 | 16796.25 | 0.94894
-3.8114 | 17378.29 | 0.98182 | -3.8114 | 16773.44 | 0.94765
-3.7862 | 17330.9 | 0.97915 | -3.7862 | 16777.08 | 0.94786
-3.761 | 17202.86 | 0.97191 | -3.761 | 16756.99 | 0.94672
-3.7357 | 17176.02 | 0.9704 | -3.7357 | 16978.12 | 0.95922
-3.7105 | 17203.69 | 0.97196 | -3.7105 | 16924.51 | 0.95619
-3.6852 | 17243.71 | 0.97422 | -3.6852 | 16806.5 | 0.94952
-3.66 | 17283.01 | 0.97644 | -3.66 | 16774.17 | 0.94769
-3.6348 | 17320.51 | 0.97856 | -3.6348 | 16863.26 | 0.95273
-3.6095 | 17270.24 | 0.97572 | -3.6095 | 16881.38 | 0.95375
-3.5843 | 17289.74 | 0.97682 | -3.5843 | 16978.46 | 0.95924
-3.559 | 17316.12 | 0.97831 | -3.559 | 16923.01 | 0.9561
-3.5338 | 17351.85 | 0.98033 | -3.5338 | 16841.74 | 0.95151
-3.5086 | 17404.65 | 0.98331 | -3.5086 | 16842.25 | 0.95154
-3.4833 | 17468.79 | 0.98694 | -3.4833 | 16870.73 | 0.95315
-3.4581 | 17434.24 | 0.98499 | -3.4581 | 16834.68 | 0.95111
-3.4328 | 17319.92 | 0.97853 | -3.4328 | 16942.96 | 0.95723
-3.4076 | 17235.74 | 0.97377 | -3.4076 | 16932.76 | 0.95665
-3.3823 | 17188.34 | 0.97109 | -3.3823 | 16847.44 | 0.95183
-3.3571 | 17148.65 | 0.96885 | -3.3571 | 16839.61 | 0.95139
-3.3319 | 17188.59 | 0.97111 | -3.3319 | 16803.2 | 0.94933
-3.3066 | 17274.53 | 0.97596 | -3.3066 | 16752.46 | 0.94647
-3.2814 | 17371.18 | 0.98142 | -3.2814 | 16759.6 | 0.94687
-3.2561 | 17404.35 | 0.9833 | -3.2561 | 16766.53 | 0.94726
-3.2309 | 17349.04 | 0.98017 | -3.2309 | 16761.35 | 0.94697
-3.2057 | 17255.53 | 0.97489 | -3.2057 | 16805 | 0.94944
-3.1804 | 17328.64 | 0.97902 | -3.1804 | 16852.52 | 0.95212
-3.1552 | 17478.88 | 0.98751 | -3.1552 | 16778.48 | 0.94794
-3.1299 | 17482.99 | 0.98774 | -3.1299 | 16817.48 | 0.95014
-3.1047 | 17417.62 | 0.98405 | -3.1047 | 16960.92 | 0.95824
-3.0794 | 17436.12 | 0.98509 | -3.0794 | 17089.34 | 0.9655
-3.0542 | 17558.31 | 0.99199 | -3.0542 | 17045.63 | 0.96303
-3.029 | 17522 | 0.98994 | -3.029 | 17065.43 | 0.96415
-3.0037 | 17412.03 | 0.98373 | -3.0037 | 17089.05 | 0.96548
-2.9785 | 17356.65 | 0.9806 | -2.9785 | 17143.82 | 0.96858
-2.9532 | 17412.34 | 0.98375 | -2.9532 | 17222.28 | 0.97301
-2.928 | 17533.48 | 0.99059 | -2.928 | 17261.71 | 0.97524
-2.9028 | 17394.22 | 0.98272 | -2.9028 | 16992.34 | 0.96002
-2.8775 | 17380.88 | 0.98197 | -2.8775 | 16944.58 | 0.95732
-2.8523 | 17448.58 | 0.9858 | -2.8523 | 17074.34 | 0.96465
-2.827 | 17506.14 | 0.98905 | -2.827 | 17185.37 | 0.97092
-2.8018 | 17490.08 | 0.98814 | -2.8018 | 17138.55 | 0.96828
-2.7766 | 17439.7 | 0.98529 | -2.7766 | 17047.66 | 0.96314
-2.7513 | 17461.46 | 0.98652 | -2.7513 | 16891.78 | 0.95434
-2.7261 | 17488.85 | 0.98807 | -2.7261 | 16998.5 | 0.96037
-2.7008 | 17405.14 | 0.98334 | -2.7008 | 17143.59 | 0.96856
-2.6756 | 17300.82 | 0.97745 | -2.6756 | 17215.68 | 0.97264
-2.6503 | 17373.11 | 0.98153 | -2.6503 | 17212.91 | 0.97248
-2.6251 | 17374.07 | 0.98159 | -2.6251 | 17042.34 | 0.96284
-2.5999 | 17400.32 | 0.98307 | -2.5999 | 16948.82 | 0.95756
-2.5746 | 17394.36 | 0.98273 | -2.5746 | 16985.33 | 0.95962
-2.5494 | 17331.61 | 0.97919 | -2.5494 | 17010.14 | 0.96102
-2.5241 | 17239.73 | 0.974 | -2.5241 | 16959.62 | 0.95817
-2.4989 | 17229.08 | 0.97339 | -2.4989 | 17020.46 | 0.96161
-2.4737 | 17338.98 | 0.9796 | -2.4737 | 17201.82 | 0.97185
-2.4484 | 17403.91 | 0.98327 | -2.4484 | 17272.91 | 0.97587
-2.4232 | 17405.83 | 0.98338 | -2.4232 | 17306.34 | 0.97776
-2.3979 | 17393.55 | 0.98269 | -2.3979 | 17288.39 | 0.97675
-2.3727 | 17436.15 | 0.98509 | -2.3727 | 17187.53 | 0.97105
-2.3474 | 17468.02 | 0.98689 | -2.3474 | 17265.42 | 0.97545
-2.3222 | 17389.83 | 0.98248 | -2.3222 | 17296.57 | 0.97721
-2.297 | 17283.63 | 0.97648 | -2.297 | 17231.88 | 0.97355
-2.2717 | 17264.47 | 0.97539 | -2.2717 | 17149.31 | 0.96889
-2.2465 | 17345.27 | 0.97996 | -2.2465 | 17130.03 | 0.9678
-2.2212 | 17354.83 | 0.9805 | -2.2212 | 17208.25 | 0.97222
-2.196 | 17373.1 | 0.98153 | -2.196 | 17185.1 | 0.97091
-2.1708 | 17362.01 | 0.9809 | -2.1708 | 17140.21 | 0.96837
-2.1455 | 17363.59 | 0.98099 | -2.1455 | 17116.29 | 0.96702
-2.1203 | 17417.72 | 0.98405 | -2.1203 | 17103.21 | 0.96628
-2.095 | 17540.79 | 0.99101 | -2.095 | 17078.26 | 0.96487
-2.0698 | 17647.29 | 0.99702 | -2.0698 | 17131.15 | 0.96786
-2.0446 | 17553.16 | 0.9917 | -2.0446 | 17203.55 | 0.97195
-2.0193 | 17514.59 | 0.98952 | -2.0193 | 17280.51 | 0.9763
-1.9941 | 17535.76 | 0.99072 | -1.9941 | 17333.36 | 0.97929
-1.9688 | 17577.13 | 0.99306 | -1.9688 | 17359.67 | 0.98077
-1.9436 | 17601.77 | 0.99445 | -1.9436 | 17400.74 | 0.98309
-1.9183 | 17600.28 | 0.99437 | -1.9183 | 17456.24 | 0.98623
-1.8931 | 17579.32 | 0.99318 | -1.8931 | 17418.3 | 0.98408
-1.8679 | 17548.89 | 0.99146 | -1.8679 | 17368.54 | 0.98127
-1.8426 | 17541.55 | 0.99105 | -1.8426 | 17391.38 | 0.98256
-1.8174 | 17580.86 | 0.99327 | -1.8174 | 17518.72 | 0.98976
-1.7921 | 17591.9 | 0.99389 | -1.7921 | 17539.93 | 0.99096
-1.7669 | 17544.49 | 0.99121 | -1.7669 | 17403.3 | 0.98324
-1.7417 | 17520.14 | 0.98984 | -1.7417 | 17229.12 | 0.9734
-1.7164 | 17511.91 | 0.98937 | -1.7164 | 17143.64 | 0.96857
-1.6912 | 17480.29 | 0.98759 | -1.6912 | 17201.9 | 0.97186
-1.6659 | 17366.64 | 0.98117 | -1.6659 | 17345.26 | 0.97996
-1.6407 | 17433.96 | 0.98497 | -1.6407 | 17335.9 | 0.97943
-1.6154 | 17510.28 | 0.98928 | -1.6154 | 17262.74 | 0.9753
-1.5902 | 17495.72 | 0.98846 | -1.5902 | 17190.76 | 0.97123
-1.565 | 17404.4 | 0.9833 | -1.565 | 17170.84 | 0.9701
-1.5397 | 17313.9 | 0.97819 | -1.5397 | 17230.03 | 0.97345
-1.5145 | 17308.91 | 0.9779 | -1.5145 | 17337.23 | 0.9795
-1.4892 | 17399.08 | 0.983 | -1.4892 | 17399.04 | 0.983
-1.464 | 17540.59 | 0.99099 | -1.464 | 17403.69 | 0.98326
-1.4388 | 17594.03 | 0.99401 | -1.4388 | 17418.95 | 0.98412
-1.4135 | 17501.38 | 0.98878 | -1.4135 | 17457.19 | 0.98628
-1.3883 | 17347.15 | 0.98006 | -1.3883 | 17436.37 | 0.98511
-1.363 | 17302.89 | 0.97756 | -1.363 | 17412.36 | 0.98375
-1.3378 | 17304.29 | 0.97764 | -1.3378 | 17394.18 | 0.98272
-1.3126 | 17311.47 | 0.97805 | -1.3126 | 17324.52 | 0.97879
-1.2873 | 17310.05 | 0.97797 | -1.2873 | 17281.11 | 0.97633
-1.2621 | 17291.03 | 0.97689 | -1.2621 | 17350.51 | 0.98025
-1.2368 | 17201.77 | 0.97185 | -1.2368 | 17346.05 | 0.98
-1.2116 | 17241.64 | 0.9741 | -1.2116 | 17229.71 | 0.97343
-1.1863 | 17308.88 | 0.9779 | -1.1863 | 17231.42 | 0.97353
-1.1611 | 17320.41 | 0.97855 | -1.1611 | 17323.05 | 0.9787
-1.1359 | 17254.91 | 0.97485 | -1.1359 | 17439.53 | 0.98528
-1.1106 | 17177.81 | 0.9705 | -1.1106 | 17524.13 | 0.99006
-1.0854 | 17186.13 | 0.97097 | -1.0854 | 17556.61 | 0.9919
-1.0601 | 17171.7 | 0.97015 | -1.0601 | 17553.6 | 0.99173
-1.0349 | 17247.25 | 0.97442 | -1.0349 | 17521.33 | 0.98991
-1.0097 | 17389.2 | 0.98244 | -1.0097 | 17453.86 | 0.98609
-0.98441 | 17504.07 | 0.98893 | -0.98441 | 17368.52 | 0.98127
-0.95917 | 17506.55 | 0.98907 | -0.95917 | 17421.63 | 0.98427
-0.93393 | 17492.71 | 0.98829 | -0.93393 | 17560.4 | 0.99211
-0.90869 | 17438.02 | 0.9852 | -0.90869 | 17609.83 | 0.99491
-0.88345 | 17368.65 | 0.98128 | -0.88345 | 17571.16 | 0.99272
-0.85821 | 17322.15 | 0.97865 | -0.85821 | 17474.22 | 0.98724
-0.83297 | 17335.76 | 0.97942 | -0.83297 | 17350.3 | 0.98024
-0.80772 | 17353.43 | 0.98042 | -0.80772 | 17337.88 | 0.97954
-0.78248 | 17351.66 | 0.98032 | -0.78248 | 17364.73 | 0.98106
-0.75724 | 17347.04 | 0.98006 | -0.75724 | 17351.13 | 0.98029
-0.732 | 17341.22 | 0.97973 | -0.732 | 17323.87 | 0.97875
-0.70676 | 17330.56 | 0.97913 | -0.70676 | 17351.8 | 0.98033
-0.68152 | 17325.42 | 0.97884 | -0.68152 | 17435.41 | 0.98505
-0.65628 | 17340.25 | 0.97968 | -0.65628 | 17441.21 | 0.98538
-0.63103 | 17378.64 | 0.98184 | -0.63103 | 17496.83 | 0.98852
-0.60579 | 17420.05 | 0.98418 | -0.60579 | 17487.84 | 0.98801
-0.58055 | 17444.76 | 0.98558 | -0.58055 | 17349.58 | 0.9802
-0.55531 | 17443.01 | 0.98548 | -0.55531 | 17152.61 | 0.96907
-0.53007 | 17478.97 | 0.98751 | -0.53007 | 17190.35 | 0.97121
-0.50483 | 17526.16 | 0.99018 | -0.50483 | 17187.02 | 0.97102
-0.47959 | 17527.84 | 0.99027 | -0.47959 | 17143.91 | 0.96858
-0.45434 | 17462.19 | 0.98656 | -0.45434 | 17141.71 | 0.96846
-0.4291 | 17348.93 | 0.98017 | -0.4291 | 17243.69 | 0.97422
-0.40386 | 17309.02 | 0.97791 | -0.40386 | 17216.46 | 0.97268
-0.37862 | 17374.31 | 0.9816 | -0.37862 | 17273.57 | 0.97591
-0.35338 | 17440.7 | 0.98535 | -0.35338 | 17295.94 | 0.97717
-0.32814 | 17507.5 | 0.98912 | -0.32814 | 17195.13 | 0.97148
-0.3029 | 17584.97 | 0.9935 | -0.3029 | 17023.56 | 0.96178
-0.27766 | 17674.36 | 0.99855 | -0.27766 | 17032.24 | 0.96227
-0.25241 | 17688.77 | 0.99937 | -0.25241 | 17114.61 | 0.96693
-0.22717 | 17693.08 | 0.99961 | -0.22717 | 17024.34 | 0.96183
-0.20193 | 17679.17 | 0.99882 | -0.20193 | 16976.74 | 0.95914
-0.17669 | 17673.33 | 0.99849 | -0.17669 | 17054.74 | 0.96354
-0.15145 | 17707.44 | 1.0004 | -0.15145 | 17228.25 | 0.97335
-0.12621 | 17743.06 | 1.0024 | -0.12621 | 17314.63 | 0.97823
-0.10097 | 17649.52 | 0.99715 | -0.10097 | 17399.74 | 0.98304
-0.075724 | 17561.1 | 0.99215 | -0.075724 | 17479.74 | 0.98756
-0.050483 | 17640.68 | 0.99665 | -0.050483 | 17583.07 | 0.99339
-0.025241 | 17873.3 | 1.0098 | -0.025241 | 17763.82 | 1.0036
0 | 17955.54 | 1.0144 | 0 | 17750 | 1.0028
0.025241 | 17904.85 | 1.0116 | 0.025241 | 17763.82 | 1.0036
0.050483 | 17774.13 | 1.0042 | 0.050483 | 17583.07 | 0.99339
0.075724 | 17581.81 | 0.99332 | 0.075724 | 17479.74 | 0.98756
0.10097 | 17428.71 | 0.98467 | 0.10097 | 17399.74 | 0.98304
0.12621 | 17417.55 | 0.98404 | 0.12621 | 17267.95 | 0.97559
0.15145 | 17408.27 | 0.98352 | 0.15145 | 17311.13 | 0.97803
0.17669 | 17443.31 | 0.9855 | 0.17669 | 17308.77 | 0.9779
0.20193 | 17456.54 | 0.98625 | 0.20193 | 17305.99 | 0.97774
0.22717 | 17412.13 | 0.98374 | 0.22717 | 17356.77 | 0.98061
0.25241 | 17318.69 | 0.97846 | 0.25241 | 17459.9 | 0.98644
0.27766 | 17248.37 | 0.97448 | 0.27766 | 17519.32 | 0.98979
0.3029 | 17414.09 | 0.98385 | 0.3029 | 17404.98 | 0.98333
0.32814 | 17315.76 | 0.97829 | 0.32814 | 17429.22 | 0.9847
0.35338 | 17173.05 | 0.97023 | 0.35338 | 17506.61 | 0.98907
0.37862 | 17095.01 | 0.96582 | 0.37862 | 17574.07 | 0.99289
0.40386 | 17095.81 | 0.96586 | 0.40386 | 17570.8 | 0.9927
0.4291 | 17120.72 | 0.96727 | 0.4291 | 17308.97 | 0.97791
0.45434 | 17198.22 | 0.97165 | 0.45434 | 17235.16 | 0.97374
0.47959 | 17284.94 | 0.97655 | 0.47959 | 17193.36 | 0.97138
0.50483 | 17381.3 | 0.98199 | 0.50483 | 17178.64 | 0.97054
0.53007 | 17469.57 | 0.98698 | 0.53007 | 17177.88 | 0.9705
0.55531 | 17486.9 | 0.98796 | 0.55531 | 17115.7 | 0.96699
0.58055 | 17387.91 | 0.98237 | 0.58055 | 17204.25 | 0.97199
0.60579 | 17278.01 | 0.97616 | 0.60579 | 17267.37 | 0.97556
0.63103 | 17304.14 | 0.97764 | 0.63103 | 17265.79 | 0.97547
0.65628 | 17395.87 | 0.98282 | 0.65628 | 17191.75 | 0.97129
0.68152 | 17376.7 | 0.98173 | 0.68152 | 17088.49 | 0.96545
0.70676 | 17312.48 | 0.97811 | 0.70676 | 17201.07 | 0.97181
0.732 | 17249.97 | 0.97457 | 0.732 | 17307.59 | 0.97783
0.75724 | 17230.54 | 0.97348 | 0.75724 | 17314.48 | 0.97822
0.78248 | 17308.08 | 0.97786 | 0.78248 | 17299.91 | 0.9774
0.80772 | 17430.02 | 0.98475 | 0.80772 | 17312.03 | 0.97808
0.83297 | 17350.14 | 0.98023 | 0.83297 | 17272.64 | 0.97586
0.85821 | 17416.74 | 0.984 | 0.85821 | 17286.82 | 0.97666
0.88345 | 17475.42 | 0.98731 | 0.88345 | 17224.04 | 0.97311
0.90869 | 17496.23 | 0.98849 | 0.90869 | 17229.94 | 0.97344
0.93393 | 17488.98 | 0.98808 | 0.93393 | 17247.16 | 0.97442
0.95917 | 17497.15 | 0.98854 | 0.95917 | 17140.2 | 0.96837
0.98441 | 17621.73 | 0.99558 | 0.98441 | 17207.2 | 0.97216
1.0097 | 17672.04 | 0.99842 | 1.0097 | 17201.23 | 0.97182
1.0349 | 17702.88 | 1.0002 | 1.0349 | 17205.13 | 0.97204
1.0601 | 17666.81 | 0.99812 | 1.0601 | 17210.93 | 0.97237
1.0854 | 17528.58 | 0.99032 | 1.0854 | 17228.11 | 0.97334
1.1106 | 17315.52 | 0.97828 | 1.1106 | 17334.38 | 0.97934
1.1359 | 17640.74 | 0.99665 | 1.1359 | 17302.1 | 0.97752
1.1611 | 17586.69 | 0.9936 | 1.1611 | 17281.43 | 0.97635
1.1863 | 17419.52 | 0.98415 | 1.1863 | 17292.44 | 0.97697
1.2116 | 17301.09 | 0.97746 | 1.2116 | 17316.42 | 0.97833
1.2368 | 17280.09 | 0.97628 | 1.2368 | 17312.28 | 0.97809
1.2621 | 17322.69 | 0.97868 | 1.2621 | 17252.92 | 0.97474
1.2873 | 17291.86 | 0.97694 | 1.2873 | 17222.5 | 0.97302
1.3126 | 17297.77 | 0.97728 | 1.3126 | 17302.78 | 0.97756
1.3378 | 17294.8 | 0.97711 | 1.3378 | 17341.65 | 0.97975
1.363 | 17250.4 | 0.9746 | 1.363 | 17303.72 | 0.97761
1.3883 | 17221.89 | 0.97299 | 1.3883 | 17473 | 0.98718
1.4135 | 17285.88 | 0.9766 | 1.4135 | 17260.91 | 0.97519
1.4388 | 17422.7 | 0.98433 | 1.4388 | 17206.79 | 0.97214
1.464 | 17546.66 | 0.99134 | 1.464 | 17280.22 | 0.97628
1.4892 | 17573.42 | 0.99285 | 1.4892 | 17373.51 | 0.98155
1.5145 | 17457.59 | 0.9863 | 1.5145 | 17368.63 | 0.98128
1.5397 | 17355.18 | 0.98052 | 1.5397 | 17349.29 | 0.98019
1.565 | 17308.22 | 0.97787 | 1.565 | 17296.46 | 0.9772
1.5902 | 17289.15 | 0.97679 | 1.5902 | 17163.82 | 0.96971
1.6154 | 17292.25 | 0.97696 | 1.6154 | 17166.37 | 0.96985
1.6407 | 17321.89 | 0.97864 | 1.6407 | 17309.34 | 0.97793
1.6659 | 17394.18 | 0.98272 | 1.6659 | 17110.76 | 0.96671
1.6912 | 17352.58 | 0.98037 | 1.6912 | 17319.91 | 0.97853
1.7164 | 17302.19 | 0.97752 | 1.7164 | 17410.22 | 0.98363
1.7417 | 17291.11 | 0.9769 | 1.7417 | 17318.96 | 0.97847
1.7669 | 17301.9 | 0.97751 | 1.7669 | 17131.67 | 0.96789
1.7921 | 17300.14 | 0.97741 | 1.7921 | 17030.33 | 0.96217
1.8174 | 17429.21 | 0.9847 | 1.8174 | 17239.09 | 0.97396
1.8426 | 17583.58 | 0.99342 | 1.8426 | 17050.82 | 0.96332
1.8679 | 17670.15 | 0.99831 | 1.8679 | 17090.48 | 0.96556
1.8931 | 17673.12 | 0.99848 | 1.8931 | 17193.71 | 0.9714
1.9183 | 17609.67 | 0.9949 | 1.9183 | 17184.22 | 0.97086
1.9436 | 17523.19 | 0.99001 | 1.9436 | 17156.59 | 0.9693
1.9688 | 17448.48 | 0.98579 | 1.9688 | 17126.09 | 0.96758
1.9941 | 17491.78 | 0.98824 | 1.9941 | 17146.6 | 0.96873
2.0193 | 17587.43 | 0.99364 | 2.0193 | 17087.51 | 0.9654
2.0446 | 17657.92 | 0.99762 | 2.0446 | 16962.91 | 0.95836
2.0698 | 17637.03 | 0.99644 | 2.0698 | 16888.07 | 0.95413
2.095 | 17524.78 | 0.9901 | 2.095 | 17026.29 | 0.96194
2.1203 | 17521.38 | 0.98991 | 2.1203 | 16952.37 | 0.95776
2.1455 | 17500.91 | 0.98875 | 2.1455 | 16897.22 | 0.95465
2.1708 | 17443.9 | 0.98553 | 2.1708 | 16896.86 | 0.95462
2.196 | 17390.71 | 0.98253 | 2.196 | 16924.66 | 0.9562
2.2212 | 17442.05 | 0.98543 | 2.2212 | 16912.48 | 0.95551
2.2465 | 17602.01 | 0.99446 | 2.2465 | 16973.54 | 0.95896
2.2717 | 17556.99 | 0.99192 | 2.2717 | 17036.53 | 0.96252
2.297 | 17420.72 | 0.98422 | 2.297 | 17017.02 | 0.96141
2.3222 | 17320.63 | 0.97857 | 2.3222 | 16942.87 | 0.95722
2.3474 | 17343.32 | 0.97985 | 2.3474 | 16899.81 | 0.95479
2.3727 | 17372.58 | 0.9815 | 2.3727 | 16937.92 | 0.95694
2.3979 | 17359.46 | 0.98076 | 2.3979 | 16851.99 | 0.95209
2.4232 | 17326.74 | 0.97891 | 2.4232 | 16833.19 | 0.95103
2.4484 | 17321.71 | 0.97863 | 2.4484 | 16935.57 | 0.95681
2.4737 | 17368.27 | 0.98126 | 2.4737 | 17059.11 | 0.96379
2.4989 | 17447.25 | 0.98572 | 2.4989 | 16936.82 | 0.95688
2.5241 | 17463.84 | 0.98666 | 2.5241 | 16937.22 | 0.95691
2.5494 | 17447.8 | 0.98575 | 2.5494 | 16926.71 | 0.95631
2.5746 | 17437.3 | 0.98516 | 2.5746 | 16953.56 | 0.95783
2.5999 | 17423.01 | 0.98435 | 2.5999 | 16971.74 | 0.95886
2.6251 | 17384.15 | 0.98216 | 2.6251 | 16938.07 | 0.95695
2.6503 | 17351.61 | 0.98032 | 2.6503 | 17018.09 | 0.96147
2.6756 | 17513.58 | 0.98947 | 2.6756 | 16859.36 | 0.95251
2.7008 | 17675.88 | 0.99864 | 2.7008 | 16824.62 | 0.95054
2.7261 | 17752.05 | 1.0029 | 2.7261 | 16932.93 | 0.95666
2.7513 | 17724.98 | 1.0014 | 2.7513 | 17048.57 | 0.9632
2.7766 | 17650.08 | 0.99718 | 2.7766 | 16927.28 | 0.95634
2.8018 | 17586.38 | 0.99358 | 2.8018 | 16724.21 | 0.94487
2.827 | 17517.2 | 0.98967 | 2.827 | 16777.17 | 0.94786
2.8523 | 17488.1 | 0.98803 | 2.8523 | 16837.67 | 0.95128
2.8775 | 17511.22 | 0.98933 | 2.8775 | 16900.58 | 0.95484
2.9028 | 17565.76 | 0.99242 | 2.9028 | 16980.94 | 0.95938
2.928 | 17573.35 | 0.99284 | 2.928 | 16820.59 | 0.95032
2.9532 | 17504.92 | 0.98898 | 2.9532 | 16699.43 | 0.94347
2.9785 | 17401.71 | 0.98315 | 2.9785 | 16677.28 | 0.94222
3.0037 | 17364.21 | 0.98103 | 3.0037 | 16718.49 | 0.94455
3.029 | 17433.24 | 0.98493 | 3.029 | 16795.53 | 0.9489
3.0542 | 17558.1 | 0.99198 | 3.0542 | 16896.98 | 0.95463
3.0794 | 17402.09 | 0.98317 | 3.0794 | 16958.21 | 0.95809
3.1047 | 17390.95 | 0.98254 | 3.1047 | 16942.46 | 0.9572
3.1299 | 17381.15 | 0.98199 | 3.1299 | 16906.93 | 0.95519
3.1552 | 17356.16 | 0.98057 | 3.1552 | 16869.98 | 0.95311
3.1804 | 17348.03 | 0.98011 | 3.1804 | 16844.71 | 0.95168
3.2057 | 17408.33 | 0.98352 | 3.2057 | 16861.2 | 0.95261
3.2309 | 17442.73 | 0.98546 | 3.2309 | 16827.82 | 0.95072
3.2561 | 17466.93 | 0.98683 | 3.2561 | 16824.96 | 0.95056
3.2814 | 17470.92 | 0.98706 | 3.2814 | 16809.19 | 0.94967
3.3066 | 17462.72 | 0.98659 | 3.3066 | 16760.9 | 0.94694
3.3319 | 17466.15 | 0.98679 | 3.3319 | 16691.87 | 0.94304
3.3571 | 17514.17 | 0.9895 | 3.3571 | 16658.74 | 0.94117
3.3823 | 17360.2 | 0.9808 | 3.3823 | 16697.82 | 0.94338
3.4076 | 17349.65 | 0.98021 | 3.4076 | 16700.96 | 0.94356
3.4328 | 17421.98 | 0.98429 | 3.4328 | 16704.1 | 0.94373
3.4581 | 17451.94 | 0.98599 | 3.4581 | 16734.36 | 0.94544
3.4833 | 17379.16 | 0.98187 | 3.4833 | 16741.35 | 0.94584
3.5086 | 17294.98 | 0.97712 | 3.5086 | 16759.65 | 0.94687
3.5338 | 17408.93 | 0.98356 | 3.5338 | 16814.91 | 0.94999
3.559 | 17517.07 | 0.98966 | 3.559 | 16823.47 | 0.95048
3.5843 | 17549.17 | 0.99148 | 3.5843 | 16795.2 | 0.94888
3.6095 | 17525.09 | 0.99012 | 3.6095 | 16789.05 | 0.94853
3.6348 | 17461.72 | 0.98654 | 3.6348 | 16821.83 | 0.95039
3.66 | 17300.3 | 0.97742 | 3.66 | 16763.71 | 0.9471
3.6852 | 17286.72 | 0.97665 | 3.6852 | 16721.34 | 0.94471
3.7105 | 17360.17 | 0.9808 | 3.7105 | 16711.22 | 0.94414
3.7357 | 17440.89 | 0.98536 | 3.7357 | 16718.56 | 0.94455
3.761 | 17491.58 | 0.98822 | 3.761 | 16706.68 | 0.94388
3.7862 | 17474.26 | 0.98725 | 3.7862 | 16650.13 | 0.94069
3.8114 | 17350.74 | 0.98027 | 3.8114 | 16680.1 | 0.94238
3.8367 | 17297.7 | 0.97727 | 3.8367 | 16726.48 | 0.945
3.8619 | 17338.24 | 0.97956 | 3.8619 | 16719.87 | 0.94463
3.8872 | 17425.79 | 0.98451 | 3.8872 | 16648.01 | 0.94057
3.9124 | 17503.55 | 0.9889 | 3.9124 | 16665.01 | 0.94153
3.9377 | 17499.13 | 0.98865 | 3.9377 | 16650.87 | 0.94073
3.9629 | 17523.5 | 0.99003 | 3.9629 | 16533.82 | 0.93411
3.9881 | 17562.51 | 0.99223 | 3.9881 | 16448.47 | 0.92929
4.0134 | 17594.03 | 0.99401 | 4.0134 | 16466.16 | 0.93029
4.0386 | 17599.98 | 0.99435 | 4.0386 | 16567.82 | 0.93604
4.0639 | 17574.46 | 0.99291 | 4.0639 | 16616.05 | 0.93876
4.0891 | 17568.8 | 0.99259 | 4.0891 | 16571.1 | 0.93622
4.1143 | 17607.16 | 0.99475 | 4.1143 | 16508.58 | 0.93269
4.1396 | 17658.65 | 0.99766 | 4.1396 | 16459.2 | 0.9299
4.1648 | 17689.61 | 0.99941 | 4.1648 | 16443.94 | 0.92904
4.1901 | 17690.23 | 0.99945 | 4.1901 | 16483.08 | 0.93125
4.2153 | 17700.21 | 1 | 4.2153 | 16548.92 | 0.93497
4.2406 | 17754.02 | 1.0031 | 4.2406 | 16485.57 | 0.93139
4.2658 | 17803.5 | 1.0058 | 4.2658 | 16382.12 | 0.92554
4.291 | 17825.23 | 1.0071 | 4.291 | 16315.15 | 0.92176
4.3163 | 17814.99 | 1.0065 | 4.3163 | 16325.5 | 0.92234
4.3415 | 17777.9 | 1.0044 | 4.3415 | 16359.49 | 0.92426
4.3668 | 17665.18 | 0.99803 | 4.3668 | 16365.38 | 0.9246
4.392 | 17562.62 | 0.99224 | 4.392 | 16387.48 | 0.92585
4.4172 | 17518.31 | 0.98974 | 4.4172 | 16405.21 | 0.92685
4.4425 | 17543.09 | 0.99114 | 4.4425 | 16382.54 | 0.92557
4.4677 | 17607.42 | 0.99477 | 4.4677 | 16289.83 | 0.92033
4.493 | 17653.1 | 0.99735 | 4.493 | 16264.26 | 0.91888
4.5182 | 17668.76 | 0.99824 | 4.5182 | 16216.62 | 0.91619
4.5434 | 17634.64 | 0.99631 | 4.5434 | 16199.32 | 0.91522
4.5687 | 17562.3 | 0.99222 | 4.5687 | 16243.08 | 0.91769
4.5939 | 17481.05 | 0.98763 | 4.5939 | 16324.45 | 0.92229
4.6192 | 17432.93 | 0.98491 | 4.6192 | 16319.71 | 0.92202
4.6444 | 17382.77 | 0.98208 | 4.6444 | 16223.75 | 0.9166
4.6697 | 17380.15 | 0.98193 | 4.6697 | 16151.77 | 0.91253
4.6949 | 17420.94 | 0.98423 | 4.6949 | 16128.68 | 0.91122
4.7201 | 17462.31 | 0.98657 | 4.7201 | 16123.84 | 0.91095
4.7454 | 17451.89 | 0.98598 | 4.7454 | 16102.03 | 0.90972
4.7706 | 17397.47 | 0.98291 | 4.7706 | 16180.05 | 0.91413
4.7959 | 17366.4 | 0.98115 | 4.7959 | 16206.37 | 0.91561
4.8211 | 17371.96 | 0.98147 | 4.8211 | 16148.21 | 0.91233
4.8463 | 17387.2 | 0.98233 | 4.8463 | 16064.19 | 0.90758
4.8716 | 17393.62 | 0.98269 | 4.8716 | 16023.97 | 0.90531
4.8968 | 17393.23 | 0.98267 | 4.8968 | 16078.56 | 0.90839
4.9221 | 17403.91 | 0.98327 | 4.9221 | 16155.36 | 0.91273
4.9473 | 17364.96 | 0.98107 | 4.9473 | 16099.51 | 0.90958
4.9726 | 17288.84 | 0.97677 | 4.9726 | 16100.84 | 0.90965
4.9978 | 17267.85 | 0.97558 | 4.9978 | 16130.06 | 0.9113
5.023 | 17360.52 | 0.98082 | 5.023 | 16111.82 | 0.91027
5.0483 | 17491.74 | 0.98823 | 5.0483 | 16035.1 | 0.90594
5.0735 | 17451.87 | 0.98598 | 5.0735 | 16031.04 | 0.90571
5.0988 | 17293.15 | 0.97701 | 5.0988 | 16003.62 | 0.90416
5.124 | 17232.41 | 0.97358 | 5.124 | 15961.65 | 0.90179
5.1492 | 17290.49 | 0.97686 | 5.1492 | 15912.65 | 0.89902
5.1745 | 17371.62 | 0.98145 | 5.1745 | 15852.6 | 0.89563
5.1997 | 17454.27 | 0.98612 | 5.1997 | 15735.51 | 0.88901
5.225 | 17520.48 | 0.98986 | 5.225 | 15804.27 | 0.8929
5.2502 | 17478.92 | 0.98751 | 5.2502 | 15861.66 | 0.89614
5.2754 | 17397.29 | 0.9829 | 5.2754 | 15896.65 | 0.89812
5.3007 | 17338.48 | 0.97958 | 5.3007 | 15866.81 | 0.89643
5.3259 | 17329.42 | 0.97906 | 5.3259 | 15702.77 | 0.88716
5.3512 | 17371.37 | 0.98143 | 5.3512 | 15628.2 | 0.88295
5.3764 | 17407.54 | 0.98348 | 5.3764 | 15877.27 | 0.89702
5.4017 | 17517.17 | 0.98967 | 5.4017 | 16008.31 | 0.90442
5.4269 | 17637.75 | 0.99648 | 5.4269 | 15915.74 | 0.89919
5.4521 | 17690.69 | 0.99947 | 5.4521 | 15679.36 | 0.88584
5.4774 | 17647.28 | 0.99702 | 5.4774 | 15532.05 | 0.87752
5.5026 | 17606.83 | 0.99474 | 5.5026 | 15692.02 | 0.88655
5.5279 | 17476.4 | 0.98737 | 5.5279 | 15757.95 | 0.89028
5.5531 | 17386.22 | 0.98227 | 5.5531 | 15711.83 | 0.88767
5.5783 | 17379.36 | 0.98188 | 5.5783 | 15653.71 | 0.88439
5.6036 | 17429.89 | 0.98474 | 5.6036 | 15678.53 | 0.88579
5.6288 | 17445.6 | 0.98563 | 5.6288 | 15686.84 | 0.88626
5.6541 | 17403.28 | 0.98324 | 5.6541 | 15676.95 | 0.8857
5.6793 | 17383.46 | 0.98212 | 5.6793 | 15544.68 | 0.87823
5.7046 | 17413.91 | 0.98384 | 5.7046 | 15475.9 | 0.87434
5.7298 | 17505.66 | 0.98902 | 5.7298 | 15520.15 | 0.87684
5.755 | 17636.15 | 0.99639 | 5.755 | 15592.02 | 0.88091
5.7803 | 17649.86 | 0.99717 | 5.7803 | 15579.75 | 0.88021
5.8055 | 17594.44 | 0.99404 | 5.8055 | 15548.25 | 0.87843
5.8308 | 17503.45 | 0.9889 | 5.8308 | 15539.41 | 0.87793
5.856 | 17402.41 | 0.98319 | 5.856 | 15500.7 | 0.87575
5.8812 | 17323.79 | 0.97875 | 5.8812 | 15456.17 | 0.87323
5.9065 | 17299.17 | 0.97735 | 5.9065 | 15526.06 | 0.87718
5.9317 | 17271.63 | 0.9758 | 5.9317 | 15662.55 | 0.88489
5.957 | 17303.12 | 0.97758 | 5.957 | 15701.53 | 0.88709
5.9822 | 17382.42 | 0.98206 | 5.9822 | 15643.64 | 0.88382
6.0074 | 17446.15 | 0.98566 | 6.0074 | 15568.18 | 0.87956
6.0327 | 17444.34 | 0.98556 | 6.0327 | 15529.08 | 0.87735
6.0579 | 17384.99 | 0.9822 | 6.0579 | 15486.17 | 0.87492
6.0832 | 17363.39 | 0.98098 | 6.0832 | 15403.84 | 0.87027
6.1084 | 17359.69 | 0.98077 | 6.1084 | 15382.79 | 0.86908
6.1337 | 17323.64 | 0.97874 | 6.1337 | 15398.36 | 0.86996
6.1589 | 17261.15 | 0.97521 | 6.1589 | 15418.3 | 0.87109
6.1841 | 17210.73 | 0.97236 | 6.1841 | 15399.38 | 0.87002
6.2094 | 17224.44 | 0.97313 | 6.2094 | 15274.44 | 0.86296
6.2346 | 17307.71 | 0.97784 | 6.2346 | 15123.2 | 0.85442
6.2599 | 17427.22 | 0.98459 | 6.2599 | 15142.65 | 0.85552
6.2851 | 17467.82 | 0.98688 | 6.2851 | 15241.84 | 0.86112
6.3103 | 17419.06 | 0.98413 | 6.3103 | 15303.57 | 0.86461
6.3356 | 17352.49 | 0.98037 | 6.3356 | 15255.44 | 0.86189
6.3608 | 17360.61 | 0.98083 | 6.3608 | 15222.8 | 0.86005
6.3861 | 17537 | 0.99079 | 6.3861 | 15090.88 | 0.85259
6.4113 | 17520.37 | 0.98985 | 6.4113 | 15010.49 | 0.84805
6.4366 | 17510.53 | 0.9893 | 6.4366 | 15001.13 | 0.84752
6.4618 | 17563.31 | 0.99228 | 6.4618 | 15053.35 | 0.85047
6.487 | 17539.33 | 0.99092 | 6.487 | 15129.44 | 0.85477
6.5123 | 17317.87 | 0.97841 | 6.5123 | 15078.32 | 0.85188
6.5375 | 17165.69 | 0.96981 | 6.5375 | 15078.29 | 0.85188
6.5628 | 17108.79 | 0.9666 | 6.5628 | 15144.24 | 0.85561
6.588 | 17091.52 | 0.96562 | 6.588 | 15184.36 | 0.85787
6.6132 | 17071.1 | 0.96447 | 6.6132 | 15173.25 | 0.85725
6.6385 | 17063.48 | 0.96404 | 6.6385 | 15189.12 | 0.85814
6.6637 | 17338.95 | 0.9796 | 6.6637 | 15228.62 | 0.86037
6.689 | 17384.77 | 0.98219 | 6.689 | 15049.73 | 0.85027
6.7142 | 17330.73 | 0.97914 | 6.7142 | 14880.06 | 0.84068
6.7394 | 17253.61 | 0.97478 | 6.7394 | 14826.93 | 0.83768
6.7647 | 17246.8 | 0.9744 | 6.7647 | 14894.93 | 0.84152
6.7899 | 17419.23 | 0.98414 | 6.7899 | 14978.96 | 0.84627
6.8152 | 17230.78 | 0.97349 | 6.8152 | 14987.46 | 0.84675
6.8404 | 17126.05 | 0.96757 | 6.8404 | 14958.16 | 0.84509
6.8657 | 17156.17 | 0.96928 | 6.8657 | 14966.74 | 0.84558
6.8909 | 17285.73 | 0.97659 | 6.8909 | 14970.7 | 0.8458
6.9161 | 17412.42 | 0.98375 | 6.9161 | 14912.88 | 0.84254
6.9414 | 17380.09 | 0.98193 | 6.9414 | 14800.18 | 0.83617
6.9666 | 17341.78 | 0.97976 | 6.9666 | 14741.25 | 0.83284
6.9919 | 17352.02 | 0.98034 | 6.9919 | 14751.2 | 0.8334
7.0171 | 17446.48 | 0.98568 | 7.0171 | 14771.9 | 0.83457
7.0423 | 17483.97 | 0.98779 | 7.0423 | 14751.04 | 0.83339
7.0676 | 17356.23 | 0.98058 | 7.0676 | 14675.76 | 0.82914
7.0928 | 17243.34 | 0.9742 | 7.0928 | 14617.98 | 0.82587
7.1181 | 17226.73 | 0.97326 | 7.1181 | 14476.76 | 0.8179
7.1433 | 17321.14 | 0.9786 | 7.1433 | 14473.44 | 0.81771
7.1685 | 17454.56 | 0.98613 | 7.1685 | 14574.42 | 0.82341
7.1938 | 17483.22 | 0.98775 | 7.1938 | 14693.42 | 0.83014
7.219 | 17302.23 | 0.97753 | 7.219 | 14734.49 | 0.83246
7.2443 | 17021.55 | 0.96167 | 7.2443 | 14640.69 | 0.82716
7.2695 | 17067.88 | 0.96429 | 7.2695 | 14553.4 | 0.82223
7.2948 | 17291.09 | 0.9769 | 7.2948 | 14512.16 | 0.8199
7.32 | 17490.38 | 0.98816 | 7.32 | 14466.13 | 0.8173
7.3452 | 17572.47 | 0.99279 | 7.3452 | 14448.65 | 0.81631
7.3705 | 17540.56 | 0.99099 | 7.3705 | 14490.77 | 0.81869
7.3957 | 17444.48 | 0.98556 | 7.3957 | 14404 | 0.81379
7.421 | 17361.64 | 0.98088 | 7.421 | 14423.26 | 0.81487
7.4462 | 17328.62 | 0.97902 | 7.4462 | 14491.5 | 0.81873
7.4714 | 17339.98 | 0.97966 | 7.4714 | 14477.76 | 0.81795
7.4967 | 17375.93 | 0.98169 | 7.4967 | 14395.79 | 0.81332
7.5219 | 17391.32 | 0.98256 | 7.5219 | 14348.52 | 0.81065
7.5472 | 17260.23 | 0.97515 | 7.5472 | 14346.2 | 0.81052
7.5724 | 17158.8 | 0.96942 | 7.5724 | 14289.2 | 0.8073
7.5977 | 17118.2 | 0.96713 | 7.5977 | 14231.17 | 0.80402
7.6229 | 17143.31 | 0.96855 | 7.6229 | 14240.5 | 0.80455
7.6481 | 17191.73 | 0.97128 | 7.6481 | 14282.27 | 0.80691
7.6734 | 17212.49 | 0.97246 | 7.6734 | 14261.71 | 0.80575
7.6986 | 17262.12 | 0.97526 | 7.6986 | 14176.7 | 0.80094
7.7239 | 17318.46 | 0.97844 | 7.7239 | 14167.91 | 0.80045
7.7491 | 17284.95 | 0.97655 | 7.7491 | 14165.48 | 0.80031
7.7743 | 17214.44 | 0.97257 | 7.7743 | 14183.89 | 0.80135
7.7996 | 17162.62 | 0.96964 | 7.7996 | 14207.7 | 0.80269
7.8248 | 17161.95 | 0.9696 | 7.8248 | 14197.09 | 0.8021
7.8501 | 17207.41 | 0.97217 | 7.8501 | 14135.85 | 0.79864
7.8753 | 17231.08 | 0.97351 | 7.8753 | 14098.94 | 0.79655
7.9005 | 17250.65 | 0.97461 | 7.9005 | 14098.53 | 0.79653
7.9258 | 17236.48 | 0.97381 | 7.9258 | 14087.07 | 0.79588
7.951 | 17183.22 | 0.9708 | 7.951 | 14049.81 | 0.79377
7.9763 | 17134.67 | 0.96806 | 7.9763 | 14005.46 | 0.79127
8.0015 | 17252.56 | 0.97472 | 8.0015 | 13971.32 | 0.78934
8.0268 | 17287.64 | 0.9767 | 8.0268 | 13892.11 | 0.78486
8.052 | 17304.46 | 0.97765 | 8.052 | 13865.51 | 0.78336
8.0772 | 17331.12 | 0.97916 | 8.0772 | 13895.61 | 0.78506
8.1025 | 17324.27 | 0.97877 | 8.1025 | 13940.71 | 0.78761
8.1277 | 17238.24 | 0.97391 | 8.1277 | 13944.15 | 0.78781
8.153 | 17240.34 | 0.97403 | 8.153 | 13896.01 | 0.78509
8.1782 | 17295.35 | 0.97714 | 8.1782 | 13877.99 | 0.78407
8.2034 | 17326.8 | 0.97892 | 8.2034 | 13886.4 | 0.78454
8.2287 | 17272.81 | 0.97586 | 8.2287 | 13908.04 | 0.78576
8.2539 | 17159.31 | 0.96945 | 8.2539 | 13897 | 0.78514
8.2792 | 17066.33 | 0.9642 | 8.2792 | 13812.91 | 0.78039
8.3044 | 17036.14 | 0.96249 | 8.3044 | 13713.61 | 0.77478
8.3297 | 17074.22 | 0.96465 | 8.3297 | 13674.23 | 0.77256
8.3549 | 17149.87 | 0.96892 | 8.3549 | 13643.53 | 0.77082
8.3801 | 17181.39 | 0.9707 | 8.3801 | 13639.64 | 0.7706
8.4054 | 17144.48 | 0.96861 | 8.4054 | 13662.14 | 0.77187
8.4306 | 17069.38 | 0.96437 | 8.4306 | 13698.21 | 0.77391
8.4559 | 17018.31 | 0.96149 | 8.4559 | 13747.6 | 0.7767
8.4811 | 17063.82 | 0.96406 | 8.4811 | 13765.07 | 0.77769
8.5063 | 17082.69 | 0.96512 | 8.5063 | 13700.45 | 0.77404
8.5316 | 17085.98 | 0.96531 | 8.5316 | 13639.99 | 0.77062
8.5568 | 17145.03 | 0.96865 | 8.5568 | 13628.07 | 0.76995
8.5821 | 17269.44 | 0.97567 | 8.5821 | 13649.04 | 0.77113
8.6073 | 17229.79 | 0.97343 | 8.6073 | 13615.31 | 0.76923
8.6325 | 17150.4 | 0.96895 | 8.6325 | 13518.42 | 0.76375
8.6578 | 17160.78 | 0.96954 | 8.6578 | 13468.89 | 0.76095
8.683 | 17176.32 | 0.97041 | 8.683 | 13489.07 | 0.76209
8.7083 | 17184.9 | 0.9709 | 8.7083 | 13524.24 | 0.76408
8.7335 | 17191.12 | 0.97125 | 8.7335 | 13508.95 | 0.76322
8.7588 | 17150.19 | 0.96894 | 8.7588 | 13437.79 | 0.7592
8.784 | 17013.05 | 0.96119 | 8.784 | 13337.95 | 0.75356
8.8092 | 17037.69 | 0.96258 | 8.8092 | 13265.01 | 0.74944
8.8345 | 17124.2 | 0.96747 | 8.8345 | 13290.86 | 0.7509
8.8597 | 17174.81 | 0.97033 | 8.8597 | 13346.85 | 0.75406
8.885 | 17144.87 | 0.96864 | 8.885 | 13340.23 | 0.75369
8.9102 | 17076.13 | 0.96475 | 8.9102 | 13248.13 | 0.74848
8.9354 | 16992.46 | 0.96003 | 8.9354 | 13228.36 | 0.74736
8.9607 | 16918.4 | 0.95584 | 8.9607 | 13224.56 | 0.74715
8.9859 | 16908.57 | 0.95529 | 8.9859 | 13194.02 | 0.74542
9.0112 | 17029.49 | 0.96212 | 9.0112 | 13161.57 | 0.74359
9.0364 | 17210.78 | 0.97236 | 9.0364 | 13163.85 | 0.74372
9.0617 | 17228.13 | 0.97334 | 9.0617 | 13209.59 | 0.7463
9.0869 | 17068.79 | 0.96434 | 9.0869 | 13167.58 | 0.74393
9.1121 | 17038.96 | 0.96265 | 9.1121 | 13062.85 | 0.73801
9.1374 | 17029.94 | 0.96214 | 9.1374 | 13054.32 | 0.73753
9.1626 | 17021.97 | 0.96169 | 9.1626 | 13110.75 | 0.74072
9.1879 | 17019.18 | 0.96154 | 9.1879 | 13163.81 | 0.74372
9.2131 | 17025.64 | 0.9619 | 9.2131 | 13163.63 | 0.74371
9.2383 | 17003.54 | 0.96065 | 9.2383 | 13126.66 | 0.74162
9.2636 | 17022.7 | 0.96173 | 9.2636 | 13020.68 | 0.73563
9.2888 | 17042.66 | 0.96286 | 9.2888 | 12906.2 | 0.72916
9.3141 | 17001.71 | 0.96055 | 9.3141 | 12830.64 | 0.72489
9.3393 | 16900.62 | 0.95484 | 9.3393 | 12817.93 | 0.72418
9.3645 | 16809.29 | 0.94968 | 9.3645 | 12854.84 | 0.72626
9.3898 | 16859.8 | 0.95253 | 9.3898 | 12869.86 | 0.72711
9.415 | 17064.51 | 0.9641 | 9.415 | 12786.17 | 0.72238
9.4403 | 17143.99 | 0.96859 | 9.4403 | 12739.37 | 0.71974
9.4655 | 17113.18 | 0.96685 | 9.4655 | 12735.28 | 0.71951
9.4908 | 17025.49 | 0.96189 | 9.4908 | 12747.94 | 0.72022
9.516 | 16949.24 | 0.95758 | 9.516 | 12750.75 | 0.72038
9.5412 | 16948.46 | 0.95754 | 9.5412 | 12745.4 | 0.72008
9.5665 | 16949.78 | 0.95761 | 9.5665 | 12736.13 | 0.71956
9.5917 | 16943.3 | 0.95725 | 9.5917 | 12746.17 | 0.72012
9.617 | 16911.87 | 0.95547 | 9.617 | 12682.71 | 0.71654
9.6422 | 16849.12 | 0.95193 | 9.6422 | 12589.48 | 0.71127
9.6674 | 16772.46 | 0.9476 | 9.6674 | 12532.81 | 0.70807
9.6927 | 16717.79 | 0.94451 | 9.6927 | 12536.69 | 0.70829
9.7179 | 16656.46 | 0.94104 | 9.7179 | 12586.14 | 0.71108
9.7432 | 16593.87 | 0.93751 | 9.7432 | 12621.99 | 0.71311
9.7684 | 16653.43 | 0.94087 | 9.7684 | 12570.69 | 0.71021
9.7937 | 16702.62 | 0.94365 | 9.7937 | 12469.04 | 0.70447
9.8189 | 16640.75 | 0.94016 | 9.8189 | 12367.63 | 0.69874
9.8441 | 16500.25 | 0.93222 | 9.8441 | 12307.75 | 0.69535
9.8694 | 16536.44 | 0.93426 | 9.8694 | 12333.39 | 0.6968
9.8946 | 16630.55 | 0.93958 | 9.8946 | 12306.95 | 0.69531
9.9199 | 16663.96 | 0.94147 | 9.9199 | 12300.27 | 0.69493
9.9451 | 16566.82 | 0.93598 | 9.9451 | 12282.34 | 0.69392
9.9703 | 16457.81 | 0.92982 | 9.9703 | 12239.33 | 0.69149
9.9956 | 16473.78 | 0.93072 | 9.9956 | 12189.78 | 0.68869
10.0208 | 16559.28 | 0.93555 | 10.0208 | 12186.46 | 0.6885
10.0461 | 16652.55 | 0.94082 | 10.0461 | 12211.6 | 0.68992
10.0713 | 16614.11 | 0.93865 | 10.0713 | 12178.62 | 0.68806
10.0966 | 16626.57 | 0.93935 | 10.0966 | 12128.34 | 0.68522
10.1218 | 16684.63 | 0.94263 | 10.1218 | 12114.06 | 0.68441
10.147 | 16728.11 | 0.94509 | 10.147 | 12129.23 | 0.68527
10.1723 | 16719 | 0.94458 | 10.1723 | 12107.65 | 0.68405
10.1975 | 16680.39 | 0.94239 | 10.1975 | 12125.41 | 0.68505
10.2228 | 16643.35 | 0.9403 | 10.2228 | 12123.65 | 0.68495
10.248 | 16587.53 | 0.93715 | 10.248 | 12112.4 | 0.68432
10.2732 | 16478.57 | 0.93099 | 10.2732 | 12141.04 | 0.68593
10.2985 | 16402.58 | 0.9267 | 10.2985 | 12161.66 | 0.6871
10.3237 | 16465.48 | 0.93025 | 10.3237 | 12108.8 | 0.68411
10.349 | 16572.81 | 0.93632 | 10.349 | 12085.34 | 0.68279
10.3742 | 16668.7 | 0.94173 | 10.3742 | 12032.66 | 0.67981
10.3994 | 16624.14 | 0.93922 | 10.3994 | 11847.52 | 0.66935
10.4247 | 16579.08 | 0.93667 | 10.4247 | 11794.29 | 0.66634
10.4499 | 16565.33 | 0.93589 | 10.4499 | 11826.46 | 0.66816
10.4752 | 16562.09 | 0.93571 | 10.4752 | 11820.72 | 0.66784
10.5004 | 16541.03 | 0.93452 | 10.5004 | 11760.5 | 0.66444
10.5257 | 16438.63 | 0.92874 | 10.5257 | 11776.69 | 0.66535
10.5509 | 16452.6 | 0.92953 | 10.5509 | 11788.76 | 0.66603
10.5761 | 16581.77 | 0.93682 | 10.5761 | 11745.54 | 0.66359
10.6014 | 16573.17 | 0.93634 | 10.6014 | 11691.53 | 0.66054
10.6266 | 16449.9 | 0.92937 | 10.6266 | 11657.85 | 0.65864
10.6519 | 16412.92 | 0.92728 | 10.6519 | 11633.16 | 0.65724
10.6771 | 16402.82 | 0.92671 | 10.6771 | 11557.98 | 0.65299
10.7023 | 16308.39 | 0.92138 | 10.7023 | 11524.12 | 0.65108
10.7276 | 16256.22 | 0.91843 | 10.7276 | 11620.13 | 0.6565
10.7528 | 16284.15 | 0.92001 | 10.7528 | 11541.24 | 0.65205
10.7781 | 16381.1 | 0.92549 | 10.7781 | 11424.18 | 0.64543
10.8033 | 16414.15 | 0.92735 | 10.8033 | 11407.87 | 0.64451
10.8285 | 16192.17 | 0.91481 | 10.8285 | 11376.68 | 0.64275
10.8538 | 16135.79 | 0.91163 | 10.8538 | 11325.79 | 0.63988
10.879 | 16229.67 | 0.91693 | 10.879 | 11354.01 | 0.64147
10.9043 | 16428.01 | 0.92814 | 10.9043 | 11436.01 | 0.6461
10.9295 | 16460.71 | 0.92998 | 10.9295 | 11467.2 | 0.64786
10.9548 | 16330.96 | 0.92265 | 10.9548 | 11418.83 | 0.64513
10.98 | 16223.43 | 0.91658 | 10.98 | 11349.6 | 0.64122
11.0052 | 16197.79 | 0.91513 | 11.0052 | 11361.49 | 0.64189
11.0305 | 16186.32 | 0.91448 | 11.0305 | 11290.63 | 0.63789
11.0557 | 16194.48 | 0.91494 | 11.0557 | 11300.52 | 0.63845
11.081 | 16193.95 | 0.91491 | 11.081 | 11347.12 | 0.64108
11.1062 | 16152.44 | 0.91257 | 11.1062 | 11344.59 | 0.64094
11.1314 | 16113.09 | 0.91034 | 11.1314 | 11267.46 | 0.63658
11.1567 | 16158.76 | 0.91292 | 11.1567 | 11176.86 | 0.63146
11.1819 | 16156.36 | 0.91279 | 11.1819 | 11143.42 | 0.62957
11.2072 | 16049.83 | 0.90677 | 11.2072 | 11151.37 | 0.63002
11.2324 | 15963.23 | 0.90188 | 11.2324 | 11134.83 | 0.62909
11.2576 | 15954.05 | 0.90136 | 11.2576 | 11140.96 | 0.62943
11.2829 | 16006.23 | 0.90431 | 11.2829 | 11141.39 | 0.62946
11.3081 | 16058.23 | 0.90724 | 11.3081 | 11097.96 | 0.627
11.3334 | 16054.7 | 0.90705 | 11.3334 | 11033.81 | 0.62338
11.3586 | 16118.03 | 0.91062 | 11.3586 | 10975.54 | 0.62009
11.3839 | 16112.29 | 0.9103 | 11.3839 | 10906.08 | 0.61616
11.4091 | 15997.63 | 0.90382 | 11.4091 | 10906.55 | 0.61619
11.4343 | 15919.03 | 0.89938 | 11.4343 | 10844.22 | 0.61267
11.4596 | 15912.15 | 0.89899 | 11.4596 | 10749.83 | 0.60734
11.4848 | 15917.12 | 0.89927 | 11.4848 | 10759.89 | 0.6079
11.5101 | 15922.12 | 0.89955 | 11.5101 | 10877.64 | 0.61456
11.5353 | 16046 | 0.90655 | 11.5353 | 10931.16 | 0.61758
11.5605 | 16016.08 | 0.90486 | 11.5605 | 10854.18 | 0.61323
11.5858 | 15902.75 | 0.89846 | 11.5858 | 10808.78 | 0.61067
11.611 | 15811.52 | 0.89331 | 11.611 | 10818.5 | 0.61121
11.6363 | 15843.32 | 0.8951 | 11.6363 | 10806.84 | 0.61056
11.6615 | 16005 | 0.90424 | 11.6615 | 10690.47 | 0.60398
11.6868 | 16033.32 | 0.90584 | 11.6868 | 10567.97 | 0.59706
11.712 | 15850.69 | 0.89552 | 11.712 | 10565.99 | 0.59695
11.7372 | 15787.34 | 0.89194 | 11.7372 | 10571.17 | 0.59724
11.7625 | 15817.27 | 0.89363 | 11.7625 | 10527.14 | 0.59475
11.7877 | 15857.34 | 0.89589 | 11.7877 | 10466.01 | 0.5913
11.813 | 15841.27 | 0.89499 | 11.813 | 10452.7 | 0.59055
11.8382 | 15777.27 | 0.89137 | 11.8382 | 10525.46 | 0.59466
11.8635 | 15816.98 | 0.89361 | 11.8635 | 10623.6 | 0.6002
11.8887 | 15887.06 | 0.89757 | 11.8887 | 10592.78 | 0.59846
11.9139 | 15872.07 | 0.89673 | 11.9139 | 10491.24 | 0.59273
11.9392 | 15783.88 | 0.89174 | 11.9392 | 10417.68 | 0.58857
11.9644 | 15684.11 | 0.88611 | 11.9644 | 10380.56 | 0.58647
11.9896 | 15624.04 | 0.88271 | 11.9896 | 10357.21 | 0.58515
12.0149 | 15597.51 | 0.88122 | 12.0149 | 10349.19 | 0.5847
12.0401 | 15521.79 | 0.87694 | 12.0401 | 10330.89 | 0.58367
12.0654 | 15532.97 | 0.87757 | 12.0654 | 10270.55 | 0.58026
12.0906 | 15601.64 | 0.88145 | 12.0906 | 10225.23 | 0.5777
12.1159 | 15629.87 | 0.88304 | 12.1159 | 10194.54 | 0.57596
12.1411 | 15600.61 | 0.88139 | 12.1411 | 10197.78 | 0.57615
12.1663 | 15564.26 | 0.87934 | 12.1663 | 10228.56 | 0.57788
12.1916 | 15583.57 | 0.88043 | 12.1916 | 10216.3 | 0.57719
12.2168 | 15651.03 | 0.88424 | 12.2168 | 10109.59 | 0.57116
12.2421 | 15616.25 | 0.88227 | 12.2421 | 10055.24 | 0.56809
12.2673 | 15545.98 | 0.8783 | 12.2673 | 10074.79 | 0.5692
12.2926 | 15515.88 | 0.8766 | 12.2926 | 10104.4 | 0.57087
12.3178 | 15524.17 | 0.87707 | 12.3178 | 10081.25 | 0.56956
12.343 | 15523.78 | 0.87705 | 12.343 | 10013.03 | 0.56571
12.3683 | 15484.58 | 0.87484 | 12.3683 | 10000.82 | 0.56502
12.3935 | 15430.04 | 0.87175 | 12.3935 | 10027.21 | 0.56651
12.4188 | 15427.24 | 0.8716 | 12.4188 | 9974.057 | 0.56351
12.444 | 15440.14 | 0.87232 | 12.444 | 9910.846 | 0.55993
12.4692 | 15442.31 | 0.87245 | 12.4692 | 9895.348 | 0.55906
12.4945 | 15427.02 | 0.87158 | 12.4945 | 9899.406 | 0.55929
12.5197 | 15400.78 | 0.8701 | 12.5197 | 9892.535 | 0.5589
12.545 | 15370.78 | 0.86841 | 12.545 | 9912.289 | 0.56002
12.5702 | 15336.46 | 0.86647 | 12.5702 | 9792.251 | 0.55323
12.5954 | 15311.27 | 0.86504 | 12.5954 | 9784.202 | 0.55278
12.6207 | 15324.72 | 0.8658 | 12.6207 | 9831.355 | 0.55544
12.6459 | 15330.58 | 0.86613 | 12.6459 | 9850.938 | 0.55655
12.6712 | 15305.48 | 0.86472 | 12.6712 | 9819.286 | 0.55476
12.6964 | 15286.57 | 0.86365 | 12.6964 | 9732.585 | 0.54986
12.7217 | 15339.35 | 0.86663 | 12.7217 | 9585.487 | 0.54155
12.7469 | 15269.31 | 0.86267 | 12.7469 | 9588.62 | 0.54173
12.7721 | 15068.84 | 0.85135 | 12.7721 | 9656.005 | 0.54554
12.7974 | 15032.5 | 0.84929 | 12.7974 | 9623.782 | 0.54372
12.8226 | 15071.14 | 0.85148 | 12.8226 | 9553.563 | 0.53975
12.8479 | 15111.19 | 0.85374 | 12.8479 | 9535.337 | 0.53872
12.8731 | 15137.37 | 0.85522 | 12.8731 | 9563.945 | 0.54034
12.8983 | 15161.45 | 0.85658 | 12.8983 | 9534.271 | 0.53866
12.9236 | 15120.31 | 0.85425 | 12.9236 | 9539.389 | 0.53895
12.9488 | 15066.66 | 0.85122 | 12.9488 | 9439.951 | 0.53333
12.9741 | 15082.89 | 0.85214 | 12.9741 | 9354.109 | 0.52848
12.9993 | 15093.94 | 0.85276 | 12.9993 | 9349.48 | 0.52822
13.0245 | 15055.48 | 0.85059 | 13.0245 | 9326.051 | 0.5269
13.0498 | 14964.45 | 0.84545 | 13.0498 | 9271.642 | 0.52382
13.075 | 14866.59 | 0.83992 | 13.075 | 9274.748 | 0.524
13.1003 | 14886.44 | 0.84104 | 13.1003 | 9098.457 | 0.51404
13.1255 | 14956.81 | 0.84502 | 13.1255 | 9218.978 | 0.52085
13.1508 | 14963.49 | 0.84539 | 13.1508 | 9284.083 | 0.52452
13.176 | 14851.62 | 0.83907 | 13.176 | 9202.063 | 0.51989
13.2012 | 14723.71 | 0.83185 | 13.2012 | 9078.513 | 0.51291
13.2265 | 14673.03 | 0.82898 | 13.2265 | 9002.46 | 0.50861
13.2517 | 14700.2 | 0.83052 | 13.2517 | 8992.183 | 0.50803
13.277 | 14721.15 | 0.8317 | 13.277 | 9074.009 | 0.51266
13.3022 | 14722.7 | 0.83179 | 13.3022 | 9140.235 | 0.5164
13.3275 | 14734.01 | 0.83243 | 13.3275 | 9115.89 | 0.51502
13.3527 | 14793.69 | 0.8358 | 13.3527 | 9074.17 | 0.51266
13.3779 | 14839.11 | 0.83837 | 13.3779 | 9025.007 | 0.50989
13.4032 | 14836.95 | 0.83825 | 13.4032 | 8958.138 | 0.50611
13.4284 | 14794.16 | 0.83583 | 13.4284 | 8912.56 | 0.50353
13.4536 | 14732.55 | 0.83235 | 13.4536 | 8978.233 | 0.50724
13.4789 | 14728.51 | 0.83212 | 13.4789 | 8907.474 | 0.50325
13.5041 | 14761.59 | 0.83399 | 13.5041 | 8854.716 | 0.50027
13.5294 | 14798.5 | 0.83607 | 13.5294 | 8794.207 | 0.49685
13.5546 | 14764.01 | 0.83412 | 13.5546 | 8766.524 | 0.49528
13.5799 | 14682.57 | 0.82952 | 13.5799 | 8818.38 | 0.49821
13.6051 | 14604.58 | 0.82512 | 13.6051 | 8882.526 | 0.50184
13.6303 | 14541.15 | 0.82153 | 13.6303 | 8834.615 | 0.49913
13.6556 | 14470.45 | 0.81754 | 13.6556 | 8831.35 | 0.49895
13.6808 | 14432.67 | 0.81541 | 13.6808 | 8847.052 | 0.49983
13.7061 | 14436.1 | 0.8156 | 13.7061 | 8813.479 | 0.49794
13.7313 | 14503.8 | 0.81942 | 13.7313 | 8737.225 | 0.49363
13.7566 | 14546.96 | 0.82186 | 13.7566 | 8717.206 | 0.4925
13.7818 | 14534.07 | 0.82113 | 13.7818 | 8732.282 | 0.49335
13.807 | 14525.31 | 0.82064 | 13.807 | 8697.193 | 0.49137
13.8323 | 14592.08 | 0.82441 | 13.8323 | 8634.948 | 0.48785
13.8575 | 14555.77 | 0.82236 | 13.8575 | 8580.996 | 0.4848
13.8828 | 14488.04 | 0.81853 | 13.8828 | 8552.266 | 0.48318
13.908 | 14459.98 | 0.81695 | 13.908 | 8486.462 | 0.47946
13.9332 | 14409.42 | 0.81409 | 13.9332 | 8475.427 | 0.47884
13.9585 | 14337.92 | 0.81005 | 13.9585 | 8509.786 | 0.48078
13.9837 | 14278.91 | 0.80672 | 13.9837 | 8504.324 | 0.48047
14.009 | 14246.17 | 0.80487 | 14.009 | 8416.1 | 0.47549
14.0342 | 14216.63 | 0.8032 | 14.0342 | 8401.877 | 0.47468
14.0594 | 14227.85 | 0.80383 | 14.0594 | 8329.191 | 0.47058
14.0847 | 14290.27 | 0.80736 | 14.0847 | 8287.245 | 0.46821
14.1099 | 14218.25 | 0.80329 | 14.1099 | 8265.552 | 0.46698
14.1352 | 14125.91 | 0.79807 | 14.1352 | 8290.064 | 0.46837
14.1604 | 14096.5 | 0.79641 | 14.1604 | 8309.129 | 0.46944
14.1857 | 14121.16 | 0.79781 | 14.1857 | 8250.237 | 0.46612
14.2109 | 14158.22 | 0.7999 | 14.2109 | 8130.501 | 0.45935
14.2361 | 14175.31 | 0.80086 | 14.2361 | 8104.83 | 0.4579
14.2614 | 14178.03 | 0.80102 | 14.2614 | 8130.708 | 0.45936
14.2866 | 14204.08 | 0.80249 | 14.2866 | 8226.266 | 0.46476
14.3119 | 14184.89 | 0.80141 | 14.3119 | 8267.589 | 0.4671
14.3371 | 14129.16 | 0.79826 | 14.3371 | 8169.126 | 0.46153
14.3623 | 14104.2 | 0.79685 | 14.3623 | 8017.731 | 0.45298
14.3876 | 14122.64 | 0.79789 | 14.3876 | 7964.063 | 0.44995
14.4128 | 14049.06 | 0.79373 | 14.4128 | 7983.207 | 0.45103
14.4381 | 13952.83 | 0.7883 | 14.4381 | 7915.301 | 0.44719
14.4633 | 13955.76 | 0.78846 | 14.4633 | 7913.746 | 0.4471
14.4886 | 13968.03 | 0.78915 | 14.4886 | 8018.782 | 0.45304
14.5138 | 13978.14 | 0.78973 | 14.5138 | 8057.038 | 0.4552
14.539 | 13986.65 | 0.79021 | 14.539 | 7987.209 | 0.45125
14.5643 | 13985.51 | 0.79014 | 14.5643 | 7902.236 | 0.44645
14.5895 | 13958.25 | 0.7886 | 14.5895 | 7899.678 | 0.44631
14.6148 | 13896.63 | 0.78512 | 14.6148 | 7915.147 | 0.44718
14.64 | 13788.3 | 0.779 | 14.64 | 7893.138 | 0.44594
14.6652 | 13784.52 | 0.77879 | 14.6652 | 7846.322 | 0.4433
14.6905 | 13780.46 | 0.77856 | 14.6905 | 7767.055 | 0.43882
14.7157 | 13722.39 | 0.77528 | 14.7157 | 7738.235 | 0.43719
14.741 | 13662.01 | 0.77186 | 14.741 | 7762.274 | 0.43855
14.7662 | 13654.64 | 0.77145 | 14.7662 | 7765.62 | 0.43874
14.7914 | 13697.62 | 0.77388 | 14.7914 | 7706.379 | 0.43539
14.8167 | 13762.68 | 0.77755 | 14.8167 | 7710.247 | 0.43561
14.8419 | 13688.65 | 0.77337 | 14.8419 | 7733.972 | 0.43695
14.8672 | 13663.78 | 0.77196 | 14.8672 | 7619.131 | 0.43046
14.8924 | 13731.43 | 0.77579 | 14.8924 | 7659.646 | 0.43275
14.9177 | 13712.87 | 0.77474 | 14.9177 | 7683.296 | 0.43408
14.9429 | 13631.36 | 0.77013 | 14.9429 | 7615.192 | 0.43024
14.9681 | 13598.92 | 0.7683 | 14.9681 | 7538.012 | 0.42588
14.9934 | 13641.63 | 0.77071 | 14.9934 | 7530.004 | 0.42542
15.0186 | 13651.26 | 0.77126 | 15.0186 | 7452.398 | 0.42104
15.0439 | 13646.15 | 0.77097 | 15.0439 | 7442.326 | 0.42047
15.0691 | 13651.75 | 0.77129 | 15.0691 | 7463.005 | 0.42164
15.0943 | 13590.25 | 0.76781 | 15.0943 | 7476.983 | 0.42243
15.1196 | 13474.67 | 0.76128 | 15.1196 | 7437.242 | 0.42018
15.1448 | 13354.55 | 0.75449 | 15.1448 | 7388.054 | 0.4174
15.1701 | 13277.62 | 0.75015 | 15.1701 | 7356.446 | 0.41562
15.1953 | 13261.42 | 0.74923 | 15.1953 | 7329.125 | 0.41407
15.2205 | 13283.07 | 0.75046 | 15.2205 | 7328.985 | 0.41407
15.2458 | 13297.89 | 0.75129 | 15.2458 | 7269.322 | 0.4107
15.271 | 13302.41 | 0.75155 | 15.271 | 7226.512 | 0.40828
15.2963 | 13316.25 | 0.75233 | 15.2963 | 7281.693 | 0.4114
15.3215 | 13335.79 | 0.75343 | 15.3215 | 7222.488 | 0.40805
15.3468 | 13322.56 | 0.75269 | 15.3468 | 7162.327 | 0.40465
15.372 | 13269.79 | 0.74971 | 15.372 | 7154.256 | 0.4042
15.3972 | 13212.1 | 0.74645 | 15.3972 | 7120.67 | 0.4023
15.4225 | 13174.28 | 0.74431 | 15.4225 | 7066.774 | 0.39925
15.4477 | 13094.36 | 0.73979 | 15.4477 | 7088.967 | 0.40051
15.473 | 13025.67 | 0.73591 | 15.473 | 7091.956 | 0.40068
15.4982 | 13042.48 | 0.73686 | 15.4982 | 7102.284 | 0.40126
15.5234 | 13076.06 | 0.73876 | 15.5234 | 7025.849 | 0.39694
15.5487 | 13087.59 | 0.73941 | 15.5487 | 6950.758 | 0.3927
15.5739 | 13059.18 | 0.73781 | 15.5739 | 6881.63 | 0.38879
15.5992 | 13016.29 | 0.73538 | 15.5992 | 6829.472 | 0.38585
15.6244 | 13012.07 | 0.73515 | 15.6244 | 6872.095 | 0.38825
15.6496 | 13024 | 0.73582 | 15.6496 | 6880.197 | 0.38871
15.6749 | 12979.69 | 0.73332 | 15.6749 | 7053.88 | 0.39852
15.7001 | 12954.69 | 0.7319 | 15.7001 | 6911.248 | 0.39047
15.7254 | 12936.71 | 0.73089 | 15.7254 | 6867.981 | 0.38802
15.7506 | 12881.75 | 0.72778 | 15.7506 | 6873.16 | 0.38831
15.7759 | 12777.13 | 0.72187 | 15.7759 | 6864.254 | 0.38781
15.8011 | 12653.16 | 0.71487 | 15.8011 | 6835.597 | 0.38619
15.8263 | 12605.46 | 0.71217 | 15.8263 | 6799.22 | 0.38414
15.8516 | 12742.98 | 0.71994 | 15.8516 | 6745.589 | 0.38111
15.8768 | 12752.43 | 0.72048 | 15.8768 | 6700.803 | 0.37858
15.9021 | 12673.47 | 0.71602 | 15.9021 | 6662.22 | 0.3764
15.9273 | 12732.25 | 0.71934 | 15.9273 | 6612.431 | 0.37358
15.9526 | 12728.94 | 0.71915 | 15.9526 | 6643.378 | 0.37533
15.9778 | 12637.19 | 0.71397 | 15.9778 | 6597.44 | 0.37274
16.003 | 12550.23 | 0.70905 | 16.003 | 6578.006 | 0.37164
16.0283 | 12547.38 | 0.70889 | 16.0283 | 6658.815 | 0.3762
16.0535 | 12625.69 | 0.71332 | 16.0535 | 6664.78 | 0.37654
16.0787 | 12748.06 | 0.72023 | 16.0787 | 6591.99 | 0.37243
16.104 | 12703.78 | 0.71773 | 16.104 | 6482.07 | 0.36622
16.1292 | 12676.27 | 0.71617 | 16.1292 | 6413.524 | 0.36235
16.1545 | 12655.4 | 0.71499 | 16.1545 | 6458.011 | 0.36486
16.1797 | 12558.73 | 0.70953 | 16.1797 | 6456.942 | 0.3648
16.205 | 12445.53 | 0.70314 | 16.205 | 6411.864 | 0.36225
16.2302 | 12366.38 | 0.69867 | 16.2302 | 6415.878 | 0.36248
16.2554 | 12359 | 0.69825 | 16.2554 | 6471.532 | 0.36562
16.2807 | 12449.27 | 0.70335 | 16.2807 | 6428.353 | 0.36318
16.3059 | 12459.4 | 0.70392 | 16.3059 | 6219.835 | 0.3514
16.3312 | 12388.68 | 0.69993 | 16.3312 | 6301.101 | 0.35599
16.3564 | 12374.39 | 0.69912 | 16.3564 | 6285.18 | 0.35509
16.3817 | 12331.74 | 0.69671 | 16.3817 | 6239.103 | 0.35249
16.4069 | 12251.87 | 0.6922 | 16.4069 | 6302.386 | 0.35607
16.4321 | 12204.22 | 0.6895 | 16.4321 | 6311.037 | 0.35656
16.4574 | 12227.12 | 0.6908 | 16.4574 | 6255.941 | 0.35344
16.4826 | 12305.25 | 0.69521 | 16.4826 | 6255.098 | 0.3534
16.5079 | 12369.24 | 0.69883 | 16.5079 | 6242.208 | 0.35267
16.5331 | 12219.42 | 0.69036 | 16.5331 | 6068.625 | 0.34286
16.5583 | 12091.78 | 0.68315 | 16.5583 | 6004.787 | 0.33925
16.5836 | 12065.7 | 0.68168 | 16.5836 | 6077.166 | 0.34334
16.6088 | 12080.03 | 0.68249 | 16.6088 | 6113.205 | 0.34538
16.6341 | 12096.17 | 0.6834 | 16.6341 | 6131.422 | 0.34641
16.6593 | 12098.98 | 0.68356 | 16.6593 | 6090.495 | 0.3441
16.6846 | 12073.06 | 0.68209 | 16.6846 | 6030.26 | 0.34069
16.7098 | 12010.56 | 0.67856 | 16.7098 | 6017.264 | 0.33996
16.735 | 11924.36 | 0.67369 | 16.735 | 6029.749 | 0.34066
16.7603 | 11833.12 | 0.66854 | 16.7603 | 6042.971 | 0.34141
16.7855 | 11828.33 | 0.66827 | 16.7855 | 6017.738 | 0.33999
16.8107 | 11884.93 | 0.67146 | 16.8107 | 6013.931 | 0.33977
16.836 | 11954.93 | 0.67542 | 16.836 | 5959.847 | 0.33671
16.8612 | 11952.05 | 0.67526 | 16.8612 | 5868.411 | 0.33155
16.8865 | 11864.86 | 0.67033 | 16.8865 | 5839.236 | 0.3299
16.9117 | 11734.82 | 0.66298 | 16.9117 | 5856.35 | 0.33087
16.937 | 11648.13 | 0.65809 | 16.937 | 5852.13 | 0.33063
16.9622 | 11677.11 | 0.65972 | 16.9622 | 5823.474 | 0.32901
16.9874 | 11767.75 | 0.66484 | 16.9874 | 5801.927 | 0.32779
17.0127 | 11769.1 | 0.66492 | 17.0127 | 5802.369 | 0.32782
17.0379 | 11686.6 | 0.66026 | 17.0379 | 5825.198 | 0.32911
17.0632 | 11614.5 | 0.65619 | 17.0632 | 5748.595 | 0.32478
17.0884 | 11623.17 | 0.65668 | 17.0884 | 5665.389 | 0.32008
17.1136 | 11654.31 | 0.65844 | 17.1136 | 5646.766 | 0.31903
17.1389 | 11639.85 | 0.65762 | 17.1389 | 5644.597 | 0.3189
17.1641 | 11612.5 | 0.65607 | 17.1641 | 5630.004 | 0.31808
17.1894 | 11615.61 | 0.65625 | 17.1894 | 5628.536 | 0.318
17.2146 | 11564.77 | 0.65338 | 17.2146 | 5639.72 | 0.31863
17.2399 | 11394.36 | 0.64375 | 17.2399 | 5654.612 | 0.31947
17.2651 | 11321.85 | 0.63965 | 17.2651 | 5600.369 | 0.31641
17.2903 | 11349.65 | 0.64122 | 17.2903 | 5551.231 | 0.31363
17.3156 | 11364.47 | 0.64206 | 17.3156 | 5564.938 | 0.3144
17.3408 | 11391.06 | 0.64356 | 17.3408 | 5554.592 | 0.31382
17.3661 | 11410.23 | 0.64465 | 17.3661 | 5534.656 | 0.31269
17.3913 | 11347.9 | 0.64112 | 17.3913 | 5487.248 | 0.31001
17.4166 | 11229.42 | 0.63443 | 17.4166 | 5434.738 | 0.30705
17.4418 | 11184.21 | 0.63188 | 17.4418 | 5427.485 | 0.30664
17.467 | 11238.68 | 0.63495 | 17.467 | 5405.318 | 0.30539
17.4923 | 11271.48 | 0.63681 | 17.4923 | 5397.614 | 0.30495
17.5175 | 11260.4 | 0.63618 | 17.5175 | 5384.662 | 0.30422
17.5428 | 11186.96 | 0.63203 | 17.5428 | 5450.99 | 0.30797
17.568 | 11148.25 | 0.62984 | 17.568 | 5383.242 | 0.30414
17.5932 | 11141.01 | 0.62944 | 17.5932 | 5413.171 | 0.30583
17.6185 | 11155.44 | 0.63025 | 17.6185 | 5384.263 | 0.3042
17.6437 | 11133.52 | 0.62901 | 17.6437 | 5304.325 | 0.29968
17.669 | 11055.08 | 0.62458 | 17.669 | 5264.795 | 0.29745
17.6942 | 11001.4 | 0.62155 | 17.6942 | 5239.184 | 0.296
17.7194 | 11038.17 | 0.62363 | 17.7194 | 5247.089 | 0.29645
17.7447 | 10987.06 | 0.62074 | 17.7447 | 5245.831 | 0.29637
17.7699 | 10890.23 | 0.61527 | 17.7699 | 5201.574 | 0.29387
17.7952 | 10955.25 | 0.61894 | 17.7952 | 5247.05 | 0.29644
17.8204 | 10938.38 | 0.61799 | 17.8204 | 5207.837 | 0.29423
17.8456 | 10832.77 | 0.61202 | 17.8456 | 5211.265 | 0.29442
17.8709 | 10792.07 | 0.60972 | 17.8709 | 5184.305 | 0.2929
17.8961 | 10787.45 | 0.60946 | 17.8961 | 5110.816 | 0.28875
17.9214 | 10729.71 | 0.6062 | 17.9214 | 5090.748 | 0.28761
17.9466 | 10680.18 | 0.6034 | 17.9466 | 5139.723 | 0.29038
17.9719 | 10754.32 | 0.60759 | 17.9719 | 5104.659 | 0.2884
17.9971 | 10798.45 | 0.61008 | 17.9971 | 5060.861 | 0.28592
18.0223 | 10764.12 | 0.60814 | 18.0223 | 5043.599 | 0.28495
18.0476 | 10676.87 | 0.60321 | 18.0476 | 5029.456 | 0.28415
18.0728 | 10609.08 | 0.59938 | 18.0728 | 5044.298 | 0.28499
18.0981 | 10602.49 | 0.59901 | 18.0981 | 5010.929 | 0.2831
18.1233 | 10633.58 | 0.60077 | 18.1233 | 5011.408 | 0.28313
18.1486 | 10662.86 | 0.60242 | 18.1486 | 4992.636 | 0.28207
18.1738 | 10647.9 | 0.60158 | 18.1738 | 4924.496 | 0.27822
18.199 | 10580.81 | 0.59779 | 18.199 | 4874.038 | 0.27537
18.2243 | 10499.14 | 0.59317 | 18.2243 | 4884.32 | 0.27595
18.2495 | 10420.88 | 0.58875 | 18.2495 | 4908.378 | 0.27731
18.2748 | 10353.63 | 0.58495 | 18.2748 | 4898.718 | 0.27676
18.3 | 10394.66 | 0.58727 | 18.3 | 4905.142 | 0.27713
18.3252 | 10507.51 | 0.59364 | 18.3252 | 4885.094 | 0.27599
18.3505 | 10504.15 | 0.59345 | 18.3505 | 4800.535 | 0.27122
18.3757 | 10442.78 | 0.58999 | 18.3757 | 4747.402 | 0.26821
18.401 | 10404.08 | 0.5878 | 18.401 | 4754.298 | 0.2686
18.4262 | 10412.13 | 0.58826 | 18.4262 | 4772.204 | 0.26962
18.4514 | 10421.07 | 0.58876 | 18.4514 | 4770.137 | 0.2695
18.4767 | 10357.8 | 0.58519 | 18.4767 | 4762.678 | 0.26908
18.5019 | 10221.13 | 0.57746 | 18.5019 | 4760.288 | 0.26894
18.5272 | 10148.1 | 0.57334 | 18.5272 | 4756.497 | 0.26873
18.5524 | 10136.63 | 0.57269 | 18.5524 | 4711.104 | 0.26616
18.5776 | 10032.35 | 0.5668 | 18.5776 | 4645.14 | 0.26244
18.6029 | 9934.852 | 0.56129 | 18.6029 | 4604.471 | 0.26014
18.6281 | 9925.566 | 0.56077 | 18.6281 | 4635.975 | 0.26192
18.6534 | 10008.51 | 0.56545 | 18.6534 | 4684.431 | 0.26466
18.6786 | 10109.21 | 0.57114 | 18.6786 | 4682.108 | 0.26453
18.7039 | 10131.76 | 0.57242 | 18.7039 | 4622.11 | 0.26114
18.7291 | 10090.65 | 0.57009 | 18.7291 | 4545.106 | 0.25679
18.7543 | 10062.52 | 0.5685 | 18.7543 | 4502.649 | 0.25439
18.7796 | 10045.67 | 0.56755 | 18.7796 | 4508.098 | 0.25469
18.8048 | 10001.43 | 0.56505 | 18.8048 | 4507.963 | 0.25469
18.8301 | 9970.438 | 0.5633 | 18.8301 | 4553.176 | 0.25724
18.8553 | 9968.625 | 0.5632 | 18.8553 | 4471.02 | 0.2526
18.8805 | 9911.364 | 0.55996 | 18.8805 | 4388.624 | 0.24794
18.9058 | 9842.713 | 0.55609 | 18.9058 | 4462.143 | 0.2521
18.931 | 9825.762 | 0.55513 | 18.931 | 4422.537 | 0.24986
18.9563 | 9841.103 | 0.55599 | 18.9563 | 4376.14 | 0.24724
18.9815 | 9864.369 | 0.55731 | 18.9815 | 4350.926 | 0.24582
19.0068 | 9854.984 | 0.55678 | 19.0068 | 4338.939 | 0.24514
19.032 | 9818.304 | 0.55471 | 19.032 | 4363.708 | 0.24654
19.0572 | 9805.962 | 0.55401 | 19.0572 | 4392.994 | 0.24819
19.0825 | 9799.73 | 0.55366 | 19.0825 | 4353.513 | 0.24596
19.1077 | 9727.239 | 0.54956 | 19.1077 | 4355.127 | 0.24605
19.133 | 9637.585 | 0.5445 | 19.133 | 4265.995 | 0.24102
19.1582 | 9554.854 | 0.53982 | 19.1582 | 4279.675 | 0.24179
19.1834 | 9497.398 | 0.53658 | 19.1834 | 4284.647 | 0.24207
19.2087 | 9464.822 | 0.53474 | 19.2087 | 4269.178 | 0.2412
19.2339 | 9499.53 | 0.5367 | 19.2339 | 4250.059 | 0.24012
19.2592 | 9529.12 | 0.53837 | 19.2592 | 4250.056 | 0.24012
19.2844 | 9525.523 | 0.53817 | 19.2844 | 4208.547 | 0.23777
19.3097 | 9447.113 | 0.53374 | 19.3097 | 4162.212 | 0.23515
19.3349 | 9337.168 | 0.52752 | 19.3349 | 4161.137 | 0.23509
19.3601 | 9324.945 | 0.52683 | 19.3601 | 4157.01 | 0.23486
19.3854 | 9404.264 | 0.53131 | 19.3854 | 4130.134 | 0.23334
19.4106 | 9481.91 | 0.5357 | 19.4106 | 4106.05 | 0.23198
19.4359 | 9472.718 | 0.53518 | 19.4359 | 4115.242 | 0.2325
19.4611 | 9269.523 | 0.5237 | 19.4611 | 4119.807 | 0.23276
19.4863 | 9273.927 | 0.52395 | 19.4863 | 4119.623 | 0.23275
19.5116 | 9346.042 | 0.52802 | 19.5116 | 4106.718 | 0.23202
19.5368 | 9271.698 | 0.52382 | 19.5368 | 4056.185 | 0.22916
19.5621 | 9215.223 | 0.52063 | 19.5621 | 4015.951 | 0.22689
19.5873 | 9252.755 | 0.52275 | 19.5873 | 3992.293 | 0.22555
19.6125 | 9274.85 | 0.524 | 19.6125 | 3984.937 | 0.22514
19.6378 | 9239.332 | 0.522 | 19.6378 | 3992.09 | 0.22554
19.663 | 9220.221 | 0.52092 | 19.663 | 3988.683 | 0.22535
19.6883 | 9212.825 | 0.5205 | 19.6883 | 3967.854 | 0.22417
19.7135 | 9138.966 | 0.51633 | 19.7135 | 3979.527 | 0.22483
19.7387 | 9072.292 | 0.51256 | 19.7387 | 3980.017 | 0.22486
19.764 | 9100.673 | 0.51416 | 19.764 | 3923.018 | 0.22164
19.7892 | 9144.22 | 0.51662 | 19.7892 | 3876.205 | 0.21899
19.8145 | 9143.928 | 0.51661 | 19.8145 | 3855.251 | 0.21781
19.8397 | 9046.491 | 0.5111 | 19.8397 | 3859.366 | 0.21804
19.865 | 8935.311 | 0.50482 | 19.865 | 3857.881 | 0.21796
19.8902 | 8877.74 | 0.50157 | 19.8902 | 3839.631 | 0.21693
19.9154 | 8852.128 | 0.50012 | 19.9154 | 3823.133 | 0.216
19.9407 | 8837.354 | 0.49929 | 19.9407 | 3814.08 | 0.21548
19.9659 | 8846.987 | 0.49983 | 19.9659 | 3797.365 | 0.21454
19.9912 | 8847.757 | 0.49987 | 19.9912 | 3766.96 | 0.21282
20.0164 | 8763.493 | 0.49511 | 20.0164 | 3744.647 | 0.21156
20.0417 | 8637.91 | 0.48802 | 20.0417 | 3757.905 | 0.21231
20.0669 | 8613.574 | 0.48664 | 20.0669 | 3785.279 | 0.21386
20.0921 | 8657.669 | 0.48913 | 20.0921 | 3698.325 | 0.20894
20.1174 | 8680.246 | 0.49041 | 20.1174 | 3723.658 | 0.21038
20.1426 | 8715.052 | 0.49238 | 20.1426 | 3729.396 | 0.2107
20.1679 | 8736.372 | 0.49358 | 20.1679 | 3701.147 | 0.2091
20.1931 | 8686.334 | 0.49075 | 20.1931 | 3678.712 | 0.20784
20.2183 | 8609.528 | 0.48641 | 20.2183 | 3652.378 | 0.20635
20.2436 | 8553.788 | 0.48326 | 20.2436 | 3649.795 | 0.2062
20.2688 | 8480.735 | 0.47914 | 20.2688 | 3638.939 | 0.20559
20.2941 | 8396.834 | 0.4744 | 20.2941 | 3635.334 | 0.20539
20.3193 | 8393.89 | 0.47423 | 20.3193 | 3654.735 | 0.20648
20.3446 | 8452.366 | 0.47753 | 20.3446 | 3639.582 | 0.20563
20.3698 | 8410.392 | 0.47516 | 20.3698 | 3565.266 | 0.20143
20.395 | 8297.891 | 0.46881 | 20.395 | 3508.412 | 0.19822
20.4203 | 8307.857 | 0.46937 | 20.4203 | 3505.078 | 0.19803
20.4455 | 8327.203 | 0.47046 | 20.4455 | 3520.678 | 0.19891
20.4707 | 8241.45 | 0.46562 | 20.4707 | 3482.526 | 0.19675
20.496 | 8233.153 | 0.46515 | 20.496 | 3422.582 | 0.19337
20.5212 | 8282.358 | 0.46793 | 20.5212 | 3480.269 | 0.19663
20.5465 | 8328.181 | 0.47052 | 20.5465 | 3502.661 | 0.19789
20.5717 | 8334.434 | 0.47087 | 20.5717 | 3471.088 | 0.19611
20.597 | 8276.886 | 0.46762 | 20.597 | 3400.211 | 0.1921
20.6222 | 8215.7 | 0.46416 | 20.6222 | 3361.627 | 0.18992
20.6474 | 8165.697 | 0.46134 | 20.6474 | 3399.338 | 0.19205
20.6727 | 8092.022 | 0.45718 | 20.6727 | 3434.537 | 0.19404
20.6979 | 8029.925 | 0.45367 | 20.6979 | 3386.718 | 0.19134
20.7232 | 8044.15 | 0.45447 | 20.7232 | 3305.579 | 0.18676
20.7484 | 8100.058 | 0.45763 | 20.7484 | 3256.261 | 0.18397
20.7736 | 8143.379 | 0.46008 | 20.7736 | 3221.216 | 0.18199
20.7989 | 8141.722 | 0.45998 | 20.7989 | 3282.449 | 0.18545
20.8241 | 8086.542 | 0.45687 | 20.8241 | 3290.744 | 0.18592
20.8494 | 8114.74 | 0.45846 | 20.8494 | 3288.886 | 0.18581
20.8746 | 8133.422 | 0.45952 | 20.8746 | 3307.046 | 0.18684
20.8999 | 8035.051 | 0.45396 | 20.8999 | 3288.998 | 0.18582
20.9251 | 7929.277 | 0.44798 | 20.9251 | 3235.62 | 0.1828
20.9503 | 7835.686 | 0.44269 | 20.9503 | 3194.567 | 0.18048
20.9756 | 7763.997 | 0.43864 | 20.9756 | 3180.423 | 0.17968
21.0008 | 7687.632 | 0.43433 | 21.0008 | 3182.568 | 0.17981
21.0261 | 7585.05 | 0.42853 | 21.0261 | 3189.711 | 0.18021
21.0513 | 7549.693 | 0.42654 | 21.0513 | 3195.439 | 0.18053
21.0766 | 7612.261 | 0.43007 | 21.0766 | 3195.444 | 0.18053
21.1018 | 7668.104 | 0.43323 | 21.1018 | 3185.128 | 0.17995
21.127 | 7673.591 | 0.43354 | 21.127 | 3165.492 | 0.17884
21.1523 | 7693.286 | 0.43465 | 21.1523 | 3148.682 | 0.17789
21.1775 | 7725.224 | 0.43645 | 21.1775 | 3143.418 | 0.17759
21.2028 | 7703.48 | 0.43522 | 21.2028 | 3142.118 | 0.17752
21.228 | 7634.311 | 0.43132 | 21.228 | 3122.154 | 0.17639
21.2532 | 7530.521 | 0.42545 | 21.2532 | 3088.153 | 0.17447
21.2785 | 7517.38 | 0.42471 | 21.2785 | 3080.009 | 0.17401
21.3037 | 7553.304 | 0.42674 | 21.3037 | 3071.149 | 0.17351
21.329 | 7509.649 | 0.42427 | 21.329 | 3038.866 | 0.17169
21.3542 | 7417.351 | 0.41906 | 21.3542 | 3020.772 | 0.17067
21.3794 | 7329.759 | 0.41411 | 21.3794 | 3020.764 | 0.17066
21.4047 | 7304.718 | 0.4127 | 21.4047 | 3002.364 | 0.16963
21.4299 | 7338.028 | 0.41458 | 21.4299 | 2976.185 | 0.16815
21.4552 | 7376.115 | 0.41673 | 21.4552 | 2990.264 | 0.16894
21.4804 | 7394.053 | 0.41774 | 21.4804 | 3015.899 | 0.17039
21.5056 | 7397.049 | 0.41791 | 21.5056 | 3011.062 | 0.17012
21.5309 | 7382.881 | 0.41711 | 21.5309 | 2990.591 | 0.16896
21.5561 | 7348.183 | 0.41515 | 21.5561 | 2968.945 | 0.16774
21.5814 | 7308.546 | 0.41291 | 21.5814 | 2931.051 | 0.1656
21.6066 | 7285.573 | 0.41161 | 21.6066 | 2883.564 | 0.16291
21.6319 | 7286.163 | 0.41165 | 21.6319 | 2869.62 | 0.16213
21.6571 | 7298.823 | 0.41236 | 21.6571 | 2863.146 | 0.16176
21.6823 | 7283.026 | 0.41147 | 21.6823 | 2861.564 | 0.16167
21.7076 | 7240.657 | 0.40908 | 21.7076 | 2916.445 | 0.16477
21.7328 | 7195.622 | 0.40653 | 21.7328 | 2951.156 | 0.16673
21.7581 | 7158.741 | 0.40445 | 21.7581 | 2864.006 | 0.16181
21.7833 | 7131.001 | 0.40288 | 21.7833 | 2863.102 | 0.16176
21.8086 | 7090.607 | 0.4006 | 21.8086 | 2856.167 | 0.16137
21.8338 | 7039.577 | 0.39772 | 21.8338 | 2818.5 | 0.15924
21.859 | 6988.759 | 0.39485 | 21.859 | 2809.571 | 0.15873
21.8843 | 6954.305 | 0.3929 | 21.8843 | 2823.773 | 0.15954
21.9095 | 6947.559 | 0.39252 | 21.9095 | 2799.861 | 0.15818
21.9348 | 6958.007 | 0.39311 | 21.9348 | 2777.232 | 0.15691
21.96 | 6954.643 | 0.39292 | 21.96 | 2774.304 | 0.15674
21.9852 | 6877.903 | 0.38858 | 21.9852 | 2788.342 | 0.15753
22.0105 | 6779.048 | 0.383 | 22.0105 | 2787.528 | 0.15749
22.0357 | 6773.789 | 0.3827 | 22.0357 | 2740.553 | 0.15483
22.061 | 6823.78 | 0.38552 | 22.061 | 2716.377 | 0.15347
22.0862 | 6852.738 | 0.38716 | 22.0862 | 2742.281 | 0.15493
22.1114 | 6846.692 | 0.38682 | 22.1114 | 2752.611 | 0.15551
22.1367 | 6793.722 | 0.38383 | 22.1367 | 2711.297 | 0.15318
22.1619 | 6767.517 | 0.38235 | 22.1619 | 2693.71 | 0.15219
22.1872 | 6769.15 | 0.38244 | 22.1872 | 2702.507 | 0.15268
22.2124 | 6870.713 | 0.38818 | 22.2124 | 2697.97 | 0.15243
22.2376 | 6897.734 | 0.3897 | 22.2376 | 2677.953 | 0.1513
22.2629 | 6774.505 | 0.38274 | 22.2629 | 2664.325 | 0.15053
22.2881 | 6712.558 | 0.37924 | 22.2881 | 2639.292 | 0.14911
22.3134 | 6675.783 | 0.37716 | 22.3134 | 2624.634 | 0.14828
22.3386 | 6596.66 | 0.37269 | 22.3386 | 2648.723 | 0.14965
22.3639 | 6552.679 | 0.37021 | 22.3639 | 2670.527 | 0.15088
22.3891 | 6574.203 | 0.37142 | 22.3891 | 2636.485 | 0.14895
22.4143 | 6532.518 | 0.36907 | 22.4143 | 2585.972 | 0.1461
22.4396 | 6445.895 | 0.36417 | 22.4396 | 2585.329 | 0.14606
22.4648 | 6410.755 | 0.36219 | 22.4648 | 2609.083 | 0.14741
22.4901 | 6413.726 | 0.36236 | 22.4901 | 2605.459 | 0.1472
22.5153 | 6409.904 | 0.36214 | 22.5153 | 2590.712 | 0.14637
22.5405 | 6405.374 | 0.36189 | 22.5405 | 2589.615 | 0.14631
22.5658 | 6410.281 | 0.36216 | 22.5658 | 2585.193 | 0.14606
22.591 | 6415.289 | 0.36245 | 22.591 | 2566.251 | 0.14499
22.6163 | 6425.552 | 0.36303 | 22.6163 | 2536.061 | 0.14328
22.6415 | 6458.653 | 0.3649 | 22.6415 | 2501.876 | 0.14135
22.6668 | 6488.156 | 0.36656 | 22.6668 | 2499.082 | 0.14119
22.692 | 6465.39 | 0.36528 | 22.692 | 2514.914 | 0.14209
22.7172 | 6424.33 | 0.36296 | 22.7172 | 2482.436 | 0.14025
22.7425 | 6393.211 | 0.3612 | 22.7425 | 2433.086 | 0.13746
22.7677 | 6343.427 | 0.35839 | 22.7677 | 2421.356 | 0.1368
22.793 | 6269.186 | 0.35419 | 22.793 | 2443.558 | 0.13805
22.8182 | 6176.349 | 0.34895 | 22.8182 | 2432.432 | 0.13743
22.8434 | 6118.195 | 0.34566 | 22.8434 | 2405.402 | 0.1359
22.8687 | 6144.909 | 0.34717 | 22.8687 | 2413.964 | 0.13638
22.8939 | 6167.981 | 0.34847 | 22.8939 | 2410.628 | 0.13619
22.9192 | 6135.194 | 0.34662 | 22.9192 | 2420.021 | 0.13672
22.9444 | 6078.077 | 0.34339 | 22.9444 | 2380.465 | 0.13449
22.9697 | 6011.075 | 0.33961 | 22.9697 | 2345.462 | 0.13251
22.9949 | 5950.115 | 0.33616 | 22.9949 | 2349.451 | 0.13274
23.0201 | 5917.832 | 0.33434 | 23.0201 | 2363.277 | 0.13352
23.0454 | 5935.745 | 0.33535 | 23.0454 | 2389.785 | 0.13502
23.0706 | 5973.82 | 0.3375 | 23.0706 | 2383.44 | 0.13466
23.0959 | 5998.648 | 0.33891 | 23.0959 | 2334.084 | 0.13187
23.1211 | 5965.673 | 0.33704 | 23.1211 | 2295.554 | 0.12969
23.1463 | 5889.087 | 0.33272 | 23.1463 | 2288.829 | 0.12931
23.1716 | 5822.937 | 0.32898 | 23.1716 | 2293.955 | 0.1296
23.1968 | 5792.587 | 0.32726 | 23.1968 | 2294.243 | 0.12962
23.2221 | 5799.284 | 0.32764 | 23.2221 | 2291.51 | 0.12946
23.2473 | 5810.128 | 0.32826 | 23.2473 | 2283.866 | 0.12903
23.2725 | 5796.193 | 0.32747 | 23.2725 | 2262.52 | 0.12783
23.2978 | 5770.215 | 0.326 | 23.2978 | 2242.334 | 0.12669
23.323 | 5755.95 | 0.32519 | 23.323 | 2242.979 | 0.12672
23.3483 | 5789.827 | 0.32711 | 23.3483 | 2251.213 | 0.12719
23.3735 | 5815.816 | 0.32858 | 23.3735 | 2250.573 | 0.12715
23.3987 | 5738.059 | 0.32418 | 23.3987 | 2244.218 | 0.12679
23.424 | 5683.973 | 0.32113 | 23.424 | 2226.991 | 0.12582
23.4492 | 5738.556 | 0.32421 | 23.4492 | 2199.771 | 0.12428
23.4745 | 5812.271 | 0.32838 | 23.4745 | 2188.747 | 0.12366
23.4997 | 5870.107 | 0.33164 | 23.4997 | 2195.271 | 0.12403
23.525 | 5746.9 | 0.32468 | 23.525 | 2201.923 | 0.1244
23.5502 | 5616.119 | 0.31729 | 23.5502 | 2187.955 | 0.12361
23.5754 | 5610.589 | 0.31698 | 23.5754 | 2167.982 | 0.12248
23.6007 | 5623.971 | 0.31774 | 23.6007 | 2152.426 | 0.12161
23.6259 | 5635.709 | 0.3184 | 23.6259 | 2134.837 | 0.12061
23.6512 | 5574.354 | 0.31494 | 23.6512 | 2148.757 | 0.1214
23.6764 | 5508.296 | 0.3112 | 23.6764 | 2158.339 | 0.12194
23.7017 | 5527.909 | 0.31231 | 23.7017 | 2111.333 | 0.11928
23.7269 | 5551.663 | 0.31365 | 23.7269 | 2065.821 | 0.11671
23.7521 | 5545.258 | 0.31329 | 23.7521 | 2077.742 | 0.11739
23.7774 | 5524.743 | 0.31213 | 23.7774 | 2094.007 | 0.11831
23.8026 | 5493.976 | 0.31039 | 23.8026 | 2088.561 | 0.118
23.8279 | 5438.229 | 0.30724 | 23.8279 | 2043.541 | 0.11545
23.8531 | 5394.543 | 0.30478 | 23.8531 | 2032.406 | 0.11483
23.8783 | 5394.528 | 0.30478 | 23.8783 | 2051.301 | 0.11589
23.9036 | 5384.545 | 0.30421 | 23.9036 | 2027.698 | 0.11456
23.9288 | 5341.762 | 0.30179 | 23.9288 | 2011.776 | 0.11366
23.9541 | 5315.656 | 0.30032 | 23.9541 | 2027.868 | 0.11457
23.9793 | 5311.495 | 0.30008 | 23.9793 | 2026.1 | 0.11447
24.0045 | 5293.931 | 0.29909 | 24.0045 | 2004.548 | 0.11325
24.0298 | 5258.624 | 0.2971 | 24.0298 | 1986.78 | 0.11225
24.055 | 5217.7 | 0.29479 | 24.055 | 1981.482 | 0.11195
24.0803 | 5179.579 | 0.29263 | 24.0803 | 1982.309 | 0.11199
24.1055 | 5143.862 | 0.29061 | 24.1055 | 1979.634 | 0.11184
24.1307 | 5098.086 | 0.28803 | 24.1307 | 1977.699 | 0.11173
24.156 | 5053.958 | 0.28553 | 24.156 | 1973.063 | 0.11147
24.1812 | 5061.839 | 0.28598 | 24.1812 | 1961.871 | 0.11084
24.2065 | 5097.689 | 0.28801 | 24.2065 | 1953.498 | 0.11037
24.2317 | 5104.817 | 0.28841 | 24.2317 | 1953.142 | 0.11035
24.257 | 5082.917 | 0.28717 | 24.257 | 1940.129 | 0.10961
24.2822 | 5047.742 | 0.28518 | 24.2822 | 1927.972 | 0.10892
24.3074 | 5028.325 | 0.28409 | 24.3074 | 1935.988 | 0.10938
24.3327 | 5025.262 | 0.28391 | 24.3327 | 1937.598 | 0.10947
24.3579 | 4996.669 | 0.2823 | 24.3579 | 1931.774 | 0.10914
24.3832 | 4961.297 | 0.2803 | 24.3832 | 1925.808 | 0.1088
24.4084 | 4959.256 | 0.28018 | 24.4084 | 1906.93 | 0.10774
24.4337 | 4959.121 | 0.28018 | 24.4337 | 1876.162 | 0.106
24.4589 | 4933.042 | 0.2787 | 24.4589 | 1858.14 | 0.10498
24.4841 | 4889.858 | 0.27626 | 24.4841 | 1863.555 | 0.10529
24.5094 | 4839.902 | 0.27344 | 24.5094 | 1862.575 | 0.10523
24.5346 | 4814.168 | 0.27199 | 24.5346 | 1855.049 | 0.10481
24.5599 | 4784.133 | 0.27029 | 24.5599 | 1880.48 | 0.10624
24.5851 | 4712.173 | 0.26622 | 24.5851 | 1889.243 | 0.10674
24.6103 | 4663.472 | 0.26347 | 24.6103 | 1832.571 | 0.10354
24.6356 | 4663.921 | 0.2635 | 24.6356 | 1778.842 | 0.1005
24.6608 | 4638.077 | 0.26204 | 24.6608 | 1794.347 | 0.10138
24.6861 | 4603.49 | 0.26008 | 24.6861 | 1824.955 | 0.1031
24.7113 | 4654.18 | 0.26295 | 24.7113 | 1820.124 | 0.10283
24.7366 | 4723.247 | 0.26685 | 24.7366 | 1789.381 | 0.10109
24.7618 | 4713.273 | 0.26629 | 24.7618 | 1779.213 | 0.10052
24.787 | 4655.345 | 0.26301 | 24.787 | 1784.313 | 0.10081
24.8123 | 4606.959 | 0.26028 | 24.8123 | 1767.486 | 0.099858
24.8375 | 4628.739 | 0.26151 | 24.8375 | 1752.988 | 0.099039
24.8627 | 4687.091 | 0.26481 | 24.8627 | 1745.005 | 0.098588
24.888 | 4662.598 | 0.26342 | 24.888 | 1715.958 | 0.096947
24.9132 | 4598.688 | 0.25981 | 24.9132 | 1703.332 | 0.096233
24.9385 | 4603.932 | 0.26011 | 24.9385 | 1724.911 | 0.097453
24.9637 | 4614.045 | 0.26068 | 24.9637 | 1715.256 | 0.096907
24.989 | 4566.732 | 0.25801 | 24.989 | 1680.217 | 0.094928
25.0142 | 4509.51 | 0.25477 | 25.0142 | 1689.275 | 0.095439
25.0394 | 4470.478 | 0.25257 | 25.0394 | 1710.595 | 0.096644
25.0647 | 4464.485 | 0.25223 | 25.0647 | 1715.134 | 0.0969
25.0899 | 4476.698 | 0.25292 | 25.0899 | 1698.181 | 0.095942
25.1152 | 4463.664 | 0.25218 | 25.1152 | 1693.866 | 0.095699
25.1404 | 4428.455 | 0.2502 | 25.1404 | 1692.385 | 0.095615
25.1656 | 4365.97 | 0.24666 | 25.1656 | 1689.464 | 0.09545
25.1909 | 4336.226 | 0.24498 | 25.1909 | 1662.824 | 0.093945
25.2161 | 4344.199 | 0.24543 | 25.2161 | 1642.849 | 0.092816
25.2414 | 4336.334 | 0.24499 | 25.2414 | 1616.299 | 0.091316
25.2666 | 4328.21 | 0.24453 | 25.2666 | 1620.105 | 0.091531
25.2919 | 4353.17 | 0.24594 | 25.2919 | 1632.356 | 0.092224
25.3171 | 4360.08 | 0.24633 | 25.3171 | 1625.895 | 0.091858
25.3423 | 4332.188 | 0.24476 | 25.3423 | 1629.781 | 0.092078
25.3676 | 4329.244 | 0.24459 | 25.3676 | 1632.452 | 0.092229
25.3928 | 4334.693 | 0.2449 | 25.3928 | 1580.301 | 0.089283
25.4181 | 4292.1 | 0.24249 | 25.4181 | 1555.639 | 0.087889
25.4433 | 4257.91 | 0.24056 | 25.4433 | 1559.158 | 0.088088
25.4686 | 4277.456 | 0.24166 | 25.4686 | 1592.113 | 0.08995
25.4938 | 4280.707 | 0.24185 | 25.4938 | 1620.842 | 0.091573
25.519 | 4254.618 | 0.24037 | 25.519 | 1621.65 | 0.091619
25.5443 | 4226.25 | 0.23877 | 25.5443 | 1589.086 | 0.089779
25.5695 | 4196.001 | 0.23706 | 25.5695 | 1582.026 | 0.08938
25.5948 | 4148.875 | 0.2344 | 25.5948 | 1562.684 | 0.088287
25.62 | 4098.181 | 0.23154 | 25.62 | 1549.825 | 0.087561
25.6452 | 4060.101 | 0.22938 | 25.6452 | 1547.611 | 0.087436
25.6705 | 4052.824 | 0.22897 | 25.6705 | 1544.85 | 0.08728
25.6957 | 4067.975 | 0.22983 | 25.6957 | 1535.206 | 0.086735
25.721 | 4072.991 | 0.23011 | 25.721 | 1542.552 | 0.08715
25.7462 | 4057.993 | 0.22927 | 25.7462 | 1545.672 | 0.087326
25.7714 | 4026.604 | 0.22749 | 25.7714 | 1541.703 | 0.087102
25.7967 | 3994.928 | 0.2257 | 25.7967 | 1554.551 | 0.087828
25.8219 | 3978.701 | 0.22479 | 25.8219 | 1554.932 | 0.087849
25.8472 | 3966.95 | 0.22412 | 25.8472 | 1534.052 | 0.08667
25.8724 | 3963.422 | 0.22392 | 25.8724 | 1510.677 | 0.085349
25.8976 | 3990.672 | 0.22546 | 25.8976 | 1490.946 | 0.084234
25.9229 | 4012.188 | 0.22668 | 25.9229 | 1488.632 | 0.084104
25.9481 | 3960.826 | 0.22378 | 25.9481 | 1517.967 | 0.085761
25.9734 | 3908.522 | 0.22082 | 25.9734 | 1530.669 | 0.086478
25.9986 | 3924.615 | 0.22173 | 25.9986 | 1506.025 | 0.085086
26.0239 | 3912.479 | 0.22104 | 26.0239 | 1506.479 | 0.085112
26.0491 | 3844.565 | 0.21721 | 26.0491 | 1502.706 | 0.084899
26.0743 | 3804.897 | 0.21497 | 26.0743 | 1469.322 | 0.083013
26.0996 | 3796.172 | 0.21447 | 26.0996 | 1454.642 | 0.082183
26.1248 | 3803.588 | 0.21489 | 26.1248 | 1437.721 | 0.081227
26.1501 | 3788.157 | 0.21402 | 26.1501 | 1429.478 | 0.080761
26.1753 | 3732.654 | 0.21088 | 26.1753 | 1416.121 | 0.080007
26.2005 | 3708.163 | 0.2095 | 26.2005 | 1382.055 | 0.078082
26.2258 | 3730.227 | 0.21075 | 26.2258 | 1400.215 | 0.079108
26.251 | 3775.998 | 0.21333 | 26.251 | 1409.233 | 0.079618
26.2763 | 3808.881 | 0.21519 | 26.2763 | 1407.294 | 0.079508
26.3015 | 3801.387 | 0.21477 | 26.3015 | 1395.908 | 0.078865
26.3268 | 3742.849 | 0.21146 | 26.3268 | 1361.735 | 0.076934
26.352 | 3660.587 | 0.20681 | 26.352 | 1333.666 | 0.075348
26.3772 | 3630.766 | 0.20513 | 26.3772 | 1374.307 | 0.077644
26.4025 | 3614.629 | 0.20422 | 26.4025 | 1411.132 | 0.079725
26.4277 | 3549.447 | 0.20053 | 26.4277 | 1390.526 | 0.078561
26.453 | 3521.023 | 0.19893 | 26.453 | 1369.913 | 0.077396
26.4782 | 3561.413 | 0.20121 | 26.4782 | 1377.637 | 0.077833
26.5034 | 3560.129 | 0.20114 | 26.5034 | 1383.087 | 0.078141
26.5287 | 3504.287 | 0.19798 | 26.5287 | 1357.472 | 0.076693
26.5539 | 3462.816 | 0.19564 | 26.5539 | 1332.695 | 0.075294
26.5792 | 3472.593 | 0.19619 | 26.5792 | 1345.674 | 0.076027
26.6044 | 3532.727 | 0.19959 | 26.6044 | 1339.967 | 0.075704
26.6297 | 3571.407 | 0.20177 | 26.6297 | 1318.819 | 0.07451
26.6549 | 3553.822 | 0.20078 | 26.6549 | 1308.594 | 0.073932
26.6801 | 3536.754 | 0.19982 | 26.6801 | 1298.885 | 0.073383
26.7054 | 3528.902 | 0.19937 | 26.7054 | 1308.144 | 0.073906
26.7306 | 3504.501 | 0.19799 | 26.7306 | 1327.797 | 0.075017
26.7559 | 3461.032 | 0.19554 | 26.7559 | 1331.573 | 0.07523
26.7811 | 3404.524 | 0.19235 | 26.7811 | 1296.29 | 0.073237
26.8063 | 3367.908 | 0.19028 | 26.8063 | 1286.026 | 0.072657
26.8316 | 3383.344 | 0.19115 | 26.8316 | 1279.381 | 0.072281
26.8568 | 3376.243 | 0.19075 | 26.8568 | 1288.855 | 0.072817
26.8821 | 3342.822 | 0.18886 | 26.8821 | 1303.217 | 0.073628
26.9073 | 3328.703 | 0.18806 | 26.9073 | 1288.35 | 0.072788
26.9325 | 3331.428 | 0.18822 | 26.9325 | 1241.068 | 0.070117
26.9578 | 3355.764 | 0.18959 | 26.9578 | 1266.203 | 0.071537
26.983 | 3356.404 | 0.18963 | 26.983 | 1242.627 | 0.070205
27.0083 | 3293.2 | 0.18606 | 27.0083 | 1253.791 | 0.070836
27.0335 | 3234.777 | 0.18276 | 27.0335 | 1264.24 | 0.071426
27.0587 | 3189.443 | 0.18019 | 27.0587 | 1240.522 | 0.070086
27.084 | 3166.382 | 0.17889 | 27.084 | 1234.361 | 0.069738
27.1092 | 3168.549 | 0.17901 | 27.1092 | 1241.126 | 0.07012
27.1345 | 3209.793 | 0.18134 | 27.1345 | 1194.364 | 0.067478
27.1597 | 3235.716 | 0.18281 | 27.1597 | 1197.882 | 0.067677
27.185 | 3234.687 | 0.18275 | 27.185 | 1211.686 | 0.068457
27.2102 | 3230.933 | 0.18254 | 27.2102 | 1176.099 | 0.066446
27.2354 | 3211.724 | 0.18145 | 27.2354 | 1168.261 | 0.066003
27.2607 | 3162.02 | 0.17865 | 27.2607 | 1176.987 | 0.066496
27.2859 | 3145.955 | 0.17774 | 27.2859 | 1174.057 | 0.066331
27.3112 | 3181.182 | 0.17973 | 27.3112 | 1158.057 | 0.065427
27.3364 | 3182.267 | 0.17979 | 27.3364 | 1153.325 | 0.06516
27.3617 | 3141.381 | 0.17748 | 27.3617 | 1171.846 | 0.066206
27.3869 | 3106.086 | 0.17549 | 27.3869 | 1165.771 | 0.065863
27.4121 | 3085.867 | 0.17434 | 27.4121 | 1155.997 | 0.065311
27.4374 | 3071.679 | 0.17354 | 27.4374 | 1158.249 | 0.065438
27.4626 | 3058.409 | 0.17279 | 27.4626 | 1149.745 | 0.064957
27.4879 | 3048.209 | 0.17222 | 27.4879 | 1148.514 | 0.064888
27.5131 | 3051.865 | 0.17242 | 27.5131 | 1135.538 | 0.064155
27.5383 | 3046.806 | 0.17214 | 27.5383 | 1130.875 | 0.063891
27.5636 | 2984.523 | 0.16862 | 27.5636 | 1148.992 | 0.064915
27.5888 | 2917.152 | 0.16481 | 27.5888 | 1153.412 | 0.065165
27.6141 | 2928.563 | 0.16546 | 27.6141 | 1113.018 | 0.062882
27.6393 | 2963.621 | 0.16744 | 27.6393 | 1136.468 | 0.064207
27.6645 | 2999.682 | 0.16947 | 27.6645 | 1136.703 | 0.064221
27.6898 | 3021.781 | 0.17072 | 27.6898 | 1123.855 | 0.063495
27.715 | 3019.894 | 0.17062 | 27.715 | 1103.854 | 0.062365
27.7403 | 2995.858 | 0.16926 | 27.7403 | 1103.742 | 0.062358
27.7655 | 2950.432 | 0.16669 | 27.7655 | 1107.702 | 0.062582
27.7907 | 2892.697 | 0.16343 | 27.7907 | 1105.084 | 0.062434
27.816 | 2867.563 | 0.16201 | 27.816 | 1099.139 | 0.062098
27.8412 | 2890.872 | 0.16333 | 27.8412 | 1111.342 | 0.062788
27.8665 | 2900.85 | 0.16389 | 27.8665 | 1109.521 | 0.062685
27.8917 | 2896.992 | 0.16367 | 27.8917 | 1107.969 | 0.062597
27.917 | 2887.087 | 0.16311 | 27.917 | 1114.884 | 0.062988
27.9422 | 2876.526 | 0.16252 | 27.9422 | 1103.396 | 0.062339
27.9674 | 2868.522 | 0.16206 | 27.9674 | 1073.175 | 0.060631
27.9927 | 2832.768 | 0.16004 | 27.9927 | 1055.958 | 0.059659
28.0179 | 2788.877 | 0.15756 | 28.0179 | 1063.128 | 0.060064
28.0432 | 2781.209 | 0.15713 | 28.0432 | 1085.445 | 0.061325
28.0684 | 2773.632 | 0.1567 | 28.0684 | 1090.051 | 0.061585
28.0937 | 2738.477 | 0.15472 | 28.0937 | 1068.07 | 0.060343
28.1189 | 2726.72 | 0.15405 | 28.1189 | 1061.39 | 0.059966
28.1441 | 2744.069 | 0.15503 | 28.1441 | 1037.612 | 0.058622
28.1694 | 2712.717 | 0.15326 | 28.1694 | 1002.557 | 0.056642
28.1946 | 2665.321 | 0.15058 | 28.1946 | 1005.778 | 0.056824
28.2199 | 2658.297 | 0.15019 | 28.2199 | 1011.424 | 0.057143
28.2451 | 2665.581 | 0.1506 | 28.2451 | 1006.67 | 0.056874
28.2703 | 2662.528 | 0.15043 | 28.2703 | 1007.929 | 0.056945
28.2956 | 2657.205 | 0.15012 | 28.2956 | 1001.935 | 0.056606
28.3208 | 2650.518 | 0.14975 | 28.3208 | 1001.006 | 0.056554
28.3461 | 2633.245 | 0.14877 | 28.3461 | 1022.169 | 0.05775
28.3713 | 2609.067 | 0.1474 | 28.3713 | 1018.652 | 0.057551
28.3965 | 2586.838 | 0.14615 | 28.3965 | 997.4745 | 0.056354
28.4218 | 2569.101 | 0.14515 | 28.4218 | 995.2444 | 0.056228
28.447 | 2560.591 | 0.14467 | 28.447 | 971.0193 | 0.05486
28.4723 | 2569.78 | 0.14519 | 28.4723 | 970.9328 | 0.054855
28.4975 | 2579.706 | 0.14575 | 28.4975 | 983.0934 | 0.055542
28.5227 | 2538.927 | 0.14344 | 28.5227 | 951.6979 | 0.053768
28.548 | 2499.205 | 0.1412 | 28.548 | 967.2643 | 0.054648
28.5732 | 2565.906 | 0.14497 | 28.5732 | 985.5894 | 0.055683
28.5985 | 2608.321 | 0.14736 | 28.5985 | 972.2368 | 0.054929
28.6237 | 2582.442 | 0.1459 | 28.6237 | 979.4553 | 0.055336
28.649 | 2545.682 | 0.14382 | 28.649 | 961.9773 | 0.054349
28.6742 | 2504.723 | 0.14151 | 28.6742 | 962.5598 | 0.054382
28.6994 | 2481.614 | 0.1402 | 28.6994 | 942.2278 | 0.053233
28.7247 | 2472.998 | 0.13972 | 28.7247 | 944.2515 | 0.053348
28.7499 | 2483.293 | 0.1403 | 28.7499 | 949.3116 | 0.053633
28.7752 | 2504.718 | 0.14151 | 28.7752 | 924.0521 | 0.052206
28.8004 | 2526.263 | 0.14273 | 28.8004 | 917.8384 | 0.051855
28.8256 | 2517.945 | 0.14226 | 28.8256 | 956.147 | 0.05402
28.8509 | 2488.711 | 0.14061 | 28.8509 | 974.0416 | 0.055031
28.8761 | 2454.151 | 0.13865 | 28.8761 | 946.8008 | 0.053492
28.9014 | 2413.584 | 0.13636 | 28.9014 | 906.1354 | 0.051194
28.9266 | 2369.125 | 0.13385 | 28.9266 | 912.3824 | 0.051547
28.9519 | 2348.314 | 0.13267 | 28.9519 | 936.8025 | 0.052927
28.9771 | 2343.794 | 0.13242 | 28.9771 | 960.1214 | 0.054244
29.0023 | 2352.259 | 0.1329 | 29.0023 | 955.3039 | 0.053972
29.0276 | 2346.378 | 0.13256 | 29.0276 | 894.28 | 0.050524
29.0528 | 2319.284 | 0.13103 | 29.0528 | 876.3333 | 0.04951
29.0781 | 2313.792 | 0.13072 | 29.0781 | 914.8327 | 0.051685
29.1033 | 2329.315 | 0.1316 | 29.1033 | 936.8356 | 0.052929
29.1285 | 2328.771 | 0.13157 | 29.1285 | 916.9994 | 0.051808
29.1538 | 2304.856 | 0.13022 | 29.1538 | 913.2763 | 0.051598
29.179 | 2265.617 | 0.128 | 29.179 | 899.1202 | 0.050798
29.2043 | 2241.821 | 0.12666 | 29.2043 | 884.5859 | 0.049977
29.2295 | 2244.535 | 0.12681 | 29.2295 | 894.832 | 0.050555
29.2548 | 2239.399 | 0.12652 | 29.2548 | 906.9758 | 0.051242
29.28 | 2226.706 | 0.1258 | 29.28 | 887.7486 | 0.050155
29.3052 | 2233.752 | 0.1262 | 29.3052 | 871.1707 | 0.049219
29.3305 | 2246.122 | 0.1269 | 29.3305 | 880.1963 | 0.049729
29.3557 | 2240.476 | 0.12658 | 29.3557 | 888.7429 | 0.050211
29.381 | 2213.668 | 0.12507 | 29.381 | 883.4019 | 0.04991
29.4062 | 2169.122 | 0.12255 | 29.4062 | 878.2984 | 0.049621
29.4314 | 2171.817 | 0.1227 | 29.4314 | 878.6793 | 0.049643
29.4567 | 2198.65 | 0.12422 | 29.4567 | 869.633 | 0.049132
29.4819 | 2193.846 | 0.12395 | 29.4819 | 848.5746 | 0.047942
29.5072 | 2189.73 | 0.12371 | 29.5072 | 843.8955 | 0.047678
29.5324 | 2203.117 | 0.12447 | 29.5324 | 846.6041 | 0.047831
29.5576 | 2185.747 | 0.12349 | 29.5576 | 843.0889 | 0.047632
29.5829 | 2154.389 | 0.12172 | 29.5829 | 828.2717 | 0.046795
29.6081 | 2147.848 | 0.12135 | 29.6081 | 827.4765 | 0.04675
29.6334 | 2140.798 | 0.12095 | 29.6334 | 810.8863 | 0.045813
29.6586 | 2120.363 | 0.11979 | 29.6586 | 782.7703 | 0.044224
29.6839 | 2097.194 | 0.11849 | 29.6839 | 772.4288 | 0.04364
29.7091 | 2083.17 | 0.11769 | 29.7091 | 806.0531 | 0.04554
29.7343 | 2117.172 | 0.11961 | 29.7343 | 807.412 | 0.045616
29.7596 | 2152.033 | 0.12158 | 29.7596 | 793.6697 | 0.04484
29.7848 | 2141.785 | 0.121 | 29.7848 | 799.0352 | 0.045143
29.8101 | 2111.438 | 0.11929 | 29.8101 | 814.8733 | 0.046038
29.8353 | 2077.48 | 0.11737 | 29.8353 | 803.4634 | 0.045393
29.8605 | 2055.294 | 0.11612 | 29.8605 | 804.4623 | 0.04545
29.8858 | 2039.725 | 0.11524 | 29.8858 | 787.802 | 0.044509
29.911 | 2016.44 | 0.11392 | 29.911 | 764.192 | 0.043175
29.9363 | 1998.245 | 0.1129 | 29.9363 | 759.3983 | 0.042904
29.9615 | 1996.355 | 0.11279 | 29.9615 | 769.8243 | 0.043493
29.9868 | 1999.898 | 0.11299 | 29.9868 | 800.8896 | 0.045248
30.012 | 2006.928 | 0.11339 | 30.012 | 802.7824 | 0.045355
30.0372 | 2020.428 | 0.11415 | 30.0372 | 791.0074 | 0.04469
30.0625 | 2018.881 | 0.11406 | 30.0625 | 782.101 | 0.044186
30.0877 | 1980.349 | 0.11188 | 30.0877 | 784.5974 | 0.044328
30.113 | 1941.193 | 0.10967 | 30.113 | 791.1399 | 0.044697
30.1382 | 1924.264 | 0.10872 | 30.1382 | 754.0167 | 0.0426
30.1634 | 1908.427 | 0.10782 | 30.1634 | 744.3735 | 0.042055
30.1887 | 1898.004 | 0.10723 | 30.1887 | 731.756 | 0.041342
30.2139 | 1933.197 | 0.10922 | 30.2139 | 752.5563 | 0.042517
30.2392 | 1960.87 | 0.11078 | 30.2392 | 766.9903 | 0.043333
30.2644 | 1935.503 | 0.10935 | 30.2644 | 770.6906 | 0.043542
30.2897 | 1935.395 | 0.10934 | 30.2897 | 801.1429 | 0.045262
30.3149 | 1952.773 | 0.11033 | 30.3149 | 794.1494 | 0.044867
30.3401 | 1915.241 | 0.10821 | 30.3401 | 732.6593 | 0.041393
30.3654 | 1871.639 | 0.10574 | 30.3654 | 745.1805 | 0.042101
30.3906 | 1875.827 | 0.10598 | 30.3906 | 760.9648 | 0.042992
30.4158 | 1855.988 | 0.10486 | 30.4158 | 726.864 | 0.041066
30.4411 | 1804.84 | 0.10197 | 30.4411 | 720.8129 | 0.040724
30.4663 | 1789.021 | 0.10107 | 30.4663 | 746.8039 | 0.042192
30.4916 | 1795.219 | 0.10142 | 30.4916 | 758.4698 | 0.042851
30.5168 | 1833.572 | 0.10359 | 30.5168 | 746.5432 | 0.042178
30.5421 | 1847.322 | 0.10437 | 30.5421 | 745.22 | 0.042103
30.5673 | 1823.963 | 0.10305 | 30.5673 | 750.1127 | 0.042379
30.5925 | 1826.661 | 0.1032 | 30.5925 | 733.3715 | 0.041433
30.6178 | 1842.078 | 0.10407 | 30.6178 | 717.4382 | 0.040533
30.643 | 1823.077 | 0.103 | 30.643 | 729.7021 | 0.041226
30.6683 | 1773.591 | 0.1002 | 30.6683 | 731.0939 | 0.041305
30.6935 | 1710.919 | 0.096662 | 30.6935 | 706.7382 | 0.039929
30.7188 | 1679.593 | 0.094892 | 30.7188 | 731.2135 | 0.041311
30.744 | 1688.843 | 0.095415 | 30.744 | 720.285 | 0.040694
30.7692 | 1708.992 | 0.096553 | 30.7692 | 714.4526 | 0.040365
30.7945 | 1719.588 | 0.097152 | 30.7945 | 693.8857 | 0.039203
30.8197 | 1697.268 | 0.095891 | 30.8197 | 704.0201 | 0.039775
30.845 | 1671.666 | 0.094444 | 30.845 | 706.2957 | 0.039904
30.8702 | 1667.931 | 0.094233 | 30.8702 | 703.7472 | 0.03976
30.8954 | 1676.613 | 0.094724 | 30.8954 | 693.776 | 0.039196
30.9207 | 1681.137 | 0.094979 | 30.9207 | 692.0339 | 0.039098
30.9459 | 1643.073 | 0.092829 | 30.9459 | 650.4303 | 0.036747
30.9712 | 1615.282 | 0.091259 | 30.9712 | 694.487 | 0.039237
30.9964 | 1665.082 | 0.094072 | 30.9964 | 690.254 | 0.038997
31.0217 | 1689.414 | 0.095447 | 31.0217 | 708.0776 | 0.040004
31.0469 | 1681.084 | 0.094976 | 31.0469 | 725.5928 | 0.040994
31.0721 | 1688.374 | 0.095388 | 31.0721 | 711.0182 | 0.040171
31.0974 | 1685.059 | 0.095201 | 31.0974 | 694.7634 | 0.039252
31.1226 | 1641.53 | 0.092742 | 31.1226 | 651.3271 | 0.036798
31.1478 | 1603.52 | 0.090594 | 31.1478 | 634.5841 | 0.035852
31.1731 | 1585.164 | 0.089557 | 31.1731 | 665.7854 | 0.037615
31.1983 | 1631.96 | 0.092201 | 31.1983 | 685.3386 | 0.03872
31.2236 | 1676.31 | 0.094707 | 31.2236 | 675.2174 | 0.038148
31.2488 | 1625.336 | 0.091827 | 31.2488 | 665.655 | 0.037608
31.2741 | 1574.322 | 0.088945 | 31.2741 | 643.2586 | 0.036342
31.2993 | 1565.923 | 0.08847 | 31.2993 | 669.3391 | 0.037816
31.3245 | 1571.627 | 0.088792 | 31.3245 | 689.4403 | 0.038951
31.3498 | 1574.145 | 0.088935 | 31.3498 | 656.6657 | 0.0371
31.375 | 1558.912 | 0.088074 | 31.375 | 596.8259 | 0.033719
31.4003 | 1553.726 | 0.087781 | 31.4003 | 652.2661 | 0.036851
31.4255 | 1575.091 | 0.088988 | 31.4255 | 637.5607 | 0.03602
31.4507 | 1581.284 | 0.089338 | 31.4507 | 631.6782 | 0.035688
31.476 | 1560.334 | 0.088154 | 31.476 | 630.4188 | 0.035617
31.5012 | 1534.859 | 0.086715 | 31.5012 | 636.2521 | 0.035946
31.5265 | 1517.03 | 0.085708 | 31.5265 | 630.6093 | 0.035628
31.5517 | 1518.563 | 0.085795 | 31.5517 | 613.9434 | 0.034686
31.577 | 1520.857 | 0.085924 | 31.577 | 620.1396 | 0.035036
31.6022 | 1519.366 | 0.08584 | 31.6022 | 614.67 | 0.034727
31.6274 | 1542.63 | 0.087154 | 31.6274 | 624.4348 | 0.035279
31.6527 | 1566.669 | 0.088512 | 31.6527 | 639.2859 | 0.036118
31.6779 | 1515.672 | 0.085631 | 31.6779 | 646.9538 | 0.036551
31.7032 | 1458.656 | 0.08241 | 31.7032 | 626.6991 | 0.035407
31.7284 | 1456.666 | 0.082298 | 31.7284 | 606.0202 | 0.034238
31.7537 | 1475.365 | 0.083354 | 31.7537 | 631.1563 | 0.035659
31.7789 | 1497.778 | 0.08462 | 31.7789 | 656.5793 | 0.037095
31.8041 | 1480.093 | 0.083621 | 31.8041 | 638.4115 | 0.036068
31.8294 | 1457.006 | 0.082317 | 31.8294 | 620.3873 | 0.03505
31.8546 | 1445.63 | 0.081674 | 31.8546 | 614.5306 | 0.034719
31.8799 | 1452.041 | 0.082036 | 31.8799 | 604.5803 | 0.034157
31.9051 | 1467.549 | 0.082912 | 31.9051 | 600.2682 | 0.033913
31.9303 | 1447.548 | 0.081782 | 31.9303 | 606.7167 | 0.034278
31.9556 | 1423.155 | 0.080404 | 31.9556 | 600.1887 | 0.033909
31.9808 | 1447.714 | 0.081792 | 31.9808 | 562.1174 | 0.031758
32.0061 | 1449.245 | 0.081878 | 32.0061 | 594.1769 | 0.033569
32.0313 | 1406.601 | 0.079469 | 32.0313 | 607.3359 | 0.034313
32.0565 | 1376.907 | 0.077791 | 32.0565 | 591.614 | 0.033425
32.0818 | 1369.087 | 0.07735 | 32.0818 | 594.7197 | 0.0336
32.107 | 1364.346 | 0.077082 | 32.107 | 581.9998 | 0.032881
32.1323 | 1375.409 | 0.077707 | 32.1323 | 576.832 | 0.032589
32.1575 | 1419.723 | 0.08021 | 32.1575 | 572.2699 | 0.032332
32.1827 | 1425.995 | 0.080565 | 32.1827 | 568.222 | 0.032103
32.208 | 1384.202 | 0.078204 | 32.208 | 567.939 | 0.032087
32.2332 | 1365.258 | 0.077133 | 32.2332 | 557.3257 | 0.031487
32.2585 | 1361.717 | 0.076933 | 32.2585 | 572.9929 | 0.032372
32.2837 | 1354.759 | 0.07654 | 32.2837 | 606.6422 | 0.034274
32.309 | 1343.136 | 0.075883 | 32.309 | 604.2191 | 0.034137
32.3342 | 1328.5 | 0.075056 | 32.3342 | 614.8353 | 0.034736
32.3594 | 1363.833 | 0.077053 | 32.3594 | 571.9846 | 0.032316
32.3847 | 1400.55 | 0.079127 | 32.3847 | 575.1804 | 0.032496
32.4099 | 1373.694 | 0.07761 | 32.4099 | 608.6871 | 0.034389
32.4352 | 1372.232 | 0.077527 | 32.4352 | 613.4971 | 0.034661
32.4604 | 1417.825 | 0.080103 | 32.4604 | 541.4341 | 0.030589
32.4856 | 1384.291 | 0.078209 | 32.4856 | 593.0536 | 0.033506
32.5109 | 1315.139 | 0.074302 | 32.5109 | 578.7906 | 0.0327
32.5361 | 1287.204 | 0.072723 | 32.5361 | 562.7173 | 0.031792
32.5614 | 1275.055 | 0.072037 | 32.5614 | 580.7675 | 0.032812
32.5866 | 1274.431 | 0.072002 | 32.5866 | 540.8315 | 0.030555
32.6118 | 1302.619 | 0.073594 | 32.6118 | 540.3082 | 0.030526
32.6371 | 1337.132 | 0.075544 | 32.6371 | 542.1986 | 0.030633
32.6623 | 1324.483 | 0.07483 | 32.6623 | 516.027 | 0.029154
32.6876 | 1292.532 | 0.073024 | 32.6876 | 513.627 | 0.029018
32.7128 | 1277.617 | 0.072182 | 32.7128 | 527.2114 | 0.029786
32.7381 | 1255.745 | 0.070946 | 32.7381 | 537.9446 | 0.030392
32.7633 | 1229.666 | 0.069473 | 32.7633 | 535.5596 | 0.030258
32.7885 | 1237.547 | 0.069918 | 32.7885 | 596.3372 | 0.033691
32.8138 | 1263.304 | 0.071373 | 32.8138 | 565.0312 | 0.031923
32.839 | 1276.506 | 0.072119 | 32.839 | 573.5979 | 0.032407
32.8643 | 1279.902 | 0.072311 | 32.8643 | 536.6055 | 0.030317
32.8895 | 1265.499 | 0.071497 | 32.8895 | 558.545 | 0.031556
32.9147 | 1244.704 | 0.070322 | 32.9147 | 551.2028 | 0.031141
32.94 | 1224.101 | 0.069158 | 32.94 | 528.6141 | 0.029865
32.9652 | 1222.973 | 0.069095 | 32.9652 | 533.7389 | 0.030155
32.9905 | 1230.169 | 0.069501 | 32.9905 | 545.2174 | 0.030803
33.0157 | 1237.1 | 0.069893 | 33.0157 | 529.309 | 0.029904
33.041 | 1195.52 | 0.067544 | 33.041 | 516.3881 | 0.029174
33.0662 | 1147.905 | 0.064853 | 33.0662 | 528.4184 | 0.029854
33.0914 | 1157.35 | 0.065387 | 33.0914 | 513.9245 | 0.029035
33.1167 | 1184.623 | 0.066928 | 33.1167 | 524.9861 | 0.02966
33.1419 | 1203.26 | 0.067981 | 33.1419 | 554.522 | 0.031329
33.1672 | 1195.857 | 0.067563 | 33.1672 | 540.7889 | 0.030553
33.1924 | 1164.71 | 0.065803 | 33.1924 | 537.2024 | 0.03035
33.2176 | 1098.175 | 0.062044 | 33.2176 | 515.0341 | 0.029098
33.2429 | 1075.892 | 0.060785 | 33.2429 | 514.411 | 0.029063
33.2681 | 1138.417 | 0.064317 | 33.2681 | 480.11 | 0.027125
33.2934 | 1151.802 | 0.065074 | 33.2934 | 495.3518 | 0.027986
33.3186 | 1116.278 | 0.063067 | 33.3186 | 498.1372 | 0.028143
33.3439 | 1127.248 | 0.063686 | 33.3439 | 557.9094 | 0.03152
33.3691 | 1139.162 | 0.064359 | 33.3691 | 494.0167 | 0.027911
33.3943 | 1104.896 | 0.062424 | 33.3943 | 501.2564 | 0.02832
33.4196 | 1082.398 | 0.061152 | 33.4196 | 513.0763 | 0.028987
33.4448 | 1093.621 | 0.061786 | 33.4448 | 509.434 | 0.028782
33.4701 | 1096.331 | 0.06194 | 33.4701 | 487.92 | 0.027566
33.4953 | 1094.535 | 0.061838 | 33.4953 | 497.8693 | 0.028128
33.5205 | 1097.749 | 0.06202 | 33.5205 | 489.7858 | 0.027672
33.5458 | 1110.619 | 0.062747 | 33.5458 | 465.7971 | 0.026316
33.571 | 1131.197 | 0.063909 | 33.571 | 443.4027 | 0.025051
33.5963 | 1111.314 | 0.062786 | 33.5963 | 492.9323 | 0.027849
33.6215 | 1084.431 | 0.061267 | 33.6215 | 513.8083 | 0.029029
33.6467 | 1068.271 | 0.060354 | 33.6467 | 498.2516 | 0.02815
33.672 | 1058.364 | 0.059795 | 33.672 | 0 | 0
33.6972 | 1052.487 | 0.059463 | 33.6972 | 0 | 0
33.7225 | 1072.725 | 0.060606 | 33.7225 | 0 | 0
33.7477 | 1089.554 | 0.061557 | 33.7477 | 0 | 0
33.773 | 1074.114 | 0.060684 | 33.773 | 0 | 0
33.7982 | 1056.104 | 0.059667 | 33.7982 | 0 | 0
33.8234 | 1043.799 | 0.058972 | 33.8234 | 0 | 0
33.8487 | 1028.199 | 0.05809 | 33.8487 | 0 | 0
33.8739 | 1023.147 | 0.057805 | 33.8739 | 0 | 0
33.8992 | 1041.549 | 0.058845 | 33.8992 | 0 | 0
33.9244 | 1049.168 | 0.059275 | 33.9244 | 0 | 0
33.9496 | 1031.415 | 0.058272 | 33.9496 | 0 | 0
33.9749 | 1011.244 | 0.057132 | 33.9749 | 0 | 0
34.0001 | 994.0568 | 0.056161 | 34.0001 | 0 | 0
34.0254 | 979.5941 | 0.055344 | 34.0254 | 0 | 0
34.0506 | 988.7419 | 0.055861 | 34.0506 | 0 | 0
34.0759 | 1023.995 | 0.057853 | 34.0759 | 0 | 0
34.1011 | 1033.94 | 0.058415 | 34.1011 | 0 | 0
34.1263 | 1020.383 | 0.057649 | 34.1263 | 0 | 0
34.1516 | 997.4323 | 0.056352 | 34.1516 | 0 | 0
34.1768 | 981.1341 | 0.055431 | 34.1768 | 0 | 0
34.2021 | 979.2142 | 0.055323 | 34.2021 | 0 | 0
34.2273 | 974.832 | 0.055075 | 34.2273 | 0 | 0
34.2525 | 971.1172 | 0.054865 | 34.2525 | 0 | 0
34.2778 | 983.789 | 0.055581 | 34.2778 | 0 | 0
34.303 | 980.5724 | 0.0554 | 34.303 | 0 | 0
34.3283 | 956.0775 | 0.054016 | 34.3283 | 0 | 0
34.3535 | 962.4913 | 0.054378 | 34.3535 | 0 | 0
34.3787 | 983.4596 | 0.055563 | 34.3787 | 0 | 0
34.404 | 972.7827 | 0.054959 | 34.404 | 0 | 0
34.4292 | 964.1942 | 0.054474 | 34.4292 | 0 | 0
34.4545 | 966.9613 | 0.054631 | 34.4545 | 0 | 0
34.4797 | 947.2959 | 0.05352 | 34.4797 | 0 | 0
34.505 | 912.1958 | 0.051536 | 34.505 | 0 | 0
34.5302 | 901.097 | 0.050909 | 34.5302 | 0 | 0
34.5554 | 902.7149 | 0.051001 | 34.5554 | 0 | 0
34.5807 | 910.0039 | 0.051413 | 34.5807 | 0 | 0
34.6059 | 934.6685 | 0.052806 | 34.6059 | 0 | 0
34.6312 | 961.7234 | 0.054335 | 34.6312 | 0 | 0
34.6564 | 949.5571 | 0.053647 | 34.6564 | 0 | 0
34.6816 | 937.5616 | 0.05297 | 34.6816 | 0 | 0
34.7069 | 947.9949 | 0.053559 | 34.7069 | 0 | 0
34.7321 | 938.0782 | 0.052999 | 34.7321 | 0 | 0
34.7574 | 915.8671 | 0.051744 | 34.7574 | 0 | 0
34.7826 | 918.449 | 0.05189 | 34.7826 | 0 | 0
34.8079 | 907.8075 | 0.051289 | 34.8079 | 0 | 0
34.8331 | 869.3668 | 0.049117 | 34.8331 | 0 | 0
34.8583 | 892.4304 | 0.05042 | 34.8583 | 0 | 0
34.8836 | 939.0491 | 0.053054 | 34.8836 | 0 | 0
34.9088 | 910.5997 | 0.051446 | 34.9088 | 0 | 0
34.9341 | 888.5819 | 0.050202 | 34.9341 | 0 | 0
34.9593 | 903.0229 | 0.051018 | 34.9593 | 0 | 0
34.9845 | 891.7894 | 0.050384 | 34.9845 | 0 | 0
35.0098 | 862.9606 | 0.048755 | 35.0098 | 0 | 0
35.035 | 854.0722 | 0.048253 | 35.035 | 0 | 0
35.0603 | 858.4475 | 0.0485 | 35.0603 | 0 | 0
35.0855 | 872.9928 | 0.049322 | 35.0855 | 0 | 0
35.1108 | 891.8308 | 0.050386 | 35.1108 | 0 | 0
35.136 | 898.6001 | 0.050768 | 35.136 | 0 | 0
35.1612 | 864.1696 | 0.048823 | 35.1612 | 0 | 0
35.1865 | 830.1724 | 0.046902 | 35.1865 | 0 | 0
35.2117 | 842.3281 | 0.047589 | 35.2117 | 0 | 0
35.237 | 838.9279 | 0.047397 | 35.237 | 0 | 0
35.2622 | 829.384 | 0.046858 | 35.2622 | 0 | 0
35.2874 | 860.1107 | 0.048594 | 35.2874 | 0 | 0
35.3127 | 871.5637 | 0.049241 | 35.3127 | 0 | 0
35.3379 | 814.1169 | 0.045995 | 35.3379 | 0 | 0
35.3632 | 796.9303 | 0.045024 | 35.3632 | 0 | 0
35.3884 | 811.4081 | 0.045842 | 35.3884 | 0 | 0
35.4136 | 831.3905 | 0.046971 | 35.4136 | 0 | 0
35.4389 | 822.1411 | 0.046449 | 35.4389 | 0 | 0
35.4641 | 784.215 | 0.044306 | 35.4641 | 0 | 0
35.4894 | 781.1478 | 0.044133 | 35.4894 | 0 | 0
35.5146 | 797.7706 | 0.045072 | 35.5146 | 0 | 0
35.5399 | 790.7502 | 0.044675 | 35.5399 | 0 | 0
35.5651 | 774.3613 | 0.043749 | 35.5651 | 0 | 0
35.5903 | 769.6428 | 0.043483 | 35.5903 | 0 | 0
35.6156 | 789.8387 | 0.044624 | 35.6156 | 0 | 0
35.6408 | 820.2526 | 0.046342 | 35.6408 | 0 | 0
35.6661 | 821.7421 | 0.046426 | 35.6661 | 0 | 0
35.6913 | 815.645 | 0.046082 | 35.6913 | 0 | 0
35.7165 | 809.4426 | 0.045731 | 35.7165 | 0 | 0
35.7418 | 793.1902 | 0.044813 | 35.7418 | 0 | 0
35.767 | 780.5812 | 0.044101 | 35.767 | 0 | 0
35.7923 | 806.3553 | 0.045557 | 35.7923 | 0 | 0
35.8175 | 814.5238 | 0.046018 | 35.8175 | 0 | 0
35.8428 | 790.4218 | 0.044657 | 35.8428 | 0 | 0
35.868 | 776.2106 | 0.043854 | 35.868 | 0 | 0
35.8932 | 766.6046 | 0.043311 | 35.8932 | 0 | 0
35.9185 | 753.0537 | 0.042545 | 35.9185 | 0 | 0
35.9437 | 749.949 | 0.04237 | 35.9437 | 0 | 0
35.969 | 756.9298 | 0.042764 | 35.969 | 0 | 0
35.9942 | 757.2026 | 0.04278 | 35.9942 | 0 | 0
36.0194 | 756.6311 | 0.042748 | 36.0194 | 0 | 0
36.0447 | 762.4398 | 0.043076 | 36.0447 | 0 | 0
36.0699 | 768.2998 | 0.043407 | 36.0699 | 0 | 0
36.0952 | 768.1444 | 0.043398 | 36.0952 | 0 | 0
36.1204 | 755.0311 | 0.042657 | 36.1204 | 0 | 0
36.1457 | 742.6157 | 0.041956 | 36.1457 | 0 | 0
36.1709 | 754.5458 | 0.04263 | 36.1709 | 0 | 0
36.1961 | 742.8097 | 0.041967 | 36.1961 | 0 | 0
36.2214 | 700.8768 | 0.039598 | 36.2214 | 0 | 0
36.2466 | 672.6113 | 0.038001 | 36.2466 | 0 | 0
36.2719 | 662.9467 | 0.037455 | 36.2719 | 0 | 0
36.2971 | 698.502 | 0.039463 | 36.2971 | 0 | 0
36.3223 | 707.6578 | 0.039981 | 36.3223 | 0 | 0
36.3476 | 693.7406 | 0.039194 | 36.3476 | 0 | 0
36.3728 | 690.0274 | 0.038985 | 36.3728 | 0 | 0
36.3981 | 687.6062 | 0.038848 | 36.3981 | 0 | 0
36.4233 | 684.1597 | 0.038653 | 36.4233 | 0 | 0
36.4485 | 705.0452 | 0.039833 | 36.4485 | 0 | 0
36.4738 | 738.2145 | 0.041707 | 36.4738 | 0 | 0
36.499 | 732.9089 | 0.041407 | 36.499 | 0 | 0
36.5243 | 704.6094 | 0.039808 | 36.5243 | 0 | 0
36.5495 | 664.5124 | 0.037543 | 36.5495 | 0 | 0
36.5748 | 689.9601 | 0.038981 | 36.5748 | 0 | 0
36.6 | 746.2372 | 0.04216 | 36.6 | 0 | 0
36.6252 | 717.4957 | 0.040536 | 36.6252 | 0 | 0
36.6505 | 677.6928 | 0.038288 | 36.6505 | 0 | 0
36.6757 | 679.0083 | 0.038362 | 36.6757 | 0 | 0
36.7009 | 705.3703 | 0.039851 | 36.7009 | 0 | 0
36.7262 | 745.6964 | 0.04213 | 36.7262 | 0 | 0
36.7514 | 719.1424 | 0.04063 | 36.7514 | 0 | 0
36.7767 | 714.0132 | 0.04034 | 36.7767 | 0 | 0
36.8019 | 743.3458 | 0.041997 | 36.8019 | 0 | 0
36.8272 | 744.6842 | 0.042073 | 36.8272 | 0 | 0
36.8524 | 729.2616 | 0.041201 | 36.8524 | 0 | 0
36.8776 | 694.3726 | 0.03923 | 36.8776 | 0 | 0
36.9029 | 659.1969 | 0.037243 | 36.9029 | 0 | 0
36.9281 | 632.7135 | 0.035747 | 36.9281 | 0 | 0
36.9534 | 637.6641 | 0.036026 | 36.9534 | 0 | 0
36.9786 | 652.9598 | 0.03689 | 36.9786 | 0 | 0
37.0038 | 660.2076 | 0.0373 | 37.0038 | 0 | 0
37.0291 | 668.6138 | 0.037775 | 37.0291 | 0 | 0
37.0543 | 671.9257 | 0.037962 | 37.0543 | 0 | 0
37.0796 | 639.5525 | 0.036133 | 37.0796 | 0 | 0
37.1048 | 609.1761 | 0.034417 | 37.1048 | 0 | 0
37.1301 | 629.9285 | 0.035589 | 37.1301 | 0 | 0
37.1553 | 668.2999 | 0.037757 | 37.1553 | 0 | 0
37.1805 | 711.3449 | 0.040189 | 37.1805 | 0 | 0
37.2058 | 667.9338 | 0.037736 | 37.2058 | 0 | 0
37.231 | 635.8005 | 0.035921 | 37.231 | 0 | 0
37.2563 | 642.9036 | 0.036322 | 37.2563 | 0 | 0
37.2815 | 641.833 | 0.036262 | 37.2815 | 0 | 0
37.3068 | 637.0657 | 0.035992 | 37.3068 | 0 | 0
37.332 | 644.1608 | 0.036393 | 37.332 | 0 | 0
37.3572 | 648.8619 | 0.036659 | 37.3572 | 0 | 0
37.3825 | 643.4268 | 0.036352 | 37.3825 | 0 | 0
37.4077 | 623.6078 | 0.035232 | 37.4077 | 0 | 0
37.433 | 598.8625 | 0.033834 | 37.433 | 0 | 0
37.4582 | 586.0965 | 0.033113 | 37.4582 | 0 | 0
37.4834 | 588.9076 | 0.033272 | 37.4834 | 0 | 0
37.5087 | 601.8989 | 0.034006 | 37.5087 | 0 | 0
37.5339 | 600.4891 | 0.033926 | 37.5339 | 0 | 0
37.5592 | 591.2916 | 0.033406 | 37.5592 | 0 | 0
37.5844 | 586.3486 | 0.033127 | 37.5844 | 0 | 0
37.6097 | 591.8865 | 0.03344 | 37.6097 | 0 | 0
37.6349 | 604.5544 | 0.034156 | 37.6349 | 0 | 0
37.6601 | 587.2025 | 0.033175 | 37.6601 | 0 | 0
37.6854 | 574.6101 | 0.032464 | 37.6854 | 0 | 0
37.7106 | 590.9974 | 0.03339 | 37.7106 | 0 | 0
37.7358 | 586.2662 | 0.033122 | 37.7358 | 0 | 0
37.7611 | 565.5508 | 0.031952 | 37.7611 | 0 | 0
37.7863 | 564.449 | 0.03189 | 37.7863 | 0 | 0
37.8116 | 578.0863 | 0.03266 | 37.8116 | 0 | 0
37.8368 | 595.8309 | 0.033663 | 37.8368 | 0 | 0
37.8621 | 598.1588 | 0.033794 | 37.8621 | 0 | 0
37.8873 | 586.6854 | 0.033146 | 37.8873 | 0 | 0
37.9125 | 578.9933 | 0.032711 | 37.9125 | 0 | 0
37.9378 | 592.6531 | 0.033483 | 37.9378 | 0 | 0
37.963 | 636.4006 | 0.035955 | 37.963 | 0 | 0
37.9883 | 633.2224 | 0.035775 | 37.9883 | 0 | 0
38.0135 | 600.4645 | 0.033925 | 38.0135 | 0 | 0
38.0388 | 564.5519 | 0.031896 | 38.0388 | 0 | 0
38.064 | 544.1664 | 0.030744 | 38.064 | 0 | 0
38.0892 | 540.3177 | 0.030526 | 38.0892 | 0 | 0
38.1145 | 565.8388 | 0.031968 | 38.1145 | 0 | 0
38.1397 | 573.5469 | 0.032404 | 38.1397 | 0 | 0
38.165 | 539.71 | 0.030492 | 38.165 | 0 | 0
38.1902 | 579.9431 | 0.032765 | 38.1902 | 0 | 0
38.2154 | 634.2868 | 0.035835 | 38.2154 | 0 | 0
38.2407 | 582.9225 | 0.032933 | 38.2407 | 0 | 0
38.2659 | 520.8207 | 0.029425 | 38.2659 | 0 | 0
38.2912 | 502.9016 | 0.028413 | 38.2912 | 0 | 0
38.3164 | 517.3222 | 0.029227 | 38.3164 | 0 | 0
38.3416 | 542.3547 | 0.030642 | 38.3416 | 0 | 0
38.3669 | 549.2863 | 0.031033 | 38.3669 | 0 | 0
38.3921 | 546.0253 | 0.030849 | 38.3921 | 0 | 0
38.4174 | 539.6812 | 0.03049 | 38.4174 | 0 | 0
38.4426 | 561.9625 | 0.031749 | 38.4426 | 0 | 0
38.4678 | 575.4855 | 0.032513 | 38.4678 | 0 | 0
38.4931 | 551.7012 | 0.03117 | 38.4931 | 0 | 0
38.5183 | 553.0231 | 0.031244 | 38.5183 | 0 | 0
38.5436 | 576.8824 | 0.032592 | 38.5436 | 0 | 0
38.5688 | 593.1641 | 0.033512 | 38.5688 | 0 | 0
38.5941 | 609.3182 | 0.034425 | 38.5941 | 0 | 0
38.6193 | 625.7231 | 0.035352 | 38.6193 | 0 | 0
38.6445 | 606.8348 | 0.034284 | 38.6445 | 0 | 0
38.6698 | 560.8488 | 0.031686 | 38.6698 | 0 | 0
38.695 | 519.3458 | 0.029342 | 38.695 | 0 | 0
38.7203 | 526.0403 | 0.02972 | 38.7203 | 0 | 0
38.7455 | 593.6215 | 0.033538 | 38.7455 | 0 | 0
38.7707 | 586.8284 | 0.033154 | 38.7707 | 0 | 0
38.796 | 558.5936 | 0.031559 | 38.796 | 0 | 0
38.8212 | 553.3104 | 0.03126 | 38.8212 | 0 | 0
38.8465 | 574.1534 | 0.032438 | 38.8465 | 0 | 0
38.8717 | 595.3925 | 0.033638 | 38.8717 | 0 | 0
38.8969 | 557.3722 | 0.03149 | 38.8969 | 0 | 0
38.9222 | 535.9311 | 0.030279 | 38.9222 | 0 | 0
38.9474 | 547.7357 | 0.030946 | 38.9474 | 0 | 0
38.9727 | 533.171 | 0.030123 | 38.9727 | 0 | 0
38.9979 | 520.616 | 0.029413 | 38.9979 | 0 | 0
39.0232 | 549.2099 | 0.031029 | 39.0232 | 0 | 0
39.0484 | 563.9076 | 0.031859 | 39.0484 | 0 | 0
39.0737 | 553.9385 | 0.031296 | 39.0737 | 0 | 0
39.0989 | 556.8003 | 0.031458 | 39.0989 | 0 | 0
39.1241 | 556.0891 | 0.031417 | 39.1241 | 0 | 0
39.1494 | 527.6601 | 0.029811 | 39.1494 | 0 | 0
39.1746 | 520.0815 | 0.029383 | 39.1746 | 0 | 0
39.1998 | 523.1532 | 0.029557 | 39.1998 | 0 | 0
39.2251 | 491.963 | 0.027795 | 39.2251 | 0 | 0
39.2503 | 477.3433 | 0.026969 | 39.2503 | 0 | 0
39.2756 | 485.7225 | 0.027442 | 39.2756 | 0 | 0
39.3008 | 507.8546 | 0.028692 | 39.3008 | 0 | 0
39.3261 | 526.257 | 0.029732 | 39.3261 | 0 | 0
39.3513 | 531.2368 | 0.030013 | 39.3513 | 0 | 0
39.3765 | 529.4572 | 0.029913 | 39.3765 | 0 | 0
39.4018 | 519.1987 | 0.029333 | 39.4018 | 0 | 0
39.427 | 494.7606 | 0.027953 | 39.427 | 0 | 0
39.4523 | 494.915 | 0.027961 | 39.4523 | 0 | 0
39.4775 | 529.9298 | 0.02994 | 39.4775 | 0 | 0
39.5027 | 545.0571 | 0.030794 | 39.5027 | 0 | 0
39.528 | 540.2861 | 0.030525 | 39.528 | 0 | 0
39.5532 | 511.5794 | 0.028903 | 39.5532 | 0 | 0
39.5785 | 500.0488 | 0.028251 | 39.5785 | 0 | 0
39.6037 | 509.5762 | 0.02879 | 39.6037 | 0 | 0
39.629 | 535.837 | 0.030273 | 39.629 | 0 | 0
39.6542 | 545.2367 | 0.030804 | 39.6542 | 0 | 0
39.6794 | 527.5284 | 0.029804 | 39.6794 | 0 | 0
39.7047 | 522.5162 | 0.029521 | 39.7047 | 0 | 0
39.7299 | 523.3717 | 0.029569 | 39.7299 | 0 | 0
39.7552 | 526.6399 | 0.029754 | 39.7552 | 0 | 0
39.7804 | 522.0599 | 0.029495 | 39.7804 | 0 | 0
39.8056 | 509.9932 | 0.028813 | 39.8056 | 0 | 0
39.8309 | 493.6087 | 0.027887 | 39.8309 | 0 | 0
39.8561 | 470.342 | 0.026573 | 39.8561 | 0 | 0
39.8814 | 448.1322 | 0.025318 | 39.8814 | 0 | 0
39.9066 | 462.1147 | 0.026108 | 39.9066 | 0 | 0
39.9318 | 485.8665 | 0.02745 | 39.9318 | 0 | 0
39.9571 | 488.7552 | 0.027613 | 39.9571 | 0 | 0
39.9823 | 483.972 | 0.027343 | 39.9823 | 0 | 0
40.0076 | 475.9169 | 0.026888 | 40.0076 | 0 | 0
40.0328 | 473.7995 | 0.026768 | 40.0328 | 0 | 0
40.0581 | 457.5818 | 0.025852 | 40.0581 | 0 | 0
40.0833 | 430.6812 | 0.024332 | 40.0833 | 0 | 0
40.1085 | 434.773 | 0.024563 | 40.1085 | 0 | 0
40.1338 | 460.0664 | 0.025992 | 40.1338 | 0 | 0
40.159 | 494.6873 | 0.027948 | 40.159 | 0 | 0
40.1843 | 487.9565 | 0.027568 | 40.1843 | 0 | 0
40.2095 | 474.0104 | 0.02678 | 40.2095 | 0 | 0
40.2347 | 499.658 | 0.028229 | 40.2347 | 0 | 0
40.26 | 485.2558 | 0.027416 | 40.26 | 0 | 0
40.2852 | 428.216 | 0.024193 | 40.2852 | 0 | 0
40.3105 | 450.0667 | 0.025427 | 40.3105 | 0 | 0
40.3357 | 476.3982 | 0.026915 | 40.3357 | 0 | 0
40.361 | 456.4344 | 0.025787 | 40.361 | 0 | 0
40.3862 | 477.8657 | 0.026998 | 40.3862 | 0 | 0
40.4114 | 491.3544 | 0.02776 | 40.4114 | 0 | 0
40.4367 | 462.3424 | 0.026121 | 40.4367 | 0 | 0
40.4619 | 471.4909 | 0.026638 | 40.4619 | 0 | 0
40.4872 | 487.5676 | 0.027546 | 40.4872 | 0 | 0
40.5124 | 475.5489 | 0.026867 | 40.5124 | 0 | 0
40.5376 | 465.9062 | 0.026322 | 40.5376 | 0 | 0
40.5629 | 461.6844 | 0.026084 | 40.5629 | 0 | 0
40.5881 | 435.8952 | 0.024627 | 40.5881 | 0 | 0
40.6134 | 415.7818 | 0.02349 | 40.6134 | 0 | 0
40.6386 | 423.7042 | 0.023938 | 40.6386 | 0 | 0
40.6638 | 456.5753 | 0.025795 | 40.6638 | 0 | 0
40.6891 | 490.0027 | 0.027684 | 40.6891 | 0 | 0
40.7143 | 485.0266 | 0.027403 | 40.7143 | 0 | 0
40.7396 | 478.7191 | 0.027046 | 40.7396 | 0 | 0
40.7648 | 473.8422 | 0.026771 | 40.7648 | 0 | 0
40.7901 | 472.1213 | 0.026674 | 40.7901 | 0 | 0
40.8153 | 475.1874 | 0.026847 | 40.8153 | 0 | 0
40.8405 | 473.2983 | 0.02674 | 40.8405 | 0 | 0
40.8658 | 432.2412 | 0.02442 | 40.8658 | 0 | 0
40.891 | 409.0302 | 0.023109 | 40.891 | 0 | 0
40.9163 | 433.5129 | 0.024492 | 40.9163 | 0 | 0
40.9415 | 411.9357 | 0.023273 | 40.9415 | 0 | 0
40.9667 | 388.1789 | 0.021931 | 40.9667 | 0 | 0
40.992 | 401.1164 | 0.022662 | 40.992 | 0 | 0
41.0172 | 407.3192 | 0.023012 | 41.0172 | 0 | 0
41.0425 | 415.6051 | 0.023481 | 41.0425 | 0 | 0
41.0677 | 450.9738 | 0.025479 | 41.0677 | 0 | 0
41.093 | 464.5657 | 0.026247 | 41.093 | 0 | 0
41.1182 | 443.1541 | 0.025037 | 41.1182 | 0 | 0
41.1434 | 449.6881 | 0.025406 | 41.1434 | 0 | 0
41.1687 | 448.4277 | 0.025335 | 41.1687 | 0 | 0
41.1939 | 409.8467 | 0.023155 | 41.1939 | 0 | 0
41.2192 | 386.0302 | 0.02181 | 41.2192 | 0 | 0
41.2444 | 385.1362 | 0.021759 | 41.2444 | 0 | 0
41.2696 | 413.2094 | 0.023345 | 41.2696 | 0 | 0
41.2949 | 432.0993 | 0.024412 | 41.2949 | 0 | 0
41.3201 | 439.4853 | 0.02483 | 41.3201 | 0 | 0
41.3454 | 435.4521 | 0.024602 | 41.3454 | 0 | 0
41.3706 | 427.2617 | 0.024139 | 41.3706 | 0 | 0
41.3959 | 426.5366 | 0.024098 | 41.3959 | 0 | 0
41.4211 | 462.3116 | 0.026119 | 41.4211 | 0 | 0
41.4463 | 480.3726 | 0.02714 | 41.4463 | 0 | 0
41.4716 | 463.4729 | 0.026185 | 41.4716 | 0 | 0
41.4968 | 451.1728 | 0.02549 | 41.4968 | 0 | 0
41.5221 | 431.7202 | 0.024391 | 41.5221 | 0 | 0
41.5473 | 403.4333 | 0.022793 | 41.5473 | 0 | 0
41.5725 | 409.632 | 0.023143 | 41.5725 | 0 | 0
41.5978 | 0 | 0 | 41.5978 | 0 | 0
Degrees | (Cd) |  | Degrees | (Cd)
Degrees | (Cd) |  | Degrees | (Cd)
Degrees | (Cd) |  | Degrees | (Cd)
-41.4968 | 0
-41.4716 | 0
-41.4463 | 0
-41.4211 | 0
-41.3959 | 0
-41.3706 | 0
-41.3454 | 0
-41.3201 | 0
-41.2949 | 0
-41.2696 | 0
-41.2444 | 0
-41.2192 | 0
-41.1939 | 0
-41.1687 | 0
-41.1434 | 0
-41.1182 | 0
-41.093 | 0
-41.0677 | 0
-41.0425 | 0
-41.0172 | 0
-40.992 | 0
-40.9667 | 0
-40.9415 | 0
-40.9163 | 0
-40.891 | 0
-40.8658 | 0
-40.8405 | 0
-40.8153 | 0
-40.7901 | 0
-40.7648 | 0
-40.7396 | 0
-40.7143 | 0
-40.6891 | 0
-40.6638 | 0
-40.6386 | 0
-40.6134 | 0
-40.5881 | 0
-40.5629 | 0
-40.5376 | 0
-40.5124 | 0
-40.4872 | 0
-40.4619 | 0
-40.4367 | 0
-40.4114 | 0
-40.3862 | 0
-40.361 | 0
-40.3357 | 0
-40.3105 | 0
-40.2852 | 0
-40.26 | 0
-40.2347 | 0
-40.2095 | 0
-40.1843 | 0
-40.159 | 0
-40.1338 | 0
-40.1085 | 0
-40.0833 | 0
-40.0581 | 0
-40.0328 | 0
-40.0076 | 0
-39.9823 | 0
-39.9571 | 0
-39.9318 | 0
-39.9066 | 0
-39.8814 | 0
-39.8561 | 0
-39.8309 | 0
-39.8056 | 0
-39.7804 | 0
-39.7552 | 0
-39.7299 | 0
-39.7047 | 0
-39.6794 | 0
-39.6542 | 0
-39.629 | 0
-39.6037 | 0
-39.5785 | 0
-39.5532 | 0
-39.528 | 0
-39.5027 | 0
-39.4775 | 0
-39.4523 | 0
-39.427 | 0
-39.4018 | 0
-39.3765 | 0
-39.3513 | 0
-39.3261 | 0
-39.3008 | 0
-39.2756 | 0
-39.2503 | 0
-39.2251 | 0
-39.1998 | 0
-39.1746 | 0
-39.1494 | 0
-39.1241 | 0
-39.0989 | 0
-39.0737 | 0
-39.0484 | 0
-39.0232 | 0
-38.9979 | 0
-38.9727 | 0
-38.9474 | 0
-38.9222 | 0
-38.8969 | 0
-38.8717 | 0
-38.8465 | 0
-38.8212 | 0
-38.796 | 0
-38.7707 | 0
-38.7455 | 0
-38.7203 | 0
-38.695 | 0
-38.6698 | 0
-38.6445 | 0
-38.6193 | 0
-38.5941 | 0
-38.5688 | 0
-38.5436 | 0
-38.5183 | 0
-38.4931 | 0
-38.4678 | 0
-38.4426 | 0
-38.4174 | 0
-38.3921 | 0
-38.3669 | 0
-38.3416 | 0
-38.3164 | 0
-38.2912 | 0
-38.2659 | 0
-38.2407 | 0
-38.2154 | 0
-38.1902 | 0
-38.165 | 0
-38.1397 | 0
-38.1145 | 0
-38.0892 | 0
-38.064 | 0
-38.0388 | 0
-38.0135 | 0
-37.9883 | 0
-37.963 | 0
-37.9378 | 0
-37.9125 | 0
-37.8873 | 0
-37.8621 | 0
-37.8368 | 0
-37.8116 | 0
-37.7863 | 0
-37.7611 | 0
-37.7358 | 0
-37.7106 | 0
-37.6854 | 0
-37.6601 | 0
-37.6349 | 0
-37.6097 | 0
-37.5844 | 0
-37.5592 | 0
-37.5339 | 0
-37.5087 | 0
-37.4834 | 0
-37.4582 | 0
-37.433 | 0
-37.4077 | 0
-37.3825 | 0
-37.3572 | 0
-37.332 | 0
-37.3068 | 0
-37.2815 | 0
-37.2563 | 0
-37.231 | 0
-37.2058 | 0
-37.1805 | 0
-37.1553 | 0
-37.1301 | 0
-37.1048 | 0
-37.0796 | 0
-37.0543 | 0
-37.0291 | 0
-37.0038 | 0
-36.9786 | 0
-36.9534 | 0
-36.9281 | 0
-36.9029 | 0
-36.8776 | 0
-36.8524 | 0
-36.8272 | 0
-36.8019 | 0
-36.7767 | 0
-36.7514 | 0
-36.7262 | 0
-36.7009 | 0
-36.6757 | 0
-36.6505 | 0
-36.6252 | 0
-36.6 | 0
-36.5748 | 0
-36.5495 | 0
-36.5243 | 0
-36.499 | 0
-36.4738 | 0
-36.4485 | 0
-36.4233 | 0
-36.3981 | 0
-36.3728 | 0
-36.3476 | 0
-36.3223 | 0
-36.2971 | 0
-36.2719 | 0
-36.2466 | 0
-36.2214 | 0
-36.1961 | 0
-36.1709 | 0
-36.1457 | 0
-36.1204 | 0
-36.0952 | 0
-36.0699 | 0
-36.0447 | 0
-36.0194 | 0
-35.9942 | 0
-35.969 | 0
-35.9437 | 0
-35.9185 | 0
-35.8932 | 0
-35.868 | 0
-35.8428 | 0
-35.8175 | 0
-35.7923 | 0
-35.767 | 0
-35.7418 | 0
-35.7165 | 0
-35.6913 | 0
-35.6661 | 0
-35.6408 | 0
-35.6156 | 0
-35.5903 | 0
-35.5651 | 0
-35.5399 | 0
-35.5146 | 0
-35.4894 | 0
-35.4641 | 0
-35.4389 | 0
-35.4136 | 0
-35.3884 | 0
-35.3632 | 0
-35.3379 | 0
-35.3127 | 0
-35.2874 | 0
-35.2622 | 0
-35.237 | 0
-35.2117 | 0
-35.1865 | 0
-35.1612 | 0
-35.136 | 0
-35.1108 | 0
-35.0855 | 0
-35.0603 | 0
-35.035 | 0
-35.0098 | 0
-34.9845 | 0
-34.9593 | 0
-34.9341 | 0
-34.9088 | 0
-34.8836 | 0
-34.8583 | 0
-34.8331 | 0
-34.8079 | 0
-34.7826 | 0
-34.7574 | 0
-34.7321 | 0
-34.7069 | 0
-34.6816 | 0
-34.6564 | 0
-34.6312 | 0
-34.6059 | 0
-34.5807 | 0
-34.5554 | 0
-34.5302 | 0
-34.505 | 0
-34.4797 | 0
-34.4545 | 0
-34.4292 | 0
-34.404 | 0
-34.3787 | 0
-34.3535 | 0
-34.3283 | 0
-34.303 | 0
-34.2778 | 0
-34.2525 | 0
-34.2273 | 0
-34.2021 | 0
-34.1768 | 0
-34.1516 | 0
-34.1263 | 0
-34.1011 | 0
-34.0759 | 0
-34.0506 | 0
-34.0254 | 0
-34.0001 | 0
-33.9749 | 0
-33.9496 | 0
-33.9244 | 0
-33.8992 | 0
-33.8739 | 0
-33.8487 | 0
-33.8234 | 0
-33.7982 | 0
-33.773 | 0
-33.7477 | 0
-33.7225 | 0
-33.6972 | 0
-33.672 | 0
-33.6467 | 0
-33.6215 | 402.8758
-33.5963 | 421.7175
-33.571 | 439.0576
-33.5458 | 415.0421
-33.5205 | 419.093
-33.4953 | 456.8986
-33.4701 | 462.028
-33.4448 | 440.0208
-33.4196 | 404.7761
-33.3943 | 445.5606
-33.3691 | 454.3995
-33.3439 | 432.8715
-33.3186 | 431.5891
-33.2934 | 442.8559
-33.2681 | 447.268
-33.2429 | 452.4157
-33.2176 | 433.8716
-33.1924 | 420.5348
-33.1672 | 421.7037
-33.1419 | 445.7395
-33.1167 | 447.9903
-33.0914 | 460.5648
-33.0662 | 457.353
-33.041 | 456.7376
-33.0157 | 452.2985
-32.9905 | 441.0853
-32.9652 | 452.0273
-32.94 | 442.8374
-32.9147 | 469.1672
-32.8895 | 480.0562
-32.8643 | 468.7761
-32.839 | 466.7002
-32.8138 | 467.9847
-32.7885 | 492.3634
-32.7633 | 509.7253
-32.7381 | 508.9398
-32.7128 | 489.2291
-32.6876 | 481.59
-32.6623 | 499.3043
-32.6371 | 491.7417
-32.6118 | 492.303
-32.5866 | 478.7166
-32.5614 | 497.5207
-32.5361 | 501.869
-32.5109 | 499.7063
-32.4856 | 481.0124
-32.4604 | 501.3669
-32.4352 | 505.026
-32.4099 | 497.6533
-32.3847 | 502.6957
-32.3594 | 509.3688
-32.3342 | 533.0933
-32.309 | 513.8701
-32.2837 | 532.2793
-32.2585 | 527.3107
-32.2332 | 487.1866
-32.208 | 495.3717
-32.1827 | 497.0813
-32.1575 | 496.7666
-32.1323 | 526.7
-32.107 | 529.5767
-32.0818 | 518.5744
-32.0565 | 527.2534
-32.0313 | 522.8194
-32.0061 | 532.2303
-31.9808 | 543.5898
-31.9556 | 568.6898
-31.9303 | 576.2788
-31.9051 | 543.1261
-31.8799 | 542.3506
-31.8546 | 567.7288
-31.8294 | 560.8224
-31.8041 | 544.0479
-31.7789 | 549.3345
-31.7537 | 552.5768
-31.7284 | 531.2919
-31.7032 | 583.7996
-31.6779 | 571.7355
-31.6527 | 548.191
-31.6274 | 567.8718
-31.6022 | 576.8781
-31.577 | 562.1569
-31.5517 | 555.1768
-31.5265 | 566.6673
-31.5012 | 589.6754
-31.476 | 592.4585
-31.4507 | 554.2477
-31.4255 | 573.0689
-31.4003 | 565.871
-31.375 | 568.405
-31.3498 | 565.9257
-31.3245 | 582.2574
-31.2993 | 566.8632
-31.2741 | 583.0141
-31.2488 | 597.7506
-31.2236 | 610.2114
-31.1983 | 605.9208
-31.1731 | 609.4146
-31.1478 | 624.0587
-31.1226 | 608.5625
-31.0974 | 591.9315
-31.0721 | 594.0413
-31.0469 | 616.8316
-31.0217 | 640.9624
-30.9964 | 656.9096
-30.9712 | 630.3622
-30.9459 | 597.3281
-30.9207 | 605.0069
-30.8954 | 639.5191
-30.8702 | 634.6879
-30.845 | 613.8011
-30.8197 | 650.3962
-30.7945 | 669.8969
-30.7692 | 641.1035
-30.744 | 621.5334
-30.7188 | 633.7904
-30.6935 | 645.9238
-30.6683 | 650.7748
-30.643 | 655.1989
-30.6178 | 659.5728
-30.5925 | 685.1428
-30.5673 | 711.1974
-30.5421 | 688.918
-30.5168 | 655.6816
-30.4916 | 659.7387
-30.4663 | 687.1779
-30.4411 | 677.4395
-30.4158 | 691.7094
-30.3906 | 675.2746
-30.3654 | 678.2886
-30.3401 | 719.3703
-30.3149 | 705.2756
-30.2897 | 715.806
-30.2644 | 722.9187
-30.2392 | 721.8604
-30.2139 | 732.0244
-30.1887 | 703.4028
-30.1634 | 723.4547
-30.1382 | 727.4005
-30.113 | 708.2986
-30.0877 | 701.9376
-30.0625 | 717.6542
-30.0372 | 718.5763
-30.012 | 712.0832
-29.9868 | 737.5377
-29.9615 | 757.7471
-29.9363 | 730.2845
-29.911 | 722.7867
-29.8858 | 755.7789
-29.8605 | 763.1084
-29.8353 | 759.8049
-29.8101 | 778.074
-29.7848 | 780.5831
-29.7596 | 767.6793
-29.7343 | 754.5128
-29.7091 | 791.4264
-29.6839 | 796.9114
-29.6586 | 775.7114
-29.6334 | 749.0508
-29.6081 | 740.2637
-29.5829 | 751.2185
-29.5576 | 788.9635
-29.5324 | 815.3696
-29.5072 | 796.5842
-29.4819 | 773.6047
-29.4567 | 779.9114
-29.4314 | 794.6368
-29.4062 | 805.6328
-29.381 | 810.7682
-29.3557 | 814.1669
-29.3305 | 809.4157
-29.3052 | 857.0883
-29.28 | 864.1313
-29.2548 | 871.4527
-29.2295 | 860.9078
-29.2043 | 828.6929
-29.179 | 830.2763
-29.1538 | 831.7966
-29.1285 | 827.4239
-29.1033 | 829.804
-29.0781 | 845.1711
-29.0528 | 846.2153
-29.0276 | 844.1238
-29.0023 | 853.6916
-28.9771 | 845.2729
-28.9519 | 851.4474
-28.9266 | 855.7651
-28.9014 | 862.3175
-28.8761 | 889.8561
-28.8509 | 897.0099
-28.8256 | 906.1809
-28.8004 | 903.681
-28.7752 | 874.1313
-28.7499 | 860.196
-28.7247 | 852.7432
-28.6994 | 859.5822
-28.6742 | 873.2056
-28.649 | 930.1464
-28.6237 | 910.8256
-28.5985 | 893.1548
-28.5732 | 905.8147
-28.548 | 917.5173
-28.5227 | 926.3172
-28.4975 | 918.3538
-28.4723 | 919.1942
-28.447 | 940.5215
-28.4218 | 951.5587
-28.3965 | 959.7698
-28.3713 | 956.7031
-28.3461 | 958.188
-28.3208 | 966.165
-28.2956 | 982.0664
-28.2703 | 983.2492
-28.2451 | 948.7788
-28.2199 | 951.0153
-28.1946 | 976.0084
-28.1694 | 966.7509
-28.1441 | 953.5466
-28.1189 | 978.351
-28.0937 | 990.6655
-28.0684 | 995.2411
-28.0432 | 1020.082
-28.0179 | 993.3118
-27.9927 | 983.7803
-27.9674 | 1002.994
-27.9422 | 1033.773
-27.917 | 1039.417
-27.8917 | 1048.198
-27.8665 | 1075.06
-27.8412 | 1082.047
-27.816 | 1062.334
-27.7907 | 1057.467
-27.7655 | 1049.545
-27.7403 | 1032.819
-27.715 | 1040.151
-27.6898 | 1061.448
-27.6645 | 1075.68
-27.6393 | 1064.062
-27.6141 | 1061.542
-27.5888 | 1075.906
-27.5636 | 1089.678
-27.5383 | 1097.769
-27.5131 | 1095.151
-27.4879 | 1113.567
-27.4626 | 1107.123
-27.4374 | 1111.504
-27.4121 | 1104.008
-27.3869 | 1102.208
-27.3617 | 1101.064
-27.3364 | 1140.21
-27.3112 | 1167.654
-27.2859 | 1159.485
-27.2607 | 1139.19
-27.2354 | 1130.838
-27.2102 | 1132.743
-27.185 | 1135.65
-27.1597 | 1156.374
-27.1345 | 1185.701
-27.1092 | 1189.083
-27.084 | 1175.597
-27.0587 | 1169.919
-27.0335 | 1173.224
-27.0083 | 1174.164
-26.983 | 1183.987
-26.9578 | 1209.686
-26.9325 | 1223.223
-26.9073 | 1232.988
-26.8821 | 1195.231
-26.8568 | 1173.855
-26.8316 | 1193.347
-26.8063 | 1221.685
-26.7811 | 1222.745
-26.7559 | 1237.021
-26.7306 | 1274.885
-26.7054 | 1272.492
-26.6801 | 1253.833
-26.6549 | 1269.816
-26.6297 | 1285.076
-26.6044 | 1299.761
-26.5792 | 1307.689
-26.5539 | 1289.436
-26.5287 | 1288.119
-26.5034 | 1306.728
-26.4782 | 1317.466
-26.453 | 1319.658
-26.4277 | 1319.389
-26.4025 | 1325.959
-26.3772 | 1348.51
-26.352 | 1371.602
-26.3268 | 1378.543
-26.3015 | 1367.876
-26.2763 | 1346.848
-26.251 | 1349.448
-26.2258 | 1369.207
-26.2005 | 1381.858
-26.1753 | 1399.222
-26.1501 | 1395.124
-26.1248 | 1384.294
-26.0996 | 1410.404
-26.0743 | 1421.899
-26.0491 | 1409.6
-26.0239 | 1400.724
-25.9986 | 1417.493
-25.9734 | 1447.456
-25.9481 | 1456.484
-25.9229 | 1442.91
-25.8976 | 1440.338
-25.8724 | 1453.448
-25.8472 | 1459.485
-25.8219 | 1446.922
-25.7967 | 1439.71
-25.7714 | 1474.496
-25.7462 | 1525.779
-25.721 | 1544.553
-25.6957 | 1530.504
-25.6705 | 1505.531
-25.6452 | 1493.69
-25.62 | 1503.21
-25.5948 | 1517.272
-25.5695 | 1521.527
-25.5443 | 1539.155
-25.519 | 1568.651
-25.4938 | 1578.967
-25.4686 | 1591.424
-25.4433 | 1607.263
-25.4181 | 1577.554
-25.3928 | 1544.238
-25.3676 | 1566.216
-25.3423 | 1616.171
-25.3171 | 1640.483
-25.2919 | 1609.395
-25.2666 | 1581.274
-25.2414 | 1576.454
-25.2161 | 1604.397
-25.1909 | 1639.574
-25.1656 | 1675.075
-25.1404 | 1689.298
-25.1152 | 1676.42
-25.0899 | 1671.493
-25.0647 | 1672.554
-25.0394 | 1674.573
-25.0142 | 1687.179
-24.989 | 1693.719
-24.9637 | 1687.306
-24.9385 | 1690.907
-24.9132 | 1712.947
-24.888 | 1740.402
-24.8627 | 1754.572
-24.8375 | 1757.024
-24.8123 | 1773.253
-24.787 | 1787.164
-24.7618 | 1784.381
-24.7366 | 1793.793
-24.7113 | 1794.95
-24.6861 | 1811.674
-24.6608 | 1830.382
-24.6356 | 1837.862
-24.6103 | 1836.501
-24.5851 | 1832.774
-24.5599 | 1849.241
-24.5346 | 1851.867
-24.5094 | 1846.911
-24.4841 | 1846.611
-24.4589 | 1857.628
-24.4337 | 1865.211
-24.4084 | 1852.283
-24.3832 | 1847.632
-24.3579 | 1866.164
-24.3327 | 1886.74
-24.3074 | 1903.422
-24.2822 | 1921.042
-24.257 | 1925.882
-24.2317 | 1929.307
-24.2065 | 1958.296
-24.1812 | 1979.358
-24.156 | 1963.217
-24.1307 | 1958.002
-24.1055 | 1985.13
-24.0803 | 2000.263
-24.055 | 1995.296
-24.0298 | 1993.797
-24.0045 | 1997.49
-23.9793 | 2006.602
-23.9541 | 2011.767
-23.9288 | 2033.703
-23.9036 | 2084.91
-23.8783 | 2098.952
-23.8531 | 2073.833
-23.8279 | 2074.325
-23.8026 | 2065.063
-23.7774 | 2067.803
-23.7521 | 2096.366
-23.7269 | 2084.977
-23.7017 | 2111.495
-23.6764 | 2125.292
-23.6512 | 2108.49
-23.6259 | 2093.371
-23.6007 | 2131.606
-23.5754 | 2188.505
-23.5502 | 2193.111
-23.525 | 2182.635
-23.4997 | 2185.902
-23.4745 | 2184.043
-23.4492 | 2170.124
-23.424 | 2172.576
-23.3987 | 2202.228
-23.3735 | 2238.108
-23.3483 | 2261.903
-23.323 | 2275.183
-23.2978 | 2290.158
-23.2725 | 2297.995
-23.2473 | 2288.913
-23.2221 | 2287.294
-23.1968 | 2293.888
-23.1716 | 2309.702
-23.1463 | 2331.969
-23.1211 | 2332.635
-23.0959 | 2331.505
-23.0706 | 2356.261
-23.0454 | 2371.075
-23.0201 | 2360.452
-22.9949 | 2368.587
-22.9697 | 2387.585
-22.9444 | 2385.947
-22.9192 | 2401.963
-22.8939 | 2400.878
-22.8687 | 2388.947
-22.8434 | 2427.313
-22.8182 | 2469.921
-22.793 | 2499.825
-22.7677 | 2506.467
-22.7425 | 2478.769
-22.7172 | 2455.8
-22.692 | 2460.898
-22.6668 | 2492.88
-22.6415 | 2507.668
-22.6163 | 2491.192
-22.591 | 2487.637
-22.5658 | 2511.681
-22.5405 | 2555.979
-22.5153 | 2604.118
-22.4901 | 2628.729
-22.4648 | 2626.228
-22.4396 | 2620.563
-22.4143 | 2627.87
-22.3891 | 2648.885
-22.3639 | 2669.091
-22.3386 | 2670.555
-22.3134 | 2657.24
-22.2881 | 2660.93
-22.2629 | 2693.722
-22.2376 | 2736.876
-22.2124 | 2769.442
-22.1872 | 2733.317
-22.1619 | 2708.886
-22.1367 | 2729.823
-22.1114 | 2739.304
-22.0862 | 2742.763
-22.061 | 2746.907
-22.0357 | 2748.405
-22.0105 | 2763.779
-21.9852 | 2781.922
-21.96 | 2809.98
-21.9348 | 2810.221
-21.9095 | 2783.975
-21.8843 | 2800.339
-21.859 | 2843.564
-21.8338 | 2885.088
-21.8086 | 2923.542
-21.7833 | 2914.983
-21.7581 | 2882.545
-21.7328 | 2859.32
-21.7076 | 2892.768
-21.6823 | 2951.963
-21.6571 | 3022.085
-21.6319 | 3038.759
-21.6066 | 3023.757
-21.5814 | 3025.587
-21.5561 | 3035.419
-21.5309 | 3040.178
-21.5056 | 3047.995
-21.4804 | 3053.113
-21.4552 | 3055.089
-21.4299 | 3073.923
-21.4047 | 3106.169
-21.3794 | 3126.52
-21.3542 | 3144.221
-21.329 | 3161.383
-21.3037 | 3163.17
-21.2785 | 3152.211
-21.2532 | 3188.663
-21.228 | 3202.954
-21.2028 | 3153.574
-21.1775 | 3153.292
-21.1523 | 3220.141
-21.127 | 3291.018
-21.1018 | 3328.447
-21.0766 | 3295.418
-21.0513 | 3273.95
-21.0261 | 3304.524
-21.0008 | 3336.955
-20.9756 | 3330.8
-20.9503 | 3281.383
-20.9251 | 3249.315
-20.8999 | 3308.653
-20.8746 | 3385.028
-20.8494 | 3408.554
-20.8241 | 3423.828
-20.7989 | 3413.488
-20.7736 | 3417.088
-20.7484 | 3443.074
-20.7232 | 3432.402
-20.6979 | 3412.041
-20.6727 | 3432.411
-20.6474 | 3458.748
-20.6222 | 3494.203
-20.597 | 3542.91
-20.5717 | 3556.483
-20.5465 | 3554.086
-20.5212 | 3559.674
-20.496 | 3602.573
-20.4707 | 3658.253
-20.4455 | 3640.9
-20.4203 | 3638.953
-20.395 | 3633.499
-20.3698 | 3605.619
-20.3446 | 3620.22
-20.3193 | 3651.714
-20.2941 | 3681.142
-20.2688 | 3691.294
-20.2436 | 3697.167
-20.2183 | 3721.19
-20.1931 | 3740.306
-20.1679 | 3746.622
-20.1426 | 3760.219
-20.1174 | 3764.134
-20.0921 | 3866.862
-20.0669 | 3906.546
-20.0417 | 3860.527
-20.0164 | 3781.072
-19.9912 | 3854.918
-19.9659 | 3879.357
-19.9407 | 3851.828
-19.9154 | 3868.233
-19.8902 | 3893.249
-19.865 | 3893.545
-19.8397 | 3933.754
-19.8145 | 3954.287
-19.7892 | 3966.125
-19.764 | 3999.938
-19.7387 | 4026.746
-19.7135 | 4013.902
-19.6883 | 4007.107
-19.663 | 4005.047
-19.6378 | 4039.611
-19.6125 | 4085.341
-19.5873 | 4099.194
-19.5621 | 4100.232
-19.5368 | 4124.192
-19.5116 | 4143.75
-19.4863 | 4148.197
-19.4611 | 4207.974
-19.4359 | 4292.877
-19.4106 | 4309.542
-19.3854 | 4253.231
-19.3601 | 4237.974
-19.3349 | 4259.189
-19.3097 | 4282.552
-19.2844 | 4313.519
-19.2592 | 4325.741
-19.2339 | 4298.764
-19.2087 | 4292.896
-19.1834 | 4350.946
-19.1582 | 4375.688
-19.133 | 4366.787
-19.1077 | 4399.547
-19.0825 | 4404.286
-19.0572 | 4391.832
-19.032 | 4441.435
-19.0068 | 4488.197
-18.9815 | 4487.831
-18.9563 | 4463.324
-18.931 | 4464.243
-18.9058 | 4512.685
-18.8805 | 4564.475
-18.8553 | 4570.685
-18.8301 | 4582.877
-18.8048 | 4671.184
-18.7796 | 4659.809
-18.7543 | 4657.729
-18.7291 | 4673.56
-18.7039 | 4632.636
-18.6786 | 4602.115
-18.6534 | 4626.51
-18.6281 | 4666.464
-18.6029 | 4733.705
-18.5776 | 4679.945
-18.5524 | 4763.035
-18.5272 | 4827.052
-18.5019 | 4800.467
-18.4767 | 4798.283
-18.4514 | 4792.701
-18.4262 | 4771.03
-18.401 | 4795.36
-18.3757 | 4844.642
-18.3505 | 4870.029
-18.3252 | 4954.932
-18.3 | 5037.278
-18.2748 | 4984.067
-18.2495 | 4990.611
-18.2243 | 4993.889
-18.199 | 4988.612
-18.1738 | 4966.626
-18.1486 | 4985.072
-18.1233 | 5038.41
-18.0981 | 5087.08
-18.0728 | 5128.519
-18.0476 | 5159.566
-18.0223 | 5147.715
-17.9971 | 5141.069
-17.9719 | 5138.469
-17.9466 | 5154.348
-17.9214 | 5197.107
-17.8961 | 5216.481
-17.8709 | 5225.559
-17.8456 | 5252.566
-17.8204 | 5282.536
-17.7952 | 5291.415
-17.7699 | 5303.815
-17.7447 | 5198.499
-17.7194 | 5229.303
-17.6942 | 5330.226
-17.669 | 5317.622
-17.6437 | 5349.45
-17.6185 | 5403.331
-17.5932 | 5406.47
-17.568 | 5392.239
-17.5428 | 5433.686
-17.5175 | 5499.355
-17.4923 | 5468.215
-17.467 | 5564.126
-17.4418 | 5543.481
-17.4166 | 5531.206
-17.3913 | 5541.95
-17.3661 | 5529.157
-17.3408 | 5548.334
-17.3156 | 5673.242
-17.2903 | 5775.219
-17.2651 | 5599.147
-17.2399 | 5713.633
-17.2146 | 5697.081
-17.1894 | 5773.084
-17.1641 | 5775.36
-17.1389 | 5726.457
-17.1136 | 5692.01
-17.0884 | 5694.907
-17.0632 | 5732.37
-17.0379 | 5805.921
-17.0127 | 5838.941
-16.9874 | 5886.396
-16.9622 | 5933.146
-16.937 | 5946.695
-16.9117 | 5943.997
-16.8865 | 5951.959
-16.8612 | 5958.875
-16.836 | 5954.568
-16.8107 | 5968.478
-16.7855 | 5990.537
-16.7603 | 5995.888
-16.735 | 6098.746
-16.7098 | 6129.497
-16.6846 | 6104.286
-16.6593 | 6113.595
-16.6341 | 6161.935
-16.6088 | 6196.111
-16.5836 | 6180.518
-16.5583 | 6104.426
-16.5331 | 6165.386
-16.5079 | 6217.481
-16.4826 | 6213.051
-16.4574 | 6269.666
-16.4321 | 6317.393
-16.4069 | 6302.482
-16.3817 | 6267.362
-16.3564 | 6294.536
-16.3312 | 6391.078
-16.3059 | 6423.606
-16.2807 | 6473.411
-16.2554 | 6538.655
-16.2302 | 6561.323
-16.205 | 6541
-16.1797 | 6507.67
-16.1545 | 6514.423
-16.1292 | 6574.313
-16.104 | 6551.394
-16.0787 | 6535.635
-16.0535 | 6589.189
-16.0283 | 6592.496
-16.003 | 6603.003
-15.9778 | 6674.036
-15.9526 | 6727.082
-15.9273 | 6672.48
-15.9021 | 6587.041
-15.8768 | 6655.334
-15.8516 | 6707.37
-15.8263 | 6789.673
-15.8011 | 6790.24
-15.7759 | 6749.961
-15.7506 | 6752.162
-15.7254 | 6781.306
-15.7001 | 6752.661
-15.6749 | 6715.385
-15.6496 | 7061.645
-15.6244 | 6850.164
-15.5992 | 6932.644
-15.5739 | 6979.805
-15.5487 | 6936.193
-15.5234 | 6908.137
-15.4982 | 6945.724
-15.473 | 6972.232
-15.4477 | 7004.113
-15.4225 | 7047.155
-15.3972 | 7099.28
-15.372 | 7097.224
-15.3468 | 7083.68
-15.3215 | 7119.375
-15.2963 | 7159.681
-15.271 | 7127.674
-15.2458 | 7164.691
-15.2205 | 7206.907
-15.1953 | 7159.055
-15.1701 | 7218.343
-15.1448 | 7294.765
-15.1196 | 7315.617
-15.0943 | 7292.306
-15.0691 | 7289.623
-15.0439 | 7342.656
-15.0186 | 7385.654
-14.9934 | 7368.699
-14.9681 | 7404.651
-14.9429 | 7467.978
-14.9177 | 7501.875
-14.8924 | 7469.945
-14.8672 | 7426.231
-14.8419 | 7518.019
-14.8167 | 7632.269
-14.7914 | 7667.629
-14.7662 | 7670.525
-14.741 | 7625.353
-14.7157 | 7615.433
-14.6905 | 7642.973
-14.6652 | 7642.693
-14.64 | 7636.163
-14.6148 | 7730.771
-14.5895 | 7730.342
-14.5643 | 7665.644
-14.539 | 7670.132
-14.5138 | 7716.118
-14.4886 | 7715.483
-14.4633 | 7661.268
-14.4381 | 7697.688
-14.4128 | 7802.647
-14.3876 | 7891.691
-14.3623 | 7910.625
-14.3371 | 7940.127
-14.3119 | 7978.218
-14.2866 | 7979.066
-14.2614 | 7954.667
-14.2361 | 8055.039
-14.2109 | 8034.119
-14.1857 | 8053.48
-14.1604 | 8072.93
-14.1352 | 8118.166
-14.1099 | 8172.762
-14.0847 | 8185.215
-14.0594 | 8131.773
-14.0342 | 8120.387
-14.009 | 8192.055
-13.9837 | 8259.529
-13.9585 | 8304.155
-13.9332 | 8325.612
-13.908 | 8319.269
-13.8828 | 8312.133
-13.8575 | 8386.352
-13.8323 | 8381.069
-13.807 | 8443.639
-13.7818 | 8470.173
-13.7566 | 8495.788
-13.7313 | 8473.398
-13.7061 | 8416.161
-13.6808 | 8448.399
-13.6556 | 8608.092
-13.6303 | 8532.126
-13.6051 | 8637.308
-13.5799 | 8652.811
-13.5546 | 8648.129
-13.5294 | 8611.235
-13.5041 | 8505.49
-13.4789 | 8524.288
-13.4536 | 8600.484
-13.4284 | 8641.773
-13.4032 | 8676.684
-13.3779 | 8685.321
-13.3527 | 8665.29
-13.3275 | 8677.082
-13.3022 | 8798.233
-13.277 | 8850.073
-13.2517 | 8843.159
-13.2265 | 8814.416
-13.2012 | 8786.738
-13.176 | 8794.596
-13.1508 | 8860.117
-13.1255 | 8957.226
-13.1003 | 8971.892
-13.075 | 8958.187
-13.0498 | 8878.914
-13.0245 | 8870.433
-12.9993 | 8949.486
-12.9741 | 9058.791
-12.9488 | 9120.027
-12.9236 | 9094.133
-12.8983 | 9084.006
-12.8731 | 9118.803
-12.8479 | 9091.41
-12.8226 | 9047.342
-12.7974 | 9065.191
-12.7721 | 9158.101
-12.7469 | 9218.242
-12.7217 | 9174.395
-12.6964 | 9150.195
-12.6712 | 9167.363
-12.6459 | 9223.917
-12.6207 | 9294.223
-12.5954 | 9353.678
-12.5702 | 9400.752
-12.545 | 9439.482
-12.5197 | 9411.771
-12.4945 | 9393.993
-12.4692 | 9429.427
-12.444 | 9495.657
-12.4188 | 9534.25
-12.3935 | 9499.024
-12.3683 | 9417.793
-12.343 | 9436.439
-12.3178 | 9509.594
-12.2926 | 9532.955
-12.2673 | 9518.504
-12.2421 | 9521.679
-12.2168 | 9552.42
-12.1916 | 9610.609
-12.1663 | 9651.414
-12.1411 | 9624.802
-12.1159 | 9669.453
-12.0906 | 9756.491
-12.0654 | 9770.541
-12.0401 | 9672.016
-12.0149 | 9672.646
-11.9896 | 9702.566
-11.9644 | 9725.169
-11.9392 | 9718.875
-11.9139 | 9696.326
-11.8887 | 9678.483
-11.8635 | 9670.596
-11.8382 | 9831.931
-11.813 | 10000.33
-11.7877 | 10087.68
-11.7625 | 10088.48
-11.7372 | 10042.48
-11.712 | 10005.78
-11.6868 | 10018.13
-11.6615 | 10075.11
-11.6363 | 10028.67
-11.611 | 10081.35
-11.5858 | 10123.87
-11.5605 | 10131.13
-11.5353 | 10184.65
-11.5101 | 10163.59
-11.4848 | 10191.66
-11.4596 | 10236.21
-11.4343 | 10236.22
-11.4091 | 10211.79
-11.3839 | 10202.39
-11.3586 | 10223.23
-11.3334 | 10263.51
-11.3081 | 10238.07
-11.2829 | 10277.89
-11.2576 | 10312.52
-11.2324 | 10303.11
-11.2072 | 10272.7
-11.1819 | 10292.4
-11.1567 | 10335.29
-11.1314 | 10413.71
-11.1062 | 10475.25
-11.081 | 10476.31
-11.0557 | 10449.36
-11.0305 | 10462.53
-11.0052 | 10496.35
-10.98 | 10593.14
-10.9548 | 10638.3
-10.9295 | 10632.71
-10.9043 | 10608.77
-10.879 | 10601.78
-10.8538 | 10623.11
-10.8285 | 10610.75
-10.8033 | 10651.74
-10.7781 | 10672.91
-10.7528 | 10636.03
-10.7276 | 10592.9
-10.7023 | 10617.89
-10.6771 | 10694.7
-10.6519 | 10754.99
-10.6266 | 10810.21
-10.6014 | 10861.53
-10.5761 | 10895.83
-10.5509 | 10898.45
-10.5257 | 10869.53
-10.5004 | 10870.75
-10.4752 | 10894.88
-10.4499 | 10897.21
-10.4247 | 10889.74
-10.3994 | 10898.93
-10.3742 | 10949.53
-10.349 | 11048.57
-10.3237 | 11101
-10.2985 | 11094.23
-10.2732 | 11085.73
-10.248 | 11086.59
-10.2228 | 11086.8
-10.1975 | 11082.25
-10.1723 | 11154.58
-10.147 | 11200.61
-10.1218 | 11167.86
-10.0966 | 11137.04
-10.0713 | 11150.69
-10.0461 | 11196.96
-10.0208 | 11245.96
-9.9956 | 11309.19
-9.9703 | 11296.33
-9.9451 | 11262.22
-9.9199 | 11276.77
-9.8946 | 11354.02
-9.8694 | 11411.63
-9.8441 | 11425.88
-9.8189 | 11458.02
-9.7937 | 11456.86
-9.7684 | 11415.34
-9.7432 | 11365.03
-9.7179 | 11357.55
-9.6927 | 11404.55
-9.6674 | 11472.9
-9.6422 | 11523.59
-9.617 | 11554.23
-9.5917 | 11567.84
-9.5665 | 11567.63
-9.5412 | 11554.09
-9.516 | 11528.08
-9.4908 | 11515.14
-9.4655 | 11527.3
-9.4403 | 11563.05
-9.415 | 11610.3
-9.3898 | 11649.25
-9.3645 | 11623.97
-9.3393 | 11627.45
-9.3141 | 11655.07
-9.2888 | 11686.57
-9.2636 | 11708.21
-9.2383 | 11722.44
-9.2131 | 11732.91
-9.1879 | 11711.63
-9.1626 | 11718.38
-9.1374 | 11792.23
-9.1121 | 11896.06
-9.0869 | 11935.91
-9.0617 | 11869.23
-9.0364 | 11808.9
-9.0112 | 11823.69
-8.9859 | 11867.32
-8.9607 | 11893.9
-8.9354 | 11901.09
-8.9102 | 11991.95
-8.885 | 12131.98
-8.8597 | 12159.6
-8.8345 | 12056.95
-8.8092 | 11920.95
-8.784 | 11871.47
-8.7588 | 11931.8
-8.7335 | 12022.55
-8.7083 | 12098.61
-8.683 | 12106.02
-8.6578 | 12088.86
-8.6325 | 12125.73
-8.6073 | 12262.95
-8.5821 | 12305.39
-8.5568 | 12229.09
-8.5316 | 12171.17
-8.5063 | 12166.95
-8.4811 | 12191.15
-8.4559 | 12189.06
-8.4306 | 12157.86
-8.4054 | 12142.88
-8.3801 | 12204.82
-8.3549 | 12288.02
-8.3297 | 12347.56
-8.3044 | 12408.02
-8.2792 | 12463.99
-8.2539 | 12420.85
-8.2287 | 12369.32
-8.2034 | 12299.7
-8.1782 | 12232.05
-8.153 | 12248.08
-8.1277 | 12331.24
-8.1025 | 12353.75
-8.0772 | 12359.55
-8.052 | 12408.87
-8.0268 | 12485.64
-8.0015 | 12493.04
-7.9763 | 12506.95
-7.951 | 12546.68
-7.9258 | 12560.05
-7.9005 | 12567.66
-7.8753 | 12606.08
-7.8501 | 12688.06
-7.8248 | 12619.45
-7.7996 | 12539.51
-7.7743 | 12545.23
-7.7491 | 12583.52
-7.7239 | 12600.57
-7.6986 | 12596.47
-7.6734 | 12677.05
-7.6481 | 12762.26
-7.6229 | 12778.43
-7.5977 | 12803.89
-7.5724 | 12858.23
-7.5472 | 12854.06
-7.5219 | 12827.83
-7.4967 | 12878.24
-7.4714 | 12933.6
-7.4462 | 12944.54
-7.421 | 12917.13
-7.3957 | 12919.74
-7.3705 | 12963.2
-7.3452 | 12944.08
-7.32 | 12918.99
-7.2948 | 12893.98
-7.2695 | 12883.71
-7.2443 | 12929.99
-7.219 | 12997.28
-7.1938 | 13044.44
-7.1685 | 13045.68
-7.1433 | 13015.19
-7.1181 | 12981.38
-7.0928 | 12970.47
-7.0676 | 12985.82
-7.0423 | 13020.25
-7.0171 | 13049.41
-6.9919 | 13062.63
-6.9666 | 13069.79
-6.9414 | 13109.45
-6.9161 | 13126.01
-6.8909 | 13121.4
-6.8657 | 13127.39
-6.8404 | 13128.14
-6.8152 | 13107.71
-6.7899 | 13112.12
-6.7647 | 13188.42
-6.7394 | 13228.54
-6.7142 | 13254.64
-6.689 | 13275.45
-6.6637 | 13286.59
-6.6385 | 13278.23
-6.6132 | 13296.71
-6.588 | 13293.86
-6.5628 | 13273.84
-6.5375 | 13261.99
-6.5123 | 13289.78
-6.487 | 13361.71
-6.4618 | 13344.4
-6.4366 | 13305.09
-6.4113 | 13302.45
-6.3861 | 13343.95
-6.3608 | 13387.54
-6.3356 | 13435.35
-6.3103 | 13427.76
-6.2851 | 13384.32
-6.2599 | 13351.67
-6.2346 | 13366.72
-6.2094 | 13434.41
-6.1841 | 13449.7
-6.1589 | 13426.83
-6.1337 | 13384.95
-6.1084 | 13340.96
-6.0832 | 13331.2
-6.0579 | 13430.01
-6.0327 | 13564.26
-6.0074 | 13579.4
-5.9822 | 13534.09
-5.957 | 13482.42
-5.9317 | 13454.74
-5.9065 | 13424.56
-5.8812 | 13419.64
-5.856 | 13452.87
-5.8308 | 13526
-5.8055 | 13595.6
-5.7803 | 13606.36
-5.755 | 13627.92
-5.7298 | 13686.52
-5.7046 | 13733.58
-5.6793 | 13753.9
-5.6541 | 13740.8
-5.6288 | 13691.77
-5.6036 | 13595.66
-5.5783 | 13480.13
-5.5531 | 13518.12
-5.5279 | 13648.85
-5.5026 | 13764.93
-5.4774 | 13825.1
-5.4521 | 13786.07
-5.4269 | 13685.59
-5.4017 | 13647.24
-5.3764 | 13680.24
-5.3512 | 13723.47
-5.3259 | 13702.84
-5.3007 | 13741.76
-5.2754 | 13758.45
-5.2502 | 13814.78
-5.225 | 13878.64
-5.1997 | 13839.23
-5.1745 | 13716.25
-5.1492 | 13626.55
-5.124 | 13658.41
-5.0988 | 13754.29
-5.0735 | 13823.14
-5.0483 | 13788.81
-5.023 | 13792.73
-4.9978 | 13816.49
-4.9726 | 13870.87
-4.9473 | 13901.96
-4.9221 | 13855.94
-4.8968 | 13760.53
-4.8716 | 13783.99
-4.8463 | 13859.81
-4.8211 | 13926.09
-4.7959 | 13957.89
-4.7706 | 13975.58
-4.7454 | 14089.24
-4.7201 | 14109.02
-4.6949 | 14081.17
-4.6697 | 14074.92
-4.6444 | 14099.7
-4.6192 | 14070.18
-4.5939 | 13990.97
-4.5687 | 13997.56
-4.5434 | 14033.24
-4.5182 | 14086.42
-4.493 | 14151.99
-4.4677 | 14182.15
-4.4425 | 14165.54
-4.4172 | 14163.43
-4.392 | 14175.89
-4.3668 | 14196.1
-4.3415 | 14211.84
-4.3163 | 14178.68
-4.291 | 14197.33
-4.2658 | 14171.76
-4.2406 | 14149.91
-4.2153 | 14189.68
-4.1901 | 14302.91
-4.1648 | 14231.12
-4.1396 | 14155.97
-4.1143 | 14158
-4.0891 | 14229.11
-4.0639 | 14302.48
-4.0386 | 14271.25
-4.0134 | 14196.29
-3.9881 | 14260.58
-3.9629 | 14267.53
-3.9377 | 14199.23
-3.9124 | 14252.7
-3.8872 | 14168.61
-3.8619 | 14303.76
-3.8367 | 14320.27
-3.8114 | 14243.2
-3.7862 | 14215.75
-3.761 | 14369.19
-3.7357 | 14419.81
-3.7105 | 14371.3
-3.6852 | 14298.56
-3.66 | 14316.31
-3.6348 | 14490.64
-3.6095 | 14418.22
-3.5843 | 14413.9
-3.559 | 14440.42
-3.5338 | 14430.93
-3.5086 | 14376.29
-3.4833 | 14370.84
-3.4581 | 14376.37
-3.4328 | 14425.88
-3.4076 | 14411.79
-3.3823 | 14376.14
-3.3571 | 14407.05
-3.3319 | 14441.21
-3.3066 | 14383.34
-3.2814 | 14399.16
-3.2561 | 14434.08
-3.2309 | 14431.84
-3.2057 | 14375.52
-3.1804 | 14285.11
-3.1552 | 14272.75
-3.1299 | 14279.63
-3.1047 | 14333.61
-3.0794 | 14435.05
-3.0542 | 14396.59
-3.029 | 14460.25
-3.0037 | 14456.68
-2.9785 | 14480.37
-2.9532 | 14555.23
-2.928 | 14611.91
-2.9028 | 14532.75
-2.8775 | 14420.14
-2.8523 | 14459.83
-2.827 | 14542.65
-2.8018 | 14530.47
-2.7766 | 14435.31
-2.7513 | 14424.36
-2.7261 | 14501.58
-2.7008 | 14562.62
-2.6756 | 14533.32
-2.6503 | 14401.46
-2.6251 | 14376.58
-2.5999 | 14310.83
-2.5746 | 14345.7
-2.5494 | 14426.89
-2.5241 | 14491.2
-2.4989 | 14556.3
-2.4737 | 14710.99
-2.4484 | 14753.54
-2.4232 | 14705.3
-2.3979 | 14631.04
-2.3727 | 14617.91
-2.3474 | 14758.53
-2.3222 | 14729.53
-2.297 | 14615.73
-2.2717 | 14497.08
-2.2465 | 14451.68
-2.2212 | 14545.2
-2.196 | 14626.67
-2.1708 | 14651.43
-2.1455 | 14656.18
-2.1203 | 14645.62
-2.095 | 14615.15
-2.0698 | 14621.37
-2.0446 | 14572.46
-2.0193 | 14620.89
-1.9941 | 14674.87
-1.9688 | 14658.05
-1.9436 | 14591.07
-1.9183 | 14592.2
-1.8931 | 14613.26
-1.8679 | 14684.49
-1.8426 | 14781.58
-1.8174 | 14851.45
-1.7921 | 14845.36
-1.7669 | 14765.38
-1.7417 | 14650.64
-1.7164 | 14582.2
-1.6912 | 14615.37
-1.6659 | 14748.91
-1.6407 | 14710.51
-1.6154 | 14577.91
-1.5902 | 14518.99
-1.565 | 14598.82
-1.5397 | 14773.79
-1.5145 | 14771.87
-1.4892 | 14646.76
-1.464 | 14614.28
-1.4388 | 14661.57
-1.4135 | 14708.2
-1.3883 | 14639.46
-1.363 | 14650.74
-1.3378 | 14647.16
-1.3126 | 14611.76
-1.2873 | 14617.26
-1.2621 | 14722.4
-1.2368 | 14717.24
-1.2116 | 14666
-1.1863 | 14671.04
-1.1611 | 14707.86
-1.1359 | 14743.63
-1.1106 | 14764
-1.0854 | 14806.95
-1.0601 | 14814.94
-1.0349 | 14765.13
-1.0097 | 14687.86
-0.98441 | 14638.08
-0.95917 | 14660.17
-0.93393 | 14793.38
-0.90869 | 14875.33
-0.88345 | 14845.62
-0.85821 | 14719.99
-0.83297 | 14601
-0.80772 | 14720.16
-0.78248 | 14770.47
-0.75724 | 14718.4
-0.732 | 14672.22
-0.70676 | 14749.21
-0.68152 | 14760.67
-0.65628 | 14766.89
-0.63103 | 14776.63
-0.60579 | 14733.8
-0.58055 | 14651.92
-0.55531 | 14658.43
-0.53007 | 14813.69
-0.50483 | 14843.07
-0.47959 | 14787.75
-0.45434 | 14722.53
-0.4291 | 14705.29
-0.40386 | 14625.82
-0.37862 | 14596.75
-0.35338 | 14643.78
-0.32814 | 14657.39
-0.3029 | 14601.52
-0.27766 | 14589.54
-0.25241 | 14672.31
-0.22717 | 14573.18
-0.20193 | 14149.67
-0.17669 | 13607.17
-0.15145 | 13383.89
-0.12621 | 14166.25
-0.10097 | 15204.41
-0.075724 | 16439.07
-0.050483 | 17022.6
-0.025241 | 16483.16
0 | 15207.75
0.025241 | 15184.63
0.050483 | 14989.21
0.075724 | 14838.12
0.10097 | 14769.82
0.12621 | 14722.34
0.15145 | 14721.06
0.17669 | 14772
0.20193 | 14765.73
0.22717 | 14798.98
0.25241 | 14885.82
0.27766 | 14836.46
0.3029 | 14693.85
0.32814 | 14773.18
0.35338 | 14836.38
0.37862 | 14853.45
0.40386 | 14891.84
0.4291 | 14742.02
0.45434 | 14709.84
0.47959 | 14713.44
0.50483 | 14711.96
0.53007 | 14697.59
0.55531 | 14709.37
0.58055 | 14782.4
0.60579 | 14724.37
0.63103 | 14686.31
0.65628 | 14683.95
0.68152 | 14654.8
0.70676 | 14653.86
0.732 | 14657.42
0.75724 | 14689.81
0.78248 | 14732.04
0.80772 | 14753.8
0.83297 | 14723.16
0.85821 | 14641.27
0.88345 | 14650.76
0.90869 | 14697.12
0.93393 | 14724.94
0.95917 | 14692.33
0.98441 | 14607.34
1.0097 | 14578.42
1.0349 | 14624.55
1.0601 | 14642.19
1.0854 | 14596.33
1.1106 | 14634.1
1.1359 | 14612.45
1.1611 | 14575.07
1.1863 | 14548.04
1.2116 | 14571.51
1.2368 | 14658.07
1.2621 | 14575.11
1.2873 | 14502.76
1.3126 | 14531.8
1.3378 | 14518.08
1.363 | 14449.31
1.3883 | 14659.73
1.4135 | 14593.14
1.4388 | 14608.61
1.464 | 14657.09
1.4892 | 14616.09
1.5145 | 14412
1.5397 | 14573.2
1.565 | 14580.67
1.5902 | 14552.63
1.6154 | 14585.3
1.6407 | 14658.7
1.6659 | 14547.81
1.6912 | 14700.14
1.7164 | 14662.84
1.7417 | 14535.45
1.7669 | 14402.75
1.7921 | 14343.91
1.8174 | 14554.27
1.8426 | 14495.68
1.8679 | 14484.24
1.8931 | 14508.76
1.9183 | 14502.03
1.9436 | 14417.8
1.9688 | 14581.33
1.9941 | 14481.38
2.0193 | 14409.04
2.0446 | 14411.15
2.0698 | 14400.13
2.095 | 14481.84
2.1203 | 14380.75
2.1455 | 14296.98
2.1708 | 14262.1
2.196 | 14255.24
2.2212 | 14222.32
2.2465 | 14330.84
2.2717 | 14381.48
2.297 | 14420.52
2.3222 | 14421.78
2.3474 | 14351.54
2.3727 | 14345.39
2.3979 | 14258.4
2.4232 | 14281.89
2.4484 | 14336.22
2.4737 | 14342.6
2.4989 | 14294.92
2.5241 | 14316.12
2.5494 | 14289.02
2.5746 | 14347.75
2.5999 | 14403.31
2.6251 | 14338.42
2.6503 | 14381.97
2.6756 | 14344.65
2.7008 | 14333.71
2.7261 | 14391.16
2.7513 | 14428.33
2.7766 | 14235.48
2.8018 | 14129.75
2.827 | 14214.48
2.8523 | 14254.68
2.8775 | 14244.86
2.9028 | 14244.18
2.928 | 14203.63
2.9532 | 14154.37
2.9785 | 14086.68
3.0037 | 14087
3.029 | 14177.75
3.0542 | 14299.27
3.0794 | 14314.38
3.1047 | 14227.07
3.1299 | 14184.06
3.1552 | 14214.65
3.1804 | 14285.04
3.2057 | 14303.32
3.2309 | 14225.83
3.2561 | 14264.21
3.2814 | 14289.43
3.3066 | 14229.69
3.3319 | 14096.71
3.3571 | 14041.69
3.3823 | 14096.31
3.4076 | 14071.63
3.4328 | 14055.59
3.4581 | 14101.06
3.4833 | 14078.98
3.5086 | 14092.76
3.5338 | 14143.17
3.559 | 14159.89
3.5843 | 14131.04
3.6095 | 14078.79
3.6348 | 14005.3
3.66 | 13956.76
3.6852 | 13948.94
3.7105 | 13994.85
3.7357 | 14079.44
3.761 | 14154.01
3.7862 | 14153.91
3.8114 | 14139.19
3.8367 | 14106.69
3.8619 | 14052.46
3.8872 | 13994.34
3.9124 | 14016.17
3.9377 | 14033.44
3.9629 | 13946.54
3.9881 | 13873
4.0134 | 13879.09
4.0386 | 13949.94
4.0639 | 13936.19
4.0891 | 13929.7
4.1143 | 13893.93
4.1396 | 13827.2
4.1648 | 13765.38
4.1901 | 13791.97
4.2153 | 13857.42
4.2406 | 13837.91
4.2658 | 13771.25
4.291 | 13732.87
4.3163 | 13780.13
4.3415 | 13821.05
4.3668 | 13885.77
4.392 | 13936.83
4.4172 | 13953.15
4.4425 | 13927.72
4.4677 | 13868.86
4.493 | 13797.18
4.5182 | 13787.26
4.5434 | 13811.95
4.5687 | 13843.69
4.5939 | 13857.38
4.6192 | 13836.25
4.6444 | 13824.03
4.6697 | 13748.5
4.6949 | 13714.36
4.7201 | 13727.79
4.7454 | 13729.02
4.7706 | 13679.07
4.7959 | 13634.4
4.8211 | 13593.74
4.8463 | 13540.7
4.8716 | 13513.99
4.8968 | 13605.19
4.9221 | 13717.13
4.9473 | 13686.48
4.9726 | 13662.74
4.9978 | 13631.49
5.023 | 13566.08
5.0483 | 13533.14
5.0735 | 13557.75
5.0988 | 13563.34
5.124 | 13510.35
5.1492 | 13440.45
5.1745 | 13421
5.1997 | 13412.94
5.225 | 13442.2
5.2502 | 13495.64
5.2754 | 13548.05
5.3007 | 13554.33
5.3259 | 13460.63
5.3512 | 13273.92
5.3764 | 13266.55
5.4017 | 13317.15
5.4269 | 13346.74
5.4521 | 13315.17
5.4774 | 13237.6
5.5026 | 13305.14
5.5279 | 13358.58
5.5531 | 13359
5.5783 | 13325.47
5.6036 | 13302.16
5.6288 | 13319.95
5.6541 | 13372.25
5.6793 | 13304.72
5.7046 | 13210.03
5.7298 | 13159.38
5.755 | 13166.96
5.7803 | 13125.14
5.8055 | 13056.48
5.8308 | 12994.75
5.856 | 12994.97
5.8812 | 13068.22
5.9065 | 13168.7
5.9317 | 13276.51
5.957 | 13244.25
5.9822 | 13212.02
6.0074 | 13159.82
6.0327 | 13073.46
6.0579 | 13033.39
6.0832 | 13086.07
6.1084 | 13119.69
6.1337 | 13134.04
6.1589 | 13129.14
6.1841 | 13089.18
6.2094 | 12952.19
6.2346 | 12959.64
6.2599 | 13017.36
6.2851 | 13050.55
6.3103 | 13030.23
6.3356 | 12978.2
6.3608 | 12990.01
6.3861 | 12849.4
6.4113 | 12750.67
6.4366 | 12703.01
6.4618 | 12708.91
6.487 | 12768.39
6.5123 | 12777.32
6.5375 | 12826.81
6.5628 | 12871.31
6.588 | 12858.19
6.6132 | 12797.45
6.6385 | 12770.41
6.6637 | 12772.78
6.689 | 12661.35
6.7142 | 12605.76
6.7394 | 12633.68
6.7647 | 12695.71
6.7899 | 12694.29
6.8152 | 12706.29
6.8404 | 12757.79
6.8657 | 12784.91
6.8909 | 12728.66
6.9161 | 12582.18
6.9414 | 12435.03
6.9666 | 12444.08
6.9919 | 12522.87
7.0171 | 12557.49
7.0423 | 12532.84
7.0676 | 12492.3
7.0928 | 12497.39
7.1181 | 12463.3
7.1433 | 12375.83
7.1685 | 12382.28
7.1938 | 12469.59
7.219 | 12528.93
7.2443 | 12456.54
7.2695 | 12351.93
7.2948 | 12236.92
7.32 | 12145.1
7.3452 | 12148.5
7.3705 | 12277.24
7.3957 | 12336.57
7.421 | 12388.91
7.4462 | 12434.82
7.4714 | 12415.64
7.4967 | 12329.77
7.5219 | 12229.31
7.5472 | 12198.99
7.5724 | 12152.12
7.5977 | 12110.58
7.6229 | 12114.16
7.6481 | 12133.2
7.6734 | 12110.58
7.6986 | 12110.56
7.7239 | 12131.8
7.7491 | 12106.56
7.7743 | 12107.09
7.7996 | 12140.87
7.8248 | 12151.96
7.8501 | 12092.44
7.8753 | 12057.67
7.9005 | 12020.91
7.9258 | 11998.83
7.951 | 11976.6
7.9763 | 11928.61
8.0015 | 11911.42
8.0268 | 11929.21
8.052 | 11909.36
8.0772 | 11881.49
8.1025 | 11866.83
8.1277 | 11869.38
8.153 | 11890.68
8.1782 | 11927.68
8.2034 | 11936.34
8.2287 | 11900.53
8.2539 | 11843.17
8.2792 | 11803.95
8.3044 | 11786.94
8.3297 | 11732.42
8.3549 | 11697.87
8.3801 | 11692.15
8.4054 | 11684.6
8.4306 | 11646.41
8.4559 | 11630.28
8.4811 | 11669.52
8.5063 | 11675.08
8.5316 | 11653.75
8.5568 | 11629.12
8.5821 | 11627.92
8.6073 | 11667.4
8.6325 | 11674.05
8.6578 | 11623.45
8.683 | 11583.73
8.7083 | 11560.56
8.7335 | 11519.61
8.7588 | 11417.18
8.784 | 11311.32
8.8092 | 11225.03
8.8345 | 11243.52
8.8597 | 11342.93
8.885 | 11428.09
8.9102 | 11378.27
8.9354 | 11298.53
8.9607 | 11280.77
8.9859 | 11291.58
9.0112 | 11303.82
9.0364 | 11294.98
9.0617 | 11250.76
9.0869 | 11175.32
9.1121 | 11165.14
9.1374 | 11206.83
9.1626 | 11231.56
9.1879 | 11210.58
9.2131 | 11172.56
9.2383 | 11160.21
9.2636 | 11137.17
9.2888 | 11101.46
9.3141 | 11078.85
9.3393 | 11079.83
9.3645 | 11091.79
9.3898 | 11075.56
9.415 | 11016.77
9.4403 | 10986.52
9.4655 | 10963.81
9.4908 | 10943.95
9.516 | 10942.36
9.5412 | 10988.33
9.5665 | 10965.88
9.5917 | 10905.08
9.617 | 10875.72
9.6422 | 10876.17
9.6674 | 10881.9
9.6927 | 10876.27
9.7179 | 10878.04
9.7432 | 10848.86
9.7684 | 10815.92
9.7937 | 10785.64
9.8189 | 10738.28
9.8441 | 10657.49
9.8694 | 10620.25
9.8946 | 10664.88
9.9199 | 10676.79
9.9451 | 10663.96
9.9703 | 10624.15
9.9956 | 10570.94
10.0208 | 10570.49
10.0461 | 10663.54
10.0713 | 10635.75
10.0966 | 10542.37
10.1218 | 10466.3
10.147 | 10463.45
10.1723 | 10523.64
10.1975 | 10514.5
10.2228 | 10433.9
10.248 | 10375.15
10.2732 | 10385.8
10.2985 | 10447
10.3237 | 10502.85
10.349 | 10524.76
10.3742 | 10433.67
10.3994 | 10317.48
10.4247 | 10255.63
10.4499 | 10221.8
10.4752 | 10180.65
10.5004 | 10155.53
10.5257 | 10216.92
10.5509 | 10241.04
10.5761 | 10218.69
10.6014 | 10205.29
10.6266 | 10210.33
10.6519 | 10192.04
10.6771 | 10099.79
10.7023 | 10088.72
10.7276 | 10116.79
10.7528 | 10086.29
10.7781 | 10007.88
10.8033 | 9941.927
10.8285 | 9936.382
10.8538 | 9934.686
10.879 | 9935.19
10.9043 | 9989.306
10.9295 | 9994.919
10.9548 | 9895.233
10.98 | 9744.288
11.0052 | 9730.396
11.0305 | 9774.678
11.0557 | 9749.362
11.081 | 9761.207
11.1062 | 9811.706
11.1314 | 9829.583
11.1567 | 9738.828
11.1819 | 9628.658
11.2072 | 9561.322
11.2324 | 9627.484
11.2576 | 9652.553
11.2829 | 9588.628
11.3081 | 9503.438
11.3334 | 9504.771
11.3586 | 9558.512
11.3839 | 9527.463
11.4091 | 9505.595
11.4343 | 9460.885
11.4596 | 9401.361
11.4848 | 9386.71
11.5101 | 9479.136
11.5353 | 9548.665
11.5605 | 9454.707
11.5858 | 9391.328
11.611 | 9369.359
11.6363 | 9358.604
11.6615 | 9352.191
11.6868 | 9373.581
11.712 | 9360.461
11.7372 | 9340.134
11.7625 | 9318.881
11.7877 | 9288.353
11.813 | 9247.2
11.8382 | 9212.43
11.8635 | 9213.058
11.8887 | 9241.884
11.9139 | 9203.398
11.9392 | 9136.428
11.9644 | 9094.653
11.9896 | 9085.431
12.0149 | 9055.247
12.0401 | 9028.319
12.0654 | 8995.095
12.0906 | 8981.377
12.1159 | 9024.572
12.1411 | 9071.952
12.1663 | 9057.281
12.1916 | 8992.88
12.2168 | 8979.357
12.2421 | 8996.862
12.2673 | 8967.301
12.2926 | 8902.28
12.3178 | 8823.25
12.343 | 8763.369
12.3683 | 8767.736
12.3935 | 8786.368
12.4188 | 8769.04
12.444 | 8707.295
12.4692 | 8707.22
12.4945 | 8737.165
12.5197 | 8731.437
12.545 | 8725.02
12.5702 | 8640.951
12.5954 | 8623.013
12.6207 | 8668.71
12.6459 | 8654.496
12.6712 | 8616.286
12.6964 | 8603.827
12.7217 | 8547.212
12.7469 | 8593.955
12.7721 | 8541.21
12.7974 | 8488.436
12.8226 | 8479.82
12.8479 | 8480.649
12.8731 | 8458.048
12.8983 | 8429.915
12.9236 | 8369.185
12.9488 | 8370.57
12.9741 | 8334.264
12.9993 | 8255.445
13.0245 | 8239.855
13.0498 | 8284.963
13.075 | 8255.362
13.1003 | 8195.85
13.1255 | 8221.727
13.1508 | 8224.207
13.176 | 8155.742
13.2012 | 8087.228
13.2265 | 8081.685
13.2517 | 8111.908
13.277 | 8048.223
13.3022 | 8052.766
13.3275 | 8064.116
13.3527 | 8017.41
13.3779 | 7983.313
13.4032 | 7974.61
13.4284 | 7969.615
13.4536 | 7976.592
13.4789 | 7876.689
13.5041 | 7864.72
13.5294 | 7802.84
13.5546 | 7795.155
13.5799 | 7862.96
13.6051 | 7919.917
13.6303 | 7864.205
13.6556 | 7779.288
13.6808 | 7805.539
13.7061 | 7831.835
13.7313 | 7798.832
13.7566 | 7786.413
13.7818 | 7782.064
13.807 | 7724.591
13.8323 | 7666.468
13.8575 | 7655.985
13.8828 | 7628.316
13.908 | 7609.901
13.9332 | 7642.128
13.9585 | 7697.235
13.9837 | 7673.399
14.009 | 7523.319
14.0342 | 7518.878
14.0594 | 7581.499
14.0847 | 7534.867
14.1099 | 7494.836
14.1352 | 7441.504
14.1604 | 7370.885
14.1857 | 7316.543
14.2109 | 7305.639
14.2361 | 7293.409
14.2614 | 7293.508
14.2866 | 7342.434
14.3119 | 7402.678
14.3371 | 7375.738
14.3623 | 7253.706
14.3876 | 7132.381
14.4128 | 7104.047
14.4381 | 7152.112
14.4633 | 7194.695
14.4886 | 7219.064
14.5138 | 7235.291
14.539 | 7216.927
14.5643 | 7159.941
14.5895 | 7105.427
14.6148 | 7098.934
14.64 | 7128.986
14.6652 | 7075.447
14.6905 | 7029.581
14.7157 | 7021.153
14.741 | 7048.728
14.7662 | 7055.239
14.7914 | 6986.117
14.8167 | 6926.928
14.8419 | 6950.416
14.8672 | 6936.345
14.8924 | 6967.279
14.9177 | 6980.865
14.9429 | 6945.162
14.9681 | 6870.161
14.9934 | 6795.779
15.0186 | 6782.022
15.0439 | 6761.955
15.0691 | 6824.248
15.0943 | 6819.766
15.1196 | 6745.606
15.1448 | 6676.833
15.1701 | 6655.667
15.1953 | 6643.633
15.2205 | 6578.995
15.2458 | 6578.402
15.271 | 6570.373
15.2963 | 6601.572
15.3215 | 6579.387
15.3468 | 6521.335
15.372 | 6475.822
15.3972 | 6459.815
15.4225 | 6455.303
15.4477 | 6441.149
15.473 | 6469.726
15.4982 | 6451.044
15.5234 | 6399.945
15.5487 | 6324.867
15.5739 | 6284.615
15.5992 | 6296.496
15.6244 | 6287.992
15.6496 | 6249.027
15.6749 | 6259.212
15.7001 | 6349.078
15.7254 | 6382.987
15.7506 | 6316.036
15.7759 | 6260.784
15.8011 | 6240.13
15.8263 | 6172.392
15.8516 | 6095.313
15.8768 | 6152.088
15.9021 | 6188.004
15.9273 | 6171.397
15.9526 | 6099.681
15.9778 | 6054.521
16.003 | 6010.941
16.0283 | 6001.261
16.0535 | 6110.151
16.0787 | 6089.788
16.104 | 5987.682
16.1292 | 5889.33
16.1545 | 5946.526
16.1797 | 5920.633
16.205 | 5871.723
16.2302 | 5869.378
16.2554 | 5897.579
16.2807 | 5915.947
16.3059 | 5835.011
16.3312 | 5863.449
16.3564 | 5844.651
16.3817 | 5835.703
16.4069 | 5849.645
16.4321 | 5808.574
16.4574 | 5721.227
16.4826 | 5671.288
16.5079 | 5674.906
16.5331 | 5641.834
16.5583 | 5597.347
16.5836 | 5597.96
16.6088 | 5630.198
16.6341 | 5600.441
16.6593 | 5559.712
16.6846 | 5547.546
16.7098 | 5540.305
16.735 | 5511.389
16.7603 | 5474.253
16.7855 | 5496.297
16.8107 | 5521.666
16.836 | 5455.378
16.8612 | 5399.68
16.8865 | 5381.534
16.9117 | 5378.254
16.937 | 5369.279
16.9622 | 5348.602
16.9874 | 5308.265
17.0127 | 5310.18
17.0379 | 5311.385
17.0632 | 5255.447
17.0884 | 5243.557
17.1136 | 5262.452
17.1389 | 5238.999
17.1641 | 5193.837
17.1894 | 5202.219
17.2146 | 5238.279
17.2399 | 5217.068
17.2651 | 5212.969
17.2903 | 5159.945
17.3156 | 5109.221
17.3408 | 5112.17
17.3661 | 5145.537
17.3913 | 5174.119
17.4166 | 5151.803
17.4418 | 5077.984
17.467 | 5057.246
17.4923 | 5057.978
17.5175 | 5040.912
17.5428 | 5026.646
17.568 | 5006.858
17.5932 | 5030.39
17.6185 | 5012.256
17.6437 | 4992.271
17.669 | 5015.108
17.6942 | 5008.53
17.7194 | 4940.853
17.7447 | 4856.221
17.7699 | 4750.567
17.7952 | 4792.308
17.8204 | 4821.473
17.8456 | 4848.863
17.8709 | 4825.757
17.8961 | 4756.238
17.9214 | 4729.191
17.9466 | 4777.249
17.9719 | 4769.197
17.9971 | 4658.244
18.0223 | 4667.95
18.0476 | 4650.113
18.0728 | 4693.655
18.0981 | 4667.793
18.1233 | 4643.037
18.1486 | 4608.192
18.1738 | 4558.106
18.199 | 4537.209
18.2243 | 4555.837
18.2495 | 4568.819
18.2748 | 4530.842
18.3 | 4469.248
18.3252 | 4462.216
18.3505 | 4472.566
18.3757 | 4462.633
18.401 | 4454.313
18.4262 | 4445.417
18.4514 | 4406.472
18.4767 | 4347.921
18.5019 | 4333.608
18.5272 | 4370.06
18.5524 | 4372.283
18.5776 | 4302.835
18.6029 | 4296.87
18.6281 | 4274.249
18.6534 | 4295.852
18.6786 | 4338.107
18.7039 | 4329.829
18.7291 | 4276.933
18.7543 | 4245.163
18.7796 | 4229.042
18.8048 | 4155.317
18.8301 | 4153.277
18.8553 | 4114.963
18.8805 | 4124.32
18.9058 | 4098.899
18.931 | 4045.371
18.9563 | 4093.659
18.9815 | 4123.417
19.0068 | 4114.395
19.032 | 4094.74
19.0572 | 4035.859
19.0825 | 4011.768
19.1077 | 3992.761
19.133 | 3976.885
19.1582 | 3949.344
19.1834 | 4041.545
19.2087 | 4052.997
19.2339 | 4004.724
19.2592 | 3984.603
19.2844 | 3973.308
19.3097 | 3964.121
19.3349 | 3970.831
19.3601 | 3959.163
19.3854 | 3892.973
19.4106 | 3801.063
19.4359 | 3761.308
19.4611 | 3816.767
19.4863 | 3881.851
19.5116 | 3866.801
19.5368 | 3804.324
19.5621 | 3757.229
19.5873 | 3730.248
19.6125 | 3716.396
19.6378 | 3714.155
19.663 | 3706.971
19.6883 | 3682.262
19.7135 | 3674.34
19.7387 | 3697.573
19.764 | 3698.988
19.7892 | 3665.714
19.8145 | 3662.155
19.8397 | 3670.403
19.865 | 3634.018
19.8902 | 3595.877
19.9154 | 3568.841
19.9407 | 3565.316
19.9659 | 3569.439
19.9912 | 3563.085
20.0164 | 3571.458
20.0417 | 3584.622
20.0669 | 3549.308
20.0921 | 3482.987
20.1174 | 3463.333
20.1426 | 3453.396
20.1679 | 3491.854
20.1931 | 3462.954
20.2183 | 3442.504
20.2436 | 3426.635
20.2688 | 3424.943
20.2941 | 3423.073
20.3193 | 3400.304
20.3446 | 3362.694
20.3698 | 3317.967
20.395 | 3287.617
20.4203 | 3293.552
20.4455 | 3268.357
20.4707 | 3274.203
20.496 | 3247.395
20.5212 | 3263.517
20.5465 | 3289.926
20.5717 | 3284.439
20.597 | 3234.291
20.6222 | 3202.26
20.6474 | 3217.943
20.6727 | 3238.44
20.6979 | 3223.489
20.7232 | 3194.217
20.7484 | 3179.067
20.7736 | 3153.108
20.7989 | 3141.431
20.8241 | 3128.227
20.8494 | 3100.565
20.8746 | 3084.773
20.8999 | 3073.828
20.9251 | 3048.349
20.9503 | 3032.7
20.9756 | 3030.161
21.0008 | 3026.905
21.0261 | 3017.148
21.0513 | 2990.458
21.0766 | 2950.267
21.1018 | 2921.05
21.127 | 2918.304
21.1523 | 2932.217
21.1775 | 2944.214
21.2028 | 2955.126
21.228 | 2953.82
21.2532 | 2919.819
21.2785 | 2882.893
21.3037 | 2861.469
21.329 | 2860.337
21.3542 | 2859.752
21.3794 | 2831.989
21.4047 | 2818.412
21.4299 | 2840.151
21.4552 | 2853.485
21.4804 | 2843.96
21.5056 | 2828.179
21.5309 | 2817.542
21.5561 | 2807.659
21.5814 | 2771.739
21.6066 | 2712.123
21.6319 | 2688.138
21.6571 | 2717.277
21.6823 | 2742.626
21.7076 | 2720.4
21.7328 | 2716.193
21.7581 | 2722.054
21.7833 | 2761.463
21.8086 | 2720.56
21.8338 | 2683.924
21.859 | 2689.681
21.8843 | 2673.913
21.9095 | 2630.938
21.9348 | 2612.135
21.96 | 2635.651
21.9852 | 2640.343
22.0105 | 2599.242
22.0357 | 2579.264
22.061 | 2587.849
22.0862 | 2551.45
22.1114 | 2509.326
22.1367 | 2509.623
22.1619 | 2548.659
22.1872 | 2559.493
22.2124 | 2519.931
22.2376 | 2476.289
22.2629 | 2462.822
22.2881 | 2469.358
22.3134 | 2469.252
22.3386 | 2456.273
22.3639 | 2454.321
22.3891 | 2469.666
22.4143 | 2469.057
22.4396 | 2440.255
22.4648 | 2415.368
22.4901 | 2411.353
22.5153 | 2413.676
22.5405 | 2413.433
22.5658 | 2405.328
22.591 | 2383.816
22.6163 | 2368.539
22.6415 | 2373.315
22.6668 | 2367.205
22.692 | 2333.123
22.7172 | 2290.768
22.7425 | 2265.542
22.7677 | 2273.792
22.793 | 2285.131
22.8182 | 2310.478
22.8434 | 2304.783
22.8687 | 2271.656
22.8939 | 2280.032
22.9192 | 2269.309
22.9444 | 2247.758
22.9697 | 2266.043
22.9949 | 2251.981
23.0201 | 2226.436
23.0454 | 2217.891
23.0706 | 2210.99
23.0959 | 2211.731
23.1211 | 2205.448
23.1463 | 2192.236
23.1716 | 2191.074
23.1968 | 2180.007
23.2221 | 2153.031
23.2473 | 2142.856
23.2725 | 2140.005
23.2978 | 2118.562
23.323 | 2099.807
23.3483 | 2095.462
23.3735 | 2082.377
23.3987 | 2069.503
23.424 | 2080.833
23.4492 | 2089.172
23.4745 | 2070.51
23.4997 | 2063.815
23.525 | 2043.799
23.5502 | 2008.689
23.5754 | 2007.22
23.6007 | 2022.94
23.6259 | 2039.481
23.6512 | 2068.537
23.6764 | 2065.416
23.7017 | 1989.028
23.7269 | 1948.788
23.7521 | 1956.782
23.7774 | 1976.495
23.8026 | 1988.571
23.8279 | 1995.253
23.8531 | 1978.253
23.8783 | 1944.175
23.9036 | 1930.012
23.9288 | 1925.705
23.9541 | 1920.361
23.9793 | 1924.177
24.0045 | 1921.937
24.0298 | 1908.564
24.055 | 1893.881
24.0803 | 1874.505
24.1055 | 1849.491
24.1307 | 1836.724
24.156 | 1849.53
24.1812 | 1862.164
24.2065 | 1851.499
24.2317 | 1833.082
24.257 | 1824.282
24.2822 | 1812.646
24.3074 | 1799.594
24.3327 | 1800.863
24.3579 | 1802.926
24.3832 | 1806.086
24.4084 | 1804.29
24.4337 | 1779.596
24.4589 | 1761.31
24.4841 | 1764.76
24.5094 | 1777.866
24.5346 | 1764.962
24.5599 | 1750.78
24.5851 | 1739.151
24.6103 | 1711.404
24.6356 | 1680.255
24.6608 | 1669.863
24.6861 | 1675.17
24.7113 | 1683.999
24.7366 | 1688.055
24.7618 | 1683.705
24.787 | 1689.216
24.8123 | 1680.902
24.8375 | 1656.885
24.8627 | 1643.562
24.888 | 1637.159
24.9132 | 1635.948
24.9385 | 1634.031
24.9637 | 1613.144
24.989 | 1588.304
25.0142 | 1581.741
25.0394 | 1601.636
25.0647 | 1609.802
25.0899 | 1571.908
25.1152 | 1559.328
25.1404 | 1581.374
25.1656 | 1582.491
25.1909 | 1563.656
25.2161 | 1559.616
25.2414 | 1532.157
25.2666 | 1512.813
25.2919 | 1501.401
25.3171 | 1502.271
25.3423 | 1472.724
25.3676 | 1509.861
25.3928 | 1520.711
25.4181 | 1503.486
25.4433 | 1495.795
25.4686 | 1489.126
25.4938 | 1487.333
25.519 | 1490.503
25.5443 | 1494.234
25.5695 | 1499.482
25.5948 | 1489.765
25.62 | 1457.163
25.6452 | 1427.606
25.6705 | 1411.667
25.6957 | 1413.959
25.721 | 1439.71
25.7462 | 1456.069
25.7714 | 1425.815
25.7967 | 1395.164
25.8219 | 1403.522
25.8472 | 1415.128
25.8724 | 1406.478
25.8976 | 1375.016
25.9229 | 1345.719
25.9481 | 1341.095
25.9734 | 1357.874
25.9986 | 1380.043
26.0239 | 1392.659
26.0491 | 1365.889
26.0743 | 1325.132
26.0996 | 1305.87
26.1248 | 1315.752
26.1501 | 1321.803
26.1753 | 1329.242
26.2005 | 1317.542
26.2258 | 1312.555
26.251 | 1302.883
26.2763 | 1294.836
26.3015 | 1306.529
26.3268 | 1299.6
26.352 | 1271.674
26.3772 | 1268.731
26.4025 | 1270.689
26.4277 | 1255.251
26.453 | 1261.89
26.4782 | 1263.479
26.5034 | 1244.841
26.5287 | 1246.424
26.5539 | 1269.013
26.5792 | 1285.647
26.6044 | 1282.219
26.6297 | 1272.894
26.6549 | 1262.844
26.6801 | 1225.73
26.7054 | 1185.537
26.7306 | 1197.77
26.7559 | 1232.705
26.7811 | 1222.837
26.8063 | 1193.462
26.8316 | 1206.911
26.8568 | 1182.985
26.8821 | 1132.831
26.9073 | 1133.325
26.9325 | 1159.203
26.9578 | 1151.661
26.983 | 1146.675
27.0083 | 1129.234
27.0335 | 1145.955
27.0587 | 1155.283
27.084 | 1122.086
27.1092 | 1121.616
27.1345 | 1124.133
27.1597 | 1136.328
27.185 | 1146.521
27.2102 | 1147.092
27.2354 | 1121.803
27.2607 | 1101.165
27.2859 | 1099.918
27.3112 | 1101.962
27.3364 | 1103.319
27.3617 | 1090.37
27.3869 | 1066.902
27.4121 | 1058.319
27.4374 | 1060.329
27.4626 | 1079.607
27.4879 | 1098.386
27.5131 | 1079.252
27.5383 | 1050.144
27.5636 | 1037.044
27.5888 | 1037.261
27.6141 | 1031.335
27.6393 | 1065.169
27.6645 | 1073.724
27.6898 | 1054.426
27.715 | 1030.106
27.7403 | 1011.358
27.7655 | 980.2297
27.7907 | 999.3719
27.816 | 1005.805
27.8412 | 986.4588
27.8665 | 993.0377
27.8917 | 1005.804
27.917 | 1020.244
27.9422 | 1010.502
27.9674 | 999.0045
27.9927 | 991.4119
28.0179 | 982.9296
28.0432 | 972.6919
28.0684 | 956.7518
28.0937 | 952.6343
28.1189 | 943.7921
28.1441 | 961.0679
28.1694 | 965.0522
28.1946 | 936.2114
28.2199 | 917.5576
28.2451 | 907.0875
28.2703 | 930.6229
28.2956 | 949.8912
28.3208 | 977.6252
28.3461 | 958.3647
28.3713 | 918.8027
28.3965 | 917.3958
28.4218 | 889.2816
28.447 | 927.463
28.4723 | 922.8399
28.4975 | 894.9727
28.5227 | 877.1305
28.548 | 908.6876
28.5732 | 907.436
28.5985 | 881.132
28.6237 | 924.9398
28.649 | 915.335
28.6742 | 865.5207
28.6994 | 830.9719
28.7247 | 833.7277
28.7499 | 847.5302
28.7752 | 845.0884
28.8004 | 854.105
28.8256 | 871.108
28.8509 | 854.0255
28.8761 | 831.1245
28.9014 | 815.3698
28.9266 | 813.8199
28.9519 | 843.9512
28.9771 | 842.6088
29.0023 | 822.3561
29.0276 | 787.289
29.0528 | 793.6569
29.0781 | 796.3096
29.1033 | 811.7379
29.1285 | 817.6401
29.1538 | 821.2083
29.179 | 822.871
29.2043 | 825.3551
29.2295 | 807.6218
29.2548 | 805.4444
29.28 | 828.7871
29.3052 | 823.8221
29.3305 | 809.6334
29.3557 | 796.2952
29.381 | 766.4678
29.4062 | 762.3267
29.4314 | 771.0319
29.4567 | 764.5142
29.4819 | 763.9037
29.5072 | 773.9849
29.5324 | 781.887
29.5576 | 781.0921
29.5829 | 777.3497
29.6081 | 742.0829
29.6334 | 780.9176
29.6586 | 754.4106
29.6839 | 733.1484
29.7091 | 736.9653
29.7343 | 748.0295
29.7596 | 733.2772
29.7848 | 727.1898
29.8101 | 727.3729
29.8353 | 741.1848
29.8605 | 758.5198
29.8858 | 754.1127
29.911 | 723.46
29.9363 | 711.7903
29.9615 | 732.6997
29.9868 | 719.655
30.012 | 707.5729
30.0372 | 710.8314
30.0625 | 710.0093
30.0877 | 723.1539
30.113 | 707.8438
30.1382 | 685.6707
30.1634 | 692.9517
30.1887 | 706.2448
30.2139 | 676.7344
30.2392 | 676.9104
30.2644 | 693.0146
30.2897 | 655.7366
30.3149 | 669.358
30.3401 | 663.7723
30.3654 | 662.4122
30.3906 | 680.3389
30.4158 | 662.3842
30.4411 | 647.5099
30.4663 | 670.3166
30.4916 | 667.4041
30.5168 | 660.9717
30.5421 | 661.7975
30.5673 | 660.9954
30.5925 | 643.6253
30.6178 | 644.3588
30.643 | 647.2042
30.6683 | 648.8549
30.6935 | 651.6995
30.7188 | 616.1085
30.744 | 621.9639
30.7692 | 620.6117
30.7945 | 644.3076
30.8197 | 639.1279
30.845 | 647.2712
30.8702 | 626.9123
30.8954 | 606.0576
30.9207 | 603.7789
30.9459 | 602.6302
30.9712 | 616.8142
30.9964 | 636.8537
31.0217 | 657.8774
31.0469 | 640.0059
31.0721 | 623.7112
31.0974 | 626.4568
31.1226 | 611.7027
31.1478 | 587.7547
31.1731 | 608.1075
31.1983 | 613.2035
31.2236 | 599.1232
31.2488 | 608.3587
31.2741 | 605.114
31.2993 | 578.4531
31.3245 | 565.7211
31.3498 | 566.1667
31.375 | 594.4015
31.4003 | 580.0544
31.4255 | 582.3502
31.4507 | 559.0167
31.476 | 546.2208
31.5012 | 539.3385
31.5265 | 564.9673
31.5517 | 569.8233
31.577 | 587.7429
31.6022 | 590.2303
31.6274 | 563.632
31.6527 | 556.5556
31.6779 | 557.5314
31.7032 | 544.832
31.7284 | 558.1962
31.7537 | 563.4287
31.7789 | 537.6429
31.8041 | 525.9445
31.8294 | 538.7024
31.8546 | 512.5662
31.8799 | 496.2481
31.9051 | 514.3698
31.9303 | 541.1901
31.9556 | 560.1476
31.9808 | 517.352
32.0061 | 526.7489
32.0313 | 548.4671
32.0565 | 529.9383
32.0818 | 525.6396
32.107 | 510.08
32.1323 | 497.0625
32.1575 | 493.5968
32.1827 | 523.094
32.208 | 533.2348
32.2332 | 525.8161
32.2585 | 522.9112
32.2837 | 509.2702
32.309 | 509.1888
32.3342 | 504.6309
32.3594 | 489.3861
32.3847 | 500.9692
32.4099 | 484.9424
32.4352 | 472.6011
32.4604 | 484.3297
32.4856 | 449.5752
32.5109 | 481.9369
32.5361 | 488.5693
32.5614 | 480.8896
32.5866 | 485.6454
32.6118 | 484.6357
32.6371 | 521.9126
32.6623 | 517.4943
32.6876 | 476.5947
32.7128 | 471.5527
32.7381 | 452.1917
32.7633 | 458.028
32.7885 | 464.8296
32.8138 | 466.8526
32.839 | 467.5469
32.8643 | 465.7231
32.8895 | 471.3655
32.9147 | 452.357
32.94 | 476.9832
32.9652 | 466.1655
32.9905 | 450.9667
33.0157 | 469.0995
33.041 | 472.8224
33.0662 | 470.5237
33.0914 | 476.374
33.1167 | 485.8853
33.1419 | 487.3779
33.1672 | 459.6793
33.1924 | 457.5215
33.2176 | 458.1107
33.2429 | 444.2339
33.2681 | 472.4285
33.2934 | 416.705
33.3186 | 450.1711
33.3439 | 418.7081
33.3691 | 410.5854
33.3943 | 420.4751
33.4196 | 439.3551
33.4448 | 433.2925
33.4701 | 426.1324
33.4953 | 435.5941
33.5205 | 415.2383
33.5458 | 408.861
33.571 | 398.826
33.5963 | 380.8788
33.6215 | 400.1412
33.6467 | 391.1798
33.672 | 0
33.6972 | 0
33.7225 | 0
33.7477 | 0
33.773 | 0
33.7982 | 0
33.8234 | 0
33.8487 | 0
33.8739 | 0
33.8992 | 0
33.9244 | 0
33.9496 | 0
33.9749 | 0
34.0001 | 0
34.0254 | 0
34.0506 | 0
34.0759 | 0
34.1011 | 0
34.1263 | 0
34.1516 | 0
34.1768 | 0
34.2021 | 0
34.2273 | 0
34.2525 | 0
34.2778 | 0
34.303 | 0
34.3283 | 0
34.3535 | 0
34.3787 | 0
34.404 | 0
34.4292 | 0
34.4545 | 0
34.4797 | 0
34.505 | 0
34.5302 | 0
34.5554 | 0
34.5807 | 0
34.6059 | 0
34.6312 | 0
34.6564 | 0
34.6816 | 0
34.7069 | 0
34.7321 | 0
34.7574 | 0
34.7826 | 0
34.8079 | 0
34.8331 | 0
34.8583 | 0
34.8836 | 0
34.9088 | 0
34.9341 | 0
34.9593 | 0
34.9845 | 0
35.0098 | 0
35.035 | 0
35.0603 | 0
35.0855 | 0
35.1108 | 0
35.136 | 0
35.1612 | 0
35.1865 | 0
35.2117 | 0
35.237 | 0
35.2622 | 0
35.2874 | 0
35.3127 | 0
35.3379 | 0
35.3632 | 0
35.3884 | 0
35.4136 | 0
35.4389 | 0
35.4641 | 0
35.4894 | 0
35.5146 | 0
35.5399 | 0
35.5651 | 0
35.5903 | 0
35.6156 | 0
35.6408 | 0
35.6661 | 0
35.6913 | 0
35.7165 | 0
35.7418 | 0
35.767 | 0
35.7923 | 0
35.8175 | 0
35.8428 | 0
35.868 | 0
35.8932 | 0
35.9185 | 0
35.9437 | 0
35.969 | 0
35.9942 | 0
36.0194 | 0
36.0447 | 0
36.0699 | 0
36.0952 | 0
36.1204 | 0
36.1457 | 0
36.1709 | 0
36.1961 | 0
36.2214 | 0
36.2466 | 0
36.2719 | 0
36.2971 | 0
36.3223 | 0
36.3476 | 0
36.3728 | 0
36.3981 | 0
36.4233 | 0
36.4485 | 0
36.4738 | 0
36.499 | 0
36.5243 | 0
36.5495 | 0
36.5748 | 0
36.6 | 0
36.6252 | 0
36.6505 | 0
36.6757 | 0
36.7009 | 0
36.7262 | 0
36.7514 | 0
36.7767 | 0
36.8019 | 0
36.8272 | 0
36.8524 | 0
36.8776 | 0
36.9029 | 0
36.9281 | 0
36.9534 | 0
36.9786 | 0
37.0038 | 0
37.0291 | 0
37.0543 | 0
37.0796 | 0
37.1048 | 0
37.1301 | 0
37.1553 | 0
37.1805 | 0
37.2058 | 0
37.231 | 0
37.2563 | 0
37.2815 | 0
37.3068 | 0
37.332 | 0
37.3572 | 0
37.3825 | 0
37.4077 | 0
37.433 | 0
37.4582 | 0
37.4834 | 0
37.5087 | 0
37.5339 | 0
37.5592 | 0
37.5844 | 0
37.6097 | 0
37.6349 | 0
37.6601 | 0
37.6854 | 0
37.7106 | 0
37.7358 | 0
37.7611 | 0
37.7863 | 0
37.8116 | 0
37.8368 | 0
37.8621 | 0
37.8873 | 0
37.9125 | 0
37.9378 | 0
37.963 | 0
37.9883 | 0
38.0135 | 0
38.0388 | 0
38.064 | 0
38.0892 | 0
38.1145 | 0
38.1397 | 0
38.165 | 0
38.1902 | 0
38.2154 | 0
38.2407 | 0
38.2659 | 0
38.2912 | 0
38.3164 | 0
38.3416 | 0
38.3669 | 0
38.3921 | 0
38.4174 | 0
38.4426 | 0
38.4678 | 0
38.4931 | 0
38.5183 | 0
38.5436 | 0
38.5688 | 0
38.5941 | 0
38.6193 | 0
38.6445 | 0
38.6698 | 0
38.695 | 0
38.7203 | 0
38.7455 | 0
38.7707 | 0
38.796 | 0
38.8212 | 0
38.8465 | 0
38.8717 | 0
38.8969 | 0
38.9222 | 0
38.9474 | 0
38.9727 | 0
38.9979 | 0
39.0232 | 0
39.0484 | 0
39.0737 | 0
39.0989 | 0
39.1241 | 0
39.1494 | 0
39.1746 | 0
39.1998 | 0
39.2251 | 0
39.2503 | 0
39.2756 | 0
39.3008 | 0
39.3261 | 0
39.3513 | 0
39.3765 | 0
39.4018 | 0
39.427 | 0
39.4523 | 0
39.4775 | 0
39.5027 | 0
39.528 | 0
39.5532 | 0
39.5785 | 0
39.6037 | 0
39.629 | 0
39.6542 | 0
39.6794 | 0
39.7047 | 0
39.7299 | 0
39.7552 | 0
39.7804 | 0
39.8056 | 0
39.8309 | 0
39.8561 | 0
39.8814 | 0
39.9066 | 0
39.9318 | 0
39.9571 | 0
39.9823 | 0
40.0076 | 0
40.0328 | 0
40.0581 | 0
40.0833 | 0
40.1085 | 0
40.1338 | 0
40.159 | 0
40.1843 | 0
40.2095 | 0
40.2347 | 0
40.26 | 0
40.2852 | 0
40.3105 | 0
40.3357 | 0
40.361 | 0
40.3862 | 0
40.4114 | 0
40.4367 | 0
40.4619 | 0
40.4872 | 0
40.5124 | 0
40.5376 | 0
40.5629 | 0
40.5881 | 0
40.6134 | 0
40.6386 | 0
40.6638 | 0
40.6891 | 0
40.7143 | 0
40.7396 | 0
40.7648 | 0
40.7901 | 0
40.8153 | 0
40.8405 | 0
40.8658 | 0
40.891 | 0
40.9163 | 0
40.9415 | 0
40.9667 | 0
40.992 | 0
41.0172 | 0
41.0425 | 0
41.0677 | 0
41.093 | 0
41.1182 | 0
41.1434 | 0
41.1687 | 0
41.1939 | 0
41.2192 | 0
41.2444 | 0
41.2696 | 0
41.2949 | 0
41.3201 | 0
41.3454 | 0
41.3706 | 0
41.3959 | 0
41.4211 | 0
41.4463 | 0
41.4716 | 0
41.4968 | 0
41.5221 | 0
41.5473 | 0
41.5725 | 0
41.5978 | 0
Degrees | (Cd)
Degrees | (Cd)

## XWFL
S4WRD-C2 PAR | 2023-01-18
| Beam Angle | Field Angle
| 34.85 | 70.5
[5 empty] | Lens Efficiency | Power Consump (Watts) | Efficacy (lm/W)
LED Type | Accessory Lens | Candela | Field Lumens | Beam Lumens
Full ON | XWFL | 10115 | 3719 | 1445 | 63.92% | 143 | 26.007
3200K (Preset-1) | XWFL | 8739.8604 | 3213.4 | 1248.5515 | 64.13% | 109 | 29.4807
5600K (Preset-2) | XWFL | 9559.4417 | 3514.7369 | 1365.6345 | 63.97% | 124 | 28.3447
RED (Direct) | XWFL | 1423.784 | 523.4852 | 203.3977 | 63.68% | 50.1 | 10.4488
AMBER (Direct) | XWFL | 3397.876 | 1249.3031 | 485.4109 | 64.17% | 50.2 | 24.8865
GREEN (Direct) | XWFL | 5150.6115 | 1893.7345 | 735.8016 | 64.06% | 50.4 | 37.5741
BLUE (Direct) | XWFL | 1016.421 | 373.7093 | 145.203 | 62.81% | 50.2 | 7.4444
| For Field diameter at any distance, multiply distance by |  |  |  | 1.4135
| For Beam diameter at any distance, multiply distance by |  |  |  | 0.62772
Dist for 1.0 fc
| Throw Distance (ft) | 10 | 15 | 20 | 25 | 100.5734
| Throw Distance (m) | 3.048 | 4.572 | 6.096 | 7.62 | 30.6548
| Field Diameter (ft) | 14.1346 | 21.2019 | 28.2692 | 35.3365
| Field Diameter (m) | 4.3082 | 6.4623 | 8.6165 | 10.7706
| Illuminance (fc) | 101.15 | 44.9556 | 25.2875 | 16.184
| Illuminance (lux) | 1088.7685 | 483.8971 | 272.1921 | 174.203
Test Distance | Iso-Illuminance Diagram grid lines
1.708 | 0.3 | 0.6 | 0.9 | 1.2
| 0.17564 | 0.35129 | 0.52693 | 0.70258
Measurement: Full On (SCDM off) - XWFL w/ diffuser "full peak" - Intensity |  |  | Measurement: Full On (SCDM off) - XWFL w/ diffuser "full peak" - Intensity
Degrees | (Cd) |  | Degrees | (Cd)
-44.9118 | 0 | 0 | -44.9118 | 0 | 0
-44.8845 | 0 | 0 | -44.8845 | 0 | 0
-44.8573 | 0 | 0 | -44.8573 | 0 | 0
-44.83 | 0 | 0 | -44.83 | 0 | 0
-44.8028 | 0 | 0 | -44.8028 | 0 | 0
-44.7755 | 0 | 0 | -44.7755 | 0 | 0
-44.7482 | 0 | 0 | -44.7482 | 0 | 0
-44.721 | 0 | 0 | -44.721 | 0 | 0
-44.6938 | 0 | 0 | -44.6938 | 0 | 0
-44.6665 | 0 | 0 | -44.6665 | 0 | 0
-44.6392 | 0 | 0 | -44.6392 | 0 | 0
-44.612 | 0 | 0 | -44.612 | 0 | 0
-44.5847 | 0 | 0 | -44.5847 | 0 | 0
-44.5575 | 0 | 0 | -44.5575 | 0 | 0
-44.5302 | 0 | 0 | -44.5302 | 0 | 0
-44.503 | 0 | 0 | -44.503 | 0 | 0
-44.4757 | 0 | 0 | -44.4757 | 0 | 0
-44.4485 | 0 | 0 | -44.4485 | 0 | 0
-44.4212 | 0 | 0 | -44.4212 | 0 | 0
-44.394 | 0 | 0 | -44.394 | 0 | 0
-44.3667 | 0 | 0 | -44.3667 | 0 | 0
-44.3395 | 0 | 0 | -44.3395 | 0 | 0
-44.3122 | 0 | 0 | -44.3122 | 0 | 0
-44.285 | 0 | 0 | -44.285 | 0 | 0
-44.2577 | 0 | 0 | -44.2577 | 0 | 0
-44.2305 | 0 | 0 | -44.2305 | 0 | 0
-44.2032 | 0 | 0 | -44.2032 | 0 | 0
-44.176 | 0 | 0 | -44.176 | 0 | 0
-44.1487 | 0 | 0 | -44.1487 | 0 | 0
-44.1215 | 0 | 0 | -44.1215 | 0 | 0
-44.0942 | 0 | 0 | -44.0942 | 0 | 0
-44.0669 | 0 | 0 | -44.0669 | 0 | 0
-44.0397 | 0 | 0 | -44.0397 | 0 | 0
-44.0124 | 0 | 0 | -44.0124 | 0 | 0
-43.9852 | 0 | 0 | -43.9852 | 0 | 0
-43.9579 | 0 | 0 | -43.9579 | 0 | 0
-43.9307 | 0 | 0 | -43.9307 | 0 | 0
-43.9034 | 0 | 0 | -43.9034 | 0 | 0
-43.8762 | 0 | 0 | -43.8762 | 0 | 0
-43.8489 | 0 | 0 | -43.8489 | 0 | 0
-43.8217 | 0 | 0 | -43.8217 | 0 | 0
-43.7944 | 0 | 0 | -43.7944 | 0 | 0
-43.7672 | 0 | 0 | -43.7672 | 0 | 0
-43.7399 | 0 | 0 | -43.7399 | 0 | 0
-43.7127 | 0 | 0 | -43.7127 | 0 | 0
-43.6854 | 0 | 0 | -43.6854 | 0 | 0
-43.6582 | 0 | 0 | -43.6582 | 0 | 0
-43.6309 | 0 | 0 | -43.6309 | 0 | 0
-43.6037 | 0 | 0 | -43.6037 | 0 | 0
-43.5764 | 0 | 0 | -43.5764 | 0 | 0
-43.5491 | 0 | 0 | -43.5491 | 0 | 0
-43.5219 | 0 | 0 | -43.5219 | 0 | 0
-43.4947 | 0 | 0 | -43.4947 | 0 | 0
-43.4674 | 0 | 0 | -43.4674 | 0 | 0
-43.4401 | 0 | 0 | -43.4401 | 0 | 0
-43.4129 | 0 | 0 | -43.4129 | 0 | 0
-43.3856 | 0 | 0 | -43.3856 | 0 | 0
-43.3584 | 0 | 0 | -43.3584 | 0 | 0
-43.3311 | 0 | 0 | -43.3311 | 0 | 0
-43.3039 | 0 | 0 | -43.3039 | 0 | 0
-43.2766 | 0 | 0 | -43.2766 | 0 | 0
-43.2494 | 0 | 0 | -43.2494 | 0 | 0
-43.2221 | 0 | 0 | -43.2221 | 0 | 0
-43.1949 | 0 | 0 | -43.1949 | 0 | 0
-43.1676 | 0 | 0 | -43.1676 | 0 | 0
-43.1404 | 0 | 0 | -43.1404 | 0 | 0
-43.1131 | 0 | 0 | -43.1131 | 0 | 0
-43.0859 | 0 | 0 | -43.0859 | 0 | 0
-43.0586 | 0 | 0 | -43.0586 | 0 | 0
-43.0314 | 0 | 0 | -43.0314 | 0 | 0
-43.0041 | 0 | 0 | -43.0041 | 0 | 0
-42.9768 | 0 | 0 | -42.9768 | 0 | 0
-42.9496 | 0 | 0 | -42.9496 | 0 | 0
-42.9224 | 0 | 0 | -42.9224 | 0 | 0
-42.8951 | 0 | 0 | -42.8951 | 0 | 0
-42.8678 | 0 | 0 | -42.8678 | 0 | 0
-42.8406 | 0 | 0 | -42.8406 | 0 | 0
-42.8133 | 0 | 0 | -42.8133 | 0 | 0
-42.7861 | 0 | 0 | -42.7861 | 0 | 0
-42.7588 | 0 | 0 | -42.7588 | 0 | 0
-42.7316 | 0 | 0 | -42.7316 | 0 | 0
-42.7043 | 0 | 0 | -42.7043 | 0 | 0
-42.6771 | 0 | 0 | -42.6771 | 0 | 0
-42.6498 | 0 | 0 | -42.6498 | 0 | 0
-42.6226 | 0 | 0 | -42.6226 | 0 | 0
-42.5953 | 0 | 0 | -42.5953 | 0 | 0
-42.5681 | 0 | 0 | -42.5681 | 0 | 0
-42.5408 | 0 | 0 | -42.5408 | 0 | 0
-42.5136 | 0 | 0 | -42.5136 | 0 | 0
-42.4863 | 0 | 0 | -42.4863 | 0 | 0
-42.4591 | 0 | 0 | -42.4591 | 0 | 0
-42.4318 | 0 | 0 | -42.4318 | 0 | 0
-42.4046 | 0 | 0 | -42.4046 | 0 | 0
-42.3773 | 0 | 0 | -42.3773 | 0 | 0
-42.3501 | 0 | 0 | -42.3501 | 0 | 0
-42.3228 | 0 | 0 | -42.3228 | 0 | 0
-42.2955 | 0 | 0 | -42.2955 | 0 | 0
-42.2683 | 0 | 0 | -42.2683 | 0 | 0
-42.241 | 0 | 0 | -42.241 | 0 | 0
-42.2138 | 0 | 0 | -42.2138 | 0 | 0
-42.1865 | 0 | 0 | -42.1865 | 0 | 0
-42.1593 | 0 | 0 | -42.1593 | 0 | 0
-42.132 | 0 | 0 | -42.132 | 0 | 0
-42.1048 | 0 | 0 | -42.1048 | 0 | 0
-42.0775 | 0 | 0 | -42.0775 | 0 | 0
-42.0503 | 0 | 0 | -42.0503 | 0 | 0
-42.023 | 0 | 0 | -42.023 | 0 | 0
-41.9958 | 0 | 0 | -41.9958 | 0 | 0
-41.9685 | 0 | 0 | -41.9685 | 0 | 0
-41.9413 | 0 | 0 | -41.9413 | 0 | 0
-41.914 | 0 | 0 | -41.914 | 0 | 0
-41.8868 | 0 | 0 | -41.8868 | 0 | 0
-41.8595 | 0 | 0 | -41.8595 | 0 | 0
-41.8323 | 0 | 0 | -41.8323 | 0 | 0
-41.805 | 0 | 0 | -41.805 | 0 | 0
-41.7777 | 0 | 0 | -41.7777 | 0 | 0
-41.7505 | 0 | 0 | -41.7505 | 0 | 0
-41.7233 | 0 | 0 | -41.7233 | 0 | 0
-41.696 | 0 | 0 | -41.696 | 0 | 0
-41.6687 | 0 | 0 | -41.6687 | 0 | 0
-41.6415 | 0 | 0 | -41.6415 | 0 | 0
-41.6142 | 0 | 0 | -41.6142 | 0 | 0
-41.587 | 0 | 0 | -41.587 | 0 | 0
-41.5597 | 0 | 0 | -41.5597 | 0 | 0
-41.5325 | 0 | 0 | -41.5325 | 0 | 0
-41.5052 | 0 | 0 | -41.5052 | 0 | 0
-41.478 | 0 | 0 | -41.478 | 0 | 0
-41.4507 | 0 | 0 | -41.4507 | 0 | 0
-41.4235 | 0 | 0 | -41.4235 | 0 | 0
-41.3962 | 0 | 0 | -41.3962 | 0 | 0
-41.369 | 0 | 0 | -41.369 | 0 | 0
-41.3417 | 0 | 0 | -41.3417 | 0 | 0
-41.3145 | 0 | 0 | -41.3145 | 0 | 0
-41.2872 | 0 | 0 | -41.2872 | 0 | 0
-41.26 | 0 | 0 | -41.26 | 0 | 0
-41.2327 | 0 | 0 | -41.2327 | 0 | 0
-41.2055 | 0 | 0 | -41.2055 | 0 | 0
-41.1782 | 0 | 0 | -41.1782 | 0 | 0
-41.151 | 0 | 0 | -41.151 | 0 | 0
-41.1237 | 0 | 0 | -41.1237 | 0 | 0
-41.0964 | 0 | 0 | -41.0964 | 0 | 0
-41.0692 | 0 | 0 | -41.0692 | 0 | 0
-41.0419 | 0 | 0 | -41.0419 | 0 | 0
-41.0147 | 0 | 0 | -41.0147 | 0 | 0
-40.9874 | 0 | 0 | -40.9874 | 0 | 0
-40.9602 | 58.42 | 0.0059612 | -40.9602 | 0 | 0
-40.9329 | 591.225 | 0.060329 | -40.9329 | 0 | 0
-40.9057 | 573.9901 | 0.05857 | -40.9057 | 0 | 0
-40.8784 | 585.6825 | 0.059764 | -40.8784 | 0 | 0
-40.8512 | 608.116 | 0.062053 | -40.8512 | 0 | 0
-40.8239 | 590.2355 | 0.060228 | -40.8239 | 0 | 0
-40.7967 | 602.0323 | 0.061432 | -40.7967 | 0 | 0
-40.7694 | 600.9678 | 0.061323 | -40.7694 | 0 | 0
-40.7422 | 579.2435 | 0.059106 | -40.7422 | 0 | 0
-40.7149 | 585.8735 | 0.059783 | -40.7149 | 0 | 0
-40.6877 | 565.0363 | 0.057657 | -40.6877 | 0 | 0
-40.6604 | 580.669 | 0.059252 | -40.6604 | 0 | 0
-40.6332 | 597.0404 | 0.060922 | -40.6332 | 0 | 0
-40.6059 | 617.3277 | 0.062993 | -40.6059 | 0 | 0
-40.5787 | 582.5081 | 0.05944 | -40.5787 | 0 | 0
-40.5514 | 590.0272 | 0.060207 | -40.5514 | 0 | 0
-40.5241 | 597.8654 | 0.061007 | -40.5241 | 0 | 0
-40.4969 | 583.7809 | 0.059569 | -40.4969 | 0 | 0
-40.4696 | 609.5709 | 0.062201 | -40.4696 | 0 | 0
-40.4424 | 589.8959 | 0.060193 | -40.4424 | 0 | 0
-40.4151 | 624.9327 | 0.063769 | -40.4151 | 0 | 0
-40.3879 | 609.5553 | 0.0622 | -40.3879 | 0 | 0
-40.3606 | 618.7092 | 0.063134 | -40.3606 | 0 | 0
-40.3334 | 613.5696 | 0.062609 | -40.3334 | 0 | 0
-40.3061 | 606.9686 | 0.061936 | -40.3061 | 0 | 0
-40.2789 | 633.6287 | 0.064656 | -40.2789 | 0 | 0
-40.2516 | 628.742 | 0.064157 | -40.2516 | 0 | 0
-40.2244 | 622.8356 | 0.063555 | -40.2244 | 0 | 0
-40.1971 | 611.9988 | 0.062449 | -40.1971 | 0 | 0
-40.1699 | 655.6055 | 0.066899 | -40.1699 | 0 | 0
-40.1426 | 645.5869 | 0.065876 | -40.1426 | 0 | 0
-40.1154 | 634.8338 | 0.064779 | -40.1154 | 0 | 0
-40.0881 | 646.1815 | 0.065937 | -40.0881 | 0 | 0
-40.0609 | 643.3543 | 0.065648 | -40.0609 | 0 | 0
-40.0336 | 638.0651 | 0.065109 | -40.0336 | 0 | 0
-40.0064 | 637.327 | 0.065033 | -40.0064 | 0 | 0
-39.9791 | 633.692 | 0.064662 | -39.9791 | 0 | 0
-39.9519 | 643.666 | 0.06568 | -39.9519 | 0 | 0
-39.9246 | 631.741 | 0.064463 | -39.9246 | 0 | 0
-39.8974 | 640.5856 | 0.065366 | -39.8974 | 0 | 0
-39.8701 | 647.8097 | 0.066103 | -39.8701 | 0 | 0
-39.8428 | 638.0586 | 0.065108 | -39.8428 | 0 | 0
-39.8156 | 633.7279 | 0.064666 | -39.8156 | 0 | 0
-39.7883 | 668.5464 | 0.068219 | -39.7883 | 0 | 0
-39.7611 | 662.4039 | 0.067592 | -39.7611 | 0 | 0
-39.7338 | 654.9479 | 0.066831 | -39.7338 | 0 | 0
-39.7066 | 671.1616 | 0.068486 | -39.7066 | 0 | 0
-39.6793 | 666.8461 | 0.068046 | -39.6793 | 0 | 0
-39.6521 | 677.8146 | 0.069165 | -39.6521 | 0 | 0
-39.6248 | 638.2346 | 0.065126 | -39.6248 | 0 | 0
-39.5976 | 650.4133 | 0.066369 | -39.5976 | 0 | 0
-39.5703 | 660.5626 | 0.067404 | -39.5703 | 0 | 0
-39.5431 | 669.5819 | 0.068325 | -39.5431 | 0 | 0
-39.5158 | 686.8573 | 0.070087 | -39.5158 | 0 | 0
-39.4886 | 664.2808 | 0.067784 | -39.4886 | 0 | 0
-39.4613 | 661.7444 | 0.067525 | -39.4613 | 0 | 0
-39.4341 | 662.4494 | 0.067597 | -39.4341 | 0 | 0
-39.4068 | 664.0551 | 0.067761 | -39.4068 | 0 | 0
-39.3796 | 661.57 | 0.067507 | -39.3796 | 0 | 0
-39.3523 | 711.3406 | 0.072586 | -39.3523 | 0 | 0
-39.325 | 699.4796 | 0.071375 | -39.325 | 0 | 0
-39.2978 | 649.7242 | 0.066298 | -39.2978 | 0 | 0
-39.2705 | 661.5452 | 0.067505 | -39.2705 | 0 | 0
-39.2433 | 702.16 | 0.071649 | -39.2433 | 0 | 0
-39.216 | 703.7681 | 0.071813 | -39.216 | 0 | 0
-39.1888 | 691.7775 | 0.07059 | -39.1888 | 0 | 0
-39.1615 | 697.6629 | 0.07119 | -39.1615 | 0 | 0
-39.1343 | 695.9436 | 0.071015 | -39.1343 | 0 | 0
-39.107 | 696.8612 | 0.071108 | -39.107 | 0 | 0
-39.0798 | 703.4814 | 0.071784 | -39.0798 | 0 | 0
-39.0525 | 718.5014 | 0.073316 | -39.0525 | 0 | 0
-39.0253 | 665.8084 | 0.06794 | -39.0253 | 0 | 0
-38.998 | 725.7079 | 0.074052 | -38.998 | 0 | 0
-38.9708 | 748.6146 | 0.076389 | -38.9708 | 0 | 0
-38.9435 | 724.7904 | 0.073958 | -38.9435 | 0 | 0
-38.9163 | 701.7254 | 0.071605 | -38.9163 | 0 | 0
-38.889 | 720.333 | 0.073503 | -38.889 | 0 | 0
-38.8618 | 753.7489 | 0.076913 | -38.8618 | 0 | 0
-38.8345 | 723.8671 | 0.073864 | -38.8345 | 0 | 0
-38.8073 | 718.8545 | 0.073353 | -38.8073 | 0 | 0
-38.78 | 768.5007 | 0.078418 | -38.78 | 0 | 0
-38.7527 | 739.205 | 0.075429 | -38.7527 | 0 | 0
-38.7255 | 740.018 | 0.075512 | -38.7255 | 0 | 0
-38.6983 | 738.3782 | 0.075345 | -38.6983 | 0 | 0
-38.671 | 739.7203 | 0.075482 | -38.671 | 0 | 0
-38.6437 | 767.421 | 0.078308 | -38.6437 | 0 | 0
-38.6165 | 768.0983 | 0.078377 | -38.6165 | 0 | 0
-38.5892 | 756.038 | 0.077147 | -38.5892 | 0 | 0
-38.562 | 769.2457 | 0.078494 | -38.562 | 0 | 0
-38.5347 | 761.2017 | 0.077674 | -38.5347 | 0 | 0
-38.5075 | 745.9155 | 0.076114 | -38.5075 | 0 | 0
-38.4802 | 752.3047 | 0.076766 | -38.4802 | 0 | 0
-38.453 | 767.6118 | 0.078328 | -38.453 | 0 | 0
-38.4257 | 766.0178 | 0.078165 | -38.4257 | 0 | 0
-38.3985 | 765.2933 | 0.078091 | -38.3985 | 0 | 0
-38.3712 | 791.9509 | 0.080811 | -38.3712 | 0 | 0
-38.344 | 766.9512 | 0.07826 | -38.344 | 0 | 0
-38.3167 | 767.4608 | 0.078312 | -38.3167 | 0 | 0
-38.2895 | 760.7768 | 0.07763 | -38.2895 | 0 | 0
-38.2622 | 790.2059 | 0.080633 | -38.2622 | 0 | 0
-38.2349 | 770.7499 | 0.078648 | -38.2349 | 0 | 0
-38.2077 | 787.1003 | 0.080316 | -38.2077 | 0 | 0
-38.1805 | 801.3549 | 0.081771 | -38.1805 | 0 | 0
-38.1532 | 795.9128 | 0.081216 | -38.1532 | 0 | 0
-38.126 | 778.9316 | 0.079483 | -38.126 | 0 | 0
-38.0987 | 770.8746 | 0.078661 | -38.0987 | 0 | 0
-38.0714 | 779.9537 | 0.079587 | -38.0714 | 0 | 0
-38.0442 | 796.4991 | 0.081275 | -38.0442 | 0 | 0
-38.0169 | 805.9147 | 0.082236 | -38.0169 | 0 | 0
-37.9897 | 811.3881 | 0.082795 | -37.9897 | 0 | 0
-37.9624 | 783.0114 | 0.079899 | -37.9624 | 0 | 0
-37.9352 | 805.7191 | 0.082216 | -37.9352 | 0 | 0
-37.9079 | 805.7809 | 0.082223 | -37.9079 | 0 | 0
-37.8807 | 822.5167 | 0.08393 | -37.8807 | 0 | 0
-37.8534 | 829.6373 | 0.084657 | -37.8534 | 0 | 0
-37.8262 | 823.2643 | 0.084007 | -37.8262 | 0 | 0
-37.7989 | 815.7145 | 0.083236 | -37.7989 | 0 | 0
-37.7717 | 825.247 | 0.084209 | -37.7717 | 0 | 0
-37.7444 | 827.7859 | 0.084468 | -37.7444 | 0 | 0
-37.7172 | 827.4574 | 0.084434 | -37.7172 | 0 | 0
-37.6899 | 822.0614 | 0.083884 | -37.6899 | 0 | 0
-37.6627 | 808.6481 | 0.082515 | -37.6627 | 0 | 0
-37.6354 | 818.2786 | 0.083498 | -37.6354 | 0 | 0
-37.6082 | 828.6171 | 0.084553 | -37.6082 | 0 | 0
-37.5809 | 826.0308 | 0.084289 | -37.5809 | 0 | 0
-37.5536 | 834.4653 | 0.08515 | -37.5536 | 0 | 0
-37.5264 | 843.4516 | 0.086066 | -37.5264 | 0 | 0
-37.4992 | 852.8094 | 0.087021 | -37.4992 | 0 | 0
-37.4719 | 839.2957 | 0.085642 | -37.4719 | 0 | 0
-37.4446 | 870.0898 | 0.088785 | -37.4446 | 0 | 0
-37.4174 | 839.9015 | 0.085704 | -37.4174 | 0 | 0
-37.3901 | 838.4611 | 0.085557 | -37.3901 | 0 | 0
-37.3629 | 862.741 | 0.088035 | -37.3629 | 0 | 0
-37.3356 | 871.8766 | 0.088967 | -37.3356 | 0 | 0
-37.3084 | 873.7186 | 0.089155 | -37.3084 | 0 | 0
-37.2811 | 861.9392 | 0.087953 | -37.2811 | 0 | 0
-37.2539 | 863.6141 | 0.088124 | -37.2539 | 0 | 0
-37.2266 | 849.0413 | 0.086637 | -37.2266 | 0 | 0
-37.1994 | 867.0645 | 0.088476 | -37.1994 | 0 | 0
-37.1721 | 856.5422 | 0.087402 | -37.1721 | 0 | 0
-37.1449 | 856.2898 | 0.087377 | -37.1449 | 0 | 0
-37.1176 | 858.5317 | 0.087605 | -37.1176 | 0 | 0
-37.0904 | 841.7371 | 0.085892 | -37.0904 | 0 | 0
-37.0631 | 865.1011 | 0.088276 | -37.0631 | 0 | 0
-37.0359 | 890.2668 | 0.090844 | -37.0359 | 0 | 0
-37.0086 | 912.4595 | 0.093108 | -37.0086 | 0 | 0
-36.9813 | 900.2998 | 0.091867 | -36.9813 | 0 | 0
-36.9541 | 889.0654 | 0.090721 | -36.9541 | 0 | 0
-36.9269 | 890.2213 | 0.090839 | -36.9269 | 0 | 0
-36.8996 | 920.5654 | 0.093935 | -36.8996 | 0 | 0
-36.8723 | 924.7493 | 0.094362 | -36.8723 | 0 | 0
-36.8451 | 913.8627 | 0.093251 | -36.8451 | 0 | 0
-36.8178 | 898.2062 | 0.091654 | -36.8178 | 0 | 0
-36.7906 | 914.0699 | 0.093272 | -36.7906 | 0 | 0
-36.7633 | 916.9914 | 0.093571 | -36.7633 | 0 | 0
-36.7361 | 929.0533 | 0.094801 | -36.7361 | 750.6149 | 0.076593
-36.7088 | 929.1089 | 0.094807 | -36.7088 | 761.1277 | 0.077666
-36.6816 | 892.6461 | 0.091086 | -36.6816 | 782.3114 | 0.079828
-36.6543 | 899.9215 | 0.091829 | -36.6543 | 785.1947 | 0.080122
-36.6271 | 944.6617 | 0.096394 | -36.6271 | 765.8853 | 0.078152
-36.5998 | 920.61 | 0.09394 | -36.5998 | 784.921 | 0.080094
-36.5726 | 947.6207 | 0.096696 | -36.5726 | 777.9637 | 0.079384
-36.5453 | 951.4507 | 0.097087 | -36.5453 | 782.8796 | 0.079886
-36.5181 | 945.801 | 0.09651 | -36.5181 | 799.2769 | 0.081559
-36.4908 | 935.2563 | 0.095434 | -36.4908 | 810.9078 | 0.082746
-36.4636 | 932.3602 | 0.095139 | -36.4636 | 817.1705 | 0.083385
-36.4363 | 949.3456 | 0.096872 | -36.4363 | 791.9775 | 0.080814
-36.4091 | 945.8386 | 0.096514 | -36.4091 | 797.8401 | 0.081412
-36.3818 | 947.3154 | 0.096665 | -36.3818 | 808.084 | 0.082458
-36.3546 | 954.4977 | 0.097398 | -36.3546 | 792.1263 | 0.080829
-36.3273 | 965.4985 | 0.09852 | -36.3273 | 802.6354 | 0.081902
-36.3 | 992.9777 | 0.10132 | -36.3 | 822.3451 | 0.083913
-36.2728 | 993.7213 | 0.1014 | -36.2728 | 820.2545 | 0.083699
-36.2455 | 976.6982 | 0.099663 | -36.2455 | 811.3769 | 0.082794
-36.2183 | 958.963 | 0.097853 | -36.2183 | 833.4297 | 0.085044
-36.191 | 974.5201 | 0.099441 | -36.191 | 825.6547 | 0.08425
-36.1638 | 984.4611 | 0.10046 | -36.1638 | 827.2339 | 0.084412
-36.1365 | 967.5399 | 0.098729 | -36.1365 | 859.7028 | 0.087725
-36.1093 | 967.1092 | 0.098685 | -36.1093 | 859.0916 | 0.087662
-36.082 | 986.1164 | 0.10062 | -36.082 | 842.1379 | 0.085932
-36.0548 | 1000.396 | 0.10208 | -36.0548 | 843.9888 | 0.086121
-36.0275 | 1003.69 | 0.10242 | -36.0275 | 833.1581 | 0.085016
-36.0003 | 1022.872 | 0.10437 | -36.0003 | 831.8024 | 0.084878
-35.973 | 1020.85 | 0.10417 | -35.973 | 847.8983 | 0.08652
-35.9458 | 1025.481 | 0.10464 | -35.9458 | 855.1566 | 0.087261
-35.9185 | 1014.36 | 0.10351 | -35.9185 | 852.0543 | 0.086944
-35.8913 | 980.5673 | 0.10006 | -35.8913 | 865.3373 | 0.0883
-35.864 | 1006.807 | 0.10274 | -35.864 | 814.3484 | 0.083097
-35.8368 | 994.2173 | 0.10145 | -35.8368 | 849.515 | 0.086685
-35.8095 | 1033.468 | 0.10546 | -35.8095 | 860.2802 | 0.087784
-35.7822 | 1018.904 | 0.10397 | -35.7822 | 866.7136 | 0.08844
-35.755 | 1036.333 | 0.10575 | -35.755 | 866.7148 | 0.08844
-35.7278 | 1052.651 | 0.10741 | -35.7278 | 878.2805 | 0.08962
-35.7005 | 1021.43 | 0.10423 | -35.7005 | 887.3733 | 0.090548
-35.6732 | 1019.923 | 0.10407 | -35.6732 | 887.2891 | 0.09054
-35.646 | 1025.116 | 0.1046 | -35.646 | 882.6444 | 0.090066
-35.6187 | 1031.84 | 0.10529 | -35.6187 | 884.8918 | 0.090295
-35.5915 | 1028.258 | 0.10492 | -35.5915 | 859.1946 | 0.087673
-35.5642 | 1026.023 | 0.1047 | -35.5642 | 864.319 | 0.088196
-35.537 | 1042.508 | 0.10638 | -35.537 | 879.8293 | 0.089778
-35.5097 | 1048.796 | 0.10702 | -35.5097 | 879.6188 | 0.089757
-35.4825 | 1051.384 | 0.10728 | -35.4825 | 888.2239 | 0.090635
-35.4552 | 1030.44 | 0.10515 | -35.4552 | 885.5306 | 0.09036
-35.428 | 1036.595 | 0.10578 | -35.428 | 894.9084 | 0.091317
-35.4007 | 1098.855 | 0.11213 | -35.4007 | 882.9897 | 0.090101
-35.3735 | 1056.746 | 0.10783 | -35.3735 | 863.5461 | 0.088117
-35.3462 | 1048.003 | 0.10694 | -35.3462 | 884.7405 | 0.09028
-35.319 | 1091.786 | 0.11141 | -35.319 | 884.213 | 0.090226
-35.2917 | 1074.352 | 0.10963 | -35.2917 | 918.6968 | 0.093745
-35.2645 | 1091.12 | 0.11134 | -35.2645 | 875.8143 | 0.089369
-35.2372 | 1072.309 | 0.10942 | -35.2372 | 901.6381 | 0.092004
-35.2099 | 1079.898 | 0.11019 | -35.2099 | 896.7053 | 0.091501
-35.1827 | 1098.531 | 0.1121 | -35.1827 | 911.978 | 0.093059
-35.1555 | 1119.114 | 0.1142 | -35.1555 | 912.5002 | 0.093112
-35.1282 | 1124.252 | 0.11472 | -35.1282 | 935.0833 | 0.095417
-35.1009 | 1115.806 | 0.11386 | -35.1009 | 903.6732 | 0.092212
-35.0737 | 1121.219 | 0.11441 | -35.0737 | 892.1263 | 0.091033
-35.0464 | 1123.003 | 0.11459 | -35.0464 | 934.632 | 0.095371
-35.0192 | 1116.265 | 0.1139 | -35.0192 | 937.5942 | 0.095673
-34.9919 | 1127.921 | 0.11509 | -34.9919 | 918.9254 | 0.093768
-34.9647 | 1127.87 | 0.11509 | -34.9647 | 937.8677 | 0.095701
-34.9374 | 1135.282 | 0.11585 | -34.9374 | 944.6599 | 0.096394
-34.9102 | 1120.483 | 0.11433 | -34.9102 | 930.3955 | 0.094938
-34.8829 | 1125.136 | 0.11481 | -34.8829 | 924.228 | 0.094309
-34.8557 | 1141.796 | 0.11651 | -34.8557 | 947.8864 | 0.096723
-34.8284 | 1145.917 | 0.11693 | -34.8284 | 979.2748 | 0.099926
-34.8012 | 1190.942 | 0.12152 | -34.8012 | 947.1699 | 0.09665
-34.7739 | 1140.67 | 0.11639 | -34.7739 | 971.6489 | 0.099148
-34.7467 | 1147.165 | 0.11706 | -34.7467 | 1011.027 | 0.10317
-34.7194 | 1163.213 | 0.1187 | -34.7194 | 976.7282 | 0.099666
-34.6922 | 1166.291 | 0.11901 | -34.6922 | 954.9546 | 0.097444
-34.6649 | 1166.501 | 0.11903 | -34.6649 | 944.3067 | 0.096358
-34.6377 | 1172.945 | 0.11969 | -34.6377 | 943.9407 | 0.09632
-34.6104 | 1176.336 | 0.12003 | -34.6104 | 975.4377 | 0.099534
-34.5832 | 1166.339 | 0.11901 | -34.5832 | 982.428 | 0.10025
-34.5559 | 1179.195 | 0.12033 | -34.5559 | 985.9853 | 0.10061
-34.5286 | 1193.443 | 0.12178 | -34.5286 | 973.1303 | 0.099299
-34.5014 | 1165.185 | 0.1189 | -34.5014 | 962.6484 | 0.098229
-34.4741 | 1168.097 | 0.11919 | -34.4741 | 970.6028 | 0.099041
-34.4469 | 1156.492 | 0.11801 | -34.4469 | 981.8007 | 0.10018
-34.4196 | 1166.371 | 0.11902 | -34.4196 | 1002.982 | 0.10235
-34.3924 | 1178.417 | 0.12025 | -34.3924 | 1001.151 | 0.10216
-34.3651 | 1181.995 | 0.12061 | -34.3651 | 992.2011 | 0.10125
-34.3379 | 1204.984 | 0.12296 | -34.3379 | 1002.538 | 0.1023
-34.3106 | 1200.662 | 0.12252 | -34.3106 | 1011.382 | 0.1032
-34.2834 | 1167.382 | 0.11912 | -34.2834 | 1012.31 | 0.1033
-34.2561 | 1193.715 | 0.12181 | -34.2561 | 1011.844 | 0.10325
-34.2289 | 1221.055 | 0.1246 | -34.2289 | 1016.393 | 0.10371
-34.2016 | 1213.395 | 0.12382 | -34.2016 | 1009.935 | 0.10305
-34.1744 | 1211.425 | 0.12361 | -34.1744 | 1021.037 | 0.10419
-34.1471 | 1221.577 | 0.12465 | -34.1471 | 1043.748 | 0.1065
-34.1199 | 1224.114 | 0.12491 | -34.1199 | 1035.349 | 0.10565
-34.0926 | 1242.16 | 0.12675 | -34.0926 | 1015.754 | 0.10365
-34.0654 | 1232.821 | 0.1258 | -34.0654 | 1030.882 | 0.10519
-34.0381 | 1226.826 | 0.12519 | -34.0381 | 1041.762 | 0.1063
-34.0108 | 1237.674 | 0.12629 | -34.0108 | 1026.395 | 0.10473
-33.9836 | 1249.019 | 0.12745 | -33.9836 | 1046.682 | 0.1068
-33.9564 | 1268.394 | 0.12943 | -33.9564 | 1040.709 | 0.10619
-33.9291 | 1278.028 | 0.13041 | -33.9291 | 1029.569 | 0.10506
-33.9018 | 1269.307 | 0.12952 | -33.9018 | 1060.526 | 0.10822
-33.8746 | 1254.755 | 0.12804 | -33.8746 | 1052.032 | 0.10735
-33.8473 | 1244.643 | 0.127 | -33.8473 | 1055.491 | 0.1077
-33.8201 | 1260.933 | 0.12867 | -33.8201 | 1053.597 | 0.10751
-33.7928 | 1301.505 | 0.13281 | -33.7928 | 1060.322 | 0.1082
-33.7656 | 1256.149 | 0.12818 | -33.7656 | 1071.547 | 0.10934
-33.7383 | 1243.609 | 0.1269 | -33.7383 | 1095.373 | 0.11177
-33.7111 | 1293.08 | 0.13195 | -33.7111 | 1051.229 | 0.10727
-33.6838 | 1275.754 | 0.13018 | -33.6838 | 1034.862 | 0.1056
-33.6566 | 1254.063 | 0.12797 | -33.6566 | 1060.177 | 0.10818
-33.6293 | 1264.827 | 0.12906 | -33.6293 | 1083.495 | 0.11056
-33.6021 | 1289.556 | 0.13159 | -33.6021 | 1093.972 | 0.11163
-33.5748 | 1303.962 | 0.13306 | -33.5748 | 1111.944 | 0.11346
-33.5476 | 1315.299 | 0.13421 | -33.5476 | 1110.107 | 0.11328
-33.5203 | 1315.901 | 0.13428 | -33.5203 | 1120.105 | 0.1143
-33.4931 | 1313.893 | 0.13407 | -33.4931 | 1122.773 | 0.11457
-33.4658 | 1324.928 | 0.1352 | -33.4658 | 1125.749 | 0.11487
-33.4385 | 1328.829 | 0.13559 | -33.4385 | 1134.663 | 0.11578
-33.4113 | 1321.053 | 0.1348 | -33.4113 | 1129.084 | 0.11521
-33.3841 | 1324.598 | 0.13516 | -33.3841 | 1123.389 | 0.11463
-33.3568 | 1335.939 | 0.13632 | -33.3568 | 1112.161 | 0.11349
-33.3295 | 1351.293 | 0.13789 | -33.3295 | 1129.148 | 0.11522
-33.3023 | 1333.418 | 0.13606 | -33.3023 | 1127.633 | 0.11506
-33.275 | 1353.389 | 0.1381 | -33.275 | 1130.083 | 0.11531
-33.2478 | 1346.339 | 0.13738 | -33.2478 | 1146.605 | 0.117
-33.2205 | 1356.723 | 0.13844 | -33.2205 | 1141.523 | 0.11648
-33.1933 | 1337.718 | 0.1365 | -33.1933 | 1157.08 | 0.11807
-33.166 | 1345.068 | 0.13725 | -33.166 | 1154.262 | 0.11778
-33.1388 | 1374.183 | 0.14022 | -33.1388 | 1127.035 | 0.115
-33.1115 | 1341.207 | 0.13686 | -33.1115 | 1121.273 | 0.11442
-33.0843 | 1322.336 | 0.13493 | -33.0843 | 1153.277 | 0.11768
-33.057 | 1379.825 | 0.1408 | -33.057 | 1151.741 | 0.11752
-33.0298 | 1398.517 | 0.14271 | -33.0298 | 1158.488 | 0.11821
-33.0025 | 1386.365 | 0.14147 | -33.0025 | 1169.444 | 0.11933
-32.9753 | 1397.525 | 0.1426 | -32.9753 | 1167.319 | 0.11911
-32.948 | 1405.717 | 0.14344 | -32.948 | 1152.167 | 0.11757
-32.9208 | 1398.444 | 0.1427 | -32.9208 | 1155.024 | 0.11786
-32.8935 | 1392.356 | 0.14208 | -32.8935 | 1209.283 | 0.1234
-32.8663 | 1372.054 | 0.14001 | -32.8663 | 1197.269 | 0.12217
-32.839 | 1373.52 | 0.14016 | -32.839 | 1165.78 | 0.11896
-32.8118 | 1404.872 | 0.14335 | -32.8118 | 1176.452 | 0.12005
-32.7845 | 1421.086 | 0.14501 | -32.7845 | 1207.344 | 0.1232
-32.7572 | 1433.736 | 0.1463 | -32.7572 | 1202.425 | 0.1227
-32.73 | 1430.611 | 0.14598 | -32.73 | 1209.118 | 0.12338
-32.7027 | 1429.677 | 0.14589 | -32.7027 | 1235.239 | 0.12604
-32.6755 | 1445.6 | 0.14751 | -32.6755 | 1221.205 | 0.12461
-32.6482 | 1461.853 | 0.14917 | -32.6482 | 1209.936 | 0.12346
-32.621 | 1452.64 | 0.14823 | -32.621 | 1199.872 | 0.12244
-32.5937 | 1459.448 | 0.14892 | -32.5937 | 1255.015 | 0.12806
-32.5665 | 1460.195 | 0.149 | -32.5665 | 1265.548 | 0.12914
-32.5392 | 1471.125 | 0.15011 | -32.5392 | 1250.285 | 0.12758
-32.512 | 1450.614 | 0.14802 | -32.512 | 1251.16 | 0.12767
-32.4847 | 1455.842 | 0.14856 | -32.4847 | 1255.222 | 0.12808
-32.4575 | 1482.118 | 0.15124 | -32.4575 | 1257.815 | 0.12835
-32.4302 | 1499.639 | 0.15302 | -32.4302 | 1260.009 | 0.12857
-32.403 | 1488.32 | 0.15187 | -32.403 | 1240.614 | 0.12659
-32.3757 | 1501.66 | 0.15323 | -32.3757 | 1213.276 | 0.1238
-32.3485 | 1509.32 | 0.15401 | -32.3485 | 1220.6 | 0.12455
-32.3212 | 1508.786 | 0.15396 | -32.3212 | 1228.883 | 0.1254
-32.294 | 1519.215 | 0.15502 | -32.294 | 1238.106 | 0.12634
-32.2667 | 1511.963 | 0.15428 | -32.2667 | 1258.432 | 0.12841
-32.2394 | 1479.867 | 0.15101 | -32.2394 | 1281.285 | 0.13074
-32.2122 | 1486.85 | 0.15172 | -32.2122 | 1275.219 | 0.13012
-32.185 | 1520.537 | 0.15516 | -32.185 | 1293.24 | 0.13196
-32.1577 | 1505.927 | 0.15367 | -32.1577 | 1273.777 | 0.12998
-32.1304 | 1505.437 | 0.15362 | -32.1304 | 1288.447 | 0.13147
-32.1032 | 1518.431 | 0.15494 | -32.1032 | 1273.75 | 0.12997
-32.0759 | 1488.433 | 0.15188 | -32.0759 | 1223.068 | 0.1248
-32.0487 | 1541.865 | 0.15733 | -32.0487 | 1255.448 | 0.12811
-32.0214 | 1528.448 | 0.15596 | -32.0214 | 1301.943 | 0.13285
-31.9942 | 1522.535 | 0.15536 | -31.9942 | 1288.075 | 0.13144
-31.9669 | 1536.045 | 0.15674 | -31.9669 | 1296.402 | 0.13229
-31.9397 | 1561.405 | 0.15933 | -31.9397 | 1311.337 | 0.13381
-31.9124 | 1579.773 | 0.1612 | -31.9124 | 1330.121 | 0.13573
-31.8852 | 1582.518 | 0.16148 | -31.8852 | 1331.405 | 0.13586
-31.8579 | 1589.676 | 0.16221 | -31.8579 | 1319.728 | 0.13467
-31.8307 | 1577.892 | 0.16101 | -31.8307 | 1319.549 | 0.13465
-31.8034 | 1562.804 | 0.15947 | -31.8034 | 1313.862 | 0.13407
-31.7762 | 1579.823 | 0.16121 | -31.7762 | 1327.224 | 0.13543
-31.7489 | 1580.1 | 0.16123 | -31.7489 | 1346.311 | 0.13738
-31.7217 | 1578.589 | 0.16108 | -31.7217 | 1342.63 | 0.137
-31.6944 | 1595.539 | 0.16281 | -31.6944 | 1336.585 | 0.13639
-31.6672 | 1612.04 | 0.16449 | -31.6672 | 1354.392 | 0.1382
-31.6399 | 1593.433 | 0.1626 | -31.6399 | 1378.094 | 0.14062
-31.6126 | 1595.325 | 0.16279 | -31.6126 | 1365.191 | 0.13931
-31.5854 | 1608.335 | 0.16412 | -31.5854 | 1339.18 | 0.13665
-31.5582 | 1606.898 | 0.16397 | -31.5582 | 1321.12 | 0.13481
-31.5309 | 1597.247 | 0.16298 | -31.5309 | 1348.035 | 0.13755
-31.5036 | 1619.277 | 0.16523 | -31.5036 | 1350.529 | 0.13781
-31.4764 | 1634.991 | 0.16684 | -31.4764 | 1369.873 | 0.13978
-31.4491 | 1624.136 | 0.16573 | -31.4491 | 1366.008 | 0.13939
-31.4219 | 1624.12 | 0.16573 | -31.4219 | 1405.782 | 0.14345
-31.3946 | 1620.325 | 0.16534 | -31.3946 | 1421.732 | 0.14507
-31.3674 | 1609.229 | 0.16421 | -31.3674 | 1441.112 | 0.14705
-31.3401 | 1640.779 | 0.16743 | -31.3401 | 1439.738 | 0.14691
-31.3129 | 1677.826 | 0.17121 | -31.3129 | 1412.001 | 0.14408
-31.2856 | 1639.067 | 0.16725 | -31.2856 | 1393.662 | 0.14221
-31.2584 | 1611.719 | 0.16446 | -31.2584 | 1407.365 | 0.14361
-31.2311 | 1637.685 | 0.16711 | -31.2311 | 1411.432 | 0.14402
-31.2039 | 1647.872 | 0.16815 | -31.2039 | 1408.913 | 0.14377
-31.1766 | 1656.677 | 0.16905 | -31.1766 | 1421.993 | 0.1451
-31.1494 | 1697.867 | 0.17325 | -31.1494 | 1416.474 | 0.14454
-31.1221 | 1675.052 | 0.17092 | -31.1221 | 1412.307 | 0.14411
-31.0949 | 1645.407 | 0.1679 | -31.0949 | 1406.264 | 0.1435
-31.0676 | 1679.546 | 0.17138 | -31.0676 | 1417.596 | 0.14465
-31.0404 | 1690.876 | 0.17254 | -31.0404 | 1465.373 | 0.14953
-31.0131 | 1701.494 | 0.17362 | -31.0131 | 1452.834 | 0.14825
-30.9858 | 1703.72 | 0.17385 | -30.9858 | 1428.618 | 0.14578
-30.9586 | 1720.179 | 0.17553 | -30.9586 | 1473.074 | 0.15031
-30.9313 | 1725.021 | 0.17602 | -30.9313 | 1485.067 | 0.15154
-30.9041 | 1714.912 | 0.17499 | -30.9041 | 1439.868 | 0.14693
-30.8768 | 1705.435 | 0.17402 | -30.8768 | 1433.289 | 0.14625
-30.8496 | 1715.914 | 0.17509 | -30.8496 | 1448.761 | 0.14783
-30.8223 | 1722.572 | 0.17577 | -30.8223 | 1456.764 | 0.14865
-30.7951 | 1730.196 | 0.17655 | -30.7951 | 1485.251 | 0.15156
-30.7678 | 1737.991 | 0.17735 | -30.7678 | 1508.771 | 0.15396
-30.7406 | 1728.844 | 0.17641 | -30.7406 | 1508.894 | 0.15397
-30.7133 | 1747.511 | 0.17832 | -30.7133 | 1493.823 | 0.15243
-30.6861 | 1753.757 | 0.17895 | -30.6861 | 1486.643 | 0.1517
-30.6588 | 1751.195 | 0.17869 | -30.6588 | 1482.156 | 0.15124
-30.6316 | 1797.6 | 0.18343 | -30.6316 | 1475.168 | 0.15053
-30.6043 | 1796.096 | 0.18328 | -30.6043 | 1481.281 | 0.15115
-30.5771 | 1783.458 | 0.18199 | -30.5771 | 1497.657 | 0.15282
-30.5498 | 1783.813 | 0.18202 | -30.5498 | 1514.166 | 0.15451
-30.5226 | 1799.012 | 0.18357 | -30.5226 | 1531.147 | 0.15624
-30.4953 | 1788.5 | 0.1825 | -30.4953 | 1524.393 | 0.15555
-30.4681 | 1814.32 | 0.18513 | -30.4681 | 1510.763 | 0.15416
-30.4408 | 1834.206 | 0.18716 | -30.4408 | 1519.116 | 0.15501
-30.4136 | 1813.53 | 0.18505 | -30.4136 | 1517.059 | 0.1548
-30.3863 | 1805.293 | 0.18421 | -30.3863 | 1525.199 | 0.15563
-30.359 | 1811.193 | 0.18482 | -30.359 | 1547.619 | 0.15792
-30.3318 | 1824.176 | 0.18614 | -30.3318 | 1543.803 | 0.15753
-30.3045 | 1834.508 | 0.18719 | -30.3045 | 1525.619 | 0.15568
-30.2773 | 1875.17 | 0.19134 | -30.2773 | 1547.908 | 0.15795
-30.25 | 1894.904 | 0.19336 | -30.25 | 1566.834 | 0.15988
-30.2228 | 1862.507 | 0.19005 | -30.2228 | 1564.369 | 0.15963
-30.1955 | 1870.276 | 0.19084 | -30.1955 | 1609.151 | 0.1642
-30.1683 | 1883.958 | 0.19224 | -30.1683 | 1597.726 | 0.16303
-30.141 | 1870.328 | 0.19085 | -30.141 | 1572.255 | 0.16043
-30.1138 | 1865.724 | 0.19038 | -30.1138 | 1588.426 | 0.16208
-30.0865 | 1867.859 | 0.1906 | -30.0865 | 1608.246 | 0.16411
-30.0593 | 1857.969 | 0.18959 | -30.0593 | 1613.692 | 0.16466
-30.032 | 1842.554 | 0.18802 | -30.032 | 1621.019 | 0.16541
-30.0048 | 1888.705 | 0.19272 | -30.0048 | 1630.643 | 0.16639
-29.9775 | 1908.872 | 0.19478 | -29.9775 | 1621.687 | 0.16548
-29.9503 | 1897.935 | 0.19367 | -29.9503 | 1627.433 | 0.16606
-29.923 | 1907.594 | 0.19465 | -29.923 | 1637.626 | 0.1671
-29.8958 | 1883.713 | 0.19222 | -29.8958 | 1656.887 | 0.16907
-29.8685 | 1909.272 | 0.19482 | -29.8685 | 1668.074 | 0.17021
-29.8412 | 1926.87 | 0.19662 | -29.8412 | 1666.551 | 0.17006
-29.814 | 1880.62 | 0.1919 | -29.814 | 1675.967 | 0.17102
-29.7868 | 1879.381 | 0.19177 | -29.7868 | 1649.281 | 0.16829
-29.7595 | 1889.633 | 0.19282 | -29.7595 | 1623.347 | 0.16565
-29.7322 | 1899.337 | 0.19381 | -29.7322 | 1643.706 | 0.16773
-29.705 | 1962.075 | 0.20021 | -29.705 | 1680.119 | 0.17144
-29.6777 | 1967.825 | 0.2008 | -29.6777 | 1687.137 | 0.17216
-29.6505 | 1944.006 | 0.19837 | -29.6505 | 1654.731 | 0.16885
-29.6232 | 1967.087 | 0.20072 | -29.6232 | 1657.803 | 0.16916
-29.596 | 1981.067 | 0.20215 | -29.596 | 1665.636 | 0.16996
-29.5687 | 1976.482 | 0.20168 | -29.5687 | 1662.119 | 0.1696
-29.5415 | 1953.941 | 0.19938 | -29.5415 | 1663.25 | 0.16972
-29.5142 | 1938.804 | 0.19784 | -29.5142 | 1682.094 | 0.17164
-29.487 | 1961.706 | 0.20017 | -29.487 | 1725.132 | 0.17603
-29.4597 | 1973.706 | 0.2014 | -29.4597 | 1736.573 | 0.1772
-29.4325 | 1992.968 | 0.20336 | -29.4325 | 1757.011 | 0.17929
-29.4052 | 1995.417 | 0.20361 | -29.4052 | 1761.569 | 0.17975
-29.378 | 1981.773 | 0.20222 | -29.378 | 1724.725 | 0.17599
-29.3507 | 1977.956 | 0.20183 | -29.3507 | 1709.969 | 0.17449
-29.3235 | 1963.957 | 0.2004 | -29.3235 | 1720.013 | 0.17551
-29.2962 | 1966.518 | 0.20067 | -29.2962 | 1739.492 | 0.1775
-29.269 | 1991.823 | 0.20325 | -29.269 | 1761.411 | 0.17974
-29.2417 | 2025.008 | 0.20663 | -29.2417 | 1760.159 | 0.17961
-29.2144 | 2032.635 | 0.20741 | -29.2144 | 1743.615 | 0.17792
-29.1872 | 2043.436 | 0.20851 | -29.1872 | 1736.055 | 0.17715
-29.1599 | 2034.564 | 0.20761 | -29.1599 | 1739.771 | 0.17753
-29.1327 | 2041.424 | 0.20831 | -29.1327 | 1750.737 | 0.17865
-29.1054 | 2068.31 | 0.21105 | -29.1054 | 1760.852 | 0.17968
-29.0782 | 2088.078 | 0.21307 | -29.0782 | 1759.566 | 0.17955
-29.0509 | 2071.157 | 0.21134 | -29.0509 | 1764.714 | 0.18007
-29.0237 | 2066.087 | 0.21083 | -29.0237 | 1773.505 | 0.18097
-28.9964 | 2077.96 | 0.21204 | -28.9964 | 1796.843 | 0.18335
-28.9692 | 2093.629 | 0.21364 | -28.9692 | 1811.786 | 0.18488
-28.9419 | 2102.078 | 0.2145 | -28.9419 | 1848.704 | 0.18864
-28.9147 | 2087.555 | 0.21302 | -28.9147 | 1846.101 | 0.18838
-28.8874 | 2075.439 | 0.21178 | -28.8874 | 1826.901 | 0.18642
-28.8602 | 2088.27 | 0.21309 | -28.8602 | 1831.873 | 0.18693
-28.8329 | 2083.847 | 0.21264 | -28.8329 | 1817.869 | 0.1855
-28.8057 | 2093.236 | 0.2136 | -28.8057 | 1802.498 | 0.18393
-28.7784 | 2121.201 | 0.21645 | -28.7784 | 1799.274 | 0.1836
-28.7512 | 2111.158 | 0.21542 | -28.7512 | 1829.7 | 0.1867
-28.7239 | 2153.063 | 0.2197 | -28.7239 | 1841.728 | 0.18793
-28.6967 | 2179.588 | 0.22241 | -28.6967 | 1833.098 | 0.18705
-28.6694 | 2162.274 | 0.22064 | -28.6694 | 1861.374 | 0.18994
-28.6422 | 2192.277 | 0.2237 | -28.6422 | 1865.23 | 0.19033
-28.6149 | 2162.74 | 0.22069 | -28.6149 | 1855.831 | 0.18937
-28.5877 | 2119.13 | 0.21624 | -28.5877 | 1864.755 | 0.19028
-28.5604 | 2154.829 | 0.21988 | -28.5604 | 1872.153 | 0.19104
-28.5331 | 2137.062 | 0.21807 | -28.5331 | 1880.58 | 0.1919
-28.5059 | 2175.369 | 0.22198 | -28.5059 | 1881.114 | 0.19195
-28.4786 | 2228.274 | 0.22737 | -28.4786 | 1883.67 | 0.19221
-28.4514 | 2254.278 | 0.23003 | -28.4514 | 1891.75 | 0.19304
-28.4241 | 2229.167 | 0.22747 | -28.4241 | 1896.276 | 0.1935
-28.3969 | 2220.358 | 0.22657 | -28.3969 | 1892.824 | 0.19315
-28.3696 | 2215.249 | 0.22605 | -28.3696 | 1883.451 | 0.19219
-28.3424 | 2213.994 | 0.22592 | -28.3424 | 1892.135 | 0.19307
-28.3151 | 2217.072 | 0.22623 | -28.3151 | 1921.833 | 0.19611
-28.2879 | 2204.933 | 0.22499 | -28.2879 | 1932.202 | 0.19716
-28.2606 | 2194.956 | 0.22398 | -28.2606 | 1923.666 | 0.19629
-28.2334 | 2214.203 | 0.22594 | -28.2334 | 1929.503 | 0.19689
-28.2061 | 2237.342 | 0.2283 | -28.2061 | 1946.931 | 0.19867
-28.1789 | 2252.64 | 0.22986 | -28.1789 | 1960.656 | 0.20007
-28.1516 | 2273.026 | 0.23194 | -28.1516 | 1968.561 | 0.20087
-28.1244 | 2283 | 0.23296 | -28.1244 | 1954.146 | 0.1994
-28.0971 | 2268.543 | 0.23148 | -28.0971 | 1914.836 | 0.19539
-28.0698 | 2266.119 | 0.23124 | -28.0698 | 1915.891 | 0.1955
-28.0426 | 2276.471 | 0.23229 | -28.0426 | 1968.589 | 0.20088
-28.0154 | 2286.465 | 0.23331 | -28.0154 | 1997.808 | 0.20386
-27.9881 | 2288.864 | 0.23356 | -27.9881 | 2001.231 | 0.20421
-27.9608 | 2291.47 | 0.23382 | -27.9608 | 2004.783 | 0.20457
-27.9336 | 2279.909 | 0.23264 | -27.9336 | 1998.534 | 0.20393
-27.9063 | 2275.533 | 0.2322 | -27.9063 | 1977.684 | 0.2018
-27.8791 | 2314.01 | 0.23612 | -27.8791 | 1972.239 | 0.20125
-27.8518 | 2339.884 | 0.23876 | -27.8518 | 2002.576 | 0.20434
-27.8246 | 2338.238 | 0.2386 | -27.8246 | 2028.484 | 0.20699
-27.7973 | 2331.638 | 0.23792 | -27.7973 | 2018.284 | 0.20595
-27.7701 | 2339.684 | 0.23874 | -27.7701 | 2009.609 | 0.20506
-27.7428 | 2358.065 | 0.24062 | -27.7428 | 2014.896 | 0.2056
-27.7156 | 2379.529 | 0.24281 | -27.7156 | 2015.673 | 0.20568
-27.6883 | 2399.498 | 0.24485 | -27.6883 | 2028.686 | 0.20701
-27.6611 | 2373.74 | 0.24222 | -27.6611 | 2047.038 | 0.20888
-27.6338 | 2373.384 | 0.24218 | -27.6338 | 2047.593 | 0.20894
-27.6066 | 2421.221 | 0.24706 | -27.6066 | 2054.27 | 0.20962
-27.5793 | 2430.591 | 0.24802 | -27.5793 | 2079.021 | 0.21215
-27.5521 | 2431.143 | 0.24808 | -27.5521 | 2097.484 | 0.21403
-27.5248 | 2430.02 | 0.24796 | -27.5248 | 2100.419 | 0.21433
-27.4976 | 2394.765 | 0.24436 | -27.4976 | 2087.468 | 0.21301
-27.4703 | 2359.636 | 0.24078 | -27.4703 | 2074.912 | 0.21173
-27.443 | 2394.912 | 0.24438 | -27.443 | 2093.578 | 0.21363
-27.4158 | 2469.079 | 0.25195 | -27.4158 | 2120.24 | 0.21635
-27.3885 | 2509.891 | 0.25611 | -27.3885 | 2125.922 | 0.21693
-27.3613 | 2473.648 | 0.25241 | -27.3613 | 2129.044 | 0.21725
-27.334 | 2428.922 | 0.24785 | -27.334 | 2127.553 | 0.2171
-27.3068 | 2437.977 | 0.24877 | -27.3068 | 2099.511 | 0.21424
-27.2795 | 2453.588 | 0.25037 | -27.2795 | 2083.176 | 0.21257
-27.2523 | 2469.479 | 0.25199 | -27.2523 | 2129.945 | 0.21734
-27.225 | 2487.553 | 0.25383 | -27.225 | 2163.973 | 0.22081
-27.1978 | 2489.659 | 0.25405 | -27.1978 | 2143.05 | 0.21868
-27.1705 | 2487.789 | 0.25386 | -27.1705 | 2132.342 | 0.21759
-27.1433 | 2490.811 | 0.25416 | -27.1433 | 2136.758 | 0.21804
-27.116 | 2503.316 | 0.25544 | -27.116 | 2144.247 | 0.2188
-27.0888 | 2531.096 | 0.25828 | -27.0888 | 2156.203 | 0.22002
-27.0615 | 2538.057 | 0.25899 | -27.0615 | 2157.14 | 0.22012
-27.0343 | 2527.134 | 0.25787 | -27.0343 | 2152.155 | 0.21961
-27.007 | 2533.443 | 0.25851 | -27.007 | 2156.742 | 0.22008
-26.9798 | 2548.358 | 0.26004 | -26.9798 | 2169.378 | 0.22137
-26.9525 | 2548.745 | 0.26008 | -26.9525 | 2176.69 | 0.22211
-26.9253 | 2532.593 | 0.25843 | -26.9253 | 2172.375 | 0.22167
-26.898 | 2531.304 | 0.2583 | -26.898 | 2167.077 | 0.22113
-26.8708 | 2553.559 | 0.26057 | -26.8708 | 2173.833 | 0.22182
-26.8435 | 2558.853 | 0.26111 | -26.8435 | 2187.313 | 0.2232
-26.8163 | 2545.971 | 0.25979 | -26.8163 | 2198.676 | 0.22435
-26.789 | 2588.948 | 0.26418 | -26.789 | 2206.159 | 0.22512
-26.7617 | 2596.137 | 0.26491 | -26.7617 | 2212.892 | 0.22581
-26.7345 | 2595.128 | 0.26481 | -26.7345 | 2224.497 | 0.22699
-26.7072 | 2604.721 | 0.26579 | -26.7072 | 2250.336 | 0.22963
-26.68 | 2588.556 | 0.26414 | -26.68 | 2275.192 | 0.23216
-26.6527 | 2623.995 | 0.26775 | -26.6527 | 2264.946 | 0.23112
-26.6255 | 2637.004 | 0.26908 | -26.6255 | 2242.761 | 0.22885
-26.5982 | 2623.725 | 0.26773 | -26.5982 | 2247.311 | 0.22932
-26.571 | 2616.312 | 0.26697 | -26.571 | 2266.787 | 0.2313
-26.5437 | 2617.347 | 0.26708 | -26.5437 | 2273.7 | 0.23201
-26.5165 | 2620.875 | 0.26744 | -26.5165 | 2278.639 | 0.23251
-26.4892 | 2642.28 | 0.26962 | -26.4892 | 2289.234 | 0.2336
-26.462 | 2662.133 | 0.27165 | -26.462 | 2311.856 | 0.2359
-26.4347 | 2660.471 | 0.27148 | -26.4347 | 2322.974 | 0.23704
-26.4075 | 2651.25 | 0.27054 | -26.4075 | 2324.315 | 0.23717
-26.3802 | 2647.651 | 0.27017 | -26.3802 | 2353.304 | 0.24013
-26.353 | 2657.716 | 0.2712 | -26.353 | 2359.063 | 0.24072
-26.3257 | 2682.026 | 0.27368 | -26.3257 | 2331.301 | 0.23789
-26.2985 | 2687.433 | 0.27423 | -26.2985 | 2332.186 | 0.23798
-26.2712 | 2678.298 | 0.2733 | -26.2712 | 2354.7 | 0.24028
-26.244 | 2730.772 | 0.27865 | -26.244 | 2369.562 | 0.24179
-26.2167 | 2781.979 | 0.28388 | -26.2167 | 2367.34 | 0.24157
-26.1895 | 2712.877 | 0.27682 | -26.1895 | 2323.602 | 0.2371
-26.1622 | 2689.954 | 0.27449 | -26.1622 | 2320.905 | 0.23683
-26.1349 | 2764.456 | 0.28209 | -26.1349 | 2363.76 | 0.2412
-26.1077 | 2753.704 | 0.28099 | -26.1077 | 2394.44 | 0.24433
-26.0804 | 2745.81 | 0.28018 | -26.0804 | 2391.997 | 0.24408
-26.0532 | 2747.568 | 0.28036 | -26.0532 | 2395.594 | 0.24445
-26.0259 | 2780.954 | 0.28377 | -26.0259 | 2404.853 | 0.24539
-25.9987 | 2733.687 | 0.27895 | -25.9987 | 2402.148 | 0.24512
-25.9714 | 2759.027 | 0.28153 | -25.9714 | 2396.944 | 0.24459
-25.9442 | 2788.454 | 0.28454 | -25.9442 | 2401.694 | 0.24507
-25.9169 | 2816.373 | 0.28739 | -25.9169 | 2420.475 | 0.24699
-25.8897 | 2811.284 | 0.28687 | -25.8897 | 2445.481 | 0.24954
-25.8624 | 2848.094 | 0.29062 | -25.8624 | 2460.957 | 0.25112
-25.8352 | 2831.609 | 0.28894 | -25.8352 | 2472.116 | 0.25226
-25.8079 | 2804.797 | 0.2862 | -25.8079 | 2487.249 | 0.2538
-25.7807 | 2823.019 | 0.28806 | -25.7807 | 2482.94 | 0.25336
-25.7534 | 2844.272 | 0.29023 | -25.7534 | 2459.032 | 0.25092
-25.7262 | 2876.77 | 0.29355 | -25.7262 | 2461.339 | 0.25116
-25.6989 | 2882.73 | 0.29416 | -25.6989 | 2484.672 | 0.25354
-25.6716 | 2865.024 | 0.29235 | -25.6716 | 2488.931 | 0.25397
-25.6444 | 2882.948 | 0.29418 | -25.6444 | 2492.682 | 0.25436
-25.6171 | 2884.985 | 0.29439 | -25.6171 | 2501.793 | 0.25529
-25.5899 | 2866.468 | 0.2925 | -25.5899 | 2483.029 | 0.25337
-25.5626 | 2864.674 | 0.29231 | -25.5626 | 2465.671 | 0.2516
-25.5354 | 2863.852 | 0.29223 | -25.5354 | 2479.37 | 0.253
-25.5081 | 2863.948 | 0.29224 | -25.5081 | 2501.252 | 0.25523
-25.4809 | 2896.762 | 0.29559 | -25.4809 | 2474.999 | 0.25255
-25.4536 | 2941.165 | 0.30012 | -25.4536 | 2473.01 | 0.25235
-25.4264 | 2932.065 | 0.29919 | -25.4264 | 2507.019 | 0.25582
-25.3991 | 2927.177 | 0.29869 | -25.3991 | 2541.308 | 0.25932
-25.3719 | 2977.968 | 0.30387 | -25.3719 | 2540.388 | 0.25922
-25.3446 | 2958.088 | 0.30185 | -25.3446 | 2526.267 | 0.25778
-25.3174 | 2937.341 | 0.29973 | -25.3174 | 2517.652 | 0.2569
-25.2901 | 2941.299 | 0.30013 | -25.2901 | 2533.975 | 0.25857
-25.2629 | 2959.11 | 0.30195 | -25.2629 | 2569.55 | 0.2622
-25.2356 | 2981.997 | 0.30429 | -25.2356 | 2579.805 | 0.26325
-25.2084 | 2994.058 | 0.30552 | -25.2084 | 2570.434 | 0.26229
-25.1811 | 2998.075 | 0.30593 | -25.1811 | 2565.719 | 0.26181
-25.1539 | 2979.628 | 0.30404 | -25.1539 | 2578.289 | 0.26309
-25.1266 | 2962.073 | 0.30225 | -25.1266 | 2591.685 | 0.26446
-25.0994 | 2987.118 | 0.30481 | -25.0994 | 2584.871 | 0.26376
-25.0721 | 3017.607 | 0.30792 | -25.0721 | 2578.841 | 0.26315
-25.0449 | 3036.116 | 0.30981 | -25.0449 | 2597.658 | 0.26507
-25.0176 | 3029.612 | 0.30914 | -25.0176 | 2634.242 | 0.2688
-24.9903 | 3027.783 | 0.30896 | -24.9903 | 2654.653 | 0.27088
-24.9631 | 3033.923 | 0.30958 | -24.9631 | 2638.187 | 0.2692
-24.9358 | 3038.373 | 0.31004 | -24.9358 | 2617.24 | 0.26707
-24.9086 | 3053.444 | 0.31158 | -24.9086 | 2627.029 | 0.26806
-24.8813 | 3056.103 | 0.31185 | -24.8813 | 2647.314 | 0.27013
-24.8541 | 3064.818 | 0.31274 | -24.8541 | 2666.539 | 0.2721
-24.8268 | 3090.027 | 0.31531 | -24.8268 | 2702.103 | 0.27572
-24.7996 | 3072.253 | 0.3135 | -24.7996 | 2717.903 | 0.27734
-24.7723 | 3056.63 | 0.3119 | -24.7723 | 2702.353 | 0.27575
-24.7451 | 3096.702 | 0.31599 | -24.7451 | 2698.601 | 0.27537
-24.7178 | 3086.72 | 0.31497 | -24.7178 | 2718.587 | 0.27741
-24.6906 | 3070.26 | 0.31329 | -24.6906 | 2721.907 | 0.27775
-24.6633 | 3073.93 | 0.31367 | -24.6633 | 2745.915 | 0.2802
-24.6361 | 3085.22 | 0.31482 | -24.6361 | 2745.582 | 0.28016
-24.6088 | 3070.214 | 0.31329 | -24.6088 | 2735.058 | 0.27909
-24.5816 | 3073.101 | 0.31358 | -24.5816 | 2731.617 | 0.27874
-24.5543 | 3111.767 | 0.31753 | -24.5543 | 2737.755 | 0.27936
-24.5271 | 3158.287 | 0.32227 | -24.5271 | 2768.778 | 0.28253
-24.4998 | 3165.621 | 0.32302 | -24.4998 | 2773.554 | 0.28302
-24.4725 | 3141.677 | 0.32058 | -24.4725 | 2755.394 | 0.28116
-24.4453 | 3129.875 | 0.31938 | -24.4453 | 2749.844 | 0.2806
-24.4181 | 3148.025 | 0.32123 | -24.4181 | 2781.885 | 0.28387
-24.3908 | 3173.67 | 0.32384 | -24.3908 | 2824.797 | 0.28824
-24.3635 | 3176.357 | 0.32412 | -24.3635 | 2817.435 | 0.28749
-24.3363 | 3173.841 | 0.32386 | -24.3363 | 2786.936 | 0.28438
-24.309 | 3199.59 | 0.32649 | -24.309 | 2803.794 | 0.2861
-24.2818 | 3225.23 | 0.32911 | -24.2818 | 2805.935 | 0.28632
-24.2545 | 3253.95 | 0.33204 | -24.2545 | 2794.888 | 0.28519
-24.2273 | 3262.167 | 0.33287 | -24.2273 | 2841.708 | 0.28997
-24.2 | 3251.747 | 0.33181 | -24.2 | 2898.01 | 0.29572
-24.1728 | 3252.88 | 0.33193 | -24.1728 | 2868.771 | 0.29273
-24.1455 | 3243.025 | 0.33092 | -24.1455 | 2895.385 | 0.29545
-24.1183 | 3242.16 | 0.33083 | -24.1183 | 2898.64 | 0.29578
-24.091 | 3259.335 | 0.33259 | -24.091 | 2889.699 | 0.29487
-24.0638 | 3270.773 | 0.33375 | -24.0638 | 2890.78 | 0.29498
-24.0365 | 3288.895 | 0.3356 | -24.0365 | 2924.805 | 0.29845
-24.0093 | 3290.587 | 0.33577 | -24.0093 | 2944.496 | 0.30046
-23.982 | 3279.683 | 0.33466 | -23.982 | 2945.988 | 0.30061
-23.9548 | 3283.282 | 0.33503 | -23.9548 | 2942.827 | 0.30029
-23.9275 | 3328.7 | 0.33966 | -23.9275 | 2938.689 | 0.29987
-23.9002 | 3378.725 | 0.34477 | -23.9002 | 2933.915 | 0.29938
-23.873 | 3394.012 | 0.34633 | -23.873 | 2926.451 | 0.29862
-23.8457 | 3378.683 | 0.34476 | -23.8457 | 2921.802 | 0.29814
-23.8185 | 3342.211 | 0.34104 | -23.8185 | 2935.528 | 0.29954
-23.7912 | 3334.571 | 0.34026 | -23.7912 | 2957.857 | 0.30182
-23.764 | 3362.739 | 0.34314 | -23.764 | 2967.589 | 0.30282
-23.7367 | 3386.934 | 0.34561 | -23.7367 | 2984.457 | 0.30454
-23.7095 | 3422.253 | 0.34921 | -23.7095 | 3010.514 | 0.3072
-23.6822 | 3397.973 | 0.34673 | -23.6822 | 2998.308 | 0.30595
-23.655 | 3392.605 | 0.34618 | -23.655 | 2978.236 | 0.3039
-23.6277 | 3397.797 | 0.34671 | -23.6277 | 2979.927 | 0.30407
-23.6005 | 3404.63 | 0.34741 | -23.6005 | 2979.319 | 0.30401
-23.5732 | 3408.22 | 0.34778 | -23.5732 | 2991.91 | 0.3053
-23.546 | 3411.064 | 0.34807 | -23.546 | 2990.85 | 0.30519
-23.5187 | 3429.143 | 0.34991 | -23.5187 | 2986.408 | 0.30474
-23.4915 | 3441.367 | 0.35116 | -23.4915 | 3019.707 | 0.30813
-23.4642 | 3438.895 | 0.35091 | -23.4642 | 3040.851 | 0.31029
-23.437 | 3452.329 | 0.35228 | -23.437 | 3051.999 | 0.31143
-23.4097 | 3491.371 | 0.35626 | -23.4097 | 3098.435 | 0.31617
-23.3825 | 3522.9 | 0.35948 | -23.3825 | 3095.031 | 0.31582
-23.3552 | 3535.134 | 0.36073 | -23.3552 | 3040.851 | 0.31029
-23.328 | 3530.901 | 0.3603 | -23.328 | 3021.015 | 0.30827
-23.3007 | 3505.002 | 0.35765 | -23.3007 | 3119.031 | 0.31827
-23.2735 | 3502.125 | 0.35736 | -23.2735 | 3081.842 | 0.31447
-23.2462 | 3514.816 | 0.35865 | -23.2462 | 3110.705 | 0.31742
-23.2189 | 3509.268 | 0.35809 | -23.2189 | 3106.964 | 0.31704
-23.1917 | 3547.531 | 0.36199 | -23.1917 | 3119.193 | 0.31829
-23.1644 | 3576.767 | 0.36498 | -23.1644 | 3139.298 | 0.32034
-23.1372 | 3566.297 | 0.36391 | -23.1372 | 3156.489 | 0.32209
-23.1099 | 3546.522 | 0.36189 | -23.1099 | 3150.157 | 0.32144
-23.0827 | 3540.155 | 0.36124 | -23.0827 | 3138.214 | 0.32023
-23.0554 | 3552.792 | 0.36253 | -23.0554 | 3151.469 | 0.32158
-23.0282 | 3560.606 | 0.36333 | -23.0282 | 3169.358 | 0.3234
-23.0009 | 3542.853 | 0.36152 | -23.0009 | 3164.143 | 0.32287
-22.9737 | 3543.707 | 0.3616 | -22.9737 | 3161.853 | 0.32264
-22.9464 | 3580.063 | 0.36531 | -22.9464 | 3134.662 | 0.31986
-22.9192 | 3657.477 | 0.37321 | -22.9192 | 3139.721 | 0.32038
-22.8919 | 3684.256 | 0.37594 | -22.8919 | 3217.863 | 0.32835
-22.8647 | 3653.295 | 0.37279 | -22.8647 | 3228.507 | 0.32944
-22.8374 | 3640.792 | 0.37151 | -22.8374 | 3231.058 | 0.3297
-22.8102 | 3656.231 | 0.37308 | -22.8102 | 3233.104 | 0.32991
-22.7829 | 3688.231 | 0.37635 | -22.7829 | 3226.189 | 0.3292
-22.7557 | 3634.544 | 0.37087 | -22.7557 | 3254.64 | 0.33211
-22.7284 | 3606.921 | 0.36805 | -22.7284 | 3292.389 | 0.33596
-22.7011 | 3645.152 | 0.37195 | -22.7011 | 3295.192 | 0.33624
-22.6739 | 3679.61 | 0.37547 | -22.6739 | 3285.794 | 0.33529
-22.6467 | 3702.238 | 0.37778 | -22.6467 | 3300.4 | 0.33678
-22.6194 | 3737.052 | 0.38133 | -22.6194 | 3311.645 | 0.33792
-22.5921 | 3721.536 | 0.37975 | -22.5921 | 3298.713 | 0.3366
-22.5649 | 3678.227 | 0.37533 | -22.5649 | 3286.118 | 0.33532
-22.5376 | 3697.079 | 0.37725 | -22.5376 | 3264.122 | 0.33307
-22.5104 | 3746.106 | 0.38226 | -22.5104 | 3281.544 | 0.33485
-22.4831 | 3766.45 | 0.38433 | -22.4831 | 3329.387 | 0.33973
-22.4559 | 3758.665 | 0.38354 | -22.4559 | 3337.509 | 0.34056
-22.4286 | 3745.289 | 0.38217 | -22.4286 | 3341.112 | 0.34093
-22.4014 | 3755.853 | 0.38325 | -22.4014 | 3334.06 | 0.34021
-22.3741 | 3786.854 | 0.38641 | -22.3741 | 3339.417 | 0.34076
-22.3469 | 3808.124 | 0.38858 | -22.3469 | 3354.018 | 0.34225
-22.3196 | 3812.403 | 0.38902 | -22.3196 | 3365.231 | 0.34339
-22.2924 | 3813.875 | 0.38917 | -22.2924 | 3374.9 | 0.34438
-22.2651 | 3809.187 | 0.38869 | -22.2651 | 3370.456 | 0.34392
-22.2379 | 3808.313 | 0.3886 | -22.2379 | 3362.722 | 0.34313
-22.2106 | 3827.393 | 0.39055 | -22.2106 | 3397.297 | 0.34666
-22.1834 | 3836.146 | 0.39144 | -22.1834 | 3425.27 | 0.34952
-22.1561 | 3849.091 | 0.39276 | -22.1561 | 3372.929 | 0.34418
-22.1288 | 3875.459 | 0.39546 | -22.1288 | 3379.719 | 0.34487
-22.1016 | 3893.604 | 0.39731 | -22.1016 | 3413.695 | 0.34834
-22.0743 | 3894.049 | 0.39735 | -22.0743 | 3450.453 | 0.35209
-22.0471 | 3885.837 | 0.39651 | -22.0471 | 3444.336 | 0.35146
-22.0199 | 3888.667 | 0.3968 | -22.0199 | 3395.356 | 0.34646
-21.9926 | 3911.958 | 0.39918 | -21.9926 | 3389.647 | 0.34588
-21.9653 | 3942.169 | 0.40226 | -21.9653 | 3470.255 | 0.35411
-21.9381 | 3952.803 | 0.40335 | -21.9381 | 3536.182 | 0.36083
-21.9108 | 3934.556 | 0.40149 | -21.9108 | 3545.589 | 0.36179
-21.8836 | 3942.975 | 0.40234 | -21.8836 | 3495.829 | 0.35672
-21.8563 | 3907.011 | 0.39867 | -21.8563 | 3493.355 | 0.35646
-21.8291 | 3933.627 | 0.40139 | -21.8291 | 3501.522 | 0.3573
-21.8018 | 3927.816 | 0.4008 | -21.8018 | 3549.873 | 0.36223
-21.7746 | 3924.362 | 0.40045 | -21.7746 | 3526.477 | 0.35984
-21.7473 | 3934.383 | 0.40147 | -21.7473 | 3493.589 | 0.35649
-21.7201 | 3945.645 | 0.40262 | -21.7201 | 3503.357 | 0.35749
-21.6928 | 3980.378 | 0.40616 | -21.6928 | 3528.429 | 0.36004
-21.6656 | 3997.709 | 0.40793 | -21.6656 | 3557.803 | 0.36304
-21.6383 | 3961.46 | 0.40423 | -21.6383 | 3609.521 | 0.36832
-21.6111 | 4060.989 | 0.41439 | -21.6111 | 3621.895 | 0.36958
-21.5838 | 4050.681 | 0.41333 | -21.5838 | 3676.362 | 0.37514
-21.5566 | 3991.598 | 0.40731 | -21.5566 | 3627.413 | 0.37014
-21.5293 | 4012.956 | 0.40949 | -21.5293 | 3578.338 | 0.36514
-21.5021 | 4062.066 | 0.4145 | -21.5021 | 3591.011 | 0.36643
-21.4748 | 4096.938 | 0.41805 | -21.4748 | 3616.903 | 0.36907
-21.4475 | 4094.252 | 0.41778 | -21.4475 | 3618.418 | 0.36923
-21.4203 | 4079.607 | 0.41629 | -21.4203 | 3609.593 | 0.36833
-21.393 | 4079.708 | 0.4163 | -21.393 | 3625.598 | 0.36996
-21.3658 | 4102.201 | 0.41859 | -21.3658 | 3649.854 | 0.37243
-21.3385 | 4137.688 | 0.42221 | -21.3385 | 3635.709 | 0.37099
-21.3113 | 4148.529 | 0.42332 | -21.3113 | 3630.989 | 0.37051
-21.284 | 4127.011 | 0.42112 | -21.284 | 3661.916 | 0.37366
-21.2568 | 4127.548 | 0.42118 | -21.2568 | 3639.105 | 0.37134
-21.2295 | 4111.611 | 0.41955 | -21.2295 | 3647.654 | 0.37221
-21.2023 | 4082.716 | 0.4166 | -21.2023 | 3666.704 | 0.37415
-21.175 | 4107.408 | 0.41912 | -21.175 | 3691.61 | 0.37669
-21.1478 | 4148.213 | 0.42329 | -21.1478 | 3689.042 | 0.37643
-21.1205 | 4154.314 | 0.42391 | -21.1205 | 3721.006 | 0.37969
-21.0933 | 4136.654 | 0.42211 | -21.0933 | 3773.836 | 0.38509
-21.066 | 4140.565 | 0.42251 | -21.066 | 3772.656 | 0.38496
-21.0388 | 4171.354 | 0.42565 | -21.0388 | 3773.727 | 0.38507
-21.0115 | 4194.554 | 0.42802 | -21.0115 | 3788.645 | 0.3866
-20.9843 | 4181.333 | 0.42667 | -20.9843 | 3716.356 | 0.37922
-20.957 | 4193.584 | 0.42792 | -20.957 | 3737.797 | 0.38141
-20.9297 | 4241.259 | 0.43278 | -20.9297 | 3811.701 | 0.38895
-20.9025 | 4248.402 | 0.43351 | -20.9025 | 3843.753 | 0.39222
-20.8753 | 4230.733 | 0.43171 | -20.8753 | 3812.09 | 0.38899
-20.848 | 4237.534 | 0.4324 | -20.848 | 3792.784 | 0.38702
-20.8208 | 4265.103 | 0.43521 | -20.8208 | 3814.523 | 0.38924
-20.7935 | 4274.535 | 0.43618 | -20.7935 | 3817.011 | 0.38949
-20.7662 | 4265.35 | 0.43524 | -20.7662 | 3780.624 | 0.38578
-20.739 | 4268.669 | 0.43558 | -20.739 | 3835.24 | 0.39135
-20.7117 | 4310.068 | 0.4398 | -20.7117 | 3805.202 | 0.38829
-20.6845 | 4274.592 | 0.43618 | -20.6845 | 3831.802 | 0.391
-20.6572 | 4274.99 | 0.43622 | -20.6572 | 3912.692 | 0.39925
-20.63 | 4283.331 | 0.43707 | -20.63 | 3855.478 | 0.39342
-20.6027 | 4298.237 | 0.4386 | -20.6027 | 3809.494 | 0.38872
-20.5755 | 4309.279 | 0.43972 | -20.5755 | 3842.212 | 0.39206
-20.5482 | 4334.939 | 0.44234 | -20.5482 | 3900.027 | 0.39796
-20.521 | 4384.168 | 0.44736 | -20.521 | 3917.332 | 0.39973
-20.4937 | 4400.958 | 0.44908 | -20.4937 | 3887.399 | 0.39667
-20.4665 | 4393.997 | 0.44837 | -20.4665 | 3887.827 | 0.39672
-20.4392 | 4362.667 | 0.44517 | -20.4392 | 3927.775 | 0.40079
-20.412 | 4400.889 | 0.44907 | -20.412 | 3944.656 | 0.40252
-20.3847 | 4375.096 | 0.44644 | -20.3847 | 3964.445 | 0.40454
-20.3575 | 4402.825 | 0.44927 | -20.3575 | 3968.647 | 0.40496
-20.3302 | 4474.286 | 0.45656 | -20.3302 | 3996.013 | 0.40776
-20.3029 | 4508.607 | 0.46006 | -20.3029 | 4017.621 | 0.40996
-20.2757 | 4506.853 | 0.45988 | -20.2757 | 3992.344 | 0.40738
-20.2484 | 4519.629 | 0.46119 | -20.2484 | 3958.785 | 0.40396
-20.2212 | 4460.955 | 0.4552 | -20.2212 | 3988.325 | 0.40697
-20.1939 | 4496.802 | 0.45886 | -20.1939 | 4012.958 | 0.40949
-20.1667 | 4566.609 | 0.46598 | -20.1667 | 4013.503 | 0.40954
-20.1394 | 4563.167 | 0.46563 | -20.1394 | 4029.295 | 0.41115
-20.1122 | 4515.904 | 0.46081 | -20.1122 | 4047.073 | 0.41297
-20.0849 | 4485.211 | 0.45767 | -20.0849 | 4035.764 | 0.41181
-20.0577 | 4522.563 | 0.46149 | -20.0577 | 4045.946 | 0.41285
-20.0304 | 4579.171 | 0.46726 | -20.0304 | 4079.223 | 0.41625
-20.0032 | 4576.372 | 0.46698 | -20.0032 | 4062.407 | 0.41453
-19.9759 | 4559.521 | 0.46526 | -19.9759 | 3996.933 | 0.40785
-19.9487 | 4545.855 | 0.46386 | -19.9487 | 4037.422 | 0.41198
-19.9214 | 4563.965 | 0.46571 | -19.9214 | 4093.398 | 0.41769
-19.8942 | 4581.882 | 0.46754 | -19.8942 | 4113.263 | 0.41972
-19.8669 | 4575.076 | 0.46684 | -19.8669 | 4101.158 | 0.41849
-19.8397 | 4575.292 | 0.46687 | -19.8397 | 4093.372 | 0.41769
-19.8124 | 4589.485 | 0.46831 | -19.8124 | 4117.335 | 0.42014
-19.7852 | 4610.805 | 0.47049 | -19.7852 | 4151.41 | 0.42361
-19.7579 | 4634.552 | 0.47291 | -19.7579 | 4161.025 | 0.42459
-19.7307 | 4653.269 | 0.47482 | -19.7307 | 4166.178 | 0.42512
-19.7034 | 4656.545 | 0.47516 | -19.7034 | 4190.256 | 0.42758
-19.6761 | 4658.056 | 0.47531 | -19.6761 | 4162.123 | 0.42471
-19.6489 | 4656.583 | 0.47516 | -19.6489 | 4185.479 | 0.42709
-19.6216 | 4669.139 | 0.47644 | -19.6216 | 4193.979 | 0.42796
-19.5944 | 4675.204 | 0.47706 | -19.5944 | 4172.979 | 0.42581
-19.5671 | 4670.391 | 0.47657 | -19.5671 | 4162.022 | 0.4247
-19.5399 | 4675.574 | 0.4771 | -19.5399 | 4184.526 | 0.42699
-19.5126 | 4697.979 | 0.47939 | -19.5126 | 4205.516 | 0.42913
-19.4854 | 4695.721 | 0.47916 | -19.4854 | 4179.223 | 0.42645
-19.4581 | 4707.271 | 0.48033 | -19.4581 | 4244.709 | 0.43313
-19.4309 | 4711.77 | 0.48079 | -19.4309 | 4245.529 | 0.43322
-19.4036 | 4722.575 | 0.4819 | -19.4036 | 4235.602 | 0.4322
-19.3764 | 4736.233 | 0.48329 | -19.3764 | 4195.318 | 0.42809
-19.3491 | 4753.583 | 0.48506 | -19.3491 | 4192.766 | 0.42783
-19.3219 | 4780.911 | 0.48785 | -19.3219 | 4248.681 | 0.43354
-19.2946 | 4810.482 | 0.49087 | -19.2946 | 4318.798 | 0.44069
-19.2674 | 4822.462 | 0.49209 | -19.2674 | 4339.066 | 0.44276
-19.2401 | 4829.525 | 0.49281 | -19.2401 | 4267.946 | 0.4355
-19.2129 | 4808.325 | 0.49065 | -19.2129 | 4323.38 | 0.44116
-19.1856 | 4806.468 | 0.49046 | -19.1856 | 4349.651 | 0.44384
-19.1584 | 4817.025 | 0.49153 | -19.1584 | 4358.049 | 0.4447
-19.1311 | 4823.585 | 0.4922 | -19.1311 | 4348.863 | 0.44376
-19.1039 | 4828.16 | 0.49267 | -19.1039 | 4314.19 | 0.44022
-19.0766 | 4832.013 | 0.49306 | -19.0766 | 4300.745 | 0.43885
-19.0494 | 4832.369 | 0.4931 | -19.0494 | 4345.69 | 0.44344
-19.0221 | 4841.457 | 0.49403 | -19.0221 | 4368.75 | 0.44579
-18.9948 | 4898.707 | 0.49987 | -18.9948 | 4444.822 | 0.45355
-18.9676 | 4845.319 | 0.49442 | -18.9676 | 4404.342 | 0.44942
-18.9403 | 4922.389 | 0.50228 | -18.9403 | 4405.875 | 0.44958
-18.9131 | 4903.537 | 0.50036 | -18.9131 | 4447.38 | 0.45381
-18.8858 | 4879.83 | 0.49794 | -18.8858 | 4465.224 | 0.45564
-18.8586 | 4907.592 | 0.50077 | -18.8586 | 4478.372 | 0.45698
-18.8313 | 4940.961 | 0.50418 | -18.8313 | 4518.067 | 0.46103
-18.8041 | 4954.289 | 0.50554 | -18.8041 | 4516.524 | 0.46087
-18.7768 | 4929.585 | 0.50302 | -18.7768 | 4453.86 | 0.45448
-18.7496 | 4935.038 | 0.50358 | -18.7496 | 4433.371 | 0.45238
-18.7223 | 4915.001 | 0.50153 | -18.7223 | 4446.386 | 0.45371
-18.6951 | 4923.803 | 0.50243 | -18.6951 | 4448.432 | 0.45392
-18.6678 | 4965.022 | 0.50663 | -18.6678 | 4479.855 | 0.45713
-18.6406 | 5001.633 | 0.51037 | -18.6406 | 4513.674 | 0.46058
-18.6133 | 4999.986 | 0.5102 | -18.6133 | 4525.26 | 0.46176
-18.5861 | 4973.099 | 0.50746 | -18.5861 | 4557.71 | 0.46507
-18.5588 | 4990.034 | 0.50919 | -18.5588 | 4534.516 | 0.46271
-18.5315 | 5009.088 | 0.51113 | -18.5315 | 4513.081 | 0.46052
-18.5043 | 4968.932 | 0.50703 | -18.5043 | 4510.703 | 0.46028
-18.477 | 4947.555 | 0.50485 | -18.477 | 4523.16 | 0.46155
-18.4498 | 4965.481 | 0.50668 | -18.4498 | 4560.45 | 0.46535
-18.4225 | 5015.853 | 0.51182 | -18.4225 | 4596.388 | 0.46902
-18.3953 | 5073.837 | 0.51774 | -18.3953 | 4607.746 | 0.47018
-18.368 | 5108.361 | 0.52126 | -18.368 | 4614.562 | 0.47087
-18.3408 | 5124.158 | 0.52287 | -18.3408 | 4623.768 | 0.47181
-18.3135 | 5117.771 | 0.52222 | -18.3135 | 4595.032 | 0.46888
-18.2863 | 5104.769 | 0.52089 | -18.2863 | 4563.815 | 0.4657
-18.259 | 5125.97 | 0.52306 | -18.259 | 4563.479 | 0.46566
-18.2318 | 5149.717 | 0.52548 | -18.2318 | 4599.019 | 0.46929
-18.2045 | 5146.661 | 0.52517 | -18.2045 | 4646.813 | 0.47416
-18.1773 | 5126.993 | 0.52316 | -18.1773 | 4684.025 | 0.47796
-18.15 | 5129.059 | 0.52337 | -18.15 | 4716.813 | 0.48131
-18.1228 | 5128.211 | 0.52329 | -18.1228 | 4752.538 | 0.48495
-18.0955 | 5129.357 | 0.5234 | -18.0955 | 4743.146 | 0.48399
-18.0683 | 5130.974 | 0.52357 | -18.0683 | 4725.515 | 0.4822
-18.041 | 5133.839 | 0.52386 | -18.041 | 4757.891 | 0.4855
-18.0138 | 5140.102 | 0.5245 | -18.0138 | 4786.869 | 0.48846
-17.9865 | 5154.506 | 0.52597 | -17.9865 | 4759.425 | 0.48566
-17.9593 | 5180.105 | 0.52858 | -17.9593 | 4717.271 | 0.48135
-17.932 | 5210.031 | 0.53164 | -17.932 | 4798.328 | 0.48963
-17.9047 | 5219.548 | 0.53261 | -17.9047 | 4757.723 | 0.48548
-17.8775 | 5248.965 | 0.53561 | -17.8775 | 4755.808 | 0.48529
-17.8502 | 5235.608 | 0.53425 | -17.8502 | 4738.278 | 0.4835
-17.823 | 5234.6 | 0.53414 | -17.823 | 4774.296 | 0.48717
-17.7957 | 5240.093 | 0.5347 | -17.7957 | 4807.055 | 0.49052
-17.7685 | 5255.668 | 0.53629 | -17.7685 | 4783.565 | 0.48812
-17.7412 | 5318.266 | 0.54268 | -17.7412 | 4759.659 | 0.48568
-17.714 | 5314.227 | 0.54227 | -17.714 | 4777.333 | 0.48748
-17.6867 | 5372.373 | 0.5482 | -17.6867 | 4794.38 | 0.48922
-17.6595 | 5329.002 | 0.54378 | -17.6595 | 4774.693 | 0.48721
-17.6322 | 5354.639 | 0.54639 | -17.6322 | 4779.684 | 0.48772
-17.605 | 5370.219 | 0.54798 | -17.605 | 4813.186 | 0.49114
-17.5777 | 5349.929 | 0.54591 | -17.5777 | 4833.677 | 0.49323
-17.5505 | 5353.048 | 0.54623 | -17.5505 | 4816.99 | 0.49153
-17.5232 | 5364.383 | 0.54739 | -17.5232 | 4823.003 | 0.49214
-17.496 | 5323.485 | 0.54321 | -17.496 | 4834.167 | 0.49328
-17.4687 | 5349.84 | 0.5459 | -17.4687 | 4911.478 | 0.50117
-17.4415 | 5382.783 | 0.54926 | -17.4415 | 4839.939 | 0.49387
-17.4142 | 5396.994 | 0.55071 | -17.4142 | 4816.337 | 0.49146
-17.387 | 5397.093 | 0.55072 | -17.387 | 4907.916 | 0.50081
-17.3597 | 5402.974 | 0.55132 | -17.3597 | 4994.897 | 0.50968
-17.3325 | 5427.766 | 0.55385 | -17.3325 | 4914.028 | 0.50143
-17.3052 | 5447.203 | 0.55584 | -17.3052 | 4835.633 | 0.49343
-17.278 | 5450.489 | 0.55617 | -17.278 | 4913.26 | 0.50135
-17.2507 | 5441.847 | 0.55529 | -17.2507 | 4970.655 | 0.50721
-17.2234 | 5443.42 | 0.55545 | -17.2234 | 5005.559 | 0.51077
-17.1962 | 5469.289 | 0.55809 | -17.1962 | 4991.631 | 0.50935
-17.1689 | 5502.363 | 0.56147 | -17.1689 | 4944.636 | 0.50455
-17.1417 | 5514.748 | 0.56273 | -17.1417 | 4936.173 | 0.50369
-17.1144 | 5554.615 | 0.5668 | -17.1144 | 4995.388 | 0.50973
-17.0872 | 5536.441 | 0.56494 | -17.0872 | 5056.179 | 0.51594
-17.0599 | 5531.614 | 0.56445 | -17.0599 | 5032.482 | 0.51352
-17.0327 | 5530.346 | 0.56432 | -17.0327 | 5040.087 | 0.51429
-17.0054 | 5544.484 | 0.56576 | -17.0054 | 5071.076 | 0.51746
-16.9782 | 5569.481 | 0.56831 | -16.9782 | 5086.288 | 0.51901
-16.9509 | 5579.376 | 0.56932 | -16.9509 | 5078.853 | 0.51825
-16.9237 | 5557.349 | 0.56708 | -16.9237 | 5095.922 | 0.51999
-16.8964 | 5592.626 | 0.57068 | -16.8964 | 5084.033 | 0.51878
-16.8692 | 5656.429 | 0.57719 | -16.8692 | 5073.52 | 0.51771
-16.8419 | 5683.496 | 0.57995 | -16.8419 | 5107.839 | 0.52121
-16.8147 | 5680.526 | 0.57965 | -16.8147 | 5126.583 | 0.52312
-16.7874 | 5661.86 | 0.57774 | -16.7874 | 5113.794 | 0.52182
-16.7601 | 5633.25 | 0.57482 | -16.7601 | 5114.778 | 0.52192
-16.7329 | 5609.879 | 0.57244 | -16.7329 | 5154.021 | 0.52592
-16.7056 | 5625.506 | 0.57403 | -16.7056 | 5126.422 | 0.5231
-16.6784 | 5632.13 | 0.57471 | -16.6784 | 5155.621 | 0.52608
-16.6512 | 5653.979 | 0.57694 | -16.6512 | 5197.691 | 0.53038
-16.6239 | 5669.007 | 0.57847 | -16.6239 | 5180.709 | 0.52864
-16.5966 | 5665.388 | 0.5781 | -16.5966 | 5139.214 | 0.52441
-16.5694 | 5654.663 | 0.57701 | -16.5694 | 5159.218 | 0.52645
-16.5421 | 5655.489 | 0.57709 | -16.5421 | 5191.538 | 0.52975
-16.5149 | 5700.76 | 0.58171 | -16.5149 | 5228.817 | 0.53355
-16.4876 | 5731.867 | 0.58488 | -16.4876 | 5239.139 | 0.53461
-16.4604 | 5744.346 | 0.58616 | -16.4604 | 5220.283 | 0.53268
-16.4331 | 5742.805 | 0.586 | -16.4331 | 5210.267 | 0.53166
-16.4059 | 5735.484 | 0.58525 | -16.4059 | 5231.619 | 0.53384
-16.3786 | 5734.827 | 0.58519 | -16.3786 | 5272.823 | 0.53804
-16.3514 | 5763.913 | 0.58815 | -16.3514 | 5300.807 | 0.5409
-16.3241 | 5761.144 | 0.58787 | -16.3241 | 5306.291 | 0.54146
-16.2969 | 5732.001 | 0.5849 | -16.2969 | 5308.79 | 0.54171
-16.2696 | 5732.352 | 0.58493 | -16.2696 | 5317.228 | 0.54257
-16.2424 | 5777.195 | 0.58951 | -16.2424 | 5329.893 | 0.54387
-16.2151 | 5844.573 | 0.59639 | -16.2151 | 5326.413 | 0.54351
-16.1879 | 5887.74 | 0.60079 | -16.1879 | 5286.862 | 0.53948
-16.1606 | 5852.557 | 0.5972 | -16.1606 | 5260.659 | 0.5368
-16.1334 | 5810.173 | 0.59287 | -16.1334 | 5276.625 | 0.53843
-16.1061 | 5802.354 | 0.59208 | -16.1061 | 5288.468 | 0.53964
-16.0788 | 5751.056 | 0.58684 | -16.0788 | 5318.778 | 0.54273
-16.0516 | 5730.777 | 0.58477 | -16.0516 | 5347.356 | 0.54565
-16.0243 | 5790.975 | 0.59092 | -16.0243 | 5360.944 | 0.54704
-15.9971 | 5851.321 | 0.59707 | -15.9971 | 5380.954 | 0.54908
-15.9698 | 5948.056 | 0.60694 | -15.9698 | 5375.636 | 0.54853
-15.9426 | 5932.638 | 0.60537 | -15.9426 | 5388.982 | 0.5499
-15.9153 | 5958.072 | 0.60797 | -15.9153 | 5445.013 | 0.55561
-15.8881 | 5943.046 | 0.60643 | -15.8881 | 5481.678 | 0.55935
-15.8608 | 5898.15 | 0.60185 | -15.8608 | 5489.82 | 0.56019
-15.8336 | 5888.352 | 0.60085 | -15.8336 | 5485.801 | 0.55978
-15.8063 | 5915.073 | 0.60358 | -15.8063 | 5451.751 | 0.5563
-15.7791 | 5868.228 | 0.5988 | -15.7791 | 5485.906 | 0.55979
-15.7518 | 5927.437 | 0.60484 | -15.7518 | 5462.276 | 0.55738
-15.7246 | 5956.329 | 0.60779 | -15.7246 | 5448.332 | 0.55595
-15.6973 | 5946.019 | 0.60674 | -15.6973 | 5468.674 | 0.55803
-15.6701 | 5933.677 | 0.60548 | -15.6701 | 5506.802 | 0.56192
-15.6428 | 5949.193 | 0.60706 | -15.6428 | 5534.495 | 0.56474
-15.6156 | 5950.481 | 0.60719 | -15.6156 | 5594.1 | 0.57083
-15.5883 | 6037.589 | 0.61608 | -15.5883 | 5598.341 | 0.57126
-15.5611 | 6049.296 | 0.61728 | -15.5611 | 5597.942 | 0.57122
-15.5338 | 6040.408 | 0.61637 | -15.5338 | 5609.424 | 0.57239
-15.5066 | 6044.74 | 0.61681 | -15.5066 | 5599.961 | 0.57142
-15.4793 | 6066.321 | 0.61901 | -15.4793 | 5558.441 | 0.56719
-15.452 | 6088.293 | 0.62125 | -15.452 | 5546.655 | 0.56599
-15.4248 | 6096.277 | 0.62207 | -15.4248 | 5587.022 | 0.5701
-15.3975 | 6106.214 | 0.62308 | -15.3975 | 5601.997 | 0.57163
-15.3703 | 6121.78 | 0.62467 | -15.3703 | 5632.368 | 0.57473
-15.343 | 6134.221 | 0.62594 | -15.343 | 5610.029 | 0.57245
-15.3158 | 6133.207 | 0.62584 | -15.3158 | 5573.514 | 0.56873
-15.2885 | 6113.469 | 0.62382 | -15.2885 | 5626.221 | 0.5741
-15.2613 | 6082.305 | 0.62064 | -15.2613 | 5674.22 | 0.579
-15.234 | 6082.249 | 0.62064 | -15.234 | 5634.697 | 0.57497
-15.2068 | 6111.694 | 0.62364 | -15.2068 | 5616.236 | 0.57309
-15.1795 | 6146.17 | 0.62716 | -15.1795 | 5654.002 | 0.57694
-15.1523 | 6168.095 | 0.6294 | -15.1523 | 5653.577 | 0.5769
-15.125 | 6170.479 | 0.62964 | -15.125 | 5583.004 | 0.56969
-15.0978 | 6157.566 | 0.62832 | -15.0978 | 5627.373 | 0.57422
-15.0705 | 6143.725 | 0.62691 | -15.0705 | 5658.36 | 0.57738
-15.0433 | 6149.294 | 0.62748 | -15.0433 | 5682.027 | 0.5798
-15.016 | 6168.551 | 0.62944 | -15.016 | 5714.496 | 0.58311
-14.9888 | 6192.444 | 0.63188 | -14.9888 | 5756.551 | 0.5874
-14.9615 | 6211.664 | 0.63384 | -14.9615 | 5791.704 | 0.59099
-14.9343 | 6220.75 | 0.63477 | -14.9343 | 5796.635 | 0.59149
-14.907 | 6227.812 | 0.63549 | -14.907 | 5786.193 | 0.59043
-14.8797 | 6249.807 | 0.63774 | -14.8797 | 5771.118 | 0.58889
-14.8525 | 6246.976 | 0.63745 | -14.8525 | 5770.797 | 0.58886
-14.8252 | 6247.937 | 0.63754 | -14.8252 | 5772.824 | 0.58906
-14.798 | 6269.096 | 0.6397 | -14.798 | 5776.275 | 0.58942
-14.7707 | 6300.628 | 0.64292 | -14.7707 | 5786.6 | 0.59047
-14.7435 | 6302.435 | 0.64311 | -14.7435 | 5793.755 | 0.5912
-14.7162 | 6296.409 | 0.64249 | -14.7162 | 5814.45 | 0.59331
-14.689 | 6286.568 | 0.64149 | -14.689 | 5826.532 | 0.59454
-14.6617 | 6306.807 | 0.64355 | -14.6617 | 5857.362 | 0.59769
-14.6345 | 6346.772 | 0.64763 | -14.6345 | 5893.01 | 0.60133
-14.6072 | 6381.173 | 0.65114 | -14.6072 | 5897.168 | 0.60175
-14.58 | 6401.596 | 0.65322 | -14.58 | 5839.26 | 0.59584
-14.5527 | 6412.743 | 0.65436 | -14.5527 | 5862.507 | 0.59821
-14.5255 | 6429.178 | 0.65604 | -14.5255 | 5903.948 | 0.60244
-14.4982 | 6453.111 | 0.65848 | -14.4982 | 5901.688 | 0.60221
-14.471 | 6448.878 | 0.65805 | -14.471 | 5880.189 | 0.60002
-14.4437 | 6417.295 | 0.65483 | -14.4437 | 5881.259 | 0.60013
-14.4165 | 6421.236 | 0.65523 | -14.4165 | 5920.997 | 0.60418
-14.3892 | 6458.553 | 0.65904 | -14.3892 | 5943.974 | 0.60653
-14.362 | 6493.257 | 0.66258 | -14.362 | 5929.247 | 0.60503
-14.3347 | 6473.344 | 0.66055 | -14.3347 | 5944.453 | 0.60658
-14.3074 | 6443.363 | 0.65749 | -14.3074 | 5990.603 | 0.61129
-14.2802 | 6443.197 | 0.65747 | -14.2802 | 6034.379 | 0.61575
-14.2529 | 6472.463 | 0.66046 | -14.2529 | 6031.689 | 0.61548
-14.2257 | 6476.472 | 0.66086 | -14.2257 | 5991.724 | 0.6114
-14.1984 | 6474.354 | 0.66065 | -14.1984 | 5984.964 | 0.61071
-14.1712 | 6495.369 | 0.66279 | -14.1712 | 6010.745 | 0.61334
-14.1439 | 6534.735 | 0.66681 | -14.1439 | 6048.181 | 0.61716
-14.1167 | 6568.61 | 0.67027 | -14.1167 | 6080.977 | 0.62051
-14.0894 | 6569.309 | 0.67034 | -14.0894 | 6100.404 | 0.62249
-14.0622 | 6543.725 | 0.66773 | -14.0622 | 6089.152 | 0.62134
-14.0349 | 6534.479 | 0.66678 | -14.0349 | 6080.951 | 0.62051
-14.0077 | 6541.634 | 0.66751 | -14.0077 | 6076.934 | 0.6201
-13.9804 | 6546.154 | 0.66797 | -13.9804 | 6074.836 | 0.61988
-13.9532 | 6549.66 | 0.66833 | -13.9532 | 6087.606 | 0.62118
-13.9259 | 6565.981 | 0.67 | -13.9259 | 6125.534 | 0.62505
-13.8987 | 6579.764 | 0.6714 | -13.8987 | 6134.539 | 0.62597
-13.8714 | 6584.262 | 0.67186 | -13.8714 | 6129.75 | 0.62548
-13.8442 | 6614.501 | 0.67495 | -13.8442 | 6147.577 | 0.6273
-13.8169 | 6641.693 | 0.67772 | -13.8169 | 6174.154 | 0.63002
-13.7897 | 6642.129 | 0.67777 | -13.7897 | 6203.125 | 0.63297
-13.7624 | 6616.124 | 0.67511 | -13.7624 | 6228.313 | 0.63554
-13.7352 | 6620.486 | 0.67556 | -13.7352 | 6201.705 | 0.63283
-13.7079 | 6635.302 | 0.67707 | -13.7079 | 6158.144 | 0.62838
-13.6806 | 6625.187 | 0.67604 | -13.6806 | 6130.678 | 0.62558
-13.6534 | 6623.575 | 0.67588 | -13.6534 | 6125.637 | 0.62506
-13.6261 | 6647.337 | 0.6783 | -13.6261 | 6143.031 | 0.62684
-13.5989 | 6685.03 | 0.68215 | -13.5989 | 6171.313 | 0.62973
-13.5716 | 6683.543 | 0.68199 | -13.5716 | 6162.521 | 0.62883
-13.5444 | 6652.556 | 0.67883 | -13.5444 | 6206.283 | 0.63329
-13.5171 | 6634.305 | 0.67697 | -13.5171 | 6259.964 | 0.63877
-13.4899 | 6649.974 | 0.67857 | -13.4899 | 6252.083 | 0.63797
-13.4626 | 6703.736 | 0.68405 | -13.4626 | 6205.88 | 0.63325
-13.4354 | 6772.621 | 0.69108 | -13.4354 | 6198.844 | 0.63254
-13.4081 | 6760.897 | 0.68989 | -13.4081 | 6191.828 | 0.63182
-13.3809 | 6747.483 | 0.68852 | -13.3809 | 6211.229 | 0.6338
-13.3536 | 6764.627 | 0.69027 | -13.3536 | 6244.197 | 0.63716
-13.3264 | 6799.509 | 0.69383 | -13.3264 | 6263.032 | 0.63908
-13.2991 | 6816.011 | 0.69551 | -13.2991 | 6254.358 | 0.6382
-13.2719 | 6783.974 | 0.69224 | -13.2719 | 6231.455 | 0.63586
-13.2446 | 6795.133 | 0.69338 | -13.2446 | 6276.528 | 0.64046
-13.2174 | 6813.133 | 0.69522 | -13.2174 | 6338.778 | 0.64681
-13.1901 | 6829.912 | 0.69693 | -13.1901 | 6375.662 | 0.65058
-13.1629 | 6818.241 | 0.69574 | -13.1629 | 6407.489 | 0.65383
-13.1356 | 6811.63 | 0.69506 | -13.1356 | 6427.546 | 0.65587
-13.1083 | 6889.625 | 0.70302 | -13.1083 | 6397.817 | 0.65284
-13.0811 | 6930.38 | 0.70718 | -13.0811 | 6364.526 | 0.64944
-13.0538 | 6882.51 | 0.7023 | -13.0538 | 6377.124 | 0.65073
-13.0266 | 6880.77 | 0.70212 | -13.0266 | 6396.21 | 0.65267
-12.9993 | 6928.167 | 0.70696 | -12.9993 | 6411.69 | 0.65425
-12.9721 | 6960.749 | 0.71028 | -12.9721 | 6432.407 | 0.65637
-12.9448 | 6884.043 | 0.70245 | -12.9448 | 6482.394 | 0.66147
-12.9176 | 6919.663 | 0.70609 | -12.9176 | 6555.142 | 0.66889
-12.8903 | 6935.86 | 0.70774 | -12.8903 | 6586.176 | 0.67206
-12.8631 | 6909.736 | 0.70508 | -12.8631 | 6563.163 | 0.66971
-12.8358 | 6883.227 | 0.70237 | -12.8358 | 6524.004 | 0.66571
-12.8086 | 6903.675 | 0.70446 | -12.8086 | 6505.708 | 0.66385
-12.7813 | 6980.162 | 0.71226 | -12.7813 | 6504.718 | 0.66375
-12.7541 | 7019.529 | 0.71628 | -12.7541 | 6510.008 | 0.66429
-12.7268 | 7035.405 | 0.7179 | -12.7268 | 6533.913 | 0.66673
-12.6996 | 7006.657 | 0.71496 | -12.6996 | 6532.657 | 0.6666
-12.6723 | 6956.869 | 0.70988 | -12.6723 | 6508.43 | 0.66413
-12.6451 | 6935.328 | 0.70769 | -12.6451 | 6495.961 | 0.66285
-12.6178 | 6999.583 | 0.71424 | -12.6178 | 6553.696 | 0.66874
-12.5906 | 7094.723 | 0.72395 | -12.5906 | 6551.096 | 0.66848
-12.5633 | 7119.003 | 0.72643 | -12.5633 | 6536.891 | 0.66703
-12.536 | 7111.127 | 0.72563 | -12.536 | 6551.939 | 0.66857
-12.5088 | 7103.561 | 0.72485 | -12.5088 | 6582.527 | 0.67169
-12.4816 | 7105.931 | 0.72509 | -12.4816 | 6578.888 | 0.67132
-12.4543 | 7088.96 | 0.72336 | -12.4543 | 6553.124 | 0.66869
-12.427 | 7064.959 | 0.72091 | -12.427 | 6571.346 | 0.67055
-12.3998 | 7070.287 | 0.72146 | -12.3998 | 6640.248 | 0.67758
-12.3725 | 7100.48 | 0.72454 | -12.3725 | 6689.156 | 0.68257
-12.3453 | 7132.444 | 0.7278 | -12.3453 | 6693.897 | 0.68305
-12.318 | 7132.096 | 0.72776 | -12.318 | 6714.976 | 0.6852
-12.2908 | 7099.784 | 0.72447 | -12.2908 | 6676.007 | 0.68123
-12.2635 | 7092.557 | 0.72373 | -12.2635 | 6629.017 | 0.67643
-12.2363 | 7119.832 | 0.72651 | -12.2363 | 6643.95 | 0.67795
-12.209 | 7155.703 | 0.73017 | -12.209 | 6691.387 | 0.68279
-12.1818 | 7168.253 | 0.73145 | -12.1818 | 6715.417 | 0.68525
-12.1545 | 7148.731 | 0.72946 | -12.1545 | 6701.245 | 0.6838
-12.1273 | 7167.219 | 0.73135 | -12.1273 | 6740.82 | 0.68784
-12.1 | 7189.285 | 0.7336 | -12.1 | 6750.462 | 0.68882
-12.0728 | 7188.112 | 0.73348 | -12.0728 | 6753.633 | 0.68915
-12.0455 | 7178.897 | 0.73254 | -12.0455 | 6739.696 | 0.68772
-12.0183 | 7201.32 | 0.73483 | -12.0183 | 6684.515 | 0.68209
-11.991 | 7235.802 | 0.73835 | -11.991 | 6698.28 | 0.6835
-11.9637 | 7213.546 | 0.73608 | -11.9637 | 6749.101 | 0.68868
-11.9365 | 7210.327 | 0.73575 | -11.9365 | 6787.986 | 0.69265
-11.9093 | 7234.584 | 0.73822 | -11.9093 | 6793.739 | 0.69324
-11.882 | 7271.384 | 0.74198 | -11.882 | 6766.75 | 0.69048
-11.8547 | 7292.701 | 0.74415 | -11.8547 | 6732.869 | 0.68703
-11.8275 | 7315.948 | 0.74653 | -11.8275 | 6752.645 | 0.68905
-11.8002 | 7283.921 | 0.74326 | -11.8002 | 6778.735 | 0.69171
-11.773 | 7251.59 | 0.73996 | -11.773 | 6807.992 | 0.69469
-11.7457 | 7234.739 | 0.73824 | -11.7457 | 6838.603 | 0.69782
-11.7185 | 7228.253 | 0.73758 | -11.7185 | 6865.639 | 0.70058
-11.6912 | 7237.029 | 0.73847 | -11.6912 | 6865.529 | 0.70056
-11.664 | 7294.708 | 0.74436 | -11.664 | 6845.635 | 0.69853
-11.6367 | 7323.201 | 0.74727 | -11.6367 | 6871.188 | 0.70114
-11.6095 | 7331.382 | 0.7481 | -11.6095 | 6918.264 | 0.70595
-11.5822 | 7336.862 | 0.74866 | -11.5822 | 6947.952 | 0.70897
-11.555 | 7350.083 | 0.75001 | -11.555 | 6924.65 | 0.7066
-11.5277 | 7318.336 | 0.74677 | -11.5277 | 6904.809 | 0.70457
-11.5005 | 7311.111 | 0.74603 | -11.5005 | 6906.922 | 0.70479
-11.4732 | 7342.382 | 0.74922 | -11.4732 | 6916.75 | 0.70579
-11.446 | 7390.158 | 0.7541 | -11.446 | 6932.465 | 0.70739
-11.4187 | 7420.158 | 0.75716 | -11.4187 | 6957.259 | 0.70992
-11.3915 | 7410.831 | 0.75621 | -11.3915 | 6993.641 | 0.71364
-11.3642 | 7385.474 | 0.75362 | -11.3642 | 7010.155 | 0.71532
-11.3369 | 7373.475 | 0.7524 | -11.3369 | 7011.765 | 0.71549
-11.3097 | 7377.982 | 0.75286 | -11.3097 | 7006.153 | 0.71491
-11.2825 | 7391.221 | 0.75421 | -11.2825 | 6998.971 | 0.71418
-11.2552 | 7397.604 | 0.75486 | -11.2552 | 6992.76 | 0.71355
-11.2279 | 7413.134 | 0.75644 | -11.2279 | 7005.045 | 0.7148
-11.2007 | 7440.663 | 0.75925 | -11.2007 | 7017.342 | 0.71606
-11.1734 | 7455.486 | 0.76076 | -11.1734 | 7022.408 | 0.71657
-11.1462 | 7480.091 | 0.76327 | -11.1462 | 7034.655 | 0.71782
-11.1189 | 7536.271 | 0.76901 | -11.1189 | 7069.927 | 0.72142
-11.0917 | 7556.947 | 0.77112 | -11.0917 | 7112.084 | 0.72572
-11.0644 | 7517.301 | 0.76707 | -11.0644 | 7103.718 | 0.72487
-11.0372 | 7524.657 | 0.76782 | -11.0372 | 7079.962 | 0.72245
-11.0099 | 7573.733 | 0.77283 | -11.0099 | 7078.162 | 0.72226
-10.9827 | 7636.418 | 0.77923 | -10.9827 | 7106.385 | 0.72514
-10.9554 | 7676.342 | 0.7833 | -10.9554 | 7129.98 | 0.72755
-10.9282 | 7664.888 | 0.78213 | -10.9282 | 7095.91 | 0.72407
-10.9009 | 7653.728 | 0.78099 | -10.9009 | 7072.484 | 0.72168
-10.8737 | 7618.819 | 0.77743 | -10.8737 | 7069.527 | 0.72138
-10.8464 | 7592.251 | 0.77472 | -10.8464 | 7091.43 | 0.72362
-10.8192 | 7623.031 | 0.77786 | -10.8192 | 7136.619 | 0.72823
-10.7919 | 7672.302 | 0.78289 | -10.7919 | 7191.847 | 0.73386
-10.7646 | 7713.697 | 0.78711 | -10.7646 | 7230.431 | 0.7378
-10.7374 | 7728.083 | 0.78858 | -10.7374 | 7251.2 | 0.73992
-10.7102 | 7728.605 | 0.78863 | -10.7102 | 7253.867 | 0.74019
-10.6829 | 7728.218 | 0.78859 | -10.6829 | 7243.933 | 0.73918
-10.6556 | 7723.366 | 0.7881 | -10.6556 | 7237.23 | 0.73849
-10.6284 | 7705.586 | 0.78628 | -10.6284 | 7235.659 | 0.73833
-10.6011 | 7691.485 | 0.78485 | -10.6011 | 7245.189 | 0.7393
-10.5739 | 7709.373 | 0.78667 | -10.5739 | 7266.809 | 0.74151
-10.5466 | 7763.169 | 0.79216 | -10.5466 | 7301.011 | 0.745
-10.5194 | 7828.675 | 0.79884 | -10.5194 | 7345.09 | 0.7495
-10.4921 | 7802.925 | 0.79622 | -10.4921 | 7348.316 | 0.74983
-10.4649 | 7754.318 | 0.79126 | -10.4649 | 7324.297 | 0.74738
-10.4376 | 7727.126 | 0.78848 | -10.4376 | 7287.147 | 0.74359
-10.4104 | 7745.562 | 0.79036 | -10.4104 | 7260.25 | 0.74084
-10.3831 | 7803.711 | 0.7963 | -10.3831 | 7265.567 | 0.74138
-10.3559 | 7803.378 | 0.79626 | -10.3559 | 7305.947 | 0.7455
-10.3286 | 7781.563 | 0.79404 | -10.3286 | 7327.683 | 0.74772
-10.3014 | 7773.627 | 0.79323 | -10.3014 | 7339.401 | 0.74892
-10.2741 | 7772.546 | 0.79312 | -10.2741 | 7343.654 | 0.74935
-10.2469 | 7771.601 | 0.79302 | -10.2469 | 7352.779 | 0.75028
-10.2196 | 7777.193 | 0.79359 | -10.2196 | 7398.171 | 0.75492
-10.1923 | 7820.13 | 0.79797 | -10.1923 | 7442.521 | 0.75944
-10.1651 | 7865.589 | 0.80261 | -10.1651 | 7400.886 | 0.75519
-10.1379 | 7865.591 | 0.80261 | -10.1379 | 7362.147 | 0.75124
-10.1106 | 7829.501 | 0.79893 | -10.1106 | 7378.533 | 0.75291
-10.0833 | 7819.224 | 0.79788 | -10.0833 | 7452.157 | 0.76042
-10.0561 | 7914.486 | 0.8076 | -10.0561 | 7431.822 | 0.75835
-10.0288 | 7972.644 | 0.81354 | -10.0288 | 7392.538 | 0.75434
-10.0016 | 7979.916 | 0.81428 | -10.0016 | 7391.625 | 0.75425
-9.9743 | 7968.725 | 0.81314 | -9.9743 | 7429.231 | 0.75808
-9.9471 | 7981.663 | 0.81446 | -9.9471 | 7475.317 | 0.76279
-9.9198 | 8001.85 | 0.81652 | -9.9198 | 7476.613 | 0.76292
-9.8926 | 8004.988 | 0.81684 | -9.8926 | 7452.564 | 0.76047
-9.8653 | 8022.589 | 0.81863 | -9.8653 | 7437.767 | 0.75896
-9.8381 | 8028.18 | 0.8192 | -9.8381 | 7426.168 | 0.75777
-9.8108 | 7995.714 | 0.81589 | -9.8108 | 7413.638 | 0.75649
-9.7836 | 7928.739 | 0.80905 | -9.7836 | 7423.131 | 0.75746
-9.7563 | 7933.382 | 0.80953 | -9.7563 | 7489.987 | 0.76428
-9.7291 | 7950.226 | 0.81125 | -9.7291 | 7523.021 | 0.76766
-9.7018 | 7984.336 | 0.81473 | -9.7018 | 7546.288 | 0.77003
-9.6746 | 8030.263 | 0.81941 | -9.6746 | 7578.816 | 0.77335
-9.6473 | 8062.644 | 0.82272 | -9.6473 | 7619.52 | 0.7775
-9.6201 | 8055.908 | 0.82203 | -9.6201 | 7604.052 | 0.77592
-9.5928 | 8044.255 | 0.82084 | -9.5928 | 7575.494 | 0.77301
-9.5656 | 8052.753 | 0.82171 | -9.5656 | 7524.37 | 0.76779
-9.5383 | 8073.247 | 0.8238 | -9.5383 | 7493.692 | 0.76466
-9.511 | 8073.577 | 0.82383 | -9.511 | 7557.053 | 0.77113
-9.4838 | 8050.356 | 0.82146 | -9.4838 | 7656.362 | 0.78126
-9.4565 | 8046.048 | 0.82103 | -9.4565 | 7622.961 | 0.77785
-9.4293 | 8053.49 | 0.82178 | -9.4293 | 7599.021 | 0.77541
-9.402 | 8075.563 | 0.82404 | -9.402 | 7615.685 | 0.77711
-9.3748 | 8118.285 | 0.8284 | -9.3748 | 7647.668 | 0.78037
-9.3475 | 8185.257 | 0.83523 | -9.3475 | 7619.709 | 0.77752
-9.3203 | 8153.874 | 0.83203 | -9.3203 | 7652.886 | 0.78091
-9.293 | 8094.198 | 0.82594 | -9.293 | 7709.04 | 0.78664
-9.2658 | 8084.962 | 0.825 | -9.2658 | 7757.846 | 0.79162
-9.2385 | 8146.547 | 0.83128 | -9.2385 | 7773.067 | 0.79317
-9.2113 | 8081.143 | 0.82461 | -9.2113 | 7734.863 | 0.78927
-9.184 | 8078.778 | 0.82437 | -9.184 | 7630.839 | 0.77866
-9.1568 | 8098.775 | 0.82641 | -9.1568 | 7604.111 | 0.77593
-9.1295 | 8112.552 | 0.82781 | -9.1295 | 7641.812 | 0.77978
-9.1023 | 8114.479 | 0.82801 | -9.1023 | 7701.144 | 0.78583
-9.075 | 8146.636 | 0.83129 | -9.075 | 7723.473 | 0.78811
-9.0478 | 8134.782 | 0.83008 | -9.0478 | 7731.27 | 0.78891
-9.0205 | 8152.597 | 0.8319 | -9.0205 | 7741.035 | 0.7899
-8.9933 | 8187.06 | 0.83541 | -8.9933 | 7766.434 | 0.79249
-8.966 | 8212.7 | 0.83803 | -8.966 | 7800.285 | 0.79595
-8.9387 | 8194.865 | 0.83621 | -8.9387 | 7806.648 | 0.7966
-8.9115 | 8206.73 | 0.83742 | -8.9115 | 7793.549 | 0.79526
-8.8842 | 8265.462 | 0.84341 | -8.8842 | 7801.268 | 0.79605
-8.857 | 8306.641 | 0.84762 | -8.857 | 7815.557 | 0.79751
-8.8297 | 8297.694 | 0.8467 | -8.8297 | 7824.578 | 0.79843
-8.8025 | 8242.102 | 0.84103 | -8.8025 | 7821.583 | 0.79812
-8.7752 | 8260.344 | 0.84289 | -8.7752 | 7869.258 | 0.80299
-8.748 | 8242.89 | 0.84111 | -8.748 | 7864.652 | 0.80252
-8.7207 | 8227.797 | 0.83957 | -8.7207 | 7845.865 | 0.8006
-8.6935 | 8239.046 | 0.84072 | -8.6935 | 7839.952 | 0.8
-8.6662 | 8286.024 | 0.84551 | -8.6662 | 7862.836 | 0.80233
-8.639 | 8303.514 | 0.8473 | -8.639 | 7872.149 | 0.80328
-8.6117 | 8294.962 | 0.84642 | -8.6117 | 7911.636 | 0.80731
-8.5845 | 8297.833 | 0.84672 | -8.5845 | 7927.339 | 0.80891
-8.5572 | 8337.448 | 0.85076 | -8.5572 | 7899.758 | 0.8061
-8.53 | 8420.001 | 0.85918 | -8.53 | 7844.333 | 0.80044
-8.5027 | 8428.183 | 0.86002 | -8.5027 | 7947.789 | 0.811
-8.4755 | 8370.785 | 0.85416 | -8.4755 | 8003.182 | 0.81665
-8.4482 | 8340.595 | 0.85108 | -8.4482 | 7998.738 | 0.8162
-8.421 | 8343.109 | 0.85134 | -8.421 | 7962.724 | 0.81252
-8.3937 | 8360.151 | 0.85308 | -8.3937 | 7939.627 | 0.81017
-8.3665 | 8433.764 | 0.86059 | -8.3665 | 7972.187 | 0.81349
-8.3392 | 8354.931 | 0.85254 | -8.3392 | 7991.683 | 0.81548
-8.3119 | 8264.041 | 0.84327 | -8.3119 | 8008.492 | 0.81719
-8.2847 | 8237.714 | 0.84058 | -8.2847 | 8041.895 | 0.8206
-8.2574 | 8309.628 | 0.84792 | -8.2574 | 8094.528 | 0.82597
-8.2302 | 8389.418 | 0.85606 | -8.2302 | 8070.563 | 0.82353
-8.2029 | 8422.885 | 0.85948 | -8.2029 | 8039.923 | 0.8204
-8.1757 | 8449.4 | 0.86218 | -8.1757 | 8024.521 | 0.81883
-8.1484 | 8460.898 | 0.86336 | -8.1484 | 8030.866 | 0.81948
-8.1212 | 8447.953 | 0.86204 | -8.1212 | 8056.782 | 0.82212
-8.0939 | 8433.498 | 0.86056 | -8.0939 | 8081.943 | 0.82469
-8.0667 | 8463.789 | 0.86365 | -8.0667 | 8084.094 | 0.82491
-8.0394 | 8488.736 | 0.8662 | -8.0394 | 8092.451 | 0.82576
-8.0122 | 8477.483 | 0.86505 | -8.0122 | 8106.89 | 0.82723
-7.9849 | 8432.372 | 0.86045 | -7.9849 | 8125.409 | 0.82912
-7.9577 | 8458.474 | 0.86311 | -7.9577 | 8158.847 | 0.83254
-7.9304 | 8621.079 | 0.8797 | -7.9304 | 8156.853 | 0.83233
-7.9032 | 8647.585 | 0.88241 | -7.9032 | 8159.111 | 0.83256
-7.8759 | 8595.684 | 0.87711 | -7.8759 | 8158.95 | 0.83255
-7.8487 | 8547.463 | 0.87219 | -7.8487 | 8148.264 | 0.83146
-7.8214 | 8501.075 | 0.86746 | -7.8214 | 8134.765 | 0.83008
-7.7942 | 8518.101 | 0.86919 | -7.7942 | 8146.087 | 0.83123
-7.7669 | 8554.138 | 0.87287 | -7.7669 | 8150.126 | 0.83165
-7.7396 | 8585.711 | 0.87609 | -7.7396 | 8149.06 | 0.83154
-7.7124 | 8603.173 | 0.87787 | -7.7124 | 8152.871 | 0.83193
-7.6851 | 8628.644 | 0.88047 | -7.6851 | 8182.273 | 0.83493
-7.6579 | 8636.537 | 0.88128 | -7.6579 | 8176.999 | 0.83439
-7.6306 | 8610.014 | 0.87857 | -7.6306 | 8156.859 | 0.83233
-7.6034 | 8604.379 | 0.878 | -7.6034 | 8151.354 | 0.83177
-7.5761 | 8645.715 | 0.88222 | -7.5761 | 8179.354 | 0.83463
-7.5489 | 8657.837 | 0.88345 | -7.5489 | 8230.699 | 0.83987
-7.5216 | 8673.62 | 0.88506 | -7.5216 | 8272.915 | 0.84418
-7.4944 | 8723.096 | 0.89011 | -7.4944 | 8289.742 | 0.84589
-7.4671 | 8751.03 | 0.89296 | -7.4671 | 8293.264 | 0.84625
-7.4399 | 8729.287 | 0.89074 | -7.4399 | 8295.128 | 0.84644
-7.4126 | 8728.822 | 0.8907 | -7.4126 | 8295.551 | 0.84648
-7.3854 | 8694.563 | 0.8872 | -7.3854 | 8272.653 | 0.84415
-7.3581 | 8673.222 | 0.88502 | -7.3581 | 8265.228 | 0.84339
-7.3309 | 8671.677 | 0.88487 | -7.3309 | 8276.568 | 0.84455
-7.3036 | 8686.829 | 0.88641 | -7.3036 | 8301.367 | 0.84708
-7.2764 | 8702.579 | 0.88802 | -7.2764 | 8323.535 | 0.84934
-7.2491 | 8732.083 | 0.89103 | -7.2491 | 8310.594 | 0.84802
-7.2219 | 8768.29 | 0.89472 | -7.2219 | 8278.231 | 0.84472
-7.1946 | 8783.436 | 0.89627 | -7.1946 | 8255.445 | 0.84239
-7.1674 | 8767.025 | 0.89459 | -7.1674 | 8267.761 | 0.84365
-7.1401 | 8767.61 | 0.89465 | -7.1401 | 8329.744 | 0.84997
-7.1128 | 8700.444 | 0.8878 | -7.1128 | 8390.149 | 0.85614
-7.0856 | 8726.53 | 0.89046 | -7.0856 | 8416.328 | 0.85881
-7.0583 | 8794.637 | 0.89741 | -7.0583 | 8415.479 | 0.85872
-7.0311 | 8838.488 | 0.90189 | -7.0311 | 8400.282 | 0.85717
-7.0038 | 8845.64 | 0.90262 | -7.0038 | 8378.395 | 0.85494
-6.9766 | 8806.81 | 0.89865 | -6.9766 | 8372.467 | 0.85433
-6.9493 | 8778.269 | 0.89574 | -6.9493 | 8376.97 | 0.85479
-6.9221 | 8776.728 | 0.89558 | -6.9221 | 8395.298 | 0.85666
-6.8948 | 8794.058 | 0.89735 | -6.8948 | 8424.795 | 0.85967
-6.8676 | 8747.4 | 0.89259 | -6.8676 | 8433.795 | 0.86059
-6.8403 | 8739.187 | 0.89175 | -6.8403 | 8412.235 | 0.85839
-6.8131 | 8734.747 | 0.8913 | -6.8131 | 8421.909 | 0.85938
-6.7858 | 8751.275 | 0.89299 | -6.7858 | 8451.687 | 0.86242
-6.7586 | 8805.185 | 0.89849 | -6.7586 | 8476.454 | 0.86494
-6.7313 | 8862.793 | 0.90437 | -6.7313 | 8477.127 | 0.86501
-6.7041 | 8890.658 | 0.90721 | -6.7041 | 8517.241 | 0.86911
-6.6768 | 8918.034 | 0.91 | -6.6768 | 8517.787 | 0.86916
-6.6496 | 8929.503 | 0.91117 | -6.6496 | 8487.066 | 0.86603
-6.6223 | 8905.567 | 0.90873 | -6.6223 | 8459.079 | 0.86317
-6.5951 | 8867.514 | 0.90485 | -6.5951 | 8486.921 | 0.86601
-6.5678 | 8893.382 | 0.90749 | -6.5678 | 8513.08 | 0.86868
-6.5405 | 8929.11 | 0.91113 | -6.5405 | 8553.66 | 0.87282
-6.5133 | 8948.412 | 0.9131 | -6.5133 | 8578.854 | 0.87539
-6.486 | 8940.417 | 0.91229 | -6.486 | 8556.834 | 0.87315
-6.4588 | 8965.101 | 0.91481 | -6.4588 | 8579.479 | 0.87546
-6.4315 | 8962.019 | 0.91449 | -6.4315 | 8624.975 | 0.8801
-6.4043 | 8949.185 | 0.91318 | -6.4043 | 8615.565 | 0.87914
-6.377 | 8941.724 | 0.91242 | -6.377 | 8563.063 | 0.87378
-6.3498 | 8951.779 | 0.91345 | -6.3498 | 8524.263 | 0.86982
-6.3225 | 8948.849 | 0.91315 | -6.3225 | 8625.147 | 0.88012
-6.2953 | 8956.735 | 0.91395 | -6.2953 | 8641.252 | 0.88176
-6.268 | 8958.192 | 0.9141 | -6.268 | 8570.461 | 0.87454
-6.2408 | 8947.73 | 0.91303 | -6.2408 | 8498.816 | 0.86723
-6.2135 | 8927.405 | 0.91096 | -6.2135 | 8563.923 | 0.87387
-6.1863 | 8928.014 | 0.91102 | -6.1863 | 8648.765 | 0.88253
-6.159 | 8981.499 | 0.91648 | -6.159 | 8667.431 | 0.88443
-6.1318 | 9035.017 | 0.92194 | -6.1318 | 8642.413 | 0.88188
-6.1045 | 9055.276 | 0.92401 | -6.1045 | 8598.87 | 0.87744
-6.0773 | 9021.925 | 0.9206 | -6.0773 | 8567.501 | 0.87423
-6.05 | 9079.5 | 0.92648 | -6.05 | 8540.282 | 0.87146
-6.0228 | 9074.368 | 0.92596 | -6.0228 | 8559.392 | 0.87341
-5.9955 | 9017.577 | 0.92016 | -5.9955 | 8578.149 | 0.87532
-5.9683 | 8956.808 | 0.91396 | -5.9683 | 8576.276 | 0.87513
-5.941 | 8990.958 | 0.91744 | -5.941 | 8563.662 | 0.87384
-5.9137 | 9042.156 | 0.92267 | -5.9137 | 8566.086 | 0.87409
-5.8865 | 9055.015 | 0.92398 | -5.8865 | 8605.64 | 0.87813
-5.8592 | 9070.432 | 0.92555 | -5.8592 | 8621.984 | 0.87979
-5.832 | 9109.882 | 0.92958 | -5.832 | 8591.105 | 0.87664
-5.8047 | 9156.269 | 0.93431 | -5.8047 | 8556.496 | 0.87311
-5.7775 | 9094.342 | 0.92799 | -5.7775 | 8523.917 | 0.86979
-5.7502 | 9101.843 | 0.92876 | -5.7502 | 8524.034 | 0.8698
-5.723 | 9140.362 | 0.93269 | -5.723 | 8545.748 | 0.87202
-5.6957 | 9166.644 | 0.93537 | -5.6957 | 8574.248 | 0.87492
-5.6685 | 9172.303 | 0.93595 | -5.6685 | 8594.413 | 0.87698
-5.6412 | 9167.846 | 0.93549 | -5.6412 | 8606.481 | 0.87821
-5.614 | 9170.838 | 0.9358 | -5.614 | 8648.702 | 0.88252
-5.5867 | 9188.571 | 0.93761 | -5.5867 | 8707.56 | 0.88853
-5.5595 | 9219.275 | 0.94074 | -5.5595 | 8759.322 | 0.89381
-5.5322 | 9226.057 | 0.94143 | -5.5322 | 8770.243 | 0.89492
-5.505 | 9168.416 | 0.93555 | -5.505 | 8748.994 | 0.89275
-5.4777 | 9157.962 | 0.93449 | -5.4777 | 8735.688 | 0.8914
-5.4505 | 9195.215 | 0.93829 | -5.4505 | 8730.761 | 0.89089
-5.4232 | 9247.267 | 0.9436 | -5.4232 | 8731.987 | 0.89102
-5.396 | 9266.141 | 0.94552 | -5.396 | 8816.85 | 0.89968
-5.3687 | 9176.364 | 0.93636 | -5.3687 | 8887.497 | 0.90689
-5.3414 | 9104.782 | 0.92906 | -5.3414 | 8911.795 | 0.90937
-5.3142 | 9085.878 | 0.92713 | -5.3142 | 8886.875 | 0.90682
-5.2869 | 9113.639 | 0.92996 | -5.2869 | 8828.022 | 0.90082
-5.2597 | 9185.473 | 0.93729 | -5.2597 | 8808.87 | 0.89886
-5.2324 | 9287.075 | 0.94766 | -5.2324 | 8832.197 | 0.90124
-5.2052 | 9304.003 | 0.94939 | -5.2052 | 8867.848 | 0.90488
-5.1779 | 9243.391 | 0.9432 | -5.1779 | 8900.179 | 0.90818
-5.1507 | 9215.64 | 0.94037 | -5.1507 | 8922.829 | 0.91049
-5.1234 | 9253.818 | 0.94427 | -5.1234 | 8934.932 | 0.91173
-5.0962 | 9252.733 | 0.94416 | -5.0962 | 8960.021 | 0.91429
-5.0689 | 9250.817 | 0.94396 | -5.0689 | 9002.022 | 0.91857
-5.0417 | 9257.313 | 0.94462 | -5.0417 | 9025.581 | 0.92098
-5.0144 | 9234.205 | 0.94227 | -5.0144 | 8924.157 | 0.91063
-4.9872 | 9223.766 | 0.9412 | -4.9872 | 8904.669 | 0.90864
-4.9599 | 9235.941 | 0.94244 | -4.9599 | 8926.119 | 0.91083
-4.9327 | 9222.27 | 0.94105 | -4.9327 | 8981.42 | 0.91647
-4.9054 | 9184.343 | 0.93718 | -4.9054 | 9028.103 | 0.92123
-4.8782 | 9286.986 | 0.94765 | -4.8782 | 8900.141 | 0.90818
-4.8509 | 9279.159 | 0.94685 | -4.8509 | 8949.542 | 0.91322
-4.8237 | 9311.278 | 0.95013 | -4.8237 | 9002.177 | 0.91859
-4.7964 | 9352.337 | 0.95432 | -4.7964 | 9017.91 | 0.92019
-4.7691 | 9354.096 | 0.9545 | -4.7691 | 8998.054 | 0.91817
-4.7419 | 9345.591 | 0.95363 | -4.7419 | 9061.388 | 0.92463
-4.7146 | 9309.604 | 0.94996 | -4.7146 | 9107.596 | 0.92935
-4.6874 | 9255.843 | 0.94447 | -4.6874 | 9100.285 | 0.9286
-4.6601 | 9213.912 | 0.9402 | -4.6601 | 9060.458 | 0.92454
-4.6329 | 9220.462 | 0.94086 | -4.6329 | 9027.341 | 0.92116
-4.6056 | 9279.495 | 0.94689 | -4.6056 | 8953.743 | 0.91365
-4.5784 | 9294.66 | 0.94843 | -4.5784 | 8989.262 | 0.91727
-4.5511 | 9268.846 | 0.9458 | -4.5511 | 9048.331 | 0.9233
-4.5239 | 9238.581 | 0.94271 | -4.5239 | 9071.43 | 0.92566
-4.4966 | 9270.701 | 0.94599 | -4.4966 | 9007.43 | 0.91913
-4.4694 | 9276.499 | 0.94658 | -4.4694 | 9044.674 | 0.92293
-4.4421 | 9260.816 | 0.94498 | -4.4421 | 9036.955 | 0.92214
-4.4149 | 9246.715 | 0.94354 | -4.4149 | 9024.513 | 0.92087
-4.3876 | 9252.619 | 0.94414 | -4.3876 | 9027.661 | 0.92119
-4.3604 | 9295.004 | 0.94847 | -4.3604 | 9039.396 | 0.92239
-4.3331 | 9397.527 | 0.95893 | -4.3331 | 9092.788 | 0.92784
-4.3059 | 9374.585 | 0.95659 | -4.3059 | 9105.836 | 0.92917
-4.2786 | 9351.238 | 0.95421 | -4.2786 | 9094.982 | 0.92806
-4.2514 | 9400.524 | 0.95924 | -4.2514 | 9079.191 | 0.92645
-4.2241 | 9356.03 | 0.9547 | -4.2241 | 9061.516 | 0.92464
-4.1969 | 9345.655 | 0.95364 | -4.1969 | 9133.115 | 0.93195
-4.1696 | 9376.711 | 0.95681 | -4.1696 | 9146.893 | 0.93336
-4.1423 | 9422.007 | 0.96143 | -4.1423 | 9146.532 | 0.93332
-4.1151 | 9447.246 | 0.964 | -4.1151 | 9196.837 | 0.93845
-4.0878 | 9430.188 | 0.96226 | -4.0878 | 9207.168 | 0.93951
-4.0606 | 9448.278 | 0.96411 | -4.0606 | 9214.254 | 0.94023
-4.0333 | 9479.236 | 0.96727 | -4.0333 | 9203.81 | 0.93916
-4.0061 | 9493.581 | 0.96873 | -4.0061 | 9180.291 | 0.93676
-3.9788 | 9457.039 | 0.965 | -3.9788 | 9158.439 | 0.93453
-3.9516 | 9424.608 | 0.96169 | -3.9516 | 9163.539 | 0.93506
-3.9243 | 9405.802 | 0.95978 | -3.9243 | 9178.57 | 0.93659
-3.8971 | 9394.684 | 0.95864 | -3.8971 | 9202.625 | 0.93904
-3.8698 | 9388.672 | 0.95803 | -3.8698 | 9231.944 | 0.94204
-3.8426 | 9388.357 | 0.958 | -3.8426 | 9258.617 | 0.94476
-3.8153 | 9393.852 | 0.95856 | -3.8153 | 9166.319 | 0.93534
-3.7881 | 9336.563 | 0.95271 | -3.7881 | 9182.615 | 0.937
-3.7608 | 9316.904 | 0.9507 | -3.7608 | 9206.359 | 0.93942
-3.7336 | 9383.354 | 0.95749 | -3.7336 | 9178.35 | 0.93657
-3.7063 | 9442.624 | 0.96353 | -3.7063 | 9177.522 | 0.93648
-3.6791 | 9501.01 | 0.96949 | -3.6791 | 9193.157 | 0.93808
-3.6518 | 9544.646 | 0.97394 | -3.6518 | 9198.654 | 0.93864
-3.6246 | 9559.628 | 0.97547 | -3.6246 | 9202.536 | 0.93903
-3.5973 | 9538.193 | 0.97328 | -3.5973 | 9212.909 | 0.94009
-3.57 | 9505.852 | 0.96998 | -3.57 | 9192.233 | 0.93798
-3.5428 | 9588.643 | 0.97843 | -3.5428 | 9169.936 | 0.93571
-3.5155 | 9571.756 | 0.97671 | -3.5155 | 9191.613 | 0.93792
-3.4883 | 9487.679 | 0.96813 | -3.4883 | 9231.729 | 0.94201
-3.461 | 9476.183 | 0.96696 | -3.461 | 9233.412 | 0.94218
-3.4338 | 9532.557 | 0.97271 | -3.4338 | 9252.408 | 0.94412
-3.4065 | 9525.282 | 0.97197 | -3.4065 | 9247.885 | 0.94366
-3.3793 | 9497.576 | 0.96914 | -3.3793 | 9239.373 | 0.94279
-3.352 | 9494.766 | 0.96885 | -3.352 | 9256.078 | 0.9445
-3.3248 | 9578.783 | 0.97743 | -3.3248 | 9347.407 | 0.95382
-3.2975 | 9641.937 | 0.98387 | -3.2975 | 9377.997 | 0.95694
-3.2703 | 9555.597 | 0.97506 | -3.2703 | 9320.449 | 0.95107
-3.243 | 9487.846 | 0.96815 | -3.243 | 9276.788 | 0.94661
-3.2158 | 9534.269 | 0.97288 | -3.2158 | 9316.103 | 0.95062
-3.1885 | 9566.923 | 0.97622 | -3.1885 | 9417.928 | 0.96101
-3.1613 | 9527.819 | 0.97223 | -3.1613 | 9376.721 | 0.95681
-3.134 | 9504.293 | 0.96983 | -3.134 | 9334.304 | 0.95248
-3.1068 | 9525.27 | 0.97197 | -3.1068 | 9312.592 | 0.95026
-3.0795 | 9596.464 | 0.97923 | -3.0795 | 9314.959 | 0.95051
-3.0523 | 9623.982 | 0.98204 | -3.0523 | 9375.313 | 0.95666
-3.025 | 9599.089 | 0.9795 | -3.025 | 9367.611 | 0.95588
-2.9978 | 9607.719 | 0.98038 | -2.9978 | 9376.636 | 0.9568
-2.9705 | 9636.375 | 0.9833 | -2.9705 | 9375.229 | 0.95666
-2.9432 | 9619.154 | 0.98155 | -2.9432 | 9277.53 | 0.94669
-2.916 | 9628.687 | 0.98252 | -2.916 | 9225.654 | 0.94139
-2.8887 | 9624.622 | 0.9821 | -2.8887 | 9245.353 | 0.9434
-2.8615 | 9595.472 | 0.97913 | -2.8615 | 9270.218 | 0.94594
-2.8342 | 9555.032 | 0.975 | -2.8342 | 9277.646 | 0.9467
-2.807 | 9559.233 | 0.97543 | -2.807 | 9303.648 | 0.94935
-2.7797 | 9619.771 | 0.98161 | -2.7797 | 9387.084 | 0.95787
-2.7525 | 9669.06 | 0.98664 | -2.7525 | 9435.646 | 0.96282
-2.7252 | 9681.82 | 0.98794 | -2.7252 | 9459.046 | 0.96521
-2.698 | 9656.548 | 0.98536 | -2.698 | 9469.03 | 0.96623
-2.6707 | 9671.185 | 0.98686 | -2.6707 | 9446.357 | 0.96391
-2.6435 | 9684.871 | 0.98825 | -2.6435 | 9456.817 | 0.96498
-2.6162 | 9660.563 | 0.98577 | -2.6162 | 9462.519 | 0.96556
-2.589 | 9611.131 | 0.98073 | -2.589 | 9440.444 | 0.96331
-2.5617 | 9570.486 | 0.97658 | -2.5617 | 9377.05 | 0.95684
-2.5345 | 9645.714 | 0.98426 | -2.5345 | 9358.421 | 0.95494
-2.5072 | 9640.462 | 0.98372 | -2.5072 | 9388.638 | 0.95802
-2.48 | 9610.231 | 0.98064 | -2.48 | 9426.437 | 0.96188
-2.4527 | 9579.464 | 0.9775 | -2.4527 | 9446.403 | 0.96392
-2.4255 | 9554.68 | 0.97497 | -2.4255 | 9428.711 | 0.96211
-2.3982 | 9588.281 | 0.9784 | -2.3982 | 9394.426 | 0.95861
-2.3709 | 9666.023 | 0.98633 | -2.3709 | 9389.294 | 0.95809
-2.3437 | 9733.324 | 0.9932 | -2.3437 | 9384.889 | 0.95764
-2.3164 | 9758.816 | 0.9958 | -2.3164 | 9375.376 | 0.95667
-2.2892 | 9758.762 | 0.99579 | -2.2892 | 9416.782 | 0.9609
-2.2619 | 9755.129 | 0.99542 | -2.2619 | 9526.695 | 0.97211
-2.2347 | 9746.253 | 0.99452 | -2.2347 | 9612.222 | 0.98084
-2.2074 | 9746.912 | 0.99458 | -2.2074 | 9629.919 | 0.98264
-2.1802 | 9766.911 | 0.99662 | -2.1802 | 9562.167 | 0.97573
-2.1529 | 9753.098 | 0.99521 | -2.1529 | 9519.228 | 0.97135
-2.1257 | 9681.93 | 0.98795 | -2.1257 | 9555.079 | 0.97501
-2.0984 | 9665.065 | 0.98623 | -2.0984 | 9576.342 | 0.97718
-2.0712 | 9692.437 | 0.98902 | -2.0712 | 9581.195 | 0.97767
-2.0439 | 9688.807 | 0.98865 | -2.0439 | 9613.71 | 0.98099
-2.0167 | 9656.648 | 0.98537 | -2.0167 | 9637.833 | 0.98345
-1.9894 | 9664.373 | 0.98616 | -1.9894 | 9629.029 | 0.98255
-1.9622 | 9700.621 | 0.98986 | -1.9622 | 9573.53 | 0.97689
-1.9349 | 9739.075 | 0.99378 | -1.9349 | 9487.068 | 0.96807
-1.9077 | 9719.227 | 0.99176 | -1.9077 | 9438.388 | 0.9631
-1.8804 | 9600.331 | 0.97963 | -1.8804 | 9461.338 | 0.96544
-1.8532 | 9587.646 | 0.97833 | -1.8532 | 9499.058 | 0.96929
-1.8259 | 9643.881 | 0.98407 | -1.8259 | 9526.78 | 0.97212
-1.7987 | 9702.943 | 0.9901 | -1.7987 | 9527.727 | 0.97222
-1.7714 | 9678.551 | 0.98761 | -1.7714 | 9504.199 | 0.96982
-1.7441 | 9638.753 | 0.98355 | -1.7441 | 9534.786 | 0.97294
-1.7169 | 9621.017 | 0.98174 | -1.7169 | 9571.273 | 0.97666
-1.6896 | 9634.458 | 0.98311 | -1.6896 | 9598.885 | 0.97948
-1.6624 | 9676.726 | 0.98742 | -1.6624 | 9612.771 | 0.9809
-1.6351 | 9714.132 | 0.99124 | -1.6351 | 9610.819 | 0.9807
-1.6079 | 9733.396 | 0.9932 | -1.6079 | 9600.005 | 0.97959
-1.5806 | 9721.286 | 0.99197 | -1.5806 | 9591.95 | 0.97877
-1.5534 | 9696.037 | 0.98939 | -1.5534 | 9594.854 | 0.97907
-1.5261 | 9719.996 | 0.99184 | -1.5261 | 9616.209 | 0.98125
-1.4989 | 9739.187 | 0.99379 | -1.4989 | 9615.341 | 0.98116
-1.4716 | 9702.466 | 0.99005 | -1.4716 | 9561.731 | 0.97569
-1.4444 | 9642.573 | 0.98394 | -1.4444 | 9525.944 | 0.97204
-1.4171 | 9594.053 | 0.97898 | -1.4171 | 9551.981 | 0.97469
-1.3899 | 9585.782 | 0.97814 | -1.3899 | 9573.589 | 0.9769
-1.3626 | 9593.363 | 0.97891 | -1.3626 | 9552.852 | 0.97478
-1.3354 | 9628.272 | 0.98248 | -1.3354 | 9580.846 | 0.97764
-1.3081 | 9668.525 | 0.98658 | -1.3081 | 9649.366 | 0.98463
-1.2809 | 9681.053 | 0.98786 | -1.2809 | 9716.771 | 0.99151
-1.2536 | 9640.619 | 0.98374 | -1.2536 | 9671.202 | 0.98686
-1.2264 | 9621.856 | 0.98182 | -1.2264 | 9601.816 | 0.97978
-1.1991 | 9611.616 | 0.98078 | -1.1991 | 9566.998 | 0.97622
-1.1718 | 9611.968 | 0.98081 | -1.1718 | 9571.925 | 0.97673
-1.1446 | 9639.253 | 0.9836 | -1.1446 | 9575.338 | 0.97708
-1.1173 | 9672.606 | 0.987 | -1.1173 | 9578.504 | 0.9774
-1.0901 | 9693.636 | 0.98915 | -1.0901 | 9614.029 | 0.98102
-1.0628 | 9706.753 | 0.99049 | -1.0628 | 9665.821 | 0.98631
-1.0356 | 9713.638 | 0.99119 | -1.0356 | 9713.399 | 0.99116
-1.0083 | 9703.524 | 0.99016 | -1.0083 | 9722.087 | 0.99205
-0.98108 | 9697.026 | 0.98949 | -0.98108 | 9674.774 | 0.98722
-0.95383 | 9672.396 | 0.98698 | -0.95383 | 9616.688 | 0.98129
-0.92658 | 9641.401 | 0.98382 | -0.92658 | 9599.818 | 0.97957
-0.89933 | 9623.517 | 0.98199 | -0.89933 | 9663.795 | 0.9861
-0.87207 | 9633.054 | 0.98296 | -0.87207 | 9662.522 | 0.98597
-0.84482 | 9641.029 | 0.98378 | -0.84482 | 9628.647 | 0.98252
-0.81757 | 9664.646 | 0.98619 | -0.81757 | 9645.333 | 0.98422
-0.79032 | 9693.362 | 0.98912 | -0.79032 | 9691.855 | 0.98896
-0.76306 | 9693.223 | 0.9891 | -0.76306 | 9665.295 | 0.98625
-0.73581 | 9663.334 | 0.98605 | -0.73581 | 9610.883 | 0.9807
-0.70856 | 9671.824 | 0.98692 | -0.70856 | 9607.81 | 0.98039
-0.68131 | 9709.126 | 0.99073 | -0.68131 | 9604.813 | 0.98008
-0.65405 | 9757.676 | 0.99568 | -0.65405 | 9576.718 | 0.97722
-0.6268 | 9779.966 | 0.99796 | -0.6268 | 9562.872 | 0.9758
-0.59955 | 9755.783 | 0.99549 | -0.59955 | 9584.505 | 0.97801
-0.5723 | 9717.095 | 0.99154 | -0.5723 | 9576.83 | 0.97723
-0.54505 | 9689.473 | 0.98872 | -0.54505 | 9541.396 | 0.97361
-0.51779 | 9695.207 | 0.98931 | -0.51779 | 9500.721 | 0.96946
-0.49054 | 9731.278 | 0.99299 | -0.49054 | 9558.294 | 0.97534
-0.46329 | 9753.966 | 0.9953 | -0.46329 | 9567.417 | 0.97627
-0.43604 | 9766.341 | 0.99657 | -0.43604 | 9550.815 | 0.97457
-0.40878 | 9764.282 | 0.99636 | -0.40878 | 9526.612 | 0.9721
-0.38153 | 9738.941 | 0.99377 | -0.38153 | 9515.531 | 0.97097
-0.35428 | 9725.949 | 0.99244 | -0.35428 | 9419.216 | 0.96114
-0.32703 | 9751.446 | 0.99505 | -0.32703 | 9394.608 | 0.95863
-0.29978 | 9790.332 | 0.99901 | -0.29978 | 9433.37 | 0.96259
-0.27252 | 9817.944 | 1.0018 | -0.27252 | 9500.285 | 0.96942
-0.24527 | 9802.02 | 1.0002 | -0.24527 | 9495.578 | 0.96894
-0.21802 | 9800.012 | 1 | -0.21802 | 9486.408 | 0.968
-0.19077 | 9822.336 | 1.0023 | -0.19077 | 9530.618 | 0.97251
-0.16351 | 9851.99 | 1.0053 | -0.16351 | 9610.114 | 0.98062
-0.13626 | 9865.859 | 1.0067 | -0.13626 | 9728.439 | 0.9927
-0.10901 | 9827.003 | 1.0028 | -0.10901 | 9692.703 | 0.98905
-0.081757 | 9833.493 | 1.0034 | -0.081757 | 9709.607 | 0.99078
-0.054505 | 9909.525 | 1.0112 | -0.054505 | 9765.847 | 0.99651
-0.027252 | 10003.92 | 1.0208 | -0.027252 | 9871.396 | 1.0073
0 | 10014.27 | 1.0219 | 0 | 9900 | 1.0102
0.027252 | 9906.881 | 1.0109 | 0.027252 | 9871.396 | 1.0073
0.054505 | 9791.722 | 0.99916 | 0.054505 | 9765.847 | 0.99651
0.081757 | 9710.382 | 0.99086 | 0.081757 | 9709.607 | 0.99078
0.10901 | 9677.325 | 0.98748 | 0.10901 | 9692.703 | 0.98905
0.13626 | 9664.212 | 0.98614 | 0.13626 | 9663.365 | 0.98606
0.16351 | 9667.197 | 0.98645 | 0.16351 | 9664.524 | 0.98618
0.19077 | 9659.902 | 0.9857 | 0.19077 | 9661.625 | 0.98588
0.21802 | 9639.437 | 0.98362 | 0.21802 | 9665.797 | 0.98631
0.24527 | 9608.714 | 0.98048 | 0.24527 | 9694.341 | 0.98922
0.27252 | 9586.565 | 0.97822 | 0.27252 | 9774.88 | 0.99744
0.29978 | 9599.235 | 0.97951 | 0.29978 | 9803.679 | 1.0004
0.32703 | 9624.407 | 0.98208 | 0.32703 | 9768.696 | 0.99681
0.35428 | 9640.436 | 0.98372 | 0.35428 | 9702.074 | 0.99001
0.38153 | 9622.868 | 0.98193 | 0.38153 | 9663.925 | 0.98611
0.40878 | 9629.146 | 0.98257 | 0.40878 | 9686.721 | 0.98844
0.43604 | 9625.938 | 0.98224 | 0.43604 | 9698.04 | 0.9896
0.46329 | 9597.006 | 0.97929 | 0.46329 | 9664.939 | 0.98622
0.49054 | 9552.248 | 0.97472 | 0.49054 | 9600.143 | 0.97961
0.51779 | 9547.719 | 0.97426 | 0.51779 | 9594.916 | 0.97907
0.54505 | 9620.131 | 0.98165 | 0.54505 | 9619.193 | 0.98155
0.5723 | 9651.918 | 0.98489 | 0.5723 | 9579.908 | 0.97754
0.59955 | 9650.125 | 0.98471 | 0.59955 | 9546.423 | 0.97412
0.6268 | 9633.073 | 0.98297 | 0.6268 | 9580.953 | 0.97765
0.65405 | 9603.646 | 0.97996 | 0.65405 | 9622.821 | 0.98192
0.68131 | 9544.398 | 0.97392 | 0.68131 | 9635.621 | 0.98323
0.70856 | 9531.683 | 0.97262 | 0.70856 | 9631.225 | 0.98278
0.73581 | 9558.902 | 0.9754 | 0.73581 | 9618.985 | 0.98153
0.76306 | 9584.311 | 0.97799 | 0.76306 | 9610.603 | 0.98067
0.79032 | 9570.715 | 0.9766 | 0.79032 | 9664.032 | 0.98613
0.81757 | 9583.695 | 0.97793 | 0.81757 | 9665.474 | 0.98627
0.84482 | 9631.409 | 0.9828 | 0.84482 | 9662.545 | 0.98597
0.87207 | 9682.804 | 0.98804 | 0.87207 | 9679.261 | 0.98768
0.89933 | 9640.288 | 0.9837 | 0.89933 | 9717.123 | 0.99154
0.92658 | 9596.803 | 0.97927 | 0.92658 | 9626.044 | 0.98225
0.95383 | 9592.907 | 0.97887 | 0.95383 | 9609.935 | 0.98061
0.98108 | 9605.759 | 0.98018 | 0.98108 | 9621.141 | 0.98175
1.0083 | 9612.452 | 0.98086 | 1.0083 | 9619.251 | 0.98156
1.0356 | 9611.774 | 0.98079 | 1.0356 | 9692.3 | 0.98901
1.0628 | 9644.21 | 0.9841 | 1.0628 | 9659.035 | 0.98562
1.0901 | 9687.984 | 0.98857 | 1.0901 | 9614.446 | 0.98107
1.1173 | 9721.25 | 0.99196 | 1.1173 | 9600.939 | 0.97969
1.1446 | 9720.33 | 0.99187 | 1.1446 | 9645.742 | 0.98426
1.1718 | 9680.938 | 0.98785 | 1.1718 | 9702.96 | 0.9901
1.1991 | 9628.61 | 0.98251 | 1.1991 | 9663.152 | 0.98604
1.2264 | 9594.934 | 0.97907 | 1.2264 | 9627.886 | 0.98244
1.2536 | 9631.458 | 0.9828 | 1.2536 | 9633.157 | 0.98298
1.2809 | 9832.671 | 1.0033 | 1.2809 | 9656.305 | 0.98534
1.3081 | 9747.326 | 0.99463 | 1.3081 | 9638.934 | 0.98356
1.3354 | 9657.135 | 0.98542 | 1.3354 | 9663.259 | 0.98605
1.3626 | 9605.12 | 0.98011 | 1.3626 | 9716.092 | 0.99144
1.3899 | 9605.634 | 0.98017 | 1.3899 | 9770.134 | 0.99695
1.4171 | 9631.812 | 0.98284 | 1.4171 | 9760.427 | 0.99596
1.4444 | 9582.036 | 0.97776 | 1.4444 | 9726.506 | 0.9925
1.4716 | 9522.089 | 0.97164 | 1.4716 | 9696.86 | 0.98948
1.4989 | 9480.112 | 0.96736 | 1.4989 | 9675.09 | 0.98725
1.5261 | 9475.3 | 0.96687 | 1.5261 | 9661.323 | 0.98585
1.5534 | 9504.378 | 0.96983 | 1.5534 | 9699.822 | 0.98978
1.5806 | 9544.425 | 0.97392 | 1.5806 | 9635.306 | 0.98319
1.6079 | 9584.033 | 0.97796 | 1.6079 | 9618.304 | 0.98146
1.6351 | 9615.839 | 0.98121 | 1.6351 | 9659.872 | 0.9857
1.6624 | 9633.559 | 0.98302 | 1.6624 | 9656.644 | 0.98537
1.6896 | 9606.359 | 0.98024 | 1.6896 | 9717.335 | 0.99156
1.7169 | 9578.956 | 0.97744 | 1.7169 | 9698.458 | 0.98964
1.7441 | 9558.533 | 0.97536 | 1.7441 | 9677.877 | 0.98754
1.7714 | 9548.104 | 0.9743 | 1.7714 | 9681.33 | 0.98789
1.7987 | 9544.957 | 0.97398 | 1.7987 | 9575.585 | 0.9771
1.8259 | 9537.447 | 0.97321 | 1.8259 | 9623.871 | 0.98203
1.8532 | 9471.876 | 0.96652 | 1.8532 | 9614.352 | 0.98106
1.8804 | 9398.159 | 0.959 | 1.8804 | 9623.379 | 0.98198
1.9077 | 9380.639 | 0.95721 | 1.9077 | 9741.883 | 0.99407
1.9349 | 9413.357 | 0.96055 | 1.9349 | 9661.757 | 0.98589
1.9622 | 9421.6 | 0.96139 | 1.9622 | 9617.966 | 0.98143
1.9894 | 9397.293 | 0.95891 | 1.9894 | 9583.326 | 0.97789
2.0167 | 9386.131 | 0.95777 | 2.0167 | 9569.001 | 0.97643
2.0439 | 9475.693 | 0.96691 | 2.0439 | 9610.178 | 0.98063
2.0712 | 9581.809 | 0.97774 | 2.0712 | 9590.432 | 0.97862
2.0984 | 9647.323 | 0.98442 | 2.0984 | 9595.295 | 0.97911
2.1257 | 9677.655 | 0.98752 | 2.1257 | 9591.797 | 0.97875
2.1529 | 9677.709 | 0.98752 | 2.1529 | 9576.602 | 0.9772
2.1802 | 9648.561 | 0.98455 | 2.1802 | 9604.601 | 0.98006
2.2074 | 9532.639 | 0.97272 | 2.2074 | 9604.136 | 0.98001
2.2347 | 9458.976 | 0.9652 | 2.2347 | 9608.718 | 0.98048
2.2619 | 9437.543 | 0.96301 | 2.2619 | 9590.63 | 0.97864
2.2892 | 9453.957 | 0.96469 | 2.2892 | 9536.83 | 0.97315
2.3164 | 9444.827 | 0.96376 | 2.3164 | 9562.736 | 0.97579
2.3437 | 9416.887 | 0.96091 | 2.3437 | 9563.755 | 0.97589
2.3709 | 9447.732 | 0.96405 | 2.3709 | 9547.231 | 0.97421
2.3982 | 9510.237 | 0.97043 | 2.3982 | 9535.307 | 0.97299
2.4255 | 9531.299 | 0.97258 | 2.4255 | 9555.736 | 0.97508
2.4527 | 9470.478 | 0.96638 | 2.4527 | 9509.78 | 0.97039
2.48 | 9453.481 | 0.96464 | 2.48 | 9498.414 | 0.96923
2.5072 | 9490.345 | 0.9684 | 2.5072 | 9515.029 | 0.97092
2.5345 | 9545.463 | 0.97403 | 2.5345 | 9537.979 | 0.97326
2.5617 | 9515.679 | 0.97099 | 2.5617 | 9519.915 | 0.97142
2.589 | 9422.314 | 0.96146 | 2.589 | 9529.611 | 0.97241
2.6162 | 9374.235 | 0.95655 | 2.6162 | 9524.216 | 0.97186
2.6435 | 9359.821 | 0.95508 | 2.6435 | 9525.198 | 0.97196
2.6707 | 9358.624 | 0.95496 | 2.6707 | 9521.911 | 0.97162
2.698 | 9344.892 | 0.95356 | 2.698 | 9367.585 | 0.95588
2.7252 | 9347.536 | 0.95383 | 2.7252 | 9404.101 | 0.9596
2.7525 | 9352.431 | 0.95433 | 2.7525 | 9467.577 | 0.96608
2.7797 | 9351.726 | 0.95426 | 2.7797 | 9497.771 | 0.96916
2.807 | 9342.199 | 0.95329 | 2.807 | 9471.121 | 0.96644
2.8342 | 9363.37 | 0.95545 | 2.8342 | 9560.505 | 0.97556
2.8615 | 9376.21 | 0.95676 | 2.8615 | 9549.689 | 0.97446
2.8887 | 9345.445 | 0.95362 | 2.8887 | 9540.596 | 0.97353
2.916 | 9274.394 | 0.94637 | 2.916 | 9530.667 | 0.97252
2.9432 | 9194.25 | 0.93819 | 2.9432 | 9448.311 | 0.96411
2.9705 | 9237.026 | 0.94255 | 2.9705 | 9488.67 | 0.96823
2.9978 | 9326.543 | 0.95169 | 2.9978 | 9486.536 | 0.96801
3.025 | 9421.442 | 0.96137 | 3.025 | 9452.791 | 0.96457
3.0523 | 9482.297 | 0.96758 | 3.0523 | 9418.088 | 0.96103
3.0795 | 9458.14 | 0.96512 | 3.0795 | 9457.375 | 0.96504
3.1068 | 9401.183 | 0.9593 | 3.1068 | 9478.279 | 0.96717
3.134 | 9393.868 | 0.95856 | 3.134 | 9440.939 | 0.96336
3.1613 | 9401.087 | 0.95929 | 3.1613 | 9419.646 | 0.96119
3.1885 | 9385.71 | 0.95773 | 3.1885 | 9469.529 | 0.96628
3.2158 | 9369.817 | 0.9561 | 3.2158 | 9484.602 | 0.96782
3.243 | 9380.995 | 0.95724 | 3.243 | 9484.557 | 0.96781
3.2703 | 9391.046 | 0.95827 | 3.2703 | 9446.433 | 0.96392
3.2975 | 9378.42 | 0.95698 | 3.2975 | 9416.333 | 0.96085
3.3248 | 9326.499 | 0.95168 | 3.3248 | 9459.711 | 0.96528
3.352 | 9303.478 | 0.94933 | 3.352 | 9462.645 | 0.96558
3.3793 | 9326.057 | 0.95164 | 3.3793 | 9430.571 | 0.9623
3.4065 | 9361.653 | 0.95527 | 3.4065 | 9439.276 | 0.96319
3.4338 | 9368.07 | 0.95593 | 3.4338 | 9493.729 | 0.96875
3.461 | 9282.879 | 0.94723 | 3.461 | 9536.542 | 0.97312
3.4883 | 9256.128 | 0.9445 | 3.4883 | 9458.104 | 0.96511
3.5155 | 9217.134 | 0.94052 | 3.5155 | 9448.596 | 0.96414
3.5428 | 9185.548 | 0.9373 | 3.5428 | 9474.604 | 0.9668
3.57 | 9182.845 | 0.93702 | 3.57 | 9497.366 | 0.96912
3.5973 | 9238.013 | 0.94265 | 3.5973 | 9471.221 | 0.96645
3.6246 | 9241.652 | 0.94303 | 3.6246 | 9415.86 | 0.9608
3.6518 | 9242.093 | 0.94307 | 3.6518 | 9425.88 | 0.96182
3.6791 | 9248.506 | 0.94373 | 3.6791 | 9447.801 | 0.96406
3.7063 | 9263.812 | 0.94529 | 3.7063 | 9419.152 | 0.96114
3.7336 | 9286.867 | 0.94764 | 3.7336 | 9347.096 | 0.95379
3.7608 | 9293.366 | 0.9483 | 3.7608 | 9315.671 | 0.95058
3.7881 | 9220.31 | 0.94085 | 3.7881 | 9350.991 | 0.95418
3.8153 | 9156.326 | 0.93432 | 3.8153 | 9400.681 | 0.95925
3.8426 | 9239.978 | 0.94285 | 3.8426 | 9383.635 | 0.95751
3.8698 | 9264.118 | 0.94532 | 3.8698 | 9381.088 | 0.95725
3.8971 | 9191.124 | 0.93787 | 3.8971 | 9370.372 | 0.95616
3.9243 | 9125.541 | 0.93118 | 3.9243 | 9353.277 | 0.95442
3.9516 | 9102.822 | 0.92886 | 3.9516 | 9357.08 | 0.9548
3.9788 | 9105.615 | 0.92914 | 3.9788 | 9438.498 | 0.96311
4.0061 | 9163.567 | 0.93506 | 4.0061 | 9454.821 | 0.96478
4.0333 | 9201.47 | 0.93893 | 4.0333 | 9400.544 | 0.95924
4.0606 | 9195.955 | 0.93836 | 4.0606 | 9354.862 | 0.95458
4.0878 | 9145.515 | 0.93322 | 4.0878 | 9358.488 | 0.95495
4.1151 | 9087.563 | 0.9273 | 4.1151 | 9378.289 | 0.95697
4.1423 | 9088.709 | 0.92742 | 4.1423 | 9362.982 | 0.95541
4.1696 | 9129.825 | 0.93161 | 4.1696 | 9347.233 | 0.9538
4.1969 | 9181.535 | 0.93689 | 4.1969 | 9331.846 | 0.95223
4.2241 | 9208.05 | 0.9396 | 4.2241 | 9312.688 | 0.95027
4.2514 | 9143.398 | 0.933 | 4.2514 | 9279.554 | 0.94689
4.2786 | 9032.94 | 0.92173 | 4.2786 | 9286.505 | 0.9476
4.3059 | 9010.926 | 0.91948 | 4.3059 | 9311.41 | 0.95014
4.3331 | 9073.707 | 0.92589 | 4.3331 | 9319.201 | 0.95094
4.3604 | 9171.131 | 0.93583 | 4.3604 | 9276.399 | 0.94657
4.3876 | 9234.714 | 0.94232 | 4.3876 | 9250.814 | 0.94396
4.4149 | 9226.577 | 0.94149 | 4.4149 | 9253.058 | 0.94419
4.4421 | 9201.44 | 0.93892 | 4.4421 | 9229.211 | 0.94176
4.4694 | 9182.604 | 0.937 | 4.4694 | 9194.582 | 0.93822
4.4966 | 9177.547 | 0.93648 | 4.4966 | 9210.909 | 0.93989
4.5239 | 9144.346 | 0.9331 | 4.5239 | 9290.99 | 0.94806
4.5511 | 9085.953 | 0.92714 | 4.5511 | 9319.088 | 0.95093
4.5784 | 9067.666 | 0.92527 | 4.5784 | 9305.714 | 0.94956
4.6056 | 9102.796 | 0.92886 | 4.6056 | 9261.889 | 0.94509
4.6329 | 9135.533 | 0.9322 | 4.6329 | 9199.678 | 0.93874
4.6601 | 9151.383 | 0.93381 | 4.6601 | 9163.946 | 0.9351
4.6874 | 9156.237 | 0.93431 | 4.6874 | 9185.046 | 0.93725
4.7146 | 9145.141 | 0.93318 | 4.7146 | 9242.459 | 0.94311
4.7419 | 9133.176 | 0.93196 | 4.7419 | 9292.689 | 0.94823
4.7691 | 9199.277 | 0.9387 | 4.7691 | 9225.712 | 0.9414
4.7964 | 9226.531 | 0.94148 | 4.7964 | 9119.304 | 0.93054
4.8237 | 9215.21 | 0.94033 | 4.8237 | 9117.642 | 0.93037
4.8509 | 9187.619 | 0.93751 | 4.8509 | 9186.388 | 0.93739
4.8782 | 9165.021 | 0.93521 | 4.8782 | 9256.451 | 0.94454
4.9054 | 9133.766 | 0.93202 | 4.9054 | 9241.216 | 0.94298
4.9327 | 9093.765 | 0.92794 | 4.9327 | 9218.2 | 0.94063
4.9599 | 9056.794 | 0.92416 | 4.9599 | 9180.177 | 0.93675
4.9872 | 9027.753 | 0.9212 | 4.9872 | 9134.857 | 0.93213
5.0144 | 9009.58 | 0.91934 | 5.0144 | 9098.259 | 0.92839
5.0417 | 9009.228 | 0.91931 | 5.0417 | 9118.562 | 0.93047
5.0689 | 9043.633 | 0.92282 | 5.0689 | 9128.544 | 0.93148
5.0962 | 9059.763 | 0.92447 | 5.0962 | 9140.246 | 0.93268
5.1234 | 9032.101 | 0.92164 | 5.1234 | 9154.069 | 0.93409
5.1507 | 8950.943 | 0.91336 | 5.1507 | 9162.894 | 0.93499
5.1779 | 8875.146 | 0.90563 | 5.1779 | 9130.851 | 0.93172
5.2052 | 8818.424 | 0.89984 | 5.2052 | 9138.51 | 0.9325
5.2324 | 8784.566 | 0.89638 | 5.2324 | 9140.339 | 0.93269
5.2597 | 8771.759 | 0.89508 | 5.2597 | 9126.341 | 0.93126
5.2869 | 8771.668 | 0.89507 | 5.2869 | 9127.391 | 0.93137
5.3142 | 8769.683 | 0.89487 | 5.3142 | 9115.178 | 0.93012
5.3414 | 8779.053 | 0.89582 | 5.3414 | 9104.261 | 0.92901
5.3687 | 8818.83 | 0.89988 | 5.3687 | 9084.219 | 0.92696
5.396 | 8884.561 | 0.90659 | 5.396 | 9058.095 | 0.9243
5.4232 | 8922.228 | 0.91043 | 5.4232 | 9060.421 | 0.92453
5.4505 | 8858.063 | 0.90388 | 5.4505 | 9074.881 | 0.92601
5.4777 | 8803.797 | 0.89835 | 5.4777 | 9069.512 | 0.92546
5.505 | 8774.633 | 0.89537 | 5.505 | 9057.758 | 0.92426
5.5322 | 8769.749 | 0.89487 | 5.5322 | 9049.227 | 0.92339
5.5595 | 8770.757 | 0.89498 | 5.5595 | 9021.192 | 0.92053
5.5867 | 8763.247 | 0.89421 | 5.5867 | 9001.451 | 0.91852
5.614 | 8752.416 | 0.8931 | 5.614 | 8972.271 | 0.91554
5.6412 | 8753.574 | 0.89322 | 5.6412 | 8947.578 | 0.91302
5.6685 | 8779.495 | 0.89587 | 5.6685 | 8947.236 | 0.91298
5.6957 | 8816.386 | 0.89963 | 5.6957 | 8991.43 | 0.91749
5.723 | 8802.901 | 0.89826 | 5.723 | 8996.023 | 0.91796
5.7502 | 8779.905 | 0.89591 | 5.7502 | 8967.934 | 0.9151
5.7775 | 8773.612 | 0.89527 | 5.7775 | 8927.186 | 0.91094
5.8047 | 8803.317 | 0.8983 | 5.8047 | 8898.041 | 0.90796
5.832 | 8847.875 | 0.90284 | 5.832 | 8874.646 | 0.90558
5.8592 | 8838.755 | 0.90191 | 5.8592 | 8875.367 | 0.90565
5.8865 | 8796.658 | 0.89762 | 5.8865 | 8900.682 | 0.90823
5.9137 | 8748.939 | 0.89275 | 5.9137 | 8939.159 | 0.91216
5.941 | 8728.538 | 0.89067 | 5.941 | 8968.819 | 0.91519
5.9683 | 8722.704 | 0.89007 | 5.9683 | 8903.944 | 0.90857
5.9955 | 8696.704 | 0.88742 | 5.9955 | 8854.689 | 0.90354
6.0228 | 8661.888 | 0.88387 | 6.0228 | 8847.275 | 0.90278
6.05 | 8648.448 | 0.88249 | 6.05 | 8872.619 | 0.90537
6.0773 | 8704.438 | 0.88821 | 6.0773 | 8891.429 | 0.90729
6.1045 | 8735.693 | 0.8914 | 6.1045 | 8798.502 | 0.89781
6.1318 | 8728.889 | 0.8907 | 6.1318 | 8772.342 | 0.89514
6.159 | 8730.382 | 0.89086 | 6.159 | 8822.152 | 0.90022
6.1863 | 8746.488 | 0.8925 | 6.1863 | 8898.438 | 0.908
6.2135 | 8734.925 | 0.89132 | 6.2135 | 8874.729 | 0.90558
6.2408 | 8722.101 | 0.89001 | 6.2408 | 8825.408 | 0.90055
6.268 | 8694.113 | 0.88715 | 6.268 | 8808.803 | 0.89886
6.2953 | 8637.485 | 0.88138 | 6.2953 | 8820.597 | 0.90006
6.3225 | 8569.24 | 0.87441 | 6.3225 | 8850.688 | 0.90313
6.3498 | 8561.226 | 0.87359 | 6.3498 | 8882.804 | 0.90641
6.377 | 8586.897 | 0.87621 | 6.377 | 8862.3 | 0.90432
6.4043 | 8607.868 | 0.87835 | 6.4043 | 8822.23 | 0.90023
6.4315 | 8611.389 | 0.87871 | 6.4315 | 8780.55 | 0.89597
6.4588 | 8610.954 | 0.87867 | 6.4588 | 8752.681 | 0.89313
6.486 | 8680.243 | 0.88574 | 6.486 | 8753.477 | 0.89321
6.5133 | 8681.245 | 0.88584 | 6.5133 | 8744.092 | 0.89225
6.5405 | 8653.686 | 0.88303 | 6.5405 | 8720.128 | 0.88981
6.5678 | 8614.985 | 0.87908 | 6.5678 | 8697.618 | 0.88751
6.5951 | 8577.91 | 0.8753 | 6.5951 | 8692.659 | 0.88701
6.6223 | 8547.563 | 0.8722 | 6.6223 | 8717.979 | 0.88959
6.6496 | 8470.364 | 0.86432 | 6.6496 | 8752.106 | 0.89307
6.6768 | 8441.918 | 0.86142 | 6.6768 | 8784.072 | 0.89633
6.7041 | 8473.312 | 0.86462 | 6.7041 | 8783.671 | 0.89629
6.7313 | 8534.915 | 0.87091 | 6.7313 | 8735.991 | 0.89143
6.7586 | 8489.631 | 0.86629 | 6.7586 | 8691.527 | 0.88689
6.7858 | 8479.593 | 0.86526 | 6.7858 | 8689.234 | 0.88666
6.8131 | 8462.988 | 0.86357 | 6.8131 | 8654.879 | 0.88315
6.8403 | 8436.442 | 0.86086 | 6.8403 | 8608.299 | 0.8784
6.8676 | 8408.942 | 0.85806 | 6.8676 | 8591.267 | 0.87666
6.8948 | 8414.424 | 0.85861 | 6.8948 | 8666.651 | 0.88435
6.9221 | 8427.814 | 0.85998 | 6.9221 | 8697.69 | 0.88752
6.9493 | 8418.739 | 0.85905 | 6.9493 | 8638.409 | 0.88147
6.9766 | 8394.018 | 0.85653 | 6.9766 | 8563.603 | 0.87384
7.0038 | 8373.87 | 0.85448 | 7.0038 | 8563.251 | 0.8738
7.0311 | 8402.454 | 0.85739 | 7.0311 | 8633.854 | 0.88101
7.0583 | 8450.794 | 0.86233 | 7.0583 | 8662.669 | 0.88395
7.0856 | 8461.924 | 0.86346 | 7.0856 | 8640.297 | 0.88166
7.1128 | 8438.486 | 0.86107 | 7.1128 | 8598.414 | 0.87739
7.1401 | 8402.98 | 0.85745 | 7.1401 | 8572.852 | 0.87478
7.1674 | 8388.861 | 0.85601 | 7.1674 | 8531.572 | 0.87057
7.1946 | 8405.207 | 0.85767 | 7.1946 | 8510.703 | 0.86844
7.2219 | 8463.416 | 0.86361 | 7.2219 | 8477.174 | 0.86502
7.2491 | 8515.613 | 0.86894 | 7.2491 | 8440.626 | 0.86129
7.2764 | 8493.787 | 0.86671 | 7.2764 | 8427.078 | 0.85991
7.3036 | 8327.188 | 0.84971 | 7.3036 | 8485.306 | 0.86585
7.3309 | 8294.396 | 0.84637 | 7.3309 | 8501.57 | 0.86751
7.3581 | 8271.796 | 0.84406 | 7.3581 | 8533.137 | 0.87073
7.3854 | 8240.547 | 0.84087 | 7.3854 | 8558.56 | 0.87332
7.4126 | 8216.375 | 0.83841 | 7.4126 | 8541.056 | 0.87154
7.4399 | 8219.039 | 0.83868 | 7.4399 | 8541.263 | 0.87156
7.4671 | 8273.126 | 0.8442 | 7.4671 | 8507.633 | 0.86813
7.4944 | 8293.215 | 0.84625 | 7.4944 | 8415.093 | 0.85868
7.5216 | 8268.476 | 0.84372 | 7.5216 | 8316.002 | 0.84857
7.5489 | 8217.249 | 0.83849 | 7.5489 | 8287.353 | 0.84565
7.5761 | 8168.586 | 0.83353 | 7.5761 | 8362.929 | 0.85336
7.6034 | 8230.765 | 0.83987 | 7.6034 | 8418.414 | 0.85902
7.6306 | 8246.987 | 0.84153 | 7.6306 | 8427.737 | 0.85997
7.6579 | 8223.893 | 0.83917 | 7.6579 | 8412.173 | 0.85839
7.6851 | 8222.596 | 0.83904 | 7.6851 | 8409.494 | 0.85811
7.7124 | 8266.166 | 0.84349 | 7.7124 | 8437.631 | 0.86098
7.7396 | 8310.358 | 0.848 | 7.7396 | 8412.109 | 0.85838
7.7669 | 8311.404 | 0.8481 | 7.7669 | 8346.166 | 0.85165
7.7942 | 8290.19 | 0.84594 | 7.7942 | 8284.667 | 0.84537
7.8214 | 8284.438 | 0.84535 | 7.8214 | 8277.387 | 0.84463
7.8487 | 8278.361 | 0.84473 | 7.8487 | 8318.494 | 0.84883
7.8759 | 8172.905 | 0.83397 | 7.8759 | 8334.21 | 0.85043
7.9032 | 8128.392 | 0.82943 | 7.9032 | 8315.214 | 0.84849
7.9304 | 8138.607 | 0.83047 | 7.9304 | 8279.415 | 0.84484
7.9577 | 8148.749 | 0.8315 | 7.9577 | 8250.018 | 0.84184
7.9849 | 8144.814 | 0.8311 | 7.9849 | 8217.906 | 0.83856
8.0122 | 8145.87 | 0.83121 | 8.0122 | 8165.295 | 0.83319
8.0394 | 8175.217 | 0.83421 | 8.0394 | 8191.574 | 0.83587
8.0667 | 8183.862 | 0.83509 | 8.0667 | 8253.338 | 0.84218
8.0939 | 8118.071 | 0.82837 | 8.0939 | 8271.538 | 0.84403
8.1212 | 8008.516 | 0.8172 | 8.1212 | 8201.903 | 0.83693
8.1484 | 8004.923 | 0.81683 | 8.1484 | 8212.636 | 0.83802
8.1757 | 8040.828 | 0.82049 | 8.1757 | 8217.095 | 0.83848
8.2029 | 8085.051 | 0.82501 | 8.2029 | 8197.699 | 0.8365
8.2302 | 8115.854 | 0.82815 | 8.2302 | 8164.108 | 0.83307
8.2574 | 8122.143 | 0.82879 | 8.2574 | 8175.153 | 0.8342
8.2847 | 8093.37 | 0.82585 | 8.2847 | 8149.81 | 0.83161
8.3119 | 8048.11 | 0.82124 | 8.3119 | 8144.665 | 0.83109
8.3392 | 8011.886 | 0.81754 | 8.3392 | 8163.954 | 0.83306
8.3665 | 8003.621 | 0.8167 | 8.3665 | 8191.994 | 0.83592
8.3937 | 8015.064 | 0.81786 | 8.3937 | 8179.264 | 0.83462
8.421 | 7995.585 | 0.81588 | 8.421 | 8124.902 | 0.82907
8.4482 | 7998.342 | 0.81616 | 8.4482 | 8073.902 | 0.82387
8.4755 | 7982.441 | 0.81453 | 8.4755 | 8027.801 | 0.81916
8.5027 | 7916.955 | 0.80785 | 8.5027 | 7988.639 | 0.81517
8.53 | 7832.462 | 0.79923 | 8.53 | 7978.577 | 0.81414
8.5572 | 7894.581 | 0.80557 | 8.5572 | 8021.748 | 0.81855
8.5845 | 7924.942 | 0.80867 | 8.5845 | 8028.508 | 0.81924
8.6117 | 7935.351 | 0.80973 | 8.6117 | 8009.004 | 0.81725
8.639 | 7951.109 | 0.81134 | 8.639 | 7991.443 | 0.81545
8.6662 | 7985.749 | 0.81487 | 8.6662 | 8020.126 | 0.81838
8.6935 | 8028.539 | 0.81924 | 8.6935 | 8062.466 | 0.8227
8.7207 | 7972.467 | 0.81352 | 8.7207 | 8089.631 | 0.82547
8.748 | 7885.752 | 0.80467 | 8.748 | 8088.822 | 0.82539
8.7752 | 7829.257 | 0.7989 | 8.7752 | 8049.745 | 0.8214
8.8025 | 7836.614 | 0.79965 | 8.8025 | 7963.042 | 0.81256
8.8297 | 7927.422 | 0.80892 | 8.8297 | 7919.935 | 0.80816
8.857 | 7916.07 | 0.80776 | 8.857 | 7941.497 | 0.81036
8.8842 | 7857.366 | 0.80177 | 8.8842 | 7968.364 | 0.8131
8.9115 | 7798.673 | 0.79578 | 8.9115 | 7970.451 | 0.81331
8.9387 | 7771.784 | 0.79304 | 8.9387 | 7951.341 | 0.81136
8.966 | 7783.285 | 0.79421 | 8.966 | 7937.21 | 0.80992
8.9933 | 7799.704 | 0.79589 | 8.9933 | 7919.963 | 0.80816
9.0205 | 7820.568 | 0.79802 | 9.0205 | 7911.375 | 0.80728
9.0478 | 7843.797 | 0.80039 | 9.0478 | 7912.443 | 0.80739
9.075 | 7863.715 | 0.80242 | 9.075 | 7915.359 | 0.80769
9.1023 | 7835.417 | 0.79953 | 9.1023 | 7896.507 | 0.80577
9.1295 | 7799.902 | 0.79591 | 9.1295 | 7867.687 | 0.80283
9.1568 | 7781.005 | 0.79398 | 9.1568 | 7858.224 | 0.80186
9.184 | 7786.955 | 0.79459 | 9.184 | 7867.094 | 0.80276
9.2113 | 7809.15 | 0.79685 | 9.2113 | 7877.031 | 0.80378
9.2385 | 7771.417 | 0.793 | 9.2385 | 7856.119 | 0.80164
9.2658 | 7765.379 | 0.79239 | 9.2658 | 7838.622 | 0.79986
9.293 | 7766.568 | 0.79251 | 9.293 | 7823.106 | 0.79828
9.3203 | 7747.614 | 0.79057 | 9.3203 | 7807.644 | 0.7967
9.3475 | 7699.27 | 0.78564 | 9.3475 | 7792.409 | 0.79514
9.3748 | 7687.903 | 0.78448 | 9.3748 | 7787.162 | 0.79461
9.402 | 7676.392 | 0.78331 | 9.402 | 7785.99 | 0.79449
9.4293 | 7655.827 | 0.78121 | 9.4293 | 7771.712 | 0.79303
9.4565 | 7634.301 | 0.77901 | 9.4565 | 7753.405 | 0.79116
9.4838 | 7624.406 | 0.778 | 9.4838 | 7745.365 | 0.79034
9.511 | 7643.525 | 0.77995 | 9.511 | 7764.831 | 0.79233
9.5383 | 7668.574 | 0.78251 | 9.5383 | 7754.611 | 0.79129
9.5656 | 7679.952 | 0.78367 | 9.5656 | 7730.099 | 0.78879
9.5928 | 7668.86 | 0.78254 | 9.5928 | 7699.178 | 0.78563
9.6201 | 7639.308 | 0.77952 | 9.6201 | 7667.746 | 0.78242
9.6473 | 7610.112 | 0.77654 | 9.6473 | 7639.312 | 0.77952
9.6746 | 7607.994 | 0.77633 | 9.6746 | 7656.827 | 0.78131
9.7018 | 7623.741 | 0.77793 | 9.7018 | 7685.304 | 0.78421
9.7291 | 7647.792 | 0.78039 | 9.7291 | 7698.89 | 0.7856
9.7563 | 7666.823 | 0.78233 | 9.7563 | 7682.867 | 0.78397
9.7836 | 7664.717 | 0.78211 | 9.7836 | 7634.306 | 0.77901
9.8108 | 7614.075 | 0.77695 | 9.8108 | 7580.646 | 0.77354
9.8381 | 7542.768 | 0.76967 | 9.8381 | 7536.209 | 0.769
9.8653 | 7546.468 | 0.77005 | 9.8653 | 7492.952 | 0.76459
9.8926 | 7592.659 | 0.77476 | 9.8926 | 7473.154 | 0.76257
9.9198 | 7605.8 | 0.7761 | 9.9198 | 7498.439 | 0.76515
9.9471 | 7544.068 | 0.7698 | 9.9471 | 7536.139 | 0.76899
9.9743 | 7514.998 | 0.76684 | 9.9743 | 7502.427 | 0.76555
10.0016 | 7474.132 | 0.76267 | 10.0016 | 7481.479 | 0.76342
10.0288 | 7427.737 | 0.75793 | 10.0288 | 7496.643 | 0.76496
10.0561 | 7398.029 | 0.7549 | 10.0561 | 7536.603 | 0.76904
10.0833 | 7423.423 | 0.75749 | 10.0833 | 7537.28 | 0.76911
10.1106 | 7495.463 | 0.76484 | 10.1106 | 7517.833 | 0.76713
10.1379 | 7524.361 | 0.76779 | 10.1379 | 7514.097 | 0.76674
10.1651 | 7510.559 | 0.76638 | 10.1651 | 7498.211 | 0.76512
10.1923 | 7475.496 | 0.76281 | 10.1923 | 7456.773 | 0.7609
10.2196 | 7453.793 | 0.76059 | 10.2196 | 7399.185 | 0.75502
10.2469 | 7385.02 | 0.75357 | 10.2469 | 7407.895 | 0.75591
10.2741 | 7359.226 | 0.75094 | 10.2741 | 7444.347 | 0.75963
10.3014 | 7382.67 | 0.75333 | 10.3014 | 7472.216 | 0.76247
10.3286 | 7412.767 | 0.7564 | 10.3286 | 7480.243 | 0.76329
10.3559 | 7400.17 | 0.75512 | 10.3559 | 7468.804 | 0.76212
10.3831 | 7420.56 | 0.7572 | 10.3831 | 7419.823 | 0.75712
10.4104 | 7446.334 | 0.75983 | 10.4104 | 7355.919 | 0.7506
10.4376 | 7411.449 | 0.75627 | 10.4376 | 7321.809 | 0.74712
10.4649 | 7347.629 | 0.74976 | 10.4649 | 7321.921 | 0.74713
10.4921 | 7298.346 | 0.74473 | 10.4921 | 7343.094 | 0.7493
10.5194 | 7277.77 | 0.74263 | 10.5194 | 7353.94 | 0.7504
10.5466 | 7282.829 | 0.74315 | 10.5466 | 7332.867 | 0.74825
10.5739 | 7298.348 | 0.74473 | 10.5739 | 7307.603 | 0.74567
10.6011 | 7306.858 | 0.7456 | 10.6011 | 7282.589 | 0.74312
10.6284 | 7300.682 | 0.74497 | 10.6284 | 7266.885 | 0.74152
10.6556 | 7284.605 | 0.74333 | 10.6556 | 7273.875 | 0.74223
10.6829 | 7288.667 | 0.74374 | 10.6829 | 7284.5 | 0.74332
10.7102 | 7287.481 | 0.74362 | 10.7102 | 7287.211 | 0.74359
10.7374 | 7258.758 | 0.74069 | 10.7374 | 7286.413 | 0.74351
10.7646 | 7203.741 | 0.73508 | 10.7646 | 7267.29 | 0.74156
10.7919 | 7145.872 | 0.72917 | 10.7919 | 7220.918 | 0.73683
10.8192 | 7161.697 | 0.73079 | 10.8192 | 7206.651 | 0.73537
10.8464 | 7177.563 | 0.7324 | 10.8464 | 7212.748 | 0.73599
10.8737 | 7169.563 | 0.73159 | 10.8737 | 7223.946 | 0.73714
10.9009 | 7138.02 | 0.72837 | 10.9009 | 7225.909 | 0.73734
10.9282 | 7105.694 | 0.72507 | 10.9282 | 7207.361 | 0.73545
10.9554 | 7124.113 | 0.72695 | 10.9554 | 7162.815 | 0.7309
10.9827 | 7121.151 | 0.72665 | 10.9827 | 7131.476 | 0.7277
11.0099 | 7081.816 | 0.72263 | 11.0099 | 7086.181 | 0.72308
11.0372 | 7050.336 | 0.71942 | 11.0372 | 7080.028 | 0.72245
11.0644 | 7057.083 | 0.72011 | 11.0644 | 7120.189 | 0.72655
11.0917 | 7109.657 | 0.72548 | 11.0917 | 7172.489 | 0.73189
11.1189 | 7139.688 | 0.72854 | 11.1189 | 7144.385 | 0.72902
11.1462 | 7080.065 | 0.72246 | 11.1462 | 7071.095 | 0.72154
11.1734 | 7070.96 | 0.72153 | 11.1734 | 7038.824 | 0.71825
11.2007 | 7096.573 | 0.72414 | 11.2007 | 7032.604 | 0.71761
11.2279 | 7115.49 | 0.72607 | 11.2279 | 7035.006 | 0.71786
11.2552 | 7115.55 | 0.72608 | 11.2552 | 7079.42 | 0.72239
11.2825 | 7108.011 | 0.72531 | 11.2825 | 7071.791 | 0.72161
11.3097 | 7100.241 | 0.72451 | 11.3097 | 7020.911 | 0.71642
11.3369 | 7080.319 | 0.72248 | 11.3369 | 6984.796 | 0.71273
11.3642 | 7040.054 | 0.71837 | 11.3642 | 6989.106 | 0.71317
11.3915 | 6982.745 | 0.71252 | 11.3915 | 7022.652 | 0.7166
11.4187 | 6978.808 | 0.71212 | 11.4187 | 7016.064 | 0.71592
11.446 | 6988.37 | 0.7131 | 11.446 | 6947.545 | 0.70893
11.4732 | 6992.234 | 0.71349 | 11.4732 | 6910.649 | 0.70517
11.5005 | 6965.044 | 0.71072 | 11.5005 | 6901.581 | 0.70424
11.5277 | 6926.825 | 0.70682 | 11.5277 | 6901.313 | 0.70422
11.555 | 7001.578 | 0.71445 | 11.555 | 6917.098 | 0.70583
11.5822 | 7015.893 | 0.71591 | 11.5822 | 6913.079 | 0.70542
11.6095 | 6925.248 | 0.70666 | 11.6095 | 6937.058 | 0.70786
11.6367 | 6866.347 | 0.70065 | 11.6367 | 6937.148 | 0.70787
11.664 | 6889.495 | 0.70301 | 11.664 | 6909.935 | 0.7051
11.6912 | 6962.923 | 0.7105 | 11.6912 | 6886.439 | 0.7027
11.7185 | 7021.429 | 0.71647 | 11.7185 | 6844.959 | 0.69847
11.7457 | 6911.503 | 0.70526 | 11.7457 | 6866.757 | 0.70069
11.773 | 6862.596 | 0.70026 | 11.773 | 6872.94 | 0.70132
11.8002 | 6868.246 | 0.70084 | 11.8002 | 6862.416 | 0.70025
11.8275 | 6884.395 | 0.70249 | 11.8275 | 6839.354 | 0.69789
11.8547 | 6898.987 | 0.70398 | 11.8547 | 6785.819 | 0.69243
11.882 | 6924.769 | 0.70661 | 11.882 | 6760.436 | 0.68984
11.9093 | 6924.94 | 0.70663 | 11.9093 | 6770.805 | 0.6909
11.9365 | 6903.681 | 0.70446 | 11.9365 | 6772.148 | 0.69104
11.9637 | 6863.999 | 0.70041 | 11.9637 | 6742.021 | 0.68796
11.991 | 6815.374 | 0.69545 | 11.991 | 6692.635 | 0.68292
12.0183 | 6803.09 | 0.69419 | 12.0183 | 6728.254 | 0.68656
12.0455 | 6831.839 | 0.69713 | 12.0455 | 6737.507 | 0.6875
12.0728 | 6879.731 | 0.70201 | 12.0728 | 6740.105 | 0.68777
12.1 | 6861.599 | 0.70016 | 12.1 | 6698.985 | 0.68357
12.1273 | 6780.845 | 0.69192 | 12.1273 | 6635.638 | 0.67711
12.1545 | 6752.324 | 0.68901 | 12.1545 | 6642.569 | 0.67781
12.1818 | 6760.905 | 0.68989 | 12.1818 | 6681.861 | 0.68182
12.209 | 6762.258 | 0.69003 | 12.209 | 6750.655 | 0.68884
12.2363 | 6737.377 | 0.68749 | 12.2363 | 6772.212 | 0.69104
12.2635 | 6714.855 | 0.68519 | 12.2635 | 6725.328 | 0.68626
12.2908 | 6728.137 | 0.68654 | 12.2908 | 6629.76 | 0.67651
12.318 | 6779.98 | 0.69183 | 12.318 | 6551.12 | 0.66848
12.3453 | 6762.026 | 0.69 | 12.3453 | 6540.929 | 0.66744
12.3725 | 6721.418 | 0.68586 | 12.3725 | 6551.116 | 0.66848
12.3998 | 6679.587 | 0.68159 | 12.3998 | 6598.133 | 0.67328
12.427 | 6653.701 | 0.67895 | 12.427 | 6648.549 | 0.67842
12.4543 | 6647.768 | 0.67834 | 12.4543 | 6642.895 | 0.67785
12.4816 | 6617.46 | 0.67525 | 12.4816 | 6561.112 | 0.6695
12.5088 | 6596.145 | 0.67308 | 12.5088 | 6523.732 | 0.66569
12.536 | 6588.198 | 0.67227 | 12.536 | 6514.03 | 0.6647
12.5633 | 6564.056 | 0.6698 | 12.5633 | 6512.382 | 0.66453
12.5906 | 6523.376 | 0.66565 | 12.5906 | 6518.431 | 0.66515
12.6178 | 6503.657 | 0.66364 | 12.6178 | 6549.393 | 0.66831
12.6451 | 6516.482 | 0.66495 | 12.6451 | 6540.681 | 0.66742
12.6723 | 6546.028 | 0.66796 | 12.6723 | 6499.563 | 0.66322
12.6996 | 6554.911 | 0.66887 | 12.6996 | 6458.107 | 0.65899
12.7268 | 6547.046 | 0.66807 | 12.7268 | 6434.245 | 0.65656
12.7541 | 6537.888 | 0.66713 | 12.7541 | 6428.964 | 0.65602
12.7813 | 6539.625 | 0.66731 | 12.7813 | 6420.539 | 0.65516
12.8086 | 6540.034 | 0.66735 | 12.8086 | 6432.51 | 0.65638
12.8358 | 6506.949 | 0.66397 | 12.8358 | 6418.487 | 0.65495
12.8631 | 6467.894 | 0.65999 | 12.8631 | 6411.96 | 0.65428
12.8903 | 6469.583 | 0.66016 | 12.8903 | 6420.716 | 0.65518
12.9176 | 6519.536 | 0.66526 | 12.9176 | 6423.375 | 0.65545
12.9448 | 6492.727 | 0.66252 | 12.9448 | 6353.465 | 0.64831
12.9721 | 6412.969 | 0.65438 | 12.9721 | 6344.216 | 0.64737
12.9993 | 6364.976 | 0.64949 | 12.9993 | 6334.802 | 0.64641
13.0266 | 6386.799 | 0.65171 | 13.0266 | 6336.233 | 0.64655
13.0538 | 6442.854 | 0.65743 | 13.0538 | 6341.878 | 0.64713
13.0811 | 6459.636 | 0.65915 | 13.0811 | 6335.283 | 0.64646
13.1083 | 6405.263 | 0.6536 | 13.1083 | 6318.479 | 0.64474
13.1356 | 6380.342 | 0.65106 | 13.1356 | 6293.465 | 0.64219
13.1629 | 6355.899 | 0.64856 | 13.1629 | 6296.321 | 0.64248
13.1901 | 6325.685 | 0.64548 | 13.1901 | 6311.838 | 0.64407
13.2174 | 6300.065 | 0.64286 | 13.2174 | 6316.044 | 0.64449
13.2446 | 6297.771 | 0.64263 | 13.2446 | 6294.129 | 0.64226
13.2719 | 6315.55 | 0.64444 | 13.2719 | 6294.587 | 0.6423
13.2991 | 6324.144 | 0.64532 | 13.2991 | 6277.827 | 0.64059
13.3264 | 6317.941 | 0.64469 | 13.3264 | 6248.442 | 0.6376
13.3536 | 6304.926 | 0.64336 | 13.3536 | 6229.602 | 0.63567
13.3809 | 6296.97 | 0.64255 | 13.3809 | 6228.806 | 0.63559
13.4081 | 6303.322 | 0.6432 | 13.4081 | 6232.775 | 0.636
13.4354 | 6306.333 | 0.6435 | 13.4354 | 6231.239 | 0.63584
13.4626 | 6262.256 | 0.63901 | 13.4626 | 6221.202 | 0.63482
13.4899 | 6243 | 0.63704 | 13.4899 | 6187.315 | 0.63136
13.5171 | 6263.201 | 0.6391 | 13.5171 | 6131.941 | 0.62571
13.5444 | 6299.654 | 0.64282 | 13.5444 | 6080.628 | 0.62047
13.5716 | 6301.024 | 0.64296 | 13.5716 | 6076.064 | 0.62001
13.5989 | 6227.269 | 0.63544 | 13.5989 | 6124.882 | 0.62499
13.6261 | 6180.455 | 0.63066 | 13.6261 | 6130.315 | 0.62554
13.6534 | 6207.205 | 0.63339 | 13.6534 | 6111.864 | 0.62366
13.6806 | 6260.913 | 0.63887 | 13.6806 | 6102.367 | 0.62269
13.7079 | 6285.146 | 0.64134 | 13.7079 | 6111.123 | 0.62358
13.7352 | 6251.817 | 0.63794 | 13.7352 | 6113.515 | 0.62383
13.7624 | 6205.375 | 0.6332 | 13.7624 | 6106.896 | 0.62315
13.7897 | 6213.29 | 0.63401 | 13.7897 | 6051.664 | 0.61752
13.8169 | 6217.533 | 0.63444 | 13.8169 | 6034.62 | 0.61578
13.8442 | 6192.06 | 0.63184 | 13.8442 | 6045.402 | 0.61688
13.8714 | 6147.805 | 0.62733 | 13.8714 | 6043.644 | 0.6167
13.8987 | 6125.49 | 0.62505 | 13.8987 | 5991.866 | 0.61141
13.9259 | 6087.512 | 0.62117 | 13.9259 | 5930.198 | 0.60512
13.9532 | 6048.704 | 0.61721 | 13.9532 | 5966.453 | 0.60882
13.9804 | 6045.71 | 0.61691 | 13.9804 | 5964.016 | 0.60857
14.0077 | 6065.528 | 0.61893 | 14.0077 | 5966.427 | 0.60882
14.0349 | 6086.929 | 0.62112 | 14.0349 | 5981.839 | 0.61039
14.0622 | 6096.876 | 0.62213 | 14.0622 | 5942.659 | 0.60639
14.0894 | 6101.007 | 0.62255 | 14.0894 | 5928.452 | 0.60494
14.1167 | 6121.773 | 0.62467 | 14.1167 | 5948.468 | 0.60699
14.1439 | 6144.692 | 0.62701 | 14.1439 | 5956.005 | 0.60776
14.1712 | 6148.774 | 0.62743 | 14.1712 | 5939.905 | 0.60611
14.1984 | 6122.944 | 0.62479 | 14.1984 | 5905.489 | 0.6026
14.2257 | 6073.234 | 0.61972 | 14.2257 | 5870.554 | 0.59904
14.2529 | 6031.617 | 0.61547 | 14.2529 | 5870.67 | 0.59905
14.2802 | 6022.832 | 0.61457 | 14.2802 | 5895.718 | 0.6016
14.3074 | 6019.68 | 0.61425 | 14.3074 | 5895.023 | 0.60153
14.3347 | 6024.351 | 0.61473 | 14.3347 | 5871.826 | 0.59917
14.362 | 6035.281 | 0.61584 | 14.362 | 5858.182 | 0.59777
14.3892 | 6040.808 | 0.61641 | 14.3892 | 5877.368 | 0.59973
14.4165 | 6013.273 | 0.6136 | 14.4165 | 5836.627 | 0.59557
14.4437 | 5954.56 | 0.60761 | 14.4437 | 5851.1 | 0.59705
14.471 | 5905.878 | 0.60264 | 14.471 | 5814.854 | 0.59335
14.4982 | 5902.627 | 0.60231 | 14.4982 | 5796.74 | 0.5915
14.5255 | 5931.234 | 0.60523 | 14.5255 | 5799.582 | 0.59179
14.5527 | 5951.249 | 0.60727 | 14.5527 | 5786.812 | 0.59049
14.58 | 5944.836 | 0.60662 | 14.58 | 5779.401 | 0.58973
14.6072 | 5905.205 | 0.60257 | 14.6072 | 5757.949 | 0.58755
14.6345 | 5891.7 | 0.60119 | 14.6345 | 5717.411 | 0.58341
14.6617 | 5880.245 | 0.60003 | 14.6617 | 5732.537 | 0.58495
14.689 | 5852.308 | 0.59717 | 14.689 | 5782.15 | 0.59002
14.7162 | 5808.424 | 0.5927 | 14.7162 | 5784.627 | 0.59027
14.7435 | 5776.41 | 0.58943 | 14.7435 | 5655.083 | 0.57705
14.7707 | 5774.998 | 0.58929 | 14.7707 | 5632.363 | 0.57473
14.798 | 5779.611 | 0.58976 | 14.798 | 5636.273 | 0.57513
14.8252 | 5752.085 | 0.58695 | 14.8252 | 5646.08 | 0.57613
14.8525 | 5733.441 | 0.58504 | 14.8525 | 5664.62 | 0.57802
14.8797 | 5757.87 | 0.58754 | 14.8797 | 5683.981 | 0.58
14.907 | 5807.718 | 0.59262 | 14.907 | 5676.226 | 0.57921
14.9343 | 5815.294 | 0.5934 | 14.9343 | 5644.696 | 0.57599
14.9615 | 5813.747 | 0.59324 | 14.9615 | 5601.209 | 0.57155
14.9888 | 5797.115 | 0.59154 | 14.9888 | 5561.365 | 0.56749
15.016 | 5757.703 | 0.58752 | 15.016 | 5577.545 | 0.56914
15.0433 | 5703.508 | 0.58199 | 15.0433 | 5626.448 | 0.57413
15.0705 | 5658.621 | 0.57741 | 15.0705 | 5627.296 | 0.57421
15.0978 | 5657.028 | 0.57725 | 15.0978 | 5549.641 | 0.56629
15.125 | 5721.924 | 0.58387 | 15.125 | 5552.476 | 0.56658
15.1523 | 5713.198 | 0.58298 | 15.1523 | 5564.279 | 0.56778
15.1795 | 5685.447 | 0.58015 | 15.1795 | 5579.831 | 0.56937
15.2068 | 5669.165 | 0.57849 | 15.2068 | 5597.034 | 0.57113
15.234 | 5652.765 | 0.57681 | 15.234 | 5608.308 | 0.57228
15.2613 | 5590.305 | 0.57044 | 15.2613 | 5598.072 | 0.57123
15.2885 | 5590.312 | 0.57044 | 15.2885 | 5596.139 | 0.57103
15.3158 | 5636.171 | 0.57512 | 15.3158 | 5578.722 | 0.56926
15.343 | 5635.157 | 0.57502 | 15.343 | 5544.058 | 0.56572
15.3703 | 5632.516 | 0.57475 | 15.3703 | 5518.917 | 0.56315
15.3975 | 5664.062 | 0.57797 | 15.3975 | 5503.863 | 0.56162
15.4248 | 5707.055 | 0.58235 | 15.4248 | 5473.451 | 0.55852
15.452 | 5705.786 | 0.58222 | 15.452 | 5452.933 | 0.55642
15.4793 | 5647.187 | 0.57624 | 15.4793 | 5476.763 | 0.55885
15.5066 | 5574.31 | 0.56881 | 15.5066 | 5454.677 | 0.5566
15.5338 | 5522.759 | 0.56355 | 15.5338 | 5430.737 | 0.55416
15.5611 | 5504.352 | 0.56167 | 15.5611 | 5427.226 | 0.5538
15.5883 | 5508.468 | 0.56209 | 15.5883 | 5439.573 | 0.55506
15.6156 | 5509.928 | 0.56224 | 15.6156 | 5448.844 | 0.556
15.6428 | 5483.903 | 0.55958 | 15.6428 | 5402.381 | 0.55126
15.6701 | 5477.488 | 0.55893 | 15.6701 | 5394.158 | 0.55042
15.6973 | 5478.044 | 0.55898 | 15.6973 | 5387.252 | 0.54972
15.7246 | 5481.359 | 0.55932 | 15.7246 | 5371.143 | 0.54808
15.7518 | 5472.655 | 0.55843 | 15.7518 | 5342.943 | 0.5452
15.7791 | 5439.75 | 0.55508 | 15.7791 | 5312.69 | 0.54211
15.8063 | 5424.712 | 0.55354 | 15.8063 | 5334.915 | 0.54438
15.8336 | 5432.529 | 0.55434 | 15.8336 | 5329.133 | 0.54379
15.8608 | 5414.542 | 0.5525 | 15.8608 | 5293.727 | 0.54018
15.8881 | 5426.111 | 0.55368 | 15.8881 | 5285.606 | 0.53935
15.9153 | 5475.818 | 0.55876 | 15.9153 | 5299.475 | 0.54076
15.9426 | 5514.749 | 0.56273 | 15.9426 | 5309.616 | 0.5418
15.9698 | 5467.156 | 0.55787 | 15.9698 | 5306.976 | 0.54153
15.9971 | 5409.668 | 0.55201 | 15.9971 | 5281.065 | 0.53888
16.0243 | 5372.012 | 0.54816 | 16.0243 | 5234.895 | 0.53417
16.0516 | 5412.091 | 0.55225 | 16.0516 | 5203.155 | 0.53093
16.0788 | 5428.152 | 0.55389 | 16.0788 | 5192.512 | 0.52985
16.1061 | 5390.588 | 0.55006 | 16.1061 | 5191.693 | 0.52976
16.1334 | 5340.779 | 0.54498 | 16.1334 | 5191.865 | 0.52978
16.1606 | 5326.417 | 0.54351 | 16.1606 | 5209.43 | 0.53157
16.1879 | 5372.017 | 0.54817 | 16.1879 | 5261.851 | 0.53692
16.2151 | 5416.849 | 0.55274 | 16.2151 | 5244.482 | 0.53515
16.2424 | 5426.294 | 0.5537 | 16.2424 | 5198.938 | 0.5305
16.2696 | 5418.464 | 0.5529 | 16.2696 | 5160.138 | 0.52654
16.2969 | 5406.24 | 0.55166 | 16.2969 | 5142.195 | 0.52471
16.3241 | 5385.327 | 0.54952 | 16.3241 | 5143.457 | 0.52484
16.3514 | 5349.125 | 0.54583 | 16.3514 | 5167.913 | 0.52734
16.3786 | 5322.32 | 0.54309 | 16.3786 | 5122.534 | 0.52271
16.4059 | 5286.445 | 0.53943 | 16.4059 | 5097.12 | 0.52011
16.4331 | 5234.691 | 0.53415 | 16.4331 | 5067.883 | 0.51713
16.4604 | 5203.029 | 0.53092 | 16.4604 | 5057.687 | 0.51609
16.4876 | 5200.699 | 0.53068 | 16.4876 | 5065.638 | 0.5169
16.5149 | 5198.178 | 0.53043 | 16.5149 | 5062.333 | 0.51656
16.5421 | 5177.583 | 0.52832 | 16.5421 | 5058.388 | 0.51616
16.5694 | 5161.01 | 0.52663 | 16.5694 | 5087.55 | 0.51914
16.5966 | 5157.861 | 0.52631 | 16.5966 | 5078.743 | 0.51824
16.6239 | 5166.555 | 0.5272 | 16.6239 | 5068.952 | 0.51724
16.6512 | 5181.25 | 0.5287 | 16.6512 | 5062.759 | 0.51661
16.6784 | 5200.742 | 0.53069 | 16.6784 | 5047.147 | 0.51502
16.7056 | 5228.411 | 0.53351 | 16.7056 | 5012.228 | 0.51145
16.7329 | 5259.345 | 0.53667 | 16.7329 | 4977.843 | 0.50794
16.7601 | 5242.109 | 0.53491 | 16.7601 | 4997.06 | 0.5099
16.7874 | 5198.054 | 0.53041 | 16.7874 | 5026.632 | 0.51292
16.8147 | 5155.074 | 0.52603 | 16.8147 | 5050.457 | 0.51535
16.8419 | 5140.043 | 0.52449 | 16.8419 | 5037.405 | 0.51402
16.8692 | 5148.645 | 0.52537 | 16.8692 | 4977.732 | 0.50793
16.8964 | 5146.854 | 0.52519 | 16.8964 | 4902.699 | 0.50028
16.9237 | 5114.026 | 0.52184 | 16.9237 | 4881.811 | 0.49814
16.9509 | 5098.858 | 0.52029 | 16.9509 | 4963.978 | 0.50653
16.9782 | 5089.091 | 0.5193 | 16.9782 | 4934.588 | 0.50353
17.0054 | 5074.074 | 0.51776 | 17.0054 | 4875.474 | 0.4975
17.0327 | 5066.48 | 0.51699 | 17.0327 | 4886.77 | 0.49865
17.0599 | 5073.703 | 0.51772 | 17.0599 | 4944.22 | 0.50451
17.0872 | 5086.855 | 0.51907 | 17.0872 | 4936.071 | 0.50368
17.1144 | 5089.462 | 0.51933 | 17.1144 | 4874.183 | 0.49737
17.1417 | 5080.239 | 0.51839 | 17.1417 | 4842.542 | 0.49414
17.1689 | 5059.41 | 0.51627 | 17.1689 | 4875.568 | 0.49751
17.1962 | 5032.051 | 0.51347 | 17.1962 | 4829.06 | 0.49276
17.2234 | 5005.253 | 0.51074 | 17.2234 | 4773.981 | 0.48714
17.2507 | 4982.777 | 0.50845 | 17.2507 | 4774.211 | 0.48716
17.278 | 4965.014 | 0.50663 | 17.278 | 4808.071 | 0.49062
17.3052 | 4952.683 | 0.50538 | 17.3052 | 4796.159 | 0.4894
17.3325 | 4954.406 | 0.50555 | 17.3325 | 4772.817 | 0.48702
17.3597 | 4956.734 | 0.50579 | 17.3597 | 4752.316 | 0.48493
17.387 | 4938.851 | 0.50396 | 17.387 | 4729.591 | 0.48261
17.4142 | 4907.141 | 0.50073 | 17.4142 | 4774.818 | 0.48723
17.4415 | 4874.804 | 0.49743 | 17.4415 | 4793.988 | 0.48918
17.4687 | 4860.207 | 0.49594 | 17.4687 | 4738.994 | 0.48357
17.496 | 4879.461 | 0.4979 | 17.496 | 4773.883 | 0.48713
17.5232 | 4894.692 | 0.49946 | 17.5232 | 4724.238 | 0.48207
17.5505 | 4913.166 | 0.50134 | 17.5505 | 4738.694 | 0.48354
17.5777 | 4943.021 | 0.50439 | 17.5777 | 4710.509 | 0.48066
17.605 | 4925.636 | 0.50262 | 17.605 | 4734.396 | 0.4831
17.6322 | 4858.713 | 0.49579 | 17.6322 | 4718.61 | 0.48149
17.6595 | 4803.311 | 0.49013 | 17.6595 | 4663.247 | 0.47584
17.6867 | 4820.446 | 0.49188 | 17.6867 | 4694.12 | 0.47899
17.714 | 4843.271 | 0.49421 | 17.714 | 4677.837 | 0.47733
17.7412 | 4859.917 | 0.49591 | 17.7412 | 4605.734 | 0.46997
17.7685 | 4823.847 | 0.49223 | 17.7685 | 4693.424 | 0.47892
17.7957 | 4805.362 | 0.49034 | 17.7957 | 4691.984 | 0.47877
17.823 | 4813.228 | 0.49115 | 17.823 | 4633.595 | 0.47282
17.8502 | 4823.949 | 0.49224 | 17.8502 | 4577.97 | 0.46714
17.8775 | 4819.292 | 0.49176 | 17.8775 | 4563.972 | 0.46571
17.9047 | 4811.417 | 0.49096 | 17.9047 | 4623.97 | 0.47183
17.932 | 4798.836 | 0.48968 | 17.932 | 4609.614 | 0.47037
17.9593 | 4759.93 | 0.48571 | 17.9593 | 4527.296 | 0.46197
17.9865 | 4738.553 | 0.48353 | 17.9865 | 4545.367 | 0.46381
18.0138 | 4734.816 | 0.48314 | 18.0138 | 4597.125 | 0.46909
18.041 | 4745.137 | 0.4842 | 18.041 | 4648.847 | 0.47437
18.0683 | 4754.318 | 0.48513 | 18.0683 | 4666.872 | 0.47621
18.0955 | 4744.091 | 0.48409 | 18.0955 | 4619.906 | 0.47142
18.1228 | 4721.738 | 0.48181 | 18.1228 | 4544.534 | 0.46373
18.15 | 4737.237 | 0.48339 | 18.15 | 4524.504 | 0.46168
18.1773 | 4718.562 | 0.48149 | 18.1773 | 4506.649 | 0.45986
18.2045 | 4672.844 | 0.47682 | 18.2045 | 4484.404 | 0.45759
18.2318 | 4648.942 | 0.47438 | 18.2318 | 4513.178 | 0.46053
18.259 | 4647.687 | 0.47425 | 18.259 | 4561.888 | 0.4655
18.2863 | 4649.271 | 0.47442 | 18.2863 | 4566.639 | 0.46598
18.3135 | 4649.063 | 0.47439 | 18.3135 | 4526.732 | 0.46191
18.3408 | 4647.146 | 0.4742 | 18.3408 | 4557.491 | 0.46505
18.368 | 4661.465 | 0.47566 | 18.368 | 4532.697 | 0.46252
18.3953 | 4688.94 | 0.47846 | 18.3953 | 4478.981 | 0.45704
18.4225 | 4695.439 | 0.47913 | 18.4225 | 4431.572 | 0.4522
18.4498 | 4696.646 | 0.47925 | 18.4498 | 4400.581 | 0.44904
18.477 | 4706.595 | 0.48026 | 18.477 | 4389.614 | 0.44792
18.5043 | 4704.624 | 0.48006 | 18.5043 | 4399.611 | 0.44894
18.5315 | 4653.321 | 0.47483 | 18.5315 | 4418.999 | 0.45092
18.5588 | 4601.792 | 0.46957 | 18.5588 | 4399.057 | 0.44888
18.5861 | 4584.079 | 0.46776 | 18.5861 | 4350.667 | 0.44395
18.6133 | 4573.445 | 0.46668 | 18.6133 | 4375.383 | 0.44647
18.6406 | 4564.285 | 0.46574 | 18.6406 | 4388.04 | 0.44776
18.6678 | 4556.341 | 0.46493 | 18.6678 | 4400.594 | 0.44904
18.6951 | 4553.575 | 0.46465 | 18.6951 | 4398.159 | 0.44879
18.7223 | 4556.47 | 0.46495 | 18.7223 | 4369.396 | 0.44586
18.7496 | 4557.658 | 0.46507 | 18.7496 | 4349.507 | 0.44383
18.7768 | 4550.086 | 0.46429 | 18.7768 | 4345.223 | 0.44339
18.8041 | 4545.371 | 0.46381 | 18.8041 | 4312.587 | 0.44006
18.8313 | 4521.093 | 0.46134 | 18.8313 | 4344.156 | 0.44328
18.8586 | 4457.061 | 0.4548 | 18.8586 | 4342.745 | 0.44314
18.8858 | 4424.195 | 0.45145 | 18.8858 | 4327.803 | 0.44161
18.9131 | 4455.945 | 0.45469 | 18.9131 | 4326.892 | 0.44152
18.9403 | 4516.567 | 0.46087 | 18.9403 | 4325.504 | 0.44138
18.9676 | 4535.494 | 0.46281 | 18.9676 | 4293.121 | 0.43807
18.9948 | 4479.188 | 0.45706 | 18.9948 | 4273.507 | 0.43607
19.0221 | 4384.625 | 0.44741 | 19.0221 | 4237.693 | 0.43242
19.0494 | 4370.427 | 0.44596 | 19.0494 | 4229.516 | 0.43158
19.0766 | 4382.849 | 0.44723 | 19.0766 | 4242.177 | 0.43288
19.1039 | 4371.73 | 0.44609 | 19.1039 | 4221.455 | 0.43076
19.1311 | 4353.12 | 0.4442 | 19.1311 | 4190.507 | 0.4276
19.1584 | 4352.36 | 0.44412 | 19.1584 | 4191.518 | 0.42771
19.1856 | 4366.555 | 0.44557 | 19.1856 | 4225.564 | 0.43118
19.2129 | 4379.914 | 0.44693 | 19.2129 | 4248.743 | 0.43355
19.2401 | 4373.375 | 0.44626 | 19.2401 | 4204.824 | 0.42906
19.2674 | 4355.912 | 0.44448 | 19.2674 | 4186.764 | 0.42722
19.2946 | 4353.915 | 0.44428 | 19.2946 | 4199.402 | 0.42851
19.3219 | 4344.412 | 0.44331 | 19.3219 | 4127.351 | 0.42116
19.3491 | 4319.551 | 0.44077 | 19.3491 | 4108.068 | 0.41919
19.3764 | 4293.438 | 0.43811 | 19.3764 | 4144.711 | 0.42293
19.4036 | 4282.879 | 0.43703 | 19.4036 | 4141.397 | 0.42259
19.4309 | 4290.26 | 0.43778 | 19.4309 | 4105.358 | 0.41891
19.4581 | 4314.507 | 0.44026 | 19.4581 | 4094.428 | 0.4178
19.4854 | 4320.046 | 0.44082 | 19.4854 | 4069.338 | 0.41524
19.5126 | 4314.178 | 0.44022 | 19.5126 | 4073.961 | 0.41571
19.5399 | 4291.221 | 0.43788 | 19.5399 | 4108.597 | 0.41924
19.5671 | 4242.58 | 0.43292 | 19.5671 | 4085.259 | 0.41686
19.5944 | 4193.684 | 0.42793 | 19.5944 | 4066.908 | 0.41499
19.6216 | 4189.66 | 0.42752 | 19.6216 | 4059.482 | 0.41423
19.6489 | 4223.539 | 0.43097 | 19.6489 | 4027.911 | 0.41101
19.6761 | 4206.065 | 0.42919 | 19.6761 | 4060.348 | 0.41432
19.7034 | 4169.17 | 0.42543 | 19.7034 | 4093.135 | 0.41767
19.7307 | 4179.469 | 0.42648 | 19.7307 | 4056.361 | 0.41391
19.7579 | 4185.706 | 0.42711 | 19.7579 | 4043.574 | 0.41261
19.7852 | 4188.092 | 0.42736 | 19.7852 | 4051.172 | 0.41338
19.8124 | 4184.629 | 0.427 | 19.8124 | 4063.05 | 0.4146
19.8397 | 4182.806 | 0.42682 | 19.8397 | 4055.886 | 0.41387
19.8669 | 4187.847 | 0.42733 | 19.8669 | 4044.732 | 0.41273
19.8942 | 4179.036 | 0.42643 | 19.8942 | 4038.837 | 0.41213
19.9214 | 4117.359 | 0.42014 | 19.9214 | 3977.559 | 0.40587
19.9487 | 4067.46 | 0.41505 | 19.9487 | 3952.778 | 0.40334
19.9759 | 4034.977 | 0.41173 | 19.9759 | 3999.855 | 0.40815
20.0032 | 4054.261 | 0.4137 | 20.0032 | 4030.12 | 0.41124
20.0304 | 4067.898 | 0.41509 | 20.0304 | 3972.12 | 0.40532
20.0577 | 4053.078 | 0.41358 | 20.0577 | 3935.903 | 0.40162
20.0849 | 4047.806 | 0.41304 | 20.0849 | 3931.501 | 0.40117
20.1122 | 4066.86 | 0.41499 | 20.1122 | 3932.388 | 0.40126
20.1394 | 4080.901 | 0.41642 | 20.1394 | 3925.405 | 0.40055
20.1667 | 4079.371 | 0.41626 | 20.1667 | 3887.766 | 0.39671
20.1939 | 4093.414 | 0.4177 | 20.1939 | 3895.968 | 0.39755
20.2212 | 4096.269 | 0.41799 | 20.2212 | 3875.267 | 0.39544
20.2484 | 4041.868 | 0.41244 | 20.2484 | 3845.615 | 0.39241
20.2757 | 4020.693 | 0.41027 | 20.2757 | 3844.594 | 0.39231
20.3029 | 4033.807 | 0.41161 | 20.3029 | 3843.008 | 0.39214
20.3302 | 4037.497 | 0.41199 | 20.3302 | 3859.311 | 0.39381
20.3575 | 4036.399 | 0.41188 | 20.3575 | 3887.354 | 0.39667
20.3847 | 4063.297 | 0.41462 | 20.3847 | 3883.472 | 0.39627
20.412 | 4097.093 | 0.41807 | 20.412 | 3831.998 | 0.39102
20.4392 | 4060.88 | 0.41438 | 20.4392 | 3792.036 | 0.38694
20.4665 | 4005.402 | 0.40871 | 20.4665 | 3757.54 | 0.38342
20.4937 | 3980.688 | 0.40619 | 20.4937 | 3735.325 | 0.38116
20.521 | 3958.659 | 0.40394 | 20.521 | 3769.83 | 0.38468
20.5482 | 3932.238 | 0.40125 | 20.5482 | 3811.008 | 0.38888
20.5755 | 3904.033 | 0.39837 | 20.5755 | 3823.266 | 0.39013
20.6027 | 3889.237 | 0.39686 | 20.6027 | 3821.223 | 0.38992
20.63 | 3892.539 | 0.3972 | 20.63 | 3811.678 | 0.38895
20.6572 | 3895.678 | 0.39752 | 20.6572 | 3770.449 | 0.38474
20.6845 | 3876.479 | 0.39556 | 20.6845 | 3706.03 | 0.37817
20.7117 | 3845.223 | 0.39237 | 20.7117 | 3724.837 | 0.38009
20.739 | 3828.661 | 0.39068 | 20.739 | 3721.958 | 0.37979
20.7662 | 3852.457 | 0.39311 | 20.7662 | 3735.911 | 0.38122
20.7935 | 3886.49 | 0.39658 | 20.7935 | 3729.922 | 0.3806
20.8208 | 3891.769 | 0.39712 | 20.8208 | 3717.466 | 0.37933
20.848 | 3877.688 | 0.39568 | 20.848 | 3721.617 | 0.37976
20.8753 | 3862.455 | 0.39413 | 20.8753 | 3709.862 | 0.37856
20.9025 | 3855.323 | 0.3934 | 20.9025 | 3660.981 | 0.37357
20.9297 | 3852.634 | 0.39313 | 20.9297 | 3621.615 | 0.36955
20.957 | 3836.032 | 0.39143 | 20.957 | 3637.871 | 0.37121
20.9843 | 3791.545 | 0.38689 | 20.9843 | 3622.478 | 0.36964
21.0115 | 3736.632 | 0.38129 | 21.0115 | 3575.163 | 0.36481
21.0388 | 3713.456 | 0.37892 | 21.0388 | 3645.42 | 0.37198
21.066 | 3770.982 | 0.38479 | 21.066 | 3624.444 | 0.36984
21.0933 | 3812.568 | 0.38904 | 21.0933 | 3625.729 | 0.36997
21.1205 | 3815.179 | 0.3893 | 21.1205 | 3642.114 | 0.37164
21.1478 | 3795.059 | 0.38725 | 21.1478 | 3643.758 | 0.37181
21.175 | 3766.244 | 0.38431 | 21.175 | 3637.311 | 0.37115
21.2023 | 3734.677 | 0.38109 | 21.2023 | 3629.823 | 0.37039
21.2295 | 3718.337 | 0.37942 | 21.2295 | 3599.618 | 0.36731
21.2568 | 3750.417 | 0.3827 | 21.2568 | 3566.712 | 0.36395
21.284 | 3750.956 | 0.38275 | 21.284 | 3555.519 | 0.36281
21.3113 | 3646.109 | 0.37205 | 21.3113 | 3539.115 | 0.36113
21.3385 | 3656.355 | 0.3731 | 21.3385 | 3566.758 | 0.36395
21.3658 | 3718.321 | 0.37942 | 21.3658 | 3603.937 | 0.36775
21.393 | 3729.887 | 0.3806 | 21.393 | 3597.556 | 0.3671
21.4203 | 3712.194 | 0.3788 | 21.4203 | 3569.466 | 0.36423
21.4475 | 3696.266 | 0.37717 | 21.4475 | 3524.999 | 0.35969
21.4748 | 3674.763 | 0.37498 | 21.4748 | 3491.524 | 0.35628
21.5021 | 3648.624 | 0.37231 | 21.5021 | 3508.08 | 0.35797
21.5293 | 3648.476 | 0.37229 | 21.5293 | 3514.364 | 0.35861
21.5566 | 3675.254 | 0.37503 | 21.5566 | 3527.612 | 0.35996
21.5838 | 3666.254 | 0.37411 | 21.5838 | 3506.741 | 0.35783
21.6111 | 3644.355 | 0.37187 | 21.6111 | 3462.709 | 0.35334
21.6383 | 3611.737 | 0.36854 | 21.6383 | 3444.923 | 0.35152
21.6656 | 3606.569 | 0.36802 | 21.6656 | 3451.929 | 0.35224
21.6928 | 3615.706 | 0.36895 | 21.6928 | 3487.806 | 0.3559
21.7201 | 3603.44 | 0.3677 | 21.7201 | 3510.917 | 0.35826
21.7473 | 3595.99 | 0.36694 | 21.7473 | 3492.27 | 0.35635
21.7746 | 3630.997 | 0.37051 | 21.7746 | 3451.28 | 0.35217
21.8018 | 3664.145 | 0.37389 | 21.8018 | 3422.649 | 0.34925
21.8291 | 3621.077 | 0.3695 | 21.8291 | 3412.592 | 0.34822
21.8563 | 3581.611 | 0.36547 | 21.8563 | 3420.129 | 0.34899
21.8836 | 3584.16 | 0.36573 | 21.8836 | 3428.626 | 0.34986
21.9108 | 3545.955 | 0.36183 | 21.9108 | 3418.978 | 0.34888
21.9381 | 3511.858 | 0.35835 | 21.9381 | 3398.981 | 0.34683
21.9653 | 3533.213 | 0.36053 | 21.9653 | 3398.714 | 0.34681
21.9926 | 3554.903 | 0.36275 | 21.9926 | 3411.998 | 0.34816
22.0199 | 3550.049 | 0.36225 | 22.0199 | 3401.482 | 0.34709
22.0471 | 3536.852 | 0.3609 | 22.0471 | 3379.963 | 0.34489
22.0743 | 3527.538 | 0.35995 | 22.0743 | 3365.404 | 0.34341
22.1016 | 3512.376 | 0.35841 | 22.1016 | 3350.868 | 0.34193
22.1288 | 3487.63 | 0.35588 | 22.1288 | 3340.637 | 0.34088
22.1561 | 3464.482 | 0.35352 | 22.1561 | 3349.964 | 0.34183
22.1834 | 3453.683 | 0.35242 | 22.1834 | 3356.215 | 0.34247
22.2106 | 3460.73 | 0.35314 | 22.2106 | 3319.82 | 0.33876
22.2379 | 3475.58 | 0.35465 | 22.2379 | 3292.56 | 0.33598
22.2651 | 3484.992 | 0.35561 | 22.2651 | 3293.653 | 0.33609
22.2924 | 3483.214 | 0.35543 | 22.2924 | 3326.756 | 0.33946
22.3196 | 3470.812 | 0.35416 | 22.3196 | 3297.933 | 0.33652
22.3469 | 3453.54 | 0.3524 | 22.3469 | 3261.869 | 0.33284
22.3741 | 3436.111 | 0.35062 | 22.3741 | 3247.13 | 0.33134
22.4014 | 3424.621 | 0.34945 | 22.4014 | 3256.635 | 0.33231
22.4286 | 3426.949 | 0.34969 | 22.4286 | 3278.754 | 0.33457
22.4559 | 3442.158 | 0.35124 | 22.4559 | 3281.824 | 0.33488
22.4831 | 3452.061 | 0.35225 | 22.4831 | 3290.65 | 0.33578
22.5104 | 3439.822 | 0.351 | 22.5104 | 3289.579 | 0.33567
22.5376 | 3412.303 | 0.34819 | 22.5376 | 3208.581 | 0.32741
22.5649 | 3369.057 | 0.34378 | 22.5649 | 3227.858 | 0.32937
22.5921 | 3327.326 | 0.33952 | 22.5921 | 3277.924 | 0.33448
22.6194 | 3312.824 | 0.33804 | 22.6194 | 3236.17 | 0.33022
22.6467 | 3325.838 | 0.33937 | 22.6467 | 3171.437 | 0.32362
22.6739 | 3303.376 | 0.33708 | 22.6739 | 3164.831 | 0.32294
22.7011 | 3261.999 | 0.33286 | 22.7011 | 3170.561 | 0.32353
22.7284 | 3261.007 | 0.33276 | 22.7284 | 3168.419 | 0.32331
22.7557 | 3276.467 | 0.33433 | 22.7557 | 3142.178 | 0.32063
22.7829 | 3253.547 | 0.33199 | 22.7829 | 3109.972 | 0.31734
22.8102 | 3244.43 | 0.33106 | 22.8102 | 3140.52 | 0.32046
22.8374 | 3308.839 | 0.33764 | 22.8374 | 3157.314 | 0.32217
22.8647 | 3307.948 | 0.33755 | 22.8647 | 3160.885 | 0.32254
22.8919 | 3214.238 | 0.32798 | 22.8919 | 3178.725 | 0.32436
22.9192 | 3255.64 | 0.33221 | 22.9192 | 3138.661 | 0.32027
22.9464 | 3313.384 | 0.3381 | 22.9464 | 3124.973 | 0.31887
22.9737 | 3287.706 | 0.33548 | 22.9737 | 3117.693 | 0.31813
23.0009 | 3271.465 | 0.33382 | 23.0009 | 3103.786 | 0.31671
23.0282 | 3276.084 | 0.33429 | 23.0282 | 3067.693 | 0.31303
23.0554 | 3284.777 | 0.33518 | 23.0554 | 3053.506 | 0.31158
23.0827 | 3281.371 | 0.33483 | 23.0827 | 3073.412 | 0.31361
23.1099 | 3255.127 | 0.33216 | 23.1099 | 3101.082 | 0.31644
23.1372 | 3235.648 | 0.33017 | 23.1372 | 3099.177 | 0.31624
23.1644 | 3251.522 | 0.33179 | 23.1644 | 3065.62 | 0.31282
23.1917 | 3259.965 | 0.33265 | 23.1917 | 3044.04 | 0.31062
23.2189 | 3237.65 | 0.33037 | 23.2189 | 3031.487 | 0.30934
23.2462 | 3222.627 | 0.32884 | 23.2462 | 3023.124 | 0.30848
23.2735 | 3214.204 | 0.32798 | 23.2735 | 3016.905 | 0.30785
23.3007 | 3170.572 | 0.32353 | 23.3007 | 3005.272 | 0.30666
23.328 | 3124.387 | 0.31882 | 23.328 | 2997.079 | 0.30582
23.3552 | 3084.197 | 0.31471 | 23.3552 | 3005.049 | 0.30664
23.3825 | 3072.881 | 0.31356 | 23.3825 | 3000.491 | 0.30617
23.4097 | 3079.545 | 0.31424 | 23.4097 | 2992.094 | 0.30532
23.437 | 3091.037 | 0.31541 | 23.437 | 2981.996 | 0.30429
23.4642 | 3102.695 | 0.3166 | 23.4642 | 2973.354 | 0.3034
23.4915 | 3112.984 | 0.31765 | 23.4915 | 2962.096 | 0.30225
23.5187 | 3098.216 | 0.31614 | 23.5187 | 2947.334 | 0.30075
23.546 | 3059.267 | 0.31217 | 23.546 | 2947.884 | 0.3008
23.5732 | 3047.518 | 0.31097 | 23.5732 | 2968.909 | 0.30295
23.6005 | 3077.107 | 0.31399 | 23.6005 | 2973.134 | 0.30338
23.6277 | 3097.461 | 0.31607 | 23.6277 | 2950.814 | 0.3011
23.655 | 3085.793 | 0.31488 | 23.655 | 2936.078 | 0.2996
23.6822 | 3032.948 | 0.30948 | 23.6822 | 2934.175 | 0.29941
23.7095 | 2991.523 | 0.30526 | 23.7095 | 2921.958 | 0.29816
23.7367 | 2995.024 | 0.30561 | 23.7367 | 2890.068 | 0.2949
23.764 | 3016.635 | 0.30782 | 23.764 | 2875.36 | 0.2934
23.7912 | 3031.706 | 0.30936 | 23.7912 | 2885.481 | 0.29444
23.8185 | 3024.403 | 0.30861 | 23.8185 | 2884.326 | 0.29432
23.8457 | 3013.282 | 0.30748 | 23.8457 | 2889.631 | 0.29486
23.873 | 3014.498 | 0.3076 | 23.873 | 2917.877 | 0.29774
23.9002 | 3011.639 | 0.30731 | 23.9002 | 2905.655 | 0.2965
23.9275 | 3000.996 | 0.30622 | 23.9275 | 2861.784 | 0.29202
23.9548 | 3006.185 | 0.30675 | 23.9548 | 2841.972 | 0.29
23.982 | 3020.755 | 0.30824 | 23.982 | 2847.153 | 0.29053
24.0093 | 3005.026 | 0.30664 | 24.0093 | 2856.108 | 0.29144
24.0365 | 2968.722 | 0.30293 | 24.0365 | 2867.857 | 0.29264
24.0638 | 2963.449 | 0.30239 | 24.0638 | 2870.667 | 0.29293
24.091 | 2969.063 | 0.30297 | 24.091 | 2859.962 | 0.29183
24.1183 | 2953.17 | 0.30134 | 24.1183 | 2830.722 | 0.28885
24.1455 | 2940.993 | 0.3001 | 24.1455 | 2777.938 | 0.28346
24.1728 | 2941.567 | 0.30016 | 24.1728 | 2793.446 | 0.28505
24.2 | 2931.672 | 0.29915 | 24.2 | 2840.824 | 0.28988
24.2273 | 2909.008 | 0.29684 | 24.2273 | 2858.19 | 0.29165
24.2545 | 2874.205 | 0.29329 | 24.2545 | 2823.311 | 0.28809
24.2818 | 2858.164 | 0.29165 | 24.2818 | 2776.645 | 0.28333
24.309 | 2874.104 | 0.29328 | 24.309 | 2775.092 | 0.28317
24.3363 | 2896.172 | 0.29553 | 24.3363 | 2786.022 | 0.28429
24.3635 | 2912.629 | 0.29721 | 24.3635 | 2798.926 | 0.2856
24.3908 | 2915.411 | 0.29749 | 24.3908 | 2800.843 | 0.2858
24.4181 | 2902.239 | 0.29615 | 24.4181 | 2780.048 | 0.28368
24.4453 | 2873.756 | 0.29324 | 24.4453 | 2763.82 | 0.28202
24.4725 | 2833.727 | 0.28916 | 24.4725 | 2759.203 | 0.28155
24.4998 | 2797.686 | 0.28548 | 24.4998 | 2736.524 | 0.27924
24.5271 | 2792.606 | 0.28496 | 24.5271 | 2717.358 | 0.27728
24.5543 | 2818.544 | 0.28761 | 24.5543 | 2739.542 | 0.27955
24.5816 | 2812.878 | 0.28703 | 24.5816 | 2757.758 | 0.2814
24.6088 | 2794.739 | 0.28518 | 24.6088 | 2740.397 | 0.27963
24.6361 | 2810.505 | 0.28679 | 24.6361 | 2706.605 | 0.27618
24.6633 | 2821.433 | 0.2879 | 24.6633 | 2662.842 | 0.27172
24.6906 | 2821.69 | 0.28793 | 24.6906 | 2647.524 | 0.27016
24.7178 | 2813.369 | 0.28708 | 24.7178 | 2686.181 | 0.2741
24.7451 | 2802.875 | 0.28601 | 24.7451 | 2729.954 | 0.27857
24.7723 | 2801.328 | 0.28585 | 24.7723 | 2744.427 | 0.28004
24.7996 | 2799.384 | 0.28565 | 24.7996 | 2742.812 | 0.27988
24.8268 | 2794.533 | 0.28516 | 24.8268 | 2725.911 | 0.27815
24.8541 | 2785.599 | 0.28424 | 24.8541 | 2702.287 | 0.27574
24.8813 | 2774.301 | 0.28309 | 24.8813 | 2695.441 | 0.27504
24.9086 | 2761.031 | 0.28174 | 24.9086 | 2703.814 | 0.2759
24.9358 | 2754.937 | 0.28112 | 24.9358 | 2696.461 | 0.27515
24.9631 | 2760.982 | 0.28173 | 24.9631 | 2666.075 | 0.27205
24.9903 | 2757.786 | 0.28141 | 24.9903 | 2651.725 | 0.27058
25.0176 | 2737.475 | 0.27933 | 25.0176 | 2661.66 | 0.2716
25.0449 | 2714.882 | 0.27703 | 25.0449 | 2656.126 | 0.27103
25.0721 | 2698.008 | 0.27531 | 25.0721 | 2636.294 | 0.26901
25.0994 | 2688.559 | 0.27434 | 25.0994 | 2637.858 | 0.26917
25.1266 | 2695.108 | 0.27501 | 25.1266 | 2640.94 | 0.26948
25.1539 | 2724.396 | 0.278 | 25.1539 | 2614.95 | 0.26683
25.1811 | 2737.456 | 0.27933 | 25.1811 | 2588.862 | 0.26417
25.2084 | 2709.495 | 0.27648 | 25.2084 | 2586.483 | 0.26393
25.2356 | 2665.321 | 0.27197 | 25.2356 | 2600.52 | 0.26536
25.2629 | 2626.999 | 0.26806 | 25.2629 | 2624.306 | 0.26779
25.2901 | 2609.68 | 0.26629 | 25.2901 | 2612.471 | 0.26658
25.3174 | 2618.756 | 0.26722 | 25.3174 | 2539.43 | 0.25913
25.3446 | 2649.007 | 0.27031 | 25.3446 | 2465.383 | 0.25157
25.3719 | 2651.345 | 0.27055 | 25.3719 | 2490.817 | 0.25416
25.3991 | 2615.41 | 0.26688 | 25.3991 | 2520.164 | 0.25716
25.4264 | 2598.473 | 0.26515 | 25.4264 | 2539.605 | 0.25914
25.4536 | 2611.78 | 0.26651 | 25.4536 | 2557.952 | 0.26102
25.4809 | 2638.893 | 0.26927 | 25.4809 | 2540.132 | 0.2592
25.5081 | 2644.222 | 0.26982 | 25.5081 | 2531.334 | 0.2583
25.5354 | 2603.901 | 0.2657 | 25.5354 | 2533.152 | 0.25848
25.5626 | 2582.338 | 0.2635 | 25.5626 | 2525.129 | 0.25767
25.5899 | 2601.387 | 0.26545 | 25.5899 | 2515.395 | 0.25667
25.6171 | 2617.748 | 0.26712 | 25.6171 | 2491.1 | 0.25419
25.6444 | 2613.969 | 0.26673 | 25.6444 | 2468.31 | 0.25187
25.6716 | 2591.076 | 0.2644 | 25.6716 | 2484.983 | 0.25357
25.6989 | 2573.834 | 0.26264 | 25.6989 | 2519.798 | 0.25712
25.7262 | 2580.554 | 0.26332 | 25.7262 | 2523.834 | 0.25753
25.7534 | 2585.714 | 0.26385 | 25.7534 | 2499.461 | 0.25505
25.7807 | 2573.353 | 0.26259 | 25.7807 | 2479.987 | 0.25306
25.8079 | 2559.021 | 0.26112 | 25.8079 | 2476.542 | 0.25271
25.8352 | 2547.93 | 0.25999 | 25.8352 | 2478.444 | 0.2529
25.8624 | 2536.836 | 0.25886 | 25.8624 | 2467.389 | 0.25177
25.8897 | 2517.607 | 0.2569 | 25.8897 | 2436.88 | 0.24866
25.9169 | 2482.877 | 0.25335 | 25.9169 | 2420.379 | 0.24698
25.9442 | 2461.035 | 0.25113 | 25.9442 | 2437.841 | 0.24876
25.9714 | 2467.176 | 0.25175 | 25.9714 | 2438.292 | 0.24881
25.9987 | 2467.588 | 0.25179 | 25.9987 | 2408.691 | 0.24578
26.0259 | 2467.123 | 0.25175 | 26.0259 | 2396.707 | 0.24456
26.0532 | 2486.646 | 0.25374 | 26.0532 | 2395.357 | 0.24442
26.0804 | 2510.763 | 0.2562 | 26.0804 | 2373.118 | 0.24215
26.1077 | 2528.094 | 0.25797 | 26.1077 | 2356.261 | 0.24043
26.1349 | 2501.776 | 0.25528 | 26.1349 | 2363.67 | 0.24119
26.1622 | 2437.045 | 0.24868 | 26.1622 | 2384.219 | 0.24329
26.1895 | 2402.211 | 0.24512 | 26.1895 | 2413.915 | 0.24632
26.2167 | 2389.186 | 0.24379 | 26.2167 | 2400.253 | 0.24492
26.244 | 2400.27 | 0.24493 | 26.244 | 2382.519 | 0.24311
26.2712 | 2419.863 | 0.24692 | 26.2712 | 2368.844 | 0.24172
26.2985 | 2440.895 | 0.24907 | 26.2985 | 2372.761 | 0.24212
26.3257 | 2445.726 | 0.24956 | 26.3257 | 2353.083 | 0.24011
26.353 | 2433.47 | 0.24831 | 26.353 | 2330.929 | 0.23785
26.3802 | 2399.963 | 0.24489 | 26.3802 | 2328.265 | 0.23758
26.4075 | 2366.714 | 0.2415 | 26.4075 | 2333.623 | 0.23812
26.4347 | 2351.205 | 0.23992 | 26.4347 | 2343.699 | 0.23915
26.462 | 2360.994 | 0.24092 | 26.462 | 2335.906 | 0.23836
26.4892 | 2382.534 | 0.24312 | 26.4892 | 2298.47 | 0.23454
26.5165 | 2378.816 | 0.24274 | 26.5165 | 2286.663 | 0.23333
26.5437 | 2355.004 | 0.24031 | 26.5437 | 2312.774 | 0.236
26.571 | 2344.497 | 0.23923 | 26.571 | 2321.861 | 0.23692
26.5982 | 2347.401 | 0.23953 | 26.5982 | 2307.095 | 0.23542
26.6255 | 2353.834 | 0.24019 | 26.6255 | 2311.113 | 0.23583
26.6527 | 2361.052 | 0.24092 | 26.6527 | 2320.699 | 0.23681
26.68 | 2368.539 | 0.24169 | 26.68 | 2306.667 | 0.23537
26.7072 | 2374.288 | 0.24227 | 26.7072 | 2285.78 | 0.23324
26.7345 | 2369.943 | 0.24183 | 26.7345 | 2270.3 | 0.23166
26.7617 | 2336.872 | 0.23846 | 26.7617 | 2267.778 | 0.23141
26.789 | 2309.828 | 0.2357 | 26.789 | 2272.789 | 0.23192
26.8163 | 2323.782 | 0.23712 | 26.8163 | 2280.604 | 0.23271
26.8435 | 2339.992 | 0.23877 | 26.8435 | 2291.108 | 0.23379
26.8708 | 2336.615 | 0.23843 | 26.8708 | 2277.845 | 0.23243
26.898 | 2327.129 | 0.23746 | 26.898 | 2241.783 | 0.22875
26.9253 | 2316.956 | 0.23642 | 26.9253 | 2212.485 | 0.22576
26.9525 | 2304.369 | 0.23514 | 26.9525 | 2196.615 | 0.22414
26.9798 | 2295.734 | 0.23426 | 26.9798 | 2209.368 | 0.22545
27.007 | 2294.428 | 0.23413 | 27.007 | 2234.352 | 0.228
27.0343 | 2287.976 | 0.23347 | 27.0343 | 2249.369 | 0.22953
27.0615 | 2269.122 | 0.23154 | 27.0615 | 2235.314 | 0.22809
27.0888 | 2231.167 | 0.22767 | 27.0888 | 2212.348 | 0.22575
27.116 | 2211.097 | 0.22562 | 27.116 | 2224.107 | 0.22695
27.1433 | 2247.685 | 0.22936 | 27.1433 | 2231.904 | 0.22775
27.1705 | 2269.415 | 0.23157 | 27.1705 | 2199.188 | 0.22441
27.1978 | 2241.895 | 0.22876 | 27.1978 | 2165.485 | 0.22097
27.225 | 2235.051 | 0.22807 | 27.225 | 2152.776 | 0.21967
27.2523 | 2244.669 | 0.22905 | 27.2523 | 2150.67 | 0.21946
27.2795 | 2213.533 | 0.22587 | 27.2795 | 2161.242 | 0.22053
27.3068 | 2173.373 | 0.22177 | 27.3068 | 2178.634 | 0.22231
27.334 | 2172.242 | 0.22166 | 27.334 | 2173.115 | 0.22175
27.3613 | 2183.634 | 0.22282 | 27.3613 | 2144.065 | 0.21878
27.3885 | 2181.402 | 0.22259 | 27.3885 | 2126.476 | 0.21699
27.4158 | 2169.738 | 0.2214 | 27.4158 | 2124.97 | 0.21683
27.443 | 2161.006 | 0.22051 | 27.443 | 2123.86 | 0.21672
27.4703 | 2165.901 | 0.22101 | 27.4703 | 2123.375 | 0.21667
27.4976 | 2178.38 | 0.22228 | 27.4976 | 2139.83 | 0.21835
27.5248 | 2182.406 | 0.22269 | 27.5248 | 2151.96 | 0.21959
27.5521 | 2166.271 | 0.22105 | 27.5521 | 2134.829 | 0.21784
27.5793 | 2136.412 | 0.218 | 27.5793 | 2109.887 | 0.21529
27.6066 | 2121.819 | 0.21651 | 27.6066 | 2091.25 | 0.21339
27.6338 | 2126.803 | 0.21702 | 27.6338 | 2073.246 | 0.21156
27.6611 | 2128.813 | 0.21723 | 27.6611 | 2067.214 | 0.21094
27.6883 | 2129.322 | 0.21728 | 27.6883 | 2086.075 | 0.21286
27.7156 | 2133.632 | 0.21772 | 27.7156 | 2108.611 | 0.21516
27.7428 | 2117.864 | 0.21611 | 27.7428 | 2101.712 | 0.21446
27.7701 | 2080.466 | 0.21229 | 27.7701 | 2084.721 | 0.21273
27.7973 | 2080.346 | 0.21228 | 27.7973 | 2085.659 | 0.21282
27.8246 | 2113.461 | 0.21566 | 27.8246 | 2074.551 | 0.21169
27.8518 | 2124.307 | 0.21677 | 27.8518 | 2060.005 | 0.2102
27.8791 | 2105.486 | 0.21485 | 27.8791 | 2084.406 | 0.21269
27.9063 | 2063.598 | 0.21057 | 27.9063 | 2087.286 | 0.21299
27.9336 | 2041.501 | 0.20832 | 27.9336 | 2040.832 | 0.20825
27.9608 | 2050.231 | 0.20921 | 27.9608 | 2009.237 | 0.20502
27.9881 | 2067.962 | 0.21102 | 27.9881 | 2005.963 | 0.20469
28.0154 | 2078.094 | 0.21205 | 28.0154 | 2010.379 | 0.20514
28.0426 | 2065.864 | 0.2108 | 28.0426 | 2019.312 | 0.20605
28.0698 | 2061.27 | 0.21033 | 28.0698 | 2032.607 | 0.20741
28.0971 | 2072.805 | 0.21151 | 28.0971 | 2031.194 | 0.20726
28.1244 | 2068.048 | 0.21103 | 28.1244 | 2003.446 | 0.20443
28.1516 | 2054.562 | 0.20965 | 28.1516 | 1989.186 | 0.20298
28.1789 | 2057.347 | 0.20993 | 28.1789 | 1991.552 | 0.20322
28.2061 | 2052.751 | 0.20946 | 28.2061 | 1979.558 | 0.202
28.2334 | 2025.936 | 0.20673 | 28.2334 | 1957.682 | 0.19976
28.2606 | 2011.117 | 0.20522 | 28.2606 | 1970.982 | 0.20112
28.2879 | 2006.69 | 0.20476 | 28.2879 | 1987.914 | 0.20285
28.3151 | 1976.125 | 0.20165 | 28.3151 | 1988.753 | 0.20293
28.3424 | 1948.997 | 0.19888 | 28.3424 | 1982.479 | 0.20229
28.3696 | 1965.349 | 0.20055 | 28.3696 | 1976.683 | 0.2017
28.3969 | 1987.531 | 0.20281 | 28.3969 | 1963.627 | 0.20037
28.4241 | 1984.247 | 0.20247 | 28.4241 | 1959.825 | 0.19998
28.4514 | 1971.058 | 0.20113 | 28.4514 | 1965.964 | 0.20061
28.4786 | 1953.783 | 0.19937 | 28.4786 | 1947.11 | 0.19868
28.5059 | 1929.27 | 0.19686 | 28.5059 | 1931.433 | 0.19709
28.5331 | 1916.503 | 0.19556 | 28.5331 | 1935.975 | 0.19755
28.5604 | 1937.304 | 0.19768 | 28.5604 | 1953.637 | 0.19935
28.5877 | 1963.589 | 0.20037 | 28.5877 | 1959.402 | 0.19994
28.6149 | 1972.318 | 0.20126 | 28.6149 | 1939.198 | 0.19788
28.6422 | 1959.635 | 0.19996 | 28.6422 | 1917.549 | 0.19567
28.6694 | 1929.793 | 0.19692 | 28.6694 | 1895.515 | 0.19342
28.6967 | 1902.52 | 0.19413 | 28.6967 | 1886.418 | 0.19249
28.7239 | 1880.164 | 0.19185 | 28.7239 | 1864.002 | 0.1902
28.7512 | 1871.883 | 0.19101 | 28.7512 | 1893.702 | 0.19323
28.7784 | 1888.247 | 0.19268 | 28.7784 | 1903.091 | 0.19419
28.8057 | 1942.266 | 0.19819 | 28.8057 | 1900.927 | 0.19397
28.8329 | 1934.474 | 0.1974 | 28.8329 | 1861.085 | 0.18991
28.8602 | 1890.713 | 0.19293 | 28.8602 | 1861.561 | 0.18996
28.8874 | 1874.002 | 0.19122 | 28.8874 | 1878.919 | 0.19173
28.9147 | 1876.437 | 0.19147 | 28.9147 | 1878.158 | 0.19165
28.9419 | 1924.224 | 0.19635 | 28.9419 | 1850.711 | 0.18885
28.9692 | 1950.098 | 0.19899 | 28.9692 | 1851.482 | 0.18893
28.9964 | 1948.755 | 0.19885 | 28.9964 | 1818.234 | 0.18553
29.0237 | 1921.616 | 0.19608 | 29.0237 | 1846.606 | 0.18843
29.0509 | 1888.266 | 0.19268 | 29.0509 | 1838.211 | 0.18757
29.0782 | 1867.493 | 0.19056 | 29.0782 | 1826.564 | 0.18638
29.1054 | 1858.229 | 0.18962 | 29.1054 | 1811.636 | 0.18486
29.1327 | 1859.742 | 0.18977 | 29.1327 | 1839.172 | 0.18767
29.1599 | 1857.357 | 0.18953 | 29.1599 | 1843.876 | 0.18815
29.1872 | 1850.447 | 0.18882 | 29.1872 | 1842.095 | 0.18797
29.2144 | 1844.233 | 0.18819 | 29.2144 | 1823.693 | 0.18609
29.2417 | 1845.663 | 0.18833 | 29.2417 | 1806.438 | 0.18433
29.269 | 1852.992 | 0.18908 | 29.269 | 1829.611 | 0.18669
29.2962 | 1847.663 | 0.18854 | 29.2962 | 1847.487 | 0.18852
29.3235 | 1827.112 | 0.18644 | 29.3235 | 1836.746 | 0.18742
29.3507 | 1803.33 | 0.18401 | 29.3507 | 1816.593 | 0.18537
29.378 | 1787.434 | 0.18239 | 29.378 | 1795.851 | 0.18325
29.4052 | 1785.303 | 0.18217 | 29.4052 | 1779.373 | 0.18157
29.4325 | 1792.092 | 0.18287 | 29.4325 | 1764.249 | 0.18003
29.4597 | 1795.044 | 0.18317 | 29.4597 | 1762.645 | 0.17986
29.487 | 1773.593 | 0.18098 | 29.487 | 1775.532 | 0.18118
29.5142 | 1753.729 | 0.17895 | 29.5142 | 1776.638 | 0.18129
29.5415 | 1788.057 | 0.18245 | 29.5415 | 1761.536 | 0.17975
29.5687 | 1830.738 | 0.18681 | 29.5687 | 1777.577 | 0.18139
29.596 | 1830.728 | 0.18681 | 29.596 | 1754.217 | 0.179
29.6232 | 1808.125 | 0.1845 | 29.6232 | 1730.669 | 0.1766
29.6505 | 1768.995 | 0.18051 | 29.6505 | 1758.451 | 0.17943
29.6777 | 1768.47 | 0.18046 | 29.6777 | 1783.64 | 0.182
29.705 | 1778.555 | 0.18149 | 29.705 | 1758.121 | 0.1794
29.7322 | 1743.194 | 0.17788 | 29.7322 | 1728.542 | 0.17638
29.7595 | 1716.296 | 0.17513 | 29.7595 | 1742.151 | 0.17777
29.7868 | 1721.795 | 0.17569 | 29.7868 | 1777.507 | 0.18138
29.814 | 1730.938 | 0.17663 | 29.814 | 1767.838 | 0.18039
29.8412 | 1733.785 | 0.17692 | 29.8412 | 1704.705 | 0.17395
29.8685 | 1709.726 | 0.17446 | 29.8685 | 1694.328 | 0.17289
29.8958 | 1689.833 | 0.17243 | 29.8958 | 1703.676 | 0.17384
29.923 | 1694.453 | 0.1729 | 29.923 | 1711.188 | 0.17461
29.9503 | 1699.281 | 0.1734 | 29.9503 | 1705.269 | 0.17401
29.9775 | 1704.23 | 0.1739 | 29.9775 | 1692.844 | 0.17274
30.0048 | 1716.832 | 0.17519 | 30.0048 | 1672.873 | 0.1707
30.032 | 1712.392 | 0.17473 | 30.032 | 1660.453 | 0.16943
30.0593 | 1678.677 | 0.17129 | 30.0593 | 1689.487 | 0.1724
30.0865 | 1671.32 | 0.17054 | 30.0865 | 1706.267 | 0.17411
30.1138 | 1688.362 | 0.17228 | 30.1138 | 1686.422 | 0.17208
30.141 | 1680.437 | 0.17147 | 30.141 | 1653.869 | 0.16876
30.1683 | 1658.071 | 0.16919 | 30.1683 | 1630.998 | 0.16643
30.1955 | 1645.063 | 0.16786 | 30.1955 | 1625.29 | 0.16585
30.2228 | 1651.057 | 0.16848 | 30.2228 | 1641.828 | 0.16753
30.25 | 1670.833 | 0.17049 | 30.25 | 1644.132 | 0.16777
30.2773 | 1644.524 | 0.16781 | 30.2773 | 1629.865 | 0.16631
30.3045 | 1599.838 | 0.16325 | 30.3045 | 1628.663 | 0.16619
30.3318 | 1618.269 | 0.16513 | 30.3318 | 1617.146 | 0.16501
30.359 | 1652.942 | 0.16867 | 30.359 | 1590.976 | 0.16234
30.3863 | 1644.348 | 0.16779 | 30.3863 | 1595.141 | 0.16277
30.4136 | 1634.851 | 0.16682 | 30.4136 | 1620.898 | 0.1654
30.4408 | 1641.584 | 0.16751 | 30.4408 | 1612.918 | 0.16458
30.4681 | 1627.476 | 0.16607 | 30.4681 | 1598.562 | 0.16312
30.4953 | 1602.642 | 0.16353 | 30.4953 | 1597.401 | 0.163
30.5226 | 1600.963 | 0.16336 | 30.5226 | 1589.29 | 0.16217
30.5498 | 1625.624 | 0.16588 | 30.5498 | 1579.942 | 0.16122
30.5771 | 1665.485 | 0.16995 | 30.5771 | 1545.844 | 0.15774
30.6043 | 1664.653 | 0.16986 | 30.6043 | 1548.677 | 0.15803
30.6316 | 1634.667 | 0.1668 | 30.6316 | 1603.432 | 0.16362
30.6588 | 1607.208 | 0.164 | 30.6588 | 1550.485 | 0.15821
30.6861 | 1578.554 | 0.16108 | 30.6861 | 1603.053 | 0.16358
30.7133 | 1544.92 | 0.15764 | 30.7133 | 1594.204 | 0.16267
30.7406 | 1534.789 | 0.15661 | 30.7406 | 1574.95 | 0.16071
30.7678 | 1548.144 | 0.15797 | 30.7678 | 1570.598 | 0.16027
30.7951 | 1576.753 | 0.16089 | 30.7951 | 1556.485 | 0.15882
30.8223 | 1600.2 | 0.16329 | 30.8223 | 1553.735 | 0.15854
30.8496 | 1595.877 | 0.16284 | 30.8496 | 1553.576 | 0.15853
30.8768 | 1591.453 | 0.16239 | 30.8768 | 1537.757 | 0.15691
30.9041 | 1587.431 | 0.16198 | 30.9041 | 1529.301 | 0.15605
30.9313 | 1572.356 | 0.16044 | 30.9313 | 1545.091 | 0.15766
30.9586 | 1559.292 | 0.15911 | 30.9586 | 1564.633 | 0.15966
30.9858 | 1559.741 | 0.15916 | 30.9858 | 1558.841 | 0.15907
31.0131 | 1562.918 | 0.15948 | 31.0131 | 1549.619 | 0.15812
31.0404 | 1559.314 | 0.15911 | 31.0404 | 1551.505 | 0.15832
31.0676 | 1529.417 | 0.15606 | 31.0676 | 1555.132 | 0.15869
31.0949 | 1494.997 | 0.15255 | 31.0949 | 1558.58 | 0.15904
31.1221 | 1496.772 | 0.15273 | 31.1221 | 1567.691 | 0.15997
31.1494 | 1522.425 | 0.15535 | 31.1494 | 1546.094 | 0.15776
31.1766 | 1550.352 | 0.1582 | 31.1766 | 1538.474 | 0.15699
31.2039 | 1550.967 | 0.15826 | 31.2039 | 1547.334 | 0.15789
31.2311 | 1528.486 | 0.15597 | 31.2311 | 1510.426 | 0.15413
31.2584 | 1513.396 | 0.15443 | 31.2584 | 1509.01 | 0.15398
31.2856 | 1504.733 | 0.15354 | 31.2856 | 1497.358 | 0.15279
31.3129 | 1495.919 | 0.15264 | 31.3129 | 1462.223 | 0.14921
31.3401 | 1488.59 | 0.1519 | 31.3401 | 1457.814 | 0.14876
31.3674 | 1479.514 | 0.15097 | 31.3674 | 1448.245 | 0.14778
31.3946 | 1456.269 | 0.1486 | 31.3946 | 1468.005 | 0.1498
31.4219 | 1438.757 | 0.14681 | 31.4219 | 1478.43 | 0.15086
31.4491 | 1474.636 | 0.15047 | 31.4491 | 1462.372 | 0.14922
31.4764 | 1495.002 | 0.15255 | 31.4764 | 1459.045 | 0.14888
31.5036 | 1481.869 | 0.15121 | 31.5036 | 1494.079 | 0.15246
31.5309 | 1471.639 | 0.15017 | 31.5309 | 1504.682 | 0.15354
31.5582 | 1467.253 | 0.14972 | 31.5582 | 1488.516 | 0.15189
31.5854 | 1471.871 | 0.15019 | 31.5854 | 1462.748 | 0.14926
31.6126 | 1466.328 | 0.14963 | 31.6126 | 1442.595 | 0.1472
31.6399 | 1446.751 | 0.14763 | 31.6399 | 1431.11 | 0.14603
31.6672 | 1449.444 | 0.1479 | 31.6672 | 1446.958 | 0.14765
31.6944 | 1460.95 | 0.14908 | 31.6944 | 1449.753 | 0.14793
31.7217 | 1457.221 | 0.1487 | 31.7217 | 1443.167 | 0.14726
31.7489 | 1452.461 | 0.14821 | 31.7489 | 1419.196 | 0.14482
31.7762 | 1453.206 | 0.14829 | 31.7762 | 1391.08 | 0.14195
31.8034 | 1436.364 | 0.14657 | 31.8034 | 1424.629 | 0.14537
31.8307 | 1419.719 | 0.14487 | 31.8307 | 1457.865 | 0.14876
31.8579 | 1440.984 | 0.14704 | 31.8579 | 1430.897 | 0.14601
31.8852 | 1460.531 | 0.14903 | 31.8852 | 1412.583 | 0.14414
31.9124 | 1452.969 | 0.14826 | 31.9124 | 1403.633 | 0.14323
31.9397 | 1423.869 | 0.14529 | 31.9397 | 1402.562 | 0.14312
31.9669 | 1391.777 | 0.14202 | 31.9669 | 1380.34 | 0.14085
31.9942 | 1377.688 | 0.14058 | 31.9942 | 1366.611 | 0.13945
32.0214 | 1390.5 | 0.14189 | 32.0214 | 1383.9 | 0.14121
32.0487 | 1424.922 | 0.1454 | 32.0487 | 1385.675 | 0.1414
32.0759 | 1436.657 | 0.1466 | 32.0759 | 1393.08 | 0.14215
32.1032 | 1406.916 | 0.14356 | 32.1032 | 1374.4 | 0.14024
32.1304 | 1358.151 | 0.13859 | 32.1304 | 1382.25 | 0.14105
32.1577 | 1325.598 | 0.13527 | 32.1577 | 1382.991 | 0.14112
32.185 | 1340.744 | 0.13681 | 32.185 | 1366.906 | 0.13948
32.2122 | 1360.372 | 0.13881 | 32.2122 | 1373.317 | 0.14013
32.2394 | 1363.341 | 0.13912 | 32.2394 | 1392.963 | 0.14214
32.2667 | 1367.919 | 0.13958 | 32.2667 | 1394.382 | 0.14228
32.294 | 1369.828 | 0.13978 | 32.294 | 1379.595 | 0.14078
32.3212 | 1355.041 | 0.13827 | 32.3212 | 1353.824 | 0.13815
32.3485 | 1338.672 | 0.1366 | 32.3485 | 1350.233 | 0.13778
32.3757 | 1327.147 | 0.13542 | 32.3757 | 1379.439 | 0.14076
32.403 | 1325.592 | 0.13526 | 32.403 | 1356.23 | 0.13839
32.4302 | 1324.016 | 0.1351 | 32.4302 | 1334.203 | 0.13614
32.4575 | 1307.492 | 0.13342 | 32.4575 | 1342.299 | 0.13697
32.4847 | 1313.4 | 0.13402 | 32.4847 | 1357.566 | 0.13853
32.512 | 1346.671 | 0.13742 | 32.512 | 1351.818 | 0.13794
32.5392 | 1348.712 | 0.13762 | 32.5392 | 1322.635 | 0.13496
32.5665 | 1330.458 | 0.13576 | 32.5665 | 1290.962 | 0.13173
32.5937 | 1303.346 | 0.13299 | 32.5937 | 1322.287 | 0.13493
32.621 | 1302.887 | 0.13295 | 32.621 | 1312.006 | 0.13388
32.6482 | 1323.93 | 0.13509 | 32.6482 | 1301.035 | 0.13276
32.6755 | 1296.248 | 0.13227 | 32.6755 | 1325.799 | 0.13529
32.7027 | 1266.739 | 0.12926 | 32.7027 | 1320.48 | 0.13474
32.73 | 1289.336 | 0.13156 | 32.73 | 1294.609 | 0.1321
32.7572 | 1311.336 | 0.13381 | 32.7572 | 1282.977 | 0.13092
32.7845 | 1308.866 | 0.13356 | 32.7845 | 1291.653 | 0.1318
32.8118 | 1283.593 | 0.13098 | 32.8118 | 1285.859 | 0.13121
32.839 | 1265.151 | 0.1291 | 32.839 | 1304.441 | 0.13311
32.8663 | 1284.291 | 0.13105 | 32.8663 | 1293.827 | 0.13202
32.8935 | 1287.945 | 0.13142 | 32.8935 | 1273.115 | 0.12991
32.9208 | 1264.792 | 0.12906 | 32.9208 | 1279.556 | 0.13057
32.948 | 1263.687 | 0.12895 | 32.948 | 1284.413 | 0.13106
32.9753 | 1282.214 | 0.13084 | 32.9753 | 1281.888 | 0.1308
33.0025 | 1295.333 | 0.13218 | 33.0025 | 1256.265 | 0.12819
33.0298 | 1290.823 | 0.13172 | 33.0298 | 1246.158 | 0.12716
33.057 | 1269.701 | 0.12956 | 33.057 | 1289.12 | 0.13154
33.0843 | 1269.092 | 0.1295 | 33.0843 | 1273.828 | 0.12998
33.1115 | 1285.408 | 0.13116 | 33.1115 | 1261.718 | 0.12875
33.1388 | 1286.525 | 0.13128 | 33.1388 | 1283.398 | 0.13096
33.166 | 1292.183 | 0.13186 | 33.166 | 1239.067 | 0.12644
33.1933 | 1309.578 | 0.13363 | 33.1933 | 1240.239 | 0.12656
33.2205 | 1299.11 | 0.13256 | 33.2205 | 1242.264 | 0.12676
33.2478 | 1269.072 | 0.1295 | 33.2478 | 1254.766 | 0.12804
33.275 | 1247.399 | 0.12729 | 33.275 | 1220.73 | 0.12456
33.3023 | 1235.206 | 0.12604 | 33.3023 | 1230.226 | 0.12553
33.3295 | 1235.945 | 0.12612 | 33.3295 | 1220.97 | 0.12459
33.3568 | 1226.619 | 0.12517 | 33.3568 | 1225.767 | 0.12508
33.3841 | 1218.071 | 0.12429 | 33.3841 | 1217.852 | 0.12427
33.4113 | 1226.289 | 0.12513 | 33.4113 | 1201.32 | 0.12258
33.4385 | 1223.71 | 0.12487 | 33.4385 | 1207.879 | 0.12325
33.4658 | 1206.107 | 0.12307 | 33.4658 | 1189.639 | 0.12139
33.4931 | 1208.392 | 0.12331 | 33.4931 | 1195.375 | 0.12198
33.5203 | 1220.743 | 0.12457 | 33.5203 | 1215.564 | 0.12404
33.5476 | 1225.238 | 0.12502 | 33.5476 | 1194.907 | 0.12193
33.5748 | 1215.976 | 0.12408 | 33.5748 | 1186.576 | 0.12108
33.6021 | 1191.055 | 0.12154 | 33.6021 | 1183.64 | 0.12078
33.6293 | 1154.311 | 0.11779 | 33.6293 | 1173.338 | 0.11973
33.6566 | 1133.455 | 0.11566 | 33.6566 | 1185.474 | 0.12097
33.6838 | 1152.767 | 0.11763 | 33.6838 | 1192.734 | 0.12171
33.7111 | 1180.253 | 0.12043 | 33.7111 | 1148.883 | 0.11723
33.7383 | 1195.296 | 0.12197 | 33.7383 | 1173.584 | 0.11975
33.7656 | 1198.828 | 0.12233 | 33.7656 | 1155.038 | 0.11786
33.7928 | 1185.793 | 0.121 | 33.7928 | 1186.324 | 0.12105
33.8201 | 1157.102 | 0.11807 | 33.8201 | 1205.201 | 0.12298
33.8473 | 1131.889 | 0.1155 | 33.8473 | 1177.924 | 0.1202
33.8746 | 1125.606 | 0.11486 | 33.8746 | 1142.788 | 0.11661
33.9018 | 1133.86 | 0.1157 | 33.9018 | 1114.312 | 0.11371
33.9291 | 1146.589 | 0.117 | 33.9291 | 1153.164 | 0.11767
33.9564 | 1146.5 | 0.11699 | 33.9564 | 1159.453 | 0.11831
33.9836 | 1135.742 | 0.11589 | 33.9836 | 1142.67 | 0.1166
34.0108 | 1113.232 | 0.1136 | 34.0108 | 1146.907 | 0.11703
34.0381 | 1112.94 | 0.11357 | 34.0381 | 1142.578 | 0.11659
34.0654 | 1124.798 | 0.11478 | 34.0654 | 1136.03 | 0.11592
34.0926 | 1129.473 | 0.11525 | 34.0926 | 1158.592 | 0.11822
34.1199 | 1127.431 | 0.11504 | 34.1199 | 1147.775 | 0.11712
34.1471 | 1120.599 | 0.11435 | 34.1471 | 1125.459 | 0.11484
34.1744 | 1127.309 | 0.11503 | 34.1744 | 1114.673 | 0.11374
34.2016 | 1132.284 | 0.11554 | 34.2016 | 1094.506 | 0.11168
34.2289 | 1120.44 | 0.11433 | 34.2289 | 1108.847 | 0.11315
34.2561 | 1105.21 | 0.11278 | 34.2561 | 1124.413 | 0.11474
34.2834 | 1092.933 | 0.11152 | 34.2834 | 1129.83 | 0.11529
34.3106 | 1100.571 | 0.1123 | 34.3106 | 1116.12 | 0.11389
34.3379 | 1118.789 | 0.11416 | 34.3379 | 1096.268 | 0.11186
34.3651 | 1135.924 | 0.11591 | 34.3651 | 1085.08 | 0.11072
34.3924 | 1126.842 | 0.11498 | 34.3924 | 1104.089 | 0.11266
34.4196 | 1098.663 | 0.11211 | 34.4196 | 1118.693 | 0.11415
34.4469 | 1091.849 | 0.11141 | 34.4469 | 1110.441 | 0.11331
34.4741 | 1095.32 | 0.11177 | 34.4741 | 1110.977 | 0.11337
34.5014 | 1081.205 | 0.11033 | 34.5014 | 1092.523 | 0.11148
34.5286 | 1050.766 | 0.10722 | 34.5286 | 1060.779 | 0.10824
34.5559 | 1015.282 | 0.1036 | 34.5559 | 1071.048 | 0.10929
34.5832 | 1010.062 | 0.10307 | 34.5832 | 1080.828 | 0.11029
34.6104 | 1033.837 | 0.10549 | 34.6104 | 1064.762 | 0.10865
34.6377 | 1089.859 | 0.11121 | 34.6377 | 1045.354 | 0.10667
34.6649 | 1119.505 | 0.11424 | 34.6649 | 1064.816 | 0.10865
34.6922 | 1105.592 | 0.11282 | 34.6922 | 1088.613 | 0.11108
34.7194 | 1074.266 | 0.10962 | 34.7194 | 1081.884 | 0.1104
34.7467 | 1049.619 | 0.1071 | 34.7467 | 1061.363 | 0.1083
34.7739 | 1052.985 | 0.10745 | 34.7739 | 1071.693 | 0.10936
34.8012 | 1060.542 | 0.10822 | 34.8012 | 1084.626 | 0.11068
34.8284 | 1064.055 | 0.10858 | 34.8284 | 1052.385 | 0.10739
34.8557 | 1043.688 | 0.1065 | 34.8557 | 1050.386 | 0.10718
34.8829 | 1022.774 | 0.10436 | 34.8829 | 1051.703 | 0.10732
34.9102 | 1010.835 | 0.10315 | 34.9102 | 1083.069 | 0.11052
34.9374 | 1019.24 | 0.104 | 34.9374 | 1053.538 | 0.1075
34.9647 | 1036.019 | 0.10572 | 34.9647 | 1010.685 | 0.10313
34.9919 | 1034.755 | 0.10559 | 34.9919 | 1068.023 | 0.10898
35.0192 | 1038.45 | 0.10596 | 35.0192 | 1036.572 | 0.10577
35.0464 | 1052.345 | 0.10738 | 35.0464 | 1028.727 | 0.10497
35.0737 | 1057.015 | 0.10786 | 35.0737 | 1035.007 | 0.10561
35.1009 | 1048.762 | 0.10702 | 35.1009 | 1001.499 | 0.10219
35.1282 | 1033.902 | 0.1055 | 35.1282 | 1006.906 | 0.10275
35.1555 | 1018.502 | 0.10393 | 35.1555 | 1039.277 | 0.10605
35.1827 | 1007.148 | 0.10277 | 35.1827 | 1035.59 | 0.10567
35.2099 | 1008.224 | 0.10288 | 35.2099 | 1010.453 | 0.10311
35.2372 | 1016.547 | 0.10373 | 35.2372 | 1020.117 | 0.10409
35.2645 | 1020.148 | 0.1041 | 35.2645 | 1008.742 | 0.10293
35.2917 | 1015.251 | 0.1036 | 35.2917 | 989.848 | 0.101
35.319 | 997.2996 | 0.10177 | 35.319 | 971.6218 | 0.099145
35.3462 | 981.9565 | 0.1002 | 35.3462 | 976.6678 | 0.09966
35.3735 | 982.3314 | 0.10024 | 35.3735 | 994.3652 | 0.10147
35.4007 | 1011.718 | 0.10324 | 35.4007 | 990.469 | 0.10107
35.428 | 1015.607 | 0.10363 | 35.428 | 972.3755 | 0.099222
35.4552 | 992.9504 | 0.10132 | 35.4552 | 987.7262 | 0.10079
35.4825 | 995.0329 | 0.10153 | 35.4825 | 994.8379 | 0.10151
35.5097 | 989.6749 | 0.10099 | 35.5097 | 974.7125 | 0.09946
35.537 | 960.5743 | 0.098018 | 35.537 | 934.5684 | 0.095364
35.5642 | 949.4329 | 0.096881 | 35.5642 | 964.698 | 0.098439
35.5915 | 951.8135 | 0.097124 | 35.5915 | 989.3793 | 0.10096
35.6187 | 956.494 | 0.097601 | 35.6187 | 975.7131 | 0.099563
35.646 | 973.3901 | 0.099326 | 35.646 | 987.2267 | 0.10074
35.6732 | 1000.78 | 0.10212 | 35.6732 | 994.7443 | 0.1015
35.7005 | 1010.874 | 0.10315 | 35.7005 | 978.443 | 0.099841
35.7278 | 996.2 | 0.10165 | 35.7278 | 992.9963 | 0.10133
35.755 | 965.7662 | 0.098548 | 35.755 | 984.7891 | 0.10049
35.7822 | 937.4257 | 0.095656 | 35.7822 | 959.4523 | 0.097903
35.8095 | 919.765 | 0.093854 | 35.8095 | 971.95 | 0.099179
35.8368 | 912.0438 | 0.093066 | 35.8368 | 969.1223 | 0.09889
35.864 | 911.2936 | 0.092989 | 35.864 | 976.9865 | 0.099693
35.8913 | 914.7604 | 0.093343 | 35.8913 | 914.0918 | 0.093275
35.9185 | 924.3101 | 0.094317 | 35.9185 | 924.717 | 0.094359
35.9458 | 941.7712 | 0.096099 | 35.9458 | 925.9629 | 0.094486
35.973 | 970.8413 | 0.099065 | 35.973 | 986.0756 | 0.10062
36.0003 | 985.1812 | 0.10053 | 36.0003 | 980.5558 | 0.10006
36.0275 | 935.6379 | 0.095473 | 36.0275 | 980.1463 | 0.10001
36.0548 | 916.8309 | 0.093554 | 36.0548 | 940.8327 | 0.096003
36.082 | 920.2056 | 0.093899 | 36.082 | 922.6989 | 0.094153
36.1093 | 899.1675 | 0.091752 | 36.1093 | 915.9639 | 0.093466
36.1365 | 899.6068 | 0.091797 | 36.1365 | 919.746 | 0.093852
36.1638 | 931.1852 | 0.095019 | 36.1638 | 936.6268 | 0.095574
36.191 | 933.5063 | 0.095256 | 36.191 | 941.7823 | 0.0961
36.2183 | 922.531 | 0.094136 | 36.2183 | 945.2668 | 0.096456
36.2455 | 918.3463 | 0.093709 | 36.2455 | 919.8124 | 0.093858
36.2728 | 936.9844 | 0.095611 | 36.2728 | 882.1307 | 0.090013
36.3 | 961.0677 | 0.098068 | 36.3 | 901.2199 | 0.091961
36.3273 | 946.0566 | 0.096536 | 36.3273 | 934.6954 | 0.095377
36.3546 | 926.1824 | 0.094508 | 36.3546 | 927.3811 | 0.094631
36.3818 | 924.0184 | 0.094288 | 36.3818 | 859.3943 | 0.087693
36.4091 | 911.1034 | 0.09297 | 36.4091 | 906.9562 | 0.092547
36.4363 | 895.5111 | 0.091379 | 36.4363 | 876.0378 | 0.089392
36.4636 | 901.115 | 0.091951 | 36.4636 | 873.1951 | 0.089102
36.4908 | 909.6672 | 0.092823 | 36.4908 | 883.8057 | 0.090184
36.5181 | 901.7093 | 0.092011 | 36.5181 | 919.8317 | 0.09386
36.5453 | 871.8436 | 0.088964 | 36.5453 | 928.0612 | 0.0947
36.5726 | 846.8492 | 0.086413 | 36.5726 | 899.1053 | 0.091745
36.5998 | 857.691 | 0.087519 | 36.5998 | 879.4664 | 0.089741
36.6271 | 862.0751 | 0.087967 | 36.6271 | 900.1234 | 0.091849
36.6543 | 850.5526 | 0.086791 | 36.6543 | 905.7868 | 0.092427
36.6816 | 874.0887 | 0.089193 | 36.6816 | 906.0865 | 0.092458
36.7088 | 891.7271 | 0.090993 | 36.7088 | 916.9537 | 0.093567
36.7361 | 879.8259 | 0.089778 | 36.7361 | 914.3426 | 0.0933
36.7633 | 889.6592 | 0.090782 | 36.7633 | 883.5976 | 0.090163
36.7906 | 906.8781 | 0.092539 | 36.7906 | 0 | 0
36.8178 | 899.8406 | 0.09182 | 36.8178 | 0 | 0
36.8451 | 886.8905 | 0.090499 | 36.8451 | 0 | 0
36.8723 | 872.7715 | 0.089058 | 36.8723 | 0 | 0
36.8996 | 868.0234 | 0.088574 | 36.8996 | 0 | 0
36.9269 | 855.5688 | 0.087303 | 36.9269 | 0 | 0
36.9541 | 827.1803 | 0.084406 | 36.9541 | 0 | 0
36.9813 | 825.0953 | 0.084193 | 36.9813 | 0 | 0
37.0086 | 845.8924 | 0.086316 | 37.0086 | 0 | 0
37.0359 | 847.0432 | 0.086433 | 37.0359 | 0 | 0
37.0631 | 832.9095 | 0.084991 | 37.0631 | 0 | 0
37.0904 | 820.1573 | 0.08369 | 37.0904 | 0 | 0
37.1176 | 837.4008 | 0.085449 | 37.1176 | 0 | 0
37.1449 | 860.6882 | 0.087825 | 37.1449 | 0 | 0
37.1721 | 850.5271 | 0.086788 | 37.1721 | 0 | 0
37.1994 | 839.6729 | 0.085681 | 37.1994 | 0 | 0
37.2266 | 837.2983 | 0.085439 | 37.2266 | 0 | 0
37.2539 | 825.7524 | 0.08426 | 37.2539 | 0 | 0
37.2811 | 811.5781 | 0.082814 | 37.2811 | 0 | 0
37.3084 | 799.9918 | 0.081632 | 37.3084 | 0 | 0
37.3356 | 807.822 | 0.082431 | 37.3356 | 0 | 0
37.3629 | 820.8008 | 0.083755 | 37.3629 | 0 | 0
37.3901 | 813.9514 | 0.083056 | 37.3901 | 0 | 0
37.4174 | 816.6863 | 0.083335 | 37.4174 | 0 | 0
37.4446 | 825.7602 | 0.084261 | 37.4446 | 0 | 0
37.4719 | 798.0312 | 0.081432 | 37.4719 | 0 | 0
37.4992 | 790.7198 | 0.080686 | 37.4992 | 0 | 0
37.5264 | 824.6862 | 0.084152 | 37.5264 | 0 | 0
37.5536 | 816.8176 | 0.083349 | 37.5536 | 0 | 0
37.5809 | 789.1821 | 0.080529 | 37.5809 | 0 | 0
37.6082 | 800.0533 | 0.081638 | 37.6082 | 0 | 0
37.6354 | 805.9467 | 0.082239 | 37.6354 | 0 | 0
37.6627 | 793.8621 | 0.081006 | 37.6627 | 0 | 0
37.6899 | 793.2501 | 0.080944 | 37.6899 | 0 | 0
37.7172 | 795.7872 | 0.081203 | 37.7172 | 0 | 0
37.7444 | 790.9216 | 0.080706 | 37.7444 | 0 | 0
37.7717 | 783.8345 | 0.079983 | 37.7717 | 0 | 0
37.7989 | 771.5205 | 0.078727 | 37.7989 | 0 | 0
37.8262 | 747.0701 | 0.076232 | 37.8262 | 0 | 0
37.8534 | 744.2663 | 0.075946 | 37.8534 | 0 | 0
37.8807 | 770.0938 | 0.078581 | 37.8807 | 0 | 0
37.9079 | 775.8071 | 0.079164 | 37.9079 | 0 | 0
37.9352 | 778.7164 | 0.079461 | 37.9352 | 0 | 0
37.9624 | 789.5554 | 0.080567 | 37.9624 | 0 | 0
37.9897 | 776.5032 | 0.079235 | 37.9897 | 0 | 0
38.0169 | 755.9521 | 0.077138 | 38.0169 | 0 | 0
38.0442 | 754.0162 | 0.07694 | 38.0442 | 0 | 0
38.0714 | 759.5274 | 0.077503 | 38.0714 | 0 | 0
38.0987 | 768.0552 | 0.078373 | 38.0987 | 0 | 0
38.126 | 771.6594 | 0.078741 | 38.126 | 0 | 0
38.1532 | 761.8206 | 0.077737 | 38.1532 | 0 | 0
38.1805 | 733.7206 | 0.074869 | 38.1805 | 0 | 0
38.2077 | 725.6733 | 0.074048 | 38.2077 | 0 | 0
38.2349 | 731.9966 | 0.074694 | 38.2349 | 0 | 0
38.2622 | 736.7856 | 0.075182 | 38.2622 | 0 | 0
38.2895 | 738.2888 | 0.075336 | 38.2895 | 0 | 0
38.3167 | 737.1318 | 0.075218 | 38.3167 | 0 | 0
38.344 | 739.8425 | 0.075494 | 38.344 | 0 | 0
38.3712 | 741.4137 | 0.075654 | 38.3712 | 0 | 0
38.3985 | 734.1831 | 0.074917 | 38.3985 | 0 | 0
38.4257 | 723.2498 | 0.073801 | 38.4257 | 0 | 0
38.453 | 712.5577 | 0.07271 | 38.453 | 0 | 0
38.4802 | 706.9028 | 0.072133 | 38.4802 | 0 | 0
38.5075 | 708.9304 | 0.07234 | 38.5075 | 0 | 0
38.5347 | 713.9668 | 0.072854 | 38.5347 | 0 | 0
38.562 | 708.8272 | 0.072329 | 38.562 | 0 | 0
38.5892 | 715.7621 | 0.073037 | 38.5892 | 0 | 0
38.6165 | 738.8081 | 0.075389 | 38.6165 | 0 | 0
38.6437 | 735.6857 | 0.07507 | 38.6437 | 0 | 0
38.671 | 726.6106 | 0.074144 | 38.671 | 0 | 0
38.6983 | 738.0457 | 0.075311 | 38.6983 | 0 | 0
38.7255 | 736.3642 | 0.075139 | 38.7255 | 0 | 0
38.7527 | 717.8147 | 0.073246 | 38.7527 | 0 | 0
38.78 | 695.5261 | 0.070972 | 38.78 | 0 | 0
38.8073 | 694.0225 | 0.070819 | 38.8073 | 0 | 0
38.8345 | 712.4028 | 0.072694 | 38.8345 | 0 | 0
38.8618 | 713.8822 | 0.072845 | 38.8618 | 0 | 0
38.889 | 706.367 | 0.072078 | 38.889 | 0 | 0
38.9163 | 705.7874 | 0.072019 | 38.9163 | 0 | 0
38.9435 | 710.3622 | 0.072486 | 38.9435 | 0 | 0
38.9708 | 711.6388 | 0.072616 | 38.9708 | 0 | 0
38.998 | 688.7303 | 0.070279 | 38.998 | 0 | 0
39.0253 | 664.6946 | 0.067826 | 39.0253 | 0 | 0
39.0525 | 647.5194 | 0.066073 | 39.0525 | 0 | 0
39.0798 | 655.194 | 0.066857 | 39.0798 | 0 | 0
39.107 | 681.7926 | 0.069571 | 39.107 | 0 | 0
39.1343 | 722.5272 | 0.073727 | 39.1343 | 0 | 0
39.1615 | 712.0386 | 0.072657 | 39.1615 | 0 | 0
39.1888 | 686.973 | 0.070099 | 39.1888 | 0 | 0
39.216 | 673.1531 | 0.068689 | 39.216 | 0 | 0
39.2433 | 657.9958 | 0.067142 | 39.2433 | 0 | 0
39.2705 | 649.7318 | 0.066299 | 39.2705 | 0 | 0
39.2978 | 670.5013 | 0.068419 | 39.2978 | 0 | 0
39.325 | 681.5237 | 0.069543 | 39.325 | 0 | 0
39.3523 | 667.9902 | 0.068162 | 39.3523 | 0 | 0
39.3796 | 650.8691 | 0.066415 | 39.3796 | 0 | 0
39.4068 | 634.5575 | 0.064751 | 39.4068 | 0 | 0
39.4341 | 625.2687 | 0.063803 | 39.4341 | 0 | 0
39.4613 | 646.5275 | 0.065972 | 39.4613 | 0 | 0
39.4886 | 676.1354 | 0.068993 | 39.4886 | 0 | 0
39.5158 | 636.9448 | 0.064994 | 39.5158 | 0 | 0
39.5431 | 633.9825 | 0.064692 | 39.5431 | 0 | 0
39.5703 | 661.2556 | 0.067475 | 39.5703 | 0 | 0
39.5976 | 662.0561 | 0.067557 | 39.5976 | 0 | 0
39.6248 | 653.3276 | 0.066666 | 39.6248 | 0 | 0
39.6521 | 636.9608 | 0.064996 | 39.6521 | 0 | 0
39.6793 | 613.9762 | 0.062651 | 39.6793 | 0 | 0
39.7066 | 616.5101 | 0.062909 | 39.7066 | 0 | 0
39.7338 | 666.66 | 0.068027 | 39.7338 | 0 | 0
39.7611 | 664.606 | 0.067817 | 39.7611 | 0 | 0
39.7883 | 640.6408 | 0.065372 | 39.7883 | 0 | 0
39.8156 | 651.6536 | 0.066495 | 39.8156 | 0 | 0
39.8428 | 634.2754 | 0.064722 | 39.8428 | 0 | 0
39.8701 | 593.6377 | 0.060575 | 39.8701 | 0 | 0
39.8974 | 612.0966 | 0.062459 | 39.8974 | 0 | 0
39.9246 | 635.2537 | 0.064822 | 39.9246 | 0 | 0
39.9519 | 643.634 | 0.065677 | 39.9519 | 0 | 0
39.9791 | 644.0032 | 0.065715 | 39.9791 | 0 | 0
40.0064 | 644.0416 | 0.065719 | 40.0064 | 0 | 0
40.0336 | 650.9515 | 0.066424 | 40.0336 | 0 | 0
40.0609 | 686.5231 | 0.070053 | 40.0609 | 0 | 0
40.0881 | 700.3062 | 0.07146 | 40.0881 | 0 | 0
40.1154 | 624.7086 | 0.063746 | 40.1154 | 0 | 0
40.1426 | 583.0231 | 0.059492 | 40.1426 | 0 | 0
40.1699 | 584.0977 | 0.059602 | 40.1699 | 0 | 0
40.1971 | 604.4558 | 0.061679 | 40.1971 | 0 | 0
40.2244 | 628.0654 | 0.064088 | 40.2244 | 0 | 0
40.2516 | 641.9946 | 0.06551 | 40.2516 | 0 | 0
40.2789 | 628.4994 | 0.064133 | 40.2789 | 0 | 0
40.3061 | 612.6986 | 0.06252 | 40.3061 | 0 | 0
40.3334 | 612.54 | 0.062504 | 40.3334 | 0 | 0
40.3606 | 600.8461 | 0.061311 | 40.3606 | 0 | 0
40.3879 | 590.7815 | 0.060284 | 40.3879 | 0 | 0
40.4151 | 605.9062 | 0.061827 | 40.4151 | 0 | 0
40.4424 | 629.4552 | 0.06423 | 40.4424 | 0 | 0
40.4696 | 645.298 | 0.065847 | 40.4696 | 0 | 0
40.4969 | 624.5015 | 0.063725 | 40.4969 | 0 | 0
40.5241 | 600.691 | 0.061295 | 40.5241 | 0 | 0
40.5514 | 582.5594 | 0.059445 | 40.5514 | 0 | 0
40.5787 | 574.6151 | 0.058634 | 40.5787 | 0 | 0
40.6059 | 565.9425 | 0.057749 | 40.6059 | 0 | 0
40.6332 | 562.147 | 0.057362 | 40.6332 | 0 | 0
40.6604 | 589.2133 | 0.060124 | 40.6604 | 0 | 0
40.6877 | 609.4493 | 0.062189 | 40.6877 | 0 | 0
40.7149 | 601.5372 | 0.061381 | 40.7149 | 0 | 0
40.7422 | 612.6465 | 0.062515 | 40.7422 | 0 | 0
40.7694 | 630.4064 | 0.064327 | 40.7694 | 0 | 0
40.7967 | 620.3127 | 0.063297 | 40.7967 | 0 | 0
40.8239 | 593.4432 | 0.060555 | 40.8239 | 0 | 0
40.8512 | 571.5358 | 0.05832 | 40.8512 | 0 | 0
40.8784 | 588.1765 | 0.060018 | 40.8784 | 0 | 0
40.9057 | 599.1017 | 0.061133 | 40.9057 | 0 | 0
40.9329 | 595.4889 | 0.060764 | 40.9329 | 0 | 0
40.9602 | 590.5134 | 0.060256 | 40.9602 | 0 | 0
40.9874 | 587.5433 | 0.059953 | 40.9874 | 0 | 0
41.0147 | 586.6079 | 0.059858 | 41.0147 | 0 | 0
41.0419 | 581.393 | 0.059326 | 41.0419 | 0 | 0
41.0692 | 572.8799 | 0.058457 | 41.0692 | 0 | 0
41.0964 | 565.3392 | 0.057688 | 41.0964 | 0 | 0
41.1237 | 565.0466 | 0.057658 | 41.1237 | 0 | 0
41.151 | 573.3445 | 0.058505 | 41.151 | 0 | 0
41.1782 | 588.755 | 0.060077 | 41.1782 | 0 | 0
41.2055 | 586.8459 | 0.059882 | 41.2055 | 0 | 0
41.2327 | 575.9233 | 0.058768 | 41.2327 | 0 | 0
41.26 | 589.3136 | 0.060134 | 41.26 | 0 | 0
41.2872 | 586.9719 | 0.059895 | 41.2872 | 0 | 0
41.3145 | 568.9977 | 0.058061 | 41.3145 | 0 | 0
41.3417 | 568.7383 | 0.058035 | 41.3417 | 0 | 0
41.369 | 559.2418 | 0.057065 | 41.369 | 0 | 0
41.3962 | 543.4203 | 0.055451 | 41.3962 | 0 | 0
41.4235 | 562.8262 | 0.057431 | 41.4235 | 0 | 0
41.4507 | 573.4573 | 0.058516 | 41.4507 | 0 | 0
41.478 | 557.7854 | 0.056917 | 41.478 | 0 | 0
41.5052 | 549.2081 | 0.056042 | 41.5052 | 0 | 0
41.5325 | 545.0264 | 0.055615 | 41.5325 | 0 | 0
41.5597 | 542.5156 | 0.055359 | 41.5597 | 0 | 0
41.587 | 537.6066 | 0.054858 | 41.587 | 0 | 0
41.6142 | 536.4147 | 0.054736 | 41.6142 | 0 | 0
41.6415 | 544.0613 | 0.055516 | 41.6415 | 0 | 0
41.6687 | 537.7878 | 0.054876 | 41.6687 | 0 | 0
41.696 | 531.6441 | 0.054249 | 41.696 | 0 | 0
41.7233 | 552.6501 | 0.056393 | 41.7233 | 0 | 0
41.7505 | 547.3643 | 0.055853 | 41.7505 | 0 | 0
41.7777 | 526.3381 | 0.053708 | 41.7777 | 0 | 0
41.805 | 518.9175 | 0.052951 | 41.805 | 0 | 0
41.8323 | 529.465 | 0.054027 | 41.8323 | 0 | 0
41.8595 | 548.5349 | 0.055973 | 41.8595 | 0 | 0
41.8868 | 553.7903 | 0.056509 | 41.8868 | 0 | 0
41.914 | 562.6212 | 0.05741 | 41.914 | 0 | 0
41.9413 | 575.2354 | 0.058697 | 41.9413 | 0 | 0
41.9685 | 552.6071 | 0.056388 | 41.9685 | 0 | 0
41.9958 | 534.4626 | 0.054537 | 41.9958 | 0 | 0
42.023 | 547.6162 | 0.055879 | 42.023 | 0 | 0
42.0503 | 525.4756 | 0.05362 | 42.0503 | 0 | 0
42.0775 | 511.8026 | 0.052225 | 42.0775 | 0 | 0
42.1048 | 534.6215 | 0.054553 | 42.1048 | 0 | 0
42.132 | 559.6919 | 0.057111 | 42.132 | 0 | 0
42.1593 | 550.4581 | 0.056169 | 42.1593 | 0 | 0
42.1865 | 493.2983 | 0.050337 | 42.1865 | 0 | 0
42.2138 | 492.0245 | 0.050207 | 42.2138 | 0 | 0
42.241 | 502.2286 | 0.051248 | 42.241 | 0 | 0
42.2683 | 485.2351 | 0.049514 | 42.2683 | 0 | 0
42.2955 | 486.5916 | 0.049652 | 42.2955 | 0 | 0
42.3228 | 503.0253 | 0.051329 | 42.3228 | 0 | 0
42.3501 | 512.3535 | 0.052281 | 42.3501 | 0 | 0
42.3773 | 514.5262 | 0.052503 | 42.3773 | 0 | 0
42.4046 | 515.049 | 0.052556 | 42.4046 | 0 | 0
42.4318 | 519.9142 | 0.053052 | 42.4318 | 0 | 0
42.4591 | 502.3089 | 0.051256 | 42.4591 | 0 | 0
42.4863 | 475.7989 | 0.048551 | 42.4863 | 0 | 0
42.5136 | 503.4927 | 0.051377 | 42.5136 | 0 | 0
42.5408 | 514.7113 | 0.052522 | 42.5408 | 0 | 0
42.5681 | 511.6853 | 0.052213 | 42.5681 | 0 | 0
42.5953 | 508.4911 | 0.051887 | 42.5953 | 0 | 0
42.6226 | 482.3757 | 0.049222 | 42.6226 | 0 | 0
42.6498 | 457.3434 | 0.046668 | 42.6498 | 0 | 0
42.6771 | 479.7167 | 0.048951 | 42.6771 | 0 | 0
42.7043 | 492.8204 | 0.050288 | 42.7043 | 0 | 0
42.7316 | 488.476 | 0.049844 | 42.7316 | 0 | 0
42.7588 | 490.3548 | 0.050036 | 42.7588 | 0 | 0
42.7861 | 496.8104 | 0.050695 | 42.7861 | 0 | 0
42.8133 | 499.4495 | 0.050964 | 42.8133 | 0 | 0
42.8406 | 475.4122 | 0.048511 | 42.8406 | 0 | 0
42.8678 | 459.1501 | 0.046852 | 42.8678 | 0 | 0
42.8951 | 460.1334 | 0.046952 | 42.8951 | 0 | 0
42.9224 | 463.9994 | 0.047347 | 42.9224 | 0 | 0
42.9496 | 463.4151 | 0.047287 | 42.9496 | 0 | 0
42.9768 | 461.3531 | 0.047077 | 42.9768 | 0 | 0
43.0041 | 476.8072 | 0.048654 | 43.0041 | 0 | 0
43.0314 | 478.5144 | 0.048828 | 43.0314 | 0 | 0
43.0586 | 472.9504 | 0.04826 | 43.0586 | 0 | 0
43.0859 | 493.2976 | 0.050336 | 43.0859 | 0 | 0
43.1131 | 501.3159 | 0.051155 | 43.1131 | 0 | 0
43.1404 | 488.7482 | 0.049872 | 43.1404 | 0 | 0
43.1676 | 478.9383 | 0.048871 | 43.1676 | 0 | 0
43.1949 | 478.2247 | 0.048798 | 43.1949 | 0 | 0
43.2221 | 487.3951 | 0.049734 | 43.2221 | 0 | 0
43.2494 | 493.5703 | 0.050364 | 43.2494 | 0 | 0
43.2766 | 495.9499 | 0.050607 | 43.2766 | 0 | 0
43.3039 | 494.4319 | 0.050452 | 43.3039 | 0 | 0
43.3311 | 482.9923 | 0.049285 | 43.3311 | 0 | 0
43.3584 | 471.7633 | 0.048139 | 43.3584 | 0 | 0
43.3856 | 462.1706 | 0.04716 | 43.3856 | 0 | 0
43.4129 | 455.6656 | 0.046496 | 43.4129 | 0 | 0
43.4401 | 456.514 | 0.046583 | 43.4401 | 0 | 0
43.4674 | 460.1314 | 0.046952 | 43.4674 | 0 | 0
43.4947 | 457.1689 | 0.04665 | 43.4947 | 0 | 0
43.5219 | 449.6989 | 0.045888 | 43.5219 | 0 | 0
43.5491 | 451.8941 | 0.046112 | 43.5491 | 0 | 0
43.5764 | 481.9381 | 0.049177 | 43.5764 | 0 | 0
43.6037 | 481.8294 | 0.049166 | 43.6037 | 0 | 0
43.6309 | 453.2767 | 0.046253 | 43.6309 | 0 | 0
43.6582 | 448.6101 | 0.045777 | 43.6582 | 0 | 0
43.6854 | 461.6864 | 0.047111 | 43.6854 | 0 | 0
43.7127 | 474.7943 | 0.048448 | 43.7127 | 0 | 0
43.7399 | 455.7699 | 0.046507 | 43.7399 | 0 | 0
43.7672 | 452.5083 | 0.046174 | 43.7672 | 0 | 0
43.7944 | 462.0182 | 0.047145 | 43.7944 | 0 | 0
43.8217 | 478.7449 | 0.048852 | 43.8217 | 0 | 0
43.8489 | 472.3839 | 0.048202 | 43.8489 | 0 | 0
43.8762 | 455.5317 | 0.046483 | 43.8762 | 0 | 0
43.9034 | 448.3799 | 0.045753 | 43.9034 | 0 | 0
43.9307 | 443.8036 | 0.045286 | 43.9307 | 0 | 0
43.9579 | 446.1453 | 0.045525 | 43.9579 | 0 | 0
43.9852 | 463.5726 | 0.047303 | 43.9852 | 0 | 0
44.0124 | 448.0745 | 0.045722 | 44.0124 | 0 | 0
44.0397 | 424.0127 | 0.043267 | 44.0397 | 0 | 0
44.0669 | 411.5613 | 0.041996 | 44.0669 | 0 | 0
44.0942 | 428.9055 | 0.043766 | 44.0942 | 0 | 0
44.1215 | 436.3713 | 0.044528 | 44.1215 | 0 | 0
44.1487 | 424.6383 | 0.04333 | 44.1487 | 0 | 0
44.176 | 421.2124 | 0.042981 | 44.176 | 0 | 0
44.2032 | 431.0198 | 0.043982 | 44.2032 | 0 | 0
44.2305 | 446.7581 | 0.045588 | 44.2305 | 0 | 0
44.2577 | 443.11 | 0.045215 | 44.2577 | 0 | 0
44.285 | 443.9599 | 0.045302 | 44.285 | 0 | 0
44.3122 | 443.287 | 0.045233 | 44.3122 | 0 | 0
44.3395 | 418.9422 | 0.042749 | 44.3395 | 0 | 0
44.3667 | 402.484 | 0.04107 | 44.3667 | 0 | 0
44.394 | 402.1778 | 0.041039 | 44.394 | 0 | 0
44.4212 | 409.2867 | 0.041764 | 44.4212 | 0 | 0
44.4485 | 410.9958 | 0.041938 | 44.4485 | 0 | 0
44.4757 | 406.6174 | 0.041492 | 44.4757 | 0 | 0
44.503 | 400.6068 | 0.040878 | 44.503 | 0 | 0
44.5302 | 416.4899 | 0.042499 | 44.5302 | 0 | 0
44.5575 | 417.686 | 0.042621 | 44.5575 | 0 | 0
44.5847 | 387.0505 | 0.039495 | 44.5847 | 0 | 0
44.612 | 373.2888 | 0.038091 | 44.612 | 0 | 0
44.6392 | 367.6768 | 0.037518 | 44.6392 | 0 | 0
44.6665 | 367.9603 | 0.037547 | 44.6665 | 0 | 0
44.6938 | 405.519 | 0.041379 | 44.6938 | 0 | 0
44.721 | 429.2896 | 0.043805 | 44.721 | 0 | 0
44.7482 | 414.8323 | 0.04233 | 44.7482 | 0 | 0
44.7755 | 391.3815 | 0.039937 | 44.7755 | 0 | 0
44.8028 | 369.0304 | 0.037656 | 44.8028 | 0 | 0
44.83 | 360.405 | 0.036776 | 44.83 | 0 | 0
44.8573 | 385.8374 | 0.039371 | 44.8573 | 0 | 0
44.8845 | 400.0145 | 0.040818 | 44.8845 | 0 | 0
44.9118 | 0 | 0 | 44.9118 | 0 | 0
Degrees | (Cd) |  | Degrees | (Cd)
Degrees | (Cd) |  | Degrees | (Cd)
Degrees | (Cd) |  | Degrees | (Cd)
Degrees | (Cd)
Degrees | (Cd)

## ParNel Spot
S4WRD-C2 PAR | 2023-01-23
| Beam Angle | Field Angle
| 15.31 | 31.07
[5 empty] | Lens Efficiency | Power Consump (Watts) | Efficacy (lm/W)
LED Type | Accessory Lens | Candela | Field Lumens | Beam Lumens
Full ON | PARNel Spot | 64441 | 4920 | 2082 | 84.57% | 143 | 34.4056
3200K (Preset-1) | PARNel Spot | 55095 | 4194 | 1769 | 83.7% | 109 | 38.4771
5600K (Preset-2) | PARNel Spot | 60816 | 4631 | 1991 | 84.29% | 124 | 37.3468
RED (Direct) | PARNel Spot | 8670 | 693 | 302 | 84.31% | 50.1 | 13.8323
AMBER (Direct) | PARNel Spot | 21903 | 1650 | 697 | 84.75% | 50.2 | 32.8685
GREEN (Direct) | PARNel Spot | 33104 | 2494 | 1052 | 84.37% | 50.4 | 49.4841
BLUE (Direct) | PARNel Spot | 6215 | 508 | 221 | 85.38% | 50.2 | 10.1195
| For Field diameter at any distance, multiply distance by |  |  |  | 0.55597
| For Beam diameter at any distance, multiply distance by |  |  |  | 0.26881
Dist for 1.0 fc
| Throw Distance (ft) | 10 | 15 | 20 | 25 | 253.8523
| Throw Distance (m) | 3.048 | 4.572 | 6.096 | 7.62 | 77.3742
| Field Diameter (ft) | 5.5597 | 8.3395 | 11.1193 | 13.8991
| Field Diameter (m) | 1.6946 | 2.5419 | 3.3892 | 4.2365
| Illuminance (fc) | 644.41 | 286.4044 | 161.1025 | 103.1056
| Illuminance (lux) | 6936.3648 | 3082.8288 | 1734.0912 | 1109.8184
Test Distance | Iso-Illuminance Diagram grid lines
3.315 | 0.25 | 0.5 | 0.75 | 1
| 0.075415 | 0.15083 | 0.22624 | 0.30166
Measurement: Spot Full On (SCDM off) w/ diffuser "full peak" - Intensity |  |  | Measurement: Spot Full On (SCDM off) w/ diffuser "full peak" - Intensity
Degrees | (Cd) |  | Degrees | (Cd)
-27.1873 | 0 | 0 | -27.1873 | 0 | 0
-27.1708 | 0 | 0 | -27.1708 | 0 | 0
-27.1543 | 0 | 0 | -27.1543 | 0 | 0
-27.1378 | 0 | 0 | -27.1378 | 0 | 0
-27.1213 | 0 | 0 | -27.1213 | 0 | 0
-27.1048 | 0 | 0 | -27.1048 | 0 | 0
-27.0883 | 0 | 0 | -27.0883 | 0 | 0
-27.0718 | 0 | 0 | -27.0718 | 0 | 0
-27.0553 | 0 | 0 | -27.0553 | 0 | 0
-27.0388 | 0 | 0 | -27.0388 | 0 | 0
-27.0223 | 0 | 0 | -27.0223 | 0 | 0
-27.0058 | 0 | 0 | -27.0058 | 0 | 0
-26.9893 | 0 | 0 | -26.9893 | 0 | 0
-26.9728 | 0 | 0 | -26.9728 | 0 | 0
-26.9563 | 0 | 0 | -26.9563 | 0 | 0
-26.9398 | 0 | 0 | -26.9398 | 0 | 0
-26.9233 | 0 | 0 | -26.9233 | 0 | 0
-26.9068 | 0 | 0 | -26.9068 | 0 | 0
-26.8903 | 0 | 0 | -26.8903 | 0 | 0
-26.8738 | 0 | 0 | -26.8738 | 0 | 0
-26.8573 | 0 | 0 | -26.8573 | 0 | 0
-26.8408 | 0 | 0 | -26.8408 | 0 | 0
-26.8243 | 0 | 0 | -26.8243 | 0 | 0
-26.8078 | 0 | 0 | -26.8078 | 0 | 0
-26.7913 | 0 | 0 | -26.7913 | 0 | 0
-26.7748 | 0 | 0 | -26.7748 | 0 | 0
-26.7583 | 0 | 0 | -26.7583 | 0 | 0
-26.7418 | 0 | 0 | -26.7418 | 0 | 0
-26.7253 | 0 | 0 | -26.7253 | 0 | 0
-26.7089 | 0 | 0 | -26.7089 | 0 | 0
-26.6924 | 0 | 0 | -26.6924 | 0 | 0
-26.6759 | 0 | 0 | -26.6759 | 0 | 0
-26.6594 | 0 | 0 | -26.6594 | 0 | 0
-26.6429 | 0 | 0 | -26.6429 | 0 | 0
-26.6264 | 0 | 0 | -26.6264 | 0 | 0
-26.6099 | 0 | 0 | -26.6099 | 0 | 0
-26.5934 | 0 | 0 | -26.5934 | 0 | 0
-26.5769 | 0 | 0 | -26.5769 | 0 | 0
-26.5604 | 0 | 0 | -26.5604 | 0 | 0
-26.5439 | 0 | 0 | -26.5439 | 0 | 0
-26.5274 | 0 | 0 | -26.5274 | 0 | 0
-26.5109 | 0 | 0 | -26.5109 | 0 | 0
-26.4944 | 0 | 0 | -26.4944 | 0 | 0
-26.4779 | 0 | 0 | -26.4779 | 0 | 0
-26.4614 | 0 | 0 | -26.4614 | 0 | 0
-26.4449 | 0 | 0 | -26.4449 | 0 | 0
-26.4284 | 0 | 0 | -26.4284 | 0 | 0
-26.4119 | 0 | 0 | -26.4119 | 0 | 0
-26.3954 | 0 | 0 | -26.3954 | 0 | 0
-26.3789 | 0 | 0 | -26.3789 | 0 | 0
-26.3624 | 0 | 0 | -26.3624 | 0 | 0
-26.3459 | 0 | 0 | -26.3459 | 0 | 0
-26.3294 | 0 | 0 | -26.3294 | 0 | 0
-26.3129 | 0 | 0 | -26.3129 | 0 | 0
-26.2964 | 0 | 0 | -26.2964 | 0 | 0
-26.2799 | 0 | 0 | -26.2799 | 0 | 0
-26.2634 | 0 | 0 | -26.2634 | 0 | 0
-26.2469 | 0 | 0 | -26.2469 | 0 | 0
-26.2304 | 0 | 0 | -26.2304 | 0 | 0
-26.2139 | 0 | 0 | -26.2139 | 0 | 0
-26.1974 | 0 | 0 | -26.1974 | 0 | 0
-26.1809 | 0 | 0 | -26.1809 | 0 | 0
-26.1644 | 0 | 0 | -26.1644 | 0 | 0
-26.148 | 0 | 0 | -26.148 | 0 | 0
-26.1315 | 0 | 0 | -26.1315 | 0 | 0
-26.115 | 0 | 0 | -26.115 | 0 | 0
-26.0985 | 0 | 0 | -26.0985 | 0 | 0
-26.082 | 0 | 0 | -26.082 | 0 | 0
-26.0655 | 0 | 0 | -26.0655 | 0 | 0
-26.049 | 0 | 0 | -26.049 | 0 | 0
-26.0325 | 0 | 0 | -26.0325 | 0 | 0
-26.016 | 0 | 0 | -26.016 | 0 | 0
-25.9995 | 0 | 0 | -25.9995 | 0 | 0
-25.983 | 0 | 0 | -25.983 | 0 | 0
-25.9665 | 0 | 0 | -25.9665 | 0 | 0
-25.95 | 0 | 0 | -25.95 | 0 | 0
-25.9335 | 0 | 0 | -25.9335 | 0 | 0
-25.917 | 0 | 0 | -25.917 | 0 | 0
-25.9005 | 0 | 0 | -25.9005 | 0 | 0
-25.884 | 0 | 0 | -25.884 | 0 | 0
-25.8675 | 0 | 0 | -25.8675 | 0 | 0
-25.851 | 0 | 0 | -25.851 | 0 | 0
-25.8345 | 0 | 0 | -25.8345 | 0 | 0
-25.818 | 0 | 0 | -25.818 | 0 | 0
-25.8015 | 0 | 0 | -25.8015 | 0 | 0
-25.785 | 0 | 0 | -25.785 | 0 | 0
-25.7685 | 0 | 0 | -25.7685 | 0 | 0
-25.752 | 0 | 0 | -25.752 | 0 | 0
-25.7355 | 0 | 0 | -25.7355 | 0 | 0
-25.719 | 0 | 0 | -25.719 | 0 | 0
-25.7025 | 0 | 0 | -25.7025 | 0 | 0
-25.686 | 0 | 0 | -25.686 | 0 | 0
-25.6695 | 0 | 0 | -25.6695 | 0 | 0
-25.653 | 0 | 0 | -25.653 | 0 | 0
-25.6365 | 0 | 0 | -25.6365 | 0 | 0
-25.62 | 0 | 0 | -25.62 | 0 | 0
-25.6035 | 0 | 0 | -25.6035 | 0 | 0
-25.5871 | 0 | 0 | -25.5871 | 0 | 0
-25.5706 | 0 | 0 | -25.5706 | 0 | 0
-25.5541 | 0 | 0 | -25.5541 | 0 | 0
-25.5375 | 0 | 0 | -25.5375 | 0 | 0
-25.5211 | 0 | 0 | -25.5211 | 0 | 0
-25.5046 | 0 | 0 | -25.5046 | 0 | 0
-25.4881 | 0 | 0 | -25.4881 | 0 | 0
-25.4716 | 0 | 0 | -25.4716 | 0 | 0
-25.4551 | 0 | 0 | -25.4551 | 0 | 0
-25.4386 | 0 | 0 | -25.4386 | 0 | 0
-25.4221 | 0 | 0 | -25.4221 | 0 | 0
-25.4056 | 0 | 0 | -25.4056 | 0 | 0
-25.3891 | 0 | 0 | -25.3891 | 0 | 0
-25.3726 | 0 | 0 | -25.3726 | 0 | 0
-25.3561 | 0 | 0 | -25.3561 | 0 | 0
-25.3396 | 0 | 0 | -25.3396 | 0 | 0
-25.3231 | 0 | 0 | -25.3231 | 0 | 0
-25.3066 | 0 | 0 | -25.3066 | 0 | 0
-25.2901 | 0 | 0 | -25.2901 | 0 | 0
-25.2736 | 0 | 0 | -25.2736 | 0 | 0
-25.2571 | 0 | 0 | -25.2571 | 0 | 0
-25.2406 | 0 | 0 | -25.2406 | 0 | 0
-25.2241 | 0 | 0 | -25.2241 | 0 | 0
-25.2076 | 0 | 0 | -25.2076 | 0 | 0
-25.1911 | 0 | 0 | -25.1911 | 0 | 0
-25.1746 | 0 | 0 | -25.1746 | 0 | 0
-25.1581 | 0 | 0 | -25.1581 | 0 | 0
-25.1416 | 0 | 0 | -25.1416 | 0 | 0
-25.1251 | 0 | 0 | -25.1251 | 0 | 0
-25.1086 | 0 | 0 | -25.1086 | 0 | 0
-25.0921 | 0 | 0 | -25.0921 | 0 | 0
-25.0756 | 0 | 0 | -25.0756 | 0 | 0
-25.0591 | 0 | 0 | -25.0591 | 0 | 0
-25.0426 | 0 | 0 | -25.0426 | 0 | 0
-25.0261 | 0 | 0 | -25.0261 | 0 | 0
-25.0097 | 0 | 0 | -25.0097 | 0 | 0
-24.9931 | 0 | 0 | -24.9931 | 0 | 0
-24.9766 | 0 | 0 | -24.9766 | 0 | 0
-24.9602 | 0 | 0 | -24.9602 | 0 | 0
-24.9437 | 0 | 0 | -24.9437 | 0 | 0
-24.9272 | 0 | 0 | -24.9272 | 0 | 0
-24.9107 | 0 | 0 | -24.9107 | 0 | 0
-24.8942 | 0 | 0 | -24.8942 | 0 | 0
-24.8777 | 0 | 0 | -24.8777 | 0 | 0
-24.8612 | 0 | 0 | -24.8612 | 0 | 0
-24.8447 | 0 | 0 | -24.8447 | 0 | 0
-24.8282 | 0 | 0 | -24.8282 | 0 | 0
-24.8117 | 0 | 0 | -24.8117 | 0 | 0
-24.7952 | 0 | 0 | -24.7952 | 0 | 0
-24.7787 | 0 | 0 | -24.7787 | 0 | 0
-24.7622 | 0 | 0 | -24.7622 | 0 | 0
-24.7457 | 0 | 0 | -24.7457 | 0 | 0
-24.7292 | 0 | 0 | -24.7292 | 0 | 0
-24.7127 | 0 | 0 | -24.7127 | 0 | 0
-24.6962 | 0 | 0 | -24.6962 | 0 | 0
-24.6797 | 0 | 0 | -24.6797 | 0 | 0
-24.6632 | 0 | 0 | -24.6632 | 0 | 0
-24.6467 | 0 | 0 | -24.6467 | 0 | 0
-24.6302 | 0 | 0 | -24.6302 | 0 | 0
-24.6137 | 0 | 0 | -24.6137 | 0 | 0
-24.5972 | 0 | 0 | -24.5972 | 0 | 0
-24.5807 | 0 | 0 | -24.5807 | 0 | 0
-24.5642 | 0 | 0 | -24.5642 | 0 | 0
-24.5477 | 0 | 0 | -24.5477 | 0 | 0
-24.5312 | 0 | 0 | -24.5312 | 0 | 0
-24.5147 | 0 | 0 | -24.5147 | 0 | 0
-24.4982 | 0 | 0 | -24.4982 | 0 | 0
-24.4817 | 0 | 0 | -24.4817 | 0 | 0
-24.4652 | 0 | 0 | -24.4652 | 0 | 0
-24.4487 | 0 | 0 | -24.4487 | 0 | 0
-24.4322 | 0 | 0 | -24.4322 | 0 | 0
-24.4157 | 0 | 0 | -24.4157 | 0 | 0
-24.3992 | 0 | 0 | -24.3992 | 0 | 0
-24.3828 | 0 | 0 | -24.3828 | 0 | 0
-24.3663 | 0 | 0 | -24.3663 | 0 | 0
-24.3498 | 0 | 0 | -24.3498 | 0 | 0
-24.3333 | 0 | 0 | -24.3333 | 0 | 0
-24.3168 | 0 | 0 | -24.3168 | 0 | 0
-24.3003 | 0 | 0 | -24.3003 | 0 | 0
-24.2838 | 0 | 0 | -24.2838 | 0 | 0
-24.2673 | 0 | 0 | -24.2673 | 0 | 0
-24.2508 | 0 | 0 | -24.2508 | 0 | 0
-24.2343 | 0 | 0 | -24.2343 | 0 | 0
-24.2178 | 0 | 0 | -24.2178 | 0 | 0
-24.2013 | 0 | 0 | -24.2013 | 0 | 0
-24.1848 | 0 | 0 | -24.1848 | 0 | 0
-24.1683 | 0 | 0 | -24.1683 | 0 | 0
-24.1518 | 0 | 0 | -24.1518 | 0 | 0
-24.1353 | 0 | 0 | -24.1353 | 0 | 0
-24.1188 | 0 | 0 | -24.1188 | 0 | 0
-24.1023 | 74.0731 | 0.0011396 | -24.1023 | 0 | 0
-24.0858 | 988.7698 | 0.015212 | -24.0858 | 0 | 0
-24.0693 | 1299.922 | 0.019999 | -24.0693 | 0 | 0
-24.0528 | 1352.07 | 0.020801 | -24.0528 | 0 | 0
-24.0363 | 1460.785 | 0.022474 | -24.0363 | 0 | 0
-24.0198 | 1375.508 | 0.021162 | -24.0198 | 0 | 0
-24.0033 | 1339.933 | 0.020614 | -24.0033 | 0 | 0
-23.9868 | 1396.361 | 0.021482 | -23.9868 | 0 | 0
-23.9703 | 1442.948 | 0.022199 | -23.9703 | 0 | 0
-23.9538 | 1404.926 | 0.021614 | -23.9538 | 0 | 0
-23.9373 | 1404.313 | 0.021605 | -23.9373 | 0 | 0
-23.9208 | 1444.65 | 0.022225 | -23.9208 | 0 | 0
-23.9043 | 1427.484 | 0.021961 | -23.9043 | 0 | 0
-23.8878 | 1408.805 | 0.021674 | -23.8878 | 0 | 0
-23.8713 | 1400.301 | 0.021543 | -23.8713 | 0 | 0
-23.8548 | 1412.346 | 0.021728 | -23.8548 | 0 | 0
-23.8383 | 1470.011 | 0.022616 | -23.8383 | 0 | 0
-23.8219 | 1478.117 | 0.02274 | -23.8219 | 0 | 0
-23.8054 | 1434.759 | 0.022073 | -23.8054 | 0 | 0
-23.7889 | 1491.849 | 0.022952 | -23.7889 | 0 | 0
-23.7724 | 1462.243 | 0.022496 | -23.7724 | 0 | 0
-23.7559 | 1437.823 | 0.02212 | -23.7559 | 0 | 0
-23.7394 | 1505.685 | 0.023164 | -23.7394 | 0 | 0
-23.7229 | 1458.441 | 0.022438 | -23.7229 | 0 | 0
-23.7064 | 1436.937 | 0.022107 | -23.7064 | 0 | 0
-23.6899 | 1443.288 | 0.022204 | -23.6899 | 0 | 0
-23.6734 | 1462.951 | 0.022507 | -23.6734 | 0 | 0
-23.6569 | 1457.705 | 0.022426 | -23.6569 | 0 | 0
-23.6404 | 1476.595 | 0.022717 | -23.6404 | 0 | 0
-23.6239 | 1457.968 | 0.02243 | -23.6239 | 0 | 0
-23.6074 | 1483.99 | 0.022831 | -23.6074 | 0 | 0
-23.5909 | 1530.896 | 0.023552 | -23.5909 | 0 | 0
-23.5744 | 1506.746 | 0.023181 | -23.5744 | 0 | 0
-23.5579 | 1520.487 | 0.023392 | -23.5579 | 0 | 0
-23.5414 | 1603.749 | 0.024673 | -23.5414 | 0 | 0
-23.5249 | 1582.64 | 0.024348 | -23.5249 | 0 | 0
-23.5084 | 1526.026 | 0.023477 | -23.5084 | 0 | 0
-23.4919 | 1550.394 | 0.023852 | -23.4919 | 0 | 0
-23.4754 | 1587.353 | 0.024421 | -23.4754 | 0 | 0
-23.4589 | 1539.41 | 0.023683 | -23.4589 | 0 | 0
-23.4424 | 1498.58 | 0.023055 | -23.4424 | 0 | 0
-23.4259 | 1492.137 | 0.022956 | -23.4259 | 0 | 0
-23.4094 | 1506.862 | 0.023182 | -23.4094 | 0 | 0
-23.3929 | 1523.103 | 0.023432 | -23.3929 | 0 | 0
-23.3764 | 1539.314 | 0.023682 | -23.3764 | 0 | 0
-23.3599 | 1477.744 | 0.022735 | -23.3599 | 0 | 0
-23.3434 | 1482.281 | 0.022804 | -23.3434 | 0 | 0
-23.3269 | 1585.989 | 0.0244 | -23.3269 | 0 | 0
-23.3104 | 1652.487 | 0.025423 | -23.3104 | 0 | 0
-23.2939 | 1627.437 | 0.025037 | -23.2939 | 0 | 0
-23.2775 | 1589.578 | 0.024455 | -23.2775 | 0 | 0
-23.261 | 1582.234 | 0.024342 | -23.261 | 0 | 0
-23.2445 | 1599.967 | 0.024615 | -23.2445 | 0 | 0
-23.228 | 1561.396 | 0.024021 | -23.228 | 0 | 0
-23.2115 | 1537.55 | 0.023655 | -23.2115 | 0 | 0
-23.195 | 1584.994 | 0.024385 | -23.195 | 0 | 0
-23.1785 | 1697.713 | 0.026119 | -23.1785 | 0 | 0
-23.162 | 1650.826 | 0.025397 | -23.162 | 0 | 0
-23.1455 | 1600.458 | 0.024622 | -23.1455 | 0 | 0
-23.129 | 1579.07 | 0.024293 | -23.129 | 0 | 0
-23.1125 | 1569.51 | 0.024146 | -23.1125 | 0 | 0
-23.096 | 1575.129 | 0.024233 | -23.096 | 0 | 0
-23.0795 | 1617.251 | 0.024881 | -23.0795 | 0 | 0
-23.063 | 1692.39 | 0.026037 | -23.063 | 0 | 0
-23.0465 | 1656.968 | 0.025492 | -23.0465 | 0 | 0
-23.03 | 1642.302 | 0.025266 | -23.03 | 0 | 0
-23.0135 | 1660.386 | 0.025544 | -23.0135 | 0 | 0
-22.997 | 1754.77 | 0.026996 | -22.997 | 0 | 0
-22.9805 | 1647.066 | 0.025339 | -22.9805 | 0 | 0
-22.964 | 1589.29 | 0.024451 | -22.964 | 0 | 0
-22.9475 | 1510.076 | 0.023232 | -22.9475 | 0 | 0
-22.931 | 1615.251 | 0.02485 | -22.931 | 0 | 0
-22.9145 | 1659.454 | 0.02553 | -22.9145 | 0 | 0
-22.898 | 1647.523 | 0.025347 | -22.898 | 0 | 0
-22.8815 | 1648.319 | 0.025359 | -22.8815 | 0 | 0
-22.865 | 1596.04 | 0.024554 | -22.865 | 0 | 0
-22.8485 | 1636.918 | 0.025183 | -22.8485 | 0 | 0
-22.832 | 1694.481 | 0.026069 | -22.832 | 0 | 0
-22.8155 | 1658.097 | 0.025509 | -22.8155 | 0 | 0
-22.799 | 1635.845 | 0.025167 | -22.799 | 0 | 0
-22.7825 | 1717.313 | 0.02642 | -22.7825 | 0 | 0
-22.766 | 1722.538 | 0.026501 | -22.766 | 0 | 0
-22.7495 | 1658.434 | 0.025514 | -22.7495 | 0 | 0
-22.733 | 1630.433 | 0.025084 | -22.733 | 0 | 0
-22.7166 | 1636.436 | 0.025176 | -22.7166 | 0 | 0
-22.7001 | 1683.689 | 0.025903 | -22.7001 | 0 | 0
-22.6836 | 1664.465 | 0.025607 | -22.6836 | 0 | 0
-22.667 | 1724.348 | 0.026528 | -22.667 | 0 | 0
-22.6506 | 1748.427 | 0.026899 | -22.6506 | 0 | 0
-22.6341 | 1798.124 | 0.027663 | -22.6341 | 0 | 0
-22.6176 | 1656.325 | 0.025482 | -22.6176 | 0 | 0
-22.6011 | 1694.549 | 0.02607 | -22.6011 | 0 | 0
-22.5846 | 1780.428 | 0.027391 | -22.5846 | 0 | 0
-22.5681 | 1727.004 | 0.026569 | -22.5681 | 0 | 0
-22.5516 | 1676.057 | 0.025785 | -22.5516 | 0 | 0
-22.5351 | 1722.104 | 0.026494 | -22.5351 | 0 | 0
-22.5186 | 1784.819 | 0.027459 | -22.5186 | 0 | 0
-22.5021 | 1837.748 | 0.028273 | -22.5021 | 0 | 0
-22.4856 | 1866.845 | 0.028721 | -22.4856 | 0 | 0
-22.4691 | 1739.649 | 0.026764 | -22.4691 | 0 | 0
-22.4526 | 1799.4 | 0.027683 | -22.4526 | 0 | 0
-22.4361 | 1813.281 | 0.027897 | -22.4361 | 0 | 0
-22.4196 | 1723.78 | 0.02652 | -22.4196 | 0 | 0
-22.4031 | 1746.802 | 0.026874 | -22.4031 | 0 | 0
-22.3866 | 1755.767 | 0.027012 | -22.3866 | 0 | 0
-22.3701 | 1777.62 | 0.027348 | -22.3701 | 0 | 0
-22.3536 | 1758.601 | 0.027055 | -22.3536 | 0 | 0
-22.3371 | 1812.866 | 0.02789 | -22.3371 | 0 | 0
-22.3206 | 1808.235 | 0.027819 | -22.3206 | 0 | 0
-22.3041 | 1763.63 | 0.027133 | -22.3041 | 0 | 0
-22.2876 | 1692.71 | 0.026042 | -22.2876 | 0 | 0
-22.2711 | 1697.517 | 0.026116 | -22.2711 | 0 | 0
-22.2546 | 1810.536 | 0.027854 | -22.2546 | 0 | 0
-22.2381 | 1862.169 | 0.028649 | -22.2381 | 0 | 0
-22.2216 | 1831.617 | 0.028179 | -22.2216 | 0 | 0
-22.2051 | 1786.862 | 0.02749 | -22.2051 | 0 | 0
-22.1886 | 1876.465 | 0.028869 | -22.1886 | 0 | 0
-22.1721 | 1807.536 | 0.027808 | -22.1721 | 0 | 0
-22.1556 | 1821.748 | 0.028027 | -22.1556 | 0 | 0
-22.1392 | 1898.363 | 0.029206 | -22.1392 | 0 | 0
-22.1227 | 1888.956 | 0.029061 | -22.1227 | 0 | 0
-22.1061 | 1872.535 | 0.028808 | -22.1061 | 0 | 0
-22.0896 | 1936.53 | 0.029793 | -22.0896 | 0 | 0
-22.0732 | 1835.516 | 0.028239 | -22.0732 | 0 | 0
-22.0567 | 1823.527 | 0.028054 | -22.0567 | 0 | 0
-22.0402 | 1889.953 | 0.029076 | -22.0402 | 0 | 0
-22.0237 | 1904.13 | 0.029294 | -22.0237 | 0 | 0
-22.0072 | 1918.387 | 0.029514 | -22.0072 | 0 | 0
-21.9907 | 1928.398 | 0.029668 | -21.9907 | 0 | 0
-21.9742 | 1896.387 | 0.029175 | -21.9742 | 0 | 0
-21.9577 | 1878.067 | 0.028893 | -21.9577 | 0 | 0
-21.9412 | 1908.098 | 0.029355 | -21.9412 | 0 | 0
-21.9247 | 1937.617 | 0.029809 | -21.9247 | 0 | 0
-21.9082 | 1961.965 | 0.030184 | -21.9082 | 0 | 0
-21.8917 | 1995.065 | 0.030693 | -21.8917 | 0 | 0
-21.8752 | 2027.157 | 0.031187 | -21.8752 | 0 | 0
-21.8587 | 1988.873 | 0.030598 | -21.8587 | 0 | 0
-21.8422 | 2046.177 | 0.03148 | -21.8422 | 0 | 0
-21.8257 | 1939.699 | 0.029842 | -21.8257 | 0 | 0
-21.8092 | 1954.201 | 0.030065 | -21.8092 | 0 | 0
-21.7927 | 2015.81 | 0.031012 | -21.7927 | 0 | 0
-21.7762 | 2028.378 | 0.031206 | -21.7762 | 0 | 0
-21.7597 | 2022.594 | 0.031117 | -21.7597 | 0 | 0
-21.7432 | 2013.912 | 0.030983 | -21.7432 | 0 | 0
-21.7267 | 2037.582 | 0.031347 | -21.7267 | 0 | 0
-21.7102 | 2031.719 | 0.031257 | -21.7102 | 0 | 0
-21.6937 | 2023.255 | 0.031127 | -21.6937 | 0 | 0
-21.6772 | 2063.996 | 0.031754 | -21.6772 | 0 | 0
-21.6607 | 2010.88 | 0.030937 | -21.6607 | 0 | 0
-21.6442 | 2041.893 | 0.031414 | -21.6442 | 0 | 0
-21.6277 | 1990.991 | 0.030631 | -21.6277 | 0 | 0
-21.6112 | 2041.088 | 0.031401 | -21.6112 | 0 | 0
-21.5947 | 2009.023 | 0.030908 | -21.5947 | 0 | 0
-21.5782 | 2159.838 | 0.033228 | -21.5782 | 0 | 0
-21.5617 | 2112.512 | 0.0325 | -21.5617 | 0 | 0
-21.5452 | 2158.211 | 0.033203 | -21.5452 | 0 | 0
-21.5287 | 2116.298 | 0.032558 | -21.5287 | 0 | 0
-21.5123 | 2141.558 | 0.032947 | -21.5123 | 0 | 0
-21.4958 | 2178.308 | 0.033512 | -21.4958 | 0 | 0
-21.4793 | 2089.876 | 0.032152 | -21.4793 | 0 | 0
-21.4628 | 2025.807 | 0.031166 | -21.4628 | 0 | 0
-21.4463 | 2066.45 | 0.031792 | -21.4463 | 0 | 0
-21.4298 | 2117.639 | 0.032579 | -21.4298 | 0 | 0
-21.4133 | 2099.327 | 0.032297 | -21.4133 | 0 | 0
-21.3968 | 2083.577 | 0.032055 | -21.3968 | 0 | 0
-21.3803 | 2177.036 | 0.033493 | -21.3803 | 0 | 0
-21.3638 | 2162.704 | 0.033272 | -21.3638 | 0 | 0
-21.3473 | 2197.943 | 0.033815 | -21.3473 | 0 | 0
-21.3308 | 2147.144 | 0.033033 | -21.3308 | 0 | 0
-21.3143 | 2193.289 | 0.033743 | -21.3143 | 0 | 0
-21.2978 | 2272.42 | 0.03496 | -21.2978 | 0 | 0
-21.2813 | 2221.336 | 0.034174 | -21.2813 | 0 | 0
-21.2648 | 2140.218 | 0.032926 | -21.2648 | 0 | 0
-21.2483 | 2182.745 | 0.033581 | -21.2483 | 0 | 0
-21.2318 | 2195.652 | 0.033779 | -21.2318 | 0 | 0
-21.2153 | 2216.174 | 0.034095 | -21.2153 | 0 | 0
-21.1988 | 2259.74 | 0.034765 | -21.1988 | 0 | 0
-21.1823 | 2220.788 | 0.034166 | -21.1823 | 0 | 0
-21.1658 | 2164.182 | 0.033295 | -21.1658 | 0 | 0
-21.1493 | 2108.267 | 0.032435 | -21.1493 | 0 | 0
-21.1328 | 2165.142 | 0.03331 | -21.1328 | 0 | 0
-21.1163 | 2269.471 | 0.034915 | -21.1163 | 0 | 0
-21.0998 | 2267.129 | 0.034879 | -21.0998 | 0 | 0
-21.0833 | 2243.35 | 0.034513 | -21.0833 | 0 | 0
-21.0668 | 2293.26 | 0.035281 | -21.0668 | 0 | 0
-21.0503 | 2280.089 | 0.035078 | -21.0503 | 1980.032 | 0.030462
-21.0338 | 2257.245 | 0.034727 | -21.0338 | 1918.283 | 0.029512
-21.0173 | 2286.107 | 0.035171 | -21.0173 | 1854.42 | 0.02853
-21.0008 | 2321.588 | 0.035717 | -21.0008 | 1876.644 | 0.028871
-20.9843 | 2253.542 | 0.03467 | -20.9843 | 1905.221 | 0.029311
-20.9678 | 2307.073 | 0.035493 | -20.9678 | 1904.483 | 0.0293
-20.9514 | 2324.112 | 0.035756 | -20.9514 | 1948.195 | 0.029972
-20.9349 | 2310.908 | 0.035552 | -20.9349 | 1998.352 | 0.030744
-20.9184 | 2314.74 | 0.035611 | -20.9184 | 2036.835 | 0.031336
-20.9019 | 2409.257 | 0.037065 | -20.9019 | 1976.333 | 0.030405
-20.8854 | 2491.455 | 0.03833 | -20.8854 | 2056.833 | 0.031644
-20.8689 | 2378.955 | 0.036599 | -20.8689 | 2015.455 | 0.031007
-20.8524 | 2309.947 | 0.035538 | -20.8524 | 1910.502 | 0.029392
-20.8359 | 2297.383 | 0.035344 | -20.8359 | 1995.698 | 0.030703
-20.8194 | 2260.754 | 0.034781 | -20.8194 | 2098.191 | 0.03228
-20.8029 | 2378.511 | 0.036592 | -20.8029 | 1994.689 | 0.030688
-20.7864 | 2424.804 | 0.037305 | -20.7864 | 1943.347 | 0.029898
-20.7699 | 2392.774 | 0.036812 | -20.7699 | 1954.935 | 0.030076
-20.7534 | 2447.624 | 0.037656 | -20.7534 | 1932.697 | 0.029734
-20.7369 | 2422.833 | 0.037274 | -20.7369 | 1934.155 | 0.029756
-20.7204 | 2410.557 | 0.037085 | -20.7204 | 1953.813 | 0.030059
-20.7039 | 2487.022 | 0.038262 | -20.7039 | 1951.002 | 0.030015
-20.6874 | 2353.864 | 0.036213 | -20.6874 | 1951.771 | 0.030027
-20.6709 | 2323.687 | 0.035749 | -20.6709 | 2082.771 | 0.032043
-20.6544 | 2435.514 | 0.037469 | -20.6544 | 2081.346 | 0.032021
-20.6379 | 2457.418 | 0.037806 | -20.6379 | 2021.635 | 0.031102
-20.6214 | 2360.993 | 0.036323 | -20.6214 | 2119.77 | 0.032612
-20.6049 | 2434.852 | 0.037459 | -20.6049 | 2124.106 | 0.032679
-20.5884 | 2408.949 | 0.037061 | -20.5884 | 2107.464 | 0.032423
-20.5719 | 2327.206 | 0.035803 | -20.5719 | 2122.85 | 0.032659
-20.5554 | 2430.647 | 0.037395 | -20.5554 | 2114.519 | 0.032531
-20.5389 | 2478.978 | 0.038138 | -20.5389 | 2138.119 | 0.032894
-20.5224 | 2425.581 | 0.037317 | -20.5224 | 2106.945 | 0.032415
-20.5059 | 2476.157 | 0.038095 | -20.5059 | 2089.42 | 0.032145
-20.4894 | 2546.701 | 0.03918 | -20.4894 | 2126.06 | 0.032709
-20.4729 | 2551.668 | 0.039256 | -20.4729 | 2080.032 | 0.032
-20.4564 | 2493.467 | 0.038361 | -20.4564 | 2022.079 | 0.031109
-20.4399 | 2551.377 | 0.039252 | -20.4399 | 2040.11 | 0.031386
-20.4234 | 2574.244 | 0.039604 | -20.4234 | 2049.946 | 0.031538
-20.4069 | 2524.079 | 0.038832 | -20.4069 | 2050.203 | 0.031542
-20.3905 | 2492.836 | 0.038351 | -20.3905 | 2022.136 | 0.03111
-20.374 | 2500.625 | 0.038471 | -20.374 | 2090.159 | 0.032156
-20.3575 | 2532.371 | 0.03896 | -20.3575 | 2158.344 | 0.033205
-20.341 | 2643.398 | 0.040668 | -20.341 | 2236.088 | 0.034401
-20.3245 | 2590.274 | 0.03985 | -20.3245 | 2213.976 | 0.034061
-20.308 | 2521.171 | 0.038787 | -20.308 | 2231.177 | 0.034326
-20.2915 | 2554.914 | 0.039306 | -20.2915 | 2234.081 | 0.03437
-20.275 | 2611.766 | 0.040181 | -20.275 | 2192.679 | 0.033734
-20.2585 | 2618.692 | 0.040288 | -20.2585 | 2160.01 | 0.033231
-20.242 | 2588.198 | 0.039818 | -20.242 | 2131.382 | 0.03279
-20.2255 | 2589.869 | 0.039844 | -20.2255 | 2090.629 | 0.032164
-20.209 | 2605.817 | 0.040089 | -20.209 | 2157.941 | 0.033199
-20.1925 | 2640.246 | 0.040619 | -20.1925 | 2265.702 | 0.034857
-20.176 | 2659.419 | 0.040914 | -20.176 | 2275.889 | 0.035014
-20.1595 | 2588.474 | 0.039823 | -20.1595 | 2222.102 | 0.034186
-20.143 | 2665.834 | 0.041013 | -20.143 | 2154.035 | 0.033139
-20.1265 | 2763.407 | 0.042514 | -20.1265 | 2249.65 | 0.03461
-20.11 | 2753.665 | 0.042364 | -20.11 | 2272.668 | 0.034964
-20.0935 | 2660.619 | 0.040933 | -20.0935 | 2204.307 | 0.033912
-20.077 | 2601.118 | 0.040017 | -20.077 | 2235.001 | 0.034385
-20.0605 | 2697.726 | 0.041503 | -20.0605 | 2192.703 | 0.033734
-20.044 | 2654.559 | 0.040839 | -20.044 | 2209.263 | 0.033989
-20.0275 | 2676.011 | 0.041169 | -20.0275 | 2249.726 | 0.034611
-20.011 | 2667.655 | 0.041041 | -20.011 | 2237.827 | 0.034428
-19.9945 | 2710.2 | 0.041695 | -19.9945 | 2257.47 | 0.03473
-19.978 | 2761.419 | 0.042483 | -19.978 | 2315.548 | 0.035624
-19.9615 | 2773.417 | 0.042668 | -19.9615 | 2306.408 | 0.035483
-19.945 | 2811.235 | 0.04325 | -19.945 | 2303.495 | 0.035438
-19.9285 | 2871.056 | 0.04417 | -19.9285 | 2273.894 | 0.034983
-19.912 | 2880.079 | 0.044309 | -19.912 | 2299.93 | 0.035384
-19.8955 | 2803.945 | 0.043138 | -19.8955 | 2363.732 | 0.036365
-19.879 | 2747.235 | 0.042265 | -19.879 | 2363.581 | 0.036363
-19.8625 | 2809.663 | 0.043226 | -19.8625 | 2360.97 | 0.036323
-19.846 | 2911.042 | 0.044785 | -19.846 | 2384.077 | 0.036678
-19.8296 | 2784.253 | 0.042835 | -19.8296 | 2478.921 | 0.038137
-19.8131 | 2790.273 | 0.042927 | -19.8131 | 2424.645 | 0.037302
-19.7965 | 2898.204 | 0.044588 | -19.7965 | 2365.924 | 0.036399
-19.7801 | 2807.316 | 0.043189 | -19.7801 | 2315.631 | 0.035625
-19.7636 | 2730.297 | 0.042005 | -19.7636 | 2401.879 | 0.036952
-19.7471 | 2860.567 | 0.044009 | -19.7471 | 2467.287 | 0.037958
-19.7306 | 2908.779 | 0.04475 | -19.7306 | 2476.672 | 0.038103
-19.7141 | 2941.127 | 0.045248 | -19.7141 | 2374.299 | 0.036528
-19.6976 | 2907.489 | 0.044731 | -19.6976 | 2374.342 | 0.036528
-19.6811 | 2867.521 | 0.044116 | -19.6811 | 2428.731 | 0.037365
-19.6646 | 2843.49 | 0.043746 | -19.6646 | 2358.014 | 0.036277
-19.6481 | 2937.673 | 0.045195 | -19.6481 | 2327.593 | 0.035809
-19.6316 | 2993.585 | 0.046055 | -19.6316 | 2337.168 | 0.035956
-19.6151 | 2942.918 | 0.045276 | -19.6151 | 2323.346 | 0.035744
-19.5986 | 2973.686 | 0.045749 | -19.5986 | 2353.144 | 0.036202
-19.5821 | 2965.889 | 0.045629 | -19.5821 | 2442.638 | 0.037579
-19.5656 | 2909.994 | 0.044769 | -19.5656 | 2515.284 | 0.038697
-19.5491 | 2974.866 | 0.045767 | -19.5491 | 2529.784 | 0.03892
-19.5326 | 3091.042 | 0.047554 | -19.5326 | 2534.542 | 0.038993
-19.5161 | 3126.341 | 0.048098 | -19.5161 | 2530.804 | 0.038935
-19.4996 | 3111.084 | 0.047863 | -19.4996 | 2499.107 | 0.038448
-19.4831 | 3083.961 | 0.047446 | -19.4831 | 2473.001 | 0.038046
-19.4666 | 3157.838 | 0.048582 | -19.4666 | 2572.311 | 0.039574
-19.4501 | 3149.735 | 0.048457 | -19.4501 | 2466.44 | 0.037945
-19.4336 | 3110.949 | 0.047861 | -19.4336 | 2678.091 | 0.041201
-19.4171 | 3013.033 | 0.046354 | -19.4171 | 2581.514 | 0.039716
-19.4006 | 3153.952 | 0.048522 | -19.4006 | 2546.581 | 0.039178
-19.3841 | 3129.566 | 0.048147 | -19.3841 | 2618.383 | 0.040283
-19.3676 | 3120.33 | 0.048005 | -19.3676 | 2508.371 | 0.03859
-19.3511 | 3099.339 | 0.047682 | -19.3511 | 2476.405 | 0.038099
-19.3346 | 3006.978 | 0.046261 | -19.3346 | 2550.455 | 0.039238
-19.3181 | 3054.87 | 0.046998 | -19.3181 | 2613.456 | 0.040207
-19.3016 | 3165.688 | 0.048703 | -19.3016 | 2590.736 | 0.039857
-19.2851 | 3224.135 | 0.049602 | -19.2851 | 2681.804 | 0.041259
-19.2687 | 3205.01 | 0.049308 | -19.2687 | 2712.071 | 0.041724
-19.2522 | 3113.043 | 0.047893 | -19.2522 | 2644.707 | 0.040688
-19.2356 | 3151.534 | 0.048485 | -19.2356 | 2655.621 | 0.040856
-19.2191 | 3226.68 | 0.049641 | -19.2191 | 2696.009 | 0.041477
-19.2027 | 3225.583 | 0.049624 | -19.2027 | 2644.257 | 0.040681
-19.1862 | 3259.212 | 0.050142 | -19.1862 | 2601.605 | 0.040025
-19.1697 | 3235.113 | 0.049771 | -19.1697 | 2578.597 | 0.039671
-19.1532 | 3210.252 | 0.049388 | -19.1532 | 2555.005 | 0.039308
-19.1367 | 3272.042 | 0.050339 | -19.1367 | 2666.644 | 0.041025
-19.1202 | 3295.659 | 0.050702 | -19.1202 | 2647.182 | 0.040726
-19.1037 | 3359.837 | 0.05169 | -19.1037 | 2647.978 | 0.040738
-19.0872 | 3255.916 | 0.050091 | -19.0872 | 2666.254 | 0.041019
-19.0707 | 3282.77 | 0.050504 | -19.0707 | 2676.188 | 0.041172
-19.0542 | 3349.327 | 0.051528 | -19.0542 | 2673.652 | 0.041133
-19.0377 | 3321.66 | 0.051102 | -19.0377 | 2771.252 | 0.042635
-19.0212 | 3330.938 | 0.051245 | -19.0212 | 2690.833 | 0.041397
-19.0047 | 3324.915 | 0.051153 | -19.0047 | 2625.381 | 0.04039
-18.9882 | 3349.542 | 0.051531 | -18.9882 | 2702.483 | 0.041577
-18.9717 | 3351.141 | 0.051556 | -18.9717 | 2695.482 | 0.041469
-18.9552 | 3436.348 | 0.052867 | -18.9552 | 2734.422 | 0.042068
-18.9387 | 3398.1 | 0.052278 | -18.9387 | 2805.55 | 0.043162
-18.9222 | 3420.786 | 0.052627 | -18.9222 | 2821.725 | 0.043411
-18.9057 | 3270.544 | 0.050316 | -18.9057 | 2794.831 | 0.042997
-18.8892 | 3378.197 | 0.051972 | -18.8892 | 2783.185 | 0.042818
-18.8727 | 3357.691 | 0.051657 | -18.8727 | 2749.443 | 0.042299
-18.8562 | 3293.167 | 0.050664 | -18.8562 | 2728.298 | 0.041974
-18.8397 | 3364.137 | 0.051756 | -18.8397 | 2777.926 | 0.042737
-18.8232 | 3435.827 | 0.052859 | -18.8232 | 2851.316 | 0.043866
-18.8067 | 3420.458 | 0.052622 | -18.8067 | 2873.313 | 0.044205
-18.7902 | 3370.519 | 0.051854 | -18.7902 | 2842.31 | 0.043728
-18.7737 | 3350.288 | 0.051543 | -18.7737 | 2863.316 | 0.044051
-18.7572 | 3421.429 | 0.052637 | -18.7572 | 2879.892 | 0.044306
-18.7407 | 3523.48 | 0.054207 | -18.7407 | 2844.683 | 0.043764
-18.7242 | 3551.915 | 0.054645 | -18.7242 | 2892.674 | 0.044503
-18.7077 | 3532.125 | 0.05434 | -18.7077 | 2913.367 | 0.044821
-18.6913 | 3543.714 | 0.054519 | -18.6913 | 3008.477 | 0.046284
-18.6747 | 3565.248 | 0.05485 | -18.6747 | 3004.332 | 0.04622
-18.6582 | 3632.569 | 0.055886 | -18.6582 | 2924.962 | 0.044999
-18.6417 | 3629.867 | 0.055844 | -18.6417 | 2968.901 | 0.045675
-18.6253 | 3557.721 | 0.054734 | -18.6253 | 3067.613 | 0.047194
-18.6088 | 3568.078 | 0.054894 | -18.6088 | 3035.857 | 0.046705
-18.5923 | 3482.725 | 0.05358 | -18.5923 | 2897.856 | 0.044582
-18.5758 | 3556.68 | 0.054718 | -18.5758 | 2856.3 | 0.043943
-18.5593 | 3743.301 | 0.057589 | -18.5593 | 2911.435 | 0.044791
-18.5428 | 3680.776 | 0.056627 | -18.5428 | 2982.471 | 0.045884
-18.5263 | 3663.865 | 0.056367 | -18.5263 | 3008.124 | 0.046279
-18.5098 | 3661.338 | 0.056328 | -18.5098 | 3026.887 | 0.046567
-18.4933 | 3683.202 | 0.056665 | -18.4933 | 3102.025 | 0.047723
-18.4768 | 3767.067 | 0.057955 | -18.4768 | 3145.5 | 0.048392
-18.4603 | 3779.405 | 0.058145 | -18.4603 | 3116.681 | 0.047949
-18.4438 | 3769.583 | 0.057994 | -18.4438 | 3132.581 | 0.048194
-18.4273 | 3750.897 | 0.057706 | -18.4273 | 3138.443 | 0.048284
-18.4108 | 3720.04 | 0.057231 | -18.4108 | 3000.185 | 0.046157
-18.3943 | 3768.691 | 0.05798 | -18.3943 | 2962.43 | 0.045576
-18.3778 | 3862.018 | 0.059416 | -18.3778 | 3064.418 | 0.047145
-18.3613 | 3898.622 | 0.059979 | -18.3613 | 3163.362 | 0.048667
-18.3448 | 3873.111 | 0.059586 | -18.3448 | 3203.19 | 0.04928
-18.3283 | 3857.317 | 0.059343 | -18.3283 | 3205.73 | 0.049319
-18.3118 | 3863.596 | 0.05944 | -18.3118 | 3021.306 | 0.046482
-18.2953 | 3914.548 | 0.060224 | -18.2953 | 3113.017 | 0.047893
-18.2788 | 3829.877 | 0.058921 | -18.2788 | 3102.877 | 0.047737
-18.2623 | 3769.379 | 0.05799 | -18.2623 | 3050.376 | 0.046929
-18.2458 | 3990.147 | 0.061387 | -18.2458 | 3155.708 | 0.048549
-18.2293 | 4010.511 | 0.0617 | -18.2293 | 3284.176 | 0.050526
-18.2128 | 3989.817 | 0.061382 | -18.2128 | 3276.894 | 0.050414
-18.1963 | 3969.505 | 0.061069 | -18.1963 | 3277.699 | 0.050426
-18.1798 | 3914.208 | 0.060219 | -18.1798 | 3279.197 | 0.050449
-18.1633 | 3941.825 | 0.060643 | -18.1633 | 3311.232 | 0.050942
-18.1468 | 3989.595 | 0.061378 | -18.1468 | 3375.261 | 0.051927
-18.1303 | 4028.671 | 0.06198 | -18.1303 | 3429.886 | 0.052767
-18.1138 | 3966.671 | 0.061026 | -18.1138 | 3393.074 | 0.052201
-18.0973 | 3919.551 | 0.060301 | -18.0973 | 3264.289 | 0.05022
-18.0809 | 3953.978 | 0.06083 | -18.0809 | 3206.405 | 0.049329
-18.0644 | 3981.195 | 0.061249 | -18.0644 | 3239.521 | 0.049839
-18.0479 | 4008.026 | 0.061662 | -18.0479 | 3248.354 | 0.049975
-18.0314 | 3997.014 | 0.061493 | -18.0314 | 3292.074 | 0.050647
-18.0149 | 4007.465 | 0.061653 | -18.0149 | 3385.382 | 0.052083
-17.9984 | 4079.65 | 0.062764 | -17.9984 | 3399.027 | 0.052293
-17.9819 | 4134.439 | 0.063607 | -17.9819 | 3360.813 | 0.051705
-17.9654 | 4124.736 | 0.063457 | -17.9654 | 3279.834 | 0.050459
-17.9489 | 4177.228 | 0.064265 | -17.9489 | 3281.366 | 0.050483
-17.9324 | 4240.406 | 0.065237 | -17.9324 | 3277.676 | 0.050426
-17.9159 | 4138.979 | 0.063677 | -17.9159 | 3265.394 | 0.050237
-17.8994 | 4114.55 | 0.063301 | -17.8994 | 3303.505 | 0.050823
-17.8829 | 4208.322 | 0.064743 | -17.8829 | 3359.04 | 0.051678
-17.8664 | 4285.623 | 0.065933 | -17.8664 | 3444.088 | 0.052986
-17.8499 | 4298.566 | 0.066132 | -17.8499 | 3500.596 | 0.053855
-17.8334 | 4300.06 | 0.066155 | -17.8334 | 3457.565 | 0.053193
-17.8169 | 4307.796 | 0.066274 | -17.8169 | 3430.927 | 0.052783
-17.8004 | 4285.889 | 0.065937 | -17.8004 | 3437.452 | 0.052884
-17.7839 | 4310.878 | 0.066321 | -17.7839 | 3457.734 | 0.053196
-17.7674 | 4314.4 | 0.066375 | -17.7674 | 3491.901 | 0.053722
-17.7509 | 4262.686 | 0.06558 | -17.7509 | 3501.615 | 0.053871
-17.7344 | 4287.665 | 0.065964 | -17.7344 | 3481.781 | 0.053566
-17.7179 | 4333.593 | 0.066671 | -17.7179 | 3501.493 | 0.053869
-17.7014 | 4321.343 | 0.066482 | -17.7014 | 3560.025 | 0.05477
-17.6849 | 4385.21 | 0.067465 | -17.6849 | 3573.112 | 0.054971
-17.6684 | 4349.327 | 0.066913 | -17.6684 | 3512.153 | 0.054033
-17.6519 | 4367.387 | 0.067191 | -17.6519 | 3461.814 | 0.053259
-17.6354 | 4385.496 | 0.067469 | -17.6354 | 3660.328 | 0.056313
-17.6189 | 4346.47 | 0.066869 | -17.6189 | 3697.559 | 0.056886
-17.6024 | 4483.726 | 0.06898 | -17.6024 | 3577.618 | 0.05504
-17.5859 | 4493.646 | 0.069133 | -17.5859 | 3625.835 | 0.055782
-17.5694 | 4514.852 | 0.069459 | -17.5694 | 3753.334 | 0.057744
-17.5529 | 4517.048 | 0.069493 | -17.5529 | 3687.424 | 0.05673
-17.5364 | 4513.905 | 0.069445 | -17.5364 | 3603.79 | 0.055443
-17.52 | 4396.197 | 0.067634 | -17.52 | 3435.349 | 0.052852
-17.5035 | 4511.312 | 0.069405 | -17.5035 | 3499.338 | 0.053836
-17.487 | 4452.073 | 0.068493 | -17.487 | 3584.37 | 0.055144
-17.4705 | 4395.378 | 0.067621 | -17.4705 | 3716.207 | 0.057172
-17.454 | 4466.685 | 0.068718 | -17.454 | 3758.946 | 0.05783
-17.4375 | 4561.393 | 0.070175 | -17.4375 | 3785.578 | 0.05824
-17.421 | 4608.232 | 0.070896 | -17.421 | 3825.632 | 0.058856
-17.4045 | 4592.341 | 0.070651 | -17.4045 | 3808.771 | 0.058596
-17.388 | 4563.179 | 0.070203 | -17.388 | 3820.919 | 0.058783
-17.3715 | 4633.435 | 0.071284 | -17.3715 | 3822.537 | 0.058808
-17.355 | 4753.318 | 0.073128 | -17.355 | 3800.741 | 0.058473
-17.3385 | 4762.149 | 0.073264 | -17.3385 | 3795.718 | 0.058396
-17.322 | 4763.155 | 0.073279 | -17.322 | 3803.253 | 0.058512
-17.3055 | 4752.584 | 0.073117 | -17.3055 | 3841.803 | 0.059105
-17.289 | 4699.589 | 0.072301 | -17.289 | 3916.815 | 0.060259
-17.2725 | 4713.883 | 0.072521 | -17.2725 | 3956.402 | 0.060868
-17.256 | 4687.209 | 0.072111 | -17.256 | 3910.92 | 0.060168
-17.2395 | 4720.47 | 0.072623 | -17.2395 | 3882.002 | 0.059723
-17.223 | 4854.972 | 0.074692 | -17.223 | 3925.315 | 0.060389
-17.2065 | 4899.229 | 0.075373 | -17.2065 | 3942.034 | 0.060647
-17.19 | 4845.736 | 0.07455 | -17.19 | 3970.599 | 0.061086
-17.1735 | 4888.486 | 0.075207 | -17.1735 | 3999.149 | 0.061525
-17.157 | 4928.436 | 0.075822 | -17.157 | 4069.243 | 0.062604
-17.1405 | 4934.226 | 0.075911 | -17.1405 | 3948.518 | 0.060746
-17.124 | 4973.729 | 0.076519 | -17.124 | 3737.699 | 0.057503
-17.1075 | 5042.538 | 0.077578 | -17.1075 | 3856.112 | 0.059325
-17.091 | 5021.111 | 0.077248 | -17.091 | 3978.679 | 0.06121
-17.0745 | 4974.135 | 0.076525 | -17.0745 | 3983.152 | 0.061279
-17.058 | 4935.073 | 0.075924 | -17.058 | 3932.259 | 0.060496
-17.0415 | 4942.703 | 0.076042 | -17.0415 | 3928.192 | 0.060434
-17.025 | 4993.138 | 0.076818 | -17.025 | 4004.769 | 0.061612
-17.0085 | 4973.152 | 0.07651 | -17.0085 | 4081.825 | 0.062797
-16.992 | 4960.785 | 0.07632 | -16.992 | 4126.357 | 0.063482
-16.9755 | 5049.994 | 0.077692 | -16.9755 | 4106.496 | 0.063177
-16.9591 | 5089.445 | 0.078299 | -16.9591 | 4084.569 | 0.06284
-16.9426 | 5056.57 | 0.077793 | -16.9426 | 4097.694 | 0.063041
-16.9261 | 5056.157 | 0.077787 | -16.9261 | 4096.711 | 0.063026
-16.9096 | 5049.845 | 0.07769 | -16.9096 | 4127.562 | 0.063501
-16.8931 | 5084.925 | 0.07823 | -16.8931 | 4205.471 | 0.0647
-16.8766 | 5189.473 | 0.079838 | -16.8766 | 4224.12 | 0.064986
-16.8601 | 5192.104 | 0.079879 | -16.8601 | 4212.666 | 0.06481
-16.8436 | 5274.169 | 0.081141 | -16.8436 | 4226.2 | 0.065018
-16.8271 | 5274.754 | 0.08115 | -16.8271 | 4151.485 | 0.063869
-16.8106 | 5196.098 | 0.07994 | -16.8106 | 4215.415 | 0.064853
-16.7941 | 5249.446 | 0.080761 | -16.7941 | 4352.447 | 0.066961
-16.7776 | 5371.373 | 0.082637 | -16.7776 | 4400.34 | 0.067698
-16.7611 | 5419.892 | 0.083383 | -16.7611 | 4373.974 | 0.067292
-16.7446 | 5511.164 | 0.084787 | -16.7446 | 4355.132 | 0.067002
-16.7281 | 5490.242 | 0.084465 | -16.7281 | 4423.811 | 0.068059
-16.7116 | 5360.175 | 0.082464 | -16.7116 | 4430.458 | 0.068161
-16.6951 | 5336.803 | 0.082105 | -16.6951 | 4478.021 | 0.068893
-16.6786 | 5280.723 | 0.081242 | -16.6786 | 4503.316 | 0.069282
-16.6621 | 5417.985 | 0.083354 | -16.6621 | 4449.758 | 0.068458
-16.6456 | 5452.616 | 0.083886 | -16.6456 | 4458.88 | 0.068598
-16.6291 | 5426.851 | 0.08349 | -16.6291 | 4501.811 | 0.069259
-16.6126 | 5572.312 | 0.085728 | -16.6126 | 4490.356 | 0.069082
-16.5961 | 5578.138 | 0.085818 | -16.5961 | 4490.191 | 0.06908
-16.5796 | 5432.801 | 0.083582 | -16.5796 | 4529.958 | 0.069692
-16.5631 | 5352.997 | 0.082354 | -16.5631 | 4537.931 | 0.069814
-16.5466 | 5504.388 | 0.084683 | -16.5466 | 4483.071 | 0.06897
-16.5301 | 5616.873 | 0.086413 | -16.5301 | 4472.837 | 0.068813
-16.5136 | 5510.907 | 0.084783 | -16.5136 | 4551.197 | 0.070018
-16.4971 | 5486 | 0.0844 | -16.4971 | 4614.693 | 0.070995
-16.4806 | 5786.143 | 0.089018 | -16.4806 | 4631.285 | 0.071251
-16.4641 | 5642.463 | 0.086807 | -16.4641 | 4657.642 | 0.071656
-16.4476 | 5503.681 | 0.084672 | -16.4476 | 4660.961 | 0.071707
-16.4311 | 5699.783 | 0.087689 | -16.4311 | 4638.971 | 0.071369
-16.4146 | 5725.766 | 0.088089 | -16.4146 | 4667.032 | 0.0718
-16.3982 | 5834.799 | 0.089766 | -16.3982 | 4637.454 | 0.071345
-16.3817 | 5771.681 | 0.088795 | -16.3817 | 4620.583 | 0.071086
-16.3651 | 5704.975 | 0.087769 | -16.3651 | 4606.098 | 0.070863
-16.3486 | 5784.64 | 0.088994 | -16.3486 | 4632.736 | 0.071273
-16.3322 | 5786.979 | 0.08903 | -16.3322 | 4718.802 | 0.072597
-16.3157 | 5820.644 | 0.089548 | -16.3157 | 4769.628 | 0.073379
-16.2992 | 5925.103 | 0.091155 | -16.2992 | 4739.957 | 0.072922
-16.2827 | 5934.489 | 0.0913 | -16.2827 | 4742.623 | 0.072963
-16.2662 | 5922.281 | 0.091112 | -16.2662 | 4825.489 | 0.074238
-16.2497 | 5929.886 | 0.091229 | -16.2497 | 4757.284 | 0.073189
-16.2332 | 5972.017 | 0.091877 | -16.2332 | 4730.681 | 0.07278
-16.2167 | 5989.313 | 0.092143 | -16.2167 | 4706.087 | 0.072401
-16.2002 | 6026.041 | 0.092708 | -16.2002 | 4769.955 | 0.073384
-16.1837 | 6067.698 | 0.093349 | -16.1837 | 4908.317 | 0.075513
-16.1672 | 5985.116 | 0.092079 | -16.1672 | 4885.927 | 0.075168
-16.1507 | 5989.553 | 0.092147 | -16.1507 | 4833.702 | 0.074365
-16.1342 | 5995.729 | 0.092242 | -16.1342 | 4868.089 | 0.074894
-16.1177 | 6165.242 | 0.09485 | -16.1177 | 4914.142 | 0.075602
-16.1012 | 6169.853 | 0.094921 | -16.1012 | 4939.955 | 0.075999
-16.0847 | 6232.874 | 0.09589 | -16.0847 | 4966.372 | 0.076406
-16.0682 | 6160.763 | 0.094781 | -16.0682 | 4973.185 | 0.076511
-16.0517 | 6252.995 | 0.0962 | -16.0517 | 4989.619 | 0.076763
-16.0352 | 6252.141 | 0.096187 | -16.0352 | 5028.112 | 0.077356
-16.0187 | 6134.937 | 0.094384 | -16.0187 | 5046.054 | 0.077632
-16.0022 | 6167.435 | 0.094884 | -16.0022 | 5080.548 | 0.078162
-15.9857 | 6190.939 | 0.095245 | -15.9857 | 5114.331 | 0.078682
-15.9692 | 6382.104 | 0.098186 | -15.9692 | 5091.746 | 0.078335
-15.9527 | 6406.023 | 0.098554 | -15.9527 | 5141.437 | 0.079099
-15.9362 | 6388.961 | 0.098292 | -15.9362 | 5169.508 | 0.079531
-15.9197 | 6560.196 | 0.10093 | -15.9197 | 5131.553 | 0.078947
-15.9032 | 6578.915 | 0.10121 | -15.9032 | 5186.711 | 0.079796
-15.8867 | 6587.508 | 0.10135 | -15.8867 | 5194.695 | 0.079918
-15.8702 | 6569.189 | 0.10106 | -15.8702 | 5142.119 | 0.07911
-15.8537 | 6512.916 | 0.1002 | -15.8537 | 5184.648 | 0.079764
-15.8372 | 6541.422 | 0.10064 | -15.8372 | 5348.705 | 0.082288
-15.8208 | 6482.997 | 0.099738 | -15.8208 | 5473.587 | 0.084209
-15.8042 | 6442.734 | 0.099119 | -15.8042 | 5553.225 | 0.085434
-15.7878 | 6571.729 | 0.1011 | -15.7878 | 5496.939 | 0.084568
-15.7713 | 6639.321 | 0.10214 | -15.7713 | 5354.122 | 0.082371
-15.7548 | 6739.647 | 0.10369 | -15.7548 | 5421.995 | 0.083415
-15.7383 | 6810.345 | 0.10477 | -15.7383 | 5535.172 | 0.085156
-15.7218 | 6652.466 | 0.10235 | -15.7218 | 5519.478 | 0.084915
-15.7053 | 6624.872 | 0.10192 | -15.7053 | 5480.666 | 0.084318
-15.6888 | 6501.163 | 0.10002 | -15.6888 | 5510.922 | 0.084783
-15.6723 | 6674.046 | 0.10268 | -15.6723 | 5513.468 | 0.084823
-15.6558 | 6759.506 | 0.10399 | -15.6558 | 5454.315 | 0.083913
-15.6393 | 6888.624 | 0.10598 | -15.6393 | 5466.28 | 0.084097
-15.6228 | 6838.592 | 0.10521 | -15.6228 | 5569.592 | 0.085686
-15.6063 | 7032.357 | 0.10819 | -15.6063 | 5647.575 | 0.086886
-15.5898 | 7125.268 | 0.10962 | -15.5898 | 5660.21 | 0.08708
-15.5733 | 6942.476 | 0.10681 | -15.5733 | 5654.174 | 0.086987
-15.5568 | 7011.334 | 0.10787 | -15.5568 | 5663.25 | 0.087127
-15.5403 | 7051.792 | 0.10849 | -15.5403 | 5703.627 | 0.087748
-15.5238 | 7022.629 | 0.10804 | -15.5238 | 5749.787 | 0.088458
-15.5073 | 7095.945 | 0.10917 | -15.5073 | 5739.453 | 0.088299
-15.4908 | 7002.84 | 0.10774 | -15.4908 | 5695.573 | 0.087624
-15.4743 | 6991.631 | 0.10756 | -15.4743 | 5679.564 | 0.087378
-15.4578 | 7008.238 | 0.10782 | -15.4578 | 5730.998 | 0.088169
-15.4413 | 7059.906 | 0.10861 | -15.4413 | 5800.26 | 0.089235
-15.4248 | 7145.404 | 0.10993 | -15.4248 | 5893.675 | 0.090672
-15.4083 | 7169.134 | 0.11029 | -15.4083 | 5902.951 | 0.090815
-15.3918 | 7138.377 | 0.10982 | -15.3918 | 5831.168 | 0.08971
-15.3753 | 7186.509 | 0.11056 | -15.3753 | 5780.839 | 0.088936
-15.3588 | 7303.569 | 0.11236 | -15.3588 | 5821.24 | 0.089558
-15.3423 | 7355.738 | 0.11317 | -15.3423 | 5931.105 | 0.091248
-15.3258 | 7307.05 | 0.11242 | -15.3258 | 5893.013 | 0.090662
-15.3093 | 7222.597 | 0.11112 | -15.3093 | 5898.494 | 0.090746
-15.2928 | 7262.655 | 0.11173 | -15.2928 | 5962.333 | 0.091728
-15.2763 | 7445.938 | 0.11455 | -15.2763 | 6006.285 | 0.092404
-15.2598 | 7495.078 | 0.11531 | -15.2598 | 5983.451 | 0.092053
-15.2433 | 7455.554 | 0.1147 | -15.2433 | 5938.838 | 0.091367
-15.2269 | 7413.833 | 0.11406 | -15.2269 | 6031.178 | 0.092787
-15.2104 | 7465.93 | 0.11486 | -15.2104 | 6127.92 | 0.094276
-15.1939 | 7534.13 | 0.11591 | -15.1939 | 6082.522 | 0.093577
-15.1774 | 7566.382 | 0.11641 | -15.1774 | 6052.758 | 0.093119
-15.1609 | 7689.241 | 0.1183 | -15.1609 | 6116.162 | 0.094095
-15.1444 | 7583.791 | 0.11667 | -15.1444 | 6182.251 | 0.095112
-15.1279 | 7667.883 | 0.11797 | -15.1279 | 6189.814 | 0.095228
-15.1114 | 7734.873 | 0.119 | -15.1114 | 6218.715 | 0.095673
-15.0949 | 7734.433 | 0.11899 | -15.0949 | 6304.472 | 0.096992
-15.0784 | 7794.448 | 0.11991 | -15.0784 | 6313.919 | 0.097137
-15.0619 | 7807.604 | 0.12012 | -15.0619 | 6257.291 | 0.096266
-15.0454 | 7789.877 | 0.11984 | -15.0454 | 6295.748 | 0.096858
-15.0289 | 7828.062 | 0.12043 | -15.0289 | 6377.648 | 0.098118
-15.0124 | 7917.204 | 0.1218 | -15.0124 | 6415.882 | 0.098706
-14.9959 | 7857.852 | 0.12089 | -14.9959 | 6490.716 | 0.099857
-14.9794 | 7861.468 | 0.12095 | -14.9794 | 6530.509 | 0.10047
-14.9629 | 8016.717 | 0.12333 | -14.9629 | 6452.638 | 0.099271
-14.9464 | 8061.345 | 0.12402 | -14.9464 | 6389.491 | 0.0983
-14.9299 | 8023.761 | 0.12344 | -14.9299 | 6424.128 | 0.098833
-14.9134 | 8060.627 | 0.12401 | -14.9134 | 6481.876 | 0.099721
-14.8969 | 8168.207 | 0.12566 | -14.8969 | 6484.844 | 0.099767
-14.8804 | 8215.887 | 0.1264 | -14.8804 | 6503.187 | 0.10005
-14.8639 | 8220.647 | 0.12647 | -14.8639 | 6556.99 | 0.10088
-14.8474 | 8302.229 | 0.12773 | -14.8474 | 6567.62 | 0.10104
-14.8309 | 8377.192 | 0.12888 | -14.8309 | 6598.706 | 0.10152
-14.8144 | 8388.286 | 0.12905 | -14.8144 | 6650.271 | 0.10231
-14.7979 | 8382.5 | 0.12896 | -14.7979 | 6686.799 | 0.10287
-14.7814 | 8347.407 | 0.12842 | -14.7814 | 6766.709 | 0.1041
-14.7649 | 8361.936 | 0.12865 | -14.7649 | 6829.946 | 0.10508
-14.7484 | 8403.603 | 0.12929 | -14.7484 | 6829.57 | 0.10507
-14.7319 | 8409.993 | 0.12938 | -14.7319 | 6779.001 | 0.10429
-14.7154 | 8442.769 | 0.12989 | -14.7154 | 6727.663 | 0.1035
-14.6989 | 8431.875 | 0.12972 | -14.6989 | 6733.516 | 0.10359
-14.6824 | 8518.305 | 0.13105 | -14.6824 | 6777.355 | 0.10427
-14.666 | 8606.166 | 0.1324 | -14.666 | 6842.651 | 0.10527
-14.6494 | 8658.844 | 0.13321 | -14.6494 | 6894.682 | 0.10607
-14.6329 | 8707.816 | 0.13397 | -14.6329 | 6932.486 | 0.10665
-14.6165 | 8671.805 | 0.13341 | -14.6165 | 6961.578 | 0.1071
-14.6 | 8649.241 | 0.13307 | -14.6 | 6953.098 | 0.10697
-14.5835 | 8619.493 | 0.13261 | -14.5835 | 6948.176 | 0.1069
-14.567 | 8700.76 | 0.13386 | -14.567 | 6968.899 | 0.10721
-14.5505 | 8763.58 | 0.13482 | -14.5505 | 6946.133 | 0.10686
-14.534 | 8829.362 | 0.13584 | -14.534 | 6959.498 | 0.10707
-14.5175 | 8782.365 | 0.13511 | -14.5175 | 7098.841 | 0.10921
-14.501 | 8800.393 | 0.13539 | -14.501 | 7204.637 | 0.11084
-14.4845 | 8801.785 | 0.13541 | -14.4845 | 7245.77 | 0.11147
-14.468 | 8870.918 | 0.13648 | -14.468 | 7270.338 | 0.11185
-14.4515 | 8862.981 | 0.13635 | -14.4515 | 7248.52 | 0.11152
-14.435 | 8773.533 | 0.13498 | -14.435 | 7282.044 | 0.11203
-14.4185 | 8922.453 | 0.13727 | -14.4185 | 7333.076 | 0.11282
-14.402 | 9075.85 | 0.13963 | -14.402 | 7361.463 | 0.11325
-14.3855 | 9178.438 | 0.14121 | -14.3855 | 7383.817 | 0.1136
-14.369 | 9183.474 | 0.14128 | -14.369 | 7362.511 | 0.11327
-14.3525 | 9133.086 | 0.14051 | -14.3525 | 7384.026 | 0.1136
-14.336 | 9222.147 | 0.14188 | -14.336 | 7391.979 | 0.11372
-14.3195 | 9317.053 | 0.14334 | -14.3195 | 7486.816 | 0.11518
-14.303 | 9255.549 | 0.14239 | -14.303 | 7510.999 | 0.11555
-14.2865 | 9154.888 | 0.14084 | -14.2865 | 7628.864 | 0.11737
-14.27 | 9127.052 | 0.14042 | -14.27 | 7644.389 | 0.11761
-14.2535 | 9229.271 | 0.14199 | -14.2535 | 7474.642 | 0.11499
-14.237 | 9343.937 | 0.14375 | -14.237 | 7594.907 | 0.11684
-14.2205 | 9289.035 | 0.14291 | -14.2205 | 7734.743 | 0.119
-14.204 | 9334.944 | 0.14361 | -14.204 | 7758.001 | 0.11935
-14.1875 | 9452.906 | 0.14543 | -14.1875 | 7667.898 | 0.11797
-14.171 | 9543.532 | 0.14682 | -14.171 | 7633.198 | 0.11743
-14.1545 | 9579.216 | 0.14737 | -14.1545 | 7629.001 | 0.11737
-14.138 | 9575.184 | 0.14731 | -14.138 | 7677.755 | 0.11812
-14.1215 | 9528.726 | 0.1466 | -14.1215 | 7825.653 | 0.12039
-14.105 | 9739.042 | 0.14983 | -14.105 | 7943.869 | 0.12221
-14.0885 | 9718.341 | 0.14951 | -14.0885 | 7959.57 | 0.12245
-14.0721 | 9794.236 | 0.15068 | -14.0721 | 7919.704 | 0.12184
-14.0556 | 9733.926 | 0.14975 | -14.0556 | 7929.026 | 0.12199
-14.0391 | 9572.444 | 0.14727 | -14.0391 | 8053.968 | 0.12391
-14.0226 | 9781.255 | 0.15048 | -14.0226 | 8131.236 | 0.1251
-14.0061 | 9687.591 | 0.14904 | -14.0061 | 8040.736 | 0.1237
-13.9896 | 9730.541 | 0.1497 | -13.9896 | 7992.847 | 0.12297
-13.9731 | 9937.828 | 0.15289 | -13.9731 | 8091.701 | 0.12449
-13.9566 | 9954.256 | 0.15314 | -13.9566 | 8182.084 | 0.12588
-13.9401 | 9916.724 | 0.15256 | -13.9401 | 8202.394 | 0.12619
-13.9236 | 9972.181 | 0.15342 | -13.9236 | 8187.768 | 0.12597
-13.9071 | 10066.62 | 0.15487 | -13.9071 | 8231.729 | 0.12664
-13.8906 | 10174.31 | 0.15653 | -13.8906 | 8389.238 | 0.12907
-13.8741 | 10234.48 | 0.15745 | -13.8741 | 8461.752 | 0.13018
-13.8576 | 10171.69 | 0.15649 | -13.8576 | 8378.631 | 0.1289
-13.8411 | 10160.32 | 0.15631 | -13.8411 | 8333.691 | 0.12821
-13.8246 | 10320.87 | 0.15878 | -13.8246 | 8340.412 | 0.12831
-13.8081 | 10400.02 | 0.16 | -13.8081 | 8302.949 | 0.12774
-13.7916 | 10333.09 | 0.15897 | -13.7916 | 8362.643 | 0.12866
-13.7751 | 10367.98 | 0.15951 | -13.7751 | 8509.982 | 0.13092
-13.7586 | 10481.88 | 0.16126 | -13.7586 | 8494.487 | 0.13068
-13.7421 | 10529.64 | 0.16199 | -13.7421 | 8465.02 | 0.13023
-13.7256 | 10526.57 | 0.16195 | -13.7256 | 8549.818 | 0.13154
-13.7091 | 10510.15 | 0.16169 | -13.7091 | 8507.753 | 0.13089
-13.6926 | 10548.26 | 0.16228 | -13.6926 | 8428.34 | 0.12967
-13.6761 | 10613.15 | 0.16328 | -13.6761 | 8499.897 | 0.13077
-13.6596 | 10679.93 | 0.16431 | -13.6596 | 8782.616 | 0.13512
-13.6431 | 10634.4 | 0.16361 | -13.6431 | 8900.548 | 0.13693
-13.6266 | 10737.3 | 0.16519 | -13.6266 | 8755.46 | 0.1347
-13.6101 | 10775.56 | 0.16578 | -13.6101 | 8633.656 | 0.13283
-13.5936 | 10599.99 | 0.16308 | -13.5936 | 8686.4 | 0.13364
-13.5771 | 10674.93 | 0.16423 | -13.5771 | 8811.962 | 0.13557
-13.5606 | 10831.04 | 0.16663 | -13.5606 | 8861.267 | 0.13633
-13.5441 | 11238.38 | 0.1729 | -13.5441 | 8933.396 | 0.13744
-13.5276 | 10963.88 | 0.16868 | -13.5276 | 9124.364 | 0.14037
-13.5112 | 11005.01 | 0.16931 | -13.5112 | 9210.593 | 0.1417
-13.4947 | 11013.22 | 0.16943 | -13.4947 | 9084.615 | 0.13976
-13.4781 | 11131.26 | 0.17125 | -13.4781 | 9004.719 | 0.13853
-13.4617 | 11177.93 | 0.17197 | -13.4617 | 9119.285 | 0.1403
-13.4452 | 11076.19 | 0.1704 | -13.4452 | 9194.033 | 0.14145
-13.4287 | 11230.16 | 0.17277 | -13.4287 | 9186.955 | 0.14134
-13.4122 | 11221.71 | 0.17264 | -13.4122 | 9269.259 | 0.1426
-13.3957 | 11235.33 | 0.17285 | -13.3957 | 9344.337 | 0.14376
-13.3792 | 11151.25 | 0.17156 | -13.3792 | 9364.452 | 0.14407
-13.3627 | 11258.51 | 0.17321 | -13.3627 | 9312.627 | 0.14327
-13.3462 | 11214.57 | 0.17253 | -13.3462 | 9205.892 | 0.14163
-13.3297 | 11195.88 | 0.17224 | -13.3297 | 9215.51 | 0.14178
-13.3132 | 11311.63 | 0.17403 | -13.3132 | 9529.577 | 0.14661
-13.2967 | 11398.36 | 0.17536 | -13.2967 | 9710.263 | 0.14939
-13.2802 | 11346.61 | 0.17456 | -13.2802 | 9561.255 | 0.1471
-13.2637 | 11442.95 | 0.17605 | -13.2637 | 9360.103 | 0.144
-13.2472 | 11644.72 | 0.17915 | -13.2472 | 9456.352 | 0.14548
-13.2307 | 11731.96 | 0.18049 | -13.2307 | 9644.6 | 0.14838
-13.2142 | 11727.57 | 0.18042 | -13.2142 | 9702.54 | 0.14927
-13.1977 | 11771.05 | 0.18109 | -13.1977 | 9636.742 | 0.14826
-13.1812 | 11846.01 | 0.18225 | -13.1812 | 9670.129 | 0.14877
-13.1647 | 11926.6 | 0.18349 | -13.1647 | 9755.276 | 0.15008
-13.1482 | 12019.35 | 0.18491 | -13.1482 | 9800.539 | 0.15078
-13.1317 | 11986.64 | 0.18441 | -13.1317 | 9949.94 | 0.15308
-13.1152 | 11878.97 | 0.18275 | -13.1152 | 10078.48 | 0.15505
-13.0987 | 11850.11 | 0.18231 | -13.0987 | 10086.2 | 0.15517
-13.0822 | 11945.67 | 0.18378 | -13.0822 | 10063.65 | 0.15483
-13.0657 | 12081.91 | 0.18588 | -13.0657 | 10051.51 | 0.15464
-13.0492 | 12092.91 | 0.18604 | -13.0492 | 10116.89 | 0.15564
-13.0327 | 12061.71 | 0.18556 | -13.0327 | 10156.83 | 0.15626
-13.0162 | 12057.84 | 0.18551 | -13.0162 | 10229.9 | 0.15738
-12.9997 | 12156.67 | 0.18703 | -12.9997 | 10368.11 | 0.15951
-12.9832 | 12304 | 0.18929 | -12.9832 | 10391.93 | 0.15988
-12.9667 | 12323.38 | 0.18959 | -12.9667 | 10367.93 | 0.15951
-12.9503 | 12330.96 | 0.18971 | -12.9503 | 10309.3 | 0.1586
-12.9337 | 12269.5 | 0.18876 | -12.9337 | 10266.73 | 0.15795
-12.9172 | 12548.77 | 0.19306 | -12.9172 | 10329.28 | 0.15891
-12.9008 | 12648.95 | 0.1946 | -12.9008 | 10429.28 | 0.16045
-12.8843 | 12582.17 | 0.19357 | -12.8843 | 10449.9 | 0.16077
-12.8678 | 12699.55 | 0.19538 | -12.8678 | 10447.44 | 0.16073
-12.8513 | 12899.96 | 0.19846 | -12.8513 | 10527.47 | 0.16196
-12.8348 | 13048.65 | 0.20075 | -12.8348 | 10583 | 0.16282
-12.8183 | 13016.14 | 0.20025 | -12.8183 | 10617.83 | 0.16335
-12.8018 | 12712.53 | 0.19558 | -12.8018 | 10750.22 | 0.16539
-12.7853 | 12750.94 | 0.19617 | -12.7853 | 10749.23 | 0.16537
-12.7688 | 13027.98 | 0.20043 | -12.7688 | 10691.21 | 0.16448
-12.7523 | 13106.47 | 0.20164 | -12.7523 | 10803.66 | 0.16621
-12.7358 | 13078.04 | 0.2012 | -12.7358 | 10874.66 | 0.1673
-12.7193 | 13053.69 | 0.20083 | -12.7193 | 11005.22 | 0.16931
-12.7028 | 13007.87 | 0.20012 | -12.7028 | 10956.06 | 0.16855
-12.6863 | 13030.62 | 0.20047 | -12.6863 | 11099.07 | 0.17075
-12.6698 | 13175.96 | 0.20271 | -12.6698 | 11218.25 | 0.17259
-12.6533 | 13265.54 | 0.20409 | -12.6533 | 11109.17 | 0.17091
-12.6368 | 13216.99 | 0.20334 | -12.6368 | 11128 | 0.1712
-12.6203 | 13229.88 | 0.20354 | -12.6203 | 11095.16 | 0.17069
-12.6038 | 13295.18 | 0.20454 | -12.6038 | 11187.85 | 0.17212
-12.5873 | 13374.72 | 0.20576 | -12.5873 | 11261.88 | 0.17326
-12.5708 | 13467.99 | 0.2072 | -12.5708 | 11331.82 | 0.17434
-12.5543 | 13525.4 | 0.20808 | -12.5543 | 11373.95 | 0.17498
-12.5378 | 13563.62 | 0.20867 | -12.5378 | 11288.26 | 0.17367
-12.5213 | 13635.04 | 0.20977 | -12.5213 | 11407.19 | 0.1755
-12.5048 | 13730.77 | 0.21124 | -12.5048 | 11585.7 | 0.17824
-12.4883 | 13789.22 | 0.21214 | -12.4883 | 11520.01 | 0.17723
-12.4718 | 13832.72 | 0.21281 | -12.4718 | 11484.09 | 0.17668
-12.4553 | 13907.52 | 0.21396 | -12.4553 | 11486.14 | 0.17671
-12.4388 | 13920.31 | 0.21416 | -12.4388 | 11599.16 | 0.17845
-12.4223 | 14000.87 | 0.2154 | -12.4223 | 11685.86 | 0.17978
-12.4058 | 14135.66 | 0.21747 | -12.4058 | 11745.2 | 0.1807
-12.3893 | 14103.07 | 0.21697 | -12.3893 | 11702.47 | 0.18004
-12.3728 | 14018.41 | 0.21567 | -12.3728 | 11624.21 | 0.17883
-12.3564 | 14031.71 | 0.21587 | -12.3564 | 11677.28 | 0.17965
-12.3399 | 14121.25 | 0.21725 | -12.3399 | 11842.89 | 0.1822
-12.3233 | 14169.44 | 0.21799 | -12.3233 | 11863.25 | 0.18251
-12.3069 | 14278.07 | 0.21966 | -12.3069 | 11984.97 | 0.18438
-12.2904 | 14280.22 | 0.2197 | -12.2904 | 12006.37 | 0.18471
-12.2739 | 14300.14 | 0.22 | -12.2739 | 12107.56 | 0.18627
-12.2574 | 14543.2 | 0.22374 | -12.2574 | 12352.38 | 0.19004
-12.2409 | 14456.34 | 0.22241 | -12.2409 | 12516.84 | 0.19257
-12.2244 | 14325.1 | 0.22039 | -12.2244 | 12450.96 | 0.19155
-12.2079 | 14704.84 | 0.22623 | -12.2079 | 12297.22 | 0.18919
-12.1914 | 14732.4 | 0.22665 | -12.1914 | 12325.36 | 0.18962
-12.1749 | 14712.5 | 0.22635 | -12.1749 | 12311.07 | 0.1894
-12.1584 | 14785.01 | 0.22746 | -12.1584 | 12320.32 | 0.18954
-12.1419 | 14793.88 | 0.2276 | -12.1419 | 12499.03 | 0.19229
-12.1254 | 14870.53 | 0.22878 | -12.1254 | 12557.69 | 0.1932
-12.1089 | 14873.51 | 0.22882 | -12.1089 | 12526.24 | 0.19271
-12.0924 | 14843.09 | 0.22836 | -12.0924 | 12542.71 | 0.19296
-12.0759 | 14939.54 | 0.22984 | -12.0759 | 12534.22 | 0.19283
-12.0594 | 15028.07 | 0.2312 | -12.0594 | 12584.35 | 0.19361
-12.0429 | 15007.96 | 0.23089 | -12.0429 | 12749.95 | 0.19615
-12.0264 | 14997.86 | 0.23074 | -12.0264 | 12856.25 | 0.19779
-12.0099 | 15104.64 | 0.23238 | -12.0099 | 12802.23 | 0.19696
-11.9934 | 15255.52 | 0.2347 | -11.9934 | 12711.71 | 0.19556
-11.9769 | 15395.27 | 0.23685 | -11.9769 | 12787.95 | 0.19674
-11.9604 | 15544.39 | 0.23914 | -11.9604 | 13001.4 | 0.20002
-11.9439 | 15581.3 | 0.23971 | -11.9439 | 13024.91 | 0.20038
-11.9274 | 15551.2 | 0.23925 | -11.9274 | 12925.47 | 0.19885
-11.9109 | 15613.14 | 0.2402 | -11.9109 | 13015.28 | 0.20024
-11.8944 | 15768.71 | 0.2426 | -11.8944 | 12937.23 | 0.19903
-11.8779 | 15854.82 | 0.24392 | -11.8779 | 13066.81 | 0.20103
-11.8614 | 15803.22 | 0.24313 | -11.8614 | 13116.73 | 0.2018
-11.8449 | 15814.74 | 0.2433 | -11.8449 | 13387.28 | 0.20596
-11.8284 | 15914.56 | 0.24484 | -11.8284 | 13580.69 | 0.20893
-11.8119 | 15945.33 | 0.24531 | -11.8119 | 13450.87 | 0.20694
-11.7955 | 15950.41 | 0.24539 | -11.7955 | 13226.21 | 0.20348
-11.779 | 15972.55 | 0.24573 | -11.779 | 13333.87 | 0.20514
-11.7624 | 15962.17 | 0.24557 | -11.7624 | 13747.28 | 0.2115
-11.746 | 16151.34 | 0.24848 | -11.746 | 13945.06 | 0.21454
-11.7295 | 16421.24 | 0.25263 | -11.7295 | 13839.44 | 0.21291
-11.713 | 16493.29 | 0.25374 | -11.713 | 13789.82 | 0.21215
-11.6965 | 16637.3 | 0.25596 | -11.6965 | 13704.61 | 0.21084
-11.68 | 16533.17 | 0.25436 | -11.68 | 13741.15 | 0.2114
-11.6635 | 16461.28 | 0.25325 | -11.6635 | 13837.16 | 0.21288
-11.647 | 16378.97 | 0.25198 | -11.647 | 13939.31 | 0.21445
-11.6305 | 16536.2 | 0.2544 | -11.6305 | 13941.31 | 0.21448
-11.614 | 16605.3 | 0.25547 | -11.614 | 14094.22 | 0.21683
-11.5975 | 16634 | 0.25591 | -11.5975 | 14289.67 | 0.21984
-11.581 | 16783.29 | 0.2582 | -11.581 | 14298.61 | 0.21998
-11.5645 | 16691.12 | 0.25679 | -11.5645 | 14281.52 | 0.21972
-11.548 | 16568.66 | 0.2549 | -11.548 | 14341.97 | 0.22065
-11.5315 | 16847.97 | 0.2592 | -11.5315 | 14382.71 | 0.22127
-11.515 | 17048.37 | 0.26228 | -11.515 | 14473.71 | 0.22267
-11.4985 | 16956.6 | 0.26087 | -11.4985 | 14585.86 | 0.2244
-11.482 | 17048.59 | 0.26229 | -11.482 | 14452.57 | 0.22235
-11.4655 | 17190.31 | 0.26447 | -11.4655 | 14303.71 | 0.22006
-11.449 | 17152.88 | 0.26389 | -11.449 | 14505.48 | 0.22316
-11.4325 | 17051.06 | 0.26232 | -11.4325 | 14667.44 | 0.22565
-11.416 | 17021.32 | 0.26187 | -11.416 | 14604.18 | 0.22468
-11.3995 | 17015.67 | 0.26178 | -11.3995 | 14662.82 | 0.22558
-11.383 | 17139.93 | 0.26369 | -11.383 | 14777.26 | 0.22734
-11.3665 | 17410.07 | 0.26785 | -11.3665 | 14958.26 | 0.23013
-11.35 | 17492.76 | 0.26912 | -11.35 | 15201.33 | 0.23387
-11.3335 | 17562.71 | 0.2702 | -11.3335 | 15210.09 | 0.234
-11.317 | 17472.5 | 0.26881 | -11.317 | 15230.69 | 0.23432
-11.3005 | 17448.49 | 0.26844 | -11.3005 | 15248.39 | 0.23459
-11.284 | 17741.2 | 0.27294 | -11.284 | 15227.55 | 0.23427
-11.2675 | 17889.8 | 0.27523 | -11.2675 | 15087.88 | 0.23212
-11.251 | 17812.77 | 0.27404 | -11.251 | 15167.13 | 0.23334
-11.2345 | 17779.9 | 0.27354 | -11.2345 | 15394.91 | 0.23684
-11.218 | 17801.74 | 0.27387 | -11.218 | 15489.38 | 0.2383
-11.2015 | 17841.19 | 0.27448 | -11.2015 | 15637.36 | 0.24057
-11.1851 | 17981.99 | 0.27665 | -11.1851 | 15434.28 | 0.23745
-11.1686 | 18262.52 | 0.28096 | -11.1686 | 15377.35 | 0.23657
-11.1521 | 18521.74 | 0.28495 | -11.1521 | 15597.11 | 0.23996
-11.1356 | 18529.34 | 0.28507 | -11.1356 | 15599.51 | 0.23999
-11.1191 | 18336.48 | 0.2821 | -11.1191 | 15526.79 | 0.23887
-11.1026 | 18245.65 | 0.2807 | -11.1026 | 15658.8 | 0.2409
-11.0861 | 18340.94 | 0.28217 | -11.0861 | 15917.43 | 0.24488
-11.0696 | 18439.06 | 0.28368 | -11.0696 | 16048.08 | 0.24689
-11.0531 | 18558.35 | 0.28551 | -11.0531 | 15892.66 | 0.2445
-11.0366 | 18820.36 | 0.28954 | -11.0366 | 16107.17 | 0.2478
-11.0201 | 18900.78 | 0.29078 | -11.0201 | 16032.64 | 0.24666
-11.0036 | 18863.55 | 0.29021 | -11.0036 | 16285.61 | 0.25055
-10.9871 | 18759.59 | 0.28861 | -10.9871 | 16267.52 | 0.25027
-10.9706 | 18895.07 | 0.29069 | -10.9706 | 16422.7 | 0.25266
-10.9541 | 18966.99 | 0.2918 | -10.9541 | 16594.37 | 0.2553
-10.9376 | 18962.75 | 0.29173 | -10.9376 | 16597.32 | 0.25534
-10.9211 | 19055.2 | 0.29316 | -10.9211 | 16422.62 | 0.25266
-10.9046 | 19106.15 | 0.29394 | -10.9046 | 16531.69 | 0.25433
-10.8881 | 18914.04 | 0.29099 | -10.8881 | 16514.52 | 0.25407
-10.8716 | 18942.33 | 0.29142 | -10.8716 | 16743.69 | 0.2576
-10.8551 | 19101.83 | 0.29387 | -10.8551 | 16740.59 | 0.25755
-10.8386 | 19382.47 | 0.29819 | -10.8386 | 16992.06 | 0.26142
-10.8221 | 19385.48 | 0.29824 | -10.8221 | 17074.81 | 0.26269
-10.8056 | 19386.13 | 0.29825 | -10.8056 | 16934.07 | 0.26052
-10.7891 | 19657.31 | 0.30242 | -10.7891 | 16999.64 | 0.26153
-10.7726 | 19744.32 | 0.30376 | -10.7726 | 17042.49 | 0.26219
-10.7561 | 19668.06 | 0.30259 | -10.7561 | 17125.11 | 0.26346
-10.7396 | 19819.92 | 0.30492 | -10.7396 | 17329.09 | 0.2666
-10.7231 | 20049.81 | 0.30846 | -10.7231 | 17380.37 | 0.26739
-10.7066 | 20195.71 | 0.3107 | -10.7066 | 17391.45 | 0.26756
-10.6901 | 20292.66 | 0.31219 | -10.6901 | 17507.73 | 0.26935
-10.6736 | 20259.66 | 0.31169 | -10.6736 | 17518.78 | 0.26952
-10.6571 | 20380.54 | 0.31355 | -10.6571 | 17541.07 | 0.26986
-10.6407 | 20324.11 | 0.31268 | -10.6407 | 17521.84 | 0.26957
-10.6242 | 20111.74 | 0.30941 | -10.6242 | 17415.83 | 0.26794
-10.6076 | 20317.92 | 0.31258 | -10.6076 | 17489.51 | 0.26907
-10.5912 | 20595.86 | 0.31686 | -10.5912 | 17640.53 | 0.27139
-10.5747 | 20583.59 | 0.31667 | -10.5747 | 17868.6 | 0.2749
-10.5582 | 20717.44 | 0.31873 | -10.5582 | 17927.37 | 0.27581
-10.5417 | 20832.32 | 0.3205 | -10.5417 | 17805.39 | 0.27393
-10.5252 | 20739.74 | 0.31907 | -10.5252 | 17993.59 | 0.27682
-10.5087 | 20735.01 | 0.319 | -10.5087 | 18187.56 | 0.27981
-10.4922 | 20671.87 | 0.31803 | -10.4922 | 18265 | 0.281
-10.4757 | 20837.82 | 0.32058 | -10.4757 | 18354.35 | 0.28237
-10.4592 | 20962.54 | 0.3225 | -10.4592 | 18242.73 | 0.28066
-10.4427 | 21062.71 | 0.32404 | -10.4427 | 18287.27 | 0.28134
-10.4262 | 21185.37 | 0.32593 | -10.4262 | 18469.67 | 0.28415
-10.4097 | 21178.21 | 0.32582 | -10.4097 | 18492.09 | 0.28449
-10.3932 | 21136.6 | 0.32518 | -10.3932 | 18367.98 | 0.28258
-10.3767 | 21166.36 | 0.32564 | -10.3767 | 18327.99 | 0.28197
-10.3602 | 21289.76 | 0.32753 | -10.3602 | 18381.78 | 0.2828
-10.3437 | 21442.82 | 0.32989 | -10.3437 | 18493.87 | 0.28452
-10.3272 | 21555.53 | 0.33162 | -10.3272 | 18762.79 | 0.28866
-10.3107 | 21679.6 | 0.33353 | -10.3107 | 19075.71 | 0.29347
-10.2942 | 21723.79 | 0.33421 | -10.2942 | 19188.93 | 0.29521
-10.2777 | 21711.68 | 0.33403 | -10.2777 | 19134.15 | 0.29437
-10.2612 | 21797.04 | 0.33534 | -10.2612 | 19029.91 | 0.29277
-10.2447 | 21804.8 | 0.33546 | -10.2447 | 18959.09 | 0.29168
-10.2282 | 21657.51 | 0.33319 | -10.2282 | 19175.67 | 0.29501
-10.2117 | 21744.72 | 0.33453 | -10.2117 | 19483.83 | 0.29975
-10.1952 | 22024.7 | 0.33884 | -10.1952 | 19216.24 | 0.29563
-10.1787 | 22223.51 | 0.3419 | -10.1787 | 19311.01 | 0.29709
-10.1622 | 22472 | 0.34572 | -10.1622 | 19746.96 | 0.3038
-10.1457 | 22582.37 | 0.34742 | -10.1457 | 19895.37 | 0.30608
-10.1292 | 22644.04 | 0.34837 | -10.1292 | 19700.87 | 0.30309
-10.1127 | 22711.81 | 0.34941 | -10.1127 | 19637.78 | 0.30212
-10.0962 | 22707.79 | 0.34935 | -10.0962 | 19867.37 | 0.30565
-10.0798 | 22681.35 | 0.34894 | -10.0798 | 20116.1 | 0.30948
-10.0633 | 22826.66 | 0.35118 | -10.0633 | 20167.62 | 0.31027
-10.0467 | 22962.33 | 0.35327 | -10.0467 | 19877.19 | 0.3058
-10.0303 | 23020.53 | 0.35416 | -10.0303 | 19820.36 | 0.30493
-10.0138 | 22827.62 | 0.35119 | -10.0138 | 20195.64 | 0.3107
-9.9973 | 22832.64 | 0.35127 | -9.9973 | 20515.51 | 0.31562
-9.9808 | 23045.99 | 0.35455 | -9.9808 | 20643.03 | 0.31759
-9.9643 | 22885.42 | 0.35208 | -9.9643 | 20765.01 | 0.31946
-9.9478 | 23078.46 | 0.35505 | -9.9478 | 20757.81 | 0.31935
-9.9313 | 23416.71 | 0.36026 | -9.9313 | 20534.36 | 0.31591
-9.9148 | 23392.77 | 0.35989 | -9.9148 | 20474.37 | 0.31499
-9.8983 | 23472.72 | 0.36112 | -9.8983 | 20438.19 | 0.31443
-9.8818 | 23490.45 | 0.36139 | -9.8818 | 20551.66 | 0.31618
-9.8653 | 23567.25 | 0.36257 | -9.8653 | 20910.09 | 0.32169
-9.8488 | 23538.33 | 0.36213 | -9.8488 | 21140.85 | 0.32524
-9.8323 | 23575.61 | 0.3627 | -9.8323 | 21095.91 | 0.32455
-9.8158 | 23796.05 | 0.36609 | -9.8158 | 21285.74 | 0.32747
-9.7993 | 23839.49 | 0.36676 | -9.7993 | 21444.66 | 0.32992
-9.7828 | 23717.73 | 0.36489 | -9.7828 | 21353.41 | 0.32851
-9.7663 | 23813.08 | 0.36636 | -9.7663 | 21200.38 | 0.32616
-9.7498 | 23968.66 | 0.36875 | -9.7498 | 21383.51 | 0.32898
-9.7333 | 24183.57 | 0.37205 | -9.7333 | 21578.45 | 0.33198
-9.7168 | 24298.46 | 0.37382 | -9.7168 | 21608.26 | 0.33243
-9.7003 | 24319.21 | 0.37414 | -9.7003 | 21678.78 | 0.33352
-9.6838 | 24325.96 | 0.37425 | -9.6838 | 21802.91 | 0.33543
-9.6673 | 24357.49 | 0.37473 | -9.6673 | 21921.56 | 0.33725
-9.6508 | 24487.33 | 0.37673 | -9.6508 | 22048.27 | 0.3392
-9.6343 | 24659.59 | 0.37938 | -9.6343 | 22111.4 | 0.34018
-9.6178 | 24704.75 | 0.38007 | -9.6178 | 22085.39 | 0.33978
-9.6013 | 24696.98 | 0.37995 | -9.6013 | 22141 | 0.34063
-9.5848 | 24758.82 | 0.3809 | -9.5848 | 22322.82 | 0.34343
-9.5683 | 24817.65 | 0.38181 | -9.5683 | 22286.5 | 0.34287
-9.5518 | 24868.5 | 0.38259 | -9.5518 | 22593.25 | 0.34759
-9.5353 | 25015.96 | 0.38486 | -9.5353 | 22786.05 | 0.35055
-9.5188 | 25230.42 | 0.38816 | -9.5188 | 22880.6 | 0.35201
-9.5023 | 25270.77 | 0.38878 | -9.5023 | 22921.98 | 0.35265
-9.4858 | 25139.66 | 0.38676 | -9.4858 | 22651.05 | 0.34848
-9.4694 | 25272.5 | 0.38881 | -9.4694 | 22522.37 | 0.3465
-9.4529 | 25522.39 | 0.39265 | -9.4529 | 22642.74 | 0.34835
-9.4364 | 25645.7 | 0.39455 | -9.4364 | 22764.91 | 0.35023
-9.4199 | 25739.47 | 0.39599 | -9.4199 | 22838.57 | 0.35136
-9.4034 | 25769.51 | 0.39645 | -9.4034 | 23142.18 | 0.35603
-9.3869 | 25763.27 | 0.39636 | -9.3869 | 23317.03 | 0.35872
-9.3704 | 25526.15 | 0.39271 | -9.3704 | 23122.39 | 0.35573
-9.3539 | 25574.05 | 0.39345 | -9.3539 | 23040.76 | 0.35447
-9.3374 | 25852.27 | 0.39773 | -9.3374 | 23034.13 | 0.35437
-9.3209 | 26025.69 | 0.4004 | -9.3209 | 23017.45 | 0.35411
-9.3044 | 26232.06 | 0.40357 | -9.3044 | 23382.86 | 0.35974
-9.2879 | 26195.87 | 0.40301 | -9.2879 | 23740.74 | 0.36524
-9.2714 | 25976.02 | 0.39963 | -9.2714 | 23565.82 | 0.36255
-9.2549 | 26093.1 | 0.40143 | -9.2549 | 23526.07 | 0.36194
-9.2384 | 26478.27 | 0.40736 | -9.2384 | 23917.97 | 0.36797
-9.2219 | 26560.34 | 0.40862 | -9.2219 | 23814.97 | 0.36638
-9.2054 | 26616.49 | 0.40948 | -9.2054 | 24579.85 | 0.37815
-9.1889 | 26586.81 | 0.40903 | -9.1889 | 23763.82 | 0.3656
-9.1724 | 26504.23 | 0.40776 | -9.1724 | 24048.8 | 0.36998
-9.1559 | 26716.06 | 0.41102 | -9.1559 | 24585.14 | 0.37823
-9.1394 | 27000.63 | 0.41539 | -9.1394 | 24099.49 | 0.37076
-9.1229 | 27076.2 | 0.41656 | -9.1229 | 24237 | 0.37288
-9.1064 | 27081.46 | 0.41664 | -9.1064 | 24680.4 | 0.3797
-9.0899 | 27236.05 | 0.41902 | -9.0899 | 24482.09 | 0.37665
-9.0734 | 27325.67 | 0.42039 | -9.0734 | 24518.61 | 0.37721
-9.0569 | 27380.07 | 0.42123 | -9.0569 | 24723.32 | 0.38036
-9.0404 | 27496.04 | 0.42302 | -9.0404 | 24735.62 | 0.38055
-9.0239 | 27657.34 | 0.4255 | -9.0239 | 24786.58 | 0.38133
-9.0074 | 27810.17 | 0.42785 | -9.0074 | 24974.51 | 0.38422
-8.9909 | 27803.8 | 0.42775 | -8.9909 | 25172.7 | 0.38727
-8.9744 | 27618.28 | 0.4249 | -8.9744 | 25350.09 | 0.39
-8.9579 | 27620.24 | 0.42493 | -8.9579 | 25499.62 | 0.3923
-8.9414 | 27877.45 | 0.42888 | -8.9414 | 25806.43 | 0.39702
-8.9249 | 27973.07 | 0.43035 | -8.9249 | 25568.1 | 0.39336
-8.9084 | 27988.81 | 0.4306 | -8.9084 | 25514.27 | 0.39253
-8.892 | 28239.85 | 0.43446 | -8.892 | 25564.49 | 0.3933
-8.8755 | 28471.53 | 0.43802 | -8.8755 | 25476.58 | 0.39195
-8.859 | 28552.44 | 0.43927 | -8.859 | 25592.08 | 0.39372
-8.8425 | 28482.5 | 0.43819 | -8.8425 | 25777.05 | 0.39657
-8.826 | 28331.53 | 0.43587 | -8.826 | 25996.74 | 0.39995
-8.8095 | 28332.24 | 0.43588 | -8.8095 | 25952.32 | 0.39927
-8.793 | 28485.2 | 0.43823 | -8.793 | 26110.67 | 0.4017
-8.7765 | 28688.49 | 0.44136 | -8.7765 | 26188.75 | 0.4029
-8.76 | 28832.08 | 0.44357 | -8.76 | 26452.99 | 0.40697
-8.7435 | 28900.72 | 0.44463 | -8.7435 | 26656.51 | 0.4101
-8.727 | 28998.4 | 0.44613 | -8.727 | 26776.88 | 0.41195
-8.7105 | 29126.71 | 0.4481 | -8.7105 | 26928.48 | 0.41428
-8.694 | 29187.69 | 0.44904 | -8.694 | 27015.86 | 0.41563
-8.6775 | 29266.09 | 0.45025 | -8.6775 | 27025.05 | 0.41577
-8.661 | 29455.92 | 0.45317 | -8.661 | 26967.89 | 0.41489
-8.6445 | 29518.55 | 0.45413 | -8.6445 | 26949.54 | 0.41461
-8.628 | 29472.66 | 0.45343 | -8.628 | 27177.28 | 0.41811
-8.6115 | 29496.22 | 0.45379 | -8.6115 | 27442.71 | 0.4222
-8.595 | 29628.01 | 0.45582 | -8.595 | 27450.01 | 0.42231
-8.5785 | 29621.34 | 0.45571 | -8.5785 | 27333.1 | 0.42051
-8.562 | 29797.2 | 0.45842 | -8.562 | 27414.71 | 0.42176
-8.5455 | 30093.69 | 0.46298 | -8.5455 | 27533.94 | 0.4236
-8.529 | 30206.25 | 0.46471 | -8.529 | 27757.93 | 0.42705
-8.5125 | 30224.47 | 0.46499 | -8.5125 | 28007.35 | 0.43088
-8.496 | 30402.37 | 0.46773 | -8.496 | 27996.36 | 0.43071
-8.4795 | 30120.43 | 0.46339 | -8.4795 | 27922.37 | 0.42957
-8.463 | 29904.56 | 0.46007 | -8.463 | 27958.93 | 0.43014
-8.4465 | 29843.66 | 0.45913 | -8.4465 | 28146.97 | 0.43303
-8.43 | 29861.22 | 0.4594 | -8.43 | 28272.43 | 0.43496
-8.4135 | 30058.5 | 0.46244 | -8.4135 | 28321.87 | 0.43572
-8.397 | 30538.55 | 0.46982 | -8.397 | 28461.44 | 0.43787
-8.3805 | 30880.97 | 0.47509 | -8.3805 | 28583.68 | 0.43975
-8.364 | 30786.44 | 0.47364 | -8.364 | 28593.57 | 0.4399
-8.3475 | 31097.5 | 0.47842 | -8.3475 | 28729.91 | 0.442
-8.331 | 31076.06 | 0.47809 | -8.331 | 28866.38 | 0.4441
-8.3146 | 30782.9 | 0.47358 | -8.3146 | 28790.8 | 0.44294
-8.2981 | 31042.23 | 0.47757 | -8.2981 | 28804.33 | 0.44314
-8.2816 | 30982.76 | 0.47666 | -8.2816 | 29026.21 | 0.44656
-8.2651 | 30934.18 | 0.47591 | -8.2651 | 29081.48 | 0.44741
-8.2486 | 31111.79 | 0.47864 | -8.2486 | 28954.93 | 0.44546
-8.2321 | 31502.88 | 0.48466 | -8.2321 | 29155.72 | 0.44855
-8.2156 | 31500.71 | 0.48463 | -8.2156 | 29217.63 | 0.4495
-8.1991 | 31482.16 | 0.48434 | -8.1991 | 29490.41 | 0.4537
-8.1826 | 31864 | 0.49022 | -8.1826 | 29914.01 | 0.46022
-8.1661 | 32154.31 | 0.49468 | -8.1661 | 29998.4 | 0.46151
-8.1496 | 32286.54 | 0.49672 | -8.1496 | 30028.29 | 0.46197
-8.1331 | 32262.87 | 0.49635 | -8.1331 | 30140.47 | 0.4637
-8.1166 | 32125.39 | 0.49424 | -8.1166 | 29979.67 | 0.46123
-8.1001 | 32136.02 | 0.4944 | -8.1001 | 29987.61 | 0.46135
-8.0836 | 32345.44 | 0.49762 | -8.0836 | 30488.63 | 0.46906
-8.0671 | 32575.85 | 0.50117 | -8.0671 | 30580.7 | 0.47047
-8.0506 | 32719.07 | 0.50337 | -8.0506 | 30647.43 | 0.4715
-8.0341 | 32648.44 | 0.50228 | -8.0341 | 30334.44 | 0.46668
-8.0176 | 32486.16 | 0.49979 | -8.0176 | 30321.24 | 0.46648
-8.0011 | 32447.15 | 0.49919 | -8.0011 | 30700.88 | 0.47232
-7.9846 | 32522.01 | 0.50034 | -7.9846 | 30994.77 | 0.47684
-7.9681 | 32809.75 | 0.50477 | -7.9681 | 31280.98 | 0.48125
-7.9516 | 33203.48 | 0.51082 | -7.9516 | 31335.79 | 0.48209
-7.9351 | 33391.77 | 0.51372 | -7.9351 | 30972.11 | 0.47649
-7.9186 | 33354.34 | 0.51314 | -7.9186 | 31164.57 | 0.47945
-7.9021 | 33255.46 | 0.51162 | -7.9021 | 31293.92 | 0.48144
-7.8856 | 33244.54 | 0.51145 | -7.8856 | 31183.1 | 0.47974
-7.8691 | 33304.26 | 0.51237 | -7.8691 | 31291.84 | 0.48141
-7.8526 | 33277.25 | 0.51196 | -7.8526 | 31721.25 | 0.48802
-7.8361 | 33238.05 | 0.51135 | -7.8361 | 31973.01 | 0.49189
-7.8196 | 33315.09 | 0.51254 | -7.8196 | 31758.53 | 0.48859
-7.8031 | 33415.16 | 0.51408 | -7.8031 | 31536.3 | 0.48517
-7.7866 | 33523.11 | 0.51574 | -7.7866 | 31710.68 | 0.48786
-7.7701 | 33705.85 | 0.51855 | -7.7701 | 31820.56 | 0.48955
-7.7537 | 33796.82 | 0.51995 | -7.7537 | 31761.77 | 0.48864
-7.7372 | 33949.12 | 0.52229 | -7.7372 | 32103.29 | 0.4939
-7.7207 | 34376.85 | 0.52887 | -7.7207 | 32462.2 | 0.49942
-7.7042 | 34102.19 | 0.52465 | -7.7042 | 32481.59 | 0.49972
-7.6877 | 34085.38 | 0.52439 | -7.6877 | 32323.61 | 0.49729
-7.6712 | 34587.13 | 0.53211 | -7.6712 | 32441.93 | 0.49911
-7.6547 | 34705.43 | 0.53393 | -7.6547 | 32731.44 | 0.50356
-7.6382 | 34735.11 | 0.53439 | -7.6382 | 32517.72 | 0.50027
-7.6217 | 34839.56 | 0.53599 | -7.6217 | 32531.73 | 0.50049
-7.6052 | 35089.81 | 0.53984 | -7.6052 | 32926.04 | 0.50655
-7.5887 | 35281.44 | 0.54279 | -7.5887 | 33177.23 | 0.51042
-7.5722 | 35211.75 | 0.54172 | -7.5722 | 33124.05 | 0.5096
-7.5557 | 35251.09 | 0.54232 | -7.5557 | 33136.39 | 0.50979
-7.5392 | 35615.37 | 0.54793 | -7.5392 | 33356.22 | 0.51317
-7.5227 | 35856.7 | 0.55164 | -7.5227 | 33471.34 | 0.51494
-7.5062 | 35695.34 | 0.54916 | -7.5062 | 33385.1 | 0.51362
-7.4897 | 35256.3 | 0.5424 | -7.4897 | 33388.83 | 0.51367
-7.4732 | 35229.36 | 0.54199 | -7.4732 | 33520.34 | 0.5157
-7.4567 | 35652.07 | 0.54849 | -7.4567 | 33795 | 0.51992
-7.4402 | 35896.47 | 0.55225 | -7.4402 | 33819.43 | 0.5203
-7.4237 | 35912 | 0.55249 | -7.4237 | 33639.34 | 0.51753
-7.4072 | 35945.97 | 0.55301 | -7.4072 | 33823.44 | 0.52036
-7.3907 | 36094.75 | 0.5553 | -7.3907 | 34208.9 | 0.52629
-7.3742 | 36303.84 | 0.55852 | -7.3742 | 34399.91 | 0.52923
-7.3577 | 36339.43 | 0.55907 | -7.3577 | 34412.59 | 0.52942
-7.3412 | 36390.36 | 0.55985 | -7.3412 | 34426.51 | 0.52964
-7.3247 | 36453.61 | 0.56082 | -7.3247 | 34409.3 | 0.52937
-7.3082 | 36417.35 | 0.56027 | -7.3082 | 34424.04 | 0.5296
-7.2917 | 36373.04 | 0.55959 | -7.2917 | 34663.23 | 0.53328
-7.2752 | 36376.16 | 0.55963 | -7.2752 | 35005.95 | 0.53855
-7.2587 | 36386.43 | 0.55979 | -7.2587 | 35177.46 | 0.54119
-7.2422 | 36514.53 | 0.56176 | -7.2422 | 35247.38 | 0.54227
-7.2257 | 36780.61 | 0.56586 | -7.2257 | 35365.14 | 0.54408
-7.2092 | 36907.47 | 0.56781 | -7.2092 | 35537.73 | 0.54673
-7.1927 | 36873.66 | 0.56729 | -7.1927 | 35943.66 | 0.55298
-7.1763 | 36975.22 | 0.56885 | -7.1763 | 35928.77 | 0.55275
-7.1598 | 37185.68 | 0.57209 | -7.1598 | 35721.35 | 0.54956
-7.1433 | 37254.03 | 0.57314 | -7.1433 | 35526.62 | 0.54656
-7.1268 | 37176.1 | 0.57194 | -7.1268 | 35429.42 | 0.54507
-7.1103 | 37164.51 | 0.57176 | -7.1103 | 35513.91 | 0.54637
-7.0938 | 37423.56 | 0.57575 | -7.0938 | 35703.83 | 0.54929
-7.0773 | 37543.64 | 0.57759 | -7.0773 | 35973.77 | 0.55344
-7.0608 | 37512.05 | 0.57711 | -7.0608 | 36174.63 | 0.55653
-7.0443 | 37744.96 | 0.58069 | -7.0443 | 36219.1 | 0.55722
-7.0278 | 38032.94 | 0.58512 | -7.0278 | 36119.54 | 0.55569
-7.0113 | 38067.93 | 0.58566 | -7.0113 | 36070.83 | 0.55494
-6.9948 | 37946.53 | 0.58379 | -6.9948 | 36274.62 | 0.55807
-6.9783 | 37839.14 | 0.58214 | -6.9783 | 36581.48 | 0.56279
-6.9618 | 37992.84 | 0.58451 | -6.9618 | 36670.05 | 0.56415
-6.9453 | 38410.16 | 0.59093 | -6.9453 | 36618.7 | 0.56336
-6.9288 | 38869.55 | 0.59799 | -6.9288 | 36689 | 0.56445
-6.9123 | 39212.29 | 0.60327 | -6.9123 | 36794.68 | 0.56607
-6.8958 | 38724.28 | 0.59576 | -6.8958 | 37316.67 | 0.5741
-6.8793 | 38880.25 | 0.59816 | -6.8793 | 37877.4 | 0.58273
-6.8628 | 39032.62 | 0.6005 | -6.8628 | 37859.44 | 0.58245
-6.8463 | 39234.46 | 0.60361 | -6.8463 | 37401.92 | 0.57541
-6.8298 | 39387.18 | 0.60596 | -6.8298 | 37471.02 | 0.57648
-6.8133 | 39099.23 | 0.60153 | -6.8133 | 37701.91 | 0.58003
-6.7968 | 39182.7 | 0.60281 | -6.7968 | 37572.49 | 0.57804
-6.7803 | 39545.86 | 0.6084 | -6.7803 | 37668.37 | 0.57951
-6.7638 | 39478.23 | 0.60736 | -6.7638 | 38077.39 | 0.58581
-6.7473 | 39303.14 | 0.60466 | -6.7473 | 38394.93 | 0.59069
-6.7308 | 39499.13 | 0.60768 | -6.7308 | 38488.21 | 0.59213
-6.7143 | 39644.04 | 0.60991 | -6.7143 | 38450.42 | 0.59154
-6.6978 | 39652.32 | 0.61004 | -6.6978 | 38539.75 | 0.59292
-6.6813 | 39693.1 | 0.61066 | -6.6813 | 38591.78 | 0.59372
-6.6648 | 40465.18 | 0.62254 | -6.6648 | 38511.07 | 0.59248
-6.6483 | 40768.32 | 0.6272 | -6.6483 | 38740.73 | 0.59601
-6.6318 | 40580.06 | 0.62431 | -6.6318 | 39170.99 | 0.60263
-6.6153 | 39936.43 | 0.61441 | -6.6153 | 39043.86 | 0.60067
-6.5989 | 39646.66 | 0.60995 | -6.5989 | 39082.2 | 0.60126
-6.5824 | 40043.48 | 0.61605 | -6.5824 | 39127.8 | 0.60197
-6.5659 | 40511.16 | 0.62325 | -6.5659 | 39086.98 | 0.60134
-6.5494 | 40809.99 | 0.62785 | -6.5494 | 38970.54 | 0.59955
-6.5329 | 40921.7 | 0.62956 | -6.5329 | 39071.42 | 0.6011
-6.5164 | 40857.93 | 0.62858 | -6.5164 | 39352.11 | 0.60542
-6.4999 | 40867.58 | 0.62873 | -6.4999 | 39489.69 | 0.60753
-6.4834 | 41091.92 | 0.63218 | -6.4834 | 39523.86 | 0.60806
-6.4669 | 41263.1 | 0.63482 | -6.4669 | 39773.96 | 0.61191
-6.4504 | 41237.17 | 0.63442 | -6.4504 | 40188.16 | 0.61828
-6.4339 | 41339.63 | 0.63599 | -6.4339 | 40389.86 | 0.62138
-6.4174 | 41583.46 | 0.63975 | -6.4174 | 40178.55 | 0.61813
-6.4009 | 41654.23 | 0.64083 | -6.4009 | 40150.75 | 0.6177
-6.3844 | 41645.44 | 0.6407 | -6.3844 | 40205.78 | 0.61855
-6.3679 | 41705.34 | 0.64162 | -6.3679 | 40354.85 | 0.62084
-6.3514 | 41815.79 | 0.64332 | -6.3514 | 40598.05 | 0.62459
-6.3349 | 41986.83 | 0.64595 | -6.3349 | 40717.13 | 0.62642
-6.3184 | 42216.84 | 0.64949 | -6.3184 | 40883.98 | 0.62898
-6.3019 | 42358.36 | 0.65167 | -6.3019 | 40952.45 | 0.63004
-6.2854 | 42293.2 | 0.65066 | -6.2854 | 40885.9 | 0.62901
-6.2689 | 42193.98 | 0.64914 | -6.2689 | 40819.75 | 0.628
-6.2524 | 42319.51 | 0.65107 | -6.2524 | 40854.97 | 0.62854
-6.2359 | 42525.73 | 0.65424 | -6.2359 | 40921.21 | 0.62956
-6.2194 | 42536.79 | 0.65441 | -6.2194 | 41115.53 | 0.63255
-6.2029 | 42525.24 | 0.65423 | -6.2029 | 41548.89 | 0.63921
-6.1864 | 42684.64 | 0.65669 | -6.1864 | 41752.14 | 0.64234
-6.1699 | 42681.88 | 0.65664 | -6.1699 | 41478.89 | 0.63814
-6.1534 | 43032.1 | 0.66203 | -6.1534 | 41296.28 | 0.63533
-6.1369 | 43296.95 | 0.66611 | -6.1369 | 41561.34 | 0.63941
-6.1204 | 42884.32 | 0.65976 | -6.1204 | 41984.05 | 0.64591
-6.1039 | 43234.25 | 0.66514 | -6.1039 | 42121.91 | 0.64803
-6.0874 | 43068.13 | 0.66259 | -6.0874 | 42049.13 | 0.64691
-6.0709 | 43199.8 | 0.66461 | -6.0709 | 42050.36 | 0.64693
-6.0544 | 43144.08 | 0.66376 | -6.0544 | 42290.88 | 0.65063
-6.0379 | 43156.33 | 0.66394 | -6.0379 | 42690.86 | 0.65678
-6.0215 | 43526.25 | 0.66963 | -6.0215 | 42825.13 | 0.65885
-6.005 | 43678.23 | 0.67197 | -6.005 | 42731.99 | 0.65742
-5.9885 | 43524.07 | 0.6696 | -5.9885 | 42764.92 | 0.65792
-5.972 | 43528.59 | 0.66967 | -5.972 | 42900.05 | 0.66
-5.9555 | 43724.16 | 0.67268 | -5.9555 | 42929.34 | 0.66045
-5.939 | 44015.96 | 0.67717 | -5.939 | 43057.26 | 0.66242
-5.9225 | 44396.89 | 0.68303 | -5.9225 | 43410.49 | 0.66785
-5.906 | 44336.14 | 0.68209 | -5.906 | 43497.86 | 0.6692
-5.8895 | 43956.97 | 0.67626 | -5.8895 | 43209.15 | 0.66476
-5.873 | 44116.76 | 0.67872 | -5.873 | 43301.1 | 0.66617
-5.8565 | 44509.96 | 0.68477 | -5.8565 | 43691.87 | 0.67218
-5.84 | 44711.52 | 0.68787 | -5.84 | 43842.43 | 0.6745
-5.8235 | 44785.27 | 0.689 | -5.8235 | 43836.45 | 0.67441
-5.807 | 44558.86 | 0.68552 | -5.807 | 43637.94 | 0.67135
-5.7905 | 44600.83 | 0.68617 | -5.7905 | 43515.72 | 0.66947
-5.774 | 44936.45 | 0.69133 | -5.774 | 43721.7 | 0.67264
-5.7575 | 45034.35 | 0.69284 | -5.7575 | 44051.54 | 0.67772
-5.741 | 45035.39 | 0.69285 | -5.741 | 44298.2 | 0.68151
-5.7245 | 45217.24 | 0.69565 | -5.7245 | 44431.39 | 0.68356
-5.708 | 45384.89 | 0.69823 | -5.708 | 44454.68 | 0.68392
-5.6915 | 45479.85 | 0.69969 | -5.6915 | 44484.82 | 0.68438
-5.675 | 45321.71 | 0.69726 | -5.675 | 44592.21 | 0.68603
-5.6585 | 45213.68 | 0.6956 | -5.6585 | 44561.89 | 0.68557
-5.642 | 45427.07 | 0.69888 | -5.642 | 44598.79 | 0.68614
-5.6255 | 45592.11 | 0.70142 | -5.6255 | 44893.27 | 0.69067
-5.609 | 46014.14 | 0.70791 | -5.609 | 45083.5 | 0.69359
-5.5925 | 45990.59 | 0.70755 | -5.5925 | 45193.91 | 0.69529
-5.576 | 45851.85 | 0.70541 | -5.576 | 45364.19 | 0.69791
-5.5595 | 46047.24 | 0.70842 | -5.5595 | 45521.56 | 0.70033
-5.543 | 46244.3 | 0.71145 | -5.543 | 45645.95 | 0.70225
-5.5265 | 46397.02 | 0.7138 | -5.5265 | 45816.3 | 0.70487
-5.51 | 46473.7 | 0.71498 | -5.51 | 46055.95 | 0.70855
-5.4935 | 46501.32 | 0.7154 | -5.4935 | 46228.2 | 0.7112
-5.477 | 46754.93 | 0.71931 | -5.477 | 46228.49 | 0.71121
-5.4605 | 47140.48 | 0.72524 | -5.4605 | 46163.49 | 0.71021
-5.4441 | 47055.36 | 0.72393 | -5.4441 | 46198.18 | 0.71074
-5.4276 | 46810.52 | 0.72016 | -5.4276 | 46317.29 | 0.71257
-5.4111 | 46967.13 | 0.72257 | -5.4111 | 46314.3 | 0.71253
-5.3946 | 47310.96 | 0.72786 | -5.3946 | 46322.14 | 0.71265
-5.3781 | 47253.03 | 0.72697 | -5.3781 | 46602.98 | 0.71697
-5.3616 | 47518.49 | 0.73105 | -5.3616 | 46699.04 | 0.71845
-5.3451 | 47416.16 | 0.72948 | -5.3451 | 46412.02 | 0.71403
-5.3286 | 47710.45 | 0.73401 | -5.3286 | 46495.19 | 0.71531
-5.3121 | 47450.84 | 0.73001 | -5.3121 | 47071.87 | 0.72418
-5.2956 | 47688.73 | 0.73367 | -5.2956 | 47397.27 | 0.72919
-5.2791 | 47961.26 | 0.73787 | -5.2791 | 47201.08 | 0.72617
-5.2626 | 47848.94 | 0.73614 | -5.2626 | 46945.66 | 0.72224
-5.2461 | 47703.23 | 0.7339 | -5.2461 | 47132.87 | 0.72512
-5.2296 | 47834.68 | 0.73592 | -5.2296 | 47636.53 | 0.73287
-5.2131 | 48191.33 | 0.74141 | -5.2131 | 47863.41 | 0.73636
-5.1966 | 48382.16 | 0.74434 | -5.1966 | 47695.46 | 0.73378
-5.1801 | 48299.52 | 0.74307 | -5.1801 | 47816.27 | 0.73563
-5.1636 | 48213.16 | 0.74174 | -5.1636 | 48082.09 | 0.73972
-5.1471 | 48264.18 | 0.74253 | -5.1471 | 48202.05 | 0.74157
-5.1306 | 48528.57 | 0.74659 | -5.1306 | 47997.84 | 0.73843
-5.1141 | 48733.67 | 0.74975 | -5.1141 | 47889.78 | 0.73677
-5.0976 | 48453.07 | 0.74543 | -5.0976 | 47841.12 | 0.73602
-5.0811 | 48322.13 | 0.74342 | -5.0811 | 47900.63 | 0.73693
-5.0646 | 48716.21 | 0.74948 | -5.0646 | 48185.21 | 0.74131
-5.0481 | 48859.95 | 0.75169 | -5.0481 | 48301.7 | 0.7431
-5.0316 | 48917.02 | 0.75257 | -5.0316 | 48333.71 | 0.7436
-5.0151 | 49193.25 | 0.75682 | -5.0151 | 48639.12 | 0.74829
-4.9986 | 49493.43 | 0.76144 | -4.9986 | 49030.97 | 0.75432
-4.9821 | 49610.31 | 0.76324 | -4.9821 | 49081.82 | 0.7551
-4.9656 | 49589.55 | 0.76292 | -4.9656 | 48936.7 | 0.75287
-4.9491 | 49770.63 | 0.7657 | -4.9491 | 48940.35 | 0.75293
-4.9326 | 50063.89 | 0.77021 | -4.9326 | 49136.84 | 0.75595
-4.9161 | 49886.36 | 0.76748 | -4.9161 | 49365.54 | 0.75947
-4.8996 | 49685.94 | 0.7644 | -4.8996 | 48896.57 | 0.75225
-4.8831 | 49907.86 | 0.76781 | -4.8831 | 49013.88 | 0.75406
-4.8667 | 50049.91 | 0.77 | -4.8667 | 49353.7 | 0.75929
-4.8502 | 50100.56 | 0.77078 | -4.8502 | 49308.67 | 0.75859
-4.8337 | 50233.66 | 0.77283 | -4.8337 | 49415.56 | 0.76024
-4.8172 | 50330.01 | 0.77431 | -4.8172 | 49441.28 | 0.76064
-4.8007 | 50357.22 | 0.77473 | -4.8007 | 49526.5 | 0.76195
-4.7842 | 50281.55 | 0.77356 | -4.7842 | 49888.73 | 0.76752
-4.7677 | 50151.06 | 0.77155 | -4.7677 | 50062.05 | 0.77019
-4.7512 | 50076.39 | 0.77041 | -4.7512 | 49759.85 | 0.76554
-4.7347 | 50097.07 | 0.77072 | -4.7347 | 49608.64 | 0.76321
-4.7182 | 50267.95 | 0.77335 | -4.7182 | 49911.09 | 0.76786
-4.7017 | 50560.63 | 0.77786 | -4.7017 | 50218.02 | 0.77258
-4.6852 | 50894.82 | 0.783 | -4.6852 | 50412.66 | 0.77558
-4.6687 | 50910.19 | 0.78323 | -4.6687 | 50639.27 | 0.77907
-4.6522 | 50835.08 | 0.78208 | -4.6522 | 51025.8 | 0.78501
-4.6357 | 50783.64 | 0.78129 | -4.6357 | 51214.6 | 0.78792
-4.6192 | 50907.61 | 0.78319 | -4.6192 | 51238.21 | 0.78828
-4.6027 | 51368.21 | 0.79028 | -4.6027 | 51169.75 | 0.78723
-4.5862 | 51604.08 | 0.79391 | -4.5862 | 51156.22 | 0.78702
-4.5697 | 51397 | 0.79072 | -4.5697 | 51233.31 | 0.7882
-4.5532 | 51268.29 | 0.78874 | -4.5532 | 51261.3 | 0.78864
-4.5367 | 51412.96 | 0.79097 | -4.5367 | 51087.08 | 0.78596
-4.5202 | 51501.31 | 0.79233 | -4.5202 | 51046.89 | 0.78534
-4.5037 | 51474.53 | 0.79192 | -4.5037 | 51428.38 | 0.79121
-4.4872 | 51564.29 | 0.7933 | -4.4872 | 51681.71 | 0.7951
-4.4707 | 51676.77 | 0.79503 | -4.4707 | 51875.28 | 0.79808
-4.4542 | 51847.64 | 0.79766 | -4.4542 | 52199.75 | 0.80307
-4.4377 | 52463.41 | 0.80713 | -4.4377 | 52117.71 | 0.80181
-4.4212 | 52951.41 | 0.81464 | -4.4212 | 51837.16 | 0.79749
-4.4047 | 52907.33 | 0.81396 | -4.4047 | 52072.38 | 0.80111
-4.3882 | 52454.5 | 0.80699 | -4.3882 | 52128.04 | 0.80197
-4.3717 | 52118.27 | 0.80182 | -4.3717 | 52021 | 0.80032
-4.3552 | 52469.73 | 0.80723 | -4.3552 | 52098.01 | 0.80151
-4.3387 | 52925.27 | 0.81423 | -4.3387 | 52236.5 | 0.80364
-4.3222 | 52810.37 | 0.81247 | -4.3222 | 52090.02 | 0.80138
-4.3057 | 52422.83 | 0.80651 | -4.3057 | 51963.75 | 0.79944
-4.2893 | 52375.01 | 0.80577 | -4.2893 | 52313.61 | 0.80482
-4.2728 | 52623.88 | 0.8096 | -4.2728 | 52746.13 | 0.81148
-4.2563 | 52836.77 | 0.81287 | -4.2563 | 52627.12 | 0.80965
-4.2398 | 53061.51 | 0.81633 | -4.2398 | 52432.55 | 0.80665
-4.2233 | 53085.57 | 0.8167 | -4.2233 | 52695.07 | 0.81069
-4.2068 | 53191 | 0.81832 | -4.2068 | 53215.95 | 0.81871
-4.1903 | 53598.59 | 0.82459 | -4.1903 | 53250.66 | 0.81924
-4.1738 | 53665.58 | 0.82562 | -4.1738 | 53136.44 | 0.81748
-4.1573 | 53340.16 | 0.82062 | -4.1573 | 53130.73 | 0.8174
-4.1408 | 53334.34 | 0.82053 | -4.1408 | 53328.1 | 0.82043
-4.1243 | 53396.71 | 0.82149 | -4.1243 | 53600.45 | 0.82462
-4.1078 | 54096.86 | 0.83226 | -4.1078 | 53718.75 | 0.82644
-4.0913 | 54219.12 | 0.83414 | -4.0913 | 53738.3 | 0.82674
-4.0748 | 53836.48 | 0.82825 | -4.0748 | 53821.29 | 0.82802
-4.0583 | 53707.49 | 0.82627 | -4.0583 | 53879.79 | 0.82892
-4.0418 | 53553.61 | 0.8239 | -4.0418 | 53820.33 | 0.82801
-4.0253 | 53682.12 | 0.82588 | -4.0253 | 53812.48 | 0.82788
-4.0088 | 53956.06 | 0.83009 | -4.0088 | 53755.08 | 0.827
-3.9923 | 53946.38 | 0.82994 | -3.9923 | 53705.06 | 0.82623
-3.9758 | 53834.3 | 0.82822 | -3.9758 | 54091.87 | 0.83218
-3.9593 | 54067.58 | 0.83181 | -3.9593 | 54066.95 | 0.8318
-3.9428 | 54282.84 | 0.83512 | -3.9428 | 53904.34 | 0.8293
-3.9263 | 54128.05 | 0.83274 | -3.9263 | 54161.1 | 0.83325
-3.9098 | 54664.67 | 0.84099 | -3.9098 | 54293.23 | 0.83528
-3.8933 | 54816.77 | 0.84333 | -3.8933 | 54551.55 | 0.83925
-3.8768 | 55136.57 | 0.84825 | -3.8768 | 55011.34 | 0.84633
-3.8603 | 55328.12 | 0.8512 | -3.8603 | 55330 | 0.85123
-3.8438 | 55352.79 | 0.85158 | -3.8438 | 55354.58 | 0.85161
-3.8273 | 55418.11 | 0.85259 | -3.8273 | 55280.76 | 0.85047
-3.8108 | 55257.35 | 0.85011 | -3.8108 | 55291.73 | 0.85064
-3.7943 | 55172.39 | 0.84881 | -3.7943 | 55403.42 | 0.85236
-3.7778 | 55302.12 | 0.8508 | -3.7778 | 55578.09 | 0.85505
-3.7613 | 55327.54 | 0.85119 | -3.7613 | 55688.5 | 0.85675
-3.7448 | 55224.13 | 0.8496 | -3.7448 | 55440.73 | 0.85293
-3.7284 | 55670.64 | 0.85647 | -3.7284 | 55387.32 | 0.85211
-3.7119 | 55627.04 | 0.8558 | -3.7119 | 55581.48 | 0.8551
-3.6954 | 56508.62 | 0.86936 | -3.6954 | 55684.88 | 0.85669
-3.6789 | 55979.49 | 0.86122 | -3.6789 | 55817.91 | 0.85874
-3.6624 | 55777.73 | 0.85812 | -3.6624 | 55925.29 | 0.86039
-3.6459 | 56008.19 | 0.86166 | -3.6459 | 55785.77 | 0.85824
-3.6294 | 56136.44 | 0.86364 | -3.6294 | 55494.94 | 0.85377
-3.6129 | 56062.24 | 0.8625 | -3.6129 | 55541.44 | 0.85448
-3.5964 | 55944.07 | 0.86068 | -3.5964 | 55974.83 | 0.86115
-3.5799 | 56011.79 | 0.86172 | -3.5799 | 56262.86 | 0.86558
-3.5634 | 56312.65 | 0.86635 | -3.5634 | 56303.89 | 0.86621
-3.5469 | 56513.37 | 0.86944 | -3.5469 | 56308.98 | 0.86629
-3.5304 | 56320.88 | 0.86648 | -3.5304 | 56192.75 | 0.8645
-3.5139 | 55633.24 | 0.8559 | -3.5139 | 56417.18 | 0.86796
-3.4974 | 55729.6 | 0.85738 | -3.4974 | 56608.88 | 0.87091
-3.4809 | 56671.71 | 0.87187 | -3.4809 | 56368.55 | 0.86721
-3.4644 | 57082.61 | 0.87819 | -3.4644 | 56442.02 | 0.86834
-3.4479 | 57115.46 | 0.8787 | -3.4479 | 56917.47 | 0.87565
-3.4314 | 57179.06 | 0.87968 | -3.4314 | 57083.91 | 0.87821
-3.4149 | 57187.41 | 0.87981 | -3.4149 | 56762.38 | 0.87327
-3.3984 | 57122.61 | 0.87881 | -3.3984 | 56661.71 | 0.87172
-3.3819 | 57206.11 | 0.88009 | -3.3819 | 56995.45 | 0.87685
-3.3654 | 57271.29 | 0.8811 | -3.3654 | 57247.3 | 0.88073
-3.3489 | 57013.78 | 0.87714 | -3.3489 | 57247.86 | 0.88074
-3.3324 | 56955.36 | 0.87624 | -3.3324 | 57258.53 | 0.8809
-3.3159 | 57132.69 | 0.87896 | -3.3159 | 57431.57 | 0.88356
-3.2994 | 57334.54 | 0.88207 | -3.2994 | 57575.58 | 0.88578
-3.2829 | 57445.41 | 0.88378 | -3.2829 | 57535.96 | 0.88517
-3.2664 | 57240.8 | 0.88063 | -3.2664 | 57989.02 | 0.89214
-3.2499 | 57159.76 | 0.87938 | -3.2499 | 57609.36 | 0.8863
-3.2334 | 57185.07 | 0.87977 | -3.2334 | 57051.39 | 0.87771
-3.2169 | 57330.76 | 0.88201 | -3.2169 | 57294.26 | 0.88145
-3.2004 | 57360.25 | 0.88247 | -3.2004 | 57473.6 | 0.88421
-3.1839 | 57433.77 | 0.8836 | -3.1839 | 57428.81 | 0.88352
-3.1674 | 57672.84 | 0.88727 | -3.1674 | 57346.33 | 0.88225
-3.151 | 57817.46 | 0.8895 | -3.151 | 57281.93 | 0.88126
-3.1345 | 57965.88 | 0.89178 | -3.1345 | 57283.86 | 0.88129
-3.118 | 58375.75 | 0.89809 | -3.118 | 57292.57 | 0.88142
-3.1015 | 57977.87 | 0.89197 | -3.1015 | 57333.02 | 0.88205
-3.085 | 57259.32 | 0.88091 | -3.085 | 57454.03 | 0.88391
-3.0685 | 57436.96 | 0.88365 | -3.0685 | 57479.62 | 0.8843
-3.052 | 57987.08 | 0.89211 | -3.052 | 57372.32 | 0.88265
-3.0355 | 58271.33 | 0.89648 | -3.0355 | 58125.3 | 0.89424
-3.019 | 58644.66 | 0.90223 | -3.019 | 58078.16 | 0.89351
-3.0025 | 58908.03 | 0.90628 | -3.0025 | 57637.06 | 0.88672
-2.986 | 58403.48 | 0.89852 | -2.986 | 57283.94 | 0.88129
-2.9695 | 58110.5 | 0.89401 | -2.9695 | 57079 | 0.87814
-2.953 | 58406.21 | 0.89856 | -2.953 | 57169.19 | 0.87953
-2.9365 | 58880.43 | 0.90585 | -2.9365 | 57331.43 | 0.88202
-2.92 | 59173.79 | 0.91037 | -2.92 | 57544.64 | 0.8853
-2.9035 | 59178.53 | 0.91044 | -2.9035 | 58007.02 | 0.89242
-2.887 | 59097 | 0.90918 | -2.887 | 58267.32 | 0.89642
-2.8705 | 59298.07 | 0.91228 | -2.8705 | 58819.92 | 0.90492
-2.854 | 59475.14 | 0.915 | -2.854 | 58894.75 | 0.90607
-2.8375 | 58649.71 | 0.9023 | -2.8375 | 58828.77 | 0.90506
-2.821 | 58643.7 | 0.90221 | -2.821 | 58481.72 | 0.89972
-2.8045 | 59452.01 | 0.91465 | -2.8045 | 58650.17 | 0.90231
-2.788 | 59681.73 | 0.91818 | -2.788 | 58862.42 | 0.90558
-2.7715 | 59018.87 | 0.90798 | -2.7715 | 59230.85 | 0.91124
-2.755 | 58667.71 | 0.90258 | -2.755 | 59622.01 | 0.91726
-2.7385 | 58718.35 | 0.90336 | -2.7385 | 59928.03 | 0.92197
-2.722 | 58781.69 | 0.90433 | -2.722 | 59819.93 | 0.92031
-2.7055 | 59013.07 | 0.90789 | -2.7055 | 59471.23 | 0.91494
-2.689 | 59311.29 | 0.91248 | -2.689 | 59357.82 | 0.9132
-2.6725 | 59240.56 | 0.91139 | -2.6725 | 59429.14 | 0.91429
-2.656 | 59697.68 | 0.91843 | -2.656 | 59680.61 | 0.91816
-2.6395 | 60624.3 | 0.93268 | -2.6395 | 59670.44 | 0.91801
-2.623 | 60182.36 | 0.92588 | -2.623 | 59956.5 | 0.92241
-2.6065 | 59926.2 | 0.92194 | -2.6065 | 60406.62 | 0.92933
-2.59 | 59455.46 | 0.9147 | -2.59 | 59986.6 | 0.92287
-2.5736 | 59197.84 | 0.91074 | -2.5736 | 59845.11 | 0.92069
-2.5571 | 59475.5 | 0.91501 | -2.5571 | 59939.26 | 0.92214
-2.5406 | 59567.49 | 0.91642 | -2.5406 | 60113.66 | 0.92483
-2.5241 | 59869.73 | 0.92107 | -2.5241 | 60076.39 | 0.92425
-2.5076 | 60272.23 | 0.92727 | -2.5076 | 60033.32 | 0.92359
-2.4911 | 60292.94 | 0.92758 | -2.4911 | 60194.07 | 0.92606
-2.4746 | 60089.46 | 0.92445 | -2.4746 | 60422.76 | 0.92958
-2.4581 | 60071.11 | 0.92417 | -2.4581 | 60440.96 | 0.92986
-2.4416 | 60120.38 | 0.92493 | -2.4416 | 60311.63 | 0.92787
-2.4251 | 60344.63 | 0.92838 | -2.4251 | 60894.64 | 0.93684
-2.4086 | 60418.11 | 0.92951 | -2.4086 | 60724.94 | 0.93423
-2.3921 | 59839.39 | 0.92061 | -2.3921 | 60588.5 | 0.93213
-2.3756 | 60482.38 | 0.9305 | -2.3756 | 60584.69 | 0.93207
-2.3591 | 60018.09 | 0.92336 | -2.3591 | 60674.24 | 0.93345
-2.3426 | 60008.9 | 0.92321 | -2.3426 | 61075.47 | 0.93962
-2.3261 | 60369.93 | 0.92877 | -2.3261 | 60848.74 | 0.93613
-2.3096 | 60493.12 | 0.93066 | -2.3096 | 60740.63 | 0.93447
-2.2931 | 60495.34 | 0.9307 | -2.2931 | 60556.75 | 0.93164
-2.2766 | 60647.69 | 0.93304 | -2.2766 | 60190.16 | 0.926
-2.2601 | 60716.96 | 0.93411 | -2.2601 | 60310.6 | 0.92786
-2.2436 | 60565.71 | 0.93178 | -2.2436 | 60958.29 | 0.93782
-2.2271 | 60608.64 | 0.93244 | -2.2271 | 61119.8 | 0.9403
-2.2106 | 60875.59 | 0.93655 | -2.2106 | 60767.46 | 0.93488
-2.1941 | 61434 | 0.94514 | -2.1941 | 60993.34 | 0.93836
-2.1776 | 61073.18 | 0.93959 | -2.1776 | 60820.88 | 0.93571
-2.1611 | 60814.03 | 0.9356 | -2.1611 | 61190.63 | 0.94139
-2.1446 | 60770.16 | 0.93493 | -2.1446 | 61717.49 | 0.9495
-2.1281 | 60793.6 | 0.93529 | -2.1281 | 61666.13 | 0.94871
-2.1116 | 60996.59 | 0.93841 | -2.1116 | 61705.72 | 0.94932
-2.0951 | 60865.64 | 0.93639 | -2.0951 | 61502.54 | 0.94619
-2.0786 | 61027.64 | 0.93889 | -2.0786 | 61489.54 | 0.94599
-2.0621 | 61058.93 | 0.93937 | -2.0621 | 61616.38 | 0.94794
-2.0456 | 60942.31 | 0.93757 | -2.0456 | 61433.74 | 0.94513
-2.0291 | 61259.7 | 0.94246 | -2.0291 | 61310.94 | 0.94325
-2.0126 | 61615.71 | 0.94793 | -2.0126 | 61658.62 | 0.94859
-1.9962 | 61721.48 | 0.94956 | -1.9962 | 61661.11 | 0.94863
-1.9797 | 61626.3 | 0.9481 | -1.9797 | 62140.25 | 0.956
-1.9632 | 61395.82 | 0.94455 | -1.9632 | 61567.06 | 0.94719
-1.9467 | 61234.05 | 0.94206 | -1.9467 | 61626.02 | 0.94809
-1.9302 | 61283.88 | 0.94283 | -1.9302 | 61454.99 | 0.94546
-1.9137 | 61570.71 | 0.94724 | -1.9137 | 61330.16 | 0.94354
-1.8972 | 61789.55 | 0.95061 | -1.8972 | 61391.54 | 0.94449
-1.8807 | 61846.54 | 0.95149 | -1.8807 | 61200.47 | 0.94155
-1.8642 | 61835.84 | 0.95132 | -1.8642 | 61250.05 | 0.94231
-1.8477 | 61906.56 | 0.95241 | -1.8477 | 61720.6 | 0.94955
-1.8312 | 62136.01 | 0.95594 | -1.8312 | 61861.4 | 0.95171
-1.8147 | 62177.13 | 0.95657 | -1.8147 | 61636.08 | 0.94825
-1.7982 | 61914.36 | 0.95253 | -1.7982 | 61813.41 | 0.95098
-1.7817 | 62104.81 | 0.95546 | -1.7817 | 62111.56 | 0.95556
-1.7652 | 62383.82 | 0.95975 | -1.7652 | 62475.41 | 0.96116
-1.7487 | 62130.88 | 0.95586 | -1.7487 | 62425.67 | 0.96039
-1.7322 | 61665.63 | 0.9487 | -1.7322 | 62231.75 | 0.95741
-1.7157 | 61757.2 | 0.95011 | -1.7157 | 62196.29 | 0.95687
-1.6992 | 62286.68 | 0.95826 | -1.6992 | 62719.7 | 0.96492
-1.6827 | 61977.59 | 0.9535 | -1.6827 | 62169.07 | 0.95645
-1.6662 | 61936.86 | 0.95287 | -1.6662 | 62099.89 | 0.95538
-1.6497 | 62156.15 | 0.95625 | -1.6497 | 62643.89 | 0.96375
-1.6332 | 62169.62 | 0.95646 | -1.6332 | 62779.25 | 0.96583
-1.6167 | 62031.23 | 0.95433 | -1.6167 | 62525.94 | 0.96194
-1.6002 | 62021.3 | 0.95417 | -1.6002 | 62358.39 | 0.95936
-1.5837 | 61980.72 | 0.95355 | -1.5837 | 62389.93 | 0.95985
-1.5672 | 61792.17 | 0.95065 | -1.5672 | 62688.4 | 0.96444
-1.5507 | 62165.23 | 0.95639 | -1.5507 | 62566.57 | 0.96256
-1.5342 | 62242.39 | 0.95758 | -1.5342 | 62476.24 | 0.96117
-1.5177 | 62084.07 | 0.95514 | -1.5177 | 61784.05 | 0.95052
-1.5012 | 62566.57 | 0.96256 | -1.5012 | 61358.69 | 0.94398
-1.4847 | 62571.63 | 0.96264 | -1.4847 | 61877.43 | 0.95196
-1.4682 | 62020.65 | 0.95416 | -1.4682 | 62246.48 | 0.95764
-1.4517 | 62219.76 | 0.95723 | -1.4517 | 62387.59 | 0.95981
-1.4352 | 62706.94 | 0.96472 | -1.4352 | 62700.19 | 0.96462
-1.4188 | 62967.91 | 0.96874 | -1.4188 | 62681.18 | 0.96433
-1.4023 | 62892.52 | 0.96758 | -1.4023 | 62872.88 | 0.96728
-1.3858 | 62742.63 | 0.96527 | -1.3858 | 63147.62 | 0.9715
-1.3693 | 62815.04 | 0.96639 | -1.3693 | 62922.39 | 0.96804
-1.3528 | 62961.95 | 0.96865 | -1.3528 | 63092.01 | 0.97065
-1.3363 | 62752.15 | 0.96542 | -1.3363 | 63540.7 | 0.97755
-1.3198 | 62143.98 | 0.95606 | -1.3198 | 63389.7 | 0.97523
-1.3033 | 62585.11 | 0.96285 | -1.3033 | 62891.07 | 0.96755
-1.2868 | 63172.86 | 0.97189 | -1.2868 | 62668.6 | 0.96413
-1.2703 | 63208.36 | 0.97244 | -1.2703 | 62739.4 | 0.96522
-1.2538 | 63312.54 | 0.97404 | -1.2538 | 63399.34 | 0.97537
-1.2373 | 63303.57 | 0.9739 | -1.2373 | 63439.69 | 0.976
-1.2208 | 63021.75 | 0.96957 | -1.2208 | 63087.32 | 0.97057
-1.2043 | 62987.43 | 0.96904 | -1.2043 | 62727.03 | 0.96503
-1.1878 | 63157.61 | 0.97166 | -1.1878 | 62644.93 | 0.96377
-1.1713 | 63545.06 | 0.97762 | -1.1713 | 62988.51 | 0.96905
-1.1548 | 63845.71 | 0.98224 | -1.1548 | 63418.7 | 0.97567
-1.1383 | 63445.09 | 0.97608 | -1.1383 | 63485.81 | 0.9767
-1.1218 | 63270.76 | 0.9734 | -1.1218 | 63425.8 | 0.97578
-1.1053 | 63359.69 | 0.97476 | -1.1053 | 63082.73 | 0.9705
-1.0888 | 63008.24 | 0.96936 | -1.0888 | 62973.87 | 0.96883
-1.0723 | 62909.4 | 0.96784 | -1.0723 | 63513.08 | 0.97712
-1.0558 | 62886.7 | 0.96749 | -1.0558 | 63609.37 | 0.97861
-1.0393 | 62640.81 | 0.9637 | -1.0393 | 63461.09 | 0.97632
-1.0228 | 62820.41 | 0.96647 | -1.0228 | 63127.33 | 0.97119
-1.0063 | 63195.44 | 0.97224 | -1.0063 | 62856.44 | 0.96702
-0.98983 | 63336.26 | 0.9744 | -0.98983 | 62992.52 | 0.96912
-0.97333 | 63251.61 | 0.9731 | -0.97333 | 63524.39 | 0.9773
-0.95683 | 63122.04 | 0.97111 | -0.95683 | 63816.15 | 0.98179
-0.94034 | 63221.25 | 0.97263 | -0.94034 | 63524.34 | 0.9773
-0.92384 | 63509.51 | 0.97707 | -0.92384 | 63139.67 | 0.97138
-0.90734 | 63269.71 | 0.97338 | -0.90734 | 63056.54 | 0.9701
-0.89084 | 62851.71 | 0.96695 | -0.89084 | 63249.02 | 0.97306
-0.87435 | 62709.39 | 0.96476 | -0.87435 | 63341.22 | 0.97448
-0.85785 | 62929.06 | 0.96814 | -0.85785 | 63566.35 | 0.97794
-0.84135 | 63675.73 | 0.97963 | -0.84135 | 63648.5 | 0.97921
-0.82486 | 63420.6 | 0.9757 | -0.82486 | 63586.68 | 0.97826
-0.80836 | 63344.49 | 0.97453 | -0.80836 | 63518.11 | 0.9772
-0.79186 | 63300.6 | 0.97386 | -0.79186 | 63523.5 | 0.97728
-0.77537 | 63011.24 | 0.9694 | -0.77537 | 63434.75 | 0.97592
-0.75887 | 62808.82 | 0.96629 | -0.75887 | 63037.49 | 0.96981
-0.74237 | 62985.7 | 0.96901 | -0.74237 | 62897.69 | 0.96766
-0.72587 | 63144.76 | 0.97146 | -0.72587 | 63234.5 | 0.97284
-0.70938 | 63014.56 | 0.96945 | -0.70938 | 63266.98 | 0.97334
-0.69288 | 63197.16 | 0.97226 | -0.69288 | 62902.32 | 0.96773
-0.67638 | 63488.49 | 0.97675 | -0.67638 | 63010.25 | 0.96939
-0.65989 | 63265.99 | 0.97332 | -0.65989 | 63329.05 | 0.97429
-0.64339 | 62939.91 | 0.96831 | -0.64339 | 63285.61 | 0.97362
-0.62689 | 63117.88 | 0.97104 | -0.62689 | 63587.66 | 0.97827
-0.61039 | 63118.44 | 0.97105 | -0.61039 | 63845.96 | 0.98225
-0.5939 | 63076.68 | 0.97041 | -0.5939 | 63857.31 | 0.98242
-0.5774 | 63065.98 | 0.97025 | -0.5774 | 63711.67 | 0.98018
-0.5609 | 63086.95 | 0.97057 | -0.5609 | 63624.26 | 0.97883
-0.54441 | 63160.52 | 0.9717 | -0.54441 | 63931.57 | 0.98356
-0.52791 | 63213.32 | 0.97251 | -0.52791 | 64307.95 | 0.98935
-0.51141 | 63324.02 | 0.97422 | -0.51141 | 64439.05 | 0.99137
-0.49491 | 63520.98 | 0.97725 | -0.49491 | 64344.37 | 0.98991
-0.47842 | 63447.27 | 0.97611 | -0.47842 | 63846.31 | 0.98225
-0.46192 | 63264.75 | 0.9733 | -0.46192 | 63523.69 | 0.97729
-0.44542 | 63487.09 | 0.97672 | -0.44542 | 63619.43 | 0.97876
-0.42893 | 63896.23 | 0.98302 | -0.42893 | 63667.27 | 0.9795
-0.41243 | 64161.48 | 0.9871 | -0.41243 | 63753.16 | 0.98082
-0.39593 | 63806.94 | 0.98165 | -0.39593 | 63695.8 | 0.97994
-0.37943 | 63247.7 | 0.97304 | -0.37943 | 63807.46 | 0.98165
-0.36294 | 63097.5 | 0.97073 | -0.36294 | 63594.13 | 0.97837
-0.34644 | 63250.36 | 0.97308 | -0.34644 | 63243.46 | 0.97298
-0.32994 | 63493.05 | 0.97682 | -0.32994 | 63225.97 | 0.97271
-0.31345 | 63762.04 | 0.98095 | -0.31345 | 63445.97 | 0.97609
-0.29695 | 63916.76 | 0.98333 | -0.29695 | 63393.39 | 0.97528
-0.28045 | 63730.66 | 0.98047 | -0.28045 | 62880.66 | 0.96739
-0.26395 | 63294.75 | 0.97377 | -0.26395 | 62374.45 | 0.95961
-0.24746 | 63147.36 | 0.9715 | -0.24746 | 62511.6 | 0.96172
-0.23096 | 63521.21 | 0.97725 | -0.23096 | 62930.78 | 0.96817
-0.21446 | 63788.79 | 0.98137 | -0.21446 | 63232.66 | 0.97281
-0.19797 | 63474.2 | 0.97653 | -0.19797 | 63097.94 | 0.97074
-0.18147 | 63024.05 | 0.9696 | -0.18147 | 62401.46 | 0.96002
-0.16497 | 63134.68 | 0.9713 | -0.16497 | 62236.37 | 0.95748
-0.14847 | 63613.24 | 0.97867 | -0.14847 | 62305.93 | 0.95855
-0.13198 | 63812.32 | 0.98173 | -0.13198 | 62167.51 | 0.95642
-0.11548 | 63992.77 | 0.9845 | -0.11548 | 61956.28 | 0.95317
-0.098983 | 64329.74 | 0.98969 | -0.098983 | 62083.5 | 0.95513
-0.082486 | 64567.83 | 0.99335 | -0.082486 | 62646.38 | 0.96379
-0.065989 | 64498.94 | 0.99229 | -0.065989 | 64310.83 | 0.9894
-0.049491 | 64307.6 | 0.98935 | -0.049491 | 63270.04 | 0.97339
-0.032994 | 64585.05 | 0.99362 | -0.032994 | 63388.2 | 0.9752
-0.016497 | 65301.93 | 1.0046 | -0.016497 | 64319.19 | 0.98953
3.5527e-15 | 64880.64 | 0.99816 | 3.5527e-15 | 64880.64 | 0.99816
0.016497 | 64138.8 | 0.98675 | 0.016497 | 64319.19 | 0.98953
0.032994 | 63829.59 | 0.98199 | 0.032994 | 63388.2 | 0.9752
0.049491 | 63723.97 | 0.98037 | 0.049491 | 63270.04 | 0.97339
0.065989 | 63499.53 | 0.97692 | 0.065989 | 62917.53 | 0.96796
0.082486 | 63754.35 | 0.98084 | 0.082486 | 62673.56 | 0.96421
0.098983 | 63976.11 | 0.98425 | 0.098983 | 62605.13 | 0.96316
0.11548 | 63723.64 | 0.98036 | 0.11548 | 62742.96 | 0.96528
0.13198 | 63225.67 | 0.9727 | 0.13198 | 63106.34 | 0.97087
0.14847 | 62994.12 | 0.96914 | 0.14847 | 63404.55 | 0.97545
0.16497 | 63311.68 | 0.97403 | 0.16497 | 63225.25 | 0.9727
0.18147 | 63596.37 | 0.97841 | 0.18147 | 62667.72 | 0.96412
0.19797 | 62708.89 | 0.96475 | 0.19797 | 62815.21 | 0.96639
0.21446 | 62281.7 | 0.95818 | 0.21446 | 62721.93 | 0.96495
0.23096 | 62451.72 | 0.9608 | 0.23096 | 62806.59 | 0.96626
0.24746 | 62563.21 | 0.96251 | 0.24746 | 62790.84 | 0.96601
0.26395 | 62591.62 | 0.96295 | 0.26395 | 62422.75 | 0.96035
0.28045 | 62835.53 | 0.9667 | 0.28045 | 61936.76 | 0.95287
0.29695 | 63137.25 | 0.97134 | 0.29695 | 61542.84 | 0.94681
0.31345 | 63368.82 | 0.9749 | 0.31345 | 61699.07 | 0.94922
0.32994 | 63448.13 | 0.97613 | 0.32994 | 62133.01 | 0.95589
0.34644 | 63323.92 | 0.97421 | 0.34644 | 62456.64 | 0.96087
0.36294 | 63151.87 | 0.97157 | 0.36294 | 62557.44 | 0.96242
0.37943 | 63138.38 | 0.97136 | 0.37943 | 62353.48 | 0.95928
0.39593 | 63029.78 | 0.96969 | 0.39593 | 62132.95 | 0.95589
0.41243 | 62513.87 | 0.96175 | 0.41243 | 62180.62 | 0.95662
0.42893 | 62409.34 | 0.96014 | 0.42893 | 62342.73 | 0.95912
0.44542 | 63101.88 | 0.9708 | 0.44542 | 62504.77 | 0.96161
0.46192 | 62778.41 | 0.96582 | 0.46192 | 62840.96 | 0.96678
0.47842 | 62973.08 | 0.96882 | 0.47842 | 62395.1 | 0.95992
0.49491 | 63050.64 | 0.97001 | 0.49491 | 61787.3 | 0.95057
0.51141 | 62918.45 | 0.96798 | 0.51141 | 61586.27 | 0.94748
0.52791 | 62822.42 | 0.9665 | 0.52791 | 62034.23 | 0.95437
0.54441 | 63069.15 | 0.97029 | 0.54441 | 62216.49 | 0.95718
0.5609 | 63199.72 | 0.9723 | 0.5609 | 62117.61 | 0.95566
0.5774 | 63101.95 | 0.9708 | 0.5774 | 62125.5 | 0.95578
0.5939 | 63260.78 | 0.97324 | 0.5939 | 61939.95 | 0.95292
0.61039 | 62990.55 | 0.96909 | 0.61039 | 61989.9 | 0.95369
0.62689 | 62594.08 | 0.96299 | 0.62689 | 61825.48 | 0.95116
0.64339 | 62575.1 | 0.96269 | 0.64339 | 62217.36 | 0.95719
0.65989 | 63267.09 | 0.97334 | 0.65989 | 62027.66 | 0.95427
0.67638 | 62996.8 | 0.96918 | 0.67638 | 61959.17 | 0.95322
0.69288 | 62741.64 | 0.96526 | 0.69288 | 61975.09 | 0.95346
0.70938 | 62576.22 | 0.96271 | 0.70938 | 62735.29 | 0.96516
0.72587 | 62471.46 | 0.9611 | 0.72587 | 62575.57 | 0.9627
0.74237 | 62445.68 | 0.9607 | 0.74237 | 62098.9 | 0.95537
0.75887 | 62225.55 | 0.95732 | 0.75887 | 62291.54 | 0.95833
0.77537 | 61927.62 | 0.95273 | 0.77537 | 62348.51 | 0.95921
0.79186 | 61883.35 | 0.95205 | 0.79186 | 61959.45 | 0.95322
0.80836 | 62055.02 | 0.95469 | 0.80836 | 62085.5 | 0.95516
0.82486 | 62303.73 | 0.95852 | 0.82486 | 62311.96 | 0.95865
0.84135 | 62533.72 | 0.96206 | 0.84135 | 62833.05 | 0.96666
0.85785 | 62835.73 | 0.9667 | 0.85785 | 63069.84 | 0.97031
0.87435 | 62801.65 | 0.96618 | 0.87435 | 62011.18 | 0.95402
0.89084 | 62422.32 | 0.96034 | 0.89084 | 62224.7 | 0.9573
0.90734 | 62146.5 | 0.9561 | 0.90734 | 62008.42 | 0.95398
0.92384 | 62084.63 | 0.95515 | 0.92384 | 61536.91 | 0.94672
0.94034 | 61447.74 | 0.94535 | 0.94034 | 61673.91 | 0.94883
0.95683 | 61192.36 | 0.94142 | 0.95683 | 61740.19 | 0.94985
0.97333 | 61229.72 | 0.942 | 0.97333 | 61898.63 | 0.95229
0.98983 | 61337.56 | 0.94365 | 0.98983 | 62294.86 | 0.95838
1.0063 | 61697.27 | 0.94919 | 1.0063 | 62314.62 | 0.95869
1.0228 | 61750.73 | 0.95001 | 1.0228 | 61712.77 | 0.94943
1.0393 | 60999.99 | 0.93846 | 1.0393 | 61383.53 | 0.94436
1.0558 | 61320.16 | 0.94339 | 1.0558 | 61920.95 | 0.95263
1.0723 | 62264.16 | 0.95791 | 1.0723 | 61337.93 | 0.94366
1.0888 | 63015.63 | 0.96947 | 1.0888 | 61928.69 | 0.95275
1.1053 | 63294.46 | 0.97376 | 1.1053 | 61578.63 | 0.94736
1.1218 | 62875.65 | 0.96732 | 1.1218 | 61497.39 | 0.94611
1.1383 | 61894.77 | 0.95223 | 1.1383 | 61472.76 | 0.94573
1.1548 | 61565.2 | 0.94716 | 1.1548 | 61109.59 | 0.94015
1.1713 | 61902.68 | 0.95235 | 1.1713 | 60620.13 | 0.93262
1.1878 | 62200.66 | 0.95693 | 1.1878 | 60589.68 | 0.93215
1.2043 | 62070.43 | 0.95493 | 1.2043 | 60687.74 | 0.93366
1.2208 | 61931.39 | 0.95279 | 1.2208 | 60410.88 | 0.9294
1.2373 | 62039.78 | 0.95446 | 1.2373 | 60246 | 0.92686
1.2538 | 61858.63 | 0.95167 | 1.2538 | 60712.18 | 0.93403
1.2703 | 61670.72 | 0.94878 | 1.2703 | 60875.12 | 0.93654
1.2868 | 62193.97 | 0.95683 | 1.2868 | 60158.49 | 0.92552
1.3033 | 63079.32 | 0.97045 | 1.3033 | 60561.58 | 0.93172
1.3198 | 62272.92 | 0.95804 | 1.3198 | 60440.63 | 0.92986
1.3363 | 61191.81 | 0.94141 | 1.3363 | 60556.21 | 0.93163
1.3528 | 60931.18 | 0.9374 | 1.3528 | 60450.96 | 0.93001
1.3693 | 60878.04 | 0.93659 | 1.3693 | 60378.86 | 0.92891
1.3858 | 60897.66 | 0.93689 | 1.3858 | 60184.79 | 0.92592
1.4023 | 60892.28 | 0.9368 | 1.4023 | 60185.07 | 0.92592
1.4188 | 60739.59 | 0.93446 | 1.4188 | 60333.67 | 0.92821
1.4352 | 60545.16 | 0.93146 | 1.4352 | 60238.07 | 0.92674
1.4517 | 60524.67 | 0.93115 | 1.4517 | 59901.15 | 0.92156
1.4682 | 60666.44 | 0.93333 | 1.4682 | 59745.43 | 0.91916
1.4847 | 60810.4 | 0.93554 | 1.4847 | 59974.78 | 0.92269
1.5012 | 60980.59 | 0.93816 | 1.5012 | 60390.48 | 0.92908
1.5177 | 60914.66 | 0.93715 | 1.5177 | 60079.03 | 0.92429
1.5342 | 60538.8 | 0.93137 | 1.5342 | 59780.61 | 0.9197
1.5507 | 60687.13 | 0.93365 | 1.5507 | 59571.89 | 0.91649
1.5672 | 60931.7 | 0.93741 | 1.5672 | 60125.46 | 0.92501
1.5837 | 61048.98 | 0.93922 | 1.5837 | 60308.15 | 0.92782
1.6002 | 60991.49 | 0.93833 | 1.6002 | 59868.57 | 0.92105
1.6167 | 60694.12 | 0.93376 | 1.6167 | 59327.56 | 0.91273
1.6332 | 60439.11 | 0.92983 | 1.6332 | 59571.61 | 0.91649
1.6497 | 60499.02 | 0.93075 | 1.6497 | 60046.59 | 0.92379
1.6662 | 60809.51 | 0.93553 | 1.6662 | 59965 | 0.92254
1.6827 | 61078.42 | 0.93967 | 1.6827 | 59872.95 | 0.92112
1.6992 | 61009.7 | 0.93861 | 1.6992 | 59712.82 | 0.91866
1.7157 | 60737.46 | 0.93442 | 1.7157 | 59203.14 | 0.91082
1.7322 | 60565.25 | 0.93177 | 1.7322 | 59314.56 | 0.91253
1.7487 | 60477.82 | 0.93043 | 1.7487 | 59465.32 | 0.91485
1.7652 | 60353.77 | 0.92852 | 1.7652 | 59411.56 | 0.91402
1.7817 | 60210.92 | 0.92632 | 1.7817 | 59556.59 | 0.91626
1.7982 | 60336.67 | 0.92826 | 1.7982 | 59217.37 | 0.91104
1.8147 | 60405.72 | 0.92932 | 1.8147 | 59151.96 | 0.91003
1.8312 | 60291.14 | 0.92756 | 1.8312 | 59175.54 | 0.91039
1.8477 | 60014.57 | 0.9233 | 1.8477 | 59115.2 | 0.90946
1.8642 | 59546.62 | 0.9161 | 1.8642 | 58989.32 | 0.90753
1.8807 | 59219.02 | 0.91106 | 1.8807 | 59020.6 | 0.90801
1.8972 | 59354.64 | 0.91315 | 1.8972 | 59255.84 | 0.91163
1.9137 | 59467.26 | 0.91488 | 1.9137 | 59069.91 | 0.90877
1.9302 | 59479.94 | 0.91508 | 1.9302 | 58474.41 | 0.89961
1.9467 | 59498.07 | 0.91535 | 1.9467 | 58186.83 | 0.89518
1.9632 | 59408.8 | 0.91398 | 1.9632 | 58957.95 | 0.90705
1.9797 | 59791.88 | 0.91988 | 1.9797 | 58954.38 | 0.90699
1.9962 | 59690.88 | 0.91832 | 1.9962 | 59114.8 | 0.90946
2.0126 | 59093.5 | 0.90913 | 2.0126 | 59073.38 | 0.90882
2.0291 | 58986.14 | 0.90748 | 2.0291 | 58711.9 | 0.90326
2.0456 | 59353.28 | 0.91313 | 2.0456 | 58592.82 | 0.90143
2.0621 | 59565.32 | 0.91639 | 2.0621 | 58609.38 | 0.90168
2.0786 | 59436.52 | 0.91441 | 2.0786 | 58447.84 | 0.8992
2.0951 | 59173.59 | 0.91036 | 2.0951 | 58213.31 | 0.89559
2.1116 | 58823.28 | 0.90497 | 2.1116 | 58053.82 | 0.89314
2.1281 | 58393 | 0.89835 | 2.1281 | 57949.52 | 0.89153
2.1446 | 58261.37 | 0.89633 | 2.1446 | 58231.42 | 0.89587
2.1611 | 58552.24 | 0.9008 | 2.1611 | 58403.02 | 0.89851
2.1776 | 58939.99 | 0.90677 | 2.1776 | 58321.39 | 0.89725
2.1941 | 58868.95 | 0.90568 | 2.1941 | 58108.45 | 0.89398
2.2106 | 58027.7 | 0.89273 | 2.2106 | 58020.4 | 0.89262
2.2271 | 58252.36 | 0.89619 | 2.2271 | 58123.49 | 0.89421
2.2436 | 58702.55 | 0.90312 | 2.2436 | 57973.6 | 0.8919
2.2601 | 58764.85 | 0.90407 | 2.2601 | 57806.91 | 0.88934
2.2766 | 58532.9 | 0.90051 | 2.2766 | 57805.25 | 0.88931
2.2931 | 58278.07 | 0.89659 | 2.2931 | 57689.43 | 0.88753
2.3096 | 58294.82 | 0.89684 | 2.3096 | 57396.52 | 0.88302
2.3261 | 58600.62 | 0.90155 | 2.3261 | 57203.79 | 0.88006
2.3426 | 58771.91 | 0.90418 | 2.3426 | 57151.6 | 0.87926
2.3591 | 58570.39 | 0.90108 | 2.3591 | 57155.27 | 0.87931
2.3756 | 58291.55 | 0.89679 | 2.3756 | 57473.9 | 0.88421
2.3921 | 58413.5 | 0.89867 | 2.3921 | 57365.9 | 0.88255
2.4086 | 58573.13 | 0.90113 | 2.4086 | 56706.56 | 0.87241
2.4251 | 58610.71 | 0.9017 | 2.4251 | 56636.61 | 0.87133
2.4416 | 58679.29 | 0.90276 | 2.4416 | 56966.27 | 0.8764
2.4581 | 58774.18 | 0.90422 | 2.4581 | 57077.95 | 0.87812
2.4746 | 58962.54 | 0.90712 | 2.4746 | 56858.22 | 0.87474
2.4911 | 59115.97 | 0.90948 | 2.4911 | 56789.49 | 0.87368
2.5076 | 59044.57 | 0.90838 | 2.5076 | 56728.87 | 0.87275
2.5241 | 58725.13 | 0.90346 | 2.5241 | 56581.95 | 0.87049
2.5406 | 58316.89 | 0.89718 | 2.5406 | 56487.18 | 0.86903
2.5571 | 57909.55 | 0.89092 | 2.5571 | 56388.48 | 0.86752
2.5736 | 57427.79 | 0.8835 | 2.5736 | 56229.45 | 0.86507
2.59 | 57024.79 | 0.8773 | 2.59 | 56068.95 | 0.8626
2.6065 | 57082.47 | 0.87819 | 2.6065 | 55894.66 | 0.85992
2.623 | 57717.45 | 0.88796 | 2.623 | 55856.52 | 0.85933
2.6395 | 57855.64 | 0.89009 | 2.6395 | 56205.64 | 0.8647
2.656 | 57417.52 | 0.88335 | 2.656 | 56414.49 | 0.86792
2.6725 | 57101.61 | 0.87849 | 2.6725 | 56282.55 | 0.86589
2.689 | 57133.54 | 0.87898 | 2.689 | 56098.58 | 0.86306
2.7055 | 57184.33 | 0.87976 | 2.7055 | 55875.67 | 0.85963
2.722 | 57043.16 | 0.87759 | 2.722 | 55842.73 | 0.85912
2.7385 | 56855.05 | 0.87469 | 2.7385 | 55881.09 | 0.85971
2.755 | 56707.07 | 0.87242 | 2.755 | 55758.75 | 0.85783
2.7715 | 56518.64 | 0.86952 | 2.7715 | 55451.25 | 0.8531
2.788 | 56312.77 | 0.86635 | 2.788 | 55077.17 | 0.84734
2.8045 | 56172.93 | 0.8642 | 2.8045 | 54893.5 | 0.84452
2.821 | 56148.71 | 0.86383 | 2.821 | 54702.46 | 0.84158
2.8375 | 56229.78 | 0.86507 | 2.8375 | 54965.05 | 0.84562
2.854 | 56137.02 | 0.86365 | 2.854 | 55257.92 | 0.85012
2.8705 | 55703.18 | 0.85697 | 2.8705 | 55211.4 | 0.84941
2.887 | 55352.4 | 0.85158 | 2.887 | 55097.95 | 0.84766
2.9035 | 55407.52 | 0.85242 | 2.9035 | 54615.26 | 0.84023
2.92 | 55682.7 | 0.85666 | 2.92 | 54484.98 | 0.83823
2.9365 | 55950.15 | 0.86077 | 2.9365 | 54918.88 | 0.84491
2.953 | 56018.03 | 0.86182 | 2.953 | 55261.42 | 0.85018
2.9695 | 55814.96 | 0.85869 | 2.9695 | 55079.33 | 0.84737
2.986 | 55707.54 | 0.85704 | 2.986 | 54607.72 | 0.84012
3.0025 | 56008.53 | 0.86167 | 3.0025 | 54256.95 | 0.83472
3.019 | 56145.45 | 0.86378 | 3.019 | 54159.22 | 0.83322
3.0355 | 55617.99 | 0.85566 | 3.0355 | 54151.71 | 0.8331
3.052 | 55226.53 | 0.84964 | 3.052 | 54333.43 | 0.8359
3.0685 | 54969.32 | 0.84568 | 3.0685 | 54449.38 | 0.83768
3.085 | 54859.87 | 0.844 | 3.085 | 54100.12 | 0.83231
3.1015 | 54985.94 | 0.84594 | 3.1015 | 53799.73 | 0.82769
3.118 | 55355.05 | 0.85162 | 3.118 | 54034.75 | 0.8313
3.1345 | 55446.58 | 0.85302 | 3.1345 | 54235.8 | 0.8344
3.151 | 55552.48 | 0.85465 | 3.151 | 53709.29 | 0.8263
3.1674 | 55729.14 | 0.85737 | 3.1674 | 53215.86 | 0.81871
3.1839 | 55451.1 | 0.85309 | 3.1839 | 53439.69 | 0.82215
3.2004 | 54990.02 | 0.846 | 3.2004 | 53778.84 | 0.82737
3.2169 | 54876.61 | 0.84426 | 3.2169 | 53596.38 | 0.82456
3.2334 | 54807.73 | 0.8432 | 3.2334 | 53300.34 | 0.82001
3.2499 | 54796.41 | 0.84302 | 3.2499 | 53193.46 | 0.81836
3.2664 | 54789.39 | 0.84291 | 3.2664 | 53216.6 | 0.81872
3.2829 | 54143.77 | 0.83298 | 3.2829 | 53406.78 | 0.82164
3.2994 | 54031.68 | 0.83126 | 3.2994 | 52900.38 | 0.81385
3.3159 | 54323.77 | 0.83575 | 3.3159 | 52352.97 | 0.80543
3.3324 | 54646.97 | 0.84072 | 3.3324 | 52374.61 | 0.80576
3.3489 | 54809.36 | 0.84322 | 3.3489 | 52640.34 | 0.80985
3.3654 | 54561.46 | 0.83941 | 3.3654 | 52748.63 | 0.81152
3.3819 | 54179.89 | 0.83354 | 3.3819 | 52581.89 | 0.80895
3.3984 | 53964.7 | 0.83023 | 3.3984 | 52454.88 | 0.807
3.4149 | 53774.54 | 0.8273 | 3.4149 | 52569.06 | 0.80875
3.4314 | 53420.55 | 0.82185 | 3.4314 | 52867.83 | 0.81335
3.4479 | 53145.63 | 0.81763 | 3.4479 | 53188.86 | 0.81829
3.4644 | 53310.8 | 0.82017 | 3.4644 | 53186.07 | 0.81825
3.4809 | 53672.8 | 0.82574 | 3.4809 | 52585.68 | 0.80901
3.4974 | 53500.16 | 0.82308 | 3.4974 | 52249.86 | 0.80384
3.5139 | 53466.59 | 0.82256 | 3.5139 | 52060.13 | 0.80093
3.5304 | 53186.05 | 0.81825 | 3.5304 | 51567.68 | 0.79335
3.5469 | 52842.48 | 0.81296 | 3.5469 | 51595.01 | 0.79377
3.5634 | 52908.93 | 0.81398 | 3.5634 | 51888.6 | 0.79829
3.5799 | 52882.35 | 0.81357 | 3.5799 | 51906.63 | 0.79856
3.5964 | 52811.02 | 0.81248 | 3.5964 | 51510.91 | 0.79248
3.6129 | 52807.54 | 0.81242 | 3.6129 | 51392.16 | 0.79065
3.6294 | 52955.98 | 0.81471 | 3.6294 | 51472.02 | 0.79188
3.6459 | 52952.38 | 0.81465 | 3.6459 | 51589.48 | 0.79368
3.6624 | 52721.89 | 0.81111 | 3.6624 | 51596.86 | 0.7938
3.6789 | 52585.27 | 0.809 | 3.6789 | 51282.81 | 0.78897
3.6954 | 52479.45 | 0.80738 | 3.6954 | 50906.92 | 0.78318
3.7119 | 52408.81 | 0.80629 | 3.7119 | 50484.42 | 0.77668
3.7284 | 52644.67 | 0.80992 | 3.7284 | 50470.92 | 0.77648
3.7448 | 53048.81 | 0.81614 | 3.7448 | 50464.09 | 0.77637
3.7613 | 52776.73 | 0.81195 | 3.7613 | 50651.19 | 0.77925
3.7778 | 51548.78 | 0.79306 | 3.7778 | 50621.35 | 0.77879
3.7943 | 50882.31 | 0.7828 | 3.7943 | 50344.47 | 0.77453
3.8108 | 50932.64 | 0.78358 | 3.8108 | 50466.62 | 0.77641
3.8273 | 51039.5 | 0.78522 | 3.8273 | 50653.83 | 0.77929
3.8438 | 50896.91 | 0.78303 | 3.8438 | 50787.25 | 0.78134
3.8603 | 51412.08 | 0.79096 | 3.8603 | 50862.93 | 0.78251
3.8768 | 51679.79 | 0.79507 | 3.8768 | 50414.18 | 0.7756
3.8933 | 51065.61 | 0.78562 | 3.8933 | 49451.67 | 0.76079
3.9098 | 51118.83 | 0.78644 | 3.9098 | 49014.1 | 0.75406
3.9263 | 51706.64 | 0.79549 | 3.9263 | 49545.97 | 0.76225
3.9428 | 51606.08 | 0.79394 | 3.9428 | 50051.38 | 0.77002
3.9593 | 51101.11 | 0.78617 | 3.9593 | 50328.13 | 0.77428
3.9758 | 50719.99 | 0.78031 | 3.9758 | 50010.95 | 0.7694
3.9923 | 50744.92 | 0.78069 | 3.9923 | 50019.88 | 0.76954
4.0088 | 51502.58 | 0.79235 | 4.0088 | 49766.63 | 0.76564
4.0253 | 51726.49 | 0.79579 | 4.0253 | 49317.97 | 0.75874
4.0418 | 51667.98 | 0.79489 | 4.0418 | 49152.41 | 0.75619
4.0583 | 51446.5 | 0.79148 | 4.0583 | 49484.02 | 0.76129
4.0748 | 50958.52 | 0.78398 | 4.0748 | 49453.5 | 0.76082
4.0913 | 50642.52 | 0.77912 | 4.0913 | 48914.71 | 0.75253
4.1078 | 50568.7 | 0.77798 | 4.1078 | 48656 | 0.74855
4.1243 | 50424.39 | 0.77576 | 4.1243 | 48673.83 | 0.74883
4.1408 | 50304.6 | 0.77392 | 4.1408 | 48251.64 | 0.74233
4.1573 | 50391.58 | 0.77526 | 4.1573 | 47985.19 | 0.73823
4.1738 | 50531.29 | 0.7774 | 4.1738 | 48678.1 | 0.74889
4.1903 | 50183.45 | 0.77205 | 4.1903 | 48803.86 | 0.75083
4.2068 | 49491.88 | 0.76141 | 4.2068 | 48332.42 | 0.74358
4.2233 | 48991.31 | 0.75371 | 4.2233 | 48053.27 | 0.73928
4.2398 | 49835.06 | 0.76669 | 4.2398 | 47692.52 | 0.73373
4.2563 | 50519.35 | 0.77722 | 4.2563 | 47569.77 | 0.73184
4.2728 | 50699.51 | 0.77999 | 4.2728 | 47827.03 | 0.7358
4.2893 | 50484.88 | 0.77669 | 4.2893 | 48072.46 | 0.73958
4.3057 | 50103.16 | 0.77082 | 4.3057 | 48208.42 | 0.74167
4.3222 | 49778.34 | 0.76582 | 4.3222 | 48241.13 | 0.74217
4.3387 | 49573.95 | 0.76268 | 4.3387 | 48192.65 | 0.74143
4.3552 | 49358.03 | 0.75935 | 4.3552 | 47933.65 | 0.73744
4.3717 | 49224.13 | 0.75729 | 4.3717 | 47434.84 | 0.72977
4.3882 | 49381.05 | 0.75971 | 4.3882 | 47148.46 | 0.72536
4.4047 | 49050.67 | 0.75463 | 4.4047 | 47065.27 | 0.72408
4.4212 | 48485.94 | 0.74594 | 4.4212 | 46729.44 | 0.71891
4.4377 | 48607.6 | 0.74781 | 4.4377 | 46710.76 | 0.71863
4.4542 | 48286.55 | 0.74287 | 4.4542 | 46901.5 | 0.72156
4.4707 | 48250.79 | 0.74232 | 4.4707 | 46915.21 | 0.72177
4.4872 | 48555.73 | 0.74701 | 4.4872 | 46662.15 | 0.71788
4.5037 | 48821.98 | 0.75111 | 4.5037 | 46309.51 | 0.71245
4.5202 | 48690.7 | 0.74909 | 4.5202 | 46264.5 | 0.71176
4.5367 | 48739.74 | 0.74984 | 4.5367 | 46512.01 | 0.71557
4.5532 | 49188.47 | 0.75675 | 4.5532 | 46567.84 | 0.71643
4.5697 | 49203.95 | 0.75698 | 4.5697 | 46228.91 | 0.71121
4.5862 | 48623.46 | 0.74805 | 4.5862 | 45903.89 | 0.70621
4.6027 | 48268.49 | 0.74259 | 4.6027 | 45854.43 | 0.70545
4.6192 | 48199.5 | 0.74153 | 4.6192 | 45775.7 | 0.70424
4.6357 | 48331.62 | 0.74356 | 4.6357 | 45785.37 | 0.70439
4.6522 | 48548.63 | 0.7469 | 4.6522 | 45975.67 | 0.70732
4.6687 | 48106.7 | 0.7401 | 4.6687 | 45870.32 | 0.7057
4.6852 | 47760.1 | 0.73477 | 4.6852 | 45858.61 | 0.70552
4.7017 | 47876.06 | 0.73655 | 4.7017 | 45785.02 | 0.70438
4.7182 | 47940.07 | 0.73754 | 4.7182 | 45590.45 | 0.70139
4.7347 | 47811 | 0.73555 | 4.7347 | 45478.52 | 0.69967
4.7512 | 47626.86 | 0.73272 | 4.7512 | 45415.3 | 0.6987
4.7677 | 47480.42 | 0.73047 | 4.7677 | 45335.16 | 0.69746
4.7842 | 47181.54 | 0.72587 | 4.7842 | 45325.3 | 0.69731
4.8007 | 46928.69 | 0.72198 | 4.8007 | 45352.53 | 0.69773
4.8172 | 46925.79 | 0.72194 | 4.8172 | 45212.59 | 0.69558
4.8337 | 46935.05 | 0.72208 | 4.8337 | 44874.91 | 0.69038
4.8502 | 46882.82 | 0.72127 | 4.8502 | 44581.36 | 0.68587
4.8667 | 47036.81 | 0.72364 | 4.8667 | 44467.35 | 0.68411
4.8831 | 47059.6 | 0.72399 | 4.8831 | 44527.18 | 0.68503
4.8996 | 46797.25 | 0.71996 | 4.8996 | 44661.63 | 0.6871
4.9161 | 46299.6 | 0.7123 | 4.9161 | 44818.15 | 0.68951
4.9326 | 45957.73 | 0.70704 | 4.9326 | 44932.21 | 0.69126
4.9491 | 46038.66 | 0.70829 | 4.9491 | 44588.37 | 0.68597
4.9656 | 46279.62 | 0.71199 | 4.9656 | 44222.23 | 0.68034
4.9821 | 46149.25 | 0.70999 | 4.9821 | 44064.87 | 0.67792
4.9986 | 46030.48 | 0.70816 | 4.9986 | 43978.21 | 0.67659
5.0151 | 46234.3 | 0.7113 | 5.0151 | 43952.89 | 0.6762
5.0316 | 46647.68 | 0.71766 | 5.0316 | 44003.55 | 0.67698
5.0481 | 46927.52 | 0.72196 | 5.0481 | 44121.92 | 0.6788
5.0646 | 46823.12 | 0.72036 | 5.0646 | 44145.84 | 0.67917
5.0811 | 46376.47 | 0.71348 | 5.0811 | 43850.75 | 0.67463
5.0976 | 45831.73 | 0.7051 | 5.0976 | 43405.74 | 0.66778
5.1141 | 45427.49 | 0.69888 | 5.1141 | 43139.39 | 0.66368
5.1306 | 45423.98 | 0.69883 | 5.1306 | 42943.95 | 0.66068
5.1471 | 45418.57 | 0.69875 | 5.1471 | 42997.84 | 0.66151
5.1636 | 45341.08 | 0.69756 | 5.1636 | 43103.46 | 0.66313
5.1801 | 45496.88 | 0.69995 | 5.1801 | 42918.29 | 0.66028
5.1966 | 45280.52 | 0.69662 | 5.1966 | 42662.78 | 0.65635
5.2131 | 44877.96 | 0.69043 | 5.2131 | 42428.3 | 0.65274
5.2296 | 44683.01 | 0.68743 | 5.2296 | 42304.89 | 0.65084
5.2461 | 44621.74 | 0.68649 | 5.2461 | 42364.34 | 0.65176
5.2626 | 44596.89 | 0.68611 | 5.2626 | 42575.77 | 0.65501
5.2791 | 44612.15 | 0.68634 | 5.2791 | 42676.6 | 0.65656
5.2956 | 44638.79 | 0.68675 | 5.2956 | 42443.97 | 0.65298
5.3121 | 44580.46 | 0.68585 | 5.3121 | 42087.55 | 0.6475
5.3286 | 44443.86 | 0.68375 | 5.3286 | 41988.82 | 0.64598
5.3451 | 44429.76 | 0.68353 | 5.3451 | 42068.03 | 0.6472
5.3616 | 44430.98 | 0.68355 | 5.3616 | 42190.04 | 0.64908
5.3781 | 44132.78 | 0.67897 | 5.3781 | 42453.73 | 0.65313
5.3946 | 44158.95 | 0.67937 | 5.3946 | 42456.61 | 0.65318
5.4111 | 44341.02 | 0.68217 | 5.4111 | 41994.77 | 0.64607
5.4276 | 43950.14 | 0.67616 | 5.4276 | 41687.18 | 0.64134
5.4441 | 43340.81 | 0.66678 | 5.4441 | 41468.27 | 0.63797
5.4605 | 43098.18 | 0.66305 | 5.4605 | 41161.46 | 0.63325
5.477 | 43370.67 | 0.66724 | 5.477 | 40988.45 | 0.63059
5.4935 | 43546.77 | 0.66995 | 5.4935 | 40829.86 | 0.62815
5.51 | 43395.14 | 0.66762 | 5.51 | 40616.79 | 0.62487
5.5265 | 43113.64 | 0.66329 | 5.5265 | 40557.34 | 0.62396
5.543 | 42942.66 | 0.66066 | 5.543 | 40677.59 | 0.62581
5.5595 | 42959.52 | 0.66092 | 5.5595 | 40733.26 | 0.62667
5.576 | 42978.79 | 0.66121 | 5.576 | 40698.18 | 0.62613
5.5925 | 42848.99 | 0.65922 | 5.5925 | 40639 | 0.62522
5.609 | 42593.98 | 0.65529 | 5.609 | 40309.67 | 0.62015
5.6255 | 42476.88 | 0.65349 | 5.6255 | 40023.52 | 0.61575
5.642 | 42240.64 | 0.64986 | 5.642 | 39898.45 | 0.61382
5.6585 | 41792.91 | 0.64297 | 5.6585 | 40043.75 | 0.61606
5.675 | 41369.62 | 0.63646 | 5.675 | 40460.42 | 0.62247
5.6915 | 41468.95 | 0.63798 | 5.6915 | 40556.86 | 0.62395
5.708 | 41480.74 | 0.63817 | 5.708 | 40182.37 | 0.61819
5.7245 | 41139.43 | 0.63291 | 5.7245 | 39750.07 | 0.61154
5.741 | 41019.78 | 0.63107 | 5.741 | 39441.87 | 0.6068
5.7575 | 41278.73 | 0.63506 | 5.7575 | 39373.26 | 0.60574
5.774 | 41530.97 | 0.63894 | 5.774 | 39422.8 | 0.6065
5.7905 | 41368.73 | 0.63644 | 5.7905 | 39377.2 | 0.6058
5.807 | 41030.09 | 0.63123 | 5.807 | 39259.66 | 0.60399
5.8235 | 41130.76 | 0.63278 | 5.8235 | 39190.27 | 0.60293
5.84 | 40991.45 | 0.63064 | 5.84 | 39278.44 | 0.60428
5.8565 | 40800.04 | 0.62769 | 5.8565 | 39288.77 | 0.60444
5.873 | 41306.59 | 0.63549 | 5.873 | 38857.18 | 0.5978
5.8895 | 41193.39 | 0.63374 | 5.8895 | 38760.67 | 0.59632
5.906 | 40859.55 | 0.62861 | 5.906 | 38904.59 | 0.59853
5.9225 | 40616.3 | 0.62487 | 5.9225 | 39011.49 | 0.60018
5.939 | 40798.66 | 0.62767 | 5.939 | 38910.44 | 0.59862
5.9555 | 40867.27 | 0.62873 | 5.9555 | 38777.72 | 0.59658
5.972 | 40661.59 | 0.62556 | 5.972 | 38527.92 | 0.59274
5.9885 | 40268.03 | 0.61951 | 5.9885 | 38508.28 | 0.59244
6.005 | 40348.28 | 0.62074 | 6.005 | 38630.23 | 0.59431
6.0215 | 40699.18 | 0.62614 | 6.0215 | 38617.49 | 0.59412
6.0379 | 40462.22 | 0.6225 | 6.0379 | 38575.8 | 0.59347
6.0544 | 40018.25 | 0.61567 | 6.0544 | 38501.68 | 0.59233
6.0709 | 40260.87 | 0.6194 | 6.0709 | 38190.9 | 0.58755
6.0874 | 40290.11 | 0.61985 | 6.0874 | 38115.54 | 0.58639
6.1039 | 40094.74 | 0.61684 | 6.1039 | 37891.45 | 0.58295
6.1204 | 39645.89 | 0.60994 | 6.1204 | 37640.53 | 0.57909
6.1369 | 39558.55 | 0.60859 | 6.1369 | 37729.14 | 0.58045
6.1534 | 39608.34 | 0.60936 | 6.1534 | 37708.66 | 0.58013
6.1699 | 39735.94 | 0.61132 | 6.1699 | 37513 | 0.57712
6.1864 | 39737.16 | 0.61134 | 6.1864 | 37405.44 | 0.57547
6.2029 | 39556.33 | 0.60856 | 6.2029 | 37256.29 | 0.57317
6.2194 | 39264.05 | 0.60406 | 6.2194 | 37043.43 | 0.5699
6.2359 | 38953.05 | 0.59928 | 6.2359 | 36782.11 | 0.56588
6.2524 | 38765.41 | 0.59639 | 6.2524 | 36871.99 | 0.56726
6.2689 | 38790.13 | 0.59677 | 6.2689 | 36791.18 | 0.56602
6.2854 | 38994.13 | 0.59991 | 6.2854 | 36434.88 | 0.56054
6.3019 | 39024.81 | 0.60038 | 6.3019 | 36380.9 | 0.55971
6.3184 | 38660.13 | 0.59477 | 6.3184 | 36263.11 | 0.55789
6.3349 | 38555.19 | 0.59316 | 6.3349 | 36131.57 | 0.55587
6.3514 | 38564.94 | 0.59331 | 6.3514 | 36069.5 | 0.55492
6.3679 | 38506.72 | 0.59241 | 6.3679 | 36219.38 | 0.55722
6.3844 | 38606.73 | 0.59395 | 6.3844 | 36450.59 | 0.56078
6.4009 | 38388.25 | 0.59059 | 6.4009 | 36673.69 | 0.56421
6.4174 | 37891.3 | 0.58294 | 6.4174 | 36311.53 | 0.55864
6.4339 | 37901.96 | 0.58311 | 6.4339 | 35988.29 | 0.55367
6.4504 | 37907.49 | 0.58319 | 6.4504 | 35605.83 | 0.54778
6.4669 | 37783.97 | 0.58129 | 6.4669 | 35496 | 0.54609
6.4834 | 37612.31 | 0.57865 | 6.4834 | 35538.23 | 0.54674
6.4999 | 37520.12 | 0.57723 | 6.4999 | 35596.23 | 0.54763
6.5164 | 37425.62 | 0.57578 | 6.5164 | 35567.96 | 0.5472
6.5329 | 37206.75 | 0.57241 | 6.5329 | 35353.49 | 0.5439
6.5494 | 37014.04 | 0.56945 | 6.5494 | 35195.1 | 0.54146
6.5659 | 36966.68 | 0.56872 | 6.5659 | 35196.05 | 0.54148
6.5824 | 36865.55 | 0.56716 | 6.5824 | 34853.12 | 0.5362
6.5989 | 36917.17 | 0.56796 | 6.5989 | 34537.01 | 0.53134
6.6153 | 37332.01 | 0.57434 | 6.6153 | 34371.16 | 0.52879
6.6318 | 37089.68 | 0.57061 | 6.6318 | 34887.61 | 0.53673
6.6483 | 36747.34 | 0.56534 | 6.6483 | 35093.39 | 0.5399
6.6648 | 36750.12 | 0.56539 | 6.6648 | 34920.32 | 0.53724
6.6813 | 36620.39 | 0.56339 | 6.6813 | 34440.21 | 0.52985
6.6978 | 36261.82 | 0.55787 | 6.6978 | 34163.68 | 0.5256
6.7143 | 35969.25 | 0.55337 | 6.7143 | 34321.15 | 0.52802
6.7308 | 36218.15 | 0.5572 | 6.7308 | 34513.74 | 0.53098
6.7473 | 36339.04 | 0.55906 | 6.7473 | 34326.76 | 0.5281
6.7638 | 36113.28 | 0.55559 | 6.7638 | 34093.63 | 0.52452
6.7803 | 35967.77 | 0.55335 | 6.7803 | 34030.81 | 0.52355
6.7968 | 36031.42 | 0.55433 | 6.7968 | 33975.75 | 0.5227
6.8133 | 36047.54 | 0.55458 | 6.8133 | 33848.68 | 0.52075
6.8298 | 35920.13 | 0.55262 | 6.8298 | 33778.44 | 0.51967
6.8463 | 35764.64 | 0.55023 | 6.8463 | 33839.58 | 0.52061
6.8628 | 35686.37 | 0.54902 | 6.8628 | 33636.6 | 0.51749
6.8793 | 35461.02 | 0.54555 | 6.8793 | 33443.09 | 0.51451
6.8958 | 35217.63 | 0.54181 | 6.8958 | 33529.38 | 0.51584
6.9123 | 35300.36 | 0.54308 | 6.9123 | 33573.18 | 0.51651
6.9288 | 35185.2 | 0.54131 | 6.9288 | 33589.21 | 0.51676
6.9453 | 35038.94 | 0.53906 | 6.9453 | 33525.63 | 0.51578
6.9618 | 35127.79 | 0.54043 | 6.9618 | 33227.07 | 0.51119
6.9783 | 35219.65 | 0.54184 | 6.9783 | 32987.16 | 0.50749
6.9948 | 35192.38 | 0.54142 | 6.9948 | 32920.47 | 0.50647
7.0113 | 35065.53 | 0.53947 | 7.0113 | 32948.92 | 0.50691
7.0278 | 34830.18 | 0.53585 | 7.0278 | 32982.25 | 0.50742
7.0443 | 34671.94 | 0.53341 | 7.0443 | 32874.89 | 0.50577
7.0608 | 34739.96 | 0.53446 | 7.0608 | 32593.62 | 0.50144
7.0773 | 34838.07 | 0.53597 | 7.0773 | 32374.27 | 0.49807
7.0938 | 34705.39 | 0.53393 | 7.0938 | 32374.93 | 0.49808
7.1103 | 34396 | 0.52917 | 7.1103 | 32356.32 | 0.49779
7.1268 | 34216.97 | 0.52641 | 7.1268 | 32207.99 | 0.49551
7.1433 | 34289.33 | 0.52753 | 7.1433 | 32209.13 | 0.49553
7.1598 | 34298.42 | 0.52767 | 7.1598 | 32085.79 | 0.49363
7.1763 | 34195.9 | 0.52609 | 7.1763 | 32036.68 | 0.49287
7.1927 | 34105.56 | 0.5247 | 7.1927 | 32027.5 | 0.49273
7.2092 | 33987.71 | 0.52289 | 7.2092 | 31750.75 | 0.48847
7.2257 | 33781.45 | 0.51971 | 7.2257 | 31696.14 | 0.48763
7.2422 | 33487.77 | 0.5152 | 7.2422 | 31897.14 | 0.49073
7.2587 | 33200.04 | 0.51077 | 7.2587 | 31845.37 | 0.48993
7.2752 | 33145.43 | 0.50993 | 7.2752 | 31484.84 | 0.48438
7.2917 | 33382.87 | 0.51358 | 7.2917 | 31331.07 | 0.48202
7.3082 | 33625.07 | 0.51731 | 7.3082 | 31345.37 | 0.48224
7.3247 | 33520.12 | 0.51569 | 7.3247 | 31403.12 | 0.48312
7.3412 | 33131.14 | 0.50971 | 7.3412 | 31336.03 | 0.48209
7.3577 | 32955.45 | 0.50701 | 7.3577 | 30977.61 | 0.47658
7.3742 | 33233.32 | 0.51128 | 7.3742 | 30981.28 | 0.47664
7.3907 | 33482.89 | 0.51512 | 7.3907 | 31174.57 | 0.47961
7.4072 | 33402.4 | 0.51388 | 7.4072 | 31195.62 | 0.47993
7.4237 | 32989.11 | 0.50752 | 7.4237 | 30947.78 | 0.47612
7.4402 | 32691.96 | 0.50295 | 7.4402 | 30394.53 | 0.46761
7.4567 | 32419.02 | 0.49875 | 7.4567 | 30530.88 | 0.46971
7.4732 | 32317.64 | 0.49719 | 7.4732 | 30366.59 | 0.46718
7.4897 | 32583.4 | 0.50128 | 7.4897 | 30372.74 | 0.46727
7.5062 | 32794.23 | 0.50453 | 7.5062 | 30350.54 | 0.46693
7.5227 | 32672.04 | 0.50265 | 7.5227 | 30388.83 | 0.46752
7.5392 | 32350.69 | 0.4977 | 7.5392 | 30178.53 | 0.46429
7.5557 | 32062.86 | 0.49327 | 7.5557 | 30094.27 | 0.46299
7.5722 | 31873.38 | 0.49036 | 7.5722 | 30002.65 | 0.46158
7.5887 | 31713.02 | 0.48789 | 7.5887 | 29967.82 | 0.46104
7.6052 | 31594.29 | 0.48607 | 7.6052 | 29970.08 | 0.46108
7.6217 | 31486.47 | 0.48441 | 7.6217 | 29782.63 | 0.45819
7.6382 | 31173.06 | 0.47959 | 7.6382 | 29740.56 | 0.45755
7.6547 | 30769.37 | 0.47337 | 7.6547 | 29560.78 | 0.45478
7.6712 | 30809.48 | 0.47399 | 7.6712 | 29095.54 | 0.44762
7.6877 | 31044.22 | 0.4776 | 7.6877 | 29343.39 | 0.45144
7.7042 | 31163.32 | 0.47944 | 7.7042 | 29400.76 | 0.45232
7.7207 | 30883.89 | 0.47514 | 7.7207 | 29126.53 | 0.4481
7.7372 | 30555.59 | 0.47009 | 7.7372 | 29049.19 | 0.44691
7.7537 | 30410.47 | 0.46785 | 7.7537 | 28758.96 | 0.44245
7.7701 | 30575.28 | 0.47039 | 7.7701 | 28706.07 | 0.44163
7.7866 | 30609.48 | 0.47092 | 7.7866 | 28940.1 | 0.44523
7.8031 | 30548 | 0.46997 | 7.8031 | 28931.41 | 0.4451
7.8196 | 30699.67 | 0.4723 | 7.8196 | 28787.4 | 0.44288
7.8361 | 30691.5 | 0.47218 | 7.8361 | 28678.79 | 0.44121
7.8526 | 30408.06 | 0.46782 | 7.8526 | 28454.39 | 0.43776
7.8691 | 30168.78 | 0.46414 | 7.8691 | 28413.13 | 0.43713
7.8856 | 30021.44 | 0.46187 | 7.8856 | 28524.06 | 0.43883
7.9021 | 29868.24 | 0.45951 | 7.9021 | 28363.96 | 0.43637
7.9186 | 29892.95 | 0.45989 | 7.9186 | 28231.85 | 0.43434
7.9351 | 30014.49 | 0.46176 | 7.9351 | 28097.95 | 0.43228
7.9516 | 29813.56 | 0.45867 | 7.9516 | 27990.06 | 0.43062
7.9681 | 29645.99 | 0.45609 | 7.9681 | 27914.96 | 0.42946
7.9846 | 29572.08 | 0.45496 | 7.9846 | 27770.3 | 0.42724
8.0011 | 29280.7 | 0.45047 | 8.0011 | 27791.36 | 0.42756
8.0176 | 29178.05 | 0.44889 | 8.0176 | 27753.9 | 0.42698
8.0341 | 29209.92 | 0.44938 | 8.0341 | 27658.28 | 0.42551
8.0506 | 28953.31 | 0.44544 | 8.0506 | 27537.2 | 0.42365
8.0671 | 28805.77 | 0.44317 | 8.0671 | 27536.37 | 0.42364
8.0836 | 28827.77 | 0.4435 | 8.0836 | 27684.67 | 0.42592
8.1001 | 28972.67 | 0.44573 | 8.1001 | 27738.18 | 0.42674
8.1166 | 29026.72 | 0.44656 | 8.1166 | 27632.21 | 0.42511
8.1331 | 28956.96 | 0.44549 | 8.1331 | 27372.32 | 0.42111
8.1496 | 28899.03 | 0.4446 | 8.1496 | 27181.29 | 0.41817
8.1661 | 28912.69 | 0.44481 | 8.1661 | 27317.26 | 0.42027
8.1826 | 28945.55 | 0.44532 | 8.1826 | 27565.2 | 0.42408
8.1991 | 28923.33 | 0.44497 | 8.1991 | 27473.02 | 0.42266
8.2156 | 28778.44 | 0.44275 | 8.2156 | 27144.32 | 0.4176
8.2321 | 28487.57 | 0.43827 | 8.2321 | 27009.35 | 0.41553
8.2486 | 28167.48 | 0.43335 | 8.2486 | 26800.18 | 0.41231
8.2651 | 27874.86 | 0.42884 | 8.2651 | 26556.57 | 0.40856
8.2816 | 28084.54 | 0.43207 | 8.2816 | 26422.56 | 0.4065
8.2981 | 28101.04 | 0.43232 | 8.2981 | 26568.26 | 0.40874
8.3146 | 27892.38 | 0.42911 | 8.3146 | 26536.81 | 0.40826
8.331 | 27759.67 | 0.42707 | 8.331 | 26353.43 | 0.40544
8.3475 | 27734.64 | 0.42669 | 8.3475 | 26337.88 | 0.4052
8.364 | 27781.04 | 0.4274 | 8.364 | 26325.88 | 0.40501
8.3805 | 27705.1 | 0.42623 | 8.3805 | 26287.63 | 0.40443
8.397 | 27595.05 | 0.42454 | 8.397 | 26222.34 | 0.40342
8.4135 | 27527.71 | 0.4235 | 8.4135 | 25965.16 | 0.39946
8.43 | 27537.49 | 0.42365 | 8.43 | 25715.82 | 0.39563
8.4465 | 27452.6 | 0.42235 | 8.4465 | 25628.29 | 0.39428
8.463 | 27167.4 | 0.41796 | 8.463 | 25542.78 | 0.39297
8.4795 | 26898.08 | 0.41382 | 8.4795 | 25479.56 | 0.39199
8.496 | 26848.52 | 0.41305 | 8.496 | 25577.44 | 0.3935
8.5125 | 27028.94 | 0.41583 | 8.5125 | 25662.15 | 0.3948
8.529 | 27112.79 | 0.41712 | 8.529 | 25636.8 | 0.39441
8.5455 | 26893.05 | 0.41374 | 8.5455 | 25388.98 | 0.3906
8.562 | 26678.36 | 0.41044 | 8.562 | 25069.47 | 0.38568
8.5785 | 26490.53 | 0.40755 | 8.5785 | 25165.47 | 0.38716
8.595 | 26304.13 | 0.40468 | 8.595 | 25318.78 | 0.38952
8.6115 | 26450.51 | 0.40693 | 8.6115 | 25124.27 | 0.38653
8.628 | 26555.6 | 0.40855 | 8.628 | 25042.22 | 0.38526
8.6445 | 26423.18 | 0.40651 | 8.6445 | 24893.02 | 0.38297
8.661 | 26204.47 | 0.40315 | 8.661 | 24974.36 | 0.38422
8.6775 | 26113.6 | 0.40175 | 8.6775 | 24820.59 | 0.38186
8.694 | 26216.74 | 0.40333 | 8.694 | 24566.76 | 0.37795
8.7105 | 26160.6 | 0.40247 | 8.7105 | 24585.89 | 0.37824
8.727 | 25948.23 | 0.3992 | 8.727 | 24580.68 | 0.37816
8.7435 | 25842.73 | 0.39758 | 8.7435 | 24622.13 | 0.3788
8.76 | 25783.68 | 0.39667 | 8.76 | 24717.59 | 0.38027
8.7765 | 25647.41 | 0.39458 | 8.7765 | 24469.2 | 0.37645
8.793 | 25598.34 | 0.39382 | 8.793 | 24127.87 | 0.3712
8.8095 | 25732.43 | 0.39588 | 8.8095 | 23982.1 | 0.36896
8.826 | 25972.85 | 0.39958 | 8.826 | 24149.21 | 0.37153
8.8425 | 26054.59 | 0.40084 | 8.8425 | 24075.22 | 0.37039
8.859 | 25901.74 | 0.39849 | 8.859 | 24262.37 | 0.37327
8.8755 | 25641.02 | 0.39448 | 8.8755 | 24153.3 | 0.37159
8.892 | 25154.09 | 0.38699 | 8.892 | 23901.37 | 0.36771
8.9084 | 24622.07 | 0.3788 | 8.9084 | 23588.54 | 0.3629
8.9249 | 24635.65 | 0.37901 | 8.9249 | 23464.54 | 0.36099
8.9414 | 24891.35 | 0.38294 | 8.9414 | 23540.19 | 0.36216
8.9579 | 24946.39 | 0.38379 | 8.9579 | 23494.39 | 0.36145
8.9744 | 24916.46 | 0.38333 | 8.9744 | 23288.08 | 0.35828
8.9909 | 24908.58 | 0.38321 | 8.9909 | 23451.47 | 0.36079
9.0074 | 24924.02 | 0.38345 | 9.0074 | 23498.26 | 0.36151
9.0239 | 24927.78 | 0.3835 | 9.0239 | 23327.97 | 0.35889
9.0404 | 24840.21 | 0.38216 | 9.0404 | 23202.92 | 0.35697
9.0569 | 24605.1 | 0.37854 | 9.0569 | 23065.91 | 0.35486
9.0734 | 24318.42 | 0.37413 | 9.0734 | 22863 | 0.35174
9.0899 | 24161.82 | 0.37172 | 9.0899 | 22795.29 | 0.3507
9.1064 | 24184.6 | 0.37207 | 9.1064 | 22892.57 | 0.35219
9.1229 | 24201.83 | 0.37234 | 9.1229 | 22910.22 | 0.35246
9.1394 | 23929.24 | 0.36814 | 9.1394 | 22793.26 | 0.35067
9.1559 | 23687.84 | 0.36443 | 9.1559 | 22535.66 | 0.3467
9.1724 | 23902.71 | 0.36773 | 9.1724 | 22884.81 | 0.35207
9.1889 | 23853.21 | 0.36697 | 9.1889 | 23027.04 | 0.35426
9.2054 | 23605.42 | 0.36316 | 9.2054 | 22230.26 | 0.342
9.2219 | 23530.78 | 0.36201 | 9.2219 | 22186.75 | 0.34133
9.2384 | 23419.56 | 0.3603 | 9.2384 | 22382.5 | 0.34435
9.2549 | 23347.43 | 0.35919 | 9.2549 | 22442.91 | 0.34528
9.2714 | 23493 | 0.36143 | 9.2714 | 22446.21 | 0.34533
9.2879 | 23414.21 | 0.36022 | 9.2879 | 22302.9 | 0.34312
9.3044 | 23124.41 | 0.35576 | 9.3044 | 22179.28 | 0.34122
9.3209 | 23187.42 | 0.35673 | 9.3209 | 22021.17 | 0.33879
9.3374 | 23291.1 | 0.35832 | 9.3374 | 22069.93 | 0.33954
9.3539 | 23120.5 | 0.3557 | 9.3539 | 21869.29 | 0.33645
9.3704 | 22924.63 | 0.35269 | 9.3704 | 21579.5 | 0.33199
9.3869 | 22872.46 | 0.35188 | 9.3869 | 21713.49 | 0.33405
9.4034 | 22894.87 | 0.35223 | 9.4034 | 21668.52 | 0.33336
9.4199 | 22917.87 | 0.35258 | 9.4199 | 21405.07 | 0.32931
9.4364 | 22870.8 | 0.35186 | 9.4364 | 21720.61 | 0.33416
9.4529 | 22875.31 | 0.35193 | 9.4529 | 21705.29 | 0.33393
9.4694 | 22866.51 | 0.35179 | 9.4694 | 21493.13 | 0.33066
9.4858 | 22659.04 | 0.3486 | 9.4858 | 21421.51 | 0.32956
9.5023 | 22607.08 | 0.3478 | 9.5023 | 21318.95 | 0.32798
9.5188 | 22657.45 | 0.34858 | 9.5188 | 21003.1 | 0.32312
9.5353 | 22375.17 | 0.34423 | 9.5353 | 20791.05 | 0.31986
9.5518 | 22269.08 | 0.3426 | 9.5518 | 21256.65 | 0.32703
9.5683 | 22317.58 | 0.34335 | 9.5683 | 20962.46 | 0.3225
9.5848 | 22400.33 | 0.34462 | 9.5848 | 21035.42 | 0.32362
9.6013 | 22170.02 | 0.34108 | 9.6013 | 20824.19 | 0.32037
9.6178 | 21642.26 | 0.33296 | 9.6178 | 20795.84 | 0.31994
9.6343 | 21513.75 | 0.33098 | 9.6343 | 20862.18 | 0.32096
9.6508 | 21625.05 | 0.33269 | 9.6508 | 20674.23 | 0.31807
9.6673 | 21687.88 | 0.33366 | 9.6673 | 20565.73 | 0.3164
9.6838 | 21624.66 | 0.33269 | 9.6838 | 20635.79 | 0.31747
9.7003 | 21553.77 | 0.3316 | 9.7003 | 20512.08 | 0.31557
9.7168 | 21641.49 | 0.33295 | 9.7168 | 20314.96 | 0.31254
9.7333 | 21762.35 | 0.33481 | 9.7333 | 20271.29 | 0.31187
9.7498 | 21707.26 | 0.33396 | 9.7498 | 20130.34 | 0.3097
9.7663 | 21531.92 | 0.33126 | 9.7663 | 20000.93 | 0.30771
9.7828 | 21324.55 | 0.32807 | 9.7828 | 19860.49 | 0.30555
9.7993 | 21231.45 | 0.32664 | 9.7993 | 19997.39 | 0.30765
9.8158 | 21253.46 | 0.32698 | 9.8158 | 20203.34 | 0.31082
9.8323 | 21329.98 | 0.32815 | 9.8323 | 20060.05 | 0.30862
9.8488 | 21115.67 | 0.32486 | 9.8488 | 19885.17 | 0.30593
9.8653 | 20866.13 | 0.32102 | 9.8653 | 19791.27 | 0.30448
9.8818 | 20782.77 | 0.31973 | 9.8818 | 19774.79 | 0.30423
9.8983 | 20727.18 | 0.31888 | 9.8983 | 19588.91 | 0.30137
9.9148 | 20739.48 | 0.31907 | 9.9148 | 19637.31 | 0.30211
9.9313 | 20896.47 | 0.32148 | 9.9313 | 19785.14 | 0.30439
9.9478 | 20894.59 | 0.32146 | 9.9478 | 19584.28 | 0.3013
9.9643 | 20647.78 | 0.31766 | 9.9643 | 19451.81 | 0.29926
9.9808 | 20304.86 | 0.31238 | 9.9808 | 19458.84 | 0.29937
9.9973 | 20153.28 | 0.31005 | 9.9973 | 19427.7 | 0.29889
10.0138 | 20282.69 | 0.31204 | 10.0138 | 19356.93 | 0.2978
10.0303 | 20471.88 | 0.31495 | 10.0303 | 19240.28 | 0.296
10.0467 | 20420.43 | 0.31416 | 10.0467 | 19127.85 | 0.29427
10.0633 | 20052.05 | 0.30849 | 10.0633 | 19092.6 | 0.29373
10.0798 | 19650.19 | 0.30231 | 10.0798 | 19044.74 | 0.293
10.0962 | 19533.74 | 0.30052 | 10.0962 | 18936.99 | 0.29134
10.1127 | 19611.88 | 0.30172 | 10.1127 | 18806.22 | 0.28933
10.1292 | 19709.62 | 0.30322 | 10.1292 | 18716.24 | 0.28794
10.1457 | 19746.18 | 0.30379 | 10.1457 | 18766.35 | 0.28871
10.1622 | 19729.34 | 0.30353 | 10.1622 | 18760.47 | 0.28862
10.1787 | 19725.89 | 0.30348 | 10.1787 | 18742.93 | 0.28835
10.1952 | 19799.67 | 0.30461 | 10.1952 | 18740.14 | 0.28831
10.2117 | 19843.97 | 0.30529 | 10.2117 | 18708.46 | 0.28782
10.2282 | 19675.3 | 0.3027 | 10.2282 | 18781.01 | 0.28894
10.2447 | 19582.41 | 0.30127 | 10.2447 | 18637.29 | 0.28673
10.2612 | 19519.56 | 0.3003 | 10.2612 | 18614.89 | 0.28638
10.2777 | 19193.21 | 0.29528 | 10.2777 | 18540.3 | 0.28524
10.2942 | 18995.98 | 0.29225 | 10.2942 | 18348.71 | 0.28229
10.3107 | 19167.16 | 0.29488 | 10.3107 | 18072.3 | 0.27804
10.3272 | 19322.59 | 0.29727 | 10.3272 | 18068.11 | 0.27797
10.3437 | 19359.35 | 0.29784 | 10.3437 | 17999.16 | 0.27691
10.3602 | 19301.33 | 0.29694 | 10.3602 | 17870.01 | 0.27492
10.3767 | 19009.08 | 0.29245 | 10.3767 | 17721.62 | 0.27264
10.3932 | 18582.03 | 0.28588 | 10.3932 | 17693.03 | 0.2722
10.4097 | 18433.32 | 0.28359 | 10.4097 | 17755.77 | 0.27317
10.4262 | 18564.57 | 0.28561 | 10.4262 | 17821.74 | 0.27418
10.4427 | 18634.09 | 0.28668 | 10.4427 | 17903.87 | 0.27544
10.4592 | 18744.78 | 0.28838 | 10.4592 | 17755.71 | 0.27316
10.4757 | 18907.12 | 0.29088 | 10.4757 | 17911.05 | 0.27555
10.4922 | 18859.45 | 0.29015 | 10.4922 | 17834.02 | 0.27437
10.5087 | 18760.88 | 0.28863 | 10.5087 | 17591.71 | 0.27064
10.5252 | 18896.18 | 0.29071 | 10.5252 | 17522.4 | 0.26958
10.5417 | 18623.11 | 0.28651 | 10.5417 | 17481.64 | 0.26895
10.5582 | 18036.93 | 0.27749 | 10.5582 | 17788.51 | 0.27367
10.5747 | 18140.05 | 0.27908 | 10.5747 | 17528.26 | 0.26967
10.5912 | 18174.67 | 0.27961 | 10.5912 | 17068.66 | 0.26259
10.6076 | 18116.92 | 0.27872 | 10.6076 | 17119.6 | 0.26338
10.6242 | 18171.44 | 0.27956 | 10.6242 | 17064.9 | 0.26254
10.6407 | 18140.04 | 0.27908 | 10.6407 | 16901.13 | 0.26002
10.6571 | 17919.25 | 0.27568 | 10.6571 | 16876.59 | 0.25964
10.6736 | 17745.29 | 0.273 | 10.6736 | 16986.36 | 0.26133
10.6901 | 17653.63 | 0.27159 | 10.6901 | 17046.13 | 0.26225
10.7066 | 17622.01 | 0.27111 | 10.7066 | 16972.3 | 0.26111
10.7231 | 17620.36 | 0.27108 | 10.7231 | 16879 | 0.25968
10.7396 | 17636.73 | 0.27133 | 10.7396 | 16692.98 | 0.25682
10.7561 | 17690.23 | 0.27216 | 10.7561 | 16503.72 | 0.2539
10.7726 | 17663.3 | 0.27174 | 10.7726 | 16528.56 | 0.25429
10.7891 | 17468.58 | 0.26875 | 10.7891 | 16653.42 | 0.25621
10.8056 | 17281.95 | 0.26588 | 10.8056 | 16672.38 | 0.2565
10.8221 | 17248.45 | 0.26536 | 10.8221 | 16634.19 | 0.25591
10.8386 | 17288.44 | 0.26598 | 10.8386 | 16573.52 | 0.25498
10.8551 | 17304.14 | 0.26622 | 10.8551 | 16428.42 | 0.25274
10.8716 | 17224.99 | 0.265 | 10.8716 | 16329.66 | 0.25123
10.8881 | 17140.28 | 0.2637 | 10.8881 | 16347.05 | 0.25149
10.9046 | 17104.6 | 0.26315 | 10.9046 | 16328.47 | 0.25121
10.9211 | 17084.13 | 0.26283 | 10.9211 | 16291.43 | 0.25064
10.9376 | 17009.09 | 0.26168 | 10.9376 | 16195.9 | 0.24917
10.9541 | 16841.29 | 0.2591 | 10.9541 | 16015.75 | 0.2464
10.9706 | 16814.95 | 0.25869 | 10.9706 | 16023.05 | 0.24651
10.9871 | 16843.57 | 0.25913 | 10.9871 | 15996.53 | 0.2461
11.0036 | 16662.72 | 0.25635 | 11.0036 | 15818.3 | 0.24336
11.0201 | 16425.22 | 0.2527 | 11.0201 | 15696.28 | 0.24148
11.0366 | 16341.62 | 0.25141 | 11.0366 | 15781.55 | 0.24279
11.0531 | 16484.96 | 0.25361 | 11.0531 | 15886.08 | 0.2444
11.0696 | 16642.11 | 0.25603 | 11.0696 | 15782.45 | 0.24281
11.0861 | 16528.47 | 0.25428 | 11.0861 | 15573.56 | 0.23959
11.1026 | 16317.43 | 0.25104 | 11.1026 | 15623.43 | 0.24036
11.1191 | 16212.64 | 0.24943 | 11.1191 | 15774.12 | 0.24268
11.1356 | 16180 | 0.24892 | 11.1356 | 15647.76 | 0.24073
11.1521 | 16155.75 | 0.24855 | 11.1521 | 15469.28 | 0.23799
11.1686 | 16127.33 | 0.24811 | 11.1686 | 15436.69 | 0.23749
11.1851 | 16084.87 | 0.24746 | 11.1851 | 15298.19 | 0.23536
11.2015 | 16026.75 | 0.24657 | 11.2015 | 15172.13 | 0.23342
11.218 | 15961.54 | 0.24556 | 11.218 | 15201.26 | 0.23387
11.2345 | 15912.6 | 0.24481 | 11.2345 | 15102.11 | 0.23234
11.251 | 15890.34 | 0.24447 | 11.251 | 15108.84 | 0.23244
11.2675 | 15814.26 | 0.2433 | 11.2675 | 14905.66 | 0.22932
11.284 | 15603.68 | 0.24006 | 11.284 | 14896.87 | 0.22918
11.3005 | 15481.76 | 0.23818 | 11.3005 | 15135.49 | 0.23285
11.317 | 15492.47 | 0.23835 | 11.317 | 15036.97 | 0.23134
11.3335 | 15545.49 | 0.23916 | 11.3335 | 15061.12 | 0.23171
11.35 | 15532.59 | 0.23896 | 11.35 | 15024.33 | 0.23114
11.3665 | 15341.29 | 0.23602 | 11.3665 | 14873.03 | 0.22882
11.383 | 15202.44 | 0.23388 | 11.383 | 14707.48 | 0.22627
11.3995 | 15136.32 | 0.23287 | 11.3995 | 14708.23 | 0.22628
11.416 | 15336.1 | 0.23594 | 11.416 | 14825.08 | 0.22808
11.4325 | 15446.32 | 0.23764 | 11.4325 | 14785.57 | 0.22747
11.449 | 15442.89 | 0.23758 | 11.449 | 14759.77 | 0.22707
11.4655 | 15188.45 | 0.23367 | 11.4655 | 14678.55 | 0.22582
11.482 | 15048.97 | 0.23152 | 11.482 | 14569.17 | 0.22414
11.4985 | 15188.61 | 0.23367 | 11.4985 | 14498.59 | 0.22306
11.515 | 15242.55 | 0.2345 | 11.515 | 14458 | 0.22243
11.5315 | 15127 | 0.23272 | 11.5315 | 14342.47 | 0.22065
11.548 | 14883.63 | 0.22898 | 11.548 | 14174.01 | 0.21806
11.5645 | 14757.84 | 0.22704 | 11.5645 | 14162.67 | 0.21789
11.581 | 14838.49 | 0.22828 | 11.581 | 14309.55 | 0.22015
11.5975 | 14885.59 | 0.22901 | 11.5975 | 14290.75 | 0.21986
11.614 | 14818.47 | 0.22798 | 11.614 | 14045.93 | 0.21609
11.6305 | 14743.83 | 0.22683 | 11.6305 | 13884.43 | 0.21361
11.647 | 14690.76 | 0.22601 | 11.647 | 13884.04 | 0.2136
11.6635 | 14673.48 | 0.22575 | 11.6635 | 13920.54 | 0.21416
11.68 | 14688.8 | 0.22598 | 11.68 | 14015.78 | 0.21563
11.6965 | 14657.53 | 0.2255 | 11.6965 | 14179.51 | 0.21815
11.713 | 14403.87 | 0.2216 | 11.713 | 14275.61 | 0.21962
11.7295 | 14229.37 | 0.21891 | 11.7295 | 14143.23 | 0.21759
11.746 | 14377.14 | 0.22119 | 11.746 | 13927.12 | 0.21426
11.7624 | 14546.7 | 0.2238 | 11.7624 | 13849.09 | 0.21306
11.779 | 14556.67 | 0.22395 | 11.779 | 13820.99 | 0.21263
11.7955 | 14271.8 | 0.21957 | 11.7955 | 13807.09 | 0.21242
11.8119 | 13978.96 | 0.21506 | 11.8119 | 13586.32 | 0.20902
11.8284 | 13871.51 | 0.21341 | 11.8284 | 13344.51 | 0.2053
11.8449 | 13924.39 | 0.21422 | 11.8449 | 13382.62 | 0.20589
11.8614 | 14013.86 | 0.2156 | 11.8614 | 13482.54 | 0.20742
11.8779 | 14022.99 | 0.21574 | 11.8779 | 13338.19 | 0.2052
11.8944 | 13982.9 | 0.21512 | 11.8944 | 13233.33 | 0.20359
11.9109 | 13889.98 | 0.21369 | 11.9109 | 13354.83 | 0.20546
11.9274 | 13644.16 | 0.20991 | 11.9274 | 13359.74 | 0.20553
11.9439 | 13387.52 | 0.20596 | 11.9439 | 13215.17 | 0.20331
11.9604 | 13356.02 | 0.20548 | 11.9604 | 13119.47 | 0.20184
11.9769 | 13489.83 | 0.20754 | 11.9769 | 13071.83 | 0.20111
11.9934 | 13625.71 | 0.20963 | 11.9934 | 13097.14 | 0.20149
12.0099 | 13636.12 | 0.20979 | 12.0099 | 12956.82 | 0.19934
12.0264 | 13541.87 | 0.20834 | 12.0264 | 12835.83 | 0.19747
12.0429 | 13466.29 | 0.20717 | 12.0429 | 12855.38 | 0.19778
12.0594 | 13454.13 | 0.20699 | 12.0594 | 12841.6 | 0.19756
12.0759 | 13444.13 | 0.20683 | 12.0759 | 12822.78 | 0.19727
12.0924 | 13317.58 | 0.20489 | 12.0924 | 12853.04 | 0.19774
12.1089 | 13087.45 | 0.20135 | 12.1089 | 12939.62 | 0.19907
12.1254 | 12964.15 | 0.19945 | 12.1254 | 12939.54 | 0.19907
12.1419 | 12946.23 | 0.19917 | 12.1419 | 12746.67 | 0.1961
12.1584 | 12919.67 | 0.19876 | 12.1584 | 12575.1 | 0.19346
12.1749 | 12919.95 | 0.19877 | 12.1749 | 12342.35 | 0.18988
12.1914 | 12979.54 | 0.19969 | 12.1914 | 12516.49 | 0.19256
12.2079 | 13069.45 | 0.20107 | 12.2079 | 12476.2 | 0.19194
12.2244 | 13139.81 | 0.20215 | 12.2244 | 12582.17 | 0.19357
12.2409 | 13051.39 | 0.20079 | 12.2409 | 12384.1 | 0.19052
12.2574 | 13003.99 | 0.20006 | 12.2574 | 12323.27 | 0.18959
12.2739 | 13019.8 | 0.2003 | 12.2739 | 12281.15 | 0.18894
12.2904 | 12880.49 | 0.19816 | 12.2904 | 12331.08 | 0.18971
12.3069 | 12710.73 | 0.19555 | 12.3069 | 12413.17 | 0.19097
12.3233 | 12610.17 | 0.194 | 12.3233 | 12380.41 | 0.19047
12.3399 | 12538.07 | 0.19289 | 12.3399 | 12181.72 | 0.18741
12.3564 | 12486.29 | 0.1921 | 12.3564 | 11960.59 | 0.18401
12.3728 | 12597.92 | 0.19381 | 12.3728 | 11960.67 | 0.18401
12.3893 | 12692.56 | 0.19527 | 12.3893 | 12116.82 | 0.18641
12.4058 | 12705.26 | 0.19547 | 12.4058 | 12022.99 | 0.18497
12.4223 | 12705.18 | 0.19546 | 12.4223 | 11910.11 | 0.18323
12.4388 | 12685.13 | 0.19516 | 12.4388 | 11871.99 | 0.18265
12.4553 | 12567.61 | 0.19335 | 12.4553 | 11937.91 | 0.18366
12.4718 | 12461.47 | 0.19171 | 12.4718 | 11941.62 | 0.18372
12.4883 | 12417.58 | 0.19104 | 12.4883 | 11744.41 | 0.18068
12.5048 | 12197.68 | 0.18766 | 12.5048 | 11519.4 | 0.17722
12.5213 | 11866.67 | 0.18256 | 12.5213 | 11471.52 | 0.17648
12.5378 | 11645.52 | 0.17916 | 12.5378 | 11559.78 | 0.17784
12.5543 | 11628.38 | 0.1789 | 12.5543 | 11600.65 | 0.17847
12.5708 | 11777.71 | 0.1812 | 12.5708 | 11538.21 | 0.17751
12.5873 | 11960.07 | 0.184 | 12.5873 | 11473.38 | 0.17651
12.6038 | 12070.17 | 0.18569 | 12.6038 | 11463.85 | 0.17637
12.6203 | 12055.67 | 0.18547 | 12.6203 | 11440.94 | 0.17601
12.6368 | 11924.43 | 0.18345 | 12.6368 | 11373.33 | 0.17497
12.6533 | 11731.01 | 0.18048 | 12.6533 | 11389.02 | 0.17522
12.6698 | 11640.34 | 0.17908 | 12.6698 | 11454.89 | 0.17623
12.6863 | 11680.88 | 0.17971 | 12.6863 | 11389.81 | 0.17523
12.7028 | 11667.05 | 0.17949 | 12.7028 | 11287.62 | 0.17366
12.7193 | 11563.63 | 0.1779 | 12.7193 | 11216.93 | 0.17257
12.7358 | 11425.23 | 0.17577 | 12.7358 | 11075.54 | 0.17039
12.7523 | 11373.47 | 0.17498 | 12.7523 | 10990.05 | 0.16908
12.7688 | 11440.19 | 0.176 | 12.7688 | 11062.88 | 0.1702
12.7853 | 11503.05 | 0.17697 | 12.7853 | 11136.2 | 0.17133
12.8018 | 11514.26 | 0.17714 | 12.8018 | 11141.5 | 0.17141
12.8183 | 11488.49 | 0.17675 | 12.8183 | 11104.22 | 0.17083
12.8348 | 11458.65 | 0.17629 | 12.8348 | 11051.18 | 0.17002
12.8513 | 11451.74 | 0.17618 | 12.8513 | 10944.54 | 0.16838
12.8678 | 11450.16 | 0.17616 | 12.8678 | 10909.87 | 0.16784
12.8843 | 11376.32 | 0.17502 | 12.8843 | 10878.99 | 0.16737
12.9008 | 11163.92 | 0.17175 | 12.9008 | 10683.58 | 0.16436
12.9172 | 11045.57 | 0.16993 | 12.9172 | 10612.99 | 0.16328
12.9337 | 11150.69 | 0.17155 | 12.9337 | 10667.17 | 0.16411
12.9503 | 11206.96 | 0.17241 | 12.9503 | 10819.47 | 0.16645
12.9667 | 11161.53 | 0.17172 | 12.9667 | 10843.05 | 0.16682
12.9832 | 11082.6 | 0.1705 | 12.9832 | 10863.08 | 0.16712
12.9997 | 10992.62 | 0.16912 | 12.9997 | 10715.79 | 0.16486
13.0162 | 10889.49 | 0.16753 | 13.0162 | 10593.86 | 0.16298
13.0327 | 10764.27 | 0.1656 | 13.0327 | 10492.43 | 0.16142
13.0492 | 10691.34 | 0.16448 | 13.0492 | 10466.47 | 0.16102
13.0657 | 10824.49 | 0.16653 | 13.0657 | 10587.71 | 0.16289
13.0822 | 10977.7 | 0.16889 | 13.0822 | 10610.65 | 0.16324
13.0987 | 10952.3 | 0.1685 | 13.0987 | 10475.04 | 0.16115
13.1152 | 10899.33 | 0.16768 | 13.1152 | 10401.03 | 0.16002
13.1317 | 10880.75 | 0.1674 | 13.1317 | 10403.96 | 0.16006
13.1482 | 10698.03 | 0.16459 | 13.1482 | 10393.33 | 0.1599
13.1647 | 10479.11 | 0.16122 | 13.1647 | 10368.98 | 0.15952
13.1812 | 10500.33 | 0.16154 | 13.1812 | 10372.99 | 0.15958
13.1977 | 10537.35 | 0.16211 | 13.1977 | 10397.71 | 0.15996
13.2142 | 10409.94 | 0.16015 | 13.2142 | 10340.7 | 0.15909
13.2307 | 10367.01 | 0.15949 | 13.2307 | 10237.72 | 0.1575
13.2472 | 10450.83 | 0.16078 | 13.2472 | 10185.15 | 0.15669
13.2637 | 10507.14 | 0.16165 | 13.2637 | 10168.48 | 0.15644
13.2802 | 10543.4 | 0.16221 | 13.2802 | 10137.02 | 0.15595
13.2967 | 10537.55 | 0.16212 | 13.2967 | 10072.77 | 0.15497
13.3132 | 10408.23 | 0.16013 | 13.3132 | 9961.939 | 0.15326
13.3297 | 10180.93 | 0.15663 | 13.3297 | 9921.13 | 0.15263
13.3462 | 10178.27 | 0.15659 | 13.3462 | 9964.545 | 0.1533
13.3627 | 10200.3 | 0.15693 | 13.3627 | 10031.17 | 0.15433
13.3792 | 9997.581 | 0.15381 | 13.3792 | 10009.73 | 0.154
13.3957 | 9898.013 | 0.15228 | 13.3957 | 9907.09 | 0.15242
13.4122 | 9916.904 | 0.15257 | 13.4122 | 9875.739 | 0.15193
13.4287 | 9786.01 | 0.15055 | 13.4287 | 9930.19 | 0.15277
13.4452 | 9676.767 | 0.14887 | 13.4452 | 9864.953 | 0.15177
13.4617 | 9827.727 | 0.1512 | 13.4617 | 9723.591 | 0.14959
13.4781 | 9926.227 | 0.15271 | 13.4781 | 9784.009 | 0.15052
13.4947 | 9925.861 | 0.15271 | 13.4947 | 9886.253 | 0.1521
13.5112 | 9846.055 | 0.15148 | 13.5112 | 9805.382 | 0.15085
13.5276 | 9758.167 | 0.15013 | 13.5276 | 9687.751 | 0.14904
13.5441 | 9703.945 | 0.14929 | 13.5441 | 9609.497 | 0.14784
13.5606 | 9686.751 | 0.14903 | 13.5606 | 9581.302 | 0.1474
13.5771 | 9697.051 | 0.14919 | 13.5771 | 9634.733 | 0.14823
13.5936 | 9807.609 | 0.15089 | 13.5936 | 9617.899 | 0.14797
13.6101 | 9935.728 | 0.15286 | 13.6101 | 9480.453 | 0.14585
13.6266 | 9972.323 | 0.15342 | 13.6266 | 9373.3 | 0.1442
13.6431 | 9876.229 | 0.15194 | 13.6431 | 9285.509 | 0.14285
13.6596 | 9700.146 | 0.14923 | 13.6596 | 9258.123 | 0.14243
13.6761 | 9575.946 | 0.14732 | 13.6761 | 9378.336 | 0.14428
13.6926 | 9513.222 | 0.14636 | 13.6926 | 9443.866 | 0.14529
13.7091 | 9432.08 | 0.14511 | 13.7091 | 9395.771 | 0.14455
13.7256 | 9394.718 | 0.14453 | 13.7256 | 9328.351 | 0.14351
13.7421 | 9447.918 | 0.14535 | 13.7421 | 9325.004 | 0.14346
13.7586 | 9431.354 | 0.1451 | 13.7586 | 9351.434 | 0.14387
13.7751 | 9313.638 | 0.14329 | 13.7751 | 9259.12 | 0.14245
13.7916 | 9303.173 | 0.14313 | 13.7916 | 9072.886 | 0.13958
13.8081 | 9356.507 | 0.14395 | 13.8081 | 9046.419 | 0.13918
13.8246 | 9249.428 | 0.1423 | 13.8246 | 9138.505 | 0.14059
13.8411 | 9141.169 | 0.14063 | 13.8411 | 9136.221 | 0.14056
13.8576 | 9223.664 | 0.1419 | 13.8576 | 9043.008 | 0.13912
13.8741 | 9260.735 | 0.14247 | 13.8741 | 8937.075 | 0.13749
13.8906 | 9122.926 | 0.14035 | 13.8906 | 8900.536 | 0.13693
13.9071 | 9013.511 | 0.13867 | 13.9071 | 8910.1 | 0.13708
13.9236 | 9020.119 | 0.13877 | 13.9236 | 8857.679 | 0.13627
13.9401 | 9087.6 | 0.13981 | 13.9401 | 8846.863 | 0.13611
13.9566 | 9090.259 | 0.13985 | 13.9566 | 8973.89 | 0.13806
13.9731 | 8930.902 | 0.1374 | 13.9731 | 9090.348 | 0.13985
13.9896 | 8852.723 | 0.1362 | 13.9896 | 9056.655 | 0.13933
14.0061 | 8960.91 | 0.13786 | 14.0061 | 8951.578 | 0.13772
14.0226 | 9057.536 | 0.13935 | 14.0226 | 8856.058 | 0.13625
14.0391 | 9041.172 | 0.13909 | 14.0391 | 8713.666 | 0.13406
14.0556 | 8772.08 | 0.13496 | 14.0556 | 8560.895 | 0.13171
14.0721 | 8558.457 | 0.13167 | 14.0721 | 8542.172 | 0.13142
14.0885 | 8603.036 | 0.13235 | 14.0885 | 8629.437 | 0.13276
14.105 | 8748.959 | 0.1346 | 14.105 | 8698.578 | 0.13382
14.1215 | 8942.286 | 0.13757 | 14.1215 | 8691.775 | 0.13372
14.138 | 8963.677 | 0.1379 | 14.138 | 8618.764 | 0.1326
14.1545 | 8910.419 | 0.13708 | 14.1545 | 8579.337 | 0.13199
14.171 | 8780.38 | 0.13508 | 14.171 | 8539.629 | 0.13138
14.1875 | 8635.245 | 0.13285 | 14.1875 | 8499.455 | 0.13076
14.204 | 8506.844 | 0.13087 | 14.204 | 8520.636 | 0.13109
14.2205 | 8562.403 | 0.13173 | 14.2205 | 8511.479 | 0.13095
14.237 | 8614.119 | 0.13252 | 14.237 | 8368.728 | 0.12875
14.2535 | 8441.489 | 0.12987 | 14.2535 | 8315.15 | 0.12793
14.27 | 8294.646 | 0.12761 | 14.27 | 8411.561 | 0.12941
14.2865 | 8265.141 | 0.12716 | 14.2865 | 8395.354 | 0.12916
14.303 | 8347.994 | 0.12843 | 14.303 | 8231.136 | 0.12663
14.3195 | 8448.791 | 0.12998 | 14.3195 | 8215.034 | 0.12639
14.336 | 8457.751 | 0.13012 | 14.336 | 8343.899 | 0.12837
14.3525 | 8378.315 | 0.1289 | 14.3525 | 8352.051 | 0.12849
14.369 | 8247.58 | 0.12689 | 14.369 | 8224.402 | 0.12653
14.3855 | 8169.619 | 0.12569 | 14.3855 | 8152.446 | 0.12542
14.402 | 8172.598 | 0.12573 | 14.402 | 8131.564 | 0.1251
14.4185 | 8201.544 | 0.12618 | 14.4185 | 8149.327 | 0.12537
14.435 | 8192.992 | 0.12605 | 14.435 | 8186.771 | 0.12595
14.4515 | 8083.171 | 0.12436 | 14.4515 | 8146.812 | 0.12534
14.468 | 7969.05 | 0.1226 | 14.468 | 8040.369 | 0.1237
14.4845 | 7953.959 | 0.12237 | 14.4845 | 7981.987 | 0.1228
14.501 | 8002.014 | 0.12311 | 14.501 | 7935.077 | 0.12208
14.5175 | 8073.045 | 0.1242 | 14.5175 | 7874.805 | 0.12115
14.534 | 8048.246 | 0.12382 | 14.534 | 7893.415 | 0.12144
14.5505 | 7972.16 | 0.12265 | 14.5505 | 7878.745 | 0.12121
14.567 | 7964.188 | 0.12253 | 14.567 | 7784.703 | 0.11976
14.5835 | 7955.748 | 0.1224 | 14.5835 | 7821.52 | 0.12033
14.6 | 7900.225 | 0.12154 | 14.6 | 7833.425 | 0.12051
14.6165 | 7896.165 | 0.12148 | 14.6165 | 7794.123 | 0.11991
14.6329 | 7946.072 | 0.12225 | 14.6329 | 7831.92 | 0.12049
14.6494 | 7929.21 | 0.12199 | 14.6494 | 7828.333 | 0.12044
14.666 | 7851.802 | 0.1208 | 14.666 | 7764.595 | 0.11946
14.6824 | 7710.122 | 0.11862 | 14.6824 | 7734.792 | 0.119
14.6989 | 7652.601 | 0.11773 | 14.6989 | 7805.869 | 0.12009
14.7154 | 7723.152 | 0.11882 | 14.7154 | 7878.212 | 0.1212
14.7319 | 7775.677 | 0.11963 | 14.7319 | 7756.6 | 0.11933
14.7484 | 7765.43 | 0.11947 | 14.7484 | 7577.077 | 0.11657
14.7649 | 7674.44 | 0.11807 | 14.7649 | 7574.884 | 0.11654
14.7814 | 7600.534 | 0.11693 | 14.7814 | 7660.36 | 0.11785
14.7979 | 7622.891 | 0.11728 | 14.7979 | 7656.875 | 0.1178
14.8144 | 7613.424 | 0.11713 | 14.8144 | 7648.019 | 0.11766
14.8309 | 7532.07 | 0.11588 | 14.8309 | 7626.316 | 0.11733
14.8474 | 7470.724 | 0.11493 | 14.8474 | 7521.75 | 0.11572
14.8639 | 7437.386 | 0.11442 | 14.8639 | 7473.688 | 0.11498
14.8804 | 7391.513 | 0.11372 | 14.8804 | 7445.883 | 0.11455
14.8969 | 7361.655 | 0.11326 | 14.8969 | 7399.544 | 0.11384
14.9134 | 7370.013 | 0.11338 | 14.9134 | 7435.846 | 0.1144
14.9299 | 7355.416 | 0.11316 | 14.9299 | 7473.286 | 0.11497
14.9464 | 7308.785 | 0.11244 | 14.9464 | 7443.835 | 0.11452
14.9629 | 7307.588 | 0.11242 | 14.9629 | 7407.754 | 0.11397
14.9794 | 7336.321 | 0.11287 | 14.9794 | 7385.414 | 0.11362
14.9959 | 7310.775 | 0.11247 | 14.9959 | 7373.91 | 0.11344
15.0124 | 7258.258 | 0.11167 | 15.0124 | 7330.554 | 0.11278
15.0289 | 7244.271 | 0.11145 | 15.0289 | 7230.223 | 0.11123
15.0454 | 7242.187 | 0.11142 | 15.0454 | 7187.57 | 0.11058
15.0619 | 7211.367 | 0.11094 | 15.0619 | 7183.384 | 0.11051
15.0784 | 7152.613 | 0.11004 | 15.0784 | 7090.495 | 0.10908
15.0949 | 7084.089 | 0.10899 | 15.0949 | 7003.208 | 0.10774
15.1114 | 7040.942 | 0.10832 | 15.1114 | 7022.413 | 0.10804
15.1279 | 7037.357 | 0.10827 | 15.1279 | 7141.081 | 0.10986
15.1444 | 7054.947 | 0.10854 | 15.1444 | 7240.333 | 0.11139
15.1609 | 7048.531 | 0.10844 | 15.1609 | 7184.448 | 0.11053
15.1774 | 6993.257 | 0.10759 | 15.1774 | 7094.571 | 0.10915
15.1939 | 7000.566 | 0.1077 | 15.1939 | 6983.74 | 0.10744
15.2104 | 7090.629 | 0.10909 | 15.2104 | 6933.302 | 0.10667
15.2269 | 7079.762 | 0.10892 | 15.2269 | 6985.907 | 0.10748
15.2433 | 7003.509 | 0.10775 | 15.2433 | 6982.281 | 0.10742
15.2598 | 6989.921 | 0.10754 | 15.2598 | 6927.439 | 0.10658
15.2763 | 6974.111 | 0.10729 | 15.2763 | 6896.976 | 0.10611
15.2928 | 6889.536 | 0.10599 | 15.2928 | 6808.486 | 0.10475
15.3093 | 6801.51 | 0.10464 | 15.3093 | 6823.746 | 0.10498
15.3258 | 6744.386 | 0.10376 | 15.3258 | 6811.236 | 0.10479
15.3423 | 6782.894 | 0.10435 | 15.3423 | 6792.75 | 0.1045
15.3588 | 6826.863 | 0.10503 | 15.3588 | 6726.03 | 0.10348
15.3753 | 6709.281 | 0.10322 | 15.3753 | 6583.372 | 0.10128
15.3918 | 6595.743 | 0.10147 | 15.3918 | 6570.873 | 0.10109
15.4083 | 6600.492 | 0.10155 | 15.4083 | 6609.353 | 0.10168
15.4248 | 6717.381 | 0.10334 | 15.4248 | 6585.82 | 0.10132
15.4413 | 6863.605 | 0.10559 | 15.4413 | 6523.964 | 0.10037
15.4578 | 6787.803 | 0.10443 | 15.4578 | 6567.73 | 0.10104
15.4743 | 6639.168 | 0.10214 | 15.4743 | 6614.643 | 0.10176
15.4908 | 6658.712 | 0.10244 | 15.4908 | 6516.975 | 0.10026
15.5073 | 6684.6 | 0.10284 | 15.5073 | 6505.247 | 0.10008
15.5238 | 6598.497 | 0.10152 | 15.5238 | 6589.547 | 0.10138
15.5403 | 6525.635 | 0.10039 | 15.5403 | 6583.717 | 0.10129
15.5568 | 6508.977 | 0.10014 | 15.5568 | 6530.19 | 0.10046
15.5733 | 6475.227 | 0.099619 | 15.5733 | 6496.247 | 0.099942
15.5898 | 6407.126 | 0.098571 | 15.5898 | 6504.832 | 0.10007
15.6063 | 6320.255 | 0.097235 | 15.6063 | 6612.46 | 0.10173
15.6228 | 6233.824 | 0.095905 | 15.6228 | 6648.67 | 0.10229
15.6393 | 6188.357 | 0.095205 | 15.6393 | 6518.364 | 0.10028
15.6558 | 6258.535 | 0.096285 | 15.6558 | 6414.836 | 0.09869
15.6723 | 6410.244 | 0.098619 | 15.6723 | 6356.355 | 0.09779
15.6888 | 6352.997 | 0.097738 | 15.6888 | 6296.573 | 0.09687
15.7053 | 6089.752 | 0.093688 | 15.7053 | 6235.533 | 0.095931
15.7218 | 6017.58 | 0.092578 | 15.7218 | 6198.188 | 0.095357
15.7383 | 6087.365 | 0.093652 | 15.7383 | 6114.826 | 0.094074
15.7548 | 6140.414 | 0.094468 | 15.7548 | 6056.855 | 0.093182
15.7713 | 6159 | 0.094754 | 15.7713 | 6105.279 | 0.093927
15.7878 | 6116.298 | 0.094097 | 15.7878 | 6188.933 | 0.095214
15.8042 | 6108.246 | 0.093973 | 15.8042 | 6203.808 | 0.095443
15.8208 | 6135.625 | 0.094394 | 15.8208 | 6241.412 | 0.096022
15.8372 | 6135.011 | 0.094385 | 15.8372 | 6089.771 | 0.093689
15.8537 | 6115.461 | 0.094084 | 15.8537 | 6163.11 | 0.094817
15.8702 | 6086.693 | 0.093641 | 15.8702 | 6116.128 | 0.094094
15.8867 | 6105.938 | 0.093938 | 15.8867 | 6025.958 | 0.092707
15.9032 | 6239.005 | 0.095985 | 15.9032 | 5913.312 | 0.090974
15.9197 | 6202.301 | 0.09542 | 15.9197 | 5758.701 | 0.088595
15.9362 | 6021.191 | 0.092634 | 15.9362 | 5805.33 | 0.089313
15.9527 | 6008.338 | 0.092436 | 15.9527 | 5920.093 | 0.091078
15.9692 | 6056.145 | 0.093171 | 15.9692 | 5802.517 | 0.089269
15.9857 | 6018.567 | 0.092593 | 15.9857 | 5787.31 | 0.089036
16.0022 | 5972.639 | 0.091887 | 16.0022 | 5671.284 | 0.087251
16.0187 | 5936.145 | 0.091325 | 16.0187 | 5643.478 | 0.086823
16.0352 | 5866.653 | 0.090256 | 16.0352 | 5746.741 | 0.088411
16.0517 | 5771.785 | 0.088797 | 16.0517 | 5871.575 | 0.090332
16.0682 | 5734.409 | 0.088222 | 16.0682 | 5882.004 | 0.090492
16.0847 | 5740.077 | 0.088309 | 16.0847 | 5924.526 | 0.091147
16.1012 | 5766.753 | 0.088719 | 16.1012 | 5895.958 | 0.090707
16.1177 | 5794.557 | 0.089147 | 16.1177 | 5869.778 | 0.090304
16.1342 | 5805.963 | 0.089323 | 16.1342 | 5796.878 | 0.089183
16.1507 | 5777.713 | 0.088888 | 16.1507 | 5768.002 | 0.088738
16.1672 | 5716.4 | 0.087945 | 16.1672 | 5780.264 | 0.088927
16.1837 | 5666.227 | 0.087173 | 16.1837 | 5752.825 | 0.088505
16.2002 | 5632.984 | 0.086661 | 16.2002 | 5737.57 | 0.08827
16.2167 | 5594.505 | 0.086069 | 16.2167 | 5800.763 | 0.089243
16.2332 | 5577.002 | 0.0858 | 16.2332 | 5808.905 | 0.089368
16.2497 | 5611.688 | 0.086334 | 16.2497 | 5735.493 | 0.088238
16.2662 | 5668.383 | 0.087206 | 16.2662 | 5721.875 | 0.088029
16.2827 | 5706.75 | 0.087796 | 16.2827 | 5706.651 | 0.087795
16.2992 | 5685.072 | 0.087463 | 16.2992 | 5662.151 | 0.08711
16.3157 | 5592.141 | 0.086033 | 16.3157 | 5529.805 | 0.085074
16.3322 | 5575.179 | 0.085772 | 16.3322 | 5593.409 | 0.086052
16.3486 | 5603.146 | 0.086202 | 16.3486 | 5601.917 | 0.086183
16.3651 | 5525.378 | 0.085006 | 16.3651 | 5593.596 | 0.086055
16.3817 | 5452.374 | 0.083883 | 16.3817 | 5611.619 | 0.086333
16.3982 | 5560.003 | 0.085539 | 16.3982 | 5512.012 | 0.0848
16.4146 | 5653.87 | 0.086983 | 16.4146 | 5587.04 | 0.085954
16.4311 | 5633.563 | 0.08667 | 16.4311 | 5574.684 | 0.085764
16.4476 | 5486.396 | 0.084406 | 16.4476 | 5416.983 | 0.083338
16.4641 | 5253.253 | 0.080819 | 16.4641 | 5544.918 | 0.085306
16.4806 | 5274.425 | 0.081145 | 16.4806 | 5606.206 | 0.086249
16.4971 | 5371.743 | 0.082642 | 16.4971 | 5542.941 | 0.085276
16.5136 | 5340.352 | 0.082159 | 16.5136 | 5568.021 | 0.085662
16.5301 | 5335.998 | 0.082092 | 16.5301 | 5477.47 | 0.084269
16.5466 | 5415.186 | 0.083311 | 16.5466 | 5358.525 | 0.082439
16.5631 | 5446.563 | 0.083793 | 16.5631 | 5410.288 | 0.083235
16.5796 | 5404.975 | 0.083153 | 16.5796 | 5401.049 | 0.083093
16.5961 | 5317.91 | 0.081814 | 16.5961 | 5429.358 | 0.083529
16.6126 | 5235.802 | 0.080551 | 16.6126 | 5224.938 | 0.080384
16.6291 | 5231.887 | 0.080491 | 16.6291 | 5126.313 | 0.078866
16.6456 | 5251.13 | 0.080787 | 16.6456 | 5234.487 | 0.080531
16.6621 | 5258.239 | 0.080896 | 16.6621 | 5245.522 | 0.0807
16.6786 | 5271.848 | 0.081105 | 16.6786 | 5195.297 | 0.079928
16.6951 | 5292.696 | 0.081426 | 16.6951 | 5201.096 | 0.080017
16.7116 | 5289.566 | 0.081378 | 16.7116 | 5183.632 | 0.079748
16.7281 | 5258.18 | 0.080895 | 16.7281 | 5132.369 | 0.07896
16.7446 | 5207.809 | 0.08012 | 16.7446 | 5148.798 | 0.079212
16.7611 | 5148.571 | 0.079209 | 16.7611 | 5168.124 | 0.07951
16.7776 | 5092.095 | 0.07834 | 16.7776 | 5122.796 | 0.078812
16.7941 | 5041.954 | 0.077569 | 16.7941 | 5049.135 | 0.077679
16.8106 | 5000.672 | 0.076933 | 16.8106 | 4971.835 | 0.07649
16.8271 | 4966.046 | 0.076401 | 16.8271 | 5022.578 | 0.07727
16.8436 | 4947.454 | 0.076115 | 16.8436 | 5146.224 | 0.079173
16.8601 | 4984.511 | 0.076685 | 16.8601 | 5153.736 | 0.079288
16.8766 | 5067.255 | 0.077958 | 16.8766 | 5117 | 0.078723
16.8931 | 5115.237 | 0.078696 | 16.8931 | 5093.385 | 0.07836
16.9096 | 5116.207 | 0.078711 | 16.9096 | 5045.99 | 0.077631
16.9261 | 5075.66 | 0.078087 | 16.9261 | 4985.852 | 0.076705
16.9426 | 4998.392 | 0.076898 | 16.9426 | 4947.301 | 0.076112
16.9591 | 4907.454 | 0.075499 | 16.9591 | 4871.897 | 0.074952
16.9755 | 4910.105 | 0.07554 | 16.9755 | 4789.278 | 0.073681
16.992 | 5011.48 | 0.0771 | 16.992 | 4860.44 | 0.074776
17.0085 | 4993.833 | 0.076828 | 17.0085 | 4893.882 | 0.07529
17.025 | 4875.809 | 0.075012 | 17.025 | 4823.609 | 0.074209
17.0415 | 4783.049 | 0.073585 | 17.0415 | 4898.144 | 0.075356
17.058 | 4737.498 | 0.072885 | 17.058 | 4863.679 | 0.074826
17.0745 | 4741.132 | 0.07294 | 17.0745 | 4850.948 | 0.07463
17.091 | 4708.671 | 0.072441 | 17.091 | 4829.908 | 0.074306
17.1075 | 4628.552 | 0.071208 | 17.1075 | 4853.185 | 0.074664
17.124 | 4604.233 | 0.070834 | 17.124 | 4810.515 | 0.074008
17.1405 | 4640.988 | 0.0714 | 17.1405 | 4745.266 | 0.073004
17.157 | 4688.194 | 0.072126 | 17.157 | 4762.779 | 0.073274
17.1735 | 4735.773 | 0.072858 | 17.1735 | 4776.865 | 0.07349
17.19 | 4786.446 | 0.073638 | 17.19 | 4766.067 | 0.073324
17.2065 | 4759.938 | 0.07323 | 17.2065 | 4737.617 | 0.072886
17.223 | 4643.944 | 0.071445 | 17.223 | 4692.563 | 0.072193
17.2395 | 4604.122 | 0.070833 | 17.2395 | 4676.65 | 0.071948
17.256 | 4667.48 | 0.071807 | 17.256 | 4715.069 | 0.07254
17.2725 | 4702.482 | 0.072346 | 17.2725 | 4751.192 | 0.073095
17.289 | 4671.98 | 0.071877 | 17.289 | 4705.357 | 0.07239
17.3055 | 4614.574 | 0.070993 | 17.3055 | 4699.869 | 0.072306
17.322 | 4558.471 | 0.07013 | 17.322 | 4672.656 | 0.071887
17.3385 | 4520.869 | 0.069552 | 17.3385 | 4512.831 | 0.069428
17.355 | 4518.514 | 0.069516 | 17.355 | 4483.621 | 0.068979
17.3715 | 4561.315 | 0.070174 | 17.3715 | 4571.104 | 0.070325
17.388 | 4616.276 | 0.07102 | 17.388 | 4678.792 | 0.071981
17.4045 | 4640.479 | 0.071392 | 17.4045 | 4677.158 | 0.071956
17.421 | 4575.021 | 0.070385 | 17.421 | 4749.44 | 0.073068
17.4375 | 4474.653 | 0.068841 | 17.4375 | 4576.124 | 0.070402
17.454 | 4506.661 | 0.069333 | 17.454 | 4430.595 | 0.068163
17.4705 | 4574.937 | 0.070384 | 17.4705 | 4512.088 | 0.069417
17.487 | 4488.523 | 0.069054 | 17.487 | 4507.813 | 0.069351
17.5035 | 4398.568 | 0.06767 | 17.5035 | 4398.368 | 0.067667
17.52 | 4397.714 | 0.067657 | 17.52 | 4408.438 | 0.067822
17.5364 | 4375.913 | 0.067322 | 17.5364 | 4473.99 | 0.068831
17.5529 | 4306.63 | 0.066256 | 17.5529 | 4351.091 | 0.06694
17.5694 | 4306.071 | 0.066247 | 17.5694 | 4312.157 | 0.066341
17.5859 | 4347.072 | 0.066878 | 17.5859 | 4360.544 | 0.067085
17.6024 | 4388.791 | 0.06752 | 17.6024 | 4413.09 | 0.067894
17.6189 | 4410.625 | 0.067856 | 17.6189 | 4378.563 | 0.067363
17.6354 | 4312.093 | 0.06634 | 17.6354 | 4231.37 | 0.065098
17.6519 | 4244.049 | 0.065293 | 17.6519 | 4170.549 | 0.064162
17.6684 | 4259.88 | 0.065537 | 17.6684 | 4288.35 | 0.065975
17.6849 | 4267.753 | 0.065658 | 17.6849 | 4439.141 | 0.068294
17.7014 | 4253.666 | 0.065441 | 17.7014 | 4475.586 | 0.068855
17.7179 | 4228.782 | 0.065058 | 17.7179 | 4385.27 | 0.067466
17.7344 | 4201.006 | 0.064631 | 17.7344 | 4265.389 | 0.065621
17.7509 | 4179.049 | 0.064293 | 17.7509 | 4292.282 | 0.066035
17.7674 | 4161.351 | 0.064021 | 17.7674 | 4333.817 | 0.066674
17.7839 | 4146.415 | 0.063791 | 17.7839 | 4252.732 | 0.065427
17.8004 | 4120.037 | 0.063385 | 17.8004 | 4283.065 | 0.065893
17.8169 | 4078.001 | 0.062738 | 17.8169 | 4335.603 | 0.066702
17.8334 | 4050.328 | 0.062313 | 17.8334 | 4063.865 | 0.062521
17.8499 | 4049.423 | 0.062299 | 17.8499 | 4180.969 | 0.064323
17.8664 | 4072.812 | 0.062659 | 17.8664 | 4219.449 | 0.064915
17.8829 | 4105.729 | 0.063165 | 17.8829 | 4174.774 | 0.064227
17.8994 | 4129.291 | 0.063528 | 17.8994 | 4235.292 | 0.065158
17.9159 | 4145.404 | 0.063775 | 17.9159 | 4147.532 | 0.063808
17.9324 | 4157.849 | 0.063967 | 17.9324 | 4137.251 | 0.06365
17.9489 | 4151.796 | 0.063874 | 17.9489 | 4204.293 | 0.064681
17.9654 | 4121.229 | 0.063404 | 17.9654 | 4169.43 | 0.064145
17.9819 | 4095.032 | 0.063 | 17.9819 | 4077.426 | 0.06273
17.9984 | 4087.757 | 0.062889 | 17.9984 | 3998.855 | 0.061521
18.0149 | 4070.591 | 0.062624 | 18.0149 | 4016.582 | 0.061794
18.0314 | 4037.338 | 0.062113 | 18.0314 | 4062.012 | 0.062492
18.0479 | 4007.786 | 0.061658 | 18.0479 | 4086.593 | 0.062871
18.0644 | 3961.818 | 0.060951 | 18.0644 | 4074.463 | 0.062684
18.0809 | 3872.839 | 0.059582 | 18.0809 | 4085.278 | 0.06285
18.0973 | 3855.986 | 0.059323 | 18.0973 | 4090.885 | 0.062937
18.1138 | 3997.717 | 0.061503 | 18.1138 | 4039.007 | 0.062139
18.1303 | 4056.727 | 0.062411 | 18.1303 | 3943.533 | 0.06067
18.1468 | 3945.142 | 0.060694 | 18.1468 | 3897.623 | 0.059963
18.1633 | 3860.742 | 0.059396 | 18.1633 | 3920.958 | 0.060322
18.1798 | 3829.649 | 0.058918 | 18.1798 | 3952.047 | 0.060801
18.1963 | 3811.963 | 0.058646 | 18.1963 | 3913.829 | 0.060213
18.2128 | 3825.048 | 0.058847 | 18.2128 | 3840.519 | 0.059085
18.2293 | 3897.396 | 0.05996 | 18.2293 | 3944.869 | 0.06069
18.2458 | 3973.346 | 0.061128 | 18.2458 | 4040.868 | 0.062167
18.2623 | 4014.297 | 0.061758 | 18.2623 | 3939.736 | 0.060611
18.2788 | 3974.197 | 0.061141 | 18.2788 | 3956.814 | 0.060874
18.2953 | 3869.545 | 0.059531 | 18.2953 | 3944.452 | 0.060684
18.3118 | 3886.306 | 0.059789 | 18.3118 | 3848.186 | 0.059203
18.3283 | 3977.257 | 0.061189 | 18.3283 | 3833.323 | 0.058974
18.3448 | 3979.578 | 0.061224 | 18.3448 | 3760.704 | 0.057857
18.3613 | 3937.834 | 0.060582 | 18.3613 | 3667.607 | 0.056425
18.3778 | 3936.598 | 0.060563 | 18.3778 | 3884.465 | 0.059761
18.3943 | 3919.509 | 0.0603 | 18.3943 | 3968.892 | 0.06106
18.4108 | 3831.297 | 0.058943 | 18.4108 | 3827.223 | 0.05888
18.4273 | 3739.63 | 0.057533 | 18.4273 | 3808.189 | 0.058588
18.4438 | 3688.338 | 0.056744 | 18.4438 | 3813.413 | 0.058668
18.4603 | 3681.285 | 0.056635 | 18.4603 | 3766.011 | 0.057939
18.4768 | 3710.364 | 0.057083 | 18.4768 | 3721.665 | 0.057256
18.4933 | 3731.811 | 0.057412 | 18.4933 | 3711.305 | 0.057097
18.5098 | 3747.553 | 0.057655 | 18.5098 | 3705.235 | 0.057004
18.5263 | 3785.155 | 0.058233 | 18.5263 | 3685.725 | 0.056703
18.5428 | 3827.686 | 0.058887 | 18.5428 | 3836.763 | 0.059027
18.5593 | 3833.746 | 0.058981 | 18.5593 | 3805.57 | 0.058547
18.5758 | 3796.226 | 0.058403 | 18.5758 | 3804.536 | 0.058531
18.5923 | 3713.656 | 0.057133 | 18.5923 | 3867.896 | 0.059506
18.6088 | 3609.503 | 0.055531 | 18.6088 | 3766.466 | 0.057946
18.6253 | 3510.207 | 0.054003 | 18.6253 | 3671.98 | 0.056492
18.6417 | 3470.047 | 0.053385 | 18.6417 | 3648.667 | 0.056133
18.6582 | 3525.28 | 0.054235 | 18.6582 | 3586.026 | 0.05517
18.6747 | 3634.996 | 0.055923 | 18.6747 | 3683.296 | 0.056666
18.6913 | 3752.929 | 0.057737 | 18.6913 | 3645.227 | 0.05608
18.7077 | 3744.402 | 0.057606 | 18.7077 | 3561.971 | 0.0548
18.7242 | 3668.578 | 0.05644 | 18.7242 | 3706.411 | 0.057022
18.7407 | 3623.76 | 0.05575 | 18.7407 | 3727.348 | 0.057344
18.7572 | 3570.404 | 0.054929 | 18.7572 | 3651.48 | 0.056177
18.7737 | 3490.896 | 0.053706 | 18.7737 | 3602.345 | 0.055421
18.7902 | 3468.596 | 0.053363 | 18.7902 | 3527.445 | 0.054268
18.8067 | 3503.384 | 0.053898 | 18.8067 | 3522.926 | 0.054199
18.8232 | 3547.048 | 0.05457 | 18.8232 | 3507.207 | 0.053957
18.8397 | 3559.799 | 0.054766 | 18.8397 | 3538.063 | 0.054432
18.8562 | 3472.885 | 0.053429 | 18.8562 | 3640.772 | 0.056012
18.8727 | 3393.08 | 0.052201 | 18.8727 | 3604.421 | 0.055453
18.8892 | 3438.306 | 0.052897 | 18.8892 | 3552.867 | 0.054659
18.9057 | 3500.387 | 0.053852 | 18.9057 | 3553.239 | 0.054665
18.9222 | 3493.855 | 0.053752 | 18.9222 | 3525.984 | 0.054246
18.9387 | 3470.615 | 0.053394 | 18.9387 | 3614.02 | 0.0556
18.9552 | 3464.93 | 0.053307 | 18.9552 | 3502.897 | 0.053891
18.9717 | 3473.576 | 0.05344 | 18.9717 | 3567.097 | 0.054878
18.9882 | 3490.978 | 0.053707 | 18.9882 | 3429.211 | 0.052757
19.0047 | 3497.691 | 0.053811 | 19.0047 | 3543.743 | 0.054519
19.0212 | 3480.805 | 0.053551 | 19.0212 | 3458.518 | 0.053208
19.0377 | 3430.58 | 0.052778 | 19.0377 | 3420.154 | 0.052618
19.0542 | 3350.565 | 0.051547 | 19.0542 | 3450.637 | 0.053087
19.0707 | 3266.084 | 0.050247 | 19.0707 | 3393.892 | 0.052214
19.0872 | 3191.733 | 0.049104 | 19.0872 | 3419.113 | 0.052602
19.1037 | 3152.614 | 0.048502 | 19.1037 | 3352.308 | 0.051574
19.1202 | 3174.829 | 0.048844 | 19.1202 | 3395.626 | 0.05224
19.1367 | 3279.795 | 0.050458 | 19.1367 | 3401.225 | 0.052327
19.1532 | 3357.787 | 0.051658 | 19.1532 | 3398.602 | 0.052286
19.1697 | 3364.697 | 0.051765 | 19.1697 | 3419.303 | 0.052605
19.1862 | 3335.587 | 0.051317 | 19.1862 | 3474.232 | 0.05345
19.2027 | 3278.048 | 0.050432 | 19.2027 | 3475.69 | 0.053472
19.2191 | 3251.201 | 0.050018 | 19.2191 | 3418.041 | 0.052585
19.2356 | 3252.464 | 0.050038 | 19.2356 | 3306.839 | 0.050874
19.2522 | 3263.282 | 0.050204 | 19.2522 | 3320.635 | 0.051087
19.2687 | 3305.752 | 0.050858 | 19.2687 | 3386.028 | 0.052093
19.2851 | 3390.881 | 0.052167 | 19.2851 | 3321.012 | 0.051092
19.3016 | 3370.368 | 0.051852 | 19.3016 | 3342.583 | 0.051424
19.3181 | 3222.203 | 0.049572 | 19.3181 | 3365.656 | 0.051779
19.3346 | 3102.299 | 0.047728 | 19.3346 | 3333 | 0.051277
19.3511 | 3033.114 | 0.046663 | 19.3511 | 3305.362 | 0.050852
19.3676 | 2977.765 | 0.045812 | 19.3676 | 3313.228 | 0.050973
19.3841 | 2950.149 | 0.045387 | 19.3841 | 3278.829 | 0.050444
19.4006 | 3014.548 | 0.046378 | 19.4006 | 3241.326 | 0.049867
19.4171 | 3075.755 | 0.047319 | 19.4171 | 3231.102 | 0.049709
19.4336 | 2997.749 | 0.046119 | 19.4336 | 3094.88 | 0.047614
19.4501 | 2943.966 | 0.045292 | 19.4501 | 3110.213 | 0.047849
19.4666 | 3072.881 | 0.047275 | 19.4666 | 3257.534 | 0.050116
19.4831 | 3197.553 | 0.049193 | 19.4831 | 3148.369 | 0.048436
19.4996 | 3192.585 | 0.049117 | 19.4996 | 3197.981 | 0.0492
19.5161 | 3117.643 | 0.047964 | 19.5161 | 3056.021 | 0.047016
19.5326 | 3009.54 | 0.046301 | 19.5326 | 3124.524 | 0.04807
19.5491 | 2943.161 | 0.045279 | 19.5491 | 3170.601 | 0.048778
19.5656 | 2944.396 | 0.045298 | 19.5656 | 3209.702 | 0.04938
19.5821 | 2970.46 | 0.045699 | 19.5821 | 3182.84 | 0.048967
19.5986 | 3022.476 | 0.0465 | 19.5986 | 3168.836 | 0.048751
19.6151 | 3067.454 | 0.047192 | 19.6151 | 3192.14 | 0.04911
19.6316 | 3083.077 | 0.047432 | 19.6316 | 3166.772 | 0.04872
19.6481 | 3042.64 | 0.04681 | 19.6481 | 3031.356 | 0.046636
19.6646 | 3009.203 | 0.046295 | 19.6646 | 2933.959 | 0.045138
19.6811 | 3037.502 | 0.046731 | 19.6811 | 3020.296 | 0.046466
19.6976 | 3044.818 | 0.046843 | 19.6976 | 3061.664 | 0.047103
19.7141 | 3006.226 | 0.04625 | 19.7141 | 2970.281 | 0.045697
19.7306 | 3072.673 | 0.047272 | 19.7306 | 2903.52 | 0.04467
19.7471 | 3219.014 | 0.049523 | 19.7471 | 2904.1 | 0.044678
19.7636 | 3142.388 | 0.048344 | 19.7636 | 2943.5 | 0.045285
19.7801 | 2956.469 | 0.045484 | 19.7801 | 3001.672 | 0.04618
19.7965 | 2862.402 | 0.044037 | 19.7965 | 3065.014 | 0.047154
19.8131 | 2837.174 | 0.043649 | 19.8131 | 3009.589 | 0.046301
19.8296 | 2862.423 | 0.044037 | 19.8296 | 2907.947 | 0.044738
19.846 | 2896.078 | 0.044555 | 19.846 | 2932.444 | 0.045115
19.8625 | 2903.582 | 0.04467 | 19.8625 | 2936.64 | 0.045179
19.879 | 2887.756 | 0.044427 | 19.879 | 2879.447 | 0.044299
19.8955 | 2859.018 | 0.043985 | 19.8955 | 2921.568 | 0.044947
19.912 | 2861.324 | 0.04402 | 19.912 | 2904.89 | 0.044691
19.9285 | 2894.57 | 0.044532 | 19.9285 | 2918.073 | 0.044893
19.945 | 2873.942 | 0.044214 | 19.945 | 2931.321 | 0.045097
19.9615 | 2795.764 | 0.043012 | 19.9615 | 2967.19 | 0.045649
19.978 | 2755.138 | 0.042387 | 19.978 | 3000.441 | 0.046161
19.9945 | 2767.326 | 0.042574 | 19.9945 | 2989.579 | 0.045994
20.011 | 2807.331 | 0.04319 | 20.011 | 2987.415 | 0.04596
20.0275 | 2856.92 | 0.043953 | 20.0275 | 2947.819 | 0.045351
20.044 | 2876.304 | 0.044251 | 20.044 | 2854.229 | 0.043911
20.0605 | 2880.364 | 0.044313 | 20.0605 | 2863.369 | 0.044052
20.077 | 2885.882 | 0.044398 | 20.077 | 2883.999 | 0.044369
20.0935 | 2847.726 | 0.043811 | 20.0935 | 2813.39 | 0.043283
20.11 | 2744.641 | 0.042225 | 20.11 | 2729.513 | 0.041993
20.1265 | 2722.142 | 0.041879 | 20.1265 | 2886.218 | 0.044403
20.143 | 2798.172 | 0.043049 | 20.143 | 2938.373 | 0.045206
20.1595 | 2747.397 | 0.042268 | 20.1595 | 2662.77 | 0.040966
20.176 | 2612.17 | 0.040187 | 20.176 | 2790.927 | 0.042937
20.1925 | 2631.295 | 0.040481 | 20.1925 | 2878.732 | 0.044288
20.209 | 2713.342 | 0.041744 | 20.209 | 2621.41 | 0.040329
20.2255 | 2704.51 | 0.041608 | 20.2255 | 2804.931 | 0.043153
20.242 | 2679.209 | 0.041219 | 20.242 | 3005.92 | 0.046245
20.2585 | 2674.225 | 0.041142 | 20.2585 | 2908.129 | 0.04474
20.275 | 2682.802 | 0.041274 | 20.275 | 2780.161 | 0.042772
20.2915 | 2696.086 | 0.041478 | 20.2915 | 2788.657 | 0.042902
20.308 | 2672.368 | 0.041113 | 20.308 | 2856.551 | 0.043947
20.3245 | 2613.559 | 0.040209 | 20.3245 | 2807.094 | 0.043186
20.341 | 2630.57 | 0.04047 | 20.341 | 2800.796 | 0.043089
20.3575 | 2721.086 | 0.041863 | 20.3575 | 2788.919 | 0.042906
20.374 | 2725.385 | 0.041929 | 20.374 | 2767.617 | 0.042579
20.3905 | 2639.977 | 0.040615 | 20.3905 | 2829.287 | 0.043527
20.4069 | 2602.228 | 0.040034 | 20.4069 | 2771.405 | 0.042637
20.4234 | 2623.373 | 0.04036 | 20.4234 | 2689.108 | 0.041371
20.4399 | 2651.615 | 0.040794 | 20.4399 | 2720.851 | 0.041859
20.4564 | 2669.573 | 0.04107 | 20.4564 | 2664.247 | 0.040988
20.4729 | 2667.454 | 0.041038 | 20.4729 | 2657.541 | 0.040885
20.4894 | 2659.526 | 0.040916 | 20.4894 | 2563.516 | 0.039439
20.5059 | 2656.302 | 0.040866 | 20.5059 | 2899.937 | 0.044614
20.5224 | 2637.832 | 0.040582 | 20.5224 | 2643.893 | 0.040675
20.5389 | 2567.131 | 0.039494 | 20.5389 | 2714.46 | 0.041761
20.5554 | 2547.331 | 0.03919 | 20.5554 | 2706.176 | 0.041633
20.5719 | 2617.818 | 0.040274 | 20.5719 | 2764.802 | 0.042535
20.5884 | 2633.877 | 0.040521 | 20.5884 | 2749.679 | 0.042303
20.6049 | 2600.172 | 0.040003 | 20.6049 | 2580.537 | 0.039701
20.6214 | 2616.871 | 0.04026 | 20.6214 | 2523.826 | 0.038828
20.6379 | 2657.552 | 0.040885 | 20.6379 | 2668.69 | 0.041057
20.6544 | 2657.519 | 0.040885 | 20.6544 | 2800.701 | 0.043088
20.6709 | 2633.863 | 0.040521 | 20.6709 | 2762.582 | 0.042501
20.6874 | 2610.798 | 0.040166 | 20.6874 | 2676.655 | 0.041179
20.7039 | 2596.189 | 0.039941 | 20.7039 | 2601.911 | 0.040029
20.7204 | 2591.091 | 0.039863 | 20.7204 | 2580.13 | 0.039694
20.7369 | 2597.571 | 0.039963 | 20.7369 | 2686.778 | 0.041335
20.7534 | 2612.271 | 0.040189 | 20.7534 | 2613.675 | 0.04021
20.7699 | 2559.645 | 0.039379 | 20.7699 | 2755.996 | 0.0424
20.7864 | 2438.651 | 0.037518 | 20.7864 | 2645.932 | 0.040707
20.8029 | 2404.848 | 0.036998 | 20.8029 | 2749.641 | 0.042302
20.8194 | 2470.846 | 0.038013 | 20.8194 | 2668.716 | 0.041057
20.8359 | 2482.042 | 0.038185 | 20.8359 | 2607.671 | 0.040118
20.8524 | 2431.258 | 0.037404 | 20.8524 | 2570.615 | 0.039548
20.8689 | 2367.888 | 0.036429 | 20.8689 | 2526.44 | 0.038868
20.8854 | 2321.282 | 0.035712 | 20.8854 | 2515.359 | 0.038698
20.9019 | 2341.282 | 0.03602 | 20.9019 | 2610.811 | 0.040166
20.9184 | 2400.174 | 0.036926 | 20.9184 | 2588.12 | 0.039817
20.9349 | 2444.732 | 0.037611 | 20.9349 | 2522.359 | 0.038806
20.9514 | 2473.772 | 0.038058 | 20.9514 | 2540.656 | 0.039087
20.9678 | 2483.405 | 0.038206 | 20.9678 | 2585.172 | 0.039772
20.9843 | 2437.638 | 0.037502 | 20.9843 | 2620.107 | 0.040309
21.0008 | 2330.588 | 0.035855 | 21.0008 | 2602.681 | 0.040041
21.0173 | 2279.922 | 0.035076 | 21.0173 | 2530.753 | 0.038935
21.0338 | 2290.146 | 0.035233 | 21.0338 | 2491.195 | 0.038326
21.0503 | 2309.465 | 0.03553 | 21.0503 | 2514.131 | 0.038679
21.0668 | 2326.971 | 0.0358 | 21.0668 | 2406.525 | 0.037023
21.0833 | 2433.735 | 0.037442 | 21.0833 | 0 | 0
21.0998 | 2564.968 | 0.039461 | 21.0998 | 0 | 0
21.1163 | 2441.852 | 0.037567 | 21.1163 | 0 | 0
21.1328 | 2295.041 | 0.035308 | 21.1328 | 0 | 0
21.1493 | 2274.145 | 0.034987 | 21.1493 | 0 | 0
21.1658 | 2304.871 | 0.03546 | 21.1658 | 0 | 0
21.1823 | 2365.331 | 0.03639 | 21.1823 | 0 | 0
21.1988 | 2410.216 | 0.03708 | 21.1988 | 0 | 0
21.2153 | 2406.827 | 0.037028 | 21.2153 | 0 | 0
21.2318 | 2365.739 | 0.036396 | 21.2318 | 0 | 0
21.2483 | 2315.553 | 0.035624 | 21.2483 | 0 | 0
21.2648 | 2312.295 | 0.035574 | 21.2648 | 0 | 0
21.2813 | 2348.438 | 0.03613 | 21.2813 | 0 | 0
21.2978 | 2351.261 | 0.036173 | 21.2978 | 0 | 0
21.3143 | 2323.823 | 0.035751 | 21.3143 | 0 | 0
21.3308 | 2321.211 | 0.035711 | 21.3308 | 0 | 0
21.3473 | 2342.76 | 0.036042 | 21.3473 | 0 | 0
21.3638 | 2359.46 | 0.036299 | 21.3638 | 0 | 0
21.3803 | 2335.015 | 0.035923 | 21.3803 | 0 | 0
21.3968 | 2197.696 | 0.033811 | 21.3968 | 0 | 0
21.4133 | 2093.953 | 0.032215 | 21.4133 | 0 | 0
21.4298 | 2168.663 | 0.033364 | 21.4298 | 0 | 0
21.4463 | 2262.233 | 0.034804 | 21.4463 | 0 | 0
21.4628 | 2322.402 | 0.035729 | 21.4628 | 0 | 0
21.4793 | 2309.637 | 0.035533 | 21.4793 | 0 | 0
21.4958 | 2211.942 | 0.03403 | 21.4958 | 0 | 0
21.5123 | 2194.156 | 0.033756 | 21.5123 | 0 | 0
21.5287 | 2238.036 | 0.034431 | 21.5287 | 0 | 0
21.5452 | 2192.579 | 0.033732 | 21.5452 | 0 | 0
21.5617 | 2117.609 | 0.032579 | 21.5617 | 0 | 0
21.5782 | 2196.843 | 0.033798 | 21.5782 | 0 | 0
21.5947 | 2308.101 | 0.035509 | 21.5947 | 0 | 0
21.6112 | 2243.04 | 0.034508 | 21.6112 | 0 | 0
21.6277 | 2142.979 | 0.032969 | 21.6277 | 0 | 0
21.6442 | 2151.037 | 0.033093 | 21.6442 | 0 | 0
21.6607 | 2230.438 | 0.034314 | 21.6607 | 0 | 0
21.6772 | 2329.549 | 0.035839 | 21.6772 | 0 | 0
21.6937 | 2348.172 | 0.036126 | 21.6937 | 0 | 0
21.7102 | 2238.812 | 0.034443 | 21.7102 | 0 | 0
21.7267 | 2113.696 | 0.032518 | 21.7267 | 0 | 0
21.7432 | 2050.166 | 0.031541 | 21.7432 | 0 | 0
21.7597 | 2040.425 | 0.031391 | 21.7597 | 0 | 0
21.7762 | 2070.738 | 0.031858 | 21.7762 | 0 | 0
21.7927 | 2119.48 | 0.032607 | 21.7927 | 0 | 0
21.8092 | 2166.675 | 0.033333 | 21.8092 | 0 | 0
21.8257 | 2182.316 | 0.033574 | 21.8257 | 0 | 0
21.8422 | 2178.37 | 0.033513 | 21.8422 | 0 | 0
21.8587 | 2179.464 | 0.03353 | 21.8587 | 0 | 0
21.8752 | 2176.829 | 0.03349 | 21.8752 | 0 | 0
21.8917 | 2130.471 | 0.032776 | 21.8917 | 0 | 0
21.9082 | 2089.254 | 0.032142 | 21.9082 | 0 | 0
21.9247 | 2086.692 | 0.032103 | 21.9247 | 0 | 0
21.9412 | 2115.531 | 0.032547 | 21.9412 | 0 | 0
21.9577 | 2182.459 | 0.033576 | 21.9577 | 0 | 0
21.9742 | 2194.663 | 0.033764 | 21.9742 | 0 | 0
21.9907 | 2133.466 | 0.032823 | 21.9907 | 0 | 0
22.0072 | 2122.705 | 0.032657 | 22.0072 | 0 | 0
22.0237 | 2167.875 | 0.033352 | 22.0237 | 0 | 0
22.0402 | 2143.922 | 0.032983 | 22.0402 | 0 | 0
22.0567 | 2061.251 | 0.031712 | 22.0567 | 0 | 0
22.0732 | 2056.06 | 0.031632 | 22.0732 | 0 | 0
22.0896 | 2104.231 | 0.032373 | 22.0896 | 0 | 0
22.1061 | 2108.943 | 0.032445 | 22.1061 | 0 | 0
22.1227 | 2071.727 | 0.031873 | 22.1227 | 0 | 0
22.1392 | 2007.217 | 0.03088 | 22.1392 | 0 | 0
22.1556 | 1930.981 | 0.029707 | 22.1556 | 0 | 0
22.1721 | 1882.12 | 0.028956 | 22.1721 | 0 | 0
22.1886 | 1880.164 | 0.028926 | 22.1886 | 0 | 0
22.2051 | 1951.381 | 0.030021 | 22.2051 | 0 | 0
22.2216 | 2026.333 | 0.031174 | 22.2216 | 0 | 0
22.2381 | 2036.304 | 0.031328 | 22.2381 | 0 | 0
22.2546 | 2027.616 | 0.031194 | 22.2546 | 0 | 0
22.2711 | 2006.998 | 0.030877 | 22.2711 | 0 | 0
22.2876 | 2022.427 | 0.031114 | 22.2876 | 0 | 0
22.3041 | 2073.404 | 0.031899 | 22.3041 | 0 | 0
22.3206 | 2048.52 | 0.031516 | 22.3206 | 0 | 0
22.3371 | 1956.144 | 0.030095 | 22.3371 | 0 | 0
22.3536 | 1886.964 | 0.02903 | 22.3536 | 0 | 0
22.3701 | 1866.597 | 0.028717 | 22.3701 | 0 | 0
22.3866 | 1915.672 | 0.029472 | 22.3866 | 0 | 0
22.4031 | 1978.092 | 0.030432 | 22.4031 | 0 | 0
22.4196 | 1976.885 | 0.030414 | 22.4196 | 0 | 0
22.4361 | 1940.771 | 0.029858 | 22.4361 | 0 | 0
22.4526 | 1922.265 | 0.029573 | 22.4526 | 0 | 0
22.4691 | 1922.972 | 0.029584 | 22.4691 | 0 | 0
22.4856 | 1931.173 | 0.02971 | 22.4856 | 0 | 0
22.5021 | 1921.655 | 0.029564 | 22.5021 | 0 | 0
22.5186 | 1881.75 | 0.02895 | 22.5186 | 0 | 0
22.5351 | 1859.698 | 0.028611 | 22.5351 | 0 | 0
22.5516 | 1885.41 | 0.029006 | 22.5516 | 0 | 0
22.5681 | 1921.059 | 0.029555 | 22.5681 | 0 | 0
22.5846 | 1947.908 | 0.029968 | 22.5846 | 0 | 0
22.6011 | 1952.621 | 0.03004 | 22.6011 | 0 | 0
22.6176 | 1933.535 | 0.029747 | 22.6176 | 0 | 0
22.6341 | 1902.378 | 0.029267 | 22.6341 | 0 | 0
22.6506 | 1870.794 | 0.028781 | 22.6506 | 0 | 0
22.667 | 1929.001 | 0.029677 | 22.667 | 0 | 0
22.6836 | 2030.479 | 0.031238 | 22.6836 | 0 | 0
22.7001 | 2003.102 | 0.030817 | 22.7001 | 0 | 0
22.7166 | 1945.48 | 0.02993 | 22.7166 | 0 | 0
22.733 | 1964.823 | 0.030228 | 22.733 | 0 | 0
22.7495 | 1999.418 | 0.03076 | 22.7495 | 0 | 0
22.766 | 1998.029 | 0.030739 | 22.766 | 0 | 0
22.7825 | 1963.951 | 0.030215 | 22.7825 | 0 | 0
22.799 | 1898.945 | 0.029215 | 22.799 | 0 | 0
22.8155 | 1852.877 | 0.028506 | 22.8155 | 0 | 0
22.832 | 1851.948 | 0.028492 | 22.832 | 0 | 0
22.8485 | 1857.944 | 0.028584 | 22.8485 | 0 | 0
22.865 | 1850.92 | 0.028476 | 22.865 | 0 | 0
22.8815 | 1830.407 | 0.02816 | 22.8815 | 0 | 0
22.898 | 1800.037 | 0.027693 | 22.898 | 0 | 0
22.9145 | 1807.681 | 0.02781 | 22.9145 | 0 | 0
22.931 | 1858.214 | 0.028588 | 22.931 | 0 | 0
22.9475 | 1845.139 | 0.028387 | 22.9475 | 0 | 0
22.964 | 1761.295 | 0.027097 | 22.964 | 0 | 0
22.9805 | 1719.714 | 0.026457 | 22.9805 | 0 | 0
22.997 | 1714.662 | 0.026379 | 22.997 | 0 | 0
23.0135 | 1743.547 | 0.026824 | 23.0135 | 0 | 0
23.03 | 1784.328 | 0.027451 | 23.03 | 0 | 0
23.0465 | 1772.938 | 0.027276 | 23.0465 | 0 | 0
23.063 | 1751.409 | 0.026945 | 23.063 | 0 | 0
23.0795 | 1775.712 | 0.027319 | 23.0795 | 0 | 0
23.096 | 1791.099 | 0.027555 | 23.096 | 0 | 0
23.1125 | 1745.98 | 0.026861 | 23.1125 | 0 | 0
23.129 | 1728.373 | 0.02659 | 23.129 | 0 | 0
23.1455 | 1802.797 | 0.027735 | 23.1455 | 0 | 0
23.162 | 1835.384 | 0.028237 | 23.162 | 0 | 0
23.1785 | 1755.134 | 0.027002 | 23.1785 | 0 | 0
23.195 | 1714.951 | 0.026384 | 23.195 | 0 | 0
23.2115 | 1782.664 | 0.027426 | 23.2115 | 0 | 0
23.228 | 1819.146 | 0.027987 | 23.228 | 0 | 0
23.2445 | 1769.234 | 0.027219 | 23.2445 | 0 | 0
23.261 | 1738.706 | 0.026749 | 23.261 | 0 | 0
23.2775 | 1740.223 | 0.026773 | 23.2775 | 0 | 0
23.2939 | 1724.658 | 0.026533 | 23.2939 | 0 | 0
23.3104 | 1689.988 | 0.026 | 23.3104 | 0 | 0
23.3269 | 1708.17 | 0.02628 | 23.3269 | 0 | 0
23.3434 | 1770.452 | 0.027238 | 23.3434 | 0 | 0
23.3599 | 1816.693 | 0.027949 | 23.3599 | 0 | 0
23.3764 | 1856.563 | 0.028563 | 23.3764 | 0 | 0
23.3929 | 1789.58 | 0.027532 | 23.3929 | 0 | 0
23.4094 | 1700.396 | 0.02616 | 23.4094 | 0 | 0
23.4259 | 1725.521 | 0.026546 | 23.4259 | 0 | 0
23.4424 | 1760.29 | 0.027081 | 23.4424 | 0 | 0
23.4589 | 1734.605 | 0.026686 | 23.4589 | 0 | 0
23.4754 | 1698.316 | 0.026128 | 23.4754 | 0 | 0
23.4919 | 1674.339 | 0.025759 | 23.4919 | 0 | 0
23.5084 | 1673.052 | 0.025739 | 23.5084 | 0 | 0
23.5249 | 1702.803 | 0.026197 | 23.5249 | 0 | 0
23.5414 | 1736.865 | 0.026721 | 23.5414 | 0 | 0
23.5579 | 1761.211 | 0.027096 | 23.5579 | 0 | 0
23.5744 | 1756.627 | 0.027025 | 23.5744 | 0 | 0
23.5909 | 1709.813 | 0.026305 | 23.5909 | 0 | 0
23.6074 | 1676.699 | 0.025795 | 23.6074 | 0 | 0
23.6239 | 1668.251 | 0.025665 | 23.6239 | 0 | 0
23.6404 | 1634.796 | 0.025151 | 23.6404 | 0 | 0
23.6569 | 1571.171 | 0.024172 | 23.6569 | 0 | 0
23.6734 | 1552.978 | 0.023892 | 23.6734 | 0 | 0
23.6899 | 1577.903 | 0.024275 | 23.6899 | 0 | 0
23.7064 | 1576.851 | 0.024259 | 23.7064 | 0 | 0
23.7229 | 1557.694 | 0.023965 | 23.7229 | 0 | 0
23.7394 | 1546.391 | 0.023791 | 23.7394 | 0 | 0
23.7559 | 1540.132 | 0.023694 | 23.7559 | 0 | 0
23.7724 | 1554.985 | 0.023923 | 23.7724 | 0 | 0
23.7889 | 1579.309 | 0.024297 | 23.7889 | 0 | 0
23.8054 | 1603.759 | 0.024673 | 23.8054 | 0 | 0
23.8219 | 1625.76 | 0.025012 | 23.8219 | 0 | 0
23.8383 | 1641.8 | 0.025258 | 23.8383 | 0 | 0
23.8548 | 1658.396 | 0.025514 | 23.8548 | 0 | 0
23.8713 | 1680.714 | 0.025857 | 23.8713 | 0 | 0
23.8878 | 1702.77 | 0.026196 | 23.8878 | 0 | 0
23.9043 | 1715.589 | 0.026394 | 23.9043 | 0 | 0
23.9208 | 1687.302 | 0.025958 | 23.9208 | 0 | 0
23.9373 | 1603.335 | 0.024667 | 23.9373 | 0 | 0
23.9538 | 1559.229 | 0.023988 | 23.9538 | 0 | 0
23.9703 | 1614.496 | 0.024838 | 23.9703 | 0 | 0
23.9868 | 1664.513 | 0.025608 | 23.9868 | 0 | 0
24.0033 | 1647.563 | 0.025347 | 24.0033 | 0 | 0
24.0198 | 1611.157 | 0.024787 | 24.0198 | 0 | 0
24.0363 | 1573.504 | 0.024208 | 24.0363 | 0 | 0
24.0528 | 1534.187 | 0.023603 | 24.0528 | 0 | 0
24.0693 | 1491.938 | 0.022953 | 24.0693 | 0 | 0
24.0858 | 1458.767 | 0.022443 | 24.0858 | 0 | 0
24.1023 | 1446.726 | 0.022257 | 24.1023 | 0 | 0
24.1188 | 1477.91 | 0.022737 | 24.1188 | 0 | 0
24.1353 | 1537.262 | 0.02365 | 24.1353 | 0 | 0
24.1518 | 1569.922 | 0.024153 | 24.1518 | 0 | 0
24.1683 | 1570.271 | 0.024158 | 24.1683 | 0 | 0
24.1848 | 1556.649 | 0.023948 | 24.1848 | 0 | 0
24.2013 | 1529.514 | 0.023531 | 24.2013 | 0 | 0
24.2178 | 1479.804 | 0.022766 | 24.2178 | 0 | 0
24.2343 | 1426.846 | 0.021951 | 24.2343 | 0 | 0
24.2508 | 1416.309 | 0.021789 | 24.2508 | 0 | 0
24.2673 | 1434.881 | 0.022075 | 24.2673 | 0 | 0
24.2838 | 1438.755 | 0.022135 | 24.2838 | 0 | 0
24.3003 | 1448.6 | 0.022286 | 24.3003 | 0 | 0
24.3168 | 1506.333 | 0.023174 | 24.3168 | 0 | 0
24.3333 | 1575.718 | 0.024242 | 24.3333 | 0 | 0
24.3498 | 1608.121 | 0.02474 | 24.3498 | 0 | 0
24.3663 | 1602.207 | 0.024649 | 24.3663 | 0 | 0
24.3828 | 1453.978 | 0.022369 | 24.3828 | 0 | 0
24.3992 | 1364.4 | 0.020991 | 24.3992 | 0 | 0
24.4157 | 1446.725 | 0.022257 | 24.4157 | 0 | 0
24.4322 | 1501.485 | 0.0231 | 24.4322 | 0 | 0
24.4487 | 1468.503 | 0.022592 | 24.4487 | 0 | 0
24.4652 | 1460.338 | 0.022467 | 24.4652 | 0 | 0
24.4817 | 1507.587 | 0.023194 | 24.4817 | 0 | 0
24.4982 | 1509.779 | 0.023227 | 24.4982 | 0 | 0
24.5147 | 1446.322 | 0.022251 | 24.5147 | 0 | 0
24.5312 | 1420.543 | 0.021855 | 24.5312 | 0 | 0
24.5477 | 1442.212 | 0.022188 | 24.5477 | 0 | 0
24.5642 | 1440.259 | 0.022158 | 24.5642 | 0 | 0
24.5807 | 1410.2 | 0.021695 | 24.5807 | 0 | 0
24.5972 | 1415.589 | 0.021778 | 24.5972 | 0 | 0
24.6137 | 1456.234 | 0.022404 | 24.6137 | 0 | 0
24.6302 | 1513.453 | 0.023284 | 24.6302 | 0 | 0
24.6467 | 1572.071 | 0.024186 | 24.6467 | 0 | 0
24.6632 | 1544.327 | 0.023759 | 24.6632 | 0 | 0
24.6797 | 1484.351 | 0.022836 | 24.6797 | 0 | 0
24.6962 | 1478.552 | 0.022747 | 24.6962 | 0 | 0
24.7127 | 1492.154 | 0.022956 | 24.7127 | 0 | 0
24.7292 | 1460.963 | 0.022476 | 24.7292 | 0 | 0
24.7457 | 1406.346 | 0.021636 | 24.7457 | 0 | 0
24.7622 | 1372.83 | 0.02112 | 24.7622 | 0 | 0
24.7787 | 1363.343 | 0.020975 | 24.7787 | 0 | 0
24.7952 | 1374.184 | 0.021141 | 24.7952 | 0 | 0
24.8117 | 1393.838 | 0.021444 | 24.8117 | 0 | 0
24.8282 | 1408.682 | 0.021672 | 24.8282 | 0 | 0
24.8447 | 1413.906 | 0.021752 | 24.8447 | 0 | 0
24.8612 | 1398.253 | 0.021512 | 24.8612 | 0 | 0
24.8777 | 1391.367 | 0.021406 | 24.8777 | 0 | 0
24.8942 | 1455.484 | 0.022392 | 24.8942 | 0 | 0
24.9107 | 1519.111 | 0.023371 | 24.9107 | 0 | 0
24.9272 | 1487.462 | 0.022884 | 24.9272 | 0 | 0
24.9437 | 1464.167 | 0.022526 | 24.9437 | 0 | 0
24.9602 | 1460.071 | 0.022463 | 24.9602 | 0 | 0
24.9766 | 1441.937 | 0.022184 | 24.9766 | 0 | 0
24.9931 | 1397.986 | 0.021507 | 24.9931 | 0 | 0
25.0097 | 1375.789 | 0.021166 | 25.0097 | 0 | 0
25.0261 | 1381.118 | 0.021248 | 25.0261 | 0 | 0
25.0426 | 1348.829 | 0.020751 | 25.0426 | 0 | 0
25.0591 | 1277.701 | 0.019657 | 25.0591 | 0 | 0
25.0756 | 1253.966 | 0.019292 | 25.0756 | 0 | 0
25.0921 | 1285.382 | 0.019775 | 25.0921 | 0 | 0
25.1086 | 1346.586 | 0.020717 | 25.1086 | 0 | 0
25.1251 | 1410.203 | 0.021695 | 25.1251 | 0 | 0
25.1416 | 1421.138 | 0.021864 | 25.1416 | 0 | 0
25.1581 | 1384.398 | 0.021298 | 25.1581 | 0 | 0
25.1746 | 1385.898 | 0.021322 | 25.1746 | 0 | 0
25.1911 | 1419.665 | 0.021841 | 25.1911 | 0 | 0
25.2076 | 1389.288 | 0.021374 | 25.2076 | 0 | 0
25.2241 | 1302.06 | 0.020032 | 25.2241 | 0 | 0
25.2406 | 1260.255 | 0.019389 | 25.2406 | 0 | 0
25.2571 | 1258.139 | 0.019356 | 25.2571 | 0 | 0
25.2736 | 1311.395 | 0.020175 | 25.2736 | 0 | 0
25.2901 | 1384.985 | 0.021307 | 25.2901 | 0 | 0
25.3066 | 1393.879 | 0.021444 | 25.3066 | 0 | 0
25.3231 | 1375.292 | 0.021158 | 25.3231 | 0 | 0
25.3396 | 1304.677 | 0.020072 | 25.3396 | 0 | 0
25.3561 | 1262.836 | 0.019428 | 25.3561 | 0 | 0
25.3726 | 1327.557 | 0.020424 | 25.3726 | 0 | 0
25.3891 | 1394.404 | 0.021452 | 25.3891 | 0 | 0
25.4056 | 1385.918 | 0.021322 | 25.4056 | 0 | 0
25.4221 | 1357.116 | 0.020879 | 25.4221 | 0 | 0
25.4386 | 1350.198 | 0.020772 | 25.4386 | 0 | 0
25.4551 | 1331.784 | 0.020489 | 25.4551 | 0 | 0
25.4716 | 1285.426 | 0.019776 | 25.4716 | 0 | 0
25.4881 | 1262.189 | 0.019418 | 25.4881 | 0 | 0
25.5046 | 1293.882 | 0.019906 | 25.5046 | 0 | 0
25.5211 | 1320.676 | 0.020318 | 25.5211 | 0 | 0
25.5375 | 1307.761 | 0.020119 | 25.5375 | 0 | 0
25.5541 | 1277.083 | 0.019647 | 25.5541 | 0 | 0
25.5706 | 1230.035 | 0.018924 | 25.5706 | 0 | 0
25.5871 | 1203.958 | 0.018522 | 25.5871 | 0 | 0
25.6035 | 1209.259 | 0.018604 | 25.6035 | 0 | 0
25.62 | 1215.355 | 0.018698 | 25.62 | 0 | 0
25.6365 | 1216.483 | 0.018715 | 25.6365 | 0 | 0
25.653 | 1226.366 | 0.018867 | 25.653 | 0 | 0
25.6695 | 1242.561 | 0.019116 | 25.6695 | 0 | 0
25.686 | 1235.617 | 0.019009 | 25.686 | 0 | 0
25.7025 | 1221.086 | 0.018786 | 25.7025 | 0 | 0
25.719 | 1233.099 | 0.018971 | 25.719 | 0 | 0
25.7355 | 1259.87 | 0.019383 | 25.7355 | 0 | 0
25.752 | 1270.019 | 0.019539 | 25.752 | 0 | 0
25.7685 | 1267.694 | 0.019503 | 25.7685 | 0 | 0
25.785 | 1271.618 | 0.019563 | 25.785 | 0 | 0
25.8015 | 1283.732 | 0.01975 | 25.8015 | 0 | 0
25.818 | 1308.635 | 0.020133 | 25.818 | 0 | 0
25.8345 | 1323.107 | 0.020355 | 25.8345 | 0 | 0
25.851 | 1266.012 | 0.019477 | 25.851 | 0 | 0
25.8675 | 1185.034 | 0.018231 | 25.8675 | 0 | 0
25.884 | 1201.745 | 0.018488 | 25.884 | 0 | 0
25.9005 | 1254.609 | 0.019302 | 25.9005 | 0 | 0
25.917 | 1282.546 | 0.019731 | 25.917 | 0 | 0
25.9335 | 1293.158 | 0.019895 | 25.9335 | 0 | 0
25.95 | 1247.585 | 0.019194 | 25.95 | 0 | 0
25.9665 | 1195.481 | 0.018392 | 25.9665 | 0 | 0
25.983 | 1152.59 | 0.017732 | 25.983 | 0 | 0
25.9995 | 1131.07 | 0.017401 | 25.9995 | 0 | 0
26.016 | 1137.654 | 0.017502 | 26.016 | 0 | 0
26.0325 | 1179.793 | 0.018151 | 26.0325 | 0 | 0
26.049 | 1249.574 | 0.019224 | 26.049 | 0 | 0
26.0655 | 1284.468 | 0.019761 | 26.0655 | 0 | 0
26.082 | 1258.812 | 0.019366 | 26.082 | 0 | 0
26.0985 | 1215.05 | 0.018693 | 26.0985 | 0 | 0
26.115 | 1173.813 | 0.018059 | 26.115 | 0 | 0
26.1315 | 1134.602 | 0.017455 | 26.1315 | 0 | 0
26.148 | 1106.178 | 0.017018 | 26.148 | 0 | 0
26.1644 | 1109.782 | 0.017074 | 26.1644 | 0 | 0
26.1809 | 1163.767 | 0.017904 | 26.1809 | 0 | 0
26.1974 | 1187.275 | 0.018266 | 26.1974 | 0 | 0
26.2139 | 1174.164 | 0.018064 | 26.2139 | 0 | 0
26.2304 | 1183.937 | 0.018214 | 26.2304 | 0 | 0
26.2469 | 1208.93 | 0.018599 | 26.2469 | 0 | 0
26.2634 | 1209.695 | 0.018611 | 26.2634 | 0 | 0
26.2799 | 1200.95 | 0.018476 | 26.2799 | 0 | 0
26.2964 | 1188.416 | 0.018283 | 26.2964 | 0 | 0
26.3129 | 1170.528 | 0.018008 | 26.3129 | 0 | 0
26.3294 | 1145.739 | 0.017627 | 26.3294 | 0 | 0
26.3459 | 1136.711 | 0.017488 | 26.3459 | 0 | 0
26.3624 | 1194.626 | 0.018379 | 26.3624 | 0 | 0
26.3789 | 1281.39 | 0.019714 | 26.3789 | 0 | 0
26.3954 | 1313.968 | 0.020215 | 26.3954 | 0 | 0
26.4119 | 1305.174 | 0.02008 | 26.4119 | 0 | 0
26.4284 | 1271.127 | 0.019556 | 26.4284 | 0 | 0
26.4449 | 1216.834 | 0.018721 | 26.4449 | 0 | 0
26.4614 | 1131.779 | 0.017412 | 26.4614 | 0 | 0
26.4779 | 1062.576 | 0.016347 | 26.4779 | 0 | 0
26.4944 | 1069.694 | 0.016457 | 26.4944 | 0 | 0
26.5109 | 1094.585 | 0.01684 | 26.5109 | 0 | 0
26.5274 | 1125.669 | 0.017318 | 26.5274 | 0 | 0
26.5439 | 1143.267 | 0.017589 | 26.5439 | 0 | 0
26.5604 | 1131.45 | 0.017407 | 26.5604 | 0 | 0
26.5769 | 1112.374 | 0.017113 | 26.5769 | 0 | 0
26.5934 | 1094.784 | 0.016843 | 26.5934 | 0 | 0
26.6099 | 1084.563 | 0.016686 | 26.6099 | 0 | 0
26.6264 | 1090.912 | 0.016783 | 26.6264 | 0 | 0
26.6429 | 1150.53 | 0.0177 | 26.6429 | 0 | 0
26.6594 | 1273.771 | 0.019596 | 26.6594 | 0 | 0
26.6759 | 1318.592 | 0.020286 | 26.6759 | 0 | 0
26.6924 | 1258.018 | 0.019354 | 26.6924 | 0 | 0
26.7089 | 1174.658 | 0.018072 | 26.7089 | 0 | 0
26.7253 | 1093.835 | 0.016828 | 26.7253 | 0 | 0
26.7418 | 1073.957 | 0.016522 | 26.7418 | 0 | 0
26.7583 | 1112.891 | 0.017121 | 26.7583 | 0 | 0
26.7748 | 1147.393 | 0.017652 | 26.7748 | 0 | 0
26.7913 | 1161.405 | 0.017868 | 26.7913 | 0 | 0
26.8078 | 1153.853 | 0.017752 | 26.8078 | 0 | 0
26.8243 | 1121.359 | 0.017252 | 26.8243 | 0 | 0
26.8408 | 1087.24 | 0.016727 | 26.8408 | 0 | 0
26.8573 | 1050.816 | 0.016166 | 26.8573 | 0 | 0
26.8738 | 1067.616 | 0.016425 | 26.8738 | 0 | 0
26.8903 | 1103.665 | 0.016979 | 26.8903 | 0 | 0
26.9068 | 1082.205 | 0.016649 | 26.9068 | 0 | 0
26.9233 | 1058.974 | 0.016292 | 26.9233 | 0 | 0
26.9398 | 1085.798 | 0.016705 | 26.9398 | 0 | 0
26.9563 | 1125.371 | 0.017313 | 26.9563 | 0 | 0
26.9728 | 1134.647 | 0.017456 | 26.9728 | 0 | 0
26.9893 | 1133.447 | 0.017438 | 26.9893 | 0 | 0
27.0058 | 1155.051 | 0.01777 | 27.0058 | 0 | 0
27.0223 | 1167.08 | 0.017955 | 27.0223 | 0 | 0
27.0388 | 1125.727 | 0.017319 | 27.0388 | 0 | 0
27.0553 | 1076.358 | 0.016559 | 27.0553 | 0 | 0
27.0718 | 1069.31 | 0.016451 | 27.0718 | 0 | 0
27.0883 | 1078.918 | 0.016599 | 27.0883 | 0 | 0
27.1048 | 1103.488 | 0.016977 | 27.1048 | 0 | 0
27.1213 | 1122.857 | 0.017275 | 27.1213 | 0 | 0
27.1378 | 1119.079 | 0.017217 | 27.1378 | 0 | 0
27.1543 | 1082.137 | 0.016648 | 27.1543 | 0 | 0
27.1708 | 998.7435 | 0.015365 | 27.1708 | 0 | 0
27.1873 | 0 | 0 | 27.1873 | 0 | 0
Degrees | (Cd) |  | Degrees | (Cd)
Degrees | (Cd) |  | Degrees | (Cd)
Degrees | (Cd) |  | Degrees | (Cd)
Degrees | (Cd)
Degrees | (Cd)

## ParNel Flood
S4WRD-C2 PAR | 2023-01-23
| Beam Angle | Field Angle
| 28.67 | 51.25
[5 empty] | Lens Efficiency | Power Consump (Watts) | Efficacy (lm/W)
LED Type | Accessory Lens | Candela | Field Lumens | Beam Lumens
Full ON | PARNel Flood | 23379 | 5463 | 2609 | 93.9% | 143 | 38.2028
3200K (Preset-1) | PARNel Flood | 19977 | 4665 | 2227 | 93.1% | 109 | 42.7982
5600K (Preset-2) | PARNel Flood | 22276 | 5210 | 2490 | 94.83% | 124 | 42.0161
RED (Direct) | PARNel Flood | 3201 | 768 | 376 | 93.43% | 50.1 | 15.3293
AMBER (Direct) | PARNel Flood | 7902 | 1818 | 849 | 93.37% | 50.2 | 36.2151
GREEN (Direct) | PARNel Flood | 11748 | 2765 | 1336 | 93.54% | 50.4 | 54.8611
BLUE (Direct) | PARNel Flood | 2355 | 560 | 263 | 94.12% | 50.2 | 11.1554
| For Field diameter at any distance, multiply distance by |  |  |  | 0.95931
| For Beam diameter at any distance, multiply distance by |  |  |  | 0.51109
Dist for 1.0 fc
| Throw Distance (ft) | 10 | 15 | 20 | 25 | 152.9019
| Throw Distance (m) | 3.048 | 4.572 | 6.096 | 7.62 | 46.6045
| Field Diameter (ft) | 9.5931 | 14.3897 | 19.1863 | 23.9828
| Field Diameter (m) | 2.924 | 4.386 | 5.848 | 7.31
| Illuminance (fc) | 233.79 | 103.9067 | 58.4475 | 37.4064
| Illuminance (lux) | 2516.4922 | 1118.441 | 629.123 | 402.6387
Test Distance | Iso-Illuminance Diagram grid lines
2.137 | 0.3 | 0.6 | 0.9 | 1.2
| 0.14038 | 0.28077 | 0.42115 | 0.56153
Measurement: Flood Full On (SCDM off) w/ diffuser "full peak" - Intensity |  |  | Measurement: Flood Full On (SCDM off) w/ diffuser "full peak" - Intensity
Degrees | (Cd) |  | Degrees | (Cd)
-38.5476 | 0 | 0 | -38.5476 | 0 | 0
-38.5242 | 0 | 0 | -38.5242 | 0 | 0
-38.5008 | 0 | 0 | -38.5008 | 0 | 0
-38.4774 | 0 | 0 | -38.4774 | 0 | 0
-38.454 | 0 | 0 | -38.454 | 0 | 0
-38.4306 | 0 | 0 | -38.4306 | 0 | 0
-38.4073 | 0 | 0 | -38.4073 | 0 | 0
-38.3839 | 0 | 0 | -38.3839 | 0 | 0
-38.3605 | 0 | 0 | -38.3605 | 0 | 0
-38.3371 | 0 | 0 | -38.3371 | 0 | 0
-38.3137 | 0 | 0 | -38.3137 | 0 | 0
-38.2903 | 0 | 0 | -38.2903 | 0 | 0
-38.2669 | 0 | 0 | -38.2669 | 0 | 0
-38.2435 | 0 | 0 | -38.2435 | 0 | 0
-38.2201 | 0 | 0 | -38.2201 | 0 | 0
-38.1968 | 0 | 0 | -38.1968 | 0 | 0
-38.1734 | 0 | 0 | -38.1734 | 0 | 0
-38.15 | 0 | 0 | -38.15 | 0 | 0
-38.1266 | 0 | 0 | -38.1266 | 0 | 0
-38.1032 | 0 | 0 | -38.1032 | 0 | 0
-38.0798 | 0 | 0 | -38.0798 | 0 | 0
-38.0564 | 0 | 0 | -38.0564 | 0 | 0
-38.033 | 0 | 0 | -38.033 | 0 | 0
-38.0096 | 0 | 0 | -38.0096 | 0 | 0
-37.9862 | 0 | 0 | -37.9862 | 0 | 0
-37.9628 | 0 | 0 | -37.9628 | 0 | 0
-37.9395 | 0 | 0 | -37.9395 | 0 | 0
-37.9161 | 0 | 0 | -37.9161 | 0 | 0
-37.8927 | 0 | 0 | -37.8927 | 0 | 0
-37.8693 | 0 | 0 | -37.8693 | 0 | 0
-37.8459 | 0 | 0 | -37.8459 | 0 | 0
-37.8225 | 0 | 0 | -37.8225 | 0 | 0
-37.7991 | 0 | 0 | -37.7991 | 0 | 0
-37.7757 | 0 | 0 | -37.7757 | 0 | 0
-37.7523 | 0 | 0 | -37.7523 | 0 | 0
-37.7289 | 0 | 0 | -37.7289 | 0 | 0
-37.7055 | 0 | 0 | -37.7055 | 0 | 0
-37.6822 | 0 | 0 | -37.6822 | 0 | 0
-37.6588 | 0 | 0 | -37.6588 | 0 | 0
-37.6354 | 0 | 0 | -37.6354 | 0 | 0
-37.612 | 0 | 0 | -37.612 | 0 | 0
-37.5886 | 0 | 0 | -37.5886 | 0 | 0
-37.5652 | 0 | 0 | -37.5652 | 0 | 0
-37.5418 | 0 | 0 | -37.5418 | 0 | 0
-37.5184 | 0 | 0 | -37.5184 | 0 | 0
-37.495 | 0 | 0 | -37.495 | 0 | 0
-37.4716 | 0 | 0 | -37.4716 | 0 | 0
-37.4483 | 0 | 0 | -37.4483 | 0 | 0
-37.4249 | 0 | 0 | -37.4249 | 0 | 0
-37.4015 | 0 | 0 | -37.4015 | 0 | 0
-37.3781 | 0 | 0 | -37.3781 | 0 | 0
-37.3547 | 0 | 0 | -37.3547 | 0 | 0
-37.3313 | 0 | 0 | -37.3313 | 0 | 0
-37.3079 | 0 | 0 | -37.3079 | 0 | 0
-37.2845 | 0 | 0 | -37.2845 | 0 | 0
-37.2611 | 0 | 0 | -37.2611 | 0 | 0
-37.2377 | 0 | 0 | -37.2377 | 0 | 0
-37.2143 | 0 | 0 | -37.2143 | 0 | 0
-37.191 | 0 | 0 | -37.191 | 0 | 0
-37.1676 | 0 | 0 | -37.1676 | 0 | 0
-37.1442 | 0 | 0 | -37.1442 | 0 | 0
-37.1208 | 0 | 0 | -37.1208 | 0 | 0
-37.0974 | 0 | 0 | -37.0974 | 0 | 0
-37.074 | 0 | 0 | -37.074 | 0 | 0
-37.0506 | 0 | 0 | -37.0506 | 0 | 0
-37.0272 | 0 | 0 | -37.0272 | 0 | 0
-37.0038 | 0 | 0 | -37.0038 | 0 | 0
-36.9804 | 0 | 0 | -36.9804 | 0 | 0
-36.9571 | 0 | 0 | -36.9571 | 0 | 0
-36.9337 | 0 | 0 | -36.9337 | 0 | 0
-36.9103 | 0 | 0 | -36.9103 | 0 | 0
-36.8869 | 0 | 0 | -36.8869 | 0 | 0
-36.8635 | 0 | 0 | -36.8635 | 0 | 0
-36.8401 | 0 | 0 | -36.8401 | 0 | 0
-36.8167 | 0 | 0 | -36.8167 | 0 | 0
-36.7933 | 0 | 0 | -36.7933 | 0 | 0
-36.7699 | 0 | 0 | -36.7699 | 0 | 0
-36.7465 | 0 | 0 | -36.7465 | 0 | 0
-36.7231 | 0 | 0 | -36.7231 | 0 | 0
-36.6998 | 0 | 0 | -36.6998 | 0 | 0
-36.6764 | 0 | 0 | -36.6764 | 0 | 0
-36.653 | 0 | 0 | -36.653 | 0 | 0
-36.6296 | 0 | 0 | -36.6296 | 0 | 0
-36.6062 | 0 | 0 | -36.6062 | 0 | 0
-36.5828 | 0 | 0 | -36.5828 | 0 | 0
-36.5594 | 0 | 0 | -36.5594 | 0 | 0
-36.536 | 0 | 0 | -36.536 | 0 | 0
-36.5126 | 0 | 0 | -36.5126 | 0 | 0
-36.4892 | 0 | 0 | -36.4892 | 0 | 0
-36.4659 | 0 | 0 | -36.4659 | 0 | 0
-36.4425 | 0 | 0 | -36.4425 | 0 | 0
-36.4191 | 0 | 0 | -36.4191 | 0 | 0
-36.3957 | 0 | 0 | -36.3957 | 0 | 0
-36.3723 | 0 | 0 | -36.3723 | 0 | 0
-36.3489 | 0 | 0 | -36.3489 | 0 | 0
-36.3255 | 0 | 0 | -36.3255 | 0 | 0
-36.3021 | 0 | 0 | -36.3021 | 0 | 0
-36.2787 | 0 | 0 | -36.2787 | 0 | 0
-36.2553 | 0 | 0 | -36.2553 | 0 | 0
-36.2319 | 0 | 0 | -36.2319 | 0 | 0
-36.2086 | 0 | 0 | -36.2086 | 0 | 0
-36.1852 | 0 | 0 | -36.1852 | 0 | 0
-36.1618 | 0 | 0 | -36.1618 | 0 | 0
-36.1384 | 0 | 0 | -36.1384 | 0 | 0
-36.115 | 0 | 0 | -36.115 | 0 | 0
-36.0916 | 0 | 0 | -36.0916 | 0 | 0
-36.0682 | 0 | 0 | -36.0682 | 0 | 0
-36.0448 | 0 | 0 | -36.0448 | 0 | 0
-36.0214 | 0 | 0 | -36.0214 | 0 | 0
-35.998 | 0 | 0 | -35.998 | 0 | 0
-35.9746 | 0 | 0 | -35.9746 | 0 | 0
-35.9513 | 0 | 0 | -35.9513 | 0 | 0
-35.9279 | 0 | 0 | -35.9279 | 0 | 0
-35.9045 | 0 | 0 | -35.9045 | 0 | 0
-35.8811 | 0 | 0 | -35.8811 | 0 | 0
-35.8577 | 0 | 0 | -35.8577 | 0 | 0
-35.8343 | 0 | 0 | -35.8343 | 0 | 0
-35.8109 | 0 | 0 | -35.8109 | 0 | 0
-35.7875 | 0 | 0 | -35.7875 | 0 | 0
-35.7641 | 0 | 0 | -35.7641 | 0 | 0
-35.7407 | 0 | 0 | -35.7407 | 0 | 0
-35.7174 | 0 | 0 | -35.7174 | 0 | 0
-35.694 | 0 | 0 | -35.694 | 0 | 0
-35.6706 | 0 | 0 | -35.6706 | 0 | 0
-35.6472 | 0 | 0 | -35.6472 | 0 | 0
-35.6238 | 0 | 0 | -35.6238 | 0 | 0
-35.6004 | 0 | 0 | -35.6004 | 0 | 0
-35.577 | 0 | 0 | -35.577 | 0 | 0
-35.5536 | 0 | 0 | -35.5536 | 0 | 0
-35.5302 | 0 | 0 | -35.5302 | 0 | 0
-35.5068 | 0 | 0 | -35.5068 | 0 | 0
-35.4834 | 0 | 0 | -35.4834 | 0 | 0
-35.4601 | 0 | 0 | -35.4601 | 0 | 0
-35.4367 | 0 | 0 | -35.4367 | 0 | 0
-35.4133 | 0 | 0 | -35.4133 | 0 | 0
-35.3899 | 0 | 0 | -35.3899 | 0 | 0
-35.3665 | 0 | 0 | -35.3665 | 0 | 0
-35.3431 | 0 | 0 | -35.3431 | 0 | 0
-35.3197 | 0 | 0 | -35.3197 | 0 | 0
-35.2963 | 0 | 0 | -35.2963 | 0 | 0
-35.2729 | 0 | 0 | -35.2729 | 0 | 0
-35.2495 | 0 | 0 | -35.2495 | 0 | 0
-35.2261 | 0 | 0 | -35.2261 | 0 | 0
-35.2028 | 0 | 0 | -35.2028 | 0 | 0
-35.1794 | 0 | 0 | -35.1794 | 0 | 0
-35.156 | 0 | 0 | -35.156 | 0 | 0
-35.1326 | 0 | 0 | -35.1326 | 0 | 0
-35.1092 | 0 | 0 | -35.1092 | 0 | 0
-35.0858 | 0 | 0 | -35.0858 | 0 | 0
-35.0624 | 0 | 0 | -35.0624 | 0 | 0
-35.039 | 0 | 0 | -35.039 | 0 | 0
-35.0156 | 0 | 0 | -35.0156 | 0 | 0
-34.9922 | 0 | 0 | -34.9922 | 0 | 0
-34.9689 | 0 | 0 | -34.9689 | 0 | 0
-34.9455 | 0 | 0 | -34.9455 | 0 | 0
-34.9221 | 0 | 0 | -34.9221 | 0 | 0
-34.8987 | 0 | 0 | -34.8987 | 0 | 0
-34.8753 | 0 | 0 | -34.8753 | 0 | 0
-34.8519 | 0 | 0 | -34.8519 | 0 | 0
-34.8285 | 0 | 0 | -34.8285 | 0 | 0
-34.8051 | 0 | 0 | -34.8051 | 0 | 0
-34.7817 | 0 | 0 | -34.7817 | 0 | 0
-34.7583 | 33.7676 | 0.0014682 | -34.7583 | 0 | 0
-34.7349 | 505.9418 | 0.021997 | -34.7349 | 0 | 0
-34.7116 | 551.9303 | 0.023997 | -34.7116 | 0 | 0
-34.6882 | 534.8149 | 0.023253 | -34.6882 | 0 | 0
-34.6648 | 485.7464 | 0.021119 | -34.6648 | 0 | 0
-34.6414 | 482.4571 | 0.020976 | -34.6414 | 0 | 0
-34.618 | 523.1006 | 0.022744 | -34.618 | 0 | 0
-34.5946 | 529.7708 | 0.023034 | -34.5946 | 0 | 0
-34.5712 | 541.7343 | 0.023554 | -34.5712 | 0 | 0
-34.5478 | 520.1623 | 0.022616 | -34.5478 | 0 | 0
-34.5244 | 547.7699 | 0.023816 | -34.5244 | 0 | 0
-34.501 | 559.915 | 0.024344 | -34.501 | 0 | 0
-34.4776 | 536.5793 | 0.02333 | -34.4776 | 0 | 0
-34.4543 | 533.0943 | 0.023178 | -34.4543 | 0 | 0
-34.4309 | 552.5473 | 0.024024 | -34.4309 | 0 | 0
-34.4075 | 564.8054 | 0.024557 | -34.4075 | 0 | 0
-34.3841 | 531.212 | 0.023096 | -34.3841 | 0 | 0
-34.3607 | 561.0277 | 0.024393 | -34.3607 | 0 | 0
-34.3373 | 536.312 | 0.023318 | -34.3373 | 0 | 0
-34.3139 | 542.6542 | 0.023594 | -34.3139 | 0 | 0
-34.2905 | 554.678 | 0.024116 | -34.2905 | 0 | 0
-34.2671 | 525.9957 | 0.022869 | -34.2671 | 0 | 0
-34.2437 | 532.9503 | 0.023172 | -34.2437 | 0 | 0
-34.2204 | 528.4382 | 0.022976 | -34.2204 | 0 | 0
-34.197 | 529.8436 | 0.023037 | -34.197 | 0 | 0
-34.1736 | 561.6898 | 0.024421 | -34.1736 | 0 | 0
-34.1502 | 581.4668 | 0.025281 | -34.1502 | 0 | 0
-34.1268 | 560.733 | 0.02438 | -34.1268 | 0 | 0
-34.1034 | 565.6238 | 0.024592 | -34.1034 | 0 | 0
-34.08 | 609.7738 | 0.026512 | -34.08 | 0 | 0
-34.0566 | 594.7931 | 0.025861 | -34.0566 | 0 | 0
-34.0332 | 584.1359 | 0.025397 | -34.0332 | 0 | 0
-34.0098 | 585.9159 | 0.025475 | -34.0098 | 0 | 0
-33.9864 | 583.026 | 0.025349 | -33.9864 | 0 | 0
-33.9631 | 561.9568 | 0.024433 | -33.9631 | 0 | 0
-33.9397 | 601.3346 | 0.026145 | -33.9397 | 0 | 0
-33.9163 | 590.2344 | 0.025662 | -33.9163 | 0 | 0
-33.8929 | 585.6511 | 0.025463 | -33.8929 | 0 | 0
-33.8695 | 581.3445 | 0.025276 | -33.8695 | 0 | 0
-33.8461 | 562.9653 | 0.024477 | -33.8461 | 0 | 0
-33.8227 | 585.3037 | 0.025448 | -33.8227 | 0 | 0
-33.7993 | 613.9858 | 0.026695 | -33.7993 | 0 | 0
-33.7759 | 631.3797 | 0.027451 | -33.7759 | 0 | 0
-33.7525 | 615.9842 | 0.026782 | -33.7525 | 0 | 0
-33.7291 | 590.1821 | 0.02566 | -33.7291 | 0 | 0
-33.7058 | 598.0297 | 0.026001 | -33.7058 | 0 | 0
-33.6824 | 607.832 | 0.026427 | -33.6824 | 0 | 0
-33.659 | 592.0428 | 0.025741 | -33.659 | 0 | 0
-33.6356 | 625.7158 | 0.027205 | -33.6356 | 0 | 0
-33.6122 | 605.0324 | 0.026306 | -33.6122 | 0 | 0
-33.5888 | 627.4575 | 0.027281 | -33.5888 | 0 | 0
-33.5654 | 629.4438 | 0.027367 | -33.5654 | 0 | 0
-33.542 | 623.3021 | 0.0271 | -33.542 | 0 | 0
-33.5186 | 618.7379 | 0.026902 | -33.5186 | 0 | 0
-33.4952 | 608.7286 | 0.026466 | -33.4952 | 0 | 0
-33.4719 | 584.6609 | 0.02542 | -33.4719 | 0 | 0
-33.4485 | 614.4023 | 0.026713 | -33.4485 | 0 | 0
-33.4251 | 627.5829 | 0.027286 | -33.4251 | 0 | 0
-33.4017 | 647.0103 | 0.028131 | -33.4017 | 0 | 0
-33.3783 | 645.7017 | 0.028074 | -33.3783 | 0 | 0
-33.3549 | 660.2194 | 0.028705 | -33.3549 | 0 | 0
-33.3315 | 651.2204 | 0.028314 | -33.3315 | 0 | 0
-33.3081 | 670.3279 | 0.029145 | -33.3081 | 0 | 0
-33.2847 | 629.996 | 0.027391 | -33.2847 | 0 | 0
-33.2613 | 636.4445 | 0.027671 | -33.2613 | 0 | 0
-33.2379 | 656.0547 | 0.028524 | -33.2379 | 0 | 0
-33.2146 | 634.9653 | 0.027607 | -33.2146 | 0 | 0
-33.1912 | 606.8757 | 0.026386 | -33.1912 | 0 | 0
-33.1678 | 635.6786 | 0.027638 | -33.1678 | 0 | 0
-33.1444 | 656.2283 | 0.028532 | -33.1444 | 0 | 0
-33.121 | 646.7164 | 0.028118 | -33.121 | 0 | 0
-33.0976 | 712.1552 | 0.030963 | -33.0976 | 0 | 0
-33.0742 | 702.7225 | 0.030553 | -33.0742 | 0 | 0
-33.0508 | 679.5184 | 0.029544 | -33.0508 | 0 | 0
-33.0274 | 695.4354 | 0.030236 | -33.0274 | 0 | 0
-33.004 | 698.3975 | 0.030365 | -33.004 | 0 | 0
-32.9807 | 700.6552 | 0.030463 | -32.9807 | 0 | 0
-32.9573 | 678.9958 | 0.029522 | -32.9573 | 0 | 0
-32.9339 | 629.8481 | 0.027385 | -32.9339 | 0 | 0
-32.9105 | 688.3552 | 0.029928 | -32.9105 | 0 | 0
-32.8871 | 707.0931 | 0.030743 | -32.8871 | 0 | 0
-32.8637 | 690.4326 | 0.030019 | -32.8637 | 0 | 0
-32.8403 | 706.036 | 0.030697 | -32.8403 | 0 | 0
-32.8169 | 720.3157 | 0.031318 | -32.8169 | 0 | 0
-32.7935 | 718.121 | 0.031223 | -32.7935 | 0 | 0
-32.7701 | 685.6696 | 0.029812 | -32.7701 | 0 | 0
-32.7467 | 667.7063 | 0.029031 | -32.7467 | 0 | 0
-32.7234 | 655.5215 | 0.028501 | -32.7234 | 0 | 0
-32.7 | 693.3512 | 0.030146 | -32.7 | 0 | 0
-32.6766 | 669.4321 | 0.029106 | -32.6766 | 0 | 0
-32.6532 | 683.7768 | 0.029729 | -32.6532 | 0 | 0
-32.6298 | 691.4543 | 0.030063 | -32.6298 | 0 | 0
-32.6064 | 706.3771 | 0.030712 | -32.6064 | 0 | 0
-32.583 | 724.4863 | 0.031499 | -32.583 | 0 | 0
-32.5596 | 703.5553 | 0.030589 | -32.5596 | 0 | 0
-32.5362 | 669.2969 | 0.0291 | -32.5362 | 0 | 0
-32.5128 | 665.4152 | 0.028931 | -32.5128 | 0 | 0
-32.4895 | 715.0684 | 0.03109 | -32.4895 | 0 | 0
-32.4661 | 741.0913 | 0.032221 | -32.4661 | 0 | 0
-32.4427 | 728.7881 | 0.031686 | -32.4427 | 0 | 0
-32.4193 | 719.7821 | 0.031295 | -32.4193 | 0 | 0
-32.3959 | 745.9322 | 0.032432 | -32.3959 | 0 | 0
-32.3725 | 728.9579 | 0.031694 | -32.3725 | 0 | 0
-32.3491 | 732.9601 | 0.031868 | -32.3491 | 0 | 0
-32.3257 | 765.1056 | 0.033265 | -32.3257 | 0 | 0
-32.3023 | 765.238 | 0.033271 | -32.3023 | 0 | 0
-32.2789 | 780.1085 | 0.033918 | -32.2789 | 0 | 0
-32.2555 | 751.7572 | 0.032685 | -32.2555 | 0 | 0
-32.2322 | 721.9545 | 0.031389 | -32.2322 | 0 | 0
-32.2088 | 747.0749 | 0.032482 | -32.2088 | 0 | 0
-32.1854 | 770.5428 | 0.033502 | -32.1854 | 0 | 0
-32.162 | 790.1808 | 0.034356 | -32.162 | 0 | 0
-32.1386 | 788.2223 | 0.034271 | -32.1386 | 0 | 0
-32.1152 | 794.4695 | 0.034542 | -32.1152 | 0 | 0
-32.0918 | 749.4801 | 0.032586 | -32.0918 | 0 | 0
-32.0684 | 721.0049 | 0.031348 | -32.0684 | 0 | 0
-32.045 | 757.5015 | 0.032935 | -32.045 | 0 | 0
-32.0216 | 811.1553 | 0.035268 | -32.0216 | 0 | 0
-31.9982 | 856.7838 | 0.037251 | -31.9982 | 0 | 0
-31.9749 | 797.3112 | 0.034666 | -31.9749 | 0 | 0
-31.9515 | 744.3306 | 0.032362 | -31.9515 | 0 | 0
-31.9281 | 763.0908 | 0.033178 | -31.9281 | 0 | 0
-31.9047 | 790.8707 | 0.034386 | -31.9047 | 0 | 0
-31.8813 | 808.8297 | 0.035167 | -31.8813 | 0 | 0
-31.8579 | 832.5743 | 0.036199 | -31.8579 | 0 | 0
-31.8345 | 804.7556 | 0.034989 | -31.8345 | 0 | 0
-31.8111 | 804.3808 | 0.034973 | -31.8111 | 0 | 0
-31.7877 | 836.5125 | 0.03637 | -31.7877 | 0 | 0
-31.7644 | 830.3979 | 0.036104 | -31.7644 | 0 | 0
-31.741 | 843.4999 | 0.036674 | -31.741 | 0 | 0
-31.7176 | 856.5712 | 0.037242 | -31.7176 | 0 | 0
-31.6942 | 830.4263 | 0.036105 | -31.6942 | 0 | 0
-31.6708 | 821.1345 | 0.035701 | -31.6708 | 0 | 0
-31.6474 | 864.6548 | 0.037594 | -31.6474 | 0 | 0
-31.624 | 829.4018 | 0.036061 | -31.624 | 0 | 0
-31.6006 | 796.8134 | 0.034644 | -31.6006 | 0 | 0
-31.5772 | 809.0982 | 0.035178 | -31.5772 | 0 | 0
-31.5538 | 858.0853 | 0.037308 | -31.5538 | 0 | 0
-31.5304 | 891.1729 | 0.038747 | -31.5304 | 0 | 0
-31.507 | 889.757 | 0.038685 | -31.507 | 0 | 0
-31.4837 | 905.4736 | 0.039368 | -31.4837 | 0 | 0
-31.4603 | 891.8845 | 0.038778 | -31.4603 | 0 | 0
-31.4369 | 878.328 | 0.038188 | -31.4369 | 0 | 0
-31.4135 | 855.4186 | 0.037192 | -31.4135 | 0 | 0
-31.3901 | 857.1779 | 0.037269 | -31.3901 | 0 | 0
-31.3667 | 877.1395 | 0.038136 | -31.3667 | 0 | 0
-31.3433 | 859.8037 | 0.037383 | -31.3433 | 0 | 0
-31.3199 | 849.2271 | 0.036923 | -31.3199 | 0 | 0
-31.2965 | 875.5032 | 0.038065 | -31.2965 | 0 | 0
-31.2732 | 847.7307 | 0.036858 | -31.2732 | 0 | 0
-31.2498 | 844.2956 | 0.036709 | -31.2498 | 0 | 0
-31.2264 | 924.1176 | 0.040179 | -31.2264 | 0 | 0
-31.203 | 920.5516 | 0.040024 | -31.203 | 0 | 0
-31.1796 | 920.9313 | 0.04004 | -31.1796 | 0 | 0
-31.1562 | 931.1917 | 0.040487 | -31.1562 | 0 | 0
-31.1328 | 882.0598 | 0.03835 | -31.1328 | 0 | 0
-31.1094 | 877.004 | 0.038131 | -31.1094 | 0 | 0
-31.086 | 940.6237 | 0.040897 | -31.086 | 0 | 0
-31.0626 | 924.674 | 0.040203 | -31.0626 | 0 | 0
-31.0392 | 883.8224 | 0.038427 | -31.0392 | 0 | 0
-31.0159 | 885.957 | 0.03852 | -31.0159 | 0 | 0
-30.9925 | 929.9766 | 0.040434 | -30.9925 | 0 | 0
-30.9691 | 934.0662 | 0.040612 | -30.9691 | 0 | 0
-30.9457 | 898.3457 | 0.039059 | -30.9457 | 0 | 0
-30.9223 | 919.2806 | 0.039969 | -30.9223 | 0 | 0
-30.8989 | 950.8923 | 0.041343 | -30.8989 | 0 | 0
-30.8755 | 953.9218 | 0.041475 | -30.8755 | 0 | 0
-30.8521 | 959.4185 | 0.041714 | -30.8521 | 0 | 0
-30.8287 | 973.5419 | 0.042328 | -30.8287 | 976.8677 | 0.042473
-30.8053 | 937.7277 | 0.040771 | -30.8053 | 972.4254 | 0.042279
-30.7819 | 947.5598 | 0.041198 | -30.7819 | 979.1373 | 0.042571
-30.7585 | 948.673 | 0.041247 | -30.7585 | 965.9263 | 0.041997
-30.7352 | 948.4703 | 0.041238 | -30.7352 | 983.9303 | 0.04278
-30.7118 | 996.109 | 0.043309 | -30.7118 | 949.5984 | 0.041287
-30.6884 | 960.6946 | 0.041769 | -30.6884 | 993.079 | 0.043177
-30.665 | 987.3636 | 0.042929 | -30.665 | 1010.937 | 0.043954
-30.6416 | 1037.182 | 0.045095 | -30.6416 | 984.0222 | 0.042784
-30.6182 | 1023.552 | 0.044502 | -30.6182 | 991.2974 | 0.0431
-30.5948 | 967.299 | 0.042056 | -30.5948 | 1024.821 | 0.044557
-30.5714 | 1001.108 | 0.043526 | -30.5714 | 1048.254 | 0.045576
-30.548 | 1021.898 | 0.04443 | -30.548 | 1004.887 | 0.043691
-30.5247 | 1010.767 | 0.043946 | -30.5247 | 996.3714 | 0.04332
-30.5013 | 1019.8 | 0.044339 | -30.5013 | 1009.836 | 0.043906
-30.4779 | 1012.865 | 0.044038 | -30.4779 | 1002.101 | 0.04357
-30.4545 | 1034.299 | 0.04497 | -30.4545 | 975.013 | 0.042392
-30.4311 | 1051.895 | 0.045735 | -30.4311 | 994.722 | 0.043249
-30.4077 | 1005.221 | 0.043705 | -30.4077 | 1019.686 | 0.044334
-30.3843 | 1032.094 | 0.044874 | -30.3843 | 1034.627 | 0.044984
-30.3609 | 1046.068 | 0.045481 | -30.3609 | 1040.663 | 0.045246
-30.3375 | 1031.61 | 0.044853 | -30.3375 | 1022.952 | 0.044476
-30.3141 | 1017.273 | 0.044229 | -30.3141 | 1036.944 | 0.045085
-30.2907 | 1029.895 | 0.044778 | -30.2907 | 1055.325 | 0.045884
-30.2674 | 1090.738 | 0.047423 | -30.2674 | 1040.569 | 0.045242
-30.244 | 1062.899 | 0.046213 | -30.244 | 1021.516 | 0.044414
-30.2206 | 1075.375 | 0.046755 | -30.2206 | 1078.525 | 0.046892
-30.1972 | 1065.33 | 0.046319 | -30.1972 | 1102.938 | 0.047954
-30.1738 | 1062.802 | 0.046209 | -30.1738 | 1068.885 | 0.046473
-30.1504 | 1074.598 | 0.046722 | -30.1504 | 1097.408 | 0.047713
-30.127 | 1073.538 | 0.046676 | -30.127 | 1141.777 | 0.049642
-30.1036 | 1066.696 | 0.046378 | -30.1036 | 1116.828 | 0.048558
-30.0802 | 1093.222 | 0.047531 | -30.0802 | 1113.088 | 0.048395
-30.0568 | 1075.638 | 0.046767 | -30.0568 | 1121.957 | 0.048781
-30.0334 | 1091.084 | 0.047438 | -30.0334 | 1134.697 | 0.049335
-30.0101 | 1114.168 | 0.048442 | -30.0101 | 1142.348 | 0.049667
-29.9867 | 1141.07 | 0.049612 | -29.9867 | 1083.63 | 0.047114
-29.9633 | 1133.079 | 0.049264 | -29.9633 | 1077.297 | 0.046839
-29.9399 | 1069.182 | 0.046486 | -29.9399 | 1120.804 | 0.048731
-29.9165 | 1096.649 | 0.04768 | -29.9165 | 1109.503 | 0.048239
-29.8931 | 1101.12 | 0.047875 | -29.8931 | 1169.207 | 0.050835
-29.8697 | 1171.492 | 0.050934 | -29.8697 | 1147.688 | 0.049899
-29.8463 | 1177.476 | 0.051195 | -29.8463 | 1108.754 | 0.048207
-29.8229 | 1137.695 | 0.049465 | -29.8229 | 1129.153 | 0.049094
-29.7995 | 1141.748 | 0.049641 | -29.7995 | 1140.081 | 0.049569
-29.7762 | 1131.45 | 0.049193 | -29.7762 | 1131.443 | 0.049193
-29.7528 | 1125.324 | 0.048927 | -29.7528 | 1091.003 | 0.047435
-29.7294 | 1123.739 | 0.048858 | -29.7294 | 1087.046 | 0.047263
-29.706 | 1137.39 | 0.049452 | -29.706 | 1149.309 | 0.04997
-29.6826 | 1168.058 | 0.050785 | -29.6826 | 1166.86 | 0.050733
-29.6592 | 1210.695 | 0.052639 | -29.6592 | 1141.82 | 0.049644
-29.6358 | 1222.324 | 0.053145 | -29.6358 | 1186.782 | 0.051599
-29.6124 | 1198.228 | 0.052097 | -29.6124 | 1199.673 | 0.05216
-29.589 | 1183.757 | 0.051468 | -29.589 | 1188.866 | 0.05169
-29.5656 | 1181.783 | 0.051382 | -29.5656 | 1167.831 | 0.050775
-29.5422 | 1266.809 | 0.055079 | -29.5422 | 1160.732 | 0.050467
-29.5189 | 1195.264 | 0.051968 | -29.5189 | 1136.481 | 0.049412
-29.4955 | 1149.228 | 0.049966 | -29.4955 | 1170.682 | 0.050899
-29.4721 | 1150.502 | 0.050022 | -29.4721 | 1194.437 | 0.051932
-29.4487 | 1168.028 | 0.050784 | -29.4487 | 1154.443 | 0.050193
-29.4253 | 1165.574 | 0.050677 | -29.4253 | 1171.763 | 0.050946
-29.4019 | 1156.314 | 0.050275 | -29.4019 | 1206.993 | 0.052478
-29.3785 | 1206.911 | 0.052474 | -29.3785 | 1193.926 | 0.05191
-29.3551 | 1263.07 | 0.054916 | -29.3551 | 1168.326 | 0.050797
-29.3317 | 1258.394 | 0.054713 | -29.3317 | 1197.394 | 0.052061
-29.3083 | 1225.454 | 0.053281 | -29.3083 | 1224.984 | 0.05326
-29.2849 | 1249.816 | 0.05434 | -29.2849 | 1223.755 | 0.053207
-29.2616 | 1288.884 | 0.056038 | -29.2616 | 1256.75 | 0.054641
-29.2382 | 1297.168 | 0.056399 | -29.2382 | 1258.136 | 0.054702
-29.2148 | 1273.506 | 0.05537 | -29.2148 | 1236.45 | 0.053759
-29.1914 | 1259.568 | 0.054764 | -29.1914 | 1207.132 | 0.052484
-29.168 | 1266.517 | 0.055066 | -29.168 | 1217.775 | 0.052947
-29.1446 | 1267.808 | 0.055122 | -29.1446 | 1247.014 | 0.054218
-29.1212 | 1265.312 | 0.055014 | -29.1212 | 1281.339 | 0.05571
-29.0978 | 1354.372 | 0.058886 | -29.0978 | 1260.348 | 0.054798
-29.0744 | 1283.858 | 0.05582 | -29.0744 | 1264.347 | 0.054972
-29.0511 | 1315.72 | 0.057205 | -29.0511 | 1243.759 | 0.054076
-29.0277 | 1265.599 | 0.055026 | -29.0277 | 1321.93 | 0.057475
-29.0043 | 1278.545 | 0.055589 | -29.0043 | 1319.891 | 0.057387
-28.9809 | 1297.541 | 0.056415 | -28.9809 | 1270.302 | 0.055231
-28.9575 | 1309.231 | 0.056923 | -28.9575 | 1308.406 | 0.056887
-28.9341 | 1322.843 | 0.057515 | -28.9341 | 1345.793 | 0.058513
-28.9107 | 1324.319 | 0.057579 | -28.9107 | 1324.391 | 0.057582
-28.8873 | 1331.508 | 0.057892 | -28.8873 | 1359.929 | 0.059127
-28.8639 | 1336.172 | 0.058094 | -28.8639 | 1372.773 | 0.059686
-28.8405 | 1312.495 | 0.057065 | -28.8405 | 1347.078 | 0.058569
-28.8171 | 1339.748 | 0.05825 | -28.8171 | 1359.464 | 0.059107
-28.7937 | 1354.08 | 0.058873 | -28.7937 | 1318.182 | 0.057312
-28.7704 | 1337.411 | 0.058148 | -28.7704 | 1323.244 | 0.057532
-28.747 | 1328.413 | 0.057757 | -28.747 | 1312.462 | 0.057064
-28.7236 | 1317.171 | 0.057268 | -28.7236 | 1309.833 | 0.056949
-28.7002 | 1307.481 | 0.056847 | -28.7002 | 1320.062 | 0.057394
-28.6768 | 1332.48 | 0.057934 | -28.6768 | 1308.534 | 0.056893
-28.6534 | 1406.863 | 0.061168 | -28.6534 | 1328.989 | 0.057782
-28.63 | 1428.136 | 0.062093 | -28.63 | 1324.152 | 0.057572
-28.6066 | 1399.832 | 0.060862 | -28.6066 | 1317.478 | 0.057282
-28.5832 | 1361.73 | 0.059206 | -28.5832 | 1372.606 | 0.059679
-28.5598 | 1404.014 | 0.061044 | -28.5598 | 1383.283 | 0.060143
-28.5364 | 1394.639 | 0.060636 | -28.5364 | 1390.333 | 0.060449
-28.5131 | 1391.473 | 0.060499 | -28.5131 | 1373.861 | 0.059733
-28.4897 | 1363.093 | 0.059265 | -28.4897 | 1348.353 | 0.058624
-28.4663 | 1376.269 | 0.059838 | -28.4663 | 1371.744 | 0.059641
-28.4429 | 1427.935 | 0.062084 | -28.4429 | 1401.054 | 0.060915
-28.4195 | 1442.245 | 0.062706 | -28.4195 | 1417.565 | 0.061633
-28.3961 | 1444.491 | 0.062804 | -28.3961 | 1459.544 | 0.063458
-28.3727 | 1462.997 | 0.063609 | -28.3727 | 1452.021 | 0.063131
-28.3493 | 1434.667 | 0.062377 | -28.3493 | 1416.138 | 0.061571
-28.3259 | 1427.08 | 0.062047 | -28.3259 | 1417.96 | 0.06165
-28.3026 | 1461.294 | 0.063535 | -28.3026 | 1443.286 | 0.062752
-28.2792 | 1464.104 | 0.063657 | -28.2792 | 1448.875 | 0.062995
-28.2558 | 1464.502 | 0.063674 | -28.2558 | 1429.31 | 0.062144
-28.2324 | 1470.056 | 0.063915 | -28.2324 | 1417.819 | 0.061644
-28.209 | 1468.72 | 0.063857 | -28.209 | 1469.96 | 0.063911
-28.1856 | 1489.535 | 0.064762 | -28.1856 | 1510.052 | 0.065654
-28.1622 | 1500.185 | 0.065225 | -28.1622 | 1522.43 | 0.066193
-28.1388 | 1551.355 | 0.06745 | -28.1388 | 1454.454 | 0.063237
-28.1154 | 1522.339 | 0.066189 | -28.1154 | 1544.481 | 0.067151
-28.092 | 1504 | 0.065391 | -28.092 | 1516.304 | 0.065926
-28.0686 | 1533.855 | 0.066689 | -28.0686 | 1550.151 | 0.067398
-28.0452 | 1509.305 | 0.065622 | -28.0452 | 1503.186 | 0.065356
-28.0219 | 1509.342 | 0.065624 | -28.0219 | 1436.947 | 0.062476
-27.9985 | 1502.086 | 0.065308 | -27.9985 | 1461.061 | 0.063524
-27.9751 | 1537.102 | 0.066831 | -27.9751 | 1510.396 | 0.065669
-27.9517 | 1549.67 | 0.067377 | -27.9517 | 1506.247 | 0.065489
-27.9283 | 1563.931 | 0.067997 | -27.9283 | 1505.859 | 0.065472
-27.9049 | 1588.618 | 0.06907 | -27.9049 | 1496.506 | 0.065065
-27.8815 | 1580.155 | 0.068702 | -27.8815 | 1499.655 | 0.065202
-27.8581 | 1568.134 | 0.06818 | -27.8581 | 1552.964 | 0.06752
-27.8347 | 1600.88 | 0.069603 | -27.8347 | 1563.837 | 0.067993
-27.8114 | 1594.044 | 0.069306 | -27.8114 | 1556.194 | 0.067661
-27.788 | 1570.899 | 0.0683 | -27.788 | 1592.469 | 0.069238
-27.7646 | 1601.95 | 0.06965 | -27.7646 | 1584.979 | 0.068912
-27.7412 | 1571.035 | 0.068306 | -27.7412 | 1609.569 | 0.069981
-27.7178 | 1553.706 | 0.067552 | -27.7178 | 1623.649 | 0.070593
-27.6944 | 1602.163 | 0.069659 | -27.6944 | 1638.35 | 0.071233
-27.671 | 1663.35 | 0.07232 | -27.671 | 1622.353 | 0.070537
-27.6476 | 1664.012 | 0.072348 | -27.6476 | 1608.242 | 0.069924
-27.6242 | 1705.876 | 0.074169 | -27.6242 | 1625.033 | 0.070654
-27.6008 | 1637.941 | 0.071215 | -27.6008 | 1645.316 | 0.071535
-27.5774 | 1582.762 | 0.068816 | -27.5774 | 1614.736 | 0.070206
-27.5541 | 1554.548 | 0.067589 | -27.5541 | 1617.865 | 0.070342
-27.5307 | 1612.048 | 0.070089 | -27.5307 | 1684.078 | 0.073221
-27.5073 | 1675.196 | 0.072835 | -27.5073 | 1682.721 | 0.073162
-27.4839 | 1710.135 | 0.074354 | -27.4839 | 1646.67 | 0.071594
-27.4605 | 1683.272 | 0.073186 | -27.4605 | 1640.276 | 0.071316
-27.4371 | 1713.58 | 0.074503 | -27.4371 | 1655.415 | 0.071975
-27.4137 | 1676.076 | 0.072873 | -27.4137 | 1665.757 | 0.072424
-27.3903 | 1684.14 | 0.073223 | -27.3903 | 1681.941 | 0.073128
-27.3669 | 1731.173 | 0.075268 | -27.3669 | 1673.961 | 0.072781
-27.3435 | 1742.51 | 0.075761 | -27.3435 | 1681.905 | 0.073126
-27.3202 | 1713.102 | 0.074483 | -27.3202 | 1733.002 | 0.075348
-27.2967 | 1707.29 | 0.07423 | -27.2967 | 1728.555 | 0.075155
-27.2734 | 1705.079 | 0.074134 | -27.2734 | 1703.411 | 0.074061
-27.25 | 1713.995 | 0.074522 | -27.25 | 1737.205 | 0.075531
-27.2266 | 1732.272 | 0.075316 | -27.2266 | 1720.953 | 0.074824
-27.2032 | 1722.401 | 0.074887 | -27.2032 | 1755.197 | 0.076313
-27.1798 | 1759.401 | 0.076496 | -27.1798 | 1737.879 | 0.07556
-27.1564 | 1779.281 | 0.07736 | -27.1564 | 1778.381 | 0.077321
-27.133 | 1779.946 | 0.077389 | -27.133 | 1784.087 | 0.077569
-27.1096 | 1779.749 | 0.07738 | -27.1096 | 1722.558 | 0.074894
-27.0862 | 1807.351 | 0.07858 | -27.0862 | 1753.81 | 0.076253
-27.0629 | 1788.565 | 0.077764 | -27.0629 | 1766.113 | 0.076788
-27.0395 | 1731.549 | 0.075285 | -27.0395 | 1755.532 | 0.076327
-27.0161 | 1822.419 | 0.079236 | -27.0161 | 1735.407 | 0.075452
-26.9927 | 1843.559 | 0.080155 | -26.9927 | 1749.575 | 0.076068
-26.9693 | 1820.961 | 0.079172 | -26.9693 | 1811.701 | 0.07877
-26.9459 | 1850.402 | 0.080452 | -26.9459 | 1856.81 | 0.080731
-26.9225 | 1856.955 | 0.080737 | -26.9225 | 1824.456 | 0.079324
-26.8991 | 1845.667 | 0.080246 | -26.8991 | 1785.946 | 0.07765
-26.8757 | 1830.672 | 0.079594 | -26.8757 | 1780.759 | 0.077424
-26.8523 | 1822.779 | 0.079251 | -26.8523 | 1807.856 | 0.078602
-26.8289 | 1834.439 | 0.079758 | -26.8289 | 1820.496 | 0.079152
-26.8056 | 1855.568 | 0.080677 | -26.8056 | 1824.93 | 0.079345
-26.7822 | 1841.626 | 0.080071 | -26.7822 | 1853.641 | 0.080593
-26.7588 | 1851.241 | 0.080489 | -26.7588 | 1858.891 | 0.080821
-26.7354 | 1864.004 | 0.081044 | -26.7354 | 1872.945 | 0.081432
-26.712 | 1873.165 | 0.081442 | -26.712 | 1887.82 | 0.082079
-26.6886 | 1889.536 | 0.082154 | -26.6886 | 1933.412 | 0.084061
-26.6652 | 1863.512 | 0.081022 | -26.6652 | 1940.952 | 0.084389
-26.6418 | 1939.358 | 0.08432 | -26.6418 | 1883.578 | 0.081895
-26.6184 | 1956.622 | 0.085071 | -26.6184 | 1865.407 | 0.081105
-26.595 | 1936.173 | 0.084181 | -26.595 | 1912.107 | 0.083135
-26.5717 | 1985.687 | 0.086334 | -26.5717 | 1920.065 | 0.083481
-26.5483 | 1987.931 | 0.086432 | -26.5483 | 1878.813 | 0.081688
-26.5249 | 1991.101 | 0.08657 | -26.5249 | 1868.679 | 0.081247
-26.5015 | 1975.692 | 0.0859 | -26.5015 | 1925.286 | 0.083708
-26.4781 | 1980.766 | 0.08612 | -26.4781 | 1969.413 | 0.085627
-26.4547 | 2018.846 | 0.087776 | -26.4547 | 1979.047 | 0.086046
-26.4313 | 2016.821 | 0.087688 | -26.4313 | 2005.85 | 0.087211
-26.4079 | 2028.106 | 0.088179 | -26.4079 | 2009.92 | 0.087388
-26.3845 | 2029.234 | 0.088228 | -26.3845 | 1990.103 | 0.086526
-26.3611 | 1993.669 | 0.086681 | -26.3611 | 1998.159 | 0.086876
-26.3377 | 2030.809 | 0.088296 | -26.3377 | 2000.193 | 0.086965
-26.3144 | 2053.23 | 0.089271 | -26.3144 | 1982.153 | 0.086181
-26.291 | 2046.064 | 0.088959 | -26.291 | 1976.491 | 0.085934
-26.2676 | 2061.77 | 0.089642 | -26.2676 | 2027.889 | 0.088169
-26.2442 | 2088.314 | 0.090796 | -26.2442 | 2114.452 | 0.091933
-26.2208 | 2094.705 | 0.091074 | -26.2208 | 2111.311 | 0.091796
-26.1974 | 2070.201 | 0.090009 | -26.1974 | 2044.105 | 0.088874
-26.174 | 2073.21 | 0.09014 | -26.174 | 2041.506 | 0.088761
-26.1506 | 2082.159 | 0.090529 | -26.1506 | 2077.902 | 0.090344
-26.1272 | 2136.576 | 0.092895 | -26.1272 | 2094.376 | 0.09106
-26.1038 | 2154.655 | 0.093681 | -26.1038 | 2085.278 | 0.090664
-26.0804 | 2174.464 | 0.094542 | -26.0804 | 2079.266 | 0.090403
-26.0571 | 2151.609 | 0.093548 | -26.0571 | 2080.029 | 0.090436
-26.0337 | 2132.454 | 0.092715 | -26.0337 | 2070.396 | 0.090017
-26.0103 | 2130.794 | 0.092643 | -26.0103 | 2123.979 | 0.092347
-25.9869 | 2129.667 | 0.092594 | -25.9869 | 2143.874 | 0.093212
-25.9635 | 2134.5 | 0.092804 | -25.9635 | 2158.189 | 0.093834
-25.9401 | 2148.55 | 0.093415 | -25.9401 | 2175.996 | 0.094609
-25.9167 | 2179.35 | 0.094754 | -25.9167 | 2186.505 | 0.095065
-25.8933 | 2182.257 | 0.094881 | -25.8933 | 2209.818 | 0.096079
-25.8699 | 2176.9 | 0.094648 | -25.8699 | 2216.416 | 0.096366
-25.8465 | 2165.444 | 0.09415 | -25.8465 | 2204.166 | 0.095833
-25.8231 | 2208.683 | 0.09603 | -25.8231 | 2248.12 | 0.097744
-25.7998 | 2240.041 | 0.097393 | -25.7998 | 2304.535 | 0.1002
-25.7764 | 2203.551 | 0.095807 | -25.7764 | 2277.795 | 0.099035
-25.753 | 2178.659 | 0.094724 | -25.753 | 2222.936 | 0.096649
-25.7296 | 2246.82 | 0.097688 | -25.7296 | 2200.652 | 0.095681
-25.7062 | 2272.975 | 0.098825 | -25.7062 | 2208.946 | 0.096041
-25.6828 | 2268.633 | 0.098636 | -25.6828 | 2226.786 | 0.096817
-25.6594 | 2216.976 | 0.09639 | -25.6594 | 2250.042 | 0.097828
-25.636 | 2204.719 | 0.095857 | -25.636 | 2305.691 | 0.10025
-25.6126 | 2257.486 | 0.098152 | -25.6126 | 2325.605 | 0.10111
-25.5892 | 2328.232 | 0.10123 | -25.5892 | 2298.059 | 0.099916
-25.5659 | 2342.836 | 0.10186 | -25.5659 | 2295.974 | 0.099825
-25.5425 | 2335.134 | 0.10153 | -25.5425 | 2313.115 | 0.10057
-25.5191 | 2318.393 | 0.1008 | -25.5191 | 2321.092 | 0.10092
-25.4957 | 2319.961 | 0.10087 | -25.4957 | 2318.218 | 0.10079
-25.4723 | 2347.09 | 0.10205 | -25.4723 | 2346.365 | 0.10202
-25.4489 | 2349.451 | 0.10215 | -25.4489 | 2371.549 | 0.10311
-25.4255 | 2327.888 | 0.10121 | -25.4255 | 2398.244 | 0.10427
-25.4021 | 2344.967 | 0.10196 | -25.4021 | 2411.035 | 0.10483
-25.3787 | 2401.522 | 0.10441 | -25.3787 | 2401.211 | 0.1044
-25.3553 | 2405.9 | 0.1046 | -25.3553 | 2383.242 | 0.10362
-25.3319 | 2365.204 | 0.10283 | -25.3319 | 2382.632 | 0.10359
-25.3086 | 2367.305 | 0.10293 | -25.3086 | 2379.77 | 0.10347
-25.2852 | 2417.003 | 0.10509 | -25.2852 | 2396.928 | 0.10421
-25.2618 | 2413.01 | 0.10491 | -25.2618 | 2431.432 | 0.10571
-25.2384 | 2494.539 | 0.10846 | -25.2384 | 2429.804 | 0.10564
-25.215 | 2538.555 | 0.11037 | -25.215 | 2431.55 | 0.10572
-25.1916 | 2509.243 | 0.1091 | -25.1916 | 2446.883 | 0.10639
-25.1682 | 2542.665 | 0.11055 | -25.1682 | 2440.505 | 0.10611
-25.1448 | 2534.615 | 0.1102 | -25.1448 | 2449.225 | 0.10649
-25.1214 | 2477.767 | 0.10773 | -25.1214 | 2449.694 | 0.10651
-25.0981 | 2463.883 | 0.10713 | -25.0981 | 2478.83 | 0.10778
-25.0747 | 2493.765 | 0.10842 | -25.0747 | 2566.358 | 0.11158
-25.0513 | 2541.64 | 0.11051 | -25.0513 | 2529.665 | 0.10999
-25.0279 | 2550.349 | 0.11088 | -25.0279 | 2491.852 | 0.10834
-25.0045 | 2576.898 | 0.11204 | -25.0045 | 2525.143 | 0.10979
-24.9811 | 2591.856 | 0.11269 | -24.9811 | 2572.337 | 0.11184
-24.9577 | 2594.823 | 0.11282 | -24.9577 | 2579.715 | 0.11216
-24.9343 | 2615.931 | 0.11374 | -24.9343 | 2587.166 | 0.11249
-24.9109 | 2609.436 | 0.11345 | -24.9109 | 2588.052 | 0.11252
-24.8875 | 2594.266 | 0.11279 | -24.8875 | 2577.654 | 0.11207
-24.8641 | 2571.335 | 0.1118 | -24.8641 | 2592.892 | 0.11273
-24.8407 | 2571.854 | 0.11182 | -24.8407 | 2628.743 | 0.11429
-24.8174 | 2617.59 | 0.11381 | -24.8174 | 2656.867 | 0.11552
-24.794 | 2678.019 | 0.11644 | -24.794 | 2670.952 | 0.11613
-24.7706 | 2658.148 | 0.11557 | -24.7706 | 2683.903 | 0.11669
-24.7472 | 2593.133 | 0.11274 | -24.7472 | 2686.605 | 0.11681
-24.7238 | 2604.085 | 0.11322 | -24.7238 | 2680.538 | 0.11655
-24.7004 | 2649.123 | 0.11518 | -24.7004 | 2682.386 | 0.11663
-24.677 | 2669.26 | 0.11605 | -24.677 | 2704.555 | 0.11759
-24.6536 | 2734.084 | 0.11887 | -24.6536 | 2732.973 | 0.11882
-24.6302 | 2751.783 | 0.11964 | -24.6302 | 2746.053 | 0.11939
-24.6068 | 2714.674 | 0.11803 | -24.6068 | 2757.725 | 0.1199
-24.5834 | 2712.652 | 0.11794 | -24.5834 | 2733.917 | 0.11887
-24.5601 | 2749.791 | 0.11956 | -24.5601 | 2710.776 | 0.11786
-24.5367 | 2748.687 | 0.11951 | -24.5367 | 2738.823 | 0.11908
-24.5133 | 2697.609 | 0.11729 | -24.5133 | 2752.53 | 0.11968
-24.4899 | 2714.89 | 0.11804 | -24.4899 | 2782.566 | 0.12098
-24.4665 | 2752.174 | 0.11966 | -24.4665 | 2823.815 | 0.12277
-24.4431 | 2743.775 | 0.11929 | -24.4431 | 2810.023 | 0.12217
-24.4197 | 2793.537 | 0.12146 | -24.4197 | 2827.407 | 0.12293
-24.3963 | 2849.745 | 0.1239 | -24.3963 | 2855.86 | 0.12417
-24.3729 | 2831.459 | 0.12311 | -24.3729 | 2827.156 | 0.12292
-24.3496 | 2841.328 | 0.12354 | -24.3496 | 2797.4 | 0.12163
-24.3262 | 2862.104 | 0.12444 | -24.3262 | 2832.905 | 0.12317
-24.3028 | 2863.493 | 0.1245 | -24.3028 | 2839.749 | 0.12347
-24.2794 | 2845.252 | 0.12371 | -24.2794 | 2865.501 | 0.12459
-24.256 | 2830.219 | 0.12305 | -24.256 | 2915.132 | 0.12674
-24.2326 | 2823.247 | 0.12275 | -24.2326 | 2881.615 | 0.12529
-24.2092 | 2863.006 | 0.12448 | -24.2092 | 2884.672 | 0.12542
-24.1858 | 2903.28 | 0.12623 | -24.1858 | 2944.22 | 0.12801
-24.1624 | 2882.111 | 0.12531 | -24.1624 | 2956.2 | 0.12853
-24.139 | 2918.623 | 0.1269 | -24.139 | 2938.922 | 0.12778
-24.1156 | 2874.322 | 0.12497 | -24.1156 | 2954.013 | 0.12844
-24.0922 | 2911.615 | 0.12659 | -24.0922 | 2966.231 | 0.12897
-24.0689 | 2982.259 | 0.12966 | -24.0689 | 2942.989 | 0.12796
-24.0455 | 2998.049 | 0.13035 | -24.0455 | 2936.713 | 0.12768
-24.0221 | 2977.125 | 0.12944 | -24.0221 | 2991.638 | 0.13007
-23.9987 | 2964.008 | 0.12887 | -23.9987 | 3070.545 | 0.1335
-23.9753 | 3001.218 | 0.13049 | -23.9753 | 3116.229 | 0.13549
-23.9519 | 3057.246 | 0.13292 | -23.9519 | 3122.672 | 0.13577
-23.9285 | 3074.176 | 0.13366 | -23.9285 | 3124.597 | 0.13585
-23.9051 | 3028.491 | 0.13167 | -23.9051 | 3136.953 | 0.13639
-23.8817 | 3071.741 | 0.13355 | -23.8817 | 3148.592 | 0.1369
-23.8584 | 3071.065 | 0.13352 | -23.8584 | 3183.502 | 0.13841
-23.835 | 3036.701 | 0.13203 | -23.835 | 3187.916 | 0.13861
-23.8116 | 3049.459 | 0.13259 | -23.8116 | 3143.23 | 0.13666
-23.7882 | 3077.699 | 0.13381 | -23.7882 | 3184.632 | 0.13846
-23.7648 | 3088.2 | 0.13427 | -23.7648 | 3209.881 | 0.13956
-23.7414 | 3085.424 | 0.13415 | -23.7414 | 3151.313 | 0.13701
-23.718 | 3110.359 | 0.13523 | -23.718 | 3150.312 | 0.13697
-23.6946 | 3148.286 | 0.13688 | -23.6946 | 3162.455 | 0.1375
-23.6712 | 3157.039 | 0.13726 | -23.6712 | 3147.708 | 0.13686
-23.6478 | 3193.618 | 0.13885 | -23.6478 | 3201.677 | 0.1392
-23.6244 | 3206.618 | 0.13942 | -23.6244 | 3310.005 | 0.14391
-23.6011 | 3154.745 | 0.13716 | -23.6011 | 3348.777 | 0.1456
-23.5777 | 3168.95 | 0.13778 | -23.5777 | 3284.326 | 0.1428
-23.5543 | 3176.658 | 0.13812 | -23.5543 | 3226.981 | 0.1403
-23.5309 | 3198.938 | 0.13908 | -23.5309 | 3284.264 | 0.14279
-23.5075 | 3245.356 | 0.1411 | -23.5075 | 3335.383 | 0.14502
-23.4841 | 3259.454 | 0.14172 | -23.4841 | 3314.631 | 0.14411
-23.4607 | 3275.457 | 0.14241 | -23.4607 | 3307.197 | 0.14379
-23.4373 | 3317.014 | 0.14422 | -23.4373 | 3354.711 | 0.14586
-23.4139 | 3338.814 | 0.14517 | -23.4139 | 3391.307 | 0.14745
-23.3905 | 3337.372 | 0.1451 | -23.3905 | 3399.894 | 0.14782
-23.3671 | 3296.666 | 0.14333 | -23.3671 | 3396.001 | 0.14765
-23.3438 | 3308.747 | 0.14386 | -23.3438 | 3375.304 | 0.14675
-23.3204 | 3380.892 | 0.147 | -23.3204 | 3383.334 | 0.1471
-23.297 | 3342.095 | 0.14531 | -23.297 | 3421.919 | 0.14878
-23.2736 | 3343.775 | 0.14538 | -23.2736 | 3440.428 | 0.14958
-23.2502 | 3376.112 | 0.14679 | -23.2502 | 3455.357 | 0.15023
-23.2268 | 3417.33 | 0.14858 | -23.2268 | 3454.873 | 0.15021
-23.2034 | 3438.952 | 0.14952 | -23.2034 | 3468.224 | 0.15079
-23.18 | 3432.139 | 0.14922 | -23.18 | 3518.817 | 0.15299
-23.1566 | 3425.366 | 0.14893 | -23.1566 | 3516.146 | 0.15288
-23.1332 | 3413.804 | 0.14843 | -23.1332 | 3495.633 | 0.15198
-23.1099 | 3425.559 | 0.14894 | -23.1099 | 3489.127 | 0.1517
-23.0865 | 3453.517 | 0.15015 | -23.0865 | 3484.566 | 0.1515
-23.0631 | 3481.402 | 0.15137 | -23.0631 | 3533.001 | 0.15361
-23.0397 | 3481.729 | 0.15138 | -23.0397 | 3595.154 | 0.15631
-23.0163 | 3475.179 | 0.15109 | -23.0163 | 3615.245 | 0.15718
-22.9929 | 3499.675 | 0.15216 | -22.9929 | 3617.252 | 0.15727
-22.9695 | 3532.441 | 0.15358 | -22.9695 | 3617.884 | 0.1573
-22.9461 | 3559.456 | 0.15476 | -22.9461 | 3641.531 | 0.15833
-22.9227 | 3562.742 | 0.1549 | -22.9227 | 3666.164 | 0.1594
-22.8993 | 3578.09 | 0.15557 | -22.8993 | 3682.286 | 0.1601
-22.8759 | 3613.73 | 0.15712 | -22.8759 | 3712.793 | 0.16143
-22.8526 | 3614.739 | 0.15716 | -22.8526 | 3697.884 | 0.16078
-22.8292 | 3637.865 | 0.15817 | -22.8292 | 3661.127 | 0.15918
-22.8058 | 3661.564 | 0.1592 | -22.8058 | 3705.478 | 0.16111
-22.7824 | 3675.404 | 0.1598 | -22.7824 | 3754.017 | 0.16322
-22.759 | 3709.846 | 0.1613 | -22.759 | 3723.519 | 0.16189
-22.7356 | 3667.605 | 0.15946 | -22.7356 | 3712.281 | 0.1614
-22.7122 | 3737.603 | 0.1625 | -22.7122 | 3772.542 | 0.16402
-22.6888 | 3784.929 | 0.16456 | -22.6888 | 3841.988 | 0.16704
-22.6654 | 3779.322 | 0.16432 | -22.6654 | 3876.691 | 0.16855
-22.642 | 3776.823 | 0.16421 | -22.642 | 3881.29 | 0.16875
-22.6186 | 3770.466 | 0.16393 | -22.6186 | 3892.318 | 0.16923
-22.5953 | 3780.481 | 0.16437 | -22.5953 | 3908.04 | 0.16991
-22.5719 | 3831.869 | 0.1666 | -22.5719 | 3887.761 | 0.16903
-22.5485 | 3851.67 | 0.16746 | -22.5485 | 3853.013 | 0.16752
-22.5251 | 3878.46 | 0.16863 | -22.5251 | 3826.183 | 0.16636
-22.5017 | 3899.113 | 0.16953 | -22.5017 | 3859.198 | 0.16779
-22.4783 | 3875.372 | 0.16849 | -22.4783 | 3924.521 | 0.17063
-22.4549 | 3880.188 | 0.1687 | -22.4549 | 3976.227 | 0.17288
-22.4315 | 3892.959 | 0.16926 | -22.4315 | 3978.589 | 0.17298
-22.4081 | 3897.84 | 0.16947 | -22.4081 | 3949.61 | 0.17172
-22.3847 | 3897.279 | 0.16945 | -22.3847 | 3927.778 | 0.17077
-22.3614 | 3913.078 | 0.17013 | -22.3614 | 3975.271 | 0.17284
-22.338 | 3969.242 | 0.17258 | -22.338 | 4049.025 | 0.17604
-22.3146 | 3959.823 | 0.17217 | -22.3146 | 4059.932 | 0.17652
-22.2912 | 3934.966 | 0.17109 | -22.2912 | 4077.076 | 0.17726
-22.2678 | 3981.145 | 0.17309 | -22.2678 | 4075.179 | 0.17718
-22.2444 | 3931.525 | 0.17094 | -22.2444 | 4049.356 | 0.17606
-22.221 | 3982.782 | 0.17316 | -22.221 | 4097.966 | 0.17817
-22.1976 | 4044.014 | 0.17583 | -22.1976 | 4126.015 | 0.17939
-22.1742 | 4137.282 | 0.17988 | -22.1742 | 4133.958 | 0.17974
-22.1508 | 4102.162 | 0.17835 | -22.1508 | 4135.834 | 0.17982
-22.1274 | 4081.587 | 0.17746 | -22.1274 | 4126.867 | 0.17943
-22.1041 | 4125.119 | 0.17935 | -22.1041 | 4143.994 | 0.18017
-22.0807 | 4132.404 | 0.17967 | -22.0807 | 4180.669 | 0.18177
-22.0573 | 4184.026 | 0.18191 | -22.0573 | 4236.807 | 0.18421
-22.0339 | 4096.391 | 0.1781 | -22.0339 | 4284.661 | 0.18629
-22.0105 | 4236.573 | 0.1842 | -22.0105 | 4283.525 | 0.18624
-21.9871 | 4281.139 | 0.18614 | -21.9871 | 4260.362 | 0.18523
-21.9637 | 4296.538 | 0.18681 | -21.9637 | 4263.974 | 0.18539
-21.9403 | 4235.764 | 0.18416 | -21.9403 | 4253.704 | 0.18494
-21.9169 | 4254.698 | 0.18499 | -21.9169 | 4239.214 | 0.18431
-21.8935 | 4243.791 | 0.18451 | -21.8935 | 4313.217 | 0.18753
-21.8701 | 4254.864 | 0.18499 | -21.8701 | 4378.745 | 0.19038
-21.8468 | 4244.658 | 0.18455 | -21.8468 | 4335.681 | 0.18851
-21.8234 | 4258.028 | 0.18513 | -21.8234 | 4301.154 | 0.18701
-21.8 | 4327.867 | 0.18817 | -21.8 | 4338.357 | 0.18862
-21.7766 | 4389.47 | 0.19085 | -21.7766 | 4400.55 | 0.19133
-21.7532 | 4388.317 | 0.1908 | -21.7532 | 4431.541 | 0.19268
-21.7298 | 4352.289 | 0.18923 | -21.7298 | 4443.487 | 0.1932
-21.7064 | 4351.973 | 0.18922 | -21.7064 | 4494.712 | 0.19542
-21.683 | 4354.403 | 0.18932 | -21.683 | 4500.684 | 0.19568
-21.6596 | 4354.351 | 0.18932 | -21.6596 | 4460.904 | 0.19395
-21.6363 | 4412.542 | 0.19185 | -21.6363 | 4468.533 | 0.19428
-21.6129 | 4487.873 | 0.19512 | -21.6129 | 4515.436 | 0.19632
-21.5895 | 4520.777 | 0.19656 | -21.5895 | 4555.454 | 0.19806
-21.5661 | 4506.735 | 0.19594 | -21.5661 | 4583.332 | 0.19928
-21.5427 | 4459.143 | 0.19388 | -21.5427 | 4601.227 | 0.20005
-21.5193 | 4472.403 | 0.19445 | -21.5193 | 4572.501 | 0.1988
-21.4959 | 4520.019 | 0.19652 | -21.4959 | 4528.481 | 0.19689
-21.4725 | 4486.059 | 0.19505 | -21.4725 | 4563.72 | 0.19842
-21.4491 | 4429.475 | 0.19259 | -21.4491 | 4634.688 | 0.20151
-21.4257 | 4476.24 | 0.19462 | -21.4257 | 4658.289 | 0.20253
-21.4023 | 4610.372 | 0.20045 | -21.4023 | 4671.23 | 0.2031
-21.3789 | 4649.651 | 0.20216 | -21.3789 | 4695.224 | 0.20414
-21.3556 | 4625.245 | 0.2011 | -21.3556 | 4702.923 | 0.20447
-21.3322 | 4598.776 | 0.19995 | -21.3322 | 4695.532 | 0.20415
-21.3088 | 4584.856 | 0.19934 | -21.3088 | 4720.07 | 0.20522
-21.2854 | 4545.903 | 0.19765 | -21.2854 | 4747.868 | 0.20643
-21.262 | 4662.196 | 0.2027 | -21.262 | 4753.103 | 0.20666
-21.2386 | 4703.975 | 0.20452 | -21.2386 | 4747.286 | 0.2064
-21.2152 | 4746.085 | 0.20635 | -21.2152 | 4749.119 | 0.20648
-21.1918 | 4752.601 | 0.20663 | -21.1918 | 4771.388 | 0.20745
-21.1684 | 4712.819 | 0.20491 | -21.1684 | 4796.516 | 0.20854
-21.145 | 4704.41 | 0.20454 | -21.145 | 4804.243 | 0.20888
-21.1216 | 4723.175 | 0.20536 | -21.1216 | 4815.412 | 0.20937
-21.0983 | 4723.056 | 0.20535 | -21.0983 | 4848.686 | 0.21081
-21.0749 | 4747.191 | 0.2064 | -21.0749 | 4899.836 | 0.21304
-21.0515 | 4831.144 | 0.21005 | -21.0515 | 5013.055 | 0.21796
-21.0281 | 4803.798 | 0.20886 | -21.0281 | 5064.831 | 0.22021
-21.0047 | 4870.182 | 0.21175 | -21.0047 | 4970.775 | 0.21612
-20.9813 | 4906.703 | 0.21333 | -20.9813 | 4988.073 | 0.21687
-20.9579 | 4911.859 | 0.21356 | -20.9579 | 5005.368 | 0.21762
-20.9345 | 4874.848 | 0.21195 | -20.9345 | 5009.755 | 0.21782
-20.9111 | 4885.385 | 0.21241 | -20.9111 | 5067.271 | 0.22032
-20.8878 | 4950.634 | 0.21524 | -20.8878 | 5125.051 | 0.22283
-20.8644 | 4980.547 | 0.21655 | -20.8644 | 5124.729 | 0.22281
-20.841 | 4991.788 | 0.21703 | -20.841 | 5098.228 | 0.22166
-20.8176 | 5001.818 | 0.21747 | -20.8176 | 5054.941 | 0.21978
-20.7942 | 4987.659 | 0.21685 | -20.7942 | 5038.57 | 0.21907
-20.7708 | 4980.688 | 0.21655 | -20.7708 | 5067.485 | 0.22033
-20.7474 | 5016.368 | 0.2181 | -20.7474 | 5098.223 | 0.22166
-20.724 | 5072.475 | 0.22054 | -20.724 | 5146.169 | 0.22375
-20.7006 | 5097.191 | 0.22162 | -20.7006 | 5201.007 | 0.22613
-20.6772 | 5092.838 | 0.22143 | -20.6772 | 5226.935 | 0.22726
-20.6538 | 5115.559 | 0.22242 | -20.6538 | 5264.069 | 0.22887
-20.6304 | 5157.888 | 0.22426 | -20.6304 | 5266.57 | 0.22898
-20.6071 | 5162.784 | 0.22447 | -20.6071 | 5188.526 | 0.22559
-20.5837 | 5147.619 | 0.22381 | -20.5837 | 5169.694 | 0.22477
-20.5603 | 5187.039 | 0.22552 | -20.5603 | 5250.522 | 0.22828
-20.5369 | 5178.154 | 0.22514 | -20.5369 | 5334.938 | 0.23195
-20.5135 | 5222.802 | 0.22708 | -20.5135 | 5332.846 | 0.23186
-20.4901 | 5362.646 | 0.23316 | -20.4901 | 5339.481 | 0.23215
-20.4667 | 5313.302 | 0.23101 | -20.4667 | 5395.693 | 0.2346
-20.4433 | 5273.973 | 0.2293 | -20.4433 | 5427.162 | 0.23596
-20.4199 | 5201.306 | 0.22614 | -20.4199 | 5403.086 | 0.23492
-20.3966 | 5294.517 | 0.2302 | -20.3966 | 5392.778 | 0.23447
-20.3732 | 5364.998 | 0.23326 | -20.3732 | 5432.228 | 0.23618
-20.3498 | 5302.647 | 0.23055 | -20.3498 | 5440.401 | 0.23654
-20.3264 | 5346.775 | 0.23247 | -20.3264 | 5421.931 | 0.23574
-20.303 | 5381.509 | 0.23398 | -20.303 | 5486.118 | 0.23853
-20.2796 | 5354.101 | 0.23279 | -20.2796 | 5584.401 | 0.2428
-20.2562 | 5395.367 | 0.23458 | -20.2562 | 5609.774 | 0.2439
-20.2328 | 5425.535 | 0.23589 | -20.2328 | 5607.609 | 0.24381
-20.2094 | 5428.002 | 0.236 | -20.2094 | 5621.053 | 0.24439
-20.186 | 5444.157 | 0.2367 | -20.186 | 5644.599 | 0.24542
-20.1626 | 5469.589 | 0.23781 | -20.1626 | 5715.976 | 0.24852
-20.1393 | 5517.417 | 0.23989 | -20.1393 | 5773.099 | 0.251
-20.1159 | 5547.605 | 0.2412 | -20.1159 | 5750.498 | 0.25002
-20.0925 | 5531.964 | 0.24052 | -20.0925 | 5702.535 | 0.24794
-20.0691 | 5553.83 | 0.24147 | -20.0691 | 5704.34 | 0.24801
-20.0457 | 5633.083 | 0.24492 | -20.0457 | 5742.896 | 0.24969
-20.0223 | 5673.465 | 0.24667 | -20.0223 | 5752.899 | 0.25013
-19.9989 | 5661.021 | 0.24613 | -19.9989 | 5782.527 | 0.25141
-19.9755 | 5664.499 | 0.24628 | -19.9755 | 5846.59 | 0.2542
-19.9521 | 5675.002 | 0.24674 | -19.9521 | 5802.378 | 0.25228
-19.9287 | 5663.404 | 0.24623 | -19.9287 | 5796.819 | 0.25204
-19.9053 | 5675.041 | 0.24674 | -19.9053 | 5882.868 | 0.25578
-19.882 | 5722.216 | 0.24879 | -19.882 | 5908.448 | 0.25689
-19.8586 | 5744.381 | 0.24976 | -19.8586 | 5944.894 | 0.25847
-19.8352 | 5758.549 | 0.25037 | -19.8352 | 5992.723 | 0.26055
-19.8118 | 5825.039 | 0.25326 | -19.8118 | 6001.328 | 0.26093
-19.7884 | 5819.22 | 0.25301 | -19.7884 | 6030.579 | 0.2622
-19.765 | 5817.816 | 0.25295 | -19.765 | 6061.568 | 0.26355
-19.7416 | 5737.85 | 0.24947 | -19.7416 | 6074.648 | 0.26412
-19.7182 | 5796.867 | 0.25204 | -19.7182 | 6052.682 | 0.26316
-19.6948 | 5851.208 | 0.2544 | -19.6948 | 6047.971 | 0.26296
-19.6714 | 5907.696 | 0.25686 | -19.6714 | 6094.143 | 0.26496
-19.6481 | 5959.626 | 0.25911 | -19.6481 | 6126.852 | 0.26638
-19.6247 | 5914.156 | 0.25714 | -19.6247 | 6142.214 | 0.26705
-19.6013 | 5940.701 | 0.25829 | -19.6013 | 6166.725 | 0.26812
-19.5779 | 6020.331 | 0.26175 | -19.5779 | 6205.524 | 0.26981
-19.5545 | 5979.847 | 0.25999 | -19.5545 | 6256.217 | 0.27201
-19.5311 | 5987.815 | 0.26034 | -19.5311 | 6295.915 | 0.27374
-19.5077 | 6046.785 | 0.2629 | -19.5077 | 6318.787 | 0.27473
-19.4843 | 6048.195 | 0.26297 | -19.4843 | 6335.036 | 0.27544
-19.4609 | 6091.8 | 0.26486 | -19.4609 | 6346.13 | 0.27592
-19.4375 | 6100.86 | 0.26525 | -19.4375 | 6305.826 | 0.27417
-19.4141 | 6088.379 | 0.26471 | -19.4141 | 6212.946 | 0.27013
-19.3908 | 6158.869 | 0.26778 | -19.3908 | 6215.02 | 0.27022
-19.3674 | 6238.148 | 0.27122 | -19.3674 | 6327.682 | 0.27512
-19.344 | 6231.23 | 0.27092 | -19.344 | 6407.905 | 0.2786
-19.3206 | 6222.895 | 0.27056 | -19.3206 | 6410.297 | 0.27871
-19.2972 | 6229.92 | 0.27087 | -19.2972 | 6441.309 | 0.28006
-19.2738 | 6196.881 | 0.26943 | -19.2738 | 6497.299 | 0.28249
-19.2504 | 6221.22 | 0.27049 | -19.2504 | 6547.96 | 0.28469
-19.227 | 6254.453 | 0.27193 | -19.227 | 6535.607 | 0.28416
-19.2036 | 6289.807 | 0.27347 | -19.2036 | 6464.931 | 0.28108
-19.1802 | 6363.616 | 0.27668 | -19.1802 | 6453.273 | 0.28058
-19.1568 | 6438.873 | 0.27995 | -19.1568 | 6527.929 | 0.28382
-19.1335 | 6431.907 | 0.27965 | -19.1335 | 6604.598 | 0.28716
-19.1101 | 6391.974 | 0.27791 | -19.1101 | 6664.302 | 0.28975
-19.0867 | 6430.586 | 0.27959 | -19.0867 | 6740.922 | 0.29308
-19.0633 | 6488.545 | 0.28211 | -19.0633 | 6756.556 | 0.29376
-19.0399 | 6481.827 | 0.28182 | -19.0399 | 6632.66 | 0.28838
-19.0165 | 6457.529 | 0.28076 | -19.0165 | 6588.241 | 0.28645
-18.9931 | 6444.924 | 0.28021 | -18.9931 | 6815.455 | 0.29632
-18.9697 | 6487.034 | 0.28204 | -18.9697 | 6731.597 | 0.29268
-18.9463 | 6520.742 | 0.28351 | -18.9463 | 6750.09 | 0.29348
-18.9229 | 6523.006 | 0.28361 | -18.9229 | 6704.235 | 0.29149
-18.8996 | 6576.701 | 0.28594 | -18.8996 | 6695.228 | 0.2911
-18.8762 | 6630.128 | 0.28827 | -18.8762 | 6748.341 | 0.29341
-18.8528 | 6667.127 | 0.28988 | -18.8528 | 6723.797 | 0.29234
-18.8294 | 6675.17 | 0.29022 | -18.8294 | 6737.984 | 0.29296
-18.806 | 6667.5 | 0.28989 | -18.806 | 6794.864 | 0.29543
-18.7826 | 6661.614 | 0.28964 | -18.7826 | 6869.083 | 0.29866
-18.7592 | 6693.171 | 0.29101 | -18.7592 | 6940.978 | 0.30178
-18.7358 | 6677.694 | 0.29033 | -18.7358 | 6920.751 | 0.3009
-18.7124 | 6678.688 | 0.29038 | -18.7124 | 6855.817 | 0.29808
-18.689 | 6735.056 | 0.29283 | -18.689 | 6880.365 | 0.29915
-18.6656 | 6743.35 | 0.29319 | -18.6656 | 7003.538 | 0.3045
-18.6423 | 6822.621 | 0.29664 | -18.6423 | 7149.606 | 0.31085
-18.6189 | 6897.908 | 0.29991 | -18.6189 | 7136.412 | 0.31028
-18.5955 | 6891.226 | 0.29962 | -18.5955 | 7018.165 | 0.30514
-18.5721 | 6754.906 | 0.29369 | -18.5721 | 7017.97 | 0.30513
-18.5487 | 6954.185 | 0.30236 | -18.5487 | 7125.511 | 0.3098
-18.5253 | 6914.003 | 0.30061 | -18.5253 | 7153.048 | 0.311
-18.5019 | 6892.622 | 0.29968 | -18.5019 | 7143.279 | 0.31058
-18.4785 | 6962.552 | 0.30272 | -18.4785 | 7169.561 | 0.31172
-18.4551 | 7002.193 | 0.30444 | -18.4551 | 7173.411 | 0.31189
-18.4317 | 7018.83 | 0.30517 | -18.4317 | 7145.73 | 0.31068
-18.4083 | 7060.217 | 0.30697 | -18.4083 | 7145.724 | 0.31068
-18.385 | 7059.233 | 0.30692 | -18.385 | 7171.792 | 0.31182
-18.3616 | 7037.608 | 0.30598 | -18.3616 | 7181.911 | 0.31226
-18.3382 | 7033.091 | 0.30579 | -18.3382 | 7206.085 | 0.31331
-18.3148 | 7043.021 | 0.30622 | -18.3148 | 7267.366 | 0.31597
-18.2914 | 7090.15 | 0.30827 | -18.2914 | 7294.689 | 0.31716
-18.268 | 7154.054 | 0.31105 | -18.268 | 7285.924 | 0.31678
-18.2446 | 7163.173 | 0.31144 | -18.2446 | 7374.121 | 0.32061
-18.2212 | 7248.375 | 0.31515 | -18.2212 | 7489.74 | 0.32564
-18.1978 | 7326.763 | 0.31855 | -18.1978 | 7618.18 | 0.33123
-18.1745 | 7310.938 | 0.31787 | -18.1745 | 7562.046 | 0.32878
-18.1511 | 7376.631 | 0.32072 | -18.1511 | 7547.535 | 0.32815
-18.1277 | 7404.411 | 0.32193 | -18.1277 | 7467.646 | 0.32468
-18.1043 | 7388.452 | 0.32124 | -18.1043 | 7388.965 | 0.32126
-18.0809 | 7389.848 | 0.3213 | -18.0809 | 7464.378 | 0.32454
-18.0575 | 7383.862 | 0.32104 | -18.0575 | 7603.779 | 0.3306
-18.0341 | 7379.38 | 0.32084 | -18.0341 | 7746.474 | 0.3368
-18.0107 | 7405.681 | 0.32199 | -18.0107 | 7714.948 | 0.33543
-17.9873 | 7468.846 | 0.32473 | -17.9873 | 7662.237 | 0.33314
-17.9639 | 7493.055 | 0.32578 | -17.9639 | 7731.468 | 0.33615
-17.9405 | 7477.39 | 0.3251 | -17.9405 | 7839.643 | 0.34085
-17.9171 | 7514.088 | 0.3267 | -17.9171 | 7857.995 | 0.34165
-17.8938 | 7558.266 | 0.32862 | -17.8938 | 7685.17 | 0.33414
-17.8704 | 7619.097 | 0.33127 | -17.8704 | 7693.593 | 0.3345
-17.847 | 7631.593 | 0.33181 | -17.847 | 7771.378 | 0.33789
-17.8236 | 7752.605 | 0.33707 | -17.8236 | 7877.911 | 0.34252
-17.8002 | 7709.906 | 0.33521 | -17.8002 | 7837.772 | 0.34077
-17.7768 | 7558.016 | 0.32861 | -17.7768 | 7789.603 | 0.33868
-17.7534 | 7585.855 | 0.32982 | -17.7534 | 7909.938 | 0.34391
-17.73 | 7666.974 | 0.33335 | -17.73 | 8018.157 | 0.34862
-17.7066 | 7691.97 | 0.33443 | -17.7066 | 7983.468 | 0.34711
-17.6832 | 7724.191 | 0.33583 | -17.6832 | 7891.392 | 0.3431
-17.6598 | 7758.476 | 0.33733 | -17.6598 | 7904.878 | 0.34369
-17.6365 | 7741.711 | 0.3366 | -17.6365 | 8011.591 | 0.34833
-17.6131 | 7737.228 | 0.3364 | -17.6131 | 8076.255 | 0.35114
-17.5897 | 7836.822 | 0.34073 | -17.5897 | 8072.684 | 0.35099
-17.5663 | 7956.492 | 0.34593 | -17.5663 | 8068.149 | 0.35079
-17.5429 | 7957.616 | 0.34598 | -17.5429 | 8041.696 | 0.34964
-17.5195 | 7914.808 | 0.34412 | -17.5195 | 8084.622 | 0.35151
-17.4961 | 8035.748 | 0.34938 | -17.4961 | 8135.561 | 0.35372
-17.4727 | 8104.662 | 0.35238 | -17.4727 | 8084.178 | 0.35149
-17.4493 | 7991.806 | 0.34747 | -17.4493 | 8070.961 | 0.35091
-17.426 | 7954.81 | 0.34586 | -17.426 | 8154.968 | 0.35456
-17.4026 | 7939.259 | 0.34519 | -17.4026 | 8215.414 | 0.35719
-17.3792 | 7976.956 | 0.34682 | -17.3792 | 8199.629 | 0.35651
-17.3558 | 8027.485 | 0.34902 | -17.3558 | 8194.846 | 0.3563
-17.3324 | 8076.214 | 0.35114 | -17.3324 | 8247.867 | 0.3586
-17.309 | 8099.888 | 0.35217 | -17.309 | 8319.004 | 0.3617
-17.2856 | 8134.74 | 0.35368 | -17.2856 | 8379.982 | 0.36435
-17.2622 | 8211.806 | 0.35704 | -17.2622 | 8430.29 | 0.36653
-17.2388 | 8230.1 | 0.35783 | -17.2388 | 8431.044 | 0.36657
-17.2154 | 8189.836 | 0.35608 | -17.2154 | 8375.433 | 0.36415
-17.192 | 8154.629 | 0.35455 | -17.192 | 8387.691 | 0.36468
-17.1686 | 8238.854 | 0.35821 | -17.1686 | 8415.212 | 0.36588
-17.1453 | 8243.411 | 0.35841 | -17.1453 | 8570.072 | 0.37261
-17.1219 | 8245.853 | 0.35852 | -17.1219 | 8622.689 | 0.3749
-17.0985 | 8312.593 | 0.36142 | -17.0985 | 8570.841 | 0.37265
-17.0751 | 8350.766 | 0.36308 | -17.0751 | 8554.357 | 0.37193
-17.0517 | 8379.929 | 0.36434 | -17.0517 | 8494.686 | 0.36933
-17.0283 | 8445.506 | 0.3672 | -17.0283 | 8521.181 | 0.37049
-17.0049 | 8521.806 | 0.37051 | -17.0049 | 8642.918 | 0.37578
-16.9815 | 8541.126 | 0.37135 | -16.9815 | 8782.085 | 0.38183
-16.9581 | 8484.436 | 0.36889 | -16.9581 | 8858.168 | 0.38514
-16.9348 | 8421.558 | 0.36615 | -16.9348 | 8811.819 | 0.38312
-16.9114 | 8446.385 | 0.36723 | -16.9114 | 8778.572 | 0.38168
-16.888 | 8542.455 | 0.37141 | -16.888 | 8660.588 | 0.37655
-16.8646 | 8556.365 | 0.37202 | -16.8646 | 8771.634 | 0.38138
-16.8412 | 8493.703 | 0.36929 | -16.8412 | 8803.455 | 0.38276
-16.8178 | 8574.328 | 0.3728 | -16.8178 | 8732.054 | 0.37965
-16.7944 | 8582.86 | 0.37317 | -16.7944 | 8837.187 | 0.38423
-16.771 | 8591.568 | 0.37355 | -16.771 | 8980.622 | 0.39046
-16.7476 | 8584.517 | 0.37324 | -16.7476 | 9009.982 | 0.39174
-16.7242 | 8647.559 | 0.37598 | -16.7242 | 9061.772 | 0.39399
-16.7008 | 8725.649 | 0.37938 | -16.7008 | 9100.818 | 0.39569
-16.6775 | 8779.978 | 0.38174 | -16.6775 | 9093.31 | 0.39536
-16.6541 | 8854.709 | 0.38499 | -16.6541 | 9109.221 | 0.39605
-16.6307 | 8871.297 | 0.38571 | -16.6307 | 9083.586 | 0.39494
-16.6073 | 8794.305 | 0.38236 | -16.6073 | 9061.682 | 0.39399
-16.5839 | 8727.926 | 0.37948 | -16.5839 | 9021.971 | 0.39226
-16.5605 | 8784.631 | 0.38194 | -16.5605 | 9129.474 | 0.39693
-16.5371 | 8989.316 | 0.39084 | -16.5371 | 9224.766 | 0.40108
-16.5137 | 8892.724 | 0.38664 | -16.5137 | 9324.36 | 0.40541
-16.4903 | 8958.68 | 0.38951 | -16.4903 | 9266.183 | 0.40288
-16.4669 | 8974.837 | 0.39021 | -16.4669 | 9230.442 | 0.40132
-16.4435 | 9057.207 | 0.39379 | -16.4435 | 9224.793 | 0.40108
-16.4202 | 9146.426 | 0.39767 | -16.4202 | 9259.745 | 0.4026
-16.3968 | 9187.724 | 0.39947 | -16.3968 | 9286.741 | 0.40377
-16.3734 | 9227.311 | 0.40119 | -16.3734 | 9245.781 | 0.40199
-16.35 | 9220.315 | 0.40088 | -16.35 | 9242.895 | 0.40187
-16.3266 | 9172.131 | 0.39879 | -16.3266 | 9411.702 | 0.4092
-16.3032 | 9153.927 | 0.398 | -16.3032 | 9567.826 | 0.41599
-16.2798 | 9130.81 | 0.39699 | -16.2798 | 9548.368 | 0.41515
-16.2564 | 9203.658 | 0.40016 | -16.2564 | 9546.057 | 0.41505
-16.233 | 9235.026 | 0.40152 | -16.233 | 9575.578 | 0.41633
-16.2096 | 9257.835 | 0.40251 | -16.2096 | 9482.35 | 0.41228
-16.1863 | 9278.418 | 0.40341 | -16.1863 | 9410.285 | 0.40914
-16.1629 | 9270.069 | 0.40305 | -16.1629 | 9543.671 | 0.41494
-16.1395 | 9285.558 | 0.40372 | -16.1395 | 9714.316 | 0.42236
-16.1161 | 9342.37 | 0.40619 | -16.1161 | 9699.604 | 0.42172
-16.0927 | 9389.52 | 0.40824 | -16.0927 | 9597.076 | 0.41726
-16.0693 | 9421.453 | 0.40963 | -16.0693 | 9639.448 | 0.41911
-16.0459 | 9491.992 | 0.4127 | -16.0459 | 9722.937 | 0.42274
-16.0225 | 9574.76 | 0.41629 | -16.0225 | 9716.342 | 0.42245
-15.9991 | 9509.321 | 0.41345 | -15.9991 | 9770.325 | 0.4248
-15.9757 | 9535.868 | 0.4146 | -15.9757 | 9844.104 | 0.428
-15.9523 | 9573.214 | 0.41623 | -15.9523 | 9846.128 | 0.42809
-15.929 | 9558.796 | 0.4156 | -15.929 | 9964.41 | 0.43324
-15.9056 | 9607.96 | 0.41774 | -15.9056 | 9942.962 | 0.4323
-15.8822 | 9656.363 | 0.41984 | -15.8822 | 9850.295 | 0.42827
-15.8588 | 9654.582 | 0.41976 | -15.8588 | 9770.094 | 0.42479
-15.8354 | 9647.862 | 0.41947 | -15.8354 | 9812.893 | 0.42665
-15.812 | 9666.404 | 0.42028 | -15.812 | 9961.688 | 0.43312
-15.7886 | 9690.972 | 0.42135 | -15.7886 | 9929.367 | 0.43171
-15.7652 | 9772.044 | 0.42487 | -15.7652 | 10028.5 | 0.43602
-15.7418 | 9815.823 | 0.42677 | -15.7418 | 10141.22 | 0.44092
-15.7184 | 9853.387 | 0.42841 | -15.7184 | 10042.54 | 0.43663
-15.6951 | 9878.889 | 0.42952 | -15.6951 | 10114.34 | 0.43975
-15.6717 | 9847.594 | 0.42816 | -15.6717 | 9960.625 | 0.43307
-15.6483 | 9845.57 | 0.42807 | -15.6483 | 9982.157 | 0.43401
-15.6249 | 9950.341 | 0.43262 | -15.6249 | 10152.59 | 0.44142
-15.6015 | 10000.39 | 0.4348 | -15.6015 | 10148.21 | 0.44123
-15.5781 | 10008.04 | 0.43513 | -15.5781 | 10043.73 | 0.43668
-15.5547 | 10090.57 | 0.43872 | -15.5547 | 10080.41 | 0.43828
-15.5313 | 10101.38 | 0.43919 | -15.5313 | 10121.51 | 0.44007
-15.5079 | 10007.89 | 0.43513 | -15.5079 | 10196.5 | 0.44333
-15.4845 | 10073.02 | 0.43796 | -15.4845 | 10390.65 | 0.45177
-15.4611 | 10096.62 | 0.43898 | -15.4611 | 10220.67 | 0.44438
-15.4377 | 10086.63 | 0.43855 | -15.4377 | 10312.59 | 0.44837
-15.4144 | 10140.68 | 0.4409 | -15.4144 | 10448.89 | 0.4543
-15.391 | 10198.88 | 0.44343 | -15.391 | 10544.03 | 0.45844
-15.3676 | 10236.76 | 0.44508 | -15.3676 | 10538.25 | 0.45818
-15.3442 | 10343.6 | 0.44972 | -15.3442 | 10549.87 | 0.45869
-15.3208 | 10396.2 | 0.45201 | -15.3208 | 10567.83 | 0.45947
-15.2974 | 10289.15 | 0.44735 | -15.2974 | 10551.37 | 0.45876
-15.274 | 10268.11 | 0.44644 | -15.274 | 10638.01 | 0.46252
-15.2506 | 10355.7 | 0.45025 | -15.2506 | 10666.94 | 0.46378
-15.2272 | 10476.67 | 0.45551 | -15.2272 | 10615.36 | 0.46154
-15.2038 | 10447.06 | 0.45422 | -15.2038 | 10625.67 | 0.46199
-15.1805 | 10403.12 | 0.45231 | -15.1805 | 10576.8 | 0.45986
-15.1571 | 10430.31 | 0.45349 | -15.1571 | 10572.13 | 0.45966
-15.1337 | 10475.92 | 0.45547 | -15.1337 | 10568.17 | 0.45949
-15.1103 | 10500.56 | 0.45655 | -15.1103 | 10674.72 | 0.46412
-15.0869 | 10479.76 | 0.45564 | -15.0869 | 10855.95 | 0.472
-15.0635 | 10435.61 | 0.45372 | -15.0635 | 10953.84 | 0.47625
-15.0401 | 10449.11 | 0.45431 | -15.0401 | 10891.53 | 0.47354
-15.0167 | 10559.19 | 0.4591 | -15.0167 | 10755.37 | 0.46762
-14.9933 | 10597.93 | 0.46078 | -14.9933 | 10718.04 | 0.466
-14.9699 | 10587.06 | 0.46031 | -14.9699 | 10782.99 | 0.46883
-14.9466 | 10588.66 | 0.46038 | -14.9466 | 10819.03 | 0.47039
-14.9232 | 10615.17 | 0.46153 | -14.9232 | 10874.44 | 0.4728
-14.8998 | 10716.42 | 0.46593 | -14.8998 | 10970.56 | 0.47698
-14.8764 | 10854.92 | 0.47195 | -14.8764 | 11058.16 | 0.48079
-14.853 | 10934.35 | 0.47541 | -14.853 | 11123.28 | 0.48362
-14.8296 | 10909.85 | 0.47434 | -14.8296 | 11152.13 | 0.48488
-14.8062 | 10850.51 | 0.47176 | -14.8062 | 11127.54 | 0.48381
-14.7828 | 10859.31 | 0.47214 | -14.7828 | 11079.68 | 0.48173
-14.7594 | 10905.2 | 0.47414 | -14.7594 | 11088.58 | 0.48211
-14.736 | 10884.45 | 0.47324 | -14.736 | 11138.71 | 0.48429
-14.7127 | 10839.12 | 0.47127 | -14.7127 | 11175.35 | 0.48588
-14.6893 | 10890.84 | 0.47351 | -14.6893 | 11191.14 | 0.48657
-14.6659 | 10988.5 | 0.47776 | -14.6659 | 11245.48 | 0.48893
-14.6425 | 11013.63 | 0.47885 | -14.6425 | 11309.51 | 0.49172
-14.6191 | 10994.75 | 0.47803 | -14.6191 | 11406.3 | 0.49593
-14.5957 | 10982.2 | 0.47749 | -14.5957 | 11479.49 | 0.49911
-14.5723 | 11002.77 | 0.47838 | -14.5723 | 11420.61 | 0.49655
-14.5489 | 11053.68 | 0.48059 | -14.5489 | 11255.23 | 0.48936
-14.5255 | 11089.85 | 0.48217 | -14.5255 | 11192.08 | 0.48661
-14.5021 | 11193.82 | 0.48669 | -14.5021 | 11156.22 | 0.48505
-14.4787 | 11271.49 | 0.49006 | -14.4787 | 11291.12 | 0.49092
-14.4553 | 11297.31 | 0.49119 | -14.4553 | 11198.48 | 0.48689
-14.432 | 11221.55 | 0.48789 | -14.432 | 11372.19 | 0.49444
-14.4086 | 11164.07 | 0.48539 | -14.4086 | 11556.93 | 0.50248
-14.3852 | 11192.07 | 0.48661 | -14.3852 | 11652.68 | 0.50664
-14.3618 | 11238.07 | 0.48861 | -14.3618 | 11633.86 | 0.50582
-14.3384 | 11286.73 | 0.49073 | -14.3384 | 11603.56 | 0.5045
-14.315 | 11397.89 | 0.49556 | -14.315 | 11625.63 | 0.50546
-14.2916 | 11484.25 | 0.49932 | -14.2916 | 11475.18 | 0.49892
-14.2682 | 11465.66 | 0.49851 | -14.2682 | 11523.77 | 0.50103
-14.2448 | 11516.83 | 0.50073 | -14.2448 | 11608.03 | 0.5047
-14.2215 | 11564.5 | 0.5028 | -14.2215 | 11599.3 | 0.50432
-14.1981 | 11453.71 | 0.49799 | -14.1981 | 11611.83 | 0.50486
-14.1747 | 11538.11 | 0.50166 | -14.1747 | 11678.3 | 0.50775
-14.1513 | 11573.68 | 0.5032 | -14.1513 | 11710.23 | 0.50914
-14.1279 | 11565.3 | 0.50284 | -14.1279 | 11848.63 | 0.51516
-14.1045 | 11593.33 | 0.50406 | -14.1045 | 11938.5 | 0.51907
-14.0811 | 11564.29 | 0.5028 | -14.0811 | 11726.61 | 0.50985
-14.0577 | 11655.61 | 0.50677 | -14.0577 | 11925.86 | 0.51852
-14.0343 | 11645.15 | 0.50631 | -14.0343 | 12063.94 | 0.52452
-14.0109 | 11636.45 | 0.50593 | -14.0109 | 11835.48 | 0.51459
-13.9875 | 11736.71 | 0.51029 | -13.9875 | 11806.73 | 0.51334
-13.9642 | 11775.03 | 0.51196 | -13.9642 | 11906.17 | 0.51766
-13.9408 | 11859.36 | 0.51562 | -13.9408 | 11823.2 | 0.51405
-13.9174 | 11912.31 | 0.51793 | -13.9174 | 11796.92 | 0.51291
-13.894 | 11916.07 | 0.51809 | -13.894 | 11879.61 | 0.5165
-13.8706 | 11932.53 | 0.51881 | -13.8706 | 11927.37 | 0.51858
-13.8472 | 11956.48 | 0.51985 | -13.8472 | 12016.92 | 0.52247
-13.8238 | 11995.46 | 0.52154 | -13.8238 | 12162.52 | 0.52881
-13.8004 | 12052.58 | 0.52403 | -13.8004 | 12116.39 | 0.5268
-13.777 | 12086.04 | 0.52548 | -13.777 | 11998.94 | 0.52169
-13.7536 | 11970.5 | 0.52046 | -13.7536 | 12164.88 | 0.52891
-13.7302 | 11943.63 | 0.51929 | -13.7302 | 12317.75 | 0.53555
-13.7068 | 12013.62 | 0.52233 | -13.7068 | 12322.58 | 0.53576
-13.6835 | 12099.35 | 0.52606 | -13.6835 | 12238.97 | 0.53213
-13.6601 | 12172.45 | 0.52924 | -13.6601 | 12154.25 | 0.52845
-13.6367 | 12250.05 | 0.53261 | -13.6367 | 12166.49 | 0.52898
-13.6133 | 12305.84 | 0.53504 | -13.6133 | 12393.14 | 0.53883
-13.5899 | 12342.97 | 0.53665 | -13.5899 | 12420.18 | 0.54001
-13.5665 | 12347.16 | 0.53683 | -13.5665 | 12408.72 | 0.53951
-13.5431 | 12321.05 | 0.5357 | -13.5431 | 12382.62 | 0.53837
-13.5197 | 12300.7 | 0.53481 | -13.5197 | 12363.95 | 0.53756
-13.4963 | 12289.55 | 0.53433 | -13.4963 | 12423.45 | 0.54015
-13.473 | 12304.91 | 0.535 | -13.473 | 12516.58 | 0.5442
-13.4496 | 12369.32 | 0.5378 | -13.4496 | 12601.53 | 0.54789
-13.4262 | 12464.99 | 0.54196 | -13.4262 | 12638.4 | 0.5495
-13.4028 | 12518.77 | 0.54429 | -13.4028 | 12596.82 | 0.54769
-13.3794 | 12484.34 | 0.5428 | -13.3794 | 12672.79 | 0.55099
-13.356 | 12493.6 | 0.5432 | -13.356 | 12824.73 | 0.5576
-13.3326 | 12512.84 | 0.54404 | -13.3326 | 12787.51 | 0.55598
-13.3092 | 12553.95 | 0.54582 | -13.3092 | 12721.77 | 0.55312
-13.2858 | 12598.59 | 0.54776 | -13.2858 | 12711.38 | 0.55267
-13.2624 | 12587.74 | 0.54729 | -13.2624 | 12727.83 | 0.55338
-13.239 | 12543.67 | 0.54538 | -13.239 | 12774.78 | 0.55543
-13.2157 | 12566.99 | 0.54639 | -13.2157 | 12854.34 | 0.55888
-13.1923 | 12686.76 | 0.5516 | -13.1923 | 12896.38 | 0.56071
-13.1689 | 12714.48 | 0.5528 | -13.1689 | 12829.31 | 0.5578
-13.1455 | 12680.42 | 0.55132 | -13.1455 | 12798.45 | 0.55645
-13.1221 | 12815.05 | 0.55718 | -13.1221 | 12848.96 | 0.55865
-13.0987 | 12868.44 | 0.5595 | -13.0987 | 12899.44 | 0.56085
-13.0753 | 12934.27 | 0.56236 | -13.0753 | 12959.12 | 0.56344
-13.0519 | 12911.51 | 0.56137 | -13.0519 | 12998.32 | 0.56514
-13.0285 | 12878.03 | 0.55991 | -13.0285 | 12991.89 | 0.56486
-13.0051 | 12865.02 | 0.55935 | -13.0051 | 12981.3 | 0.5644
-12.9817 | 12777.99 | 0.55556 | -12.9817 | 13050.71 | 0.56742
-12.9584 | 12783.41 | 0.5558 | -12.9584 | 13187.07 | 0.57335
-12.935 | 12966.84 | 0.56378 | -12.935 | 13110.89 | 0.57004
-12.9116 | 12892.04 | 0.56052 | -12.9116 | 13092.91 | 0.56926
-12.8882 | 13023.66 | 0.56625 | -12.8882 | 13155.54 | 0.57198
-12.8648 | 13179.85 | 0.57304 | -12.8648 | 13159.09 | 0.57213
-12.8414 | 13145.81 | 0.57156 | -12.8414 | 13205.88 | 0.57417
-12.818 | 13092.52 | 0.56924 | -12.818 | 13305.93 | 0.57852
-12.7946 | 13101.17 | 0.56962 | -12.7946 | 13363.79 | 0.58103
-12.7712 | 13065.25 | 0.56805 | -12.7712 | 13321.84 | 0.57921
-12.7478 | 13295.07 | 0.57805 | -12.7478 | 13266.94 | 0.57682
-12.7244 | 13196.28 | 0.57375 | -12.7244 | 13511.39 | 0.58745
-12.7011 | 13193.87 | 0.57365 | -12.7011 | 13409.01 | 0.583
-12.6777 | 13202.6 | 0.57403 | -12.6777 | 13269.73 | 0.57694
-12.6543 | 13238.11 | 0.57557 | -12.6543 | 13334.05 | 0.57974
-12.6309 | 13229.26 | 0.57519 | -12.6309 | 13453.29 | 0.58493
-12.6075 | 13222.38 | 0.57489 | -12.6075 | 13597.36 | 0.59119
-12.5841 | 13286.59 | 0.57768 | -12.5841 | 13748.4 | 0.59776
-12.5607 | 13388.63 | 0.58211 | -12.5607 | 13758.56 | 0.5982
-12.5373 | 13478.9 | 0.58604 | -12.5373 | 13657.81 | 0.59382
-12.5139 | 13564.15 | 0.58975 | -12.5139 | 13714.22 | 0.59627
-12.4906 | 13521.83 | 0.58791 | -12.4906 | 13698.25 | 0.59558
-12.4672 | 13462.44 | 0.58532 | -12.4672 | 13688.57 | 0.59516
-12.4438 | 13469.31 | 0.58562 | -12.4438 | 13712.41 | 0.59619
-12.4204 | 13551.02 | 0.58917 | -12.4204 | 13689.19 | 0.59518
-12.397 | 13661.32 | 0.59397 | -12.397 | 13701.25 | 0.59571
-12.3736 | 13734.98 | 0.59717 | -12.3736 | 13819.62 | 0.60085
-12.3502 | 13741.86 | 0.59747 | -12.3502 | 13881.55 | 0.60355
-12.3268 | 13757.19 | 0.59814 | -12.3268 | 13819.11 | 0.60083
-12.3034 | 13704.1 | 0.59583 | -12.3034 | 13954.39 | 0.60671
-12.28 | 13622.53 | 0.59228 | -12.28 | 14065.57 | 0.61155
-12.2566 | 13657.53 | 0.59381 | -12.2566 | 14067.5 | 0.61163
-12.2332 | 13761.31 | 0.59832 | -12.2332 | 14060.01 | 0.6113
-12.2099 | 13856.11 | 0.60244 | -12.2099 | 13893.31 | 0.60406
-12.1865 | 13879.65 | 0.60346 | -12.1865 | 13738.84 | 0.59734
-12.1631 | 13841.24 | 0.60179 | -12.1631 | 13874.64 | 0.60325
-12.1397 | 13843.6 | 0.6019 | -12.1397 | 13970.49 | 0.60741
-12.1163 | 13870.01 | 0.60304 | -12.1163 | 14023.16 | 0.6097
-12.0929 | 13909.77 | 0.60477 | -12.0929 | 14081.04 | 0.61222
-12.0695 | 13880.57 | 0.6035 | -12.0695 | 14086.94 | 0.61248
-12.0461 | 13825.72 | 0.60112 | -12.0461 | 14076.21 | 0.61201
-12.0227 | 13850.1 | 0.60218 | -12.0227 | 14074.4 | 0.61193
-11.9993 | 13904.47 | 0.60454 | -11.9993 | 14128.47 | 0.61428
-11.9759 | 13930.21 | 0.60566 | -11.9759 | 14169.63 | 0.61607
-11.9526 | 13988.65 | 0.6082 | -11.9526 | 14067.13 | 0.61161
-11.9292 | 14110.2 | 0.61349 | -11.9292 | 14020.61 | 0.60959
-11.9058 | 14331.2 | 0.6231 | -11.9058 | 14138.6 | 0.61472
-11.8824 | 14364.94 | 0.62456 | -11.8824 | 14120.66 | 0.61394
-11.859 | 14236.5 | 0.61898 | -11.859 | 14166.37 | 0.61593
-11.8356 | 14083.12 | 0.61231 | -11.8356 | 14287.58 | 0.6212
-11.8122 | 14121.93 | 0.614 | -11.8122 | 14394.85 | 0.62586
-11.7888 | 14329.63 | 0.62303 | -11.7888 | 14480.64 | 0.62959
-11.7654 | 14475.34 | 0.62936 | -11.7654 | 14514.05 | 0.63105
-11.7421 | 14457.28 | 0.62858 | -11.7421 | 14316.01 | 0.62244
-11.7187 | 14428.97 | 0.62735 | -11.7187 | 14413.93 | 0.62669
-11.6953 | 14459.35 | 0.62867 | -11.6953 | 14506.92 | 0.63074
-11.6719 | 14517.6 | 0.6312 | -11.6719 | 14532.04 | 0.63183
-11.6485 | 14541.95 | 0.63226 | -11.6485 | 14487.29 | 0.62988
-11.6251 | 14582.84 | 0.63404 | -11.6251 | 14462.54 | 0.62881
-11.6017 | 14637.55 | 0.63642 | -11.6017 | 14489.63 | 0.62998
-11.5783 | 14685.73 | 0.63851 | -11.5783 | 14527.11 | 0.63161
-11.5549 | 14730.26 | 0.64045 | -11.5549 | 14532.36 | 0.63184
-11.5315 | 14632.07 | 0.63618 | -11.5315 | 14540.13 | 0.63218
-11.5081 | 14484.69 | 0.62977 | -11.5081 | 14656.95 | 0.63726
-11.4848 | 14564.46 | 0.63324 | -11.4848 | 14776.08 | 0.64244
-11.4614 | 14650.31 | 0.63697 | -11.4614 | 14742.84 | 0.64099
-11.438 | 14667.38 | 0.63771 | -11.438 | 14667.48 | 0.63772
-11.4146 | 14671.67 | 0.6379 | -11.4146 | 14683.08 | 0.63839
-11.3912 | 14714.6 | 0.63977 | -11.3912 | 14782.23 | 0.64271
-11.3678 | 14775.58 | 0.64242 | -11.3678 | 14852.59 | 0.64576
-11.3444 | 14835.19 | 0.64501 | -11.3444 | 14906.37 | 0.6481
-11.321 | 14840.39 | 0.64523 | -11.321 | 15006.57 | 0.65246
-11.2976 | 14858.86 | 0.64604 | -11.2976 | 15027.54 | 0.65337
-11.2742 | 14895.64 | 0.64764 | -11.2742 | 14977.88 | 0.65121
-11.2508 | 14905.69 | 0.64807 | -11.2508 | 14955.69 | 0.65025
-11.2275 | 14903.69 | 0.64799 | -11.2275 | 15016.73 | 0.6529
-11.2041 | 14917.35 | 0.64858 | -11.2041 | 15116.28 | 0.65723
-11.1807 | 14949.4 | 0.64997 | -11.1807 | 15152.97 | 0.65882
-11.1573 | 14994.43 | 0.65193 | -11.1573 | 15085.07 | 0.65587
-11.1339 | 15146.03 | 0.65852 | -11.1339 | 14986.13 | 0.65157
-11.1105 | 15269.53 | 0.66389 | -11.1105 | 14995.7 | 0.65199
-11.0871 | 15237.64 | 0.66251 | -11.0871 | 15108.47 | 0.65689
-11.0637 | 15154.03 | 0.65887 | -11.0637 | 15138.98 | 0.65822
-11.0403 | 15102.33 | 0.65662 | -11.0403 | 15125.41 | 0.65763
-11.0169 | 15087.47 | 0.65598 | -11.0169 | 15091.53 | 0.65615
-10.9936 | 15077.03 | 0.65552 | -10.9936 | 15023.44 | 0.65319
-10.9702 | 15083.84 | 0.65582 | -10.9702 | 15019.74 | 0.65303
-10.9468 | 15164.19 | 0.65931 | -10.9468 | 15121.85 | 0.65747
-10.9234 | 15210.51 | 0.66133 | -10.9234 | 15183.76 | 0.66016
-10.9 | 15243.95 | 0.66278 | -10.9 | 15318.9 | 0.66604
-10.8766 | 15231.33 | 0.66223 | -10.8766 | 15373.13 | 0.6684
-10.8532 | 15234.28 | 0.66236 | -10.8532 | 15294.9 | 0.665
-10.8298 | 15265.13 | 0.6637 | -10.8298 | 15216.55 | 0.66159
-10.8064 | 15313.98 | 0.66583 | -10.8064 | 15246.2 | 0.66288
-10.783 | 15430.59 | 0.6709 | -10.783 | 15243.8 | 0.66277
-10.7597 | 15412.24 | 0.6701 | -10.7597 | 15292.36 | 0.66489
-10.7363 | 15489.74 | 0.67347 | -10.7363 | 15414.37 | 0.67019
-10.7129 | 15536.5 | 0.6755 | -10.7129 | 15442.35 | 0.67141
-10.6895 | 15535.96 | 0.67548 | -10.6895 | 15420 | 0.67043
-10.6661 | 15603.31 | 0.6784 | -10.6661 | 15472.76 | 0.67273
-10.6427 | 15714.4 | 0.68323 | -10.6427 | 15611.04 | 0.67874
-10.6193 | 15765.55 | 0.68546 | -10.6193 | 15738.82 | 0.6843
-10.5959 | 15789.96 | 0.68652 | -10.5959 | 15794.35 | 0.68671
-10.5725 | 15683.1 | 0.68187 | -10.5725 | 15752.77 | 0.6849
-10.5491 | 15860.31 | 0.68958 | -10.5491 | 15567.25 | 0.67684
-10.5257 | 15992.14 | 0.69531 | -10.5257 | 15581.06 | 0.67744
-10.5023 | 15870.59 | 0.69003 | -10.5023 | 15583.54 | 0.67755
-10.479 | 15863.49 | 0.68972 | -10.479 | 15633.53 | 0.67972
-10.4556 | 16042.22 | 0.69749 | -10.4556 | 15739.36 | 0.68432
-10.4322 | 16070.62 | 0.69872 | -10.4322 | 15821.12 | 0.68787
-10.4088 | 15828.69 | 0.6882 | -10.4088 | 15921.3 | 0.69223
-10.3854 | 15982.15 | 0.69488 | -10.3854 | 15962.53 | 0.69402
-10.362 | 16057.06 | 0.69813 | -10.362 | 16066.8 | 0.69856
-10.3386 | 15925.07 | 0.69239 | -10.3386 | 16111.73 | 0.70051
-10.3152 | 15858.23 | 0.68949 | -10.3152 | 16043.46 | 0.69754
-10.2918 | 15977.76 | 0.69469 | -10.2918 | 16028.79 | 0.6969
-10.2684 | 16129.42 | 0.70128 | -10.2684 | 16100.36 | 0.70002
-10.2451 | 16134.46 | 0.7015 | -10.2451 | 16108.98 | 0.70039
-10.2217 | 16207.06 | 0.70465 | -10.2217 | 16032.11 | 0.69705
-10.1983 | 16039.79 | 0.69738 | -10.1983 | 15879.87 | 0.69043
-10.1749 | 15960.22 | 0.69392 | -10.1749 | 15859.77 | 0.68956
-10.1515 | 16045.17 | 0.69762 | -10.1515 | 15957.29 | 0.6938
-10.1281 | 16211.25 | 0.70484 | -10.1281 | 16068.18 | 0.69862
-10.1047 | 16339.5 | 0.71041 | -10.1047 | 16081.93 | 0.69921
-10.0813 | 16358.93 | 0.71126 | -10.0813 | 16041.33 | 0.69745
-10.0579 | 16292.64 | 0.70838 | -10.0579 | 16114.03 | 0.70061
-10.0345 | 16252.99 | 0.70665 | -10.0345 | 16284.06 | 0.708
-10.0112 | 16356.03 | 0.71113 | -10.0112 | 16228.14 | 0.70557
-9.9878 | 16365.13 | 0.71153 | -9.9878 | 16254.89 | 0.70673
-9.9644 | 16350.5 | 0.71089 | -9.9644 | 16371.4 | 0.7118
-9.941 | 16373.07 | 0.71187 | -9.941 | 16403.54 | 0.7132
-9.9176 | 16409.9 | 0.71347 | -9.9176 | 16391 | 0.71265
-9.8942 | 16421.45 | 0.71398 | -9.8942 | 16439.24 | 0.71475
-9.8708 | 16424.42 | 0.71411 | -9.8708 | 16492.69 | 0.71707
-9.8474 | 16436.37 | 0.71462 | -9.8474 | 16440 | 0.71478
-9.824 | 16498.82 | 0.71734 | -9.824 | 16478.29 | 0.71645
-9.8006 | 16578.12 | 0.72079 | -9.8006 | 16561.54 | 0.72007
-9.7772 | 16656.69 | 0.7242 | -9.7772 | 16591.16 | 0.72135
-9.7539 | 16735.2 | 0.72762 | -9.7539 | 16595.01 | 0.72152
-9.7305 | 16753.89 | 0.72843 | -9.7305 | 16607.08 | 0.72205
-9.7071 | 16659.39 | 0.72432 | -9.7071 | 16621.07 | 0.72266
-9.6837 | 16539.22 | 0.7191 | -9.6837 | 16605.78 | 0.72199
-9.6603 | 16607.21 | 0.72205 | -9.6603 | 16484.29 | 0.71671
-9.6369 | 16734.79 | 0.7276 | -9.6369 | 16514.08 | 0.718
-9.6135 | 16746.24 | 0.7281 | -9.6135 | 16556.91 | 0.71987
-9.5901 | 16690.67 | 0.72568 | -9.5901 | 16581.83 | 0.72095
-9.5667 | 16711.7 | 0.7266 | -9.5667 | 16628.25 | 0.72297
-9.5433 | 16811.38 | 0.73093 | -9.5433 | 16692.56 | 0.72576
-9.5199 | 16824.74 | 0.73151 | -9.5199 | 16712.91 | 0.72665
-9.4966 | 16712.75 | 0.72664 | -9.4966 | 16708.35 | 0.72645
-9.4732 | 16820.41 | 0.73132 | -9.4732 | 16706.98 | 0.72639
-9.4498 | 16942.04 | 0.73661 | -9.4498 | 16724.96 | 0.72717
-9.4264 | 16986.04 | 0.73852 | -9.4264 | 16800.27 | 0.73045
-9.403 | 16928.59 | 0.73603 | -9.403 | 16897.79 | 0.73469
-9.3796 | 16926.2 | 0.73592 | -9.3796 | 16934.75 | 0.73629
-9.3562 | 17051.56 | 0.74137 | -9.3562 | 16909.9 | 0.73521
-9.3328 | 17082 | 0.7427 | -9.3328 | 16973.66 | 0.73799
-9.3094 | 17095.61 | 0.74329 | -9.3094 | 17127.66 | 0.74468
-9.286 | 17103.15 | 0.74362 | -9.286 | 17109.6 | 0.7439
-9.2627 | 17028.42 | 0.74037 | -9.2627 | 16983.03 | 0.73839
-9.2393 | 17037.81 | 0.74077 | -9.2393 | 16942.51 | 0.73663
-9.2159 | 17092.78 | 0.74316 | -9.2159 | 16993.22 | 0.73884
-9.1925 | 17130.97 | 0.74482 | -9.1925 | 17032.46 | 0.74054
-9.1691 | 17163.09 | 0.74622 | -9.1691 | 16993.75 | 0.73886
-9.1457 | 17188.03 | 0.74731 | -9.1457 | 16982.02 | 0.73835
-9.1223 | 17078.94 | 0.74256 | -9.1223 | 17055.38 | 0.74154
-9.0989 | 17031.89 | 0.74052 | -9.0989 | 17149.95 | 0.74565
-9.0755 | 17111.74 | 0.74399 | -9.0755 | 17229.3 | 0.7491
-9.0521 | 17189.61 | 0.74737 | -9.0521 | 17247.66 | 0.7499
-9.0287 | 17203.94 | 0.748 | -9.0287 | 17214.59 | 0.74846
-9.0054 | 17209.3 | 0.74823 | -9.0054 | 17180.8 | 0.74699
-8.982 | 17298.09 | 0.75209 | -8.982 | 17182.85 | 0.74708
-8.9586 | 17379.3 | 0.75562 | -8.9586 | 17156.86 | 0.74595
-8.9352 | 17366.32 | 0.75506 | -8.9352 | 17179.9 | 0.74695
-8.9118 | 17388.75 | 0.75603 | -8.9118 | 17240.08 | 0.74957
-8.8884 | 17451.61 | 0.75877 | -8.8884 | 17306.4 | 0.75245
-8.865 | 17512.55 | 0.76142 | -8.865 | 17354.88 | 0.75456
-8.8416 | 17559.24 | 0.76345 | -8.8416 | 17368.76 | 0.75516
-8.8182 | 17623.28 | 0.76623 | -8.8182 | 17352.61 | 0.75446
-8.7948 | 17696.66 | 0.76942 | -8.7948 | 17369.7 | 0.7552
-8.7715 | 17544.3 | 0.7628 | -8.7715 | 17397.88 | 0.75643
-8.7481 | 17562.94 | 0.76361 | -8.7481 | 17467.79 | 0.75947
-8.7247 | 17558.51 | 0.76341 | -8.7247 | 17558.77 | 0.76342
-8.7013 | 17583.71 | 0.76451 | -8.7013 | 17618.39 | 0.76602
-8.6779 | 17711.21 | 0.77005 | -8.6779 | 17626.74 | 0.76638
-8.6545 | 17893.78 | 0.77799 | -8.6545 | 17616.32 | 0.76593
-8.6311 | 17939.87 | 0.77999 | -8.6311 | 17653.34 | 0.76754
-8.6077 | 17886.88 | 0.77769 | -8.6077 | 17766.28 | 0.77245
-8.5843 | 17898.75 | 0.77821 | -8.5843 | 17826.43 | 0.77506
-8.5609 | 17892.93 | 0.77795 | -8.5609 | 17825.51 | 0.77502
-8.5375 | 17871.8 | 0.77703 | -8.5375 | 17785.01 | 0.77326
-8.5142 | 17867.09 | 0.77683 | -8.5142 | 17740.6 | 0.77133
-8.4908 | 17905.11 | 0.77848 | -8.4908 | 17721.52 | 0.7705
-8.4674 | 17987 | 0.78204 | -8.4674 | 17736.45 | 0.77115
-8.444 | 18108.89 | 0.78734 | -8.444 | 17781.14 | 0.77309
-8.4206 | 18137.12 | 0.78857 | -8.4206 | 17835.54 | 0.77546
-8.3972 | 18087.06 | 0.78639 | -8.3972 | 17864.25 | 0.77671
-8.3738 | 18060.8 | 0.78525 | -8.3738 | 17841.07 | 0.7757
-8.3504 | 18044.77 | 0.78456 | -8.3504 | 17801.17 | 0.77396
-8.327 | 18023.74 | 0.78364 | -8.327 | 17793.04 | 0.77361
-8.3036 | 18030.13 | 0.78392 | -8.3036 | 17821.72 | 0.77486
-8.2803 | 18055.5 | 0.78502 | -8.2803 | 17797.29 | 0.7738
-8.2569 | 18236.89 | 0.79291 | -8.2569 | 17773.72 | 0.77277
-8.2335 | 18264.88 | 0.79413 | -8.2335 | 17888.6 | 0.77777
-8.2101 | 18274.92 | 0.79456 | -8.2101 | 18021.84 | 0.78356
-8.1867 | 18273.23 | 0.79449 | -8.1867 | 18062.26 | 0.78532
-8.1633 | 18266.69 | 0.7942 | -8.1633 | 18008.84 | 0.78299
-8.1399 | 18282.83 | 0.79491 | -8.1399 | 17947.04 | 0.78031
-8.1165 | 18304.61 | 0.79585 | -8.1165 | 17933.15 | 0.7797
-8.0931 | 18256.3 | 0.79375 | -8.0931 | 17965.69 | 0.78112
-8.0697 | 18358.64 | 0.7982 | -8.0697 | 18053.54 | 0.78494
-8.0463 | 18458.31 | 0.80254 | -8.0463 | 18092.95 | 0.78665
-8.023 | 18485.88 | 0.80373 | -8.023 | 18138.8 | 0.78864
-7.9996 | 18465.01 | 0.80283 | -7.9996 | 18223.66 | 0.79233
-7.9762 | 18441.04 | 0.80178 | -7.9762 | 18300.93 | 0.79569
-7.9528 | 18401.6 | 0.80007 | -7.9528 | 18266.24 | 0.79418
-7.9294 | 18443.38 | 0.80189 | -7.9294 | 18148.81 | 0.78908
-7.906 | 18555.14 | 0.80675 | -7.906 | 18068.63 | 0.78559
-7.8826 | 18583.35 | 0.80797 | -7.8826 | 18016.33 | 0.78332
-7.8592 | 18525.02 | 0.80544 | -7.8592 | 18006.19 | 0.78288
-7.8358 | 18435.16 | 0.80153 | -7.8358 | 18080.12 | 0.78609
-7.8124 | 18409.71 | 0.80042 | -7.8124 | 18235.82 | 0.79286
-7.789 | 18532.98 | 0.80578 | -7.789 | 18376.46 | 0.79898
-7.7657 | 18618.36 | 0.80949 | -7.7657 | 18392.55 | 0.79968
-7.7423 | 18740.19 | 0.81479 | -7.7423 | 18362.71 | 0.79838
-7.7189 | 18764.8 | 0.81586 | -7.7189 | 18377.95 | 0.79904
-7.6955 | 18705.8 | 0.8133 | -7.6955 | 18324.09 | 0.7967
-7.6721 | 18694.54 | 0.81281 | -7.6721 | 18224 | 0.79235
-7.6487 | 18793.88 | 0.81713 | -7.6487 | 18201.24 | 0.79136
-7.6253 | 18890.41 | 0.82132 | -7.6253 | 18353.09 | 0.79796
-7.6019 | 18825.06 | 0.81848 | -7.6019 | 18518.77 | 0.80516
-7.5785 | 18802.61 | 0.8175 | -7.5785 | 18520.19 | 0.80523
-7.5551 | 18834.18 | 0.81888 | -7.5551 | 18500.76 | 0.80438
-7.5318 | 18869.67 | 0.82042 | -7.5318 | 18497.7 | 0.80425
-7.5084 | 18962.66 | 0.82446 | -7.5084 | 18488.07 | 0.80383
-7.485 | 19069.72 | 0.82912 | -7.485 | 18496.57 | 0.8042
-7.4616 | 19017.45 | 0.82685 | -7.4616 | 18597.34 | 0.80858
-7.4382 | 18841.15 | 0.81918 | -7.4382 | 18694.33 | 0.8128
-7.4148 | 18953.93 | 0.82408 | -7.4148 | 18674.5 | 0.81193
-7.3914 | 18973.29 | 0.82493 | -7.3914 | 18708.36 | 0.81341
-7.368 | 18992.3 | 0.82575 | -7.368 | 18686.22 | 0.81244
-7.3446 | 18939.79 | 0.82347 | -7.3446 | 18670.08 | 0.81174
-7.3212 | 18860.97 | 0.82004 | -7.3212 | 18700.94 | 0.81308
-7.2978 | 18940.76 | 0.82351 | -7.2978 | 18717.85 | 0.81382
-7.2745 | 19069.93 | 0.82913 | -7.2745 | 18690.13 | 0.81261
-7.2511 | 19062.47 | 0.8288 | -7.2511 | 18701.47 | 0.81311
-7.2277 | 19071.69 | 0.8292 | -7.2277 | 18760.88 | 0.81569
-7.2043 | 19067.6 | 0.82903 | -7.2043 | 18793.59 | 0.81711
-7.1809 | 19061.04 | 0.82874 | -7.1809 | 18818.38 | 0.81819
-7.1575 | 19092.72 | 0.83012 | -7.1575 | 18902.5 | 0.82185
-7.1341 | 19175.97 | 0.83374 | -7.1341 | 19061.59 | 0.82876
-7.1107 | 19179.41 | 0.83389 | -7.1107 | 19085.37 | 0.8298
-7.0873 | 19160.18 | 0.83305 | -7.0873 | 18902.16 | 0.82183
-7.0639 | 19288.98 | 0.83865 | -7.0639 | 18941.19 | 0.82353
-7.0406 | 19315.13 | 0.83979 | -7.0406 | 18985.42 | 0.82545
-7.0172 | 19339.6 | 0.84085 | -7.0172 | 18912.53 | 0.82228
-6.9938 | 19354.54 | 0.8415 | -6.9938 | 18825.34 | 0.81849
-6.9704 | 19210.82 | 0.83525 | -6.9704 | 18913.32 | 0.82232
-6.947 | 19172.65 | 0.83359 | -6.947 | 18976.93 | 0.82508
-6.9236 | 19120.29 | 0.83132 | -6.9236 | 18949.65 | 0.8239
-6.9002 | 19185.55 | 0.83415 | -6.9002 | 18966.12 | 0.82461
-6.8768 | 19274.39 | 0.83802 | -6.8768 | 19016.98 | 0.82683
-6.8534 | 19410.08 | 0.84392 | -6.8534 | 19079.06 | 0.82952
-6.83 | 19567.93 | 0.85078 | -6.83 | 19140.37 | 0.83219
-6.8066 | 19616.81 | 0.8529 | -6.8066 | 19212.12 | 0.83531
-6.7833 | 19401.48 | 0.84354 | -6.7833 | 19328.35 | 0.84036
-6.7599 | 19237.93 | 0.83643 | -6.7599 | 19455.27 | 0.84588
-6.7365 | 19367.66 | 0.84207 | -6.7365 | 19447.24 | 0.84553
-6.7131 | 19525.5 | 0.84893 | -6.7131 | 19413.57 | 0.84407
-6.6897 | 19521.17 | 0.84875 | -6.6897 | 19334.51 | 0.84063
-6.6663 | 19395.53 | 0.84328 | -6.6663 | 19268.29 | 0.83775
-6.6429 | 19352.51 | 0.84141 | -6.6429 | 19358.55 | 0.84168
-6.6195 | 19368.01 | 0.84209 | -6.6195 | 19510.17 | 0.84827
-6.5961 | 19488.95 | 0.84735 | -6.5961 | 19396.05 | 0.84331
-6.5727 | 19610.62 | 0.85264 | -6.5727 | 19224.75 | 0.83586
-6.5493 | 19657.88 | 0.85469 | -6.5493 | 19156.46 | 0.83289
-6.526 | 19632.35 | 0.85358 | -6.526 | 19221.99 | 0.83574
-6.5026 | 19596.49 | 0.85202 | -6.5026 | 19337.19 | 0.84075
-6.4792 | 19633.57 | 0.85363 | -6.4792 | 19375.6 | 0.84242
-6.4558 | 19773.74 | 0.85973 | -6.4558 | 19340.04 | 0.84087
-6.4324 | 19833.82 | 0.86234 | -6.4324 | 19366.21 | 0.84201
-6.409 | 19714.75 | 0.85716 | -6.409 | 19412.75 | 0.84403
-6.3856 | 19634.66 | 0.85368 | -6.3856 | 19447.59 | 0.84555
-6.3622 | 19746.47 | 0.85854 | -6.3622 | 19449.08 | 0.84561
-6.3388 | 19901.97 | 0.8653 | -6.3388 | 19446.32 | 0.84549
-6.3154 | 19750.96 | 0.85874 | -6.3154 | 19511.01 | 0.8483
-6.2921 | 19744.73 | 0.85847 | -6.2921 | 19618.72 | 0.85299
-6.2687 | 20022.1 | 0.87053 | -6.2687 | 19544.66 | 0.84977
-6.2453 | 19959.06 | 0.86779 | -6.2453 | 19517.3 | 0.84858
-6.2219 | 19945.53 | 0.8672 | -6.2219 | 19583.09 | 0.85144
-6.1985 | 20026.6 | 0.87072 | -6.1985 | 19626.96 | 0.85335
-6.1751 | 20072.29 | 0.87271 | -6.1751 | 19594.06 | 0.85192
-6.1517 | 20060.45 | 0.87219 | -6.1517 | 19618.54 | 0.85298
-6.1283 | 20114.01 | 0.87452 | -6.1283 | 19659.54 | 0.85476
-6.1049 | 20117.73 | 0.87468 | -6.1049 | 19607.04 | 0.85248
-6.0815 | 20138.2 | 0.87557 | -6.0815 | 19601.56 | 0.85224
-6.0581 | 20160.46 | 0.87654 | -6.0581 | 19694.12 | 0.85627
-6.0348 | 20234.02 | 0.87974 | -6.0348 | 19817.26 | 0.86162
-6.0114 | 20364.11 | 0.8854 | -6.0114 | 19890.3 | 0.8648
-5.988 | 20404.11 | 0.88714 | -5.988 | 19936.38 | 0.8668
-5.9646 | 20319.48 | 0.88346 | -5.9646 | 20024.01 | 0.87061
-5.9412 | 20418.48 | 0.88776 | -5.9412 | 20015.74 | 0.87025
-5.9178 | 20320.08 | 0.88348 | -5.9178 | 19965.12 | 0.86805
-5.8944 | 20224.79 | 0.87934 | -5.8944 | 19859.99 | 0.86348
-5.871 | 20228.52 | 0.8795 | -5.871 | 19752.96 | 0.85882
-5.8476 | 20253.16 | 0.88057 | -5.8476 | 19742.09 | 0.85835
-5.8242 | 20200.4 | 0.87828 | -5.8242 | 19886.3 | 0.86462
-5.8009 | 20291.72 | 0.88225 | -5.8009 | 19908.71 | 0.8656
-5.7775 | 20391.22 | 0.88657 | -5.7775 | 19845.71 | 0.86286
-5.7541 | 20310.67 | 0.88307 | -5.7541 | 19781.38 | 0.86006
-5.7307 | 20261.16 | 0.88092 | -5.7307 | 19781.02 | 0.86004
-5.7073 | 20294.06 | 0.88235 | -5.7073 | 19868.93 | 0.86387
-5.6839 | 20273.34 | 0.88145 | -5.6839 | 20006.92 | 0.86987
-5.6605 | 20226.46 | 0.87941 | -5.6605 | 20075.61 | 0.87285
-5.6371 | 20508.49 | 0.89167 | -5.6371 | 20016.88 | 0.8703
-5.6137 | 20648.74 | 0.89777 | -5.6137 | 19951.16 | 0.86744
-5.5903 | 20562.62 | 0.89403 | -5.5903 | 20004.27 | 0.86975
-5.5669 | 20421.72 | 0.8879 | -5.5669 | 20116.86 | 0.87465
-5.5436 | 20401.83 | 0.88704 | -5.5436 | 20193.18 | 0.87796
-5.5202 | 20512.87 | 0.89186 | -5.5202 | 20192.28 | 0.87793
-5.4968 | 20493.1 | 0.891 | -5.4968 | 20144.03 | 0.87583
-5.4734 | 20356.16 | 0.88505 | -5.4734 | 20122.56 | 0.87489
-5.45 | 20346.81 | 0.88464 | -5.45 | 20181.61 | 0.87746
-5.4266 | 20464.37 | 0.88976 | -5.4266 | 20229.41 | 0.87954
-5.4032 | 20630.14 | 0.89696 | -5.4032 | 20189.47 | 0.8778
-5.3798 | 20759.32 | 0.90258 | -5.3798 | 20084.37 | 0.87323
-5.3564 | 20812.79 | 0.9049 | -5.3564 | 20044.28 | 0.87149
-5.333 | 20792.58 | 0.90403 | -5.333 | 20074.21 | 0.87279
-5.3097 | 20711.32 | 0.90049 | -5.3097 | 20106.94 | 0.87421
-5.2863 | 20621.95 | 0.89661 | -5.2863 | 20119.44 | 0.87476
-5.2629 | 20593.5 | 0.89537 | -5.2629 | 20180.95 | 0.87743
-5.2395 | 20663.04 | 0.89839 | -5.2395 | 20299.73 | 0.8826
-5.2161 | 20799.66 | 0.90433 | -5.2161 | 20387.81 | 0.88643
-5.1927 | 20892.17 | 0.90836 | -5.1927 | 20290.09 | 0.88218
-5.1693 | 20927.19 | 0.90988 | -5.1693 | 20287.57 | 0.88207
-5.1459 | 20831.09 | 0.9057 | -5.1459 | 20380 | 0.88609
-5.1225 | 20762.9 | 0.90273 | -5.1225 | 20393.92 | 0.88669
-5.0991 | 20778.25 | 0.9034 | -5.0991 | 20397.47 | 0.88685
-5.0757 | 20798.35 | 0.90428 | -5.0757 | 20449.08 | 0.88909
-5.0524 | 20711.77 | 0.90051 | -5.0524 | 20502.87 | 0.89143
-5.029 | 20599.91 | 0.89565 | -5.029 | 20383.09 | 0.88622
-5.0056 | 20585.75 | 0.89503 | -5.0056 | 20326.47 | 0.88376
-4.9822 | 20619.96 | 0.89652 | -4.9822 | 20486.65 | 0.89072
-4.9588 | 20646.46 | 0.89767 | -4.9588 | 20621.6 | 0.89659
-4.9354 | 20735.63 | 0.90155 | -4.9354 | 20622.98 | 0.89665
-4.912 | 20885.26 | 0.90805 | -4.912 | 20529.02 | 0.89257
-4.8886 | 20941.64 | 0.91051 | -4.8886 | 20468.82 | 0.88995
-4.8652 | 20706.66 | 0.90029 | -4.8652 | 20471.32 | 0.89006
-4.8418 | 20805.63 | 0.90459 | -4.8418 | 20407.92 | 0.8873
-4.8185 | 20911.74 | 0.90921 | -4.8185 | 20424.08 | 0.888
-4.7951 | 20852.95 | 0.90665 | -4.7951 | 20414.6 | 0.88759
-4.7717 | 20741.68 | 0.90181 | -4.7717 | 20358.29 | 0.88514
-4.7483 | 20766.4 | 0.90289 | -4.7483 | 20304.04 | 0.88278
-4.7249 | 20950.69 | 0.9109 | -4.7249 | 20315.31 | 0.88327
-4.7015 | 21064.78 | 0.91586 | -4.7015 | 20463.23 | 0.88971
-4.6781 | 21001.84 | 0.91312 | -4.6781 | 20491.96 | 0.89095
-4.6547 | 20959.89 | 0.9113 | -4.6547 | 20444.82 | 0.88891
-4.6313 | 21013.76 | 0.91364 | -4.6313 | 20347.06 | 0.88465
-4.6079 | 21098.34 | 0.91732 | -4.6079 | 20270.46 | 0.88132
-4.5845 | 21125.96 | 0.91852 | -4.5845 | 20279.97 | 0.88174
-4.5612 | 21209.15 | 0.92214 | -4.5612 | 20317.45 | 0.88337
-4.5378 | 21267.44 | 0.92467 | -4.5378 | 20370.86 | 0.88569
-4.5144 | 21236.59 | 0.92333 | -4.5144 | 20409.54 | 0.88737
-4.491 | 21166.9 | 0.9203 | -4.491 | 20491.26 | 0.89092
-4.4676 | 21142.24 | 0.91923 | -4.4676 | 20619.17 | 0.89649
-4.4442 | 21176.96 | 0.92074 | -4.4442 | 20712.74 | 0.90055
-4.4208 | 21175.01 | 0.92065 | -4.4208 | 20673.15 | 0.89883
-4.3974 | 20958.91 | 0.91126 | -4.3974 | 20688.51 | 0.8995
-4.374 | 21036.17 | 0.91462 | -4.374 | 20764.08 | 0.90279
-4.3506 | 21066.01 | 0.91591 | -4.3506 | 20844.73 | 0.90629
-4.3272 | 21186.31 | 0.92114 | -4.3272 | 20835.81 | 0.9059
-4.3039 | 21248.49 | 0.92385 | -4.3039 | 20768.31 | 0.90297
-4.2805 | 21125.38 | 0.91849 | -4.2805 | 20722.59 | 0.90098
-4.2571 | 21064.59 | 0.91585 | -4.2571 | 20724.92 | 0.90108
-4.2337 | 21117.59 | 0.91816 | -4.2337 | 20770.18 | 0.90305
-4.2103 | 21289.56 | 0.92563 | -4.2103 | 20850.61 | 0.90655
-4.1869 | 21512.25 | 0.93532 | -4.1869 | 20866.07 | 0.90722
-4.1635 | 21452.11 | 0.9327 | -4.1635 | 20790.15 | 0.90392
-4.1401 | 21223.64 | 0.92277 | -4.1401 | 20747.83 | 0.90208
-4.1167 | 21256.37 | 0.92419 | -4.1167 | 20848.03 | 0.90644
-4.0933 | 21528.75 | 0.93603 | -4.0933 | 20769.97 | 0.90304
-4.07 | 21385.01 | 0.92978 | -4.07 | 20769.07 | 0.903
-4.0466 | 21327.44 | 0.92728 | -4.0466 | 20947.72 | 0.91077
-4.0232 | 21298.54 | 0.92602 | -4.0232 | 20995.42 | 0.91284
-3.9998 | 21310.63 | 0.92655 | -3.9998 | 20935.51 | 0.91024
-3.9764 | 21387.62 | 0.9299 | -3.9764 | 20913.95 | 0.9093
-3.953 | 21488.89 | 0.9343 | -3.953 | 21014.97 | 0.91369
-3.9296 | 21327.61 | 0.92729 | -3.9296 | 21195.4 | 0.92154
-3.9062 | 21465.87 | 0.9333 | -3.9062 | 21143.55 | 0.91928
-3.8828 | 21642.71 | 0.94099 | -3.8828 | 20956.21 | 0.91114
-3.8594 | 21646.46 | 0.94115 | -3.8594 | 20946.12 | 0.9107
-3.836 | 21541.82 | 0.9366 | -3.836 | 21120.12 | 0.91827
-3.8127 | 21502.52 | 0.93489 | -3.8127 | 21259.02 | 0.92431
-3.7893 | 21496.28 | 0.93462 | -3.7893 | 21202.82 | 0.92186
-3.7659 | 21490.92 | 0.93439 | -3.7659 | 21232.95 | 0.92317
-3.7425 | 21434.12 | 0.93192 | -3.7425 | 21228.66 | 0.92299
-3.7191 | 21390.82 | 0.93004 | -3.7191 | 21186.82 | 0.92117
-3.6957 | 21682.55 | 0.94272 | -3.6957 | 21185.67 | 0.92112
-3.6723 | 21960.08 | 0.95479 | -3.6723 | 21212.1 | 0.92227
-3.6489 | 21454.71 | 0.93281 | -3.6489 | 21186.63 | 0.92116
-3.6255 | 21522.49 | 0.93576 | -3.6255 | 21374.35 | 0.92932
-3.6021 | 21534.27 | 0.93627 | -3.6021 | 21111.41 | 0.91789
-3.5788 | 21505.58 | 0.93503 | -3.5788 | 21213.3 | 0.92232
-3.5554 | 21460.99 | 0.93309 | -3.5554 | 21297.73 | 0.92599
-3.532 | 21427.58 | 0.93163 | -3.532 | 21287.46 | 0.92554
-3.5086 | 21441.02 | 0.93222 | -3.5086 | 21280.4 | 0.92523
-3.4852 | 21548.38 | 0.93689 | -3.4852 | 21253.03 | 0.92404
-3.4618 | 21746.18 | 0.94549 | -3.4618 | 21455 | 0.93283
-3.4384 | 21592.83 | 0.93882 | -3.4384 | 21402.81 | 0.93056
-3.415 | 21585.54 | 0.9385 | -3.415 | 21398.5 | 0.93037
-3.3916 | 21608.78 | 0.93951 | -3.3916 | 21343.03 | 0.92796
-3.3682 | 21583.96 | 0.93843 | -3.3682 | 21279.5 | 0.9252
-3.3448 | 21593.47 | 0.93885 | -3.3448 | 21386.54 | 0.92985
-3.3215 | 21601.22 | 0.93918 | -3.3215 | 21439.37 | 0.93215
-3.2981 | 21563.44 | 0.93754 | -3.2981 | 21424.6 | 0.9315
-3.2747 | 21634.41 | 0.94063 | -3.2747 | 21558.04 | 0.93731
-3.2513 | 21840.92 | 0.94961 | -3.2513 | 21672.16 | 0.94227
-3.2279 | 21999.05 | 0.95648 | -3.2279 | 21689.34 | 0.94301
-3.2045 | 21979.58 | 0.95563 | -3.2045 | 21613 | 0.9397
-3.1811 | 21924.52 | 0.95324 | -3.1811 | 21488.58 | 0.93429
-3.1577 | 21994.46 | 0.95628 | -3.1577 | 21446.93 | 0.93248
-3.1343 | 22059.09 | 0.95909 | -3.1343 | 21460.08 | 0.93305
-3.1109 | 22026.35 | 0.95767 | -3.1109 | 21503.53 | 0.93494
-3.0876 | 21921.85 | 0.95312 | -3.0876 | 21552.49 | 0.93706
-3.0642 | 21834.41 | 0.94932 | -3.0642 | 21528.63 | 0.93603
-3.0408 | 21817.5 | 0.94859 | -3.0408 | 21415.78 | 0.93112
-3.0174 | 21696.56 | 0.94333 | -3.0174 | 21567.89 | 0.93773
-2.994 | 21736.55 | 0.94507 | -2.994 | 21502.7 | 0.9349
-2.9706 | 21855.56 | 0.95024 | -2.9706 | 21433.62 | 0.9319
-2.9472 | 21907.48 | 0.9525 | -2.9472 | 21411.02 | 0.93091
-2.9238 | 21895.15 | 0.95196 | -2.9238 | 21384.76 | 0.92977
-2.9004 | 21890.33 | 0.95175 | -2.9004 | 21394.22 | 0.93018
-2.877 | 21945.64 | 0.95416 | -2.877 | 21624.59 | 0.9402
-2.8536 | 22027.25 | 0.95771 | -2.8536 | 21551.78 | 0.93703
-2.8303 | 22145.37 | 0.96284 | -2.8303 | 21403.2 | 0.93057
-2.8069 | 22002.25 | 0.95662 | -2.8069 | 21415.92 | 0.93113
-2.7835 | 21897.54 | 0.95207 | -2.7835 | 21518.92 | 0.93561
-2.7601 | 21956.15 | 0.95462 | -2.7601 | 21591.71 | 0.93877
-2.7367 | 22030.82 | 0.95786 | -2.7367 | 21595.47 | 0.93893
-2.7133 | 21930.08 | 0.95348 | -2.7133 | 21713.88 | 0.94408
-2.6899 | 21833.82 | 0.9493 | -2.6899 | 21712.71 | 0.94403
-2.6665 | 21937.89 | 0.95382 | -2.6665 | 21760.84 | 0.94612
-2.6431 | 22098.09 | 0.96079 | -2.6431 | 21830.83 | 0.94917
-2.6197 | 22100.7 | 0.9609 | -2.6197 | 21784.98 | 0.94717
-2.5963 | 21983.33 | 0.9558 | -2.5963 | 21643.64 | 0.94103
-2.573 | 22128.8 | 0.96212 | -2.573 | 21712.27 | 0.94401
-2.5496 | 22127.84 | 0.96208 | -2.5496 | 22029.13 | 0.95779
-2.5262 | 22028.73 | 0.95777 | -2.5262 | 21965.13 | 0.95501
-2.5028 | 21988.17 | 0.95601 | -2.5028 | 21806.35 | 0.9481
-2.4794 | 22047.95 | 0.95861 | -2.4794 | 21647.73 | 0.94121
-2.456 | 22157.88 | 0.96339 | -2.456 | 21618.99 | 0.93996
-2.4326 | 22215.5 | 0.96589 | -2.4326 | 21790.79 | 0.94743
-2.4092 | 22142.37 | 0.96271 | -2.4092 | 21871.22 | 0.95092
-2.3858 | 22031.57 | 0.95789 | -2.3858 | 21818.97 | 0.94865
-2.3624 | 21992.56 | 0.9562 | -2.3624 | 21761.57 | 0.94616
-2.3391 | 22093.2 | 0.96057 | -2.3391 | 21655.78 | 0.94156
-2.3157 | 22238.54 | 0.96689 | -2.3157 | 21563.28 | 0.93753
-2.2923 | 22289.13 | 0.96909 | -2.2923 | 21569.82 | 0.93782
-2.2689 | 22181.89 | 0.96443 | -2.2689 | 21695.58 | 0.94329
-2.2455 | 22094.39 | 0.96063 | -2.2455 | 21745.51 | 0.94546
-2.2221 | 22127.17 | 0.96205 | -2.2221 | 22001.09 | 0.95657
-2.1987 | 22250.21 | 0.9674 | -2.1987 | 22086.14 | 0.96027
-2.1753 | 22314 | 0.97017 | -2.1753 | 22082.15 | 0.96009
-2.1519 | 22311.46 | 0.97006 | -2.1519 | 22064.35 | 0.95932
-2.1285 | 22347.06 | 0.97161 | -2.1285 | 22047.57 | 0.95859
-2.1051 | 22382.59 | 0.97316 | -2.1051 | 22153.74 | 0.96321
-2.0818 | 22291.42 | 0.96919 | -2.0818 | 22287.61 | 0.96903
-2.0584 | 22172.74 | 0.96403 | -2.0584 | 22091.2 | 0.96049
-2.035 | 22159.15 | 0.96344 | -2.035 | 21843.85 | 0.94973
-2.0116 | 22235.34 | 0.96675 | -2.0116 | 21799.67 | 0.94781
-1.9882 | 22295.32 | 0.96936 | -1.9882 | 21968.15 | 0.95514
-1.9648 | 22228.83 | 0.96647 | -1.9648 | 22030.98 | 0.95787
-1.9414 | 22128.72 | 0.96212 | -1.9414 | 22049.71 | 0.95868
-1.918 | 22164.06 | 0.96365 | -1.918 | 22067.39 | 0.95945
-1.8946 | 22319.76 | 0.97042 | -1.8946 | 22056.86 | 0.95899
-1.8712 | 22472.67 | 0.97707 | -1.8712 | 22018.76 | 0.95734
-1.8479 | 22537.75 | 0.9799 | -1.8479 | 21999.01 | 0.95648
-1.8245 | 22527.54 | 0.97946 | -1.8245 | 22071.8 | 0.95964
-1.8011 | 22579.58 | 0.98172 | -1.8011 | 22288.94 | 0.96908
-1.7777 | 22553.41 | 0.98058 | -1.7777 | 22297.77 | 0.96947
-1.7543 | 22569.12 | 0.98127 | -1.7543 | 22297.22 | 0.96944
-1.7309 | 22604.11 | 0.98279 | -1.7309 | 22296.05 | 0.96939
-1.7075 | 22593.89 | 0.98234 | -1.7075 | 22272.86 | 0.96839
-1.6841 | 22521.97 | 0.97922 | -1.6841 | 22234.53 | 0.96672
-1.6607 | 22486.12 | 0.97766 | -1.6607 | 22259.91 | 0.96782
-1.6373 | 22447.94 | 0.976 | -1.6373 | 22449.43 | 0.97606
-1.6139 | 22365.89 | 0.97243 | -1.6139 | 22485 | 0.97761
-1.5906 | 22307.07 | 0.96987 | -1.5906 | 22374.77 | 0.97282
-1.5672 | 22332.48 | 0.97098 | -1.5672 | 22224.57 | 0.96629
-1.5438 | 22435.49 | 0.97546 | -1.5438 | 22173.51 | 0.96407
-1.5204 | 22528.03 | 0.97948 | -1.5204 | 22298.21 | 0.96949
-1.497 | 22460.19 | 0.97653 | -1.497 | 22381.97 | 0.97313
-1.4736 | 22455.28 | 0.97632 | -1.4736 | 22322.07 | 0.97052
-1.4502 | 22440.17 | 0.97566 | -1.4502 | 22182.86 | 0.96447
-1.4268 | 22456.75 | 0.97638 | -1.4268 | 22057.7 | 0.95903
-1.4034 | 22476.84 | 0.97725 | -1.4034 | 22053.58 | 0.95885
-1.38 | 22454.62 | 0.97629 | -1.38 | 22180.07 | 0.96435
-1.3567 | 22414.61 | 0.97455 | -1.3567 | 22240.61 | 0.96698
-1.3333 | 22461.42 | 0.97658 | -1.3333 | 22262.89 | 0.96795
-1.3099 | 22482.95 | 0.97752 | -1.3099 | 22345.69 | 0.97155
-1.2865 | 22578.22 | 0.98166 | -1.2865 | 22461.95 | 0.97661
-1.2631 | 22620.41 | 0.9835 | -1.2631 | 22467.14 | 0.97683
-1.2397 | 22533.67 | 0.97972 | -1.2397 | 22373.29 | 0.97275
-1.2163 | 22409.19 | 0.97431 | -1.2163 | 22381.21 | 0.9731
-1.1929 | 22436.4 | 0.9755 | -1.1929 | 22424.58 | 0.97498
-1.1695 | 22540.33 | 0.98001 | -1.1695 | 22236.63 | 0.96681
-1.1461 | 22541.52 | 0.98007 | -1.1461 | 22284.61 | 0.9689
-1.1227 | 22415.43 | 0.97458 | -1.1227 | 22362.16 | 0.97227
-1.0994 | 22302.1 | 0.96966 | -1.0994 | 22312.86 | 0.97012
-1.076 | 22362.84 | 0.9723 | -1.076 | 22178.04 | 0.96426
-1.0526 | 22552.03 | 0.98052 | -1.0526 | 22242.63 | 0.96707
-1.0292 | 22597.33 | 0.98249 | -1.0292 | 22355.21 | 0.97197
-1.0058 | 22529.04 | 0.97952 | -1.0058 | 22385.83 | 0.9733
-0.9824 | 22434.62 | 0.97542 | -0.9824 | 22469.31 | 0.97693
-0.95901 | 22314.34 | 0.97019 | -0.95901 | 22599.04 | 0.98257
-0.93562 | 22233.69 | 0.96668 | -0.93562 | 22658.67 | 0.98516
-0.91223 | 22362.01 | 0.97226 | -0.91223 | 22506.93 | 0.97856
-0.88884 | 22603.28 | 0.98275 | -0.88884 | 22358.75 | 0.97212
-0.86545 | 22710.58 | 0.98742 | -0.86545 | 22411.49 | 0.97441
-0.84206 | 22728.17 | 0.98818 | -0.84206 | 22620.02 | 0.98348
-0.81867 | 22683.47 | 0.98624 | -0.81867 | 22812.99 | 0.99187
-0.79528 | 22626.56 | 0.98376 | -0.79528 | 22858.23 | 0.99384
-0.77189 | 22588.95 | 0.98213 | -0.77189 | 22726.88 | 0.98813
-0.7485 | 22484.51 | 0.97759 | -0.7485 | 22527.91 | 0.97947
-0.72511 | 22469.22 | 0.97692 | -0.72511 | 22382.26 | 0.97314
-0.70172 | 22493.6 | 0.97798 | -0.70172 | 22309.7 | 0.96999
-0.67833 | 22475.42 | 0.97719 | -0.67833 | 22265.49 | 0.96806
-0.65494 | 22476.13 | 0.97722 | -0.65494 | 22293.88 | 0.9693
-0.63154 | 22528.82 | 0.97951 | -0.63154 | 22430.47 | 0.97524
-0.60815 | 22513.18 | 0.97883 | -0.60815 | 22614.24 | 0.98323
-0.58476 | 22437.91 | 0.97556 | -0.58476 | 22656.27 | 0.98506
-0.56137 | 22460.88 | 0.97656 | -0.56137 | 22658.27 | 0.98514
-0.53798 | 22528.45 | 0.9795 | -0.53798 | 22563.1 | 0.981
-0.51459 | 22606.46 | 0.98289 | -0.51459 | 22371.4 | 0.97267
-0.4912 | 22640.16 | 0.98435 | -0.4912 | 22229.29 | 0.96649
-0.46781 | 22584.43 | 0.98193 | -0.46781 | 22300.1 | 0.96957
-0.44442 | 22521.61 | 0.9792 | -0.44442 | 22299.3 | 0.96953
-0.42103 | 22496.78 | 0.97812 | -0.42103 | 22165.37 | 0.96371
-0.39764 | 22506.69 | 0.97855 | -0.39764 | 22200.91 | 0.96526
-0.37425 | 22595.25 | 0.9824 | -0.37425 | 22270.4 | 0.96828
-0.35086 | 22699.8 | 0.98695 | -0.35086 | 22318.4 | 0.97037
-0.32747 | 22731.71 | 0.98834 | -0.32747 | 22360.74 | 0.97221
-0.30408 | 22685.35 | 0.98632 | -0.30408 | 22413.92 | 0.97452
-0.28069 | 22686.74 | 0.98638 | -0.28069 | 22253.35 | 0.96754
-0.2573 | 22740.67 | 0.98872 | -0.2573 | 22097.05 | 0.96074
-0.23391 | 22785.56 | 0.99068 | -0.23391 | 22126.86 | 0.96204
-0.21051 | 22841.81 | 0.99312 | -0.21051 | 22207.39 | 0.96554
-0.18712 | 22897.1 | 0.99553 | -0.18712 | 22225.53 | 0.96633
-0.16373 | 22906.12 | 0.99592 | -0.16373 | 22237.72 | 0.96686
-0.14034 | 23025.73 | 1.0011 | -0.14034 | 22452.36 | 0.97619
-0.11695 | 23130.25 | 1.0057 | -0.11695 | 22810.14 | 0.99175
-0.093562 | 23085.76 | 1.0037 | -0.093562 | 22521.34 | 0.97919
-0.070172 | 23043.46 | 1.0019 | -0.070172 | 22559.47 | 0.98085
-0.046781 | 23111.05 | 1.0048 | -0.046781 | 22701.45 | 0.98702
-0.023391 | 23266 | 1.0116 | -0.023391 | 23067.92 | 1.003
0 | 23310.45 | 1.0135 | 0 | 23310.45 | 1.0135
0.023391 | 23157.97 | 1.0069 | 0.023391 | 23067.92 | 1.003
0.046781 | 22989.16 | 0.99953 | 0.046781 | 22701.45 | 0.98702
0.070172 | 22886.87 | 0.99508 | 0.070172 | 22559.47 | 0.98085
0.093562 | 22785.07 | 0.99066 | 0.093562 | 22521.34 | 0.97919
0.11695 | 22687.31 | 0.9864 | 0.11695 | 22458.39 | 0.97645
0.14034 | 22741.13 | 0.98874 | 0.14034 | 22474.98 | 0.97717
0.16373 | 22790.25 | 0.99088 | 0.16373 | 22465.96 | 0.97678
0.18712 | 22748.9 | 0.98908 | 0.18712 | 22572.62 | 0.98142
0.21051 | 22646.82 | 0.98464 | 0.21051 | 22721.78 | 0.9879
0.23391 | 22568.73 | 0.98125 | 0.23391 | 22798.01 | 0.99122
0.2573 | 22566.2 | 0.98114 | 0.2573 | 22778.55 | 0.99037
0.28069 | 22587.66 | 0.98207 | 0.28069 | 22738.99 | 0.98865
0.30408 | 22370.83 | 0.97264 | 0.30408 | 22790.22 | 0.99088
0.32747 | 22361.58 | 0.97224 | 0.32747 | 22823.46 | 0.99232
0.35086 | 22427.07 | 0.97509 | 0.35086 | 22912.55 | 0.9962
0.37425 | 22448.8 | 0.97603 | 0.37425 | 22825.94 | 0.99243
0.39764 | 22533.12 | 0.9797 | 0.39764 | 22656.89 | 0.98508
0.42103 | 22728.19 | 0.98818 | 0.42103 | 22523.65 | 0.97929
0.44442 | 22810.61 | 0.99177 | 0.44442 | 22324.33 | 0.97062
0.46781 | 22743.74 | 0.98886 | 0.46781 | 22293.8 | 0.9693
0.4912 | 22760.83 | 0.9896 | 0.4912 | 22389.34 | 0.97345
0.51459 | 22792.86 | 0.99099 | 0.51459 | 22530.75 | 0.9796
0.53798 | 22680.2 | 0.9861 | 0.53798 | 22617.8 | 0.98338
0.56137 | 22494.35 | 0.97802 | 0.56137 | 22648 | 0.9847
0.58476 | 22497.42 | 0.97815 | 0.58476 | 22671.7 | 0.98573
0.60815 | 22693.16 | 0.98666 | 0.60815 | 22502.89 | 0.97839
0.63154 | 22710.7 | 0.98742 | 0.63154 | 22578.06 | 0.98165
0.65494 | 22700.82 | 0.98699 | 0.65494 | 22622.7 | 0.9836
0.67833 | 22732.67 | 0.98838 | 0.67833 | 22569.42 | 0.98128
0.70172 | 22680.71 | 0.98612 | 0.70172 | 22547.65 | 0.98033
0.72511 | 22554.05 | 0.98061 | 0.72511 | 22675.55 | 0.98589
0.7485 | 22827.63 | 0.99251 | 0.7485 | 22818.73 | 0.99212
0.77189 | 22823.96 | 0.99235 | 0.77189 | 22630.97 | 0.98396
0.79528 | 22780.52 | 0.99046 | 0.79528 | 22715.59 | 0.98763
0.81867 | 22768.06 | 0.98992 | 0.81867 | 22797.89 | 0.99121
0.84206 | 22785.65 | 0.99068 | 0.84206 | 22699.98 | 0.98696
0.86545 | 22834.65 | 0.99281 | 0.86545 | 22476.55 | 0.97724
0.88884 | 22910.21 | 0.9961 | 0.88884 | 22401.61 | 0.97398
0.91223 | 22783.33 | 0.99058 | 0.91223 | 22667.95 | 0.98556
0.93562 | 22753.04 | 0.98926 | 0.93562 | 22718.86 | 0.98778
0.95901 | 22713.79 | 0.98756 | 0.95901 | 22772.07 | 0.99009
0.9824 | 22627.37 | 0.9838 | 0.9824 | 22762.14 | 0.98966
1.0058 | 22661.52 | 0.98528 | 1.0058 | 22773.85 | 0.99017
1.0292 | 22911.84 | 0.99617 | 1.0292 | 22867.51 | 0.99424
1.0526 | 22952.96 | 0.99795 | 1.0526 | 22726.76 | 0.98812
1.076 | 22787.04 | 0.99074 | 1.076 | 22781.98 | 0.99052
1.0994 | 22662.48 | 0.98533 | 1.0994 | 22758.12 | 0.98948
1.1227 | 22619.62 | 0.98346 | 1.1227 | 22708.42 | 0.98732
1.1461 | 22604.37 | 0.9828 | 1.1461 | 22596 | 0.98243
1.1695 | 22598.83 | 0.98256 | 1.1695 | 22577.7 | 0.98164
1.1929 | 22647.48 | 0.98467 | 1.1929 | 22968.25 | 0.99862
1.2163 | 22451.27 | 0.97614 | 1.2163 | 22801.36 | 0.99136
1.2397 | 22389.12 | 0.97344 | 1.2397 | 22782.13 | 0.99053
1.2631 | 22484.89 | 0.9776 | 1.2631 | 22882.6 | 0.9949
1.2865 | 22624.72 | 0.98368 | 1.2865 | 22957.69 | 0.99816
1.3099 | 22671.1 | 0.9857 | 1.3099 | 22965.91 | 0.99852
1.3333 | 22584.02 | 0.98191 | 1.3333 | 22927.29 | 0.99684
1.3567 | 22604.92 | 0.98282 | 1.3567 | 22723.36 | 0.98797
1.38 | 22618.83 | 0.98343 | 1.38 | 22633.61 | 0.98407
1.4034 | 22618.43 | 0.98341 | 1.4034 | 22542.1 | 0.98009
1.4268 | 22645.34 | 0.98458 | 1.4268 | 22507.6 | 0.97859
1.4502 | 22715.93 | 0.98765 | 1.4502 | 22605.29 | 0.98284
1.4736 | 22762.63 | 0.98968 | 1.4736 | 22752.29 | 0.98923
1.497 | 22639.37 | 0.98432 | 1.497 | 22673.54 | 0.98581
1.5204 | 22561.95 | 0.98095 | 1.5204 | 22832.08 | 0.9927
1.5438 | 22587 | 0.98204 | 1.5438 | 22729.43 | 0.98824
1.5672 | 22617.01 | 0.98335 | 1.5672 | 22587.95 | 0.98208
1.5906 | 22543.33 | 0.98014 | 1.5906 | 22535.62 | 0.97981
1.6139 | 22532.03 | 0.97965 | 1.6139 | 22602.06 | 0.9827
1.6373 | 22827.71 | 0.99251 | 1.6373 | 22706.43 | 0.98724
1.6607 | 23018.41 | 1.0008 | 1.6607 | 22641.45 | 0.98441
1.6841 | 23085.14 | 1.0037 | 1.6841 | 22832.54 | 0.99272
1.7075 | 23164.16 | 1.0071 | 1.7075 | 22825.59 | 0.99242
1.7309 | 23129.66 | 1.0056 | 1.7309 | 22827.91 | 0.99252
1.7543 | 22915.81 | 0.99634 | 1.7543 | 22817.19 | 0.99205
1.7777 | 22635.98 | 0.98417 | 1.7777 | 22754.06 | 0.98931
1.8011 | 22621.6 | 0.98355 | 1.8011 | 22794.3 | 0.99106
1.8245 | 22835.78 | 0.99286 | 1.8245 | 22560.82 | 0.98091
1.8479 | 22921.51 | 0.99659 | 1.8479 | 22687.12 | 0.9864
1.8712 | 22797.59 | 0.9912 | 1.8712 | 22693.29 | 0.98666
1.8946 | 22675.21 | 0.98588 | 1.8946 | 22624.64 | 0.98368
1.918 | 22649.38 | 0.98476 | 1.918 | 22568.12 | 0.98122
1.9414 | 22626.78 | 0.98377 | 1.9414 | 22534.38 | 0.97976
1.9648 | 22575.8 | 0.98156 | 1.9648 | 22622.99 | 0.98361
1.9882 | 22657.43 | 0.98511 | 1.9882 | 22486.79 | 0.97769
2.0116 | 22752.33 | 0.98923 | 2.0116 | 22527.63 | 0.97946
2.035 | 22686.92 | 0.98639 | 2.035 | 22657.97 | 0.98513
2.0584 | 22522.55 | 0.97924 | 2.0584 | 22620.82 | 0.98351
2.0818 | 22422.54 | 0.97489 | 2.0818 | 22382.6 | 0.97316
2.1051 | 22456.12 | 0.97635 | 2.1051 | 22463.48 | 0.97667
2.1285 | 22487.62 | 0.97772 | 2.1285 | 22626.01 | 0.98374
2.1519 | 22631.02 | 0.98396 | 2.1519 | 22464.27 | 0.97671
2.1753 | 22726.75 | 0.98812 | 2.1753 | 22443.29 | 0.9758
2.1987 | 22669.03 | 0.98561 | 2.1987 | 22563.19 | 0.98101
2.2221 | 22498.2 | 0.97818 | 2.2221 | 22600.04 | 0.98261
2.2455 | 22379.28 | 0.97301 | 2.2455 | 22399.57 | 0.97389
2.2689 | 22395.5 | 0.97372 | 2.2689 | 22631.58 | 0.98398
2.2923 | 22451.74 | 0.97616 | 2.2923 | 22707.43 | 0.98728
2.3157 | 22492.28 | 0.97793 | 2.3157 | 22695.41 | 0.98676
2.3391 | 22534.74 | 0.97977 | 2.3391 | 22642.08 | 0.98444
2.3624 | 22592.16 | 0.98227 | 2.3624 | 22620.86 | 0.98352
2.3858 | 22657.23 | 0.9851 | 2.3858 | 22642.06 | 0.98444
2.4092 | 22696.81 | 0.98682 | 2.4092 | 22562.09 | 0.98096
2.4326 | 22717.67 | 0.98772 | 2.4326 | 22568.31 | 0.98123
2.456 | 22754.92 | 0.98934 | 2.456 | 22581.29 | 0.9818
2.4794 | 22742.51 | 0.9888 | 2.4794 | 22594.85 | 0.98238
2.5028 | 22644.58 | 0.98455 | 2.5028 | 22590.58 | 0.9822
2.5262 | 22544.75 | 0.98021 | 2.5262 | 22643.54 | 0.9845
2.5496 | 22594.67 | 0.98238 | 2.5496 | 22829.2 | 0.99257
2.573 | 22664.05 | 0.98539 | 2.573 | 22634.45 | 0.98411
2.5963 | 22615.96 | 0.9833 | 2.5963 | 22588.14 | 0.98209
2.6197 | 22541.24 | 0.98005 | 2.6197 | 22577.42 | 0.98163
2.6431 | 22521.9 | 0.97921 | 2.6431 | 22614.18 | 0.98323
2.6665 | 22548.07 | 0.98035 | 2.6665 | 22657.62 | 0.98511
2.6899 | 22566.67 | 0.98116 | 2.6899 | 22652.94 | 0.98491
2.7133 | 22562.06 | 0.98096 | 2.7133 | 22604.72 | 0.98281
2.7367 | 22526.38 | 0.97941 | 2.7367 | 22586.43 | 0.98202
2.7601 | 22448.16 | 0.97601 | 2.7601 | 22699.58 | 0.98694
2.7835 | 22314.13 | 0.97018 | 2.7835 | 22773.16 | 0.99014
2.8069 | 22211.29 | 0.96571 | 2.8069 | 22758.38 | 0.98949
2.8303 | 22182 | 0.96443 | 2.8303 | 22702.69 | 0.98707
2.8536 | 22177.87 | 0.96426 | 2.8536 | 22697.26 | 0.98684
2.877 | 22136.54 | 0.96246 | 2.877 | 22726.97 | 0.98813
2.9004 | 22236.6 | 0.96681 | 2.9004 | 22602.13 | 0.9827
2.9238 | 22375.33 | 0.97284 | 2.9238 | 22605.88 | 0.98286
2.9472 | 22466.35 | 0.9768 | 2.9472 | 22647.03 | 0.98465
2.9706 | 22479.6 | 0.97737 | 2.9706 | 22627.48 | 0.9838
2.994 | 22434.69 | 0.97542 | 2.994 | 22533.04 | 0.9797
3.0174 | 22372.5 | 0.97272 | 3.0174 | 22481.54 | 0.97746
3.0408 | 22184.31 | 0.96454 | 3.0408 | 22602.74 | 0.98273
3.0642 | 22340.73 | 0.97134 | 3.0642 | 22572.71 | 0.98142
3.0876 | 22406.09 | 0.97418 | 3.0876 | 22575.37 | 0.98154
3.1109 | 22258.48 | 0.96776 | 3.1109 | 22602.11 | 0.9827
3.1343 | 22086.15 | 0.96027 | 3.1343 | 22586.65 | 0.98203
3.1577 | 22189.97 | 0.96478 | 3.1577 | 22501.5 | 0.97833
3.1811 | 22310.8 | 0.97003 | 3.1811 | 22502.89 | 0.97839
3.2045 | 22511.3 | 0.97875 | 3.2045 | 22524.67 | 0.97933
3.2279 | 22556.24 | 0.98071 | 3.2279 | 22476.84 | 0.97725
3.2513 | 22365.8 | 0.97243 | 3.2513 | 22383.76 | 0.97321
3.2747 | 22090.8 | 0.96047 | 3.2747 | 22355.88 | 0.97199
3.2981 | 21950.5 | 0.95437 | 3.2981 | 22450.13 | 0.97609
3.3215 | 22030.77 | 0.95786 | 3.3215 | 22536.99 | 0.97987
3.3448 | 22164.26 | 0.96366 | 3.3448 | 22463.49 | 0.97667
3.3682 | 22245.79 | 0.96721 | 3.3682 | 22455.46 | 0.97632
3.3916 | 22228.29 | 0.96645 | 3.3916 | 22492.18 | 0.97792
3.415 | 22143.91 | 0.96278 | 3.415 | 22492.8 | 0.97795
3.4384 | 22091.78 | 0.96051 | 3.4384 | 22458.18 | 0.97644
3.4618 | 22162.62 | 0.96359 | 3.4618 | 22454.42 | 0.97628
3.4852 | 22248.48 | 0.96733 | 3.4852 | 22416.52 | 0.97463
3.5086 | 22281.55 | 0.96876 | 3.5086 | 22444.43 | 0.97584
3.532 | 22296.33 | 0.96941 | 3.532 | 22459.91 | 0.97652
3.5554 | 22236.34 | 0.9668 | 3.5554 | 22392.39 | 0.97358
3.5788 | 22191.88 | 0.96486 | 3.5788 | 22322.27 | 0.97053
3.6021 | 22233.55 | 0.96668 | 3.6021 | 22335.83 | 0.97112
3.6255 | 22266.55 | 0.96811 | 3.6255 | 22390.66 | 0.97351
3.6489 | 22177.31 | 0.96423 | 3.6489 | 22369.49 | 0.97259
3.6723 | 22209.35 | 0.96562 | 3.6723 | 22347.02 | 0.97161
3.6957 | 22369.89 | 0.9726 | 3.6957 | 22286.65 | 0.96898
3.7191 | 22510.52 | 0.97872 | 3.7191 | 22232.97 | 0.96665
3.7425 | 22540.07 | 0.98 | 3.7425 | 22252.51 | 0.9675
3.7659 | 22482.45 | 0.9775 | 3.7659 | 22357.97 | 0.97209
3.7893 | 22460.76 | 0.97655 | 3.7893 | 22388.86 | 0.97343
3.8127 | 22552.14 | 0.98053 | 3.8127 | 22275.43 | 0.9685
3.836 | 22630.12 | 0.98392 | 3.836 | 22176.77 | 0.96421
3.8594 | 22649 | 0.98474 | 3.8594 | 22217.64 | 0.96598
3.8828 | 22595.76 | 0.98242 | 3.8828 | 22312.06 | 0.97009
3.9062 | 22474.1 | 0.97713 | 3.9062 | 22379.53 | 0.97302
3.9296 | 22313.48 | 0.97015 | 3.9296 | 22465.47 | 0.97676
3.953 | 22316.69 | 0.97029 | 3.953 | 22548.21 | 0.98036
3.9764 | 22282.8 | 0.96882 | 3.9764 | 22462.64 | 0.97664
3.9998 | 22195.45 | 0.96502 | 3.9998 | 22341.44 | 0.97137
4.0232 | 22224.91 | 0.9663 | 4.0232 | 22238.38 | 0.96689
4.0466 | 22326.92 | 0.97074 | 4.0466 | 22187.6 | 0.96468
4.07 | 22319.06 | 0.97039 | 4.07 | 22203.84 | 0.96538
4.0933 | 22112.53 | 0.96141 | 4.0933 | 22274.85 | 0.96847
4.1167 | 22009.7 | 0.95694 | 4.1167 | 22278.12 | 0.96861
4.1401 | 22081.51 | 0.96007 | 4.1401 | 22219.66 | 0.96607
4.1635 | 22111.93 | 0.96139 | 4.1635 | 22219.46 | 0.96606
4.1869 | 22058.59 | 0.95907 | 4.1869 | 22210.67 | 0.96568
4.2103 | 21981.9 | 0.95573 | 4.2103 | 22162.14 | 0.96357
4.2337 | 21959.09 | 0.95474 | 4.2337 | 22136.27 | 0.96245
4.2571 | 21911.53 | 0.95268 | 4.2571 | 22146.08 | 0.96287
4.2805 | 21826.81 | 0.94899 | 4.2805 | 22165.25 | 0.96371
4.3039 | 21805.77 | 0.94808 | 4.3039 | 22114.72 | 0.96151
4.3272 | 21829.96 | 0.94913 | 4.3272 | 22121.28 | 0.96179
4.3506 | 21842.65 | 0.94968 | 4.3506 | 22173.69 | 0.96407
4.374 | 21835.96 | 0.94939 | 4.374 | 22194.25 | 0.96497
4.3974 | 21894.92 | 0.95195 | 4.3974 | 22152.74 | 0.96316
4.4208 | 21919.24 | 0.95301 | 4.4208 | 22217.63 | 0.96598
4.4442 | 21842.43 | 0.94967 | 4.4442 | 22169.16 | 0.96388
4.4676 | 21798.46 | 0.94776 | 4.4676 | 22028.67 | 0.95777
4.491 | 21831.63 | 0.9492 | 4.491 | 21840.82 | 0.9496
4.5144 | 21933.22 | 0.95362 | 4.5144 | 21703.21 | 0.94362
4.5378 | 22044.51 | 0.95846 | 4.5378 | 21726.14 | 0.94461
4.5612 | 22056.12 | 0.95896 | 4.5612 | 21952.01 | 0.95444
4.5845 | 21878.47 | 0.95124 | 4.5845 | 21978.86 | 0.9556
4.6079 | 21799.47 | 0.9478 | 4.6079 | 21910.97 | 0.95265
4.6313 | 21823.58 | 0.94885 | 4.6313 | 21771.56 | 0.94659
4.6547 | 21884.38 | 0.95149 | 4.6547 | 21612.77 | 0.93969
4.6781 | 21887.19 | 0.95162 | 4.6781 | 21525.07 | 0.93587
4.7015 | 21775.19 | 0.94675 | 4.7015 | 21597.11 | 0.939
4.7249 | 21686.55 | 0.94289 | 4.7249 | 21755.63 | 0.9459
4.7483 | 21678.76 | 0.94255 | 4.7483 | 21826.44 | 0.94898
4.7717 | 21739.49 | 0.9452 | 4.7717 | 21810.48 | 0.94828
4.7951 | 21797.21 | 0.9477 | 4.7951 | 21700.65 | 0.94351
4.8185 | 21760.54 | 0.94611 | 4.8185 | 21651.6 | 0.94137
4.8418 | 21677.67 | 0.94251 | 4.8418 | 21748.92 | 0.94561
4.8652 | 21810.1 | 0.94827 | 4.8652 | 21803.18 | 0.94796
4.8886 | 21956.06 | 0.95461 | 4.8886 | 21668.65 | 0.94212
4.912 | 22025.72 | 0.95764 | 4.912 | 21517.22 | 0.93553
4.9354 | 22064.09 | 0.95931 | 4.9354 | 21619.7 | 0.93999
4.9588 | 21904.74 | 0.95238 | 4.9588 | 21728.32 | 0.94471
4.9822 | 21632.11 | 0.94053 | 4.9822 | 21686.84 | 0.94291
5.0056 | 21501.99 | 0.93487 | 5.0056 | 21534.79 | 0.9363
5.029 | 21589.27 | 0.93866 | 5.029 | 21397.68 | 0.93033
5.0524 | 21756.09 | 0.94592 | 5.0524 | 21661.56 | 0.94181
5.0757 | 21590.98 | 0.93874 | 5.0757 | 21928.74 | 0.95342
5.0991 | 21521.71 | 0.93573 | 5.0991 | 21836.68 | 0.94942
5.1225 | 21610.25 | 0.93958 | 5.1225 | 21543.71 | 0.93668
5.1459 | 21746.21 | 0.94549 | 5.1459 | 21316.12 | 0.92679
5.1693 | 21785.82 | 0.94721 | 5.1693 | 21290.24 | 0.92566
5.1927 | 21646.34 | 0.94115 | 5.1927 | 21418.08 | 0.93122
5.2161 | 21747.38 | 0.94554 | 5.2161 | 21493.13 | 0.93448
5.2395 | 21769.41 | 0.9465 | 5.2395 | 21496 | 0.93461
5.2629 | 21590.95 | 0.93874 | 5.2629 | 21480.34 | 0.93393
5.2863 | 21365.22 | 0.92892 | 5.2863 | 21517.86 | 0.93556
5.3097 | 21250.2 | 0.92392 | 5.3097 | 21635.03 | 0.94065
5.333 | 21219.51 | 0.92259 | 5.333 | 21767.05 | 0.94639
5.3564 | 21340.74 | 0.92786 | 5.3564 | 21723.82 | 0.94451
5.3798 | 21547.5 | 0.93685 | 5.3798 | 21534.04 | 0.93626
5.4032 | 21585.11 | 0.93848 | 5.4032 | 21264.82 | 0.92456
5.4266 | 21576.54 | 0.93811 | 5.4266 | 21162.62 | 0.92011
5.45 | 21544.88 | 0.93673 | 5.45 | 21207.07 | 0.92205
5.4734 | 21438.99 | 0.93213 | 5.4734 | 21239.19 | 0.92344
5.4968 | 21271.33 | 0.92484 | 5.4968 | 21235.59 | 0.92329
5.5202 | 21125.7 | 0.91851 | 5.5202 | 21327.85 | 0.9273
5.5436 | 21215.47 | 0.92241 | 5.5436 | 21286.9 | 0.92552
5.5669 | 21301.82 | 0.92617 | 5.5669 | 21088.13 | 0.91688
5.5903 | 21359.36 | 0.92867 | 5.5903 | 21025.89 | 0.91417
5.6137 | 21425.29 | 0.93153 | 5.6137 | 21161.74 | 0.92008
5.6371 | 21459.7 | 0.93303 | 5.6371 | 21280.54 | 0.92524
5.6605 | 21181.85 | 0.92095 | 5.6605 | 21160.97 | 0.92004
5.6839 | 21227.04 | 0.92291 | 5.6839 | 21102.22 | 0.91749
5.7073 | 21352.24 | 0.92836 | 5.7073 | 21137.35 | 0.91902
5.7307 | 21403.43 | 0.93058 | 5.7307 | 21044.87 | 0.91499
5.7541 | 21357.89 | 0.9286 | 5.7541 | 20942.57 | 0.91055
5.7775 | 21320.46 | 0.92698 | 5.7775 | 20918.71 | 0.90951
5.8009 | 21397.51 | 0.93033 | 5.8009 | 20915.92 | 0.90939
5.8242 | 21358.55 | 0.92863 | 5.8242 | 20931.17 | 0.91005
5.8476 | 21030.7 | 0.91438 | 5.8476 | 20952.96 | 0.911
5.871 | 20800.51 | 0.90437 | 5.871 | 21028.38 | 0.91428
5.8944 | 20896.95 | 0.90856 | 5.8944 | 21064.35 | 0.91584
5.9178 | 21069.05 | 0.91605 | 5.9178 | 21047.01 | 0.91509
5.9412 | 21002.94 | 0.91317 | 5.9412 | 21065.58 | 0.91589
5.9646 | 20703.12 | 0.90014 | 5.9646 | 21215.8 | 0.92243
5.988 | 20839.18 | 0.90605 | 5.988 | 21152.88 | 0.91969
6.0114 | 20927.27 | 0.90988 | 6.0114 | 20884.31 | 0.90801
6.0348 | 21002.04 | 0.91313 | 6.0348 | 20782.32 | 0.90358
6.0581 | 21068.86 | 0.91604 | 6.0581 | 20842.17 | 0.90618
6.0815 | 21110.88 | 0.91786 | 6.0815 | 20937.33 | 0.91032
6.1049 | 21073.05 | 0.91622 | 6.1049 | 20992.46 | 0.91272
6.1283 | 20889.8 | 0.90825 | 6.1283 | 21061.74 | 0.91573
6.1517 | 20749.87 | 0.90217 | 6.1517 | 20938.4 | 0.91037
6.1751 | 20779.93 | 0.90348 | 6.1751 | 20870.58 | 0.90742
6.1985 | 21152.92 | 0.91969 | 6.1985 | 20901.37 | 0.90876
6.2219 | 21356.46 | 0.92854 | 6.2219 | 20836.87 | 0.90595
6.2453 | 21309.22 | 0.92649 | 6.2453 | 20699.81 | 0.89999
6.2687 | 21200.96 | 0.92178 | 6.2687 | 20642.85 | 0.89752
6.2921 | 21070.98 | 0.91613 | 6.2921 | 20732.71 | 0.90142
6.3154 | 20859.99 | 0.90696 | 6.3154 | 20783.22 | 0.90362
6.3388 | 20678.68 | 0.89907 | 6.3388 | 20658.61 | 0.8982
6.3622 | 20614.1 | 0.89627 | 6.3622 | 20567.74 | 0.89425
6.3856 | 20657.91 | 0.89817 | 6.3856 | 20502.01 | 0.89139
6.409 | 20747.03 | 0.90204 | 6.409 | 20411.9 | 0.88747
6.4324 | 20814.84 | 0.90499 | 6.4324 | 20346.65 | 0.88464
6.4558 | 20840.85 | 0.90612 | 6.4558 | 20537.76 | 0.89295
6.4792 | 20706.73 | 0.90029 | 6.4792 | 20654.93 | 0.89804
6.5026 | 20560.06 | 0.89392 | 6.5026 | 20485.16 | 0.89066
6.526 | 20648.04 | 0.89774 | 6.526 | 20406.08 | 0.88722
6.5493 | 20836.83 | 0.90595 | 6.5493 | 20401.03 | 0.887
6.5727 | 20976.6 | 0.91203 | 6.5727 | 20385.46 | 0.88632
6.5961 | 21011.33 | 0.91354 | 6.5961 | 20343.05 | 0.88448
6.6195 | 20971.35 | 0.9118 | 6.6195 | 20377.31 | 0.88597
6.6429 | 20953.26 | 0.91101 | 6.6429 | 20417.91 | 0.88774
6.6663 | 20861.17 | 0.90701 | 6.6663 | 20474.85 | 0.89021
6.6897 | 20800.52 | 0.90437 | 6.6897 | 20477.09 | 0.89031
6.7131 | 20789.99 | 0.90391 | 6.7131 | 20398.77 | 0.8869
6.7365 | 20801.06 | 0.90439 | 6.7365 | 20261.61 | 0.88094
6.7599 | 20769.12 | 0.90301 | 6.7599 | 20126.36 | 0.87506
6.7833 | 20601.59 | 0.89572 | 6.7833 | 20069.69 | 0.8726
6.8066 | 20525.97 | 0.89243 | 6.8066 | 20065.29 | 0.8724
6.83 | 20484.47 | 0.89063 | 6.83 | 20036.07 | 0.87113
6.8534 | 20308.37 | 0.88297 | 6.8534 | 20077.92 | 0.87295
6.8768 | 20203.13 | 0.8784 | 6.8768 | 20218.7 | 0.87907
6.9002 | 20265.22 | 0.8811 | 6.9002 | 20370.19 | 0.88566
6.9236 | 20399 | 0.88691 | 6.9236 | 20380.02 | 0.88609
6.947 | 20521.35 | 0.89223 | 6.947 | 20167.67 | 0.87686
6.9704 | 20471.98 | 0.89009 | 6.9704 | 19992.88 | 0.86926
6.9938 | 20383.61 | 0.88624 | 6.9938 | 20056.98 | 0.87204
7.0172 | 20340.91 | 0.88439 | 7.0172 | 20075.99 | 0.87287
7.0406 | 20365.18 | 0.88544 | 7.0406 | 20001.25 | 0.86962
7.0639 | 20435.62 | 0.88851 | 7.0639 | 19903.81 | 0.86538
7.0873 | 20480.95 | 0.89048 | 7.0873 | 19865.02 | 0.8637
7.1107 | 20359.45 | 0.88519 | 7.1107 | 19864.73 | 0.86368
7.1341 | 20256.14 | 0.8807 | 7.1341 | 19953.05 | 0.86752
7.1575 | 20238.19 | 0.87992 | 7.1575 | 19998.77 | 0.86951
7.1809 | 20259.49 | 0.88085 | 7.1809 | 19989.57 | 0.86911
7.2043 | 20314.81 | 0.88325 | 7.2043 | 19931.41 | 0.86658
7.2277 | 20384.8 | 0.8863 | 7.2277 | 19850.99 | 0.86309
7.2511 | 20433.17 | 0.8884 | 7.2511 | 19784.59 | 0.8602
7.2745 | 20440.62 | 0.88872 | 7.2745 | 19755.34 | 0.85893
7.2978 | 20414.77 | 0.8876 | 7.2978 | 19699.74 | 0.85651
7.3212 | 20352.58 | 0.88489 | 7.3212 | 19693.35 | 0.85623
7.3446 | 20260.48 | 0.88089 | 7.3446 | 19715.08 | 0.85718
7.368 | 20154.21 | 0.87627 | 7.368 | 19694.79 | 0.8563
7.3914 | 20099.31 | 0.87388 | 7.3914 | 19657.44 | 0.85467
7.4148 | 20112.13 | 0.87444 | 7.4148 | 19673.46 | 0.85537
7.4382 | 20002.99 | 0.8697 | 7.4382 | 19691.45 | 0.85615
7.4616 | 19892.51 | 0.86489 | 7.4616 | 19574.82 | 0.85108
7.485 | 19955.85 | 0.86765 | 7.485 | 19493.55 | 0.84755
7.5084 | 19968.77 | 0.86821 | 7.5084 | 19477.04 | 0.84683
7.5318 | 19921.54 | 0.86615 | 7.5318 | 19496.03 | 0.84765
7.5551 | 19863.49 | 0.86363 | 7.5551 | 19505.52 | 0.84807
7.5785 | 19835.81 | 0.86243 | 7.5785 | 19485.1 | 0.84718
7.6019 | 19841.92 | 0.86269 | 7.6019 | 19471.69 | 0.8466
7.6253 | 19826.86 | 0.86204 | 7.6253 | 19535.91 | 0.84939
7.6487 | 19820.9 | 0.86178 | 7.6487 | 19476.2 | 0.84679
7.6721 | 19813 | 0.86143 | 7.6721 | 19402.1 | 0.84357
7.6955 | 19761.2 | 0.85918 | 7.6955 | 19399.33 | 0.84345
7.7189 | 19714.13 | 0.85714 | 7.7189 | 19436.14 | 0.84505
7.7423 | 19741.28 | 0.85832 | 7.7423 | 19426.68 | 0.84464
7.7657 | 19814.63 | 0.86151 | 7.7657 | 19347.64 | 0.8412
7.789 | 19873.07 | 0.86405 | 7.789 | 19251.84 | 0.83704
7.8124 | 19919.62 | 0.86607 | 7.8124 | 19261.78 | 0.83747
7.8358 | 19941.92 | 0.86704 | 7.8358 | 19282.89 | 0.83839
7.8592 | 19909.34 | 0.86562 | 7.8592 | 19209.35 | 0.83519
7.8826 | 19814.51 | 0.8615 | 7.8826 | 19073.67 | 0.82929
7.906 | 19708.04 | 0.85687 | 7.906 | 18970.61 | 0.82481
7.9294 | 19685.63 | 0.8559 | 7.9294 | 18939.86 | 0.82347
7.9528 | 19692.88 | 0.85621 | 7.9528 | 18945.21 | 0.8237
7.9762 | 19656.25 | 0.85462 | 7.9762 | 18976.25 | 0.82505
7.9996 | 19609.76 | 0.8526 | 7.9996 | 19004.22 | 0.82627
8.023 | 19541.93 | 0.84965 | 8.023 | 19031.13 | 0.82744
8.0463 | 19460.7 | 0.84612 | 8.0463 | 19037.53 | 0.82772
8.0697 | 19406.61 | 0.84377 | 8.0697 | 19006.82 | 0.82638
8.0931 | 19447.34 | 0.84554 | 8.0931 | 18954.93 | 0.82413
8.1165 | 19657.04 | 0.85465 | 8.1165 | 18954.98 | 0.82413
8.1399 | 19749.96 | 0.85869 | 8.1399 | 19000.64 | 0.82611
8.1633 | 19680.64 | 0.85568 | 8.1633 | 18983.29 | 0.82536
8.1867 | 19586.36 | 0.85158 | 8.1867 | 18893.18 | 0.82144
8.2101 | 19500.72 | 0.84786 | 8.2101 | 18790.69 | 0.81699
8.2335 | 19402.71 | 0.8436 | 8.2335 | 18731.13 | 0.8144
8.2569 | 19277.34 | 0.83815 | 8.2569 | 18732.25 | 0.81445
8.2803 | 19158.2 | 0.83297 | 8.2803 | 18804.04 | 0.81757
8.3036 | 19152.87 | 0.83273 | 8.3036 | 18839.94 | 0.81913
8.327 | 19281.81 | 0.83834 | 8.327 | 18774.58 | 0.81629
8.3504 | 19394.9 | 0.84326 | 8.3504 | 18728.6 | 0.81429
8.3738 | 19369.15 | 0.84214 | 8.3738 | 18696.04 | 0.81287
8.3972 | 19235.71 | 0.83634 | 8.3972 | 18653.77 | 0.81103
8.4206 | 19121.04 | 0.83135 | 8.4206 | 18611.9 | 0.80921
8.444 | 19075.2 | 0.82936 | 8.444 | 18607.29 | 0.80901
8.4674 | 19100.2 | 0.83044 | 8.4674 | 18526.16 | 0.80549
8.4908 | 19150.19 | 0.83262 | 8.4908 | 18481.61 | 0.80355
8.5142 | 19238.01 | 0.83644 | 8.5142 | 18463.14 | 0.80275
8.5375 | 19272.48 | 0.83793 | 8.5375 | 18437.51 | 0.80163
8.5609 | 19190.29 | 0.83436 | 8.5609 | 18395.79 | 0.79982
8.5843 | 19071.21 | 0.82918 | 8.5843 | 18351.15 | 0.79788
8.6077 | 19118.56 | 0.83124 | 8.6077 | 18323.51 | 0.79667
8.6311 | 19136.71 | 0.83203 | 8.6311 | 18349.33 | 0.7978
8.6545 | 19034.84 | 0.8276 | 8.6545 | 18323.27 | 0.79666
8.6779 | 19035.78 | 0.82764 | 8.6779 | 18302.02 | 0.79574
8.7013 | 18990.39 | 0.82567 | 8.7013 | 18268.07 | 0.79426
8.7247 | 18853.07 | 0.8197 | 8.7247 | 18249 | 0.79343
8.7481 | 18688.65 | 0.81255 | 8.7481 | 18261.9 | 0.794
8.7715 | 18596.68 | 0.80855 | 8.7715 | 18277.74 | 0.79468
8.7948 | 18600 | 0.8087 | 8.7948 | 18250.45 | 0.7935
8.8182 | 18564.01 | 0.80713 | 8.8182 | 18112.27 | 0.78749
8.8416 | 18446.05 | 0.802 | 8.8416 | 17974.37 | 0.78149
8.865 | 18357.92 | 0.79817 | 8.865 | 17932.47 | 0.77967
8.8884 | 18441.28 | 0.80179 | 8.8884 | 17960.58 | 0.78089
8.9118 | 18614.58 | 0.80933 | 8.9118 | 17986.22 | 0.78201
8.9352 | 18617.37 | 0.80945 | 8.9352 | 17975.54 | 0.78155
8.9586 | 18304.57 | 0.79585 | 8.9586 | 17988.75 | 0.78212
8.982 | 18447.91 | 0.80208 | 8.982 | 17990.17 | 0.78218
9.0054 | 18483.28 | 0.80362 | 9.0054 | 17915.37 | 0.77893
9.0287 | 18389.18 | 0.79953 | 9.0287 | 17882.2 | 0.77749
9.0521 | 18355.2 | 0.79805 | 9.0521 | 17818.11 | 0.7747
9.0755 | 18398.36 | 0.79993 | 9.0755 | 17676.26 | 0.76853
9.0989 | 18426.56 | 0.80115 | 9.0989 | 17540.48 | 0.76263
9.1223 | 18370.47 | 0.79872 | 9.1223 | 17574.22 | 0.7641
9.1457 | 18199.25 | 0.79127 | 9.1457 | 17666.86 | 0.76812
9.1691 | 18303.24 | 0.79579 | 9.1691 | 17705.33 | 0.7698
9.1925 | 18387.88 | 0.79947 | 9.1925 | 17669.6 | 0.76824
9.2159 | 18433.7 | 0.80147 | 9.2159 | 17627.31 | 0.7664
9.2393 | 18443.96 | 0.80191 | 9.2393 | 17627.42 | 0.76641
9.2627 | 18465.56 | 0.80285 | 9.2627 | 17640.55 | 0.76698
9.286 | 18525.18 | 0.80544 | 9.286 | 17599.82 | 0.76521
9.3094 | 18522.17 | 0.80531 | 9.3094 | 17514.54 | 0.7615
9.3328 | 18395.56 | 0.79981 | 9.3328 | 17543.97 | 0.76278
9.3562 | 18318.68 | 0.79646 | 9.3562 | 17481.38 | 0.76006
9.3796 | 18240.58 | 0.79307 | 9.3796 | 17428.48 | 0.75776
9.403 | 18177.25 | 0.79032 | 9.403 | 17441.37 | 0.75832
9.4264 | 18174.74 | 0.79021 | 9.4264 | 17454.15 | 0.75888
9.4498 | 18151.62 | 0.7892 | 9.4498 | 17422.33 | 0.75749
9.4732 | 17947.63 | 0.78033 | 9.4732 | 17393.46 | 0.75624
9.4966 | 17902.32 | 0.77836 | 9.4966 | 17271.96 | 0.75095
9.5199 | 18113.02 | 0.78752 | 9.5199 | 17114.27 | 0.7441
9.5433 | 18233.91 | 0.79278 | 9.5433 | 17144.87 | 0.74543
9.5667 | 18228.72 | 0.79255 | 9.5667 | 17283.3 | 0.75145
9.5901 | 18131.87 | 0.78834 | 9.5901 | 17276.19 | 0.75114
9.6135 | 17997.45 | 0.7825 | 9.6135 | 17177.14 | 0.74683
9.6369 | 17877.62 | 0.77729 | 9.6369 | 17205.22 | 0.74805
9.6603 | 17824.43 | 0.77498 | 9.6603 | 17266.83 | 0.75073
9.6837 | 17929.89 | 0.77956 | 9.6837 | 17110.31 | 0.74393
9.7071 | 18133.12 | 0.7884 | 9.7071 | 17030.15 | 0.74044
9.7305 | 17957.01 | 0.78074 | 9.7305 | 16969.47 | 0.7378
9.7539 | 17796.76 | 0.77377 | 9.7539 | 16902.5 | 0.73489
9.7772 | 17752.62 | 0.77185 | 9.7772 | 16827.26 | 0.73162
9.8006 | 17710.2 | 0.77001 | 9.8006 | 16833.17 | 0.73188
9.824 | 17616.04 | 0.76591 | 9.824 | 16981.16 | 0.73831
9.8474 | 17676.63 | 0.76855 | 9.8474 | 16959.28 | 0.73736
9.8708 | 17713.93 | 0.77017 | 9.8708 | 16778.03 | 0.72948
9.8942 | 17699.15 | 0.76953 | 9.8942 | 16695.57 | 0.72589
9.9176 | 17758.53 | 0.77211 | 9.9176 | 16717.03 | 0.72683
9.941 | 17743.51 | 0.77146 | 9.941 | 16650.52 | 0.72394
9.9644 | 17606.61 | 0.7655 | 9.9644 | 16598 | 0.72165
9.9878 | 17420.01 | 0.75739 | 9.9878 | 16727.85 | 0.7273
10.0112 | 17291.9 | 0.75182 | 10.0112 | 16902.2 | 0.73488
10.0345 | 17408.35 | 0.75688 | 10.0345 | 16660.77 | 0.72438
10.0579 | 17442.7 | 0.75838 | 10.0579 | 16553.24 | 0.71971
10.0813 | 17327 | 0.75335 | 10.0813 | 16547.37 | 0.71945
10.1047 | 17248.59 | 0.74994 | 10.1047 | 16649.33 | 0.72388
10.1281 | 17251.18 | 0.75005 | 10.1281 | 16728.08 | 0.72731
10.1515 | 17308.19 | 0.75253 | 10.1515 | 16655.15 | 0.72414
10.1749 | 17381.25 | 0.75571 | 10.1749 | 16460.41 | 0.71567
10.1983 | 17439.04 | 0.75822 | 10.1983 | 16376.12 | 0.71201
10.2217 | 17402.08 | 0.75661 | 10.2217 | 16429.95 | 0.71435
10.2451 | 17300.36 | 0.75219 | 10.2451 | 16364.43 | 0.7115
10.2684 | 17183 | 0.74709 | 10.2684 | 16223.14 | 0.70535
10.2918 | 17163.16 | 0.74622 | 10.2918 | 16183.36 | 0.70362
10.3152 | 17168.93 | 0.74648 | 10.3152 | 16219.12 | 0.70518
10.3386 | 17133.71 | 0.74494 | 10.3386 | 16238.03 | 0.706
10.362 | 17111.7 | 0.74399 | 10.362 | 16209.45 | 0.70476
10.3854 | 17212 | 0.74835 | 10.3854 | 16183.27 | 0.70362
10.4088 | 17104.82 | 0.74369 | 10.4088 | 16012.25 | 0.69618
10.4322 | 16945.9 | 0.73678 | 10.4322 | 16010.73 | 0.69612
10.4556 | 16925.68 | 0.7359 | 10.4556 | 16001.37 | 0.69571
10.479 | 16959.77 | 0.73738 | 10.479 | 15993.14 | 0.69535
10.5023 | 16958.8 | 0.73734 | 10.5023 | 16015.18 | 0.69631
10.5257 | 16898.81 | 0.73473 | 10.5257 | 16033.7 | 0.69712
10.5491 | 16825.01 | 0.73152 | 10.5491 | 15998.24 | 0.69558
10.5725 | 16804.43 | 0.73063 | 10.5725 | 15987.02 | 0.69509
10.5959 | 16774.95 | 0.72935 | 10.5959 | 15938.84 | 0.69299
10.6193 | 16714.17 | 0.7267 | 10.6193 | 15892.32 | 0.69097
10.6427 | 16658.9 | 0.7243 | 10.6427 | 15870.37 | 0.69002
10.6661 | 16639.42 | 0.72345 | 10.6661 | 15917.78 | 0.69208
10.6895 | 16655.24 | 0.72414 | 10.6895 | 15947.01 | 0.69335
10.7129 | 16684.98 | 0.72543 | 10.7129 | 15890.54 | 0.69089
10.7363 | 16700.75 | 0.72612 | 10.7363 | 15811 | 0.68743
10.7597 | 16677.67 | 0.72512 | 10.7597 | 15834.74 | 0.68847
10.783 | 16644.15 | 0.72366 | 10.783 | 15866.04 | 0.68983
10.8064 | 16610.57 | 0.7222 | 10.8064 | 15809.67 | 0.68738
10.8298 | 16537.27 | 0.71901 | 10.8298 | 15695.79 | 0.68243
10.8532 | 16440.46 | 0.7148 | 10.8532 | 15558.31 | 0.67645
10.8766 | 16362.93 | 0.71143 | 10.8766 | 15442.35 | 0.67141
10.9 | 16338.6 | 0.71037 | 10.9 | 15401.41 | 0.66963
10.9234 | 16364.17 | 0.71149 | 10.9234 | 15460.8 | 0.67221
10.9468 | 16390.51 | 0.71263 | 10.9468 | 15553.72 | 0.67625
10.9702 | 16345.1 | 0.71066 | 10.9702 | 15548.77 | 0.67603
10.9936 | 16274.2 | 0.70757 | 10.9936 | 15479.75 | 0.67303
11.0169 | 16318.63 | 0.70951 | 11.0169 | 15440.53 | 0.67133
11.0403 | 16404.43 | 0.71324 | 11.0403 | 15418.21 | 0.67036
11.0637 | 16424.51 | 0.71411 | 11.0637 | 15386.21 | 0.66897
11.0871 | 16372.25 | 0.71184 | 11.0871 | 15312.9 | 0.66578
11.1105 | 16323.7 | 0.70973 | 11.1105 | 15215.05 | 0.66152
11.1339 | 16279.06 | 0.70779 | 11.1339 | 15230.6 | 0.6622
11.1573 | 16244.69 | 0.70629 | 11.1573 | 15276.12 | 0.66418
11.1807 | 16257.22 | 0.70684 | 11.1807 | 15292.61 | 0.6649
11.2041 | 16260.89 | 0.707 | 11.2041 | 15253.09 | 0.66318
11.2275 | 16234.26 | 0.70584 | 11.2275 | 15228.22 | 0.6621
11.2508 | 16192.9 | 0.70404 | 11.2508 | 15177.31 | 0.65988
11.2742 | 16146.29 | 0.70201 | 11.2742 | 15156.2 | 0.65897
11.2976 | 16099.54 | 0.69998 | 11.2976 | 15214.75 | 0.66151
11.321 | 16093.06 | 0.6997 | 11.321 | 15107.05 | 0.65683
11.3444 | 16163.95 | 0.70278 | 11.3444 | 14978.93 | 0.65126
11.3678 | 16245.96 | 0.70635 | 11.3678 | 15073.7 | 0.65538
11.3912 | 16197.25 | 0.70423 | 11.3912 | 14982.85 | 0.65143
11.4146 | 16019.02 | 0.69648 | 11.4146 | 14886 | 0.64722
11.438 | 15885.17 | 0.69066 | 11.438 | 14824.03 | 0.64452
11.4614 | 15827.9 | 0.68817 | 11.4614 | 14799.11 | 0.64344
11.4848 | 15752.89 | 0.68491 | 11.4848 | 14815.84 | 0.64417
11.5081 | 15670.33 | 0.68132 | 11.5081 | 14850.37 | 0.64567
11.5315 | 15738.5 | 0.68428 | 11.5315 | 14925.6 | 0.64894
11.5549 | 15744.66 | 0.68455 | 11.5549 | 14891.25 | 0.64745
11.5783 | 15627.63 | 0.67946 | 11.5783 | 14787.74 | 0.64295
11.6017 | 15509.65 | 0.67433 | 11.6017 | 14677.43 | 0.63815
11.6251 | 15479.18 | 0.67301 | 11.6251 | 14679.13 | 0.63822
11.6485 | 15522.79 | 0.6749 | 11.6485 | 14715.78 | 0.63982
11.6719 | 15543.22 | 0.67579 | 11.6719 | 14680.46 | 0.63828
11.6953 | 15467.43 | 0.6725 | 11.6953 | 14604.29 | 0.63497
11.7187 | 15413.05 | 0.67013 | 11.7187 | 14454.48 | 0.62846
11.7421 | 15378.22 | 0.66862 | 11.7421 | 14517.87 | 0.63121
11.7654 | 15354.98 | 0.66761 | 11.7654 | 14492.75 | 0.63012
11.7888 | 15348.26 | 0.66732 | 11.7888 | 14240.19 | 0.61914
11.8122 | 15353.72 | 0.66755 | 11.8122 | 14152.98 | 0.61535
11.8356 | 15330.06 | 0.66652 | 11.8356 | 14275.43 | 0.62067
11.859 | 15214.85 | 0.66152 | 11.859 | 14369.34 | 0.62475
11.8824 | 15023.07 | 0.65318 | 11.8824 | 14286.14 | 0.62114
11.9058 | 14938.81 | 0.64951 | 11.9058 | 14228.76 | 0.61864
11.9292 | 15001.55 | 0.65224 | 11.9292 | 14276.3 | 0.62071
11.9526 | 15023.17 | 0.65318 | 11.9526 | 14253.15 | 0.6197
11.9759 | 15070.49 | 0.65524 | 11.9759 | 14122.06 | 0.614
11.9993 | 15150.34 | 0.65871 | 11.9993 | 14129.55 | 0.61433
12.0227 | 15240.37 | 0.66262 | 12.0227 | 14165.8 | 0.6159
12.0461 | 15288.42 | 0.66471 | 12.0461 | 14144.45 | 0.61498
12.0695 | 15246.19 | 0.66288 | 12.0695 | 14081.96 | 0.61226
12.0929 | 15101.06 | 0.65657 | 12.0929 | 13998.06 | 0.60861
12.1163 | 14861.84 | 0.64617 | 12.1163 | 13975.4 | 0.60763
12.1397 | 14761.29 | 0.6418 | 12.1397 | 13979.92 | 0.60782
12.1631 | 14791.59 | 0.64311 | 12.1631 | 13881.68 | 0.60355
12.1865 | 14917.99 | 0.64861 | 12.1865 | 13838.8 | 0.60169
12.2099 | 14899.47 | 0.6478 | 12.2099 | 13845.47 | 0.60198
12.2332 | 14803.68 | 0.64364 | 12.2332 | 13925.98 | 0.60548
12.2566 | 14778.76 | 0.64255 | 12.2566 | 13994.47 | 0.60846
12.28 | 14803.67 | 0.64364 | 12.28 | 13939.28 | 0.60606
12.3034 | 14737.88 | 0.64078 | 12.3034 | 13889.24 | 0.60388
12.3268 | 14741.55 | 0.64094 | 12.3268 | 13874.22 | 0.60323
12.3502 | 14816.49 | 0.6442 | 12.3502 | 13850 | 0.60217
12.3736 | 14824.54 | 0.64455 | 12.3736 | 13751.39 | 0.59789
12.397 | 14769.02 | 0.64213 | 12.397 | 13722.99 | 0.59665
12.4204 | 14680.32 | 0.63827 | 12.4204 | 13689.7 | 0.5952
12.4438 | 14632.33 | 0.63619 | 12.4438 | 13636.86 | 0.59291
12.4672 | 14604.82 | 0.63499 | 12.4672 | 13596.3 | 0.59114
12.4906 | 14497.24 | 0.63031 | 12.4906 | 13552.07 | 0.58922
12.5139 | 14424.21 | 0.62714 | 12.5139 | 13483.88 | 0.58626
12.5373 | 14567.93 | 0.63339 | 12.5373 | 13503.64 | 0.58711
12.5607 | 14532.65 | 0.63185 | 12.5607 | 13546.04 | 0.58896
12.5841 | 14419.69 | 0.62694 | 12.5841 | 13602.63 | 0.59142
12.6075 | 14266.24 | 0.62027 | 12.6075 | 13553.9 | 0.5893
12.6309 | 14198.09 | 0.61731 | 12.6309 | 13532.24 | 0.58836
12.6543 | 14199.25 | 0.61736 | 12.6543 | 13480.53 | 0.58611
12.6777 | 14162.68 | 0.61577 | 12.6777 | 13315.91 | 0.57895
12.7011 | 14099.43 | 0.61302 | 12.7011 | 13216.19 | 0.57462
12.7244 | 14188.42 | 0.61689 | 12.7244 | 13257.59 | 0.57642
12.7478 | 14199.3 | 0.61736 | 12.7478 | 13240.04 | 0.57565
12.7712 | 14122.75 | 0.61403 | 12.7712 | 13244.62 | 0.57585
12.7946 | 14149.17 | 0.61518 | 12.7946 | 13182.2 | 0.57314
12.818 | 14174.2 | 0.61627 | 12.818 | 13121.98 | 0.57052
12.8414 | 14159.75 | 0.61564 | 12.8414 | 13101.78 | 0.56964
12.8648 | 14116.04 | 0.61374 | 12.8648 | 13156.5 | 0.57202
12.8882 | 14060.49 | 0.61133 | 12.8882 | 13242.61 | 0.57577
12.9116 | 14009.08 | 0.60909 | 12.9116 | 13204.2 | 0.5741
12.935 | 13968.11 | 0.60731 | 12.935 | 13041.65 | 0.56703
12.9584 | 13964.71 | 0.60716 | 12.9584 | 13051.55 | 0.56746
12.9817 | 13816.89 | 0.60073 | 12.9817 | 12927.64 | 0.56207
13.0051 | 13679.77 | 0.59477 | 13.0051 | 12791.34 | 0.55615
13.0285 | 13756.32 | 0.5981 | 13.0285 | 12791.9 | 0.55617
13.0519 | 13839.68 | 0.60173 | 13.0519 | 12879.31 | 0.55997
13.0753 | 13807.9 | 0.60034 | 13.0753 | 12945.82 | 0.56286
13.0987 | 13749.39 | 0.5978 | 13.0987 | 12925.62 | 0.56198
13.1221 | 13735.56 | 0.5972 | 13.1221 | 12821.95 | 0.55748
13.1455 | 13765.03 | 0.59848 | 13.1455 | 12755.13 | 0.55457
13.1689 | 13764.74 | 0.59847 | 13.1689 | 12763.02 | 0.55491
13.1923 | 13692.18 | 0.59531 | 13.1923 | 12788.51 | 0.55602
13.2157 | 13709.2 | 0.59605 | 13.2157 | 12739.79 | 0.5539
13.239 | 13690.7 | 0.59525 | 13.239 | 12689.88 | 0.55173
13.2624 | 13536.57 | 0.58855 | 13.2624 | 12635.83 | 0.54938
13.2858 | 13365.18 | 0.58109 | 13.2858 | 12630.49 | 0.54915
13.3092 | 13326.04 | 0.57939 | 13.3092 | 12644.65 | 0.54977
13.3326 | 13388.23 | 0.5821 | 13.3326 | 12537.83 | 0.54512
13.356 | 13494.66 | 0.58672 | 13.356 | 12484.26 | 0.54279
13.3794 | 13513.21 | 0.58753 | 13.3794 | 12431.71 | 0.54051
13.4028 | 13456.78 | 0.58508 | 13.4028 | 12374.85 | 0.53804
13.4262 | 13378.17 | 0.58166 | 13.4262 | 12387.58 | 0.53859
13.4496 | 13368.45 | 0.58124 | 13.4496 | 12370.06 | 0.53783
13.473 | 13401.14 | 0.58266 | 13.473 | 12339.63 | 0.53651
13.4963 | 13423.25 | 0.58362 | 13.4963 | 12284.57 | 0.53411
13.5197 | 13419.27 | 0.58345 | 13.5197 | 12188.32 | 0.52993
13.5431 | 13389.12 | 0.58214 | 13.5431 | 12081.04 | 0.52526
13.5665 | 13288.94 | 0.57778 | 13.5665 | 12012.04 | 0.52226
13.5899 | 13135.62 | 0.57111 | 13.5899 | 12182.32 | 0.52967
13.6133 | 13090.69 | 0.56916 | 13.6133 | 12178.97 | 0.52952
13.6367 | 13075 | 0.56848 | 13.6367 | 12029.36 | 0.52302
13.6601 | 13030.99 | 0.56656 | 13.6601 | 11948.94 | 0.51952
13.6835 | 13009.57 | 0.56563 | 13.6835 | 12036.67 | 0.52333
13.7068 | 12984.32 | 0.56454 | 13.7068 | 12074.81 | 0.52499
13.7302 | 12913.07 | 0.56144 | 13.7302 | 11970.93 | 0.52048
13.7536 | 12849.85 | 0.55869 | 13.7536 | 11901.76 | 0.51747
13.777 | 12909.16 | 0.56127 | 13.777 | 11988.96 | 0.52126
13.8004 | 12997.74 | 0.56512 | 13.8004 | 12049.39 | 0.52389
13.8238 | 12957.67 | 0.56338 | 13.8238 | 11938.53 | 0.51907
13.8472 | 12898.02 | 0.56078 | 13.8472 | 11722.58 | 0.50968
13.8706 | 12853.03 | 0.55883 | 13.8706 | 11853.87 | 0.51539
13.894 | 12831.16 | 0.55788 | 13.894 | 11832 | 0.51443
13.9174 | 12823.77 | 0.55756 | 13.9174 | 11683.25 | 0.50797
13.9408 | 12809.7 | 0.55694 | 13.9408 | 11711.33 | 0.50919
13.9642 | 12767.09 | 0.55509 | 13.9642 | 11849.04 | 0.51518
13.9875 | 12700.68 | 0.5522 | 13.9875 | 11786.1 | 0.51244
14.0109 | 12657.75 | 0.55034 | 14.0109 | 11757.49 | 0.5112
14.0343 | 12645.37 | 0.5498 | 14.0343 | 11435.79 | 0.49721
14.0577 | 12625.86 | 0.54895 | 14.0577 | 11388.24 | 0.49514
14.0811 | 12532.18 | 0.54488 | 14.0811 | 11567.4 | 0.50293
14.1045 | 12419.85 | 0.53999 | 14.1045 | 11387.76 | 0.49512
14.1279 | 12405.11 | 0.53935 | 14.1279 | 11421.93 | 0.49661
14.1513 | 12422.25 | 0.5401 | 14.1513 | 11615.95 | 0.50504
14.1747 | 12405.39 | 0.53936 | 14.1747 | 11673.45 | 0.50754
14.1981 | 12360.32 | 0.53741 | 14.1981 | 11574.98 | 0.50326
14.2215 | 12285.05 | 0.53413 | 14.2215 | 11492.31 | 0.49967
14.2448 | 12143.67 | 0.52799 | 14.2448 | 11387.35 | 0.4951
14.2682 | 12007.06 | 0.52205 | 14.2682 | 11397.52 | 0.49554
14.2916 | 12178.06 | 0.52948 | 14.2916 | 11455.45 | 0.49806
14.315 | 12272.68 | 0.53359 | 14.315 | 11276.01 | 0.49026
14.3384 | 12278.37 | 0.53384 | 14.3384 | 11294.97 | 0.49109
14.3618 | 12188.37 | 0.52993 | 14.3618 | 11123.41 | 0.48363
14.3852 | 12081.22 | 0.52527 | 14.3852 | 10999.41 | 0.47824
14.4086 | 12013.21 | 0.52231 | 14.4086 | 10970.13 | 0.47696
14.432 | 11999.39 | 0.52171 | 14.432 | 10949.34 | 0.47606
14.4553 | 12055.3 | 0.52414 | 14.4553 | 11183.87 | 0.48626
14.4787 | 12142.65 | 0.52794 | 14.4787 | 11310.53 | 0.49176
14.5021 | 12243.75 | 0.53234 | 14.5021 | 11054.9 | 0.48065
14.5255 | 12128.07 | 0.52731 | 14.5255 | 10990.79 | 0.47786
14.5489 | 11985.75 | 0.52112 | 14.5489 | 10940.71 | 0.47568
14.5723 | 11833.85 | 0.51452 | 14.5723 | 10980.34 | 0.47741
14.5957 | 11798.91 | 0.513 | 14.5957 | 10915.25 | 0.47458
14.6191 | 11798.93 | 0.513 | 14.6191 | 10928.75 | 0.47516
14.6425 | 11755.67 | 0.51112 | 14.6425 | 10923.46 | 0.47493
14.6659 | 11730.36 | 0.51002 | 14.6659 | 10826.25 | 0.47071
14.6893 | 11782.99 | 0.5123 | 14.6893 | 10884.81 | 0.47325
14.7127 | 11793.79 | 0.51277 | 14.7127 | 10703.62 | 0.46537
14.736 | 11754.27 | 0.51106 | 14.736 | 10678.46 | 0.46428
14.7594 | 11597.38 | 0.50423 | 14.7594 | 10814.59 | 0.4702
14.7828 | 11531.95 | 0.50139 | 14.7828 | 10736.39 | 0.4668
14.8062 | 11560.77 | 0.50264 | 14.8062 | 10819.29 | 0.4704
14.8296 | 11576.21 | 0.50331 | 14.8296 | 10818.25 | 0.47036
14.853 | 11592.63 | 0.50403 | 14.853 | 10795.72 | 0.46938
14.8764 | 11639.44 | 0.50606 | 14.8764 | 10710.75 | 0.46568
14.8998 | 11629.1 | 0.50561 | 14.8998 | 10541.33 | 0.45832
14.9232 | 11510.11 | 0.50044 | 14.9232 | 10468.79 | 0.45516
14.9466 | 11508.77 | 0.50038 | 14.9466 | 10526.24 | 0.45766
14.9699 | 11665.64 | 0.5072 | 14.9699 | 10539.1 | 0.45822
14.9933 | 11641.42 | 0.50615 | 14.9933 | 10448.21 | 0.45427
15.0167 | 11516.38 | 0.50071 | 15.0167 | 10490.79 | 0.45612
15.0401 | 11368.58 | 0.49429 | 15.0401 | 10388.83 | 0.45169
15.0635 | 11313.76 | 0.4919 | 15.0635 | 10424.99 | 0.45326
15.0869 | 11318.19 | 0.4921 | 15.0869 | 10404.75 | 0.45238
15.1103 | 11314.67 | 0.49194 | 15.1103 | 10274.5 | 0.44672
15.1337 | 11286.6 | 0.49072 | 15.1337 | 10182.89 | 0.44273
15.1571 | 11262.55 | 0.48968 | 15.1571 | 10231.8 | 0.44486
15.1805 | 11269.94 | 0.49 | 15.1805 | 10329.39 | 0.4491
15.2038 | 11303.79 | 0.49147 | 15.2038 | 10282.07 | 0.44705
15.2272 | 11245.87 | 0.48895 | 15.2272 | 10209.39 | 0.44389
15.2506 | 11105.76 | 0.48286 | 15.2506 | 10232.49 | 0.44489
15.274 | 10978.27 | 0.47732 | 15.274 | 10211.98 | 0.444
15.2974 | 10935.12 | 0.47544 | 15.2974 | 10194.31 | 0.44323
15.3208 | 10970.28 | 0.47697 | 15.3208 | 10177.67 | 0.44251
15.3442 | 11019.27 | 0.4791 | 15.3442 | 10129.28 | 0.4404
15.3676 | 11027.12 | 0.47944 | 15.3676 | 10049.69 | 0.43694
15.391 | 10972.07 | 0.47705 | 15.391 | 9973.937 | 0.43365
15.4144 | 10865.06 | 0.47239 | 15.4144 | 9946.252 | 0.43245
15.4377 | 10757.68 | 0.46773 | 15.4377 | 9982.177 | 0.43401
15.4611 | 10738.96 | 0.46691 | 15.4611 | 9997.377 | 0.43467
15.4845 | 10827.73 | 0.47077 | 15.4845 | 9883.383 | 0.42971
15.5079 | 10796.76 | 0.46942 | 15.5079 | 9778.73 | 0.42516
15.5313 | 10675.65 | 0.46416 | 15.5313 | 9835 | 0.42761
15.5547 | 10579.35 | 0.45997 | 15.5547 | 9898.263 | 0.43036
15.5781 | 10577.13 | 0.45988 | 15.5781 | 9902.979 | 0.43056
15.6015 | 10657.87 | 0.46339 | 15.6015 | 9810.368 | 0.42654
15.6249 | 10725.94 | 0.46635 | 15.6249 | 9756.374 | 0.42419
15.6483 | 10740.07 | 0.46696 | 15.6483 | 9754.725 | 0.42412
15.6717 | 10731.99 | 0.46661 | 15.6717 | 9669.063 | 0.42039
15.6951 | 10688.18 | 0.4647 | 15.6951 | 9561.726 | 0.41573
15.7184 | 10598.74 | 0.46081 | 15.7184 | 9561.413 | 0.41571
15.7418 | 10561.96 | 0.45922 | 15.7418 | 9524.362 | 0.4141
15.7652 | 10612.28 | 0.4614 | 15.7652 | 9553.45 | 0.41537
15.7886 | 10581.42 | 0.46006 | 15.7886 | 9490.197 | 0.41262
15.812 | 10495.93 | 0.45634 | 15.812 | 9487.979 | 0.41252
15.8354 | 10377.63 | 0.4512 | 15.8354 | 9610.194 | 0.41783
15.8588 | 10335.26 | 0.44936 | 15.8588 | 9530.473 | 0.41437
15.8822 | 10357.34 | 0.45032 | 15.8822 | 9463.175 | 0.41144
15.9056 | 10352.27 | 0.4501 | 15.9056 | 9442.648 | 0.41055
15.929 | 10289.08 | 0.44735 | 15.929 | 9309.377 | 0.40476
15.9523 | 10218.47 | 0.44428 | 15.9523 | 9301.094 | 0.4044
15.9757 | 10192.66 | 0.44316 | 15.9757 | 9419.052 | 0.40952
15.9991 | 10300.83 | 0.44786 | 15.9991 | 9313.882 | 0.40495
16.0225 | 10247.18 | 0.44553 | 16.0225 | 9265.15 | 0.40283
16.0459 | 10108.78 | 0.43951 | 16.0459 | 9193.399 | 0.39971
16.0693 | 10139.62 | 0.44085 | 16.0693 | 9354.774 | 0.40673
16.0927 | 10178.11 | 0.44253 | 16.0927 | 9359.272 | 0.40692
16.1161 | 10192.47 | 0.44315 | 16.1161 | 9299.519 | 0.40433
16.1395 | 10129.47 | 0.44041 | 16.1395 | 9222.598 | 0.40098
16.1629 | 10015.39 | 0.43545 | 16.1629 | 9176.18 | 0.39896
16.1863 | 9904.35 | 0.43062 | 16.1863 | 9202.765 | 0.40012
16.2096 | 9835.204 | 0.42762 | 16.2096 | 9227.175 | 0.40118
16.233 | 9859.182 | 0.42866 | 16.233 | 9114.284 | 0.39627
16.2564 | 9902.271 | 0.43053 | 16.2564 | 8912.138 | 0.38748
16.2798 | 9947.15 | 0.43248 | 16.2798 | 8937.386 | 0.38858
16.3032 | 9826.529 | 0.42724 | 16.3032 | 8988.352 | 0.3908
16.3266 | 9713.839 | 0.42234 | 16.3266 | 8902.595 | 0.38707
16.35 | 9693.115 | 0.42144 | 16.35 | 8887.922 | 0.38643
16.3734 | 9712.378 | 0.42228 | 16.3734 | 8914.125 | 0.38757
16.3968 | 9732.254 | 0.42314 | 16.3968 | 8892.374 | 0.38662
16.4202 | 9727.012 | 0.42291 | 16.4202 | 8786.328 | 0.38201
16.4435 | 9704.135 | 0.42192 | 16.4435 | 8708.2 | 0.37862
16.4669 | 9676.597 | 0.42072 | 16.4669 | 8741.01 | 0.38004
16.4903 | 9625.142 | 0.41848 | 16.4903 | 8817.884 | 0.38339
16.5137 | 9553.687 | 0.41538 | 16.5137 | 8859.156 | 0.38518
16.5371 | 9583.576 | 0.41668 | 16.5371 | 8849.91 | 0.38478
16.5605 | 9698.359 | 0.42167 | 16.5605 | 8748.853 | 0.38038
16.5839 | 9661.154 | 0.42005 | 16.5839 | 8679.271 | 0.37736
16.6073 | 9592.438 | 0.41706 | 16.6073 | 8651.088 | 0.37613
16.6307 | 9585.896 | 0.41678 | 16.6307 | 8609.936 | 0.37435
16.6541 | 9607.585 | 0.41772 | 16.6541 | 8610.247 | 0.37436
16.6775 | 9585.434 | 0.41676 | 16.6775 | 8620.347 | 0.3748
16.7008 | 9468.966 | 0.41169 | 16.7008 | 8620.401 | 0.3748
16.7242 | 9346.73 | 0.40638 | 16.7242 | 8566.035 | 0.37244
16.7476 | 9309.577 | 0.40476 | 16.7476 | 8475.375 | 0.36849
16.771 | 9320.568 | 0.40524 | 16.771 | 8423.483 | 0.36624
16.7944 | 9293.211 | 0.40405 | 16.7944 | 8441.181 | 0.36701
16.8178 | 9220.998 | 0.40091 | 16.8178 | 8506.674 | 0.36986
16.8412 | 9152.985 | 0.39796 | 16.8412 | 8496.215 | 0.3694
16.8646 | 9183.131 | 0.39927 | 16.8646 | 8418.24 | 0.36601
16.888 | 9284.571 | 0.40368 | 16.888 | 8433.039 | 0.36665
16.9114 | 9350.817 | 0.40656 | 16.9114 | 8362.061 | 0.36357
16.9348 | 9376.269 | 0.40766 | 16.9348 | 8279.062 | 0.35996
16.9581 | 9355.805 | 0.40677 | 16.9581 | 8334.988 | 0.36239
16.9815 | 9306.902 | 0.40465 | 16.9815 | 8338.258 | 0.36253
17.0049 | 9237.36 | 0.40162 | 17.0049 | 8279.11 | 0.35996
17.0283 | 9156.106 | 0.39809 | 17.0283 | 8283.177 | 0.36014
17.0517 | 9092.216 | 0.39531 | 17.0517 | 8267.208 | 0.35944
17.0751 | 9067.139 | 0.39422 | 17.0751 | 8133.48 | 0.35363
17.0985 | 9062.841 | 0.39404 | 17.0985 | 8037.625 | 0.34946
17.1219 | 9050.392 | 0.3935 | 17.1219 | 7990.406 | 0.34741
17.1453 | 9005.438 | 0.39154 | 17.1453 | 8048.344 | 0.34993
17.1686 | 8952.519 | 0.38924 | 17.1686 | 8091.4 | 0.3518
17.192 | 8982.229 | 0.39053 | 17.192 | 8069.882 | 0.35086
17.2154 | 8982.545 | 0.39055 | 17.2154 | 8143.443 | 0.35406
17.2388 | 8928.328 | 0.38819 | 17.2388 | 8145.715 | 0.35416
17.2622 | 8838.472 | 0.38428 | 17.2622 | 8075.975 | 0.35113
17.2856 | 8762.653 | 0.38098 | 17.2856 | 8076.832 | 0.35117
17.309 | 8755.606 | 0.38068 | 17.309 | 7955.6 | 0.3459
17.3324 | 8768.886 | 0.38126 | 17.3324 | 7817.426 | 0.33989
17.3558 | 8759.533 | 0.38085 | 17.3558 | 7820.173 | 0.34001
17.3792 | 8744.646 | 0.3802 | 17.3792 | 7884.886 | 0.34282
17.4026 | 8730.268 | 0.37958 | 17.4026 | 7890.373 | 0.34306
17.426 | 8707.521 | 0.37859 | 17.426 | 7793.564 | 0.33885
17.4493 | 8660.046 | 0.37652 | 17.4493 | 7736.435 | 0.33637
17.4727 | 8497.29 | 0.36945 | 17.4727 | 7863.07 | 0.34187
17.4961 | 8435.417 | 0.36676 | 17.4961 | 7867.51 | 0.34207
17.5195 | 8503.084 | 0.3697 | 17.5195 | 7851.027 | 0.34135
17.5429 | 8537.503 | 0.3712 | 17.5429 | 7821.983 | 0.34009
17.5663 | 8548.884 | 0.37169 | 17.5663 | 7718.805 | 0.3356
17.5897 | 8534.117 | 0.37105 | 17.5897 | 7618.589 | 0.33124
17.6131 | 8528.237 | 0.37079 | 17.6131 | 7608.498 | 0.3308
17.6365 | 8520.185 | 0.37044 | 17.6365 | 7647.748 | 0.33251
17.6598 | 8436.354 | 0.3668 | 17.6598 | 7617.463 | 0.33119
17.6832 | 8311.656 | 0.36138 | 17.6832 | 7489.547 | 0.32563
17.7066 | 8241.999 | 0.35835 | 17.7066 | 7381.931 | 0.32095
17.73 | 8227.709 | 0.35773 | 17.73 | 7409.086 | 0.32213
17.7534 | 8256.12 | 0.35896 | 17.7534 | 7514.15 | 0.3267
17.7768 | 8343.306 | 0.36275 | 17.7768 | 7544.911 | 0.32804
17.8002 | 8477.338 | 0.36858 | 17.8002 | 7511.859 | 0.3266
17.8236 | 8380.35 | 0.36436 | 17.8236 | 7497.547 | 0.32598
17.847 | 8229.274 | 0.35779 | 17.847 | 7448.201 | 0.32383
17.8704 | 8226.045 | 0.35765 | 17.8704 | 7402.263 | 0.32184
17.8938 | 8229.768 | 0.35782 | 17.8938 | 7357.121 | 0.31987
17.9171 | 8181.641 | 0.35572 | 17.9171 | 7340.671 | 0.31916
17.9405 | 8093.426 | 0.35189 | 17.9405 | 7390.581 | 0.32133
17.9639 | 8023.047 | 0.34883 | 17.9639 | 7368.353 | 0.32036
17.9873 | 8006.628 | 0.34811 | 17.9873 | 7314.229 | 0.31801
18.0107 | 7987.397 | 0.34728 | 18.0107 | 7276.357 | 0.31636
18.0341 | 7936.544 | 0.34507 | 18.0341 | 7232.062 | 0.31444
18.0575 | 7937.265 | 0.3451 | 18.0575 | 7186.351 | 0.31245
18.0809 | 8009.728 | 0.34825 | 18.0809 | 7152.802 | 0.31099
18.1043 | 8001.735 | 0.3479 | 18.1043 | 7132.149 | 0.31009
18.1277 | 7891.535 | 0.34311 | 18.1277 | 7107.508 | 0.30902
18.1511 | 7826.731 | 0.34029 | 18.1511 | 7139.728 | 0.31042
18.1745 | 7805.504 | 0.33937 | 18.1745 | 7048.635 | 0.30646
18.1978 | 7795.935 | 0.33895 | 18.1978 | 7113.893 | 0.3093
18.2212 | 7841.231 | 0.34092 | 18.2212 | 7130.419 | 0.31002
18.2446 | 7901.082 | 0.34353 | 18.2446 | 7049.446 | 0.3065
18.268 | 7864.344 | 0.34193 | 18.268 | 6975.857 | 0.3033
18.2914 | 7806.583 | 0.33942 | 18.2914 | 6925.627 | 0.30111
18.3148 | 7820.969 | 0.34004 | 18.3148 | 6911.871 | 0.30052
18.3382 | 7833.613 | 0.34059 | 18.3382 | 6917.565 | 0.30076
18.3616 | 7776.634 | 0.33811 | 18.3616 | 6942.573 | 0.30185
18.385 | 7654.35 | 0.3328 | 18.385 | 6981.186 | 0.30353
18.4083 | 7523.15 | 0.32709 | 18.4083 | 6949.956 | 0.30217
18.4317 | 7458.003 | 0.32426 | 18.4317 | 6861.669 | 0.29833
18.4551 | 7456.342 | 0.32419 | 18.4551 | 6858.077 | 0.29818
18.4785 | 7453.628 | 0.32407 | 18.4785 | 6801.233 | 0.29571
18.5019 | 7454.542 | 0.32411 | 18.5019 | 6771.544 | 0.29441
18.5253 | 7457.575 | 0.32424 | 18.5253 | 6703.529 | 0.29146
18.5487 | 7421.507 | 0.32267 | 18.5487 | 6589.07 | 0.28648
18.5721 | 7382.397 | 0.32097 | 18.5721 | 6633.388 | 0.28841
18.5955 | 7522.378 | 0.32706 | 18.5955 | 6686.197 | 0.2907
18.6189 | 7571.777 | 0.32921 | 18.6189 | 6715.538 | 0.29198
18.6423 | 7447.876 | 0.32382 | 18.6423 | 6771.264 | 0.2944
18.6656 | 7393.464 | 0.32145 | 18.6656 | 6719.425 | 0.29215
18.689 | 7390.318 | 0.32132 | 18.689 | 6660.581 | 0.28959
18.7124 | 7331.61 | 0.31877 | 18.7124 | 6552.068 | 0.28487
18.7358 | 7281.872 | 0.3166 | 18.7358 | 6481.613 | 0.28181
18.7592 | 7300.793 | 0.31743 | 18.7592 | 6443.112 | 0.28014
18.7826 | 7340.881 | 0.31917 | 18.7826 | 6387.337 | 0.27771
18.806 | 7338.801 | 0.31908 | 18.806 | 6405.138 | 0.27848
18.8294 | 7251.118 | 0.31527 | 18.8294 | 6493.566 | 0.28233
18.8528 | 7109.292 | 0.3091 | 18.8528 | 6507.894 | 0.28295
18.8762 | 7059.522 | 0.30694 | 18.8762 | 6434.352 | 0.27975
18.8996 | 7054.148 | 0.3067 | 18.8996 | 6427.037 | 0.27944
18.9229 | 7087.375 | 0.30815 | 18.9229 | 6411.242 | 0.27875
18.9463 | 7071.305 | 0.30745 | 18.9463 | 6340.628 | 0.27568
18.9697 | 7015.425 | 0.30502 | 18.9697 | 6251.454 | 0.2718
18.9931 | 7003.239 | 0.30449 | 18.9931 | 6246.541 | 0.27159
19.0165 | 6988.316 | 0.30384 | 19.0165 | 6265.688 | 0.27242
19.0399 | 6953.629 | 0.30233 | 19.0399 | 6215.895 | 0.27026
19.0633 | 6926.726 | 0.30116 | 19.0633 | 6204.815 | 0.26977
19.0867 | 6911.174 | 0.30049 | 19.0867 | 6201.487 | 0.26963
19.1101 | 6905.526 | 0.30024 | 19.1101 | 6159.469 | 0.2678
19.1335 | 6918.436 | 0.3008 | 19.1335 | 6126.179 | 0.26636
19.1568 | 6950.65 | 0.3022 | 19.1568 | 6111.51 | 0.26572
19.1802 | 6950.068 | 0.30218 | 19.1802 | 6116.713 | 0.26594
19.2036 | 6891.66 | 0.29964 | 19.2036 | 6145.827 | 0.26721
19.227 | 6818.35 | 0.29645 | 19.227 | 6133.028 | 0.26665
19.2504 | 6767.622 | 0.29424 | 19.2504 | 6042.515 | 0.26272
19.2738 | 6754.283 | 0.29366 | 19.2738 | 5984.465 | 0.26019
19.2972 | 6731.715 | 0.29268 | 19.2972 | 6022.462 | 0.26185
19.3206 | 6640.12 | 0.2887 | 19.3206 | 6044.359 | 0.2628
19.344 | 6558.344 | 0.28515 | 19.344 | 5978.959 | 0.25995
19.3674 | 6544.902 | 0.28456 | 19.3674 | 5942.834 | 0.25838
19.3908 | 6609.869 | 0.28739 | 19.3908 | 5948.175 | 0.25862
19.4141 | 6698.997 | 0.29126 | 19.4141 | 5901.774 | 0.2566
19.4375 | 6742.898 | 0.29317 | 19.4375 | 5869.594 | 0.2552
19.4609 | 6717.389 | 0.29206 | 19.4609 | 5941.31 | 0.25832
19.4843 | 6639.79 | 0.28869 | 19.4843 | 6010.248 | 0.26132
19.5077 | 6567.782 | 0.28556 | 19.5077 | 6022.916 | 0.26187
19.5311 | 6538.219 | 0.28427 | 19.5311 | 5948.557 | 0.25863
19.5545 | 6555.101 | 0.285 | 19.5545 | 5822.991 | 0.25317
19.5779 | 6569.624 | 0.28564 | 19.5779 | 5748.679 | 0.24994
19.6013 | 6536.631 | 0.2842 | 19.6013 | 5730.031 | 0.24913
19.6247 | 6492.946 | 0.2823 | 19.6247 | 5718.452 | 0.24863
19.6481 | 6465.034 | 0.28109 | 19.6481 | 5727.41 | 0.24902
19.6714 | 6410.206 | 0.2787 | 19.6714 | 5748.373 | 0.24993
19.6948 | 6320.122 | 0.27479 | 19.6948 | 5727.565 | 0.24902
19.7182 | 6243.822 | 0.27147 | 19.7182 | 5678.374 | 0.24689
19.7416 | 6185.021 | 0.26891 | 19.7416 | 5627.56 | 0.24468
19.765 | 6117.957 | 0.266 | 19.765 | 5600.727 | 0.24351
19.7884 | 6085.569 | 0.26459 | 19.7884 | 5670.08 | 0.24653
19.8118 | 6134.118 | 0.2667 | 19.8118 | 5688.384 | 0.24732
19.8352 | 6178.182 | 0.26862 | 19.8352 | 5577.272 | 0.24249
19.8586 | 6192.854 | 0.26925 | 19.8586 | 5584.248 | 0.24279
19.882 | 6150.279 | 0.2674 | 19.882 | 5573.334 | 0.24232
19.9053 | 6078.197 | 0.26427 | 19.9053 | 5548.327 | 0.24123
19.9287 | 5999.601 | 0.26085 | 19.9287 | 5499.504 | 0.23911
19.9521 | 5985.651 | 0.26025 | 19.9521 | 5529.397 | 0.24041
19.9755 | 6030.647 | 0.2622 | 19.9755 | 5530.199 | 0.24044
19.9989 | 5996.498 | 0.26072 | 19.9989 | 5511.045 | 0.23961
20.0223 | 5936.022 | 0.25809 | 20.0223 | 5535.529 | 0.24068
20.0457 | 5914.867 | 0.25717 | 20.0457 | 5540.881 | 0.24091
20.0691 | 5937.739 | 0.25816 | 20.0691 | 5519.927 | 0.24
20.0925 | 5992.556 | 0.26055 | 20.0925 | 5503.502 | 0.23928
20.1159 | 6023.545 | 0.26189 | 20.1159 | 5469.504 | 0.2378
20.1393 | 6008.417 | 0.26124 | 20.1393 | 5408.121 | 0.23514
20.1626 | 5946.645 | 0.25855 | 20.1626 | 5379.825 | 0.23391
20.186 | 5884.301 | 0.25584 | 20.186 | 5407.338 | 0.2351
20.2094 | 5875.586 | 0.25546 | 20.2094 | 5429.977 | 0.23609
20.2328 | 5872.052 | 0.25531 | 20.2328 | 5424.557 | 0.23585
20.2562 | 5838.926 | 0.25387 | 20.2562 | 5426.561 | 0.23594
20.2796 | 5779.411 | 0.25128 | 20.2796 | 5429.677 | 0.23607
20.303 | 5713.29 | 0.2484 | 20.303 | 5391.922 | 0.23443
20.3264 | 5708.632 | 0.2482 | 20.3264 | 5323.918 | 0.23147
20.3498 | 5724.717 | 0.2489 | 20.3498 | 5286.523 | 0.22985
20.3732 | 5736.128 | 0.2494 | 20.3732 | 5286.795 | 0.22986
20.3966 | 5699.715 | 0.24781 | 20.3966 | 5279.005 | 0.22952
20.4199 | 5621.389 | 0.24441 | 20.4199 | 5257.047 | 0.22857
20.4433 | 5661.919 | 0.24617 | 20.4433 | 5240.608 | 0.22785
20.4667 | 5700.301 | 0.24784 | 20.4667 | 5220.092 | 0.22696
20.4901 | 5631.025 | 0.24483 | 20.4901 | 5156.881 | 0.22421
20.5135 | 5588.355 | 0.24297 | 20.5135 | 5121.646 | 0.22268
20.5369 | 5604.587 | 0.24368 | 20.5369 | 5143.525 | 0.22363
20.5603 | 5618.32 | 0.24427 | 20.5603 | 5141.444 | 0.22354
20.5837 | 5612.131 | 0.24401 | 20.5837 | 5096.527 | 0.22159
20.6071 | 5591.592 | 0.24311 | 20.6071 | 5049.101 | 0.21953
20.6304 | 5574.319 | 0.24236 | 20.6304 | 5026.867 | 0.21856
20.6538 | 5562.069 | 0.24183 | 20.6538 | 5014.354 | 0.21802
20.6772 | 5513.313 | 0.23971 | 20.6772 | 5026.139 | 0.21853
20.7006 | 5438.626 | 0.23646 | 20.7006 | 5016.833 | 0.21812
20.724 | 5400.686 | 0.23481 | 20.724 | 5001.846 | 0.21747
20.7474 | 5399.278 | 0.23475 | 20.7474 | 4996.005 | 0.21722
20.7708 | 5381.871 | 0.23399 | 20.7708 | 4975.557 | 0.21633
20.7942 | 5318.243 | 0.23123 | 20.7942 | 4978.337 | 0.21645
20.8176 | 5233.614 | 0.22755 | 20.8176 | 4986.422 | 0.2168
20.841 | 5215.459 | 0.22676 | 20.841 | 4926.963 | 0.21422
20.8644 | 5283.174 | 0.2297 | 20.8644 | 4867.83 | 0.21164
20.8878 | 5302.909 | 0.23056 | 20.8878 | 4870.52 | 0.21176
20.9111 | 5232.409 | 0.2275 | 20.9111 | 4874.01 | 0.21191
20.9345 | 5181.381 | 0.22528 | 20.9345 | 4847.616 | 0.21077
20.9579 | 5165.57 | 0.22459 | 20.9579 | 4849.032 | 0.21083
20.9813 | 5175.314 | 0.22501 | 20.9813 | 4842.706 | 0.21055
21.0047 | 5151.651 | 0.22398 | 21.0047 | 4827.753 | 0.2099
21.0281 | 5054.365 | 0.21975 | 21.0281 | 4796.556 | 0.20855
21.0515 | 5037.352 | 0.21902 | 21.0515 | 4721.901 | 0.2053
21.0749 | 5091.415 | 0.22137 | 21.0749 | 4686.359 | 0.20375
21.0983 | 5063.538 | 0.22015 | 21.0983 | 4684.418 | 0.20367
21.1216 | 5028.464 | 0.21863 | 21.1216 | 4664.065 | 0.20279
21.145 | 5083.237 | 0.22101 | 21.145 | 4665.193 | 0.20283
21.1684 | 5117.387 | 0.2225 | 21.1684 | 4676.869 | 0.20334
21.1918 | 5121.143 | 0.22266 | 21.1918 | 4614.735 | 0.20064
21.2152 | 5047.007 | 0.21944 | 21.2152 | 4533.997 | 0.19713
21.2386 | 4968.29 | 0.21601 | 21.2386 | 4559.095 | 0.19822
21.262 | 5007.046 | 0.2177 | 21.262 | 4576.517 | 0.19898
21.2854 | 5000.751 | 0.21742 | 21.2854 | 4531.291 | 0.19701
21.3088 | 4910.201 | 0.21349 | 21.3088 | 4498.803 | 0.1956
21.3322 | 4943.547 | 0.21494 | 21.3322 | 4478.731 | 0.19473
21.3556 | 5040.912 | 0.21917 | 21.3556 | 4484.018 | 0.19496
21.3789 | 5065.276 | 0.22023 | 21.3789 | 4494.213 | 0.1954
21.4023 | 5008.358 | 0.21775 | 21.4023 | 4486.369 | 0.19506
21.4257 | 4895.249 | 0.21284 | 21.4257 | 4507.085 | 0.19596
21.4491 | 4762.508 | 0.20707 | 21.4491 | 4548.55 | 0.19776
21.4725 | 4649.715 | 0.20216 | 21.4725 | 4515.712 | 0.19634
21.4959 | 4614.996 | 0.20065 | 21.4959 | 4481.612 | 0.19485
21.5193 | 4681.316 | 0.20354 | 21.5193 | 4479.242 | 0.19475
21.5427 | 4826.591 | 0.20985 | 21.5427 | 4442 | 0.19313
21.5661 | 4898.405 | 0.21297 | 21.5661 | 4412.19 | 0.19183
21.5895 | 4810.013 | 0.20913 | 21.5895 | 4389.862 | 0.19086
21.6129 | 4722.183 | 0.20531 | 21.6129 | 4342.732 | 0.18881
21.6363 | 4712.66 | 0.2049 | 21.6363 | 4346.381 | 0.18897
21.6596 | 4674.857 | 0.20325 | 21.6596 | 4388.154 | 0.19079
21.683 | 4594.355 | 0.19975 | 21.683 | 4377.13 | 0.19031
21.7064 | 4560.605 | 0.19829 | 21.7064 | 4330.589 | 0.18829
21.7298 | 4573.905 | 0.19887 | 21.7298 | 4306.571 | 0.18724
21.7532 | 4586.817 | 0.19943 | 21.7532 | 4303.387 | 0.1871
21.7766 | 4592.268 | 0.19966 | 21.7766 | 4272.382 | 0.18576
21.8 | 4583.707 | 0.19929 | 21.8 | 4200.423 | 0.18263
21.8234 | 4549.212 | 0.19779 | 21.8234 | 4159.694 | 0.18086
21.8468 | 4509.984 | 0.19609 | 21.8468 | 4170.298 | 0.18132
21.8701 | 4529.396 | 0.19693 | 21.8701 | 4170.859 | 0.18134
21.8935 | 4582.518 | 0.19924 | 21.8935 | 4153.479 | 0.18059
21.9169 | 4583.786 | 0.1993 | 21.9169 | 4144.487 | 0.1802
21.9403 | 4564.727 | 0.19847 | 21.9403 | 4161.811 | 0.18095
21.9637 | 4554.519 | 0.19802 | 21.9637 | 4190.869 | 0.18221
21.9871 | 4519.208 | 0.19649 | 21.9871 | 4141.726 | 0.18008
22.0105 | 4456.478 | 0.19376 | 22.0105 | 4090.705 | 0.17786
22.0339 | 4440.985 | 0.19309 | 22.0339 | 4062.36 | 0.17662
22.0573 | 4442.042 | 0.19313 | 22.0573 | 4081.984 | 0.17748
22.0807 | 4373.062 | 0.19013 | 22.0807 | 4091.609 | 0.1779
22.1041 | 4304.733 | 0.18716 | 22.1041 | 3993.236 | 0.17362
22.1274 | 4251.783 | 0.18486 | 22.1274 | 3934.9 | 0.17108
22.1508 | 4259.329 | 0.18519 | 22.1508 | 3938.656 | 0.17125
22.1742 | 4306.138 | 0.18722 | 22.1742 | 3954.282 | 0.17193
22.1976 | 4248.545 | 0.18472 | 22.1976 | 3936.219 | 0.17114
22.221 | 4197.354 | 0.18249 | 22.221 | 3919.735 | 0.17042
22.2444 | 4216.301 | 0.18332 | 22.2444 | 3939.106 | 0.17127
22.2678 | 4241.661 | 0.18442 | 22.2678 | 3949.883 | 0.17173
22.2912 | 4260.977 | 0.18526 | 22.2912 | 3970.973 | 0.17265
22.3146 | 4223.022 | 0.18361 | 22.3146 | 3917.553 | 0.17033
22.338 | 4173.61 | 0.18146 | 22.338 | 3867.305 | 0.16814
22.3614 | 4170.529 | 0.18133 | 22.3614 | 3865.008 | 0.16804
22.3847 | 4174.171 | 0.18149 | 22.3847 | 3877.684 | 0.16859
22.4081 | 4158.896 | 0.18082 | 22.4081 | 3867.86 | 0.16817
22.4315 | 4131.147 | 0.17962 | 22.4315 | 3829.649 | 0.16651
22.4549 | 4106.127 | 0.17853 | 22.4549 | 3801.143 | 0.16527
22.4783 | 4115.421 | 0.17893 | 22.4783 | 3801.129 | 0.16527
22.5017 | 4130.385 | 0.17958 | 22.5017 | 3800.868 | 0.16526
22.5251 | 4108.437 | 0.17863 | 22.5251 | 3775.617 | 0.16416
22.5485 | 4080.47 | 0.17741 | 22.5485 | 3748.419 | 0.16297
22.5719 | 4074.682 | 0.17716 | 22.5719 | 3757.583 | 0.16337
22.5953 | 4061.884 | 0.1766 | 22.5953 | 3791.606 | 0.16485
22.6186 | 4031.044 | 0.17526 | 22.6186 | 3770.526 | 0.16394
22.642 | 4005.768 | 0.17416 | 22.642 | 3699.952 | 0.16087
22.6654 | 3993.433 | 0.17363 | 22.6654 | 3682.116 | 0.16009
22.6888 | 3989.205 | 0.17344 | 22.6888 | 3698.705 | 0.16081
22.7122 | 3978.854 | 0.17299 | 22.7122 | 3693.611 | 0.16059
22.7356 | 3952.402 | 0.17184 | 22.7356 | 3674.534 | 0.15976
22.759 | 3936.607 | 0.17116 | 22.759 | 3694.687 | 0.16064
22.7824 | 3943.069 | 0.17144 | 22.7824 | 3683.861 | 0.16017
22.8058 | 3955.545 | 0.17198 | 22.8058 | 3625.883 | 0.15765
22.8292 | 3958.608 | 0.17211 | 22.8292 | 3593.065 | 0.15622
22.8526 | 3918.43 | 0.17037 | 22.8526 | 3605.468 | 0.15676
22.8759 | 3868.93 | 0.16821 | 22.8759 | 3615.774 | 0.15721
22.8993 | 3839.93 | 0.16695 | 22.8993 | 3608.466 | 0.15689
22.9227 | 3833.652 | 0.16668 | 22.9227 | 3577.339 | 0.15554
22.9461 | 3842.14 | 0.16705 | 22.9461 | 3524.424 | 0.15324
22.9695 | 3817.795 | 0.16599 | 22.9695 | 3525.029 | 0.15326
22.9929 | 3778.594 | 0.16429 | 22.9929 | 3570.032 | 0.15522
23.0163 | 3768.407 | 0.16384 | 23.0163 | 3545.423 | 0.15415
23.0397 | 3777.291 | 0.16423 | 23.0397 | 3469.334 | 0.15084
23.0631 | 3789.835 | 0.16478 | 23.0631 | 3447.548 | 0.14989
23.0865 | 3742.257 | 0.16271 | 23.0865 | 3453.831 | 0.15017
23.1099 | 3650.759 | 0.15873 | 23.1099 | 3462.692 | 0.15055
23.1332 | 3606.44 | 0.1568 | 23.1332 | 3523.826 | 0.15321
23.1566 | 3616.038 | 0.15722 | 23.1566 | 3532.398 | 0.15358
23.18 | 3653.727 | 0.15886 | 23.18 | 3400.416 | 0.14784
23.2034 | 3686.461 | 0.16028 | 23.2034 | 3307.537 | 0.14381
23.2268 | 3698.887 | 0.16082 | 23.2268 | 3341.522 | 0.14528
23.2502 | 3694.138 | 0.16061 | 23.2502 | 3379.166 | 0.14692
23.2736 | 3668.117 | 0.15948 | 23.2736 | 3363.196 | 0.14623
23.297 | 3607.712 | 0.15686 | 23.297 | 3346.543 | 0.1455
23.3204 | 3546.012 | 0.15417 | 23.3204 | 3358.134 | 0.14601
23.3438 | 3523.715 | 0.15321 | 23.3438 | 3350.906 | 0.14569
23.3671 | 3509.861 | 0.1526 | 23.3671 | 3297.531 | 0.14337
23.3905 | 3479.963 | 0.1513 | 23.3905 | 3294.415 | 0.14324
23.4139 | 3475.692 | 0.15112 | 23.4139 | 3316.922 | 0.14421
23.4373 | 3499.823 | 0.15217 | 23.4373 | 3252.587 | 0.14142
23.4607 | 3496.034 | 0.152 | 23.4607 | 3214.18 | 0.13975
23.4841 | 3457.918 | 0.15034 | 23.4841 | 3261.195 | 0.14179
23.5075 | 3419.832 | 0.14869 | 23.5075 | 3283.717 | 0.14277
23.5309 | 3409.774 | 0.14825 | 23.5309 | 3256.143 | 0.14157
23.5543 | 3434.206 | 0.14931 | 23.5543 | 3205.699 | 0.13938
23.5777 | 3422.339 | 0.1488 | 23.5777 | 3180.497 | 0.13828
23.6011 | 3357.422 | 0.14597 | 23.6011 | 3202.518 | 0.13924
23.6244 | 3335.778 | 0.14503 | 23.6244 | 3200.778 | 0.13916
23.6478 | 3355.827 | 0.14591 | 23.6478 | 3162.585 | 0.1375
23.6712 | 3352.903 | 0.14578 | 23.6712 | 3083.335 | 0.13406
23.6946 | 3353.833 | 0.14582 | 23.6946 | 3063.713 | 0.1332
23.718 | 3388.263 | 0.14732 | 23.718 | 3138.311 | 0.13645
23.7414 | 3382.257 | 0.14705 | 23.7414 | 3098.6 | 0.13472
23.7648 | 3320.479 | 0.14437 | 23.7648 | 3085.795 | 0.13417
23.7882 | 3280.102 | 0.14261 | 23.7882 | 3196.649 | 0.13898
23.8116 | 3261.398 | 0.1418 | 23.8116 | 3176.754 | 0.13812
23.835 | 3256.112 | 0.14157 | 23.835 | 3086.538 | 0.1342
23.8584 | 3253.998 | 0.14148 | 23.8584 | 3014.82 | 0.13108
23.8817 | 3250.703 | 0.14133 | 23.8817 | 2948.728 | 0.12821
23.9051 | 3243.252 | 0.14101 | 23.9051 | 2976.759 | 0.12942
23.9285 | 3232.57 | 0.14055 | 23.9285 | 2992.044 | 0.13009
23.9519 | 3210.331 | 0.13958 | 23.9519 | 3008.661 | 0.13081
23.9753 | 3177.829 | 0.13817 | 23.9753 | 2942.262 | 0.12792
23.9987 | 3131.443 | 0.13615 | 23.9987 | 2931.777 | 0.12747
24.0221 | 3129.361 | 0.13606 | 24.0221 | 2918.201 | 0.12688
24.0455 | 3191.974 | 0.13878 | 24.0455 | 2929.942 | 0.12739
24.0689 | 3224.792 | 0.14021 | 24.0689 | 2953.385 | 0.12841
24.0922 | 3214.261 | 0.13975 | 24.0922 | 2935.831 | 0.12764
24.1156 | 3183.727 | 0.13842 | 24.1156 | 2906.911 | 0.12639
24.139 | 3146.923 | 0.13682 | 24.139 | 2906.233 | 0.12636
24.1624 | 3111.932 | 0.1353 | 24.1624 | 2916.076 | 0.12679
24.1858 | 3060.761 | 0.13308 | 24.1858 | 2902.139 | 0.12618
24.2092 | 2984.831 | 0.12978 | 24.2092 | 2881.009 | 0.12526
24.2326 | 2985.687 | 0.12981 | 24.2326 | 2878.037 | 0.12513
24.256 | 3081.466 | 0.13398 | 24.256 | 2874.474 | 0.12498
24.2794 | 3160.213 | 0.1374 | 24.2794 | 2846.938 | 0.12378
24.3028 | 3171.797 | 0.1379 | 24.3028 | 2836.444 | 0.12332
24.3262 | 3080.53 | 0.13394 | 24.3262 | 2863.046 | 0.12448
24.3496 | 2975.269 | 0.12936 | 24.3496 | 2861.331 | 0.12441
24.3729 | 2969.447 | 0.12911 | 24.3729 | 2823.298 | 0.12275
24.3963 | 2971.322 | 0.12919 | 24.3963 | 2768.601 | 0.12037
24.4197 | 2945.256 | 0.12805 | 24.4197 | 2737.565 | 0.11902
24.4431 | 2929.67 | 0.12738 | 24.4431 | 2780.155 | 0.12088
24.4665 | 2922.343 | 0.12706 | 24.4665 | 2814.874 | 0.12239
24.4899 | 2903.812 | 0.12625 | 24.4899 | 2867.612 | 0.12468
24.5133 | 2886.563 | 0.1255 | 24.5133 | 2801.007 | 0.12178
24.5367 | 2896.974 | 0.12596 | 24.5367 | 2777.65 | 0.12077
24.5601 | 2910.119 | 0.12653 | 24.5601 | 2696.756 | 0.11725
24.5834 | 2916.815 | 0.12682 | 24.5834 | 2712.53 | 0.11794
24.6068 | 2899.535 | 0.12607 | 24.6068 | 2728.814 | 0.11864
24.6302 | 2868.992 | 0.12474 | 24.6302 | 2726.754 | 0.11855
24.6536 | 2877.717 | 0.12512 | 24.6536 | 2672.774 | 0.11621
24.677 | 2894.303 | 0.12584 | 24.677 | 2604.614 | 0.11324
24.7004 | 2886.556 | 0.1255 | 24.7004 | 2592.218 | 0.11271
24.7238 | 2848.914 | 0.12387 | 24.7238 | 2585.013 | 0.11239
24.7472 | 2791.455 | 0.12137 | 24.7472 | 2601.645 | 0.11311
24.7706 | 2782.544 | 0.12098 | 24.7706 | 2602.366 | 0.11315
24.794 | 2794.775 | 0.12151 | 24.794 | 2621.147 | 0.11396
24.8174 | 2765.886 | 0.12026 | 24.8174 | 2609.927 | 0.11348
24.8407 | 2742.094 | 0.11922 | 24.8407 | 2546.92 | 0.11074
24.8641 | 2761.745 | 0.12008 | 24.8641 | 2529.514 | 0.10998
24.8875 | 2793.136 | 0.12144 | 24.8875 | 2564.571 | 0.1115
24.9109 | 2805.771 | 0.12199 | 24.9109 | 2573.589 | 0.1119
24.9343 | 2778.109 | 0.12079 | 24.9343 | 2570.405 | 0.11176
24.9577 | 2738.831 | 0.11908 | 24.9577 | 2546.965 | 0.11074
24.9811 | 2728.526 | 0.11863 | 24.9811 | 2533.394 | 0.11015
25.0045 | 2723.625 | 0.11842 | 25.0045 | 2566.505 | 0.11159
25.0279 | 2695.652 | 0.1172 | 25.0279 | 2583.484 | 0.11233
25.0513 | 2650.992 | 0.11526 | 25.0513 | 2517.331 | 0.10945
25.0747 | 2614.914 | 0.11369 | 25.0747 | 2420.855 | 0.10525
25.0981 | 2630.187 | 0.11436 | 25.0981 | 2424.491 | 0.10541
25.1214 | 2657.526 | 0.11554 | 25.1214 | 2490.479 | 0.10828
25.1448 | 2609.483 | 0.11346 | 25.1448 | 2503.388 | 0.10884
25.1682 | 2558.574 | 0.11124 | 25.1682 | 2472.034 | 0.10748
25.1916 | 2593.738 | 0.11277 | 25.1916 | 2480.867 | 0.10786
25.215 | 2609.601 | 0.11346 | 25.215 | 2482.66 | 0.10794
25.2384 | 2571.188 | 0.11179 | 25.2384 | 2508.863 | 0.10908
25.2618 | 2546.182 | 0.1107 | 25.2618 | 2439.005 | 0.10604
25.2852 | 2534.87 | 0.11021 | 25.2852 | 2414.333 | 0.10497
25.3086 | 2517.37 | 0.10945 | 25.3086 | 2429.618 | 0.10564
25.3319 | 2503.693 | 0.10886 | 25.3319 | 2317.597 | 0.10077
25.3553 | 2520.935 | 0.10961 | 25.3553 | 2355.033 | 0.10239
25.3787 | 2507.512 | 0.10902 | 25.3787 | 2326.084 | 0.10113
25.4021 | 2449.346 | 0.10649 | 25.4021 | 2361.667 | 0.10268
25.4255 | 2450.747 | 0.10655 | 25.4255 | 2386.933 | 0.10378
25.4489 | 2492.94 | 0.10839 | 25.4489 | 2358.743 | 0.10255
25.4723 | 2518.783 | 0.10951 | 25.4723 | 2334.745 | 0.10151
25.4957 | 2518.172 | 0.10949 | 25.4957 | 2362.299 | 0.10271
25.5191 | 2478.146 | 0.10775 | 25.5191 | 2364.032 | 0.10278
25.5425 | 2474.757 | 0.1076 | 25.5425 | 2317.91 | 0.10078
25.5659 | 2502.03 | 0.10878 | 25.5659 | 2304.798 | 0.10021
25.5892 | 2472.511 | 0.1075 | 25.5892 | 2319.051 | 0.10083
25.6126 | 2420.99 | 0.10526 | 25.6126 | 2300.746 | 0.10003
25.636 | 2412.733 | 0.1049 | 25.636 | 2252.504 | 0.097935
25.6594 | 2423.457 | 0.10537 | 25.6594 | 2230.487 | 0.096978
25.6828 | 2425.776 | 0.10547 | 25.6828 | 2219.113 | 0.096483
25.7062 | 2414.684 | 0.10499 | 25.7062 | 2216.58 | 0.096373
25.7296 | 2388.897 | 0.10387 | 25.7296 | 2279.101 | 0.099091
25.753 | 2349.721 | 0.10216 | 25.753 | 2317.311 | 0.10075
25.7764 | 2329.111 | 0.10127 | 25.7764 | 2241.198 | 0.097443
25.7998 | 2355.871 | 0.10243 | 25.7998 | 2259.156 | 0.098224
25.8231 | 2371.507 | 0.10311 | 25.8231 | 2285.244 | 0.099358
25.8465 | 2336.657 | 0.10159 | 25.8465 | 2272.153 | 0.098789
25.8699 | 2330.859 | 0.10134 | 25.8699 | 2193.078 | 0.095351
25.8933 | 2364.675 | 0.10281 | 25.8933 | 2228.091 | 0.096874
25.9167 | 2324.124 | 0.10105 | 25.9167 | 2212.166 | 0.096181
25.9401 | 2249.398 | 0.0978 | 25.9401 | 2189.814 | 0.095209
25.9635 | 2257.62 | 0.098157 | 25.9635 | 2174.329 | 0.094536
25.9869 | 2275.171 | 0.09892 | 25.9869 | 2145.81 | 0.093296
26.0103 | 2228.07 | 0.096873 | 26.0103 | 2139.617 | 0.093027
26.0337 | 2218.956 | 0.096476 | 26.0337 | 2167.114 | 0.094222
26.0571 | 2275.683 | 0.098943 | 26.0571 | 2165.329 | 0.094145
26.0804 | 2257.611 | 0.098157 | 26.0804 | 2125.512 | 0.092414
26.1038 | 2193.856 | 0.095385 | 26.1038 | 2078.535 | 0.090371
26.1272 | 2194.712 | 0.095422 | 26.1272 | 2102.767 | 0.091425
26.1506 | 2210.125 | 0.096092 | 26.1506 | 2117.014 | 0.092044
26.174 | 2194.8 | 0.095426 | 26.174 | 2076.749 | 0.090293
26.1974 | 2171.871 | 0.094429 | 26.1974 | 2049.283 | 0.089099
26.2208 | 2151.966 | 0.093564 | 26.2208 | 2070.281 | 0.090012
26.2442 | 2149.054 | 0.093437 | 26.2442 | 2117.934 | 0.092084
26.2676 | 2147.634 | 0.093375 | 26.2676 | 2102.275 | 0.091403
26.291 | 2128.94 | 0.092563 | 26.291 | 2068.484 | 0.089934
26.3144 | 2109.063 | 0.091698 | 26.3144 | 2046.317 | 0.08897
26.3377 | 2094.593 | 0.091069 | 26.3377 | 2009.43 | 0.087367
26.3611 | 2130.117 | 0.092614 | 26.3611 | 2016.389 | 0.087669
26.3845 | 2192.181 | 0.095312 | 26.3845 | 2006.374 | 0.087234
26.4079 | 2164.507 | 0.094109 | 26.4079 | 1981.554 | 0.086155
26.4313 | 2125.341 | 0.092406 | 26.4313 | 2059.553 | 0.089546
26.4547 | 2136.39 | 0.092887 | 26.4547 | 1974.43 | 0.085845
26.4781 | 2133.178 | 0.092747 | 26.4781 | 1967.707 | 0.085552
26.5015 | 2092.424 | 0.090975 | 26.5015 | 2005.002 | 0.087174
26.5249 | 2067.502 | 0.089891 | 26.5249 | 2022.07 | 0.087916
26.5483 | 2058.895 | 0.089517 | 26.5483 | 1989.274 | 0.08649
26.5717 | 2027.552 | 0.088154 | 26.5717 | 1980.181 | 0.086095
26.595 | 1998.098 | 0.086874 | 26.595 | 1940.086 | 0.084352
26.6184 | 2007.018 | 0.087262 | 26.6184 | 1936.856 | 0.084211
26.6418 | 2027.804 | 0.088165 | 26.6418 | 1961.278 | 0.085273
26.6652 | 2032.241 | 0.088358 | 26.6652 | 1976.683 | 0.085943
26.6886 | 2013.833 | 0.087558 | 26.6886 | 1968.649 | 0.085593
26.712 | 1984.583 | 0.086286 | 26.712 | 1932.539 | 0.084023
26.7354 | 1972.167 | 0.085746 | 26.7354 | 1916.834 | 0.083341
26.7588 | 1971.984 | 0.085738 | 26.7588 | 1928.608 | 0.083853
26.7822 | 1973.797 | 0.085817 | 26.7822 | 1911.425 | 0.083105
26.8056 | 1973.415 | 0.085801 | 26.8056 | 1917.189 | 0.083356
26.8289 | 1964.61 | 0.085418 | 26.8289 | 1934.323 | 0.084101
26.8523 | 1943.172 | 0.084486 | 26.8523 | 1915.413 | 0.083279
26.8757 | 1920.568 | 0.083503 | 26.8757 | 1905.268 | 0.082838
26.8991 | 1941.1 | 0.084396 | 26.8991 | 1892.787 | 0.082295
26.9225 | 1952.876 | 0.084908 | 26.9225 | 1844.97 | 0.080216
26.9459 | 1883.28 | 0.081882 | 26.9459 | 1844.56 | 0.080198
26.9693 | 1837.359 | 0.079885 | 26.9693 | 1865.601 | 0.081113
26.9927 | 1856.841 | 0.080732 | 26.9927 | 1828.182 | 0.079486
27.0161 | 1894.525 | 0.082371 | 27.0161 | 1839.921 | 0.079997
27.0395 | 1936.114 | 0.084179 | 27.0395 | 1793.276 | 0.077969
27.0629 | 1956.5 | 0.085065 | 27.0629 | 1807.996 | 0.078609
27.0862 | 1961.749 | 0.085293 | 27.0862 | 1826.098 | 0.079396
27.1096 | 1958.576 | 0.085155 | 27.1096 | 1879.705 | 0.081726
27.133 | 1946.229 | 0.084619 | 27.133 | 1966.225 | 0.085488
27.1564 | 1929.091 | 0.083874 | 27.1564 | 1802.203 | 0.078357
27.1798 | 1914.928 | 0.083258 | 27.1798 | 1756.926 | 0.076388
27.2032 | 1895.828 | 0.082427 | 27.2032 | 1722.256 | 0.074881
27.2266 | 1853.174 | 0.080573 | 27.2266 | 1750.196 | 0.076095
27.25 | 1821.174 | 0.079181 | 27.25 | 1787.2 | 0.077704
27.2734 | 1823.44 | 0.07928 | 27.2734 | 1781.034 | 0.077436
27.2967 | 1846.889 | 0.0803 | 27.2967 | 1769.47 | 0.076933
27.3202 | 1861.221 | 0.080923 | 27.3202 | 1726.789 | 0.075078
27.3435 | 1826.318 | 0.079405 | 27.3435 | 1703.864 | 0.074081
27.3669 | 1770.31 | 0.07697 | 27.3669 | 1684.746 | 0.07325
27.3903 | 1743.788 | 0.075817 | 27.3903 | 1688.353 | 0.073407
27.4137 | 1766.758 | 0.076816 | 27.4137 | 1688.679 | 0.073421
27.4371 | 1830.405 | 0.079583 | 27.4371 | 1691.555 | 0.073546
27.4605 | 1822.63 | 0.079245 | 27.4605 | 1704.677 | 0.074116
27.4839 | 1731.039 | 0.075263 | 27.4839 | 1704.409 | 0.074105
27.5073 | 1716.651 | 0.074637 | 27.5073 | 1701.157 | 0.073963
27.5307 | 1746.752 | 0.075946 | 27.5307 | 1729.013 | 0.075174
27.5541 | 1710.462 | 0.074368 | 27.5541 | 1701.018 | 0.073957
27.5774 | 1695.618 | 0.073723 | 27.5774 | 1679.059 | 0.073003
27.6008 | 1766.697 | 0.076813 | 27.6008 | 1694.271 | 0.073664
27.6242 | 1780.083 | 0.077395 | 27.6242 | 1685.918 | 0.073301
27.6476 | 1715.69 | 0.074595 | 27.6476 | 1643.451 | 0.071454
27.671 | 1711.1 | 0.074396 | 27.671 | 1636.22 | 0.07114
27.6944 | 1742.995 | 0.075782 | 27.6944 | 1626.93 | 0.070736
27.7178 | 1761.899 | 0.076604 | 27.7178 | 1626.939 | 0.070736
27.7412 | 1769.545 | 0.076937 | 27.7412 | 1622.357 | 0.070537
27.7646 | 1771.001 | 0.077 | 27.7646 | 1637.089 | 0.071178
27.788 | 1714.363 | 0.074538 | 27.788 | 1663.156 | 0.072311
27.8114 | 1624.638 | 0.070636 | 27.8114 | 1637.464 | 0.071194
27.8347 | 1621.622 | 0.070505 | 27.8347 | 1609.154 | 0.069963
27.8581 | 1640.216 | 0.071314 | 27.8581 | 1608.883 | 0.069951
27.8815 | 1663.031 | 0.072306 | 27.8815 | 1582.146 | 0.068789
27.9049 | 1656.733 | 0.072032 | 27.9049 | 1571.083 | 0.068308
27.9283 | 1623.946 | 0.070606 | 27.9283 | 1561.137 | 0.067876
27.9517 | 1635.131 | 0.071093 | 27.9517 | 1540.478 | 0.066977
27.9751 | 1671.536 | 0.072675 | 27.9751 | 1526.746 | 0.06638
27.9985 | 1671.377 | 0.072669 | 27.9985 | 1555.093 | 0.067613
28.0219 | 1645.39 | 0.071539 | 28.0219 | 1587.805 | 0.069035
28.0452 | 1618.783 | 0.070382 | 28.0452 | 1561.564 | 0.067894
28.0686 | 1605.99 | 0.069826 | 28.0686 | 1471.284 | 0.063969
28.092 | 1604.157 | 0.069746 | 28.092 | 1521.16 | 0.066137
28.1154 | 1567.181 | 0.068138 | 28.1154 | 1520.87 | 0.066125
28.1388 | 1518.985 | 0.066043 | 28.1388 | 1465.404 | 0.063713
28.1622 | 1526.696 | 0.066378 | 28.1622 | 1506.552 | 0.065502
28.1856 | 1553.629 | 0.067549 | 28.1856 | 1545.422 | 0.067192
28.209 | 1549.282 | 0.06736 | 28.209 | 1563.11 | 0.067961
28.2324 | 1557.937 | 0.067736 | 28.2324 | 1504.287 | 0.065404
28.2558 | 1592.247 | 0.069228 | 28.2558 | 1494.602 | 0.064983
28.2792 | 1578.348 | 0.068624 | 28.2792 | 1496.538 | 0.065067
28.3026 | 1529.55 | 0.066502 | 28.3026 | 1487.595 | 0.064678
28.3259 | 1525.062 | 0.066307 | 28.3259 | 1523.816 | 0.066253
28.3493 | 1530.24 | 0.066532 | 28.3493 | 1492.998 | 0.064913
28.3727 | 1527.361 | 0.066407 | 28.3727 | 1490.13 | 0.064788
28.3961 | 1521.085 | 0.066134 | 28.3961 | 1479.239 | 0.064315
28.4195 | 1514.441 | 0.065845 | 28.4195 | 1460.524 | 0.063501
28.4429 | 1515.164 | 0.065877 | 28.4429 | 1437.536 | 0.062502
28.4663 | 1518.636 | 0.066028 | 28.4663 | 1454.752 | 0.06325
28.4897 | 1516.265 | 0.065925 | 28.4897 | 1433.664 | 0.062333
28.5131 | 1500.745 | 0.06525 | 28.5131 | 1417.035 | 0.06161
28.5364 | 1471.481 | 0.063977 | 28.5364 | 1429.491 | 0.062152
28.5598 | 1455.085 | 0.063265 | 28.5598 | 1393.673 | 0.060594
28.5832 | 1451.041 | 0.063089 | 28.5832 | 1385.406 | 0.060235
28.6066 | 1439.684 | 0.062595 | 28.6066 | 1427.933 | 0.062084
28.63 | 1427.709 | 0.062074 | 28.63 | 1394.58 | 0.060634
28.6534 | 1431.118 | 0.062223 | 28.6534 | 1440.319 | 0.062623
28.6768 | 1436.099 | 0.062439 | 28.6768 | 1413.95 | 0.061476
28.7002 | 1431.698 | 0.062248 | 28.7002 | 1362.878 | 0.059256
28.7236 | 1415.925 | 0.061562 | 28.7236 | 1389.942 | 0.060432
28.747 | 1400.624 | 0.060897 | 28.747 | 1404.768 | 0.061077
28.7704 | 1410.15 | 0.061311 | 28.7704 | 1364.883 | 0.059343
28.7937 | 1422.248 | 0.061837 | 28.7937 | 1331.473 | 0.05789
28.8171 | 1395.664 | 0.060681 | 28.8171 | 1324.709 | 0.057596
28.8405 | 1370.737 | 0.059597 | 28.8405 | 1328.859 | 0.057776
28.8639 | 1392.156 | 0.060529 | 28.8639 | 1319.801 | 0.057383
28.8873 | 1405.891 | 0.061126 | 28.8873 | 1293.341 | 0.056232
28.9107 | 1405.912 | 0.061127 | 28.9107 | 1340.013 | 0.058261
28.9341 | 1402.247 | 0.060967 | 28.9341 | 1374.348 | 0.059754
28.9575 | 1392.677 | 0.060551 | 28.9575 | 1365.564 | 0.059372
28.9809 | 1378.52 | 0.059936 | 28.9809 | 1371.355 | 0.059624
29.0043 | 1367.031 | 0.059436 | 29.0043 | 1344.752 | 0.058467
29.0277 | 1363.009 | 0.059261 | 29.0277 | 1312.587 | 0.057069
29.0511 | 1320.116 | 0.057396 | 29.0511 | 1311.192 | 0.057008
29.0744 | 1251.715 | 0.054422 | 29.0744 | 1266.115 | 0.055048
29.0978 | 1254.682 | 0.054551 | 29.0978 | 1237.644 | 0.053811
29.1212 | 1277.449 | 0.055541 | 29.1212 | 1277.655 | 0.05555
29.1446 | 1300.052 | 0.056524 | 29.1446 | 1301.072 | 0.056568
29.168 | 1294.484 | 0.056282 | 29.168 | 1347.824 | 0.058601
29.1914 | 1257.52 | 0.054675 | 29.1914 | 1337.468 | 0.058151
29.2148 | 1264.96 | 0.054998 | 29.2148 | 1327.148 | 0.057702
29.2382 | 1306.027 | 0.056784 | 29.2382 | 1328.799 | 0.057774
29.2616 | 1315.684 | 0.057204 | 29.2616 | 1291.905 | 0.05617
29.2849 | 1320.469 | 0.057412 | 29.2849 | 1294.323 | 0.056275
29.3083 | 1360.79 | 0.059165 | 29.3083 | 1261.01 | 0.054827
29.3317 | 1359.812 | 0.059122 | 29.3317 | 1266.057 | 0.055046
29.3551 | 1298.323 | 0.056449 | 29.3551 | 1284.635 | 0.055854
29.3785 | 1244.462 | 0.054107 | 29.3785 | 1266.441 | 0.055063
29.4019 | 1225.11 | 0.053266 | 29.4019 | 1253.349 | 0.054493
29.4253 | 1252.617 | 0.054462 | 29.4253 | 1261.768 | 0.054859
29.4487 | 1291.869 | 0.056168 | 29.4487 | 1280.604 | 0.055678
29.4721 | 1295.759 | 0.056337 | 29.4721 | 1257.665 | 0.054681
29.4955 | 1281.69 | 0.055726 | 29.4955 | 1197.798 | 0.052078
29.5189 | 1253.543 | 0.054502 | 29.5189 | 1218.756 | 0.052989
29.5422 | 1249.995 | 0.054348 | 29.5422 | 1230.384 | 0.053495
29.5656 | 1263.459 | 0.054933 | 29.5656 | 1193.775 | 0.051903
29.589 | 1252.315 | 0.054448 | 29.589 | 1228.984 | 0.053434
29.6124 | 1235.598 | 0.053722 | 29.6124 | 1237.709 | 0.053813
29.6358 | 1234.83 | 0.053688 | 29.6358 | 1249.1 | 0.054309
29.6592 | 1237.847 | 0.053819 | 29.6592 | 1253.93 | 0.054519
29.6826 | 1239.516 | 0.053892 | 29.6826 | 1267.084 | 0.055091
29.706 | 1243.559 | 0.054068 | 29.706 | 1181.998 | 0.051391
29.7294 | 1242.051 | 0.054002 | 29.7294 | 1271.607 | 0.055287
29.7528 | 1203.522 | 0.052327 | 29.7528 | 1181.345 | 0.051363
29.7762 | 1182.016 | 0.051392 | 29.7762 | 1126.277 | 0.048969
29.7995 | 1204.038 | 0.052349 | 29.7995 | 1159.704 | 0.050422
29.8229 | 1212.59 | 0.052721 | 29.8229 | 1185.632 | 0.051549
29.8463 | 1193.163 | 0.051877 | 29.8463 | 1181.69 | 0.051378
29.8697 | 1167.776 | 0.050773 | 29.8697 | 1180.794 | 0.051339
29.8931 | 1151.781 | 0.050077 | 29.8931 | 1185.394 | 0.051539
29.9165 | 1159.166 | 0.050399 | 29.9165 | 1151.191 | 0.050052
29.9399 | 1184.062 | 0.051481 | 29.9399 | 1123.239 | 0.048836
29.9633 | 1211.809 | 0.052687 | 29.9633 | 1159.482 | 0.050412
29.9867 | 1208.278 | 0.052534 | 29.9867 | 1170.702 | 0.0509
30.0101 | 1164.517 | 0.050631 | 30.0101 | 1125.365 | 0.048929
30.0334 | 1093.928 | 0.047562 | 30.0334 | 1109.7 | 0.048248
30.0568 | 1041.492 | 0.045282 | 30.0568 | 1114.978 | 0.048477
30.0802 | 1106.566 | 0.048112 | 30.0802 | 1129.121 | 0.049092
30.1036 | 1161.564 | 0.050503 | 30.1036 | 1059.384 | 0.04606
30.127 | 1130.485 | 0.049152 | 30.127 | 1083.908 | 0.047126
30.1504 | 1112.88 | 0.048386 | 30.1504 | 1159.327 | 0.050406
30.1738 | 1112.869 | 0.048386 | 30.1738 | 1174.937 | 0.051084
30.1972 | 1120.603 | 0.048722 | 30.1972 | 1107.943 | 0.048171
30.2206 | 1131.196 | 0.049182 | 30.2206 | 1088.83 | 0.04734
30.244 | 1135.167 | 0.049355 | 30.244 | 1064.1 | 0.046265
30.2674 | 1140.35 | 0.04958 | 30.2674 | 1105.024 | 0.048045
30.2907 | 1147.541 | 0.049893 | 30.2907 | 1127.469 | 0.04902
30.3141 | 1137.273 | 0.049447 | 30.3141 | 1093.194 | 0.04753
30.3375 | 1116.796 | 0.048556 | 30.3375 | 1086.215 | 0.047227
30.3609 | 1099.971 | 0.047825 | 30.3609 | 1072.771 | 0.046642
30.3843 | 1091.884 | 0.047473 | 30.3843 | 1101.749 | 0.047902
30.4077 | 1092.402 | 0.047496 | 30.4077 | 1134.127 | 0.04931
30.4311 | 1081.396 | 0.047017 | 30.4311 | 1114.764 | 0.048468
30.4545 | 1059.486 | 0.046065 | 30.4545 | 1048.428 | 0.045584
30.4779 | 1078.108 | 0.046874 | 30.4779 | 1084.012 | 0.047131
30.5013 | 1117.061 | 0.048568 | 30.5013 | 1048.563 | 0.04559
30.5247 | 1139.62 | 0.049549 | 30.5247 | 1078.692 | 0.0469
30.548 | 1121.681 | 0.048769 | 30.548 | 1075.179 | 0.046747
30.5714 | 1055.35 | 0.045885 | 30.5714 | 1062.402 | 0.046191
30.5948 | 1035.861 | 0.045037 | 30.5948 | 1009.785 | 0.043904
30.6182 | 1088.785 | 0.047338 | 30.6182 | 999.1158 | 0.04344
30.6416 | 1092.052 | 0.047481 | 30.6416 | 1029.573 | 0.044764
30.665 | 1057.469 | 0.045977 | 30.665 | 1029.207 | 0.044748
30.6884 | 1028.906 | 0.044735 | 30.6884 | 1012.236 | 0.04401
30.7118 | 1024.186 | 0.04453 | 30.7118 | 1027.135 | 0.044658
30.7352 | 1047.649 | 0.04555 | 30.7352 | 1028.285 | 0.044708
30.7585 | 1049.8 | 0.045643 | 30.7585 | 1017.184 | 0.044225
30.7819 | 1031.027 | 0.044827 | 30.7819 | 1003.972 | 0.043651
30.8053 | 1022.739 | 0.044467 | 30.8053 | 1033.261 | 0.044924
30.8287 | 1021.07 | 0.044394 | 30.8287 | 1038.965 | 0.045172
30.8521 | 1028.685 | 0.044725 | 30.8521 | 1040.108 | 0.045222
30.8755 | 1016.576 | 0.044199 | 30.8755 | 0 | 0
30.8989 | 983.2298 | 0.042749 | 30.8989 | 0 | 0
30.9223 | 976.3502 | 0.04245 | 30.9223 | 0 | 0
30.9457 | 983.3425 | 0.042754 | 30.9457 | 0 | 0
30.9691 | 992.3086 | 0.043144 | 30.9691 | 0 | 0
30.9925 | 993.8339 | 0.04321 | 30.9925 | 0 | 0
31.0159 | 984.44 | 0.042802 | 31.0159 | 0 | 0
31.0392 | 983.8881 | 0.042778 | 31.0392 | 0 | 0
31.0626 | 999.8529 | 0.043472 | 31.0626 | 0 | 0
31.086 | 1028.09 | 0.0447 | 31.086 | 0 | 0
31.1094 | 1051.224 | 0.045705 | 31.1094 | 0 | 0
31.1328 | 1050.803 | 0.045687 | 31.1328 | 0 | 0
31.1562 | 1035.281 | 0.045012 | 31.1562 | 0 | 0
31.1796 | 1015.542 | 0.044154 | 31.1796 | 0 | 0
31.203 | 1003.103 | 0.043613 | 31.203 | 0 | 0
31.2264 | 1001.696 | 0.043552 | 31.2264 | 0 | 0
31.2498 | 1012.534 | 0.044023 | 31.2498 | 0 | 0
31.2732 | 1005.832 | 0.043732 | 31.2732 | 0 | 0
31.2965 | 946.7666 | 0.041164 | 31.2965 | 0 | 0
31.3199 | 910.6308 | 0.039593 | 31.3199 | 0 | 0
31.3433 | 919.0596 | 0.039959 | 31.3433 | 0 | 0
31.3667 | 937.0925 | 0.040743 | 31.3667 | 0 | 0
31.3901 | 958.5107 | 0.041674 | 31.3901 | 0 | 0
31.4135 | 963.8027 | 0.041904 | 31.4135 | 0 | 0
31.4369 | 956.3756 | 0.041582 | 31.4369 | 0 | 0
31.4603 | 923.4014 | 0.040148 | 31.4603 | 0 | 0
31.4837 | 916.1538 | 0.039833 | 31.4837 | 0 | 0
31.507 | 929.4019 | 0.040409 | 31.507 | 0 | 0
31.5304 | 901.5901 | 0.0392 | 31.5304 | 0 | 0
31.5538 | 875.9199 | 0.038083 | 31.5538 | 0 | 0
31.5772 | 907.7924 | 0.039469 | 31.5772 | 0 | 0
31.6006 | 906.6368 | 0.039419 | 31.6006 | 0 | 0
31.624 | 852.9103 | 0.037083 | 31.624 | 0 | 0
31.6474 | 857.7719 | 0.037294 | 31.6474 | 0 | 0
31.6708 | 921.9825 | 0.040086 | 31.6708 | 0 | 0
31.6942 | 945.332 | 0.041101 | 31.6942 | 0 | 0
31.7176 | 931.9398 | 0.040519 | 31.7176 | 0 | 0
31.741 | 910.8791 | 0.039603 | 31.741 | 0 | 0
31.7644 | 893.394 | 0.038843 | 31.7644 | 0 | 0
31.7877 | 886.5916 | 0.038547 | 31.7877 | 0 | 0
31.8111 | 891.9969 | 0.038782 | 31.8111 | 0 | 0
31.8345 | 907.0641 | 0.039438 | 31.8345 | 0 | 0
31.8579 | 925.1014 | 0.040222 | 31.8579 | 0 | 0
31.8813 | 915.9569 | 0.039824 | 31.8813 | 0 | 0
31.9047 | 859.7118 | 0.037379 | 31.9047 | 0 | 0
31.9281 | 871.6702 | 0.037899 | 31.9281 | 0 | 0
31.9515 | 943.5823 | 0.041025 | 31.9515 | 0 | 0
31.9749 | 923.0847 | 0.040134 | 31.9749 | 0 | 0
31.9982 | 879.8139 | 0.038253 | 31.9982 | 0 | 0
32.0216 | 834.7686 | 0.036294 | 32.0216 | 0 | 0
32.045 | 834.5696 | 0.036286 | 32.045 | 0 | 0
32.0684 | 887.0154 | 0.038566 | 32.0684 | 0 | 0
32.0918 | 881.7079 | 0.038335 | 32.0918 | 0 | 0
32.1152 | 848.1254 | 0.036875 | 32.1152 | 0 | 0
32.1386 | 878.0396 | 0.038176 | 32.1386 | 0 | 0
32.162 | 909.0641 | 0.039525 | 32.162 | 0 | 0
32.1854 | 890.6656 | 0.038725 | 32.1854 | 0 | 0
32.2088 | 848.0746 | 0.036873 | 32.2088 | 0 | 0
32.2322 | 797.5173 | 0.034675 | 32.2322 | 0 | 0
32.2555 | 768.3566 | 0.033407 | 32.2555 | 0 | 0
32.2789 | 767.1387 | 0.033354 | 32.2789 | 0 | 0
32.3023 | 795.2352 | 0.034575 | 32.3023 | 0 | 0
32.3257 | 818.0375 | 0.035567 | 32.3257 | 0 | 0
32.3491 | 798.2206 | 0.034705 | 32.3491 | 0 | 0
32.3725 | 775.8781 | 0.033734 | 32.3725 | 0 | 0
32.3959 | 764.7094 | 0.033248 | 32.3959 | 0 | 0
32.4193 | 785.3367 | 0.034145 | 32.4193 | 0 | 0
32.4427 | 809.4769 | 0.035195 | 32.4427 | 0 | 0
32.4661 | 798.8622 | 0.034733 | 32.4661 | 0 | 0
32.4895 | 800.1369 | 0.034789 | 32.4895 | 0 | 0
32.5128 | 824.6887 | 0.035856 | 32.5128 | 0 | 0
32.5362 | 828.1047 | 0.036005 | 32.5362 | 0 | 0
32.5596 | 810.4567 | 0.035237 | 32.5596 | 0 | 0
32.583 | 779.9854 | 0.033912 | 32.583 | 0 | 0
32.6064 | 758.399 | 0.032974 | 32.6064 | 0 | 0
32.6298 | 756.4679 | 0.03289 | 32.6298 | 0 | 0
32.6532 | 762.2455 | 0.033141 | 32.6532 | 0 | 0
32.6766 | 764.9255 | 0.033258 | 32.6766 | 0 | 0
32.7 | 750.3747 | 0.032625 | 32.7 | 0 | 0
32.7234 | 733.9259 | 0.03191 | 32.7234 | 0 | 0
32.7467 | 742.1682 | 0.032268 | 32.7467 | 0 | 0
32.7701 | 758.8229 | 0.032992 | 32.7701 | 0 | 0
32.7935 | 776.5128 | 0.033761 | 32.7935 | 0 | 0
32.8169 | 791.3005 | 0.034404 | 32.8169 | 0 | 0
32.8403 | 800.9089 | 0.034822 | 32.8403 | 0 | 0
32.8637 | 799.8911 | 0.034778 | 32.8637 | 0 | 0
32.8871 | 790.9648 | 0.03439 | 32.8871 | 0 | 0
32.9105 | 772.1372 | 0.033571 | 32.9105 | 0 | 0
32.9339 | 751.4354 | 0.032671 | 32.9339 | 0 | 0
32.9573 | 730.9973 | 0.031782 | 32.9573 | 0 | 0
32.9807 | 731.728 | 0.031814 | 32.9807 | 0 | 0
33.004 | 741.5002 | 0.032239 | 33.004 | 0 | 0
33.0274 | 758.4156 | 0.032975 | 33.0274 | 0 | 0
33.0508 | 758.0765 | 0.03296 | 33.0508 | 0 | 0
33.0742 | 732.937 | 0.031867 | 33.0742 | 0 | 0
33.0976 | 687.2914 | 0.029882 | 33.0976 | 0 | 0
33.121 | 652.1127 | 0.028353 | 33.121 | 0 | 0
33.1444 | 682.0048 | 0.029652 | 33.1444 | 0 | 0
33.1678 | 718.2041 | 0.031226 | 33.1678 | 0 | 0
33.1912 | 700.8895 | 0.030473 | 33.1912 | 0 | 0
33.2146 | 674.2147 | 0.029314 | 33.2146 | 0 | 0
33.2379 | 659.2146 | 0.028662 | 33.2379 | 0 | 0
33.2613 | 663.2682 | 0.028838 | 33.2613 | 0 | 0
33.2847 | 684.0541 | 0.029741 | 33.2847 | 0 | 0
33.3081 | 722.42 | 0.03141 | 33.3081 | 0 | 0
33.3315 | 754.775 | 0.032816 | 33.3315 | 0 | 0
33.3549 | 757.3931 | 0.03293 | 33.3549 | 0 | 0
33.3783 | 731.3353 | 0.031797 | 33.3783 | 0 | 0
33.4017 | 682.5309 | 0.029675 | 33.4017 | 0 | 0
33.4251 | 673.0549 | 0.029263 | 33.4251 | 0 | 0
33.4485 | 675.2061 | 0.029357 | 33.4485 | 0 | 0
33.4719 | 682.4415 | 0.029671 | 33.4719 | 0 | 0
33.4952 | 703.8331 | 0.030601 | 33.4952 | 0 | 0
33.5186 | 738.1261 | 0.032092 | 33.5186 | 0 | 0
33.542 | 737.551 | 0.032067 | 33.542 | 0 | 0
33.5654 | 722.4372 | 0.03141 | 33.5654 | 0 | 0
33.5888 | 713.6456 | 0.031028 | 33.5888 | 0 | 0
33.6122 | 708.6088 | 0.030809 | 33.6122 | 0 | 0
33.6356 | 704.2648 | 0.03062 | 33.6356 | 0 | 0
33.659 | 687.387 | 0.029886 | 33.659 | 0 | 0
33.6824 | 661.9751 | 0.028782 | 33.6824 | 0 | 0
33.7058 | 649.4783 | 0.028238 | 33.7058 | 0 | 0
33.7291 | 647.1307 | 0.028136 | 33.7291 | 0 | 0
33.7525 | 658.1122 | 0.028614 | 33.7525 | 0 | 0
33.7759 | 664.4503 | 0.028889 | 33.7759 | 0 | 0
33.7993 | 659.3386 | 0.028667 | 33.7993 | 0 | 0
33.8227 | 666.9979 | 0.029 | 33.8227 | 0 | 0
33.8461 | 683.5011 | 0.029717 | 33.8461 | 0 | 0
33.8695 | 655.8212 | 0.028514 | 33.8695 | 0 | 0
33.8929 | 639.215 | 0.027792 | 33.8929 | 0 | 0
33.9163 | 646.5798 | 0.028112 | 33.9163 | 0 | 0
33.9397 | 664.8112 | 0.028905 | 33.9397 | 0 | 0
33.9631 | 681.701 | 0.029639 | 33.9631 | 0 | 0
33.9864 | 650.7069 | 0.028292 | 33.9864 | 0 | 0
34.0098 | 611.4942 | 0.026587 | 34.0098 | 0 | 0
34.0332 | 591.2717 | 0.025707 | 34.0332 | 0 | 0
34.0566 | 601.6473 | 0.026159 | 34.0566 | 0 | 0
34.08 | 641.1237 | 0.027875 | 34.08 | 0 | 0
34.1034 | 659.343 | 0.028667 | 34.1034 | 0 | 0
34.1268 | 652.5821 | 0.028373 | 34.1268 | 0 | 0
34.1502 | 615.3087 | 0.026753 | 34.1502 | 0 | 0
34.1736 | 594.5043 | 0.025848 | 34.1736 | 0 | 0
34.197 | 628.2983 | 0.027317 | 34.197 | 0 | 0
34.2204 | 642.7654 | 0.027946 | 34.2204 | 0 | 0
34.2437 | 631.6675 | 0.027464 | 34.2437 | 0 | 0
34.2671 | 607.7902 | 0.026426 | 34.2671 | 0 | 0
34.2905 | 586.4192 | 0.025496 | 34.2905 | 0 | 0
34.3139 | 581.741 | 0.025293 | 34.3139 | 0 | 0
34.3373 | 599.0512 | 0.026046 | 34.3373 | 0 | 0
34.3607 | 632.1285 | 0.027484 | 34.3607 | 0 | 0
34.3841 | 628.9637 | 0.027346 | 34.3841 | 0 | 0
34.4075 | 606.2011 | 0.026357 | 34.4075 | 0 | 0
34.4309 | 580.7471 | 0.02525 | 34.4309 | 0 | 0
34.4543 | 576.7533 | 0.025076 | 34.4543 | 0 | 0
34.4776 | 605.0622 | 0.026307 | 34.4776 | 0 | 0
34.501 | 636.9264 | 0.027692 | 34.501 | 0 | 0
34.5244 | 656.4713 | 0.028542 | 34.5244 | 0 | 0
34.5478 | 638.3316 | 0.027754 | 34.5478 | 0 | 0
34.5712 | 604.5255 | 0.026284 | 34.5712 | 0 | 0
34.5946 | 588.5066 | 0.025587 | 34.5946 | 0 | 0
34.618 | 580.996 | 0.025261 | 34.618 | 0 | 0
34.6414 | 577.3563 | 0.025102 | 34.6414 | 0 | 0
34.6648 | 573.8914 | 0.024952 | 34.6648 | 0 | 0
34.6882 | 570.9774 | 0.024825 | 34.6882 | 0 | 0
34.7116 | 572.978 | 0.024912 | 34.7116 | 0 | 0
34.7349 | 580.118 | 0.025223 | 34.7349 | 0 | 0
34.7583 | 587.8638 | 0.025559 | 34.7583 | 0 | 0
34.7817 | 565.9629 | 0.024607 | 34.7817 | 0 | 0
34.8051 | 530.3151 | 0.023057 | 34.8051 | 0 | 0
34.8285 | 530.1304 | 0.023049 | 34.8285 | 0 | 0
34.8519 | 550.9995 | 0.023957 | 34.8519 | 0 | 0
34.8753 | 564.493 | 0.024543 | 34.8753 | 0 | 0
34.8987 | 569.7234 | 0.024771 | 34.8987 | 0 | 0
34.9221 | 571.2487 | 0.024837 | 34.9221 | 0 | 0
34.9455 | 592.5533 | 0.025763 | 34.9455 | 0 | 0
34.9689 | 610.9088 | 0.026561 | 34.9689 | 0 | 0
34.9922 | 571.9526 | 0.024868 | 34.9922 | 0 | 0
35.0156 | 526.5893 | 0.022895 | 35.0156 | 0 | 0
35.039 | 530.9595 | 0.023085 | 35.039 | 0 | 0
35.0624 | 528.1936 | 0.022965 | 35.0624 | 0 | 0
35.0858 | 518.9352 | 0.022562 | 35.0858 | 0 | 0
35.1092 | 523.2791 | 0.022751 | 35.1092 | 0 | 0
35.1326 | 539.2888 | 0.023447 | 35.1326 | 0 | 0
35.156 | 574.5514 | 0.02498 | 35.156 | 0 | 0
35.1794 | 586.12 | 0.025483 | 35.1794 | 0 | 0
35.2028 | 571.8406 | 0.024863 | 35.2028 | 0 | 0
35.2261 | 559.1963 | 0.024313 | 35.2261 | 0 | 0
35.2495 | 555.8669 | 0.024168 | 35.2495 | 0 | 0
35.2729 | 569.9611 | 0.024781 | 35.2729 | 0 | 0
35.2963 | 556.0569 | 0.024176 | 35.2963 | 0 | 0
35.3197 | 508.8407 | 0.022124 | 35.3197 | 0 | 0
35.3431 | 507.1254 | 0.022049 | 35.3431 | 0 | 0
35.3665 | 537.8306 | 0.023384 | 35.3665 | 0 | 0
35.3899 | 526.577 | 0.022895 | 35.3899 | 0 | 0
35.4133 | 507.6609 | 0.022072 | 35.4133 | 0 | 0
35.4367 | 502.8167 | 0.021862 | 35.4367 | 0 | 0
35.4601 | 506.7743 | 0.022034 | 35.4601 | 0 | 0
35.4834 | 519.3073 | 0.022579 | 35.4834 | 0 | 0
35.5068 | 556.4003 | 0.024191 | 35.5068 | 0 | 0
35.5302 | 585.0645 | 0.025438 | 35.5302 | 0 | 0
35.5536 | 568.0564 | 0.024698 | 35.5536 | 0 | 0
35.577 | 553.6132 | 0.02407 | 35.577 | 0 | 0
35.6004 | 553.5396 | 0.024067 | 35.6004 | 0 | 0
35.6238 | 544.2654 | 0.023664 | 35.6238 | 0 | 0
35.6472 | 536.8441 | 0.023341 | 35.6472 | 0 | 0
35.6706 | 558.9807 | 0.024304 | 35.6706 | 0 | 0
35.694 | 575.4788 | 0.025021 | 35.694 | 0 | 0
35.7174 | 549.4293 | 0.023888 | 35.7174 | 0 | 0
35.7407 | 525.6424 | 0.022854 | 35.7407 | 0 | 0
35.7641 | 510.5822 | 0.022199 | 35.7641 | 0 | 0
35.7875 | 517.7184 | 0.022509 | 35.7875 | 0 | 0
35.8109 | 520.8619 | 0.022646 | 35.8109 | 0 | 0
35.8343 | 483.1949 | 0.021008 | 35.8343 | 0 | 0
35.8577 | 474.2867 | 0.020621 | 35.8577 | 0 | 0
35.8811 | 488.8392 | 0.021254 | 35.8811 | 0 | 0
35.9045 | 517.0136 | 0.022479 | 35.9045 | 0 | 0
35.9279 | 528.0343 | 0.022958 | 35.9279 | 0 | 0
35.9513 | 502.5527 | 0.02185 | 35.9513 | 0 | 0
35.9746 | 495.1654 | 0.021529 | 35.9746 | 0 | 0
35.998 | 508.8244 | 0.022123 | 35.998 | 0 | 0
36.0214 | 508.1776 | 0.022095 | 36.0214 | 0 | 0
36.0448 | 499.4154 | 0.021714 | 36.0448 | 0 | 0
36.0682 | 503.8321 | 0.021906 | 36.0682 | 0 | 0
36.0916 | 503.3763 | 0.021886 | 36.0916 | 0 | 0
36.115 | 487.0183 | 0.021175 | 36.115 | 0 | 0
36.1384 | 473.0117 | 0.020566 | 36.1384 | 0 | 0
36.1618 | 463.2049 | 0.020139 | 36.1618 | 0 | 0
36.1852 | 455.4241 | 0.019801 | 36.1852 | 0 | 0
36.2086 | 445.7896 | 0.019382 | 36.2086 | 0 | 0
36.2319 | 436.6635 | 0.018985 | 36.2319 | 0 | 0
36.2553 | 441.6743 | 0.019203 | 36.2553 | 0 | 0
36.2787 | 461.38 | 0.02006 | 36.2787 | 0 | 0
36.3021 | 490.0349 | 0.021306 | 36.3021 | 0 | 0
36.3255 | 502.4891 | 0.021847 | 36.3255 | 0 | 0
36.3489 | 484.6507 | 0.021072 | 36.3489 | 0 | 0
36.3723 | 475.0306 | 0.020654 | 36.3723 | 0 | 0
36.3957 | 474.461 | 0.020629 | 36.3957 | 0 | 0
36.4191 | 468.7659 | 0.020381 | 36.4191 | 0 | 0
36.4425 | 474.1151 | 0.020614 | 36.4425 | 0 | 0
36.4659 | 502.8548 | 0.021863 | 36.4659 | 0 | 0
36.4892 | 524.1263 | 0.022788 | 36.4892 | 0 | 0
36.5126 | 522.1501 | 0.022702 | 36.5126 | 0 | 0
36.536 | 497.0092 | 0.021609 | 36.536 | 0 | 0
36.5594 | 469.411 | 0.020409 | 36.5594 | 0 | 0
36.5828 | 482.9485 | 0.020998 | 36.5828 | 0 | 0
36.6062 | 497.4438 | 0.021628 | 36.6062 | 0 | 0
36.6296 | 503.6606 | 0.021898 | 36.6296 | 0 | 0
36.653 | 496.4877 | 0.021586 | 36.653 | 0 | 0
36.6764 | 486.2065 | 0.021139 | 36.6764 | 0 | 0
36.6998 | 495.5738 | 0.021547 | 36.6998 | 0 | 0
36.7231 | 491.1556 | 0.021355 | 36.7231 | 0 | 0
36.7465 | 466.8218 | 0.020297 | 36.7465 | 0 | 0
36.7699 | 472.5805 | 0.020547 | 36.7699 | 0 | 0
36.7933 | 491.6133 | 0.021374 | 36.7933 | 0 | 0
36.8167 | 489.8242 | 0.021297 | 36.8167 | 0 | 0
36.8401 | 473.2973 | 0.020578 | 36.8401 | 0 | 0
36.8635 | 449.9195 | 0.019562 | 36.8635 | 0 | 0
36.8869 | 444.8986 | 0.019343 | 36.8869 | 0 | 0
36.9103 | 453.8152 | 0.019731 | 36.9103 | 0 | 0
36.9337 | 448.2929 | 0.019491 | 36.9337 | 0 | 0
36.9571 | 447.0815 | 0.019438 | 36.9571 | 0 | 0
36.9804 | 471.1968 | 0.020487 | 36.9804 | 0 | 0
37.0038 | 464.9582 | 0.020216 | 37.0038 | 0 | 0
37.0272 | 438.9156 | 0.019083 | 37.0272 | 0 | 0
37.0506 | 448.3672 | 0.019494 | 37.0506 | 0 | 0
37.074 | 468.6178 | 0.020375 | 37.074 | 0 | 0
37.0974 | 493.1429 | 0.021441 | 37.0974 | 0 | 0
37.1208 | 461.2909 | 0.020056 | 37.1208 | 0 | 0
37.1442 | 416.3626 | 0.018103 | 37.1442 | 0 | 0
37.1676 | 430.9855 | 0.018739 | 37.1676 | 0 | 0
37.191 | 448.458 | 0.019498 | 37.191 | 0 | 0
37.2143 | 427.7523 | 0.018598 | 37.2143 | 0 | 0
37.2377 | 418.803 | 0.018209 | 37.2377 | 0 | 0
37.2611 | 432.6187 | 0.01881 | 37.2611 | 0 | 0
37.2845 | 432.3826 | 0.018799 | 37.2845 | 0 | 0
37.3079 | 419.5792 | 0.018243 | 37.3079 | 0 | 0
37.3313 | 382.4141 | 0.016627 | 37.3313 | 0 | 0
37.3547 | 393.2834 | 0.017099 | 37.3547 | 0 | 0
37.3781 | 441.5647 | 0.019198 | 37.3781 | 0 | 0
37.4015 | 429.0424 | 0.018654 | 37.4015 | 0 | 0
37.4249 | 426.1698 | 0.018529 | 37.4249 | 0 | 0
37.4483 | 451.3154 | 0.019622 | 37.4483 | 0 | 0
37.4716 | 441.1136 | 0.019179 | 37.4716 | 0 | 0
37.495 | 418.3195 | 0.018188 | 37.495 | 0 | 0
37.5184 | 440.7079 | 0.019161 | 37.5184 | 0 | 0
37.5418 | 471.2161 | 0.020488 | 37.5418 | 0 | 0
37.5652 | 478.4807 | 0.020804 | 37.5652 | 0 | 0
37.5886 | 473.1823 | 0.020573 | 37.5886 | 0 | 0
37.612 | 460.0705 | 0.020003 | 37.612 | 0 | 0
37.6354 | 436.876 | 0.018995 | 37.6354 | 0 | 0
37.6588 | 408.7685 | 0.017773 | 37.6588 | 0 | 0
37.6822 | 379.0932 | 0.016482 | 37.6822 | 0 | 0
37.7055 | 392.2889 | 0.017056 | 37.7055 | 0 | 0
37.7289 | 428.3723 | 0.018625 | 37.7289 | 0 | 0
37.7523 | 416.9684 | 0.018129 | 37.7523 | 0 | 0
37.7757 | 403.1142 | 0.017527 | 37.7757 | 0 | 0
37.7991 | 415.8153 | 0.018079 | 37.7991 | 0 | 0
37.8225 | 438.3618 | 0.019059 | 37.8225 | 0 | 0
37.8459 | 462.067 | 0.02009 | 37.8459 | 0 | 0
37.8693 | 465.9114 | 0.020257 | 37.8693 | 0 | 0
37.8927 | 437.4036 | 0.019018 | 37.8927 | 0 | 0
37.9161 | 365.2053 | 0.015878 | 37.9161 | 0 | 0
37.9395 | 380.3492 | 0.016537 | 37.9395 | 0 | 0
37.9628 | 424.9313 | 0.018475 | 37.9628 | 0 | 0
37.9862 | 420.6745 | 0.01829 | 37.9862 | 0 | 0
38.0096 | 420.0521 | 0.018263 | 38.0096 | 0 | 0
38.033 | 440.9106 | 0.01917 | 38.033 | 0 | 0
38.0564 | 430.4184 | 0.018714 | 38.0564 | 0 | 0
38.0798 | 403.0484 | 0.017524 | 38.0798 | 0 | 0
38.1032 | 411.4532 | 0.017889 | 38.1032 | 0 | 0
38.1266 | 416.4498 | 0.018107 | 38.1266 | 0 | 0
38.15 | 396.5403 | 0.017241 | 38.15 | 0 | 0
38.1734 | 391.1595 | 0.017007 | 38.1734 | 0 | 0
38.1968 | 395.9286 | 0.017214 | 38.1968 | 0 | 0
38.2201 | 418.358 | 0.018189 | 38.2201 | 0 | 0
38.2435 | 417.7695 | 0.018164 | 38.2435 | 0 | 0
38.2669 | 394.9605 | 0.017172 | 38.2669 | 0 | 0
38.2903 | 387.7898 | 0.01686 | 38.2903 | 0 | 0
38.3137 | 405.3852 | 0.017625 | 38.3137 | 0 | 0
38.3371 | 449.1862 | 0.01953 | 38.3371 | 0 | 0
38.3605 | 487.0863 | 0.021178 | 38.3605 | 0 | 0
38.3839 | 494.4521 | 0.021498 | 38.3839 | 0 | 0
38.4073 | 437.9973 | 0.019043 | 38.4073 | 0 | 0
38.4306 | 380.3543 | 0.016537 | 38.4306 | 0 | 0
38.454 | 395.8183 | 0.017209 | 38.454 | 0 | 0
38.4774 | 414.686 | 0.01803 | 38.4774 | 0 | 0
38.5008 | 415.7213 | 0.018075 | 38.5008 | 0 | 0
38.5242 | 368.479 | 0.016021 | 38.5242 | 0 | 0
38.5476 | 0 | 0 | 38.5476 | 0 | 0
Degrees | (Cd) |  | Degrees | (Cd)
Degrees | (Cd) |  | Degrees | (Cd)
Degrees | (Cd) |  | Degrees | (Cd)
Degrees | (Cd)
Degrees | (Cd)

## Sheet1
Row multipliers | Candela | Field Lumens | Beam Lumens |  |  |  | Average
Full ON | 65007 | 5818 | 2742
3200K | 56093 | 5011 | 2380 | 0.86288 | 0.86129 | 0.86798 | 0.86405
5600K | 61472 | 5494 | 2592 | 0.94562 | 0.94431 | 0.9453 | 0.94508
Red / Direct | 9139 | 822 | 385 | 0.14058 | 0.14129 | 0.14041 | 0.14076
Amber / Direct | 21899 | 1947 | 922 | 0.33687 | 0.33465 | 0.33625 | 0.33592
Green / Direct | 33252 | 2956 | 1393 | 0.51151 | 0.50808 | 0.50802 | 0.50921
Blue / Direct | 6358 | 595 | 278 | 0.097805 | 0.10227 | 0.10139 | 0.10049

## Vivid Plots (hidden)
| X |  | Y |  |  | factor
-11.873 | 0 | -11.918 | 1800.117 | 0 | 1800.117 | 1
-11.827 | 0 | -11.873 | 1797.319 | 0 | 1797.319
-11.782 | 0 | -11.827 | 1791.486 | 0 | 1791.486
-11.737 | 196.884 | -11.782 | 1798.428 | 196.884 | 1798.428
-11.692 | 525.047 | -11.737 | 1812.132 | 525.047 | 1812.132
-11.646 | 848.874 | -11.692 | 1832.167 | 848.874 | 1832.167
-11.601 | 1176.61 | -11.646 | 1856.622 | 1176.61 | 1856.622
-11.556 | 1377.602 | -11.601 | 1884.857 | 1377.602 | 1884.857
-11.51 | 1389.593 | -11.556 | 1904.413 | 1389.593 | 1904.413
-11.465 | 1408.743 | -11.51 | 1922.055 | 1408.743 | 1922.055
-11.42 | 1428.719 | -11.465 | 1946.009 | 1428.719 | 1946.009
-11.374 | 1456.895 | -11.42 | 1969.521 | 1456.895 | 1969.521
-11.329 | 1474.518 | -11.374 | 1991.329 | 1474.518 | 1991.329
-11.283 | 1498.23 | -11.329 | 2024.699 | 1498.23 | 2024.699
-11.238 | 1510.983 | -11.283 | 2047.307 | 1510.983 | 2047.307
-11.192 | 1534.45 | -11.238 | 2062.114 | 1534.45 | 2062.114
-11.147 | 1573.028 | -11.192 | 2079.644 | 1573.028 | 2079.644
-11.102 | 1593.928 | -11.147 | 2098.211 | 1593.928 | 2098.211
-11.056 | 1606.622 | -11.102 | 2118.655 | 1606.622 | 2118.655
-11.011 | 1629.59 | -11.056 | 2150.001 | 1629.59 | 2150.001
-10.965 | 1657.365 | -11.011 | 2173.347 | 1657.365 | 2173.347
-10.919 | 1666.665 | -10.965 | 2202.338 | 1666.665 | 2202.338
-10.874 | 1684.762 | -10.919 | 2237.386 | 1684.762 | 2237.386
-10.828 | 1710.176 | -10.874 | 2276.807 | 1710.176 | 2276.807
-10.783 | 1726.985 | -10.828 | 2286.868 | 1726.985 | 2286.868
-10.737 | 1748.177 | -10.783 | 2317.862 | 1748.177 | 2317.862
-10.692 | 1771.654 | -10.737 | 2351.971 | 1771.654 | 2351.971
-10.646 | 1801.594 | -10.692 | 2380.405 | 1801.594 | 2380.405
-10.6 | 1817.299 | -10.646 | 2398.78 | 1817.299 | 2398.78
-10.555 | 1845.109 | -10.6 | 2434.282 | 1845.109 | 2434.282
-10.509 | 1877.7 | -10.555 | 2459.1 | 1877.7 | 2459.1
-10.463 | 1913.605 | -10.509 | 2506.454 | 1913.605 | 2506.454
-10.418 | 1931.539 | -10.463 | 2542.707 | 1931.539 | 2542.707
-10.372 | 1957.802 | -10.418 | 2570.795 | 1957.802 | 2570.795
-10.326 | 1984.67 | -10.372 | 2602.616 | 1984.67 | 2602.616
-10.281 | 2017.353 | -10.326 | 2624.617 | 2017.353 | 2624.617
-10.235 | 2051.676 | -10.281 | 2649.52 | 2051.676 | 2649.52
-10.189 | 2077.854 | -10.235 | 2674.406 | 2077.854 | 2674.406
-10.143 | 2114.002 | -10.189 | 2713.015 | 2114.002 | 2713.015
-10.097 | 2135.146 | -10.143 | 2747.017 | 2135.146 | 2747.017
-10.052 | 2170.622 | -10.097 | 2790.77 | 2170.622 | 2790.77
-10.006 | 2205.863 | -10.052 | 2829.917 | 2205.863 | 2829.917
-9.96 | 2245.233 | -10.006 | 2870.698 | 2245.233 | 2870.698
-9.914 | 2285.196 | -9.96 | 2923.913 | 2285.196 | 2923.913
-9.868 | 2311.431 | -9.914 | 2971.482 | 2311.431 | 2971.482
-9.823 | 2336.61 | -9.868 | 3004.071 | 2336.61 | 3004.071
-9.777 | 2364.054 | -9.823 | 3041.618 | 2364.054 | 3041.618
-9.731 | 2397.283 | -9.777 | 3077.065 | 2397.283 | 3077.065
-9.685 | 2419.714 | -9.731 | 3108.341 | 2419.714 | 3108.341
-9.639 | 2463.051 | -9.685 | 3161.977 | 2463.051 | 3161.977
-9.593 | 2509.048 | -9.639 | 3215.782 | 2509.048 | 3215.782
-9.547 | 2549.01 | -9.593 | 3260.852 | 2549.01 | 3260.852
-9.501 | 2581.083 | -9.547 | 3310.651 | 2581.083 | 3310.651
-9.455 | 2619.339 | -9.501 | 3362.898 | 2619.339 | 3362.898
-9.409 | 2659.842 | -9.455 | 3395.049 | 2659.842 | 3395.049
-9.363 | 2697.631 | -9.409 | 3435.655 | 2697.631 | 3435.655
-9.317 | 2728.166 | -9.363 | 3484.501 | 2728.166 | 3484.501
-9.271 | 2788.826 | -9.317 | 3536.825 | 2788.826 | 3536.825
-9.225 | 2830.042 | -9.271 | 3583.126 | 2830.042 | 3583.126
-9.179 | 2868.343 | -9.225 | 3634.763 | 2868.343 | 3634.763
-9.133 | 2916.311 | -9.179 | 3680.589 | 2916.311 | 3680.589
-9.087 | 2956.002 | -9.133 | 3736.492 | 2956.002 | 3736.492
-9.041 | 2984.539 | -9.087 | 3798.335 | 2984.539 | 3798.335
-8.995 | 3043.752 | -9.041 | 3843.034 | 3043.752 | 3843.034
-8.949 | 3102.926 | -8.995 | 3898.417 | 3102.926 | 3898.417
-8.903 | 3181.408 | -8.949 | 3970.032 | 3181.408 | 3970.032
-8.857 | 3255.928 | -8.903 | 4050.862 | 3255.928 | 4050.862
-8.811 | 3325.049 | -8.857 | 4103.448 | 3325.049 | 4103.448
-8.764 | 3361.228 | -8.811 | 4154.563 | 3361.228 | 4154.563
-8.718 | 3405.401 | -8.764 | 4212.843 | 3405.401 | 4212.843
-8.672 | 3455.506 | -8.718 | 4285.268 | 3455.506 | 4285.268
-8.626 | 3511.741 | -8.672 | 4357.648 | 3511.741 | 4357.648
-8.58 | 3561.166 | -8.626 | 4427.722 | 3561.166 | 4427.722
-8.534 | 3624.927 | -8.58 | 4483.793 | 3624.927 | 4483.793
-8.487 | 3700.753 | -8.534 | 4552.965 | 3700.753 | 4552.965
-8.441 | 3752.946 | -8.487 | 4621.479 | 3752.946 | 4621.479
-8.395 | 3827.044 | -8.441 | 4696.104 | 3827.044 | 4696.104
-8.349 | 3880.193 | -8.395 | 4777.45 | 3880.193 | 4777.45
-8.302 | 3951.543 | -8.349 | 4872.886 | 3951.543 | 4872.886
-8.256 | 4023.875 | -8.302 | 4934.666 | 4023.875 | 4934.666
-8.21 | 4112.744 | -8.256 | 5027.13 | 4112.744 | 5027.13
-8.164 | 4179.457 | -8.21 | 5097.837 | 4179.457 | 5097.837
-8.117 | 4253.701 | -8.164 | 5194.495 | 4253.701 | 5194.495
-8.071 | 4318.289 | -8.117 | 5284.548 | 4318.289 | 5284.548
-8.025 | 4392.04 | -8.071 | 5382.319 | 4392.04 | 5382.319
-7.978 | 4473.31 | -8.025 | 5478.602 | 4473.31 | 5478.602
-7.932 | 4555.759 | -7.978 | 5566.245 | 4555.759 | 5566.245
-7.886 | 4616.103 | -7.932 | 5639.539 | 4616.103 | 5639.539
-7.839 | 4699.69 | -7.886 | 5719.941 | 4699.69 | 5719.941
-7.793 | 4796.699 | -7.839 | 5812.14 | 4796.699 | 5812.14
-7.747 | 4903.241 | -7.793 | 5907.35 | 4903.241 | 5907.35
-7.7 | 4996.057 | -7.747 | 6018.013 | 4996.057 | 6018.013
-7.654 | 5093.307 | -7.7 | 6138.607 | 5093.307 | 6138.607
-7.607 | 5181.942 | -7.654 | 6251.182 | 5181.942 | 6251.182
-7.561 | 5262.989 | -7.607 | 6367.16 | 5262.989 | 6367.16
-7.515 | 5376.585 | -7.561 | 6498.763 | 5376.585 | 6498.763
-7.468 | 5487.674 | -7.515 | 6617.257 | 5487.674 | 6617.257
-7.422 | 5597.685 | -7.468 | 6728.764 | 5597.685 | 6728.764
-7.375 | 5702.345 | -7.422 | 6838.991 | 5702.345 | 6838.991
-7.329 | 5803.085 | -7.375 | 6945.091 | 5803.085 | 6945.091
-7.282 | 5879.572 | -7.329 | 7046.051 | 5879.572 | 7046.051
-7.236 | 5981.638 | -7.282 | 7160.18 | 5981.638 | 7160.18
-7.189 | 6090.359 | -7.236 | 7290.515 | 6090.359 | 7290.515
-7.143 | 6199.838 | -7.189 | 7408.995 | 6199.838 | 7408.995
-7.096 | 6298.699 | -7.143 | 7545.703 | 6298.699 | 7545.703
-7.05 | 6403.603 | -7.096 | 7683.762 | 6403.603 | 7683.762
-7.003 | 6519.621 | -7.05 | 7825.814 | 6519.621 | 7825.814
-6.957 | 6625.638 | -7.003 | 7975.305 | 6625.638 | 7975.305
-6.91 | 6741.342 | -6.957 | 8140.145 | 6741.342 | 8140.145
-6.864 | 6839.548 | -6.91 | 8303.887 | 6839.548 | 8303.887
-6.817 | 6984.546 | -6.864 | 8434.084 | 6984.546 | 8434.084
-6.771 | 7118.527 | -6.817 | 8568.275 | 7118.527 | 8568.275
-6.724 | 7257.51 | -6.771 | 8698.553 | 7257.51 | 8698.553
-6.677 | 7400.275 | -6.724 | 8834.243 | 7400.275 | 8834.243
-6.631 | 7556.34 | -6.677 | 8972.91 | 7556.34 | 8972.91
-6.584 | 7736.625 | -6.631 | 9118.4 | 7736.625 | 9118.4
-6.538 | 7907.918 | -6.584 | 9272.531 | 7907.918 | 9272.531
-6.491 | 8035.017 | -6.538 | 9441.369 | 8035.017 | 9441.369
-6.444 | 8153.564 | -6.491 | 9594.346 | 8153.564 | 9594.346
-6.398 | 8289.656 | -6.444 | 9748.066 | 8289.656 | 9748.066
-6.351 | 8440.045 | -6.398 | 9909.202 | 8440.045 | 9909.202
-6.304 | 8609.57 | -6.351 | 10060.968 | 8609.57 | 10060.968
-6.258 | 8767.501 | -6.304 | 10236.118 | 8767.501 | 10236.118
-6.211 | 8938.092 | -6.258 | 10417.457 | 8938.092 | 10417.457
-6.164 | 9132.845 | -6.211 | 10616.699 | 9132.845 | 10616.699
-6.118 | 9321.859 | -6.164 | 10811.613 | 9321.859 | 10811.613
-6.071 | 9490.606 | -6.118 | 11000.388 | 9490.606 | 11000.388
-6.024 | 9690.967 | -6.071 | 11176.165 | 9690.967 | 11176.165
-5.977 | 9878.936 | -6.024 | 11352.276 | 9878.936 | 11352.276
-5.931 | 10075.098 | -5.977 | 11523.677 | 10075.098 | 11523.677
-5.884 | 10256.861 | -5.931 | 11721.234 | 10256.861 | 11721.234
-5.837 | 10431.698 | -5.884 | 11940.291 | 10431.698 | 11940.291
-5.79 | 10612.312 | -5.837 | 12165.711 | 10612.312 | 12165.711
-5.744 | 10823.688 | -5.79 | 12404.344 | 10823.688 | 12404.344
-5.697 | 11035.987 | -5.744 | 12636.636 | 11035.987 | 12636.636
-5.65 | 11236.321 | -5.697 | 12872.867 | 11236.321 | 12872.867
-5.603 | 11439.801 | -5.65 | 13110.619 | 11439.801 | 13110.619
-5.557 | 11652.465 | -5.603 | 13343.246 | 11652.465 | 13343.246
-5.51 | 11875.315 | -5.557 | 13565.521 | 11875.315 | 13565.521
-5.463 | 12088.626 | -5.51 | 13814.886 | 12088.626 | 13814.886
-5.416 | 12292.204 | -5.463 | 14043.233 | 12292.204 | 14043.233
-5.369 | 12494.504 | -5.416 | 14275.927 | 12494.504 | 14275.927
-5.322 | 12663.356 | -5.369 | 14536.495 | 12663.356 | 14536.495
-5.276 | 12836.378 | -5.322 | 14787.119 | 12836.378 | 14787.119
-5.229 | 13028.439 | -5.276 | 15037.054 | 13028.439 | 15037.054
-5.182 | 13236.314 | -5.229 | 15304.793 | 13236.314 | 15304.793
-5.135 | 13459.591 | -5.182 | 15541.898 | 13459.591 | 15541.898
-5.088 | 13707.902 | -5.135 | 15788.772 | 13707.902 | 15788.772
-5.041 | 13924.604 | -5.088 | 16018.897 | 13924.604 | 16018.897
-4.994 | 14143.649 | -5.041 | 16241.523 | 14143.649 | 16241.523
-4.948 | 14377.481 | -4.994 | 16491.99 | 14377.481 | 16491.99
-4.901 | 14628.7 | -4.948 | 16782.325 | 14628.7 | 16782.325
-4.854 | 14868.005 | -4.901 | 17105.08 | 14868.005 | 17105.08
-4.807 | 15112.655 | -4.854 | 17374.764 | 15112.655 | 17374.764
-4.76 | 15354.626 | -4.807 | 17629.525 | 15354.626 | 17629.525
-4.713 | 15574.673 | -4.76 | 17884.617 | 15574.673 | 17884.617
-4.666 | 15809.896 | -4.713 | 18185.958 | 15809.896 | 18185.958
-4.619 | 16072.516 | -4.666 | 18459.146 | 16072.516 | 18459.146
-4.572 | 16327.448 | -4.619 | 18718.03 | 16327.448 | 18718.03
-4.525 | 16558.67 | -4.572 | 18945.587 | 16558.67 | 18945.587
-4.478 | 16799.249 | -4.525 | 19188.318 | 16799.249 | 19188.318
-4.431 | 17067.608 | -4.478 | 19465.447 | 17067.608 | 19465.447
-4.385 | 17349.714 | -4.431 | 19751.921 | 17349.714 | 19751.921
-4.338 | 17580.696 | -4.385 | 20003.082 | 17580.696 | 20003.082
-4.291 | 17848.457 | -4.338 | 20319.453 | 17848.457 | 20319.453
-4.244 | 18105.548 | -4.291 | 20615.93 | 18105.548 | 20615.93
-4.197 | 18375.187 | -4.244 | 20884.32 | 18375.187 | 20884.32
-4.15 | 18622.758 | -4.197 | 21123.441 | 18622.758 | 21123.441
-4.103 | 18919.682 | -4.15 | 21407.129 | 18919.682 | 21407.129
-4.056 | 19198.541 | -4.103 | 21679.357 | 19198.541 | 21679.357
-4.009 | 19449.147 | -4.056 | 21982.929 | 19449.147 | 21982.929
-3.962 | 19690.109 | -4.009 | 22247.049 | 19690.109 | 22247.049
-3.915 | 19924.433 | -3.962 | 22556.103 | 19924.433 | 22556.103
-3.868 | 20201.684 | -3.915 | 22851.304 | 20201.684 | 22851.304
-3.821 | 20524.241 | -3.868 | 23132.661 | 20524.241 | 23132.661
-3.774 | 20796.387 | -3.821 | 23381.601 | 20796.387 | 23381.601
-3.727 | 21057.3 | -3.774 | 23609.328 | 21057.3 | 23609.328
-3.679 | 21291.609 | -3.727 | 23882.971 | 21291.609 | 23882.971
-3.632 | 21518.697 | -3.679 | 24118.228 | 21518.697 | 24118.228
-3.585 | 21731.382 | -3.632 | 24408.571 | 21731.382 | 24408.571
-3.538 | 21957.419 | -3.585 | 24687.891 | 21957.419 | 24687.891
-3.491 | 22215.766 | -3.538 | 24992.327 | 22215.766 | 24992.327
-3.444 | 22450.93 | -3.491 | 25240.235 | 22450.93 | 25240.235
-3.397 | 22699.437 | -3.444 | 25554.374 | 22699.437 | 25554.374
-3.35 | 22957.095 | -3.397 | 25828.564 | 22957.095 | 25828.564
-3.303 | 23216.719 | -3.35 | 26083.173 | 23216.719 | 26083.173
-3.256 | 23467.938 | -3.303 | 26333.772 | 23467.938 | 26333.772
-3.209 | 23749.047 | -3.256 | 26643.987 | 23749.047 | 26643.987
-3.162 | 24085.957 | -3.209 | 26920.666 | 24085.957 | 26920.666
-3.115 | 24355.836 | -3.162 | 27206.893 | 24355.836 | 27206.893
-3.068 | 24557.715 | -3.115 | 27480.536 | 24557.715 | 27480.536
-3.02 | 24784.106 | -3.068 | 27758.148 | 24784.106 | 27758.148
-2.973 | 25028.225 | -3.02 | 28010.03 | 25028.225 | 28010.03
-2.926 | 25299.829 | -2.973 | 28257.718 | 25299.829 | 28257.718
-2.879 | 25546.511 | -2.926 | 28533.296 | 25546.511 | 28533.296
-2.832 | 25811.91 | -2.879 | 28812.05 | 25811.91 | 28812.05
-2.785 | 26044.827 | -2.832 | 29072.664 | 26044.827 | 29072.664
-2.738 | 26312.197 | -2.785 | 29301.402 | 26312.197 | 29301.402
-2.691 | 26555.659 | -2.738 | 29587.703 | 26555.659 | 29587.703
-2.643 | 26807.083 | -2.691 | 29832.176 | 26807.083 | 29832.176
-2.596 | 27068.26 | -2.643 | 30086.609 | 27068.26 | 30086.609
-2.549 | 27292.404 | -2.596 | 30323.921 | 27292.404 | 30323.921
-2.502 | 27478.336 | -2.549 | 30512.269 | 27478.336 | 30512.269
-2.455 | 27703.293 | -2.502 | 30696.855 | 27703.293 | 30696.855
-2.408 | 27920.696 | -2.455 | 30870.516 | 27920.696 | 30870.516
-2.361 | 28153.433 | -2.408 | 31065.695 | 28153.433 | 31065.695
-2.313 | 28423.984 | -2.361 | 31202.195 | 28423.984 | 31202.195
-2.266 | 28715.429 | -2.313 | 31384.095 | 28715.429 | 31384.095
-2.219 | 28939.038 | -2.266 | 31541.949 | 28939.038 | 31541.949
-2.172 | 29161.867 | -2.219 | 31694.265 | 29161.867 | 31694.265
-2.125 | 29408.78 | -2.172 | 31872.675 | 29408.78 | 31872.675
-2.078 | 29678.777 | -2.125 | 32068.419 | 29678.777 | 32068.419
-2.03 | 29938.047 | -2.078 | 32248.68 | 29938.047 | 32248.68
-1.983 | 30160.149 | -2.03 | 32443.49 | 30160.149 | 32443.49
-1.936 | 30358.215 | -1.983 | 32607.909 | 30358.215 | 32607.909
-1.889 | 30562.474 | -1.936 | 32770.776 | 30562.474 | 32770.776
-1.842 | 30828.188 | -1.889 | 32903.462 | 30828.188 | 32903.462
-1.794 | 31092.133 | -1.842 | 33069.193 | 31092.133 | 33069.193
-1.747 | 31403.804 | -1.794 | 33235.76 | 31403.804 | 33235.76
-1.7 | 31677.729 | -1.747 | 33410.121 | 31677.729 | 33410.121
-1.653 | 31955.057 | -1.7 | 33524.5 | 31955.057 | 33524.5
-1.606 | 32154.909 | -1.653 | 33667.549 | 32154.909 | 33667.549
-1.558 | 32364.536 | -1.606 | 33805.876 | 32364.536 | 33805.876
-1.511 | 32556.317 | -1.558 | 33924.979 | 32556.317 | 33924.979
-1.464 | 32755.491 | -1.511 | 33994.659 | 32755.491 | 33994.659
-1.417 | 32966.428 | -1.464 | 34088.638 | 32966.428 | 34088.638
-1.37 | 33172.042 | -1.417 | 34133.604 | 33172.042 | 34133.604
-1.322 | 33380.678 | -1.37 | 34167.707 | 33380.678 | 34167.707
-1.275 | 33601.873 | -1.322 | 34245.379 | 33601.873 | 34245.379
-1.228 | 33769.484 | -1.275 | 34395.812 | 33769.484 | 34395.812
-1.181 | 33925.03 | -1.228 | 34574.9 | 33925.03 | 34574.9
-1.134 | 34081.424 | -1.181 | 34715.508 | 34081.424 | 34715.508
-1.086 | 34212.054 | -1.134 | 34844.654 | 34212.054 | 34844.654
-1.039 | 34302.827 | -1.086 | 34897.201 | 34302.827 | 34897.201
-0.992 | 34406.568 | -1.039 | 35004.424 | 34406.568 | 35004.424
-0.945 | 34528.838 | -0.992 | 35041.811 | 34528.838 | 35041.811
-0.897 | 34637.467 | -0.945 | 35170.607 | 34637.467 | 35170.607
-0.85 | 34804.929 | -0.897 | 35243.867 | 34804.929 | 35243.867
-0.803 | 35009.579 | -0.85 | 35395.621 | 35009.579 | 35395.621
-0.756 | 35181.526 | -0.803 | 35454.517 | 35181.526 | 35454.517
-0.709 | 35297.746 | -0.756 | 35539.291 | 35297.746 | 35539.291
-0.661 | 35407.282 | -0.709 | 35590.184 | 35407.282 | 35590.184
-0.614 | 35490.281 | -0.661 | 35696.137 | 35490.281 | 35696.137
-0.567 | 35582.48 | -0.614 | 35716.992 | 35582.48 | 35716.992
-0.52 | 35601.299 | -0.567 | 35699.207 | 35601.299 | 35699.207
-0.472 | 35617.211 | -0.52 | 35696.782 | 35617.211 | 35696.782
-0.425 | 35677.858 | -0.472 | 35751.203 | 35677.858 | 35751.203
-0.378 | 35815.594 | -0.425 | 35751.106 | 35815.594 | 35751.106
-0.331 | 35922.433 | -0.378 | 35775.299 | 35922.433 | 35775.299
-0.283 | 35987.658 | -0.331 | 35844.225 | 35987.658 | 35844.225
-0.236 | 35988.247 | -0.283 | 35921.956 | 35988.247 | 35921.956
-0.189 | 36001.811 | -0.236 | 36047.397 | 36001.811 | 36047.397
-0.142 | 36061.497 | -0.189 | 36181.841 | 36061.497 | 36181.841
-0.094 | 36090.888 | -0.142 | 36259.191 | 36090.888 | 36259.191
-0.047 | 36163.622 | -0.094 | 36250.074 | 36163.622 | 36250.074
0 | 36166.364 | -0.047 | 36198.754 | 36166.364 | 36198.754
0.047 | 36175.134 | 0 | 36166.364 | 36175.134 | 36166.364
0.094 | 36223.08 | 0.047 | 36139.605 | 36223.08 | 36139.605
0.142 | 36306.034 | 0.094 | 36110.141 | 36306.034 | 36110.141
0.189 | 36302.125 | 0.142 | 36130.372 | 36302.125 | 36130.372
0.236 | 36338.385 | 0.189 | 36147.105 | 36338.385 | 36147.105
0.283 | 36336.014 | 0.236 | 36221.871 | 36336.014 | 36221.871
0.331 | 36350.787 | 0.283 | 36270.511 | 36350.787 | 36270.511
0.378 | 36387.47 | 0.331 | 36298.781 | 36387.47 | 36298.781
0.425 | 36482.985 | 0.378 | 36289.213 | 36482.985 | 36289.213
0.472 | 36564.087 | 0.425 | 36211.036 | 36564.087 | 36211.036
0.52 | 36651.619 | 0.472 | 36166.081 | 36651.619 | 36166.081
0.567 | 36699.526 | 0.52 | 36149.387 | 36699.526 | 36149.387
0.614 | 36709.395 | 0.567 | 36234.802 | 36709.395 | 36234.802
0.661 | 36713.78 | 0.614 | 36230.564 | 36713.78 | 36230.564
0.709 | 36707.719 | 0.661 | 36222.429 | 36707.719 | 36222.429
0.756 | 36703.518 | 0.709 | 36206.625 | 36703.518 | 36206.625
0.803 | 36678.942 | 0.756 | 36218.291 | 36678.942 | 36218.291
0.85 | 36686.406 | 0.803 | 36125.002 | 36686.406 | 36125.002
0.897 | 36701.291 | 0.85 | 36034.362 | 36701.291 | 36034.362
0.945 | 36723.004 | 0.897 | 35957.687 | 36723.004 | 35957.687
0.992 | 36767.63 | 0.945 | 35904.114 | 36767.63 | 35904.114
1.039 | 36825.242 | 0.992 | 35823.801 | 36825.242 | 35823.801
1.086 | 36843.216 | 1.039 | 35812.066 | 36843.216 | 35812.066
1.134 | 36859.479 | 1.086 | 35713.22 | 36859.479 | 35713.22
1.181 | 36921.301 | 1.134 | 35626.354 | 36921.301 | 35626.354
1.228 | 36947.65 | 1.181 | 35466.86 | 36947.65 | 35466.86
1.275 | 36876.549 | 1.228 | 35356.68 | 36876.549 | 35356.68
1.322 | 36785.253 | 1.275 | 35239.012 | 36785.253 | 35239.012
1.37 | 36713.886 | 1.322 | 35176.229 | 36713.886 | 35176.229
1.417 | 36696.426 | 1.37 | 35082.321 | 36696.426 | 35082.321
1.464 | 36688.971 | 1.417 | 35001.983 | 36688.971 | 35001.983
1.511 | 36647.216 | 1.464 | 34968.794 | 36647.216 | 34968.794
1.558 | 36549.297 | 1.511 | 34903.085 | 36549.297 | 34903.085
1.606 | 36395.2 | 1.558 | 34760.142 | 36395.2 | 34760.142
1.653 | 36257.85 | 1.606 | 34634.539 | 36257.85 | 34634.539
1.7 | 36161.495 | 1.653 | 34533.434 | 36161.495 | 34533.434
1.747 | 36137.948 | 1.7 | 34475.711 | 36137.948 | 34475.711
1.794 | 36099.959 | 1.747 | 34404.334 | 36099.959 | 34404.334
1.842 | 36027.845 | 1.794 | 34298.032 | 36027.845 | 34298.032
1.889 | 35939.49 | 1.842 | 34153.018 | 35939.49 | 34153.018
1.936 | 35820.177 | 1.889 | 34004.273 | 35820.177 | 34004.273
1.983 | 35717.818 | 1.936 | 33806.065 | 35717.818 | 33806.065
2.03 | 35625.457 | 1.983 | 33664.364 | 35625.457 | 33664.364
2.078 | 35492.58 | 2.03 | 33503.218 | 35492.58 | 33503.218
2.125 | 35351.995 | 2.078 | 33322.621 | 35351.995 | 33322.621
2.172 | 35229.159 | 2.125 | 33155.784 | 35229.159 | 33155.784
2.219 | 35070.563 | 2.172 | 33020.411 | 35070.563 | 33020.411
2.266 | 34931.106 | 2.219 | 32852.654 | 34931.106 | 32852.654
2.313 | 34777.766 | 2.266 | 32695.874 | 34777.766 | 32695.874
2.361 | 34665.457 | 2.313 | 32450.785 | 34665.457 | 32450.785
2.408 | 34601.953 | 2.361 | 32261.033 | 34601.953 | 32261.033
2.455 | 34502.68 | 2.408 | 32055.784 | 34502.68 | 32055.784
2.502 | 34456.604 | 2.455 | 31894.345 | 34456.604 | 31894.345
2.549 | 34360.419 | 2.502 | 31707.854 | 34360.419 | 31707.854
2.596 | 34221.875 | 2.549 | 31508.647 | 34221.875 | 31508.647
2.643 | 33999.339 | 2.596 | 31342.908 | 33999.339 | 31342.908
2.691 | 33865.839 | 2.643 | 31174.009 | 33865.839 | 31174.009
2.738 | 33771.412 | 2.691 | 30973.072 | 33771.412 | 30973.072
2.785 | 33665.877 | 2.738 | 30762.591 | 33665.877 | 30762.591
2.832 | 33530.9 | 2.785 | 30541.366 | 33530.9 | 30541.366
2.879 | 33382.608 | 2.832 | 30323.735 | 33382.608 | 30323.735
2.926 | 33220.398 | 2.879 | 30113.284 | 33220.398 | 30113.284
2.973 | 33002.014 | 2.926 | 29900.45 | 33002.014 | 29900.45
3.02 | 32795.201 | 2.973 | 29713.531 | 32795.201 | 29713.531
3.068 | 32622.088 | 3.02 | 29490.746 | 32622.088 | 29490.746
3.115 | 32420.485 | 3.068 | 29283.312 | 32420.485 | 29283.312
3.162 | 32214.706 | 3.115 | 29020.856 | 32214.706 | 29020.856
3.209 | 32042.239 | 3.162 | 28794.478 | 32042.239 | 28794.478
3.256 | 31834.685 | 3.209 | 28552.741 | 31834.685 | 28552.741
3.303 | 31616.763 | 3.256 | 28336.523 | 31616.763 | 28336.523
3.35 | 31380.888 | 3.303 | 28083.199 | 31380.888 | 28083.199
3.397 | 31169.35 | 3.35 | 27830.258 | 31169.35 | 27830.258
3.444 | 30943.244 | 3.397 | 27578.496 | 30943.244 | 27578.496
3.491 | 30711.943 | 3.444 | 27331.905 | 30711.943 | 27331.905
3.538 | 30481.033 | 3.491 | 27074.916 | 30481.033 | 27074.916
3.585 | 30297.233 | 3.538 | 26844.055 | 30297.233 | 26844.055
3.632 | 30140.793 | 3.585 | 26579.035 | 30140.793 | 26579.035
3.679 | 29965.591 | 3.632 | 26283.035 | 29965.591 | 26283.035
3.727 | 29765.424 | 3.679 | 26021.547 | 29765.424 | 26021.547
3.774 | 29545.074 | 3.727 | 25737.455 | 29545.074 | 25737.455
3.821 | 29304.73 | 3.774 | 25430.148 | 29304.73 | 25430.148
3.868 | 29016.6 | 3.821 | 25159.359 | 29016.6 | 25159.359
3.915 | 28703.847 | 3.868 | 24876.339 | 28703.847 | 24876.339
3.962 | 28433.428 | 3.915 | 24587.479 | 28433.428 | 24587.479
4.009 | 28175.57 | 3.962 | 24319.36 | 28175.57 | 24319.36
4.056 | 27868.282 | 4.009 | 24071.194 | 27868.282 | 24071.194
4.103 | 27573.743 | 4.056 | 23789.792 | 27573.743 | 23789.792
4.15 | 27347.974 | 4.103 | 23502.738 | 27347.974 | 23502.738
4.197 | 27080.76 | 4.15 | 23230.234 | 27080.76 | 23230.234
4.244 | 26831.113 | 4.197 | 22989.492 | 26831.113 | 22989.492
4.291 | 26589.636 | 4.244 | 22736.702 | 26589.636 | 22736.702
4.338 | 26343.116 | 4.291 | 22420.812 | 26343.116 | 22420.812
4.385 | 26026.473 | 4.338 | 22162.308 | 26026.473 | 22162.308
4.431 | 25770.045 | 4.385 | 21904.552 | 25770.045 | 21904.552
4.478 | 25515.573 | 4.431 | 21690.001 | 25515.573 | 21690.001
4.525 | 25254.04 | 4.478 | 21439.756 | 25254.04 | 21439.756
4.572 | 24963.399 | 4.525 | 21182.043 | 24963.399 | 21182.043
4.619 | 24669.886 | 4.572 | 20914.652 | 24669.886 | 20914.652
4.666 | 24372.095 | 4.619 | 20632.766 | 24372.095 | 20632.766
4.713 | 24064.808 | 4.666 | 20273.426 | 24064.808 | 20273.426
4.76 | 23764.865 | 4.713 | 19934.835 | 23764.865 | 19934.835
4.807 | 23481.294 | 4.76 | 19610.586 | 23481.294 | 19610.586
4.854 | 23236.575 | 4.807 | 19320.143 | 23236.575 | 19320.143
4.901 | 22985.779 | 4.854 | 19024.602 | 22985.779 | 19024.602
4.948 | 22737.732 | 4.901 | 18739.811 | 22737.732 | 18739.811
4.994 | 22516.728 | 4.948 | 18464.371 | 22516.728 | 18464.371
5.041 | 22266.354 | 4.994 | 18200.495 | 22266.354 | 18200.495
5.088 | 21973.335 | 5.041 | 17948.588 | 21973.335 | 17948.588
5.135 | 21676.615 | 5.088 | 17692.189 | 21676.615 | 17692.189
5.182 | 21347.454 | 5.135 | 17431.293 | 21347.454 | 17431.293
5.229 | 21020.801 | 5.182 | 17163.885 | 21020.801 | 17163.885
5.276 | 20733.444 | 5.229 | 16931.564 | 20733.444 | 16931.564
5.322 | 20481.789 | 5.276 | 16684.697 | 20481.789 | 16684.697
5.369 | 20204.114 | 5.322 | 16436.947 | 20204.114 | 16436.947
5.416 | 19901.807 | 5.369 | 16120.331 | 19901.807 | 16120.331
5.463 | 19628.574 | 5.416 | 15855.502 | 19628.574 | 15855.502
5.51 | 19327.275 | 5.463 | 15636.458 | 19327.275 | 15636.458
5.557 | 18986.213 | 5.51 | 15415.53 | 18986.213 | 15415.53
5.603 | 18672.611 | 5.557 | 15151.245 | 18672.611 | 15151.245
5.65 | 18422.74 | 5.603 | 14914.449 | 18422.74 | 14914.449
5.697 | 18145.386 | 5.65 | 14673.742 | 18145.386 | 14673.742
5.744 | 17839.317 | 5.697 | 14399.101 | 17839.317 | 14399.101
5.79 | 17560.744 | 5.744 | 14145.714 | 17560.744 | 14145.714
5.837 | 17299.002 | 5.79 | 13874.29 | 17299.002 | 13874.29
5.884 | 17050.27 | 5.837 | 13592.879 | 17050.27 | 13592.879
5.931 | 16826.859 | 5.884 | 13321.638 | 16826.859 | 13321.638
5.977 | 16608.815 | 5.931 | 13069.65 | 16608.815 | 13069.65
6.024 | 16373.941 | 5.977 | 12839.954 | 16373.941 | 12839.954
6.071 | 16135.14 | 6.024 | 12645.279 | 16135.14 | 12645.279
6.118 | 15854.854 | 6.071 | 12437.811 | 15854.854 | 12437.811
6.164 | 15577.278 | 6.118 | 12217.74 | 15577.278 | 12217.74
6.211 | 15313.727 | 6.164 | 12015.956 | 15313.727 | 12015.956
6.258 | 15072.294 | 6.211 | 11821.36 | 15072.294 | 11821.36
6.304 | 14789.524 | 6.258 | 11602.233 | 14789.524 | 11602.233
6.351 | 14521.794 | 6.304 | 11409.489 | 14521.794 | 11409.489
6.398 | 14278.619 | 6.351 | 11234.253 | 14278.619 | 11234.253
6.444 | 14042.418 | 6.398 | 11057.729 | 14042.418 | 11057.729
6.491 | 13795.389 | 6.444 | 10885.175 | 13795.389 | 10885.175
6.538 | 13575.169 | 6.491 | 10703.036 | 13575.169 | 10703.036
6.584 | 13355.256 | 6.538 | 10508.469 | 13355.256 | 10508.469
6.631 | 13121.675 | 6.584 | 10323.329 | 13121.675 | 10323.329
6.677 | 12899.33 | 6.631 | 10118.257 | 12899.33 | 10118.257
6.724 | 12680.936 | 6.677 | 9922.811 | 12680.936 | 9922.811
6.771 | 12452.102 | 6.724 | 9740.241 | 12452.102 | 9740.241
6.817 | 12225.592 | 6.771 | 9571.368 | 12225.592 | 9571.368
6.864 | 12036.088 | 6.817 | 9412.35 | 12036.088 | 9412.35
6.91 | 11846.292 | 6.864 | 9266.845 | 11846.292 | 9266.845
6.957 | 11655.595 | 6.91 | 9117.012 | 11655.595 | 9117.012
7.003 | 11482.263 | 6.957 | 8973.398 | 11482.263 | 8973.398
7.05 | 11302.555 | 7.003 | 8816.926 | 11302.555 | 8816.926
7.096 | 11122.962 | 7.05 | 8645.961 | 11122.962 | 8645.961
7.143 | 10961.973 | 7.096 | 8474.096 | 10961.973 | 8474.096
7.189 | 10795.419 | 7.143 | 8337.902 | 10795.419 | 8337.902
7.236 | 10597.27 | 7.189 | 8197.169 | 10597.27 | 8197.169
7.282 | 10399.221 | 7.236 | 8044.166 | 10399.221 | 8044.166
7.329 | 10203.714 | 7.282 | 7896.778 | 10203.714 | 7896.778
7.375 | 10032.725 | 7.329 | 7752.568 | 10032.725 | 7752.568
7.422 | 9853.912 | 7.375 | 7602.584 | 9853.912 | 7602.584
7.468 | 9690.683 | 7.422 | 7442.952 | 9690.683 | 7442.952
7.515 | 9536.737 | 7.468 | 7293.211 | 9536.737 | 7293.211
7.561 | 9353.369 | 7.515 | 7151.942 | 9353.369 | 7151.942
7.607 | 9144.219 | 7.561 | 7011.818 | 9144.219 | 7011.818
7.654 | 8977.766 | 7.607 | 6873.043 | 8977.766 | 6873.043
7.7 | 8831.412 | 7.654 | 6757.842 | 8831.412 | 6757.842
7.747 | 8693.751 | 7.7 | 6665.216 | 8693.751 | 6665.216
7.793 | 8567.851 | 7.747 | 6568.258 | 8567.851 | 6568.258
7.839 | 8421.877 | 7.793 | 6460.431 | 8421.877 | 6460.431
7.886 | 8255.193 | 7.839 | 6328.249 | 8255.193 | 6328.249
7.932 | 8088.616 | 7.886 | 6210.286 | 8088.616 | 6210.286
7.978 | 7950.553 | 7.932 | 6108.394 | 7950.553 | 6108.394
8.025 | 7818.542 | 7.978 | 5997.656 | 7818.542 | 5997.656
8.071 | 7702.612 | 8.025 | 5887.468 | 7702.612 | 5887.468
8.117 | 7590.707 | 8.071 | 5790.098 | 7590.707 | 5790.098
8.164 | 7489.789 | 8.117 | 5666.487 | 7489.789 | 5666.487
8.21 | 7377.145 | 8.164 | 5547.507 | 7377.145 | 5547.507
8.256 | 7242.524 | 8.21 | 5460.799 | 7242.524 | 5460.799
8.302 | 7087.744 | 8.256 | 5369.535 | 7087.744 | 5369.535
8.349 | 6953.157 | 8.302 | 5273.3 | 6953.157 | 5273.3
8.395 | 6828.326 | 8.349 | 5205.082 | 6828.326 | 5205.082
8.441 | 6700.547 | 8.395 | 5120.219 | 6700.547 | 5120.219
8.487 | 6581.51 | 8.441 | 5013.567 | 6581.51 | 5013.567
8.534 | 6475.738 | 8.487 | 4906.436 | 6475.738 | 4906.436
8.58 | 6365.795 | 8.534 | 4792.259 | 6365.795 | 4792.259
8.626 | 6243.255 | 8.58 | 4683.551 | 6243.255 | 4683.551
8.672 | 6138.715 | 8.626 | 4602.293 | 6138.715 | 4602.293
8.718 | 6040.276 | 8.672 | 4531.461 | 6040.276 | 4531.461
8.764 | 5935.195 | 8.718 | 4464.695 | 5935.195 | 4464.695
8.811 | 5844.649 | 8.764 | 4374.448 | 5844.649 | 4374.448
8.857 | 5756.309 | 8.811 | 4283.526 | 5756.309 | 4283.526
8.903 | 5650.211 | 8.857 | 4192.336 | 5650.211 | 4192.336
8.949 | 5540.748 | 8.903 | 4115.083 | 5540.748 | 4115.083
8.995 | 5450.574 | 8.949 | 4049.309 | 5450.574 | 4049.309
9.041 | 5356.838 | 8.995 | 3985.14 | 5356.838 | 3985.14
9.087 | 5274.172 | 9.041 | 3907.329 | 5274.172 | 3907.329
9.133 | 5205.887 | 9.087 | 3840.596 | 5205.887 | 3840.596
9.179 | 5129.718 | 9.133 | 3780.419 | 5129.718 | 3780.419
9.225 | 5057.42 | 9.179 | 3709.679 | 5057.42 | 3709.679
9.271 | 4989.617 | 9.225 | 3674.39 | 4989.617 | 3674.39
9.317 | 4909.583 | 9.271 | 3636.602 | 4909.583 | 3636.602
9.363 | 4827.427 | 9.317 | 3572.765 | 4827.427 | 3572.765
9.409 | 4741.7 | 9.363 | 3512.603 | 4741.7 | 3512.603
9.455 | 4652.811 | 9.409 | 3431.727 | 4652.811 | 3431.727
9.501 | 4554.135 | 9.455 | 3342.935 | 4554.135 | 3342.935
9.547 | 4456.008 | 9.501 | 3285.316 | 4456.008 | 3285.316
9.593 | 4384.933 | 9.547 | 3223.31 | 4384.933 | 3223.31
9.639 | 4322.922 | 9.593 | 3178.238 | 4322.922 | 3178.238
9.685 | 4262.525 | 9.639 | 3151.984 | 4262.525 | 3151.984
9.731 | 4190.684 | 9.685 | 3123.642 | 4190.684 | 3123.642
9.777 | 4128.954 | 9.731 | 3090.72 | 4128.954 | 3090.72
9.823 | 4062.614 | 9.777 | 3067.11 | 4062.614 | 3067.11
9.868 | 4001 | 9.823 | 3010.289 | 4001 | 3010.289
9.914 | 3932.905 | 9.868 | 2949.69 | 3932.905 | 2949.69
9.96 | 3871.822 | 9.914 | 2909.187 | 3871.822 | 2909.187
10.006 | 3807.576 | 9.96 | 2862.423 | 3807.576 | 2862.423
10.052 | 3747.025 | 10.006 | 2810.22 | 3747.025 | 2810.22
10.097 | 3695.581 | 10.052 | 2767.751 | 3695.581 | 2767.751
10.143 | 3652.007 | 10.097 | 2710.689 | 3652.007 | 2710.689
10.189 | 3618.602 | 10.143 | 2655.04 | 3618.602 | 2655.04
10.235 | 3574.761 | 10.189 | 2607.883 | 3574.761 | 2607.883
10.281 | 3509.427 | 10.235 | 2566.313 | 3509.427 | 2566.313
10.326 | 3430.492 | 10.281 | 2540.964 | 3430.492 | 2540.964
10.372 | 3340.233 | 10.326 | 2518.932 | 3340.233 | 2518.932
10.418 | 3260.958 | 10.372 | 2476.448 | 3260.958 | 2476.448
10.463 | 3209.588 | 10.418 | 2447.492 | 3209.588 | 2447.492
10.509 | 3164.233 | 10.463 | 2428.116 | 3164.233 | 2428.116
10.555 | 3117.799 | 10.509 | 2384.921 | 3117.799 | 2384.921
10.6 | 3078.226 | 10.555 | 2345.661 | 3078.226 | 2345.661
10.646 | 3036.741 | 10.6 | 2301.981 | 3036.741 | 2301.981
10.692 | 2992.085 | 10.646 | 2275.621 | 2992.085 | 2275.621
10.737 | 2952.417 | 10.692 | 2234.389 | 2952.417 | 2234.389
10.783 | 2900.992 | 10.737 | 2191.448 | 2900.992 | 2191.448
10.828 | 2838.423 | 10.783 | 2145.122 | 2838.423 | 2145.122
10.874 | 2783.346 | 10.828 | 2102.947 | 2783.346 | 2102.947
10.919 | 2730.739 | 10.874 | 2082.742 | 2730.739 | 2082.742
10.965 | 2691.094 | 10.919 | 2056.86 | 2691.094 | 2056.86
11.011 | 2658.551 | 10.965 | 2031.798 | 2658.551 | 2031.798
11.056 | 2622.414 | 11.011 | 2008.184 | 2622.414 | 2008.184
11.102 | 2593.809 | 11.056 | 1975.734 | 2593.809 | 1975.734
11.147 | 2576.109 | 11.102 | 1954.179 | 2576.109 | 1954.179
11.192 | 2542.839 | 11.147 | 1927.564 | 2542.839 | 1927.564
11.238 | 2497.971 | 11.192 | 1884.947 | 2497.971 | 1884.947
11.283 | 2456.853 | 11.238 | 1839.769 | 2456.853 | 1839.769
11.329 | 2413.384 | 11.283 | 1804.232 | 2413.384 | 1804.232
11.374 | 2374.301 | 11.329 | 1772.243 | 2374.301 | 1772.243
11.374 | 2374.301 | 11.329 | 1772.243 | 2374.301 | 1772.243
11.42 | 2342.982 | 11.374 | 1749.496 | 2342.982 | 1749.496
11.465 | 2317.541 | 11.42 | 1740.429 | 2317.541 | 1740.429
11.51 | 2285.539 | 11.465 | 1728.614 | 2285.539 | 1728.614
11.556 | 2255.199 | 11.51 | 1704.345 | 2255.199 | 1704.345
11.601 | 2231.378 | 11.556 | 1669.079 | 2231.378 | 1669.079
11.646 | 2208.172 | 11.601 | 1641.173 | 2208.172 | 1641.173
11.692 | 2171.63 | 11.646 | 1609.861 | 2171.63 | 1609.861
11.737 | 2136.113 | 11.692 | 1591.415 | 2136.113 | 1591.415
11.782 | 2094.639 | 11.737 | 1353.865 | 2094.639 | 1353.865
11.827 | 2056.304 | 11.782 | 971.786 | 2056.304 | 971.786
11.873 | 2026.37 | 11.827 | 691.503 | 2026.37 | 691.503

## Paletta Plots (hidden)
| X |  | Y |  |  | factor
-29.091 | 89.428 | -28.113 | 99.075 | 89.428 | 99.075 | 1
-28.983 | 89.024 | -28.003 | 98.523 | 89.024 | 98.523
-28.875 | 89.641 | -27.893 | 98.565 | 89.641 | 98.565
-28.767 | 91.827 | -27.782 | 100.487 | 91.827 | 100.487
-28.658 | 91.002 | -27.672 | 103.273 | 91.002 | 103.273
-28.55 | 90.66 | -27.561 | 104.646 | 90.66 | 104.646
-28.441 | 94.133 | -27.45 | 106.474 | 94.133 | 106.474
-28.332 | 96.516 | -27.339 | 108.869 | 96.516 | 108.869
-28.222 | 98.469 | -27.228 | 110.904 | 98.469 | 110.904
-28.113 | 99.76 | -27.116 | 108.849 | 99.76 | 108.849
-28.003 | 101.809 | -27.004 | 109.096 | 101.809 | 109.096
-27.893 | 100.501 | -26.892 | 109.913 | 100.501 | 109.913
-27.782 | 100.136 | -26.78 | 111.807 | 100.136 | 111.807
-27.672 | 103.623 | -26.667 | 112.498 | 103.623 | 112.498
-27.561 | 106.448 | -26.554 | 114.712 | 106.448 | 114.712
-27.45 | 106.59 | -26.441 | 114.938 | 106.59 | 114.938
-27.339 | 105.865 | -26.328 | 115.22 | 105.865 | 115.22
-27.228 | 106.065 | -26.328 | 115.22 | 106.065 | 115.22
-27.116 | 106.149 | -26.215 | 115.668 | 106.149 | 115.668
-27.004 | 105.03 | -26.101 | 118.071 | 105.03 | 118.071
-26.892 | 105.117 | -25.987 | 118.899 | 105.117 | 118.899
-26.78 | 108.05 | -25.873 | 120.889 | 108.05 | 120.889
-26.667 | 109.83 | -25.759 | 121.593 | 109.83 | 121.593
-26.554 | 112.392 | -25.644 | 122.238 | 112.392 | 122.238
-26.441 | 115.672 | -25.53 | 123.651 | 115.672 | 123.651
-26.328 | 117.751 | -25.415 | 125.605 | 117.751 | 125.605
-26.215 | 119.034 | -25.299 | 126.891 | 119.034 | 126.891
-26.101 | 119.301 | -25.184 | 130.63 | 119.301 | 130.63
-25.987 | 120.572 | -25.068 | 133.965 | 120.572 | 133.965
-25.873 | 125.004 | -24.953 | 135.435 | 125.004 | 135.435
-25.759 | 129.467 | -24.836 | 134.674 | 129.467 | 134.674
-25.644 | 131.692 | -24.72 | 135.809 | 131.692 | 135.809
-25.53 | 131.258 | -24.604 | 135.807 | 131.258 | 135.807
-25.415 | 132.752 | -24.487 | 138.975 | 132.752 | 138.975
-25.299 | 133.195 | -24.37 | 141.322 | 133.195 | 141.322
-25.184 | 133.308 | -24.253 | 145.848 | 133.308 | 145.848
-25.068 | 133.802 | -24.136 | 149.177 | 133.802 | 149.177
-24.953 | 139.076 | -24.018 | 150.202 | 139.076 | 150.202
-24.836 | 142.803 | -23.9 | 151.328 | 142.803 | 151.328
-24.72 | 144.564 | -23.782 | 151.761 | 144.564 | 151.761
-24.604 | 148.04 | -23.664 | 151.77 | 148.04 | 151.77
-24.487 | 151.712 | -23.546 | 153.095 | 151.712 | 153.095
-24.37 | 154.345 | -23.427 | 154.202 | 154.345 | 154.202
-24.253 | 155.895 | -23.308 | 154.364 | 155.895 | 154.364
-24.136 | 157.278 | -23.189 | 154.629 | 157.278 | 154.629
-24.018 | 160.938 | -23.07 | 156.661 | 160.938 | 156.661
-23.9 | 164.844 | -22.95 | 158.372 | 164.844 | 158.372
-23.782 | 169.892 | -22.83 | 162.507 | 169.892 | 162.507
-23.664 | 171.592 | -22.71 | 167.239 | 171.592 | 167.239
-23.546 | 172.179 | -22.59 | 171.124 | 172.179 | 171.124
-23.427 | 175.228 | -22.59 | 171.124 | 175.228 | 171.124
-23.308 | 181.293 | -22.47 | 175.759 | 181.293 | 175.759
-23.189 | 185.45 | -22.349 | 178.374 | 185.45 | 178.374
-23.07 | 187.296 | -22.229 | 180.72 | 187.296 | 180.72
-22.95 | 188.511 | -22.108 | 183.056 | 188.511 | 183.056
-22.83 | 190.962 | -21.987 | 183.958 | 190.962 | 183.958
-22.71 | 195.31 | -21.865 | 186.984 | 195.31 | 186.984
-22.59 | 199.121 | -21.744 | 192.119 | 199.121 | 192.119
-22.47 | 202.348 | -21.622 | 197.078 | 202.348 | 197.078
-22.349 | 205.099 | -21.5 | 202.012 | 205.099 | 202.012
-22.229 | 212.483 | -21.378 | 205.919 | 212.483 | 205.919
-22.108 | 217.997 | -21.255 | 208.007 | 217.997 | 208.007
-21.987 | 221.908 | -21.132 | 209.686 | 221.908 | 209.686
-21.865 | 226.966 | -21.01 | 213.648 | 226.966 | 213.648
-21.744 | 232.302 | -20.887 | 216.847 | 232.302 | 216.847
-21.622 | 236.1 | -20.763 | 223.153 | 236.1 | 223.153
-21.5 | 239.779 | -20.64 | 230.467 | 239.779 | 230.467
-21.378 | 244.244 | -20.516 | 233.309 | 244.244 | 233.309
-21.255 | 248.888 | -20.392 | 235.746 | 248.888 | 235.746
-21.132 | 255.107 | -20.268 | 240.43 | 255.107 | 240.43
-21.01 | 260.5 | -20.144 | 246.414 | 260.5 | 246.414
-20.887 | 266.415 | -20.02 | 252.03 | 266.415 | 252.03
-20.763 | 276.018 | -19.895 | 259.764 | 276.018 | 259.764
-20.64 | 286.119 | -19.77 | 267.464 | 286.119 | 267.464
-20.516 | 293.954 | -19.645 | 273.432 | 293.954 | 273.432
-20.392 | 300.081 | -19.52 | 277.681 | 300.081 | 277.681
-20.268 | 309.418 | -19.395 | 280.513 | 309.418 | 280.513
-20.144 | 315.483 | -19.269 | 284.73 | 315.483 | 284.73
-20.02 | 319.274 | -19.143 | 292.244 | 319.274 | 292.244
-19.895 | 325.826 | -19.017 | 301.453 | 325.826 | 301.453
-19.77 | 337.355 | -18.891 | 311.386 | 337.355 | 311.386
-19.645 | 347.572 | -18.765 | 319.894 | 347.572 | 319.894
-19.52 | 358.083 | -18.638 | 327.557 | 358.083 | 327.557
-19.395 | 369.802 | -18.638 | 327.557 | 369.802 | 327.557
-19.269 | 378.002 | -18.512 | 335.52 | 378.002 | 335.52
-19.143 | 389.387 | -18.385 | 344.209 | 389.387 | 344.209
-19.017 | 401.25 | -18.257 | 352.627 | 401.25 | 352.627
-18.891 | 419.757 | -18.13 | 359.547 | 419.757 | 359.547
-18.765 | 430.216 | -18.003 | 368.889 | 430.216 | 368.889
-18.638 | 443.487 | -17.875 | 380.966 | 443.487 | 380.966
-18.512 | 456.18 | -17.747 | 391.165 | 456.18 | 391.165
-18.385 | 472.707 | -17.619 | 400.997 | 472.707 | 400.997
-18.257 | 487.794 | -17.491 | 412.098 | 487.794 | 412.098
-18.13 | 502.441 | -17.362 | 424.74 | 502.441 | 424.74
-18.003 | 519.336 | -17.234 | 437.007 | 519.336 | 437.007
-17.875 | 538.981 | -17.105 | 453.077 | 538.981 | 453.077
-17.747 | 555.546 | -16.976 | 466.771 | 555.546 | 466.771
-17.619 | 573.822 | -16.847 | 478.657 | 573.822 | 478.657
-17.491 | 593.007 | -16.718 | 492.942 | 593.007 | 492.942
-17.362 | 612.907 | -16.588 | 509.107 | 612.907 | 509.107
-17.234 | 631.847 | -16.459 | 525.028 | 631.847 | 525.028
-17.105 | 654.193 | -16.329 | 544.878 | 654.193 | 544.878
-16.976 | 679.184 | -16.199 | 566.575 | 679.184 | 566.575
-16.847 | 706.896 | -16.069 | 586.504 | 706.896 | 586.504
-16.718 | 732.981 | -15.938 | 604.219 | 732.981 | 604.219
-16.588 | 759.657 | -15.808 | 623.054 | 759.657 | 623.054
-16.459 | 789.081 | -15.677 | 641.777 | 789.081 | 641.777
-16.329 | 818.44 | -15.546 | 663.424 | 818.44 | 663.424
-16.199 | 848.422 | -15.415 | 689.518 | 848.422 | 689.518
-16.069 | 879.254 | -15.284 | 716.513 | 879.254 | 716.513
-15.938 | 911.887 | -15.153 | 744.046 | 911.887 | 744.046
-15.808 | 942.947 | -15.021 | 768.697 | 942.947 | 768.697
-15.677 | 976.348 | -14.89 | 794.971 | 976.348 | 794.971
-15.546 | 1012.033 | -14.758 | 821.74 | 1012.033 | 821.74
-15.415 | 1048.993 | -14.626 | 850.97 | 1048.993 | 850.97
-15.284 | 1089.933 | -14.494 | 883.72 | 1089.933 | 883.72
-15.153 | 1134.334 | -14.361 | 922.868 | 1134.334 | 922.868
-15.021 | 1179.481 | -14.361 | 922.868 | 1179.481 | 922.868
-14.89 | 1226.046 | -14.229 | 957.974 | 1226.046 | 957.974
-14.758 | 1277.964 | -14.096 | 998.296 | 1277.964 | 998.296
-14.626 | 1328.769 | -13.964 | 1036.672 | 1328.769 | 1036.672
-14.494 | 1382.04 | -13.831 | 1077.672 | 1382.04 | 1077.672
-14.361 | 1436.295 | -13.698 | 1115.894 | 1436.295 | 1115.894
-14.229 | 1488.018 | -13.564 | 1161.981 | 1488.018 | 1161.981
-14.096 | 1539.887 | -13.431 | 1206.519 | 1539.887 | 1206.519
-13.964 | 1601.965 | -13.297 | 1252.33 | 1601.965 | 1252.33
-13.831 | 1669.865 | -13.164 | 1300.594 | 1669.865 | 1300.594
-13.698 | 1732.959 | -13.03 | 1353.01 | 1732.959 | 1353.01
-13.564 | 1803.313 | -12.896 | 1404.486 | 1803.313 | 1404.486
-13.431 | 1875.917 | -12.762 | 1456.95 | 1875.917 | 1456.95
-13.297 | 1950.237 | -12.628 | 1515.108 | 1950.237 | 1515.108
-13.164 | 2020.256 | -12.493 | 1573.364 | 2020.256 | 1573.364
-13.03 | 2095.284 | -12.359 | 1638.456 | 2095.284 | 1638.456
-12.896 | 2179.673 | -12.224 | 1704.498 | 2179.673 | 1704.498
-12.762 | 2270.064 | -12.089 | 1772.527 | 2270.064 | 1772.527
-12.628 | 2361.025 | -11.954 | 1846.344 | 2361.025 | 1846.344
-12.493 | 2457.998 | -11.819 | 1924.113 | 2457.998 | 1924.113
-12.359 | 2555.18 | -11.684 | 1994.518 | 2555.18 | 1994.518
-12.224 | 2651.619 | -11.549 | 2071.808 | 2651.619 | 2071.808
-12.089 | 2752.262 | -11.413 | 2154.623 | 2752.262 | 2154.623
-11.954 | 2853.677 | -11.278 | 2245.563 | 2853.677 | 2245.563
-11.819 | 2962.17 | -11.142 | 2332.075 | 2962.17 | 2332.075
-11.684 | 3078.621 | -11.006 | 2423.174 | 3078.621 | 2423.174
-11.549 | 3198.952 | -10.87 | 2517.007 | 3198.952 | 2517.007
-11.413 | 3326.592 | -10.734 | 2619.589 | 3326.592 | 2619.589
-11.278 | 3460.655 | -10.598 | 2727.007 | 3460.655 | 2727.007
-11.142 | 3589.114 | -10.461 | 2839.46 | 3589.114 | 2839.46
-11.006 | 3718.206 | -10.325 | 2953.147 | 3718.206 | 2953.147
-10.87 | 3843.145 | -10.188 | 3068.579 | 3843.145 | 3068.579
-10.734 | 3975.657 | -10.052 | 3182.869 | 3975.657 | 3182.869
-10.598 | 4116.1 | -10.052 | 3182.869 | 4116.1 | 3182.869
-10.461 | 4257.89 | -9.915 | 3302.892 | 4257.89 | 3302.892
-10.325 | 4408.047 | -9.778 | 3429.435 | 4408.047 | 3429.435
-10.188 | 4561.872 | -9.641 | 3565.567 | 4561.872 | 3565.567
-10.052 | 4723.431 | -9.504 | 3708.346 | 4723.431 | 3708.346
-9.915 | 4893.126 | -9.366 | 3864.628 | 4893.126 | 3864.628
-9.778 | 5068.86 | -9.229 | 4013.059 | 5068.86 | 4013.059
-9.641 | 5246.055 | -9.092 | 4168.904 | 5246.055 | 4168.904
-9.504 | 5425.811 | -8.954 | 4328.574 | 5425.811 | 4328.574
-9.366 | 5615.296 | -8.816 | 4493.741 | 5615.296 | 4493.741
-9.229 | 5792.625 | -8.679 | 4655.591 | 5792.625 | 4655.591
-9.092 | 5972.995 | -8.541 | 4824.068 | 5972.995 | 4824.068
-8.954 | 6160.9 | -8.403 | 4993.847 | 6160.9 | 4993.847
-8.816 | 6364.594 | -8.265 | 5173.205 | 6364.594 | 5173.205
-8.679 | 6565.752 | -8.126 | 5371.309 | 6565.752 | 5371.309
-8.541 | 6780.057 | -7.988 | 5568.547 | 6780.057 | 5568.547
-8.403 | 7001.451 | -7.85 | 5769.182 | 7001.451 | 5769.182
-8.265 | 7221.9 | -7.711 | 5974.005 | 7221.9 | 5974.005
-8.126 | 7446.552 | -7.573 | 6187.422 | 7446.552 | 6187.422
-7.988 | 7671.193 | -7.434 | 6400.862 | 7671.193 | 6400.862
-7.85 | 7897.918 | -7.295 | 6619.937 | 7897.918 | 6619.937
-7.711 | 8142.382 | -7.156 | 6844.27 | 8142.382 | 6844.27
-7.573 | 8393.07 | -7.018 | 7067.229 | 8393.07 | 7067.229
-7.434 | 8636.307 | -6.879 | 7294.916 | 8636.307 | 7294.916
-7.295 | 8883.583 | -6.739 | 7536.343 | 8883.583 | 7536.343
-7.156 | 9138.506 | -6.6 | 7775.994 | 9138.506 | 7775.994
-7.018 | 9393.447 | -6.461 | 8030.111 | 9393.447 | 8030.111
-6.879 | 9653.593 | -6.322 | 8290.585 | 9653.593 | 8290.585
-6.739 | 9917.04 | -6.182 | 8561.041 | 9917.04 | 8561.041
-6.6 | 10180.531 | -6.043 | 8821.495 | 10180.531 | 8821.495
-6.461 | 10450.808 | -5.903 | 9087.252 | 10450.808 | 9087.252
-6.322 | 10726.589 | -5.764 | 9348.774 | 10726.589 | 9348.774
-6.182 | 10992.708 | -5.624 | 9611.466 | 10992.708 | 9611.466
-6.043 | 11258.016 | -5.624 | 9611.466 | 11258.016 | 9611.466
-5.903 | 11533.189 | -5.484 | 9889.222 | 11533.189 | 9889.222
-5.764 | 11797.86 | -5.345 | 10173.324 | 11797.86 | 10173.324
-5.624 | 12061.151 | -5.205 | 10452.045 | 12061.151 | 10452.045
-5.484 | 12364.187 | -5.065 | 10729.345 | 12364.187 | 10729.345
-5.345 | 12637.913 | -4.925 | 11029.203 | 12637.913 | 11029.203
-5.205 | 12897.416 | -4.785 | 11306.729 | 12897.416 | 11306.729
-5.065 | 13163.476 | -4.645 | 11572.126 | 13163.476 | 11572.126
-4.925 | 13453.788 | -4.505 | 11838.554 | 13453.788 | 11838.554
-4.785 | 13742.534 | -4.364 | 12116.73 | 13742.534 | 12116.73
-4.645 | 14032.557 | -4.224 | 12390.806 | 14032.557 | 12390.806
-4.505 | 14311.931 | -4.084 | 12667.005 | 14311.931 | 12667.005
-4.364 | 14575.257 | -3.943 | 12942.078 | 14575.257 | 12942.078
-4.224 | 14823.147 | -3.803 | 13244.216 | 14823.147 | 13244.216
-4.084 | 15070.05 | -3.662 | 13548.289 | 15070.05 | 13548.289
-3.943 | 15308.189 | -3.522 | 13849.139 | 15308.189 | 13849.139
-3.803 | 15552.433 | -3.381 | 14137.789 | 15552.433 | 14137.789
-3.662 | 15824.548 | -3.241 | 14413.293 | 15824.548 | 14413.293
-3.522 | 16060.555 | -3.1 | 14687.847 | 16060.555 | 14687.847
-3.381 | 16268.742 | -2.96 | 14946.992 | 16268.742 | 14946.992
-3.241 | 16481.19 | -2.819 | 15206.857 | 16481.19 | 15206.857
-3.1 | 16678.335 | -2.678 | 15483.711 | 16678.335 | 15483.711
-2.96 | 16870.13 | -2.537 | 15731.484 | 16870.13 | 15731.484
-2.819 | 17092.449 | -2.397 | 16007.684 | 17092.449 | 16007.684
-2.678 | 17268.503 | -2.256 | 16253.511 | 17268.503 | 16253.511
-2.537 | 17445.234 | -2.115 | 16499.975 | 17445.234 | 16499.975
-2.397 | 17609.614 | -1.974 | 16732.725 | 17609.614 | 16732.725
-2.256 | 17769.174 | -1.833 | 16950.73 | 17769.174 | 16950.73
-2.115 | 17891.946 | -1.692 | 17167.356 | 17891.946 | 17167.356
-1.974 | 18015.541 | -1.551 | 17352.164 | 18015.541 | 17352.164
-1.833 | 18132.705 | -1.41 | 17546.497 | 18132.705 | 17546.497
-1.692 | 18252.372 | -1.269 | 17709.094 | 18252.372 | 17709.094
-1.551 | 18338.823 | -1.128 | 17862.8 | 18338.823 | 17862.8
-1.41 | 18443.166 | -1.128 | 17862.8 | 18443.166 | 17862.8
-1.269 | 18537.51 | -0.987 | 18003.493 | 18537.51 | 18003.493
-1.128 | 18653.882 | -0.846 | 18149.096 | 18653.882 | 18149.096
-0.987 | 18711.597 | -0.705 | 18319.914 | 18711.597 | 18319.914
-0.846 | 18748.122 | -0.564 | 18493.464 | 18748.122 | 18493.464
-0.705 | 18728.867 | -0.423 | 18623.17 | 18728.867 | 18623.17
-0.564 | 18744.187 | -0.282 | 18695.965 | 18744.187 | 18695.965
-0.423 | 18784.192 | -0.141 | 18774.32 | 18784.192 | 18774.32
-0.282 | 18816.797 | 0 | 18835.15 | 18816.797 | 18835.15
-0.141 | 18828.03 | 0.141 | 18870.115 | 18828.03 | 18870.115
0 | 18835.15 | 0.282 | 18913.972 | 18835.15 | 18913.972
0.141 | 18820.699 | 0.423 | 18942.986 | 18820.699 | 18942.986
0.282 | 18789.171 | 0.564 | 18948.445 | 18789.171 | 18948.445
0.423 | 18752.96 | 0.705 | 18983.663 | 18752.96 | 18983.663
0.564 | 18731.548 | 0.846 | 18993.908 | 18731.548 | 18993.908
0.705 | 18710.879 | 0.987 | 18992.829 | 18710.879 | 18992.829
0.846 | 18645.529 | 1.128 | 18989.339 | 18645.529 | 18989.339
0.987 | 18569.239 | 1.269 | 18950.562 | 18569.239 | 18950.562
1.128 | 18482.202 | 1.41 | 18870.034 | 18482.202 | 18870.034
1.269 | 18390.975 | 1.551 | 18806.808 | 18390.975 | 18806.808
1.41 | 18287.606 | 1.692 | 18727.107 | 18287.606 | 18727.107
1.551 | 18193.33 | 1.833 | 18621.584 | 18193.33 | 18621.584
1.692 | 18085.231 | 1.974 | 18481.533 | 18085.231 | 18481.533
1.833 | 17974.329 | 2.115 | 18316.701 | 17974.329 | 18316.701
1.974 | 17849.457 | 2.256 | 18170.907 | 17849.457 | 18170.907
2.115 | 17709.461 | 2.397 | 18035.143 | 17709.461 | 18035.143
2.256 | 17556.717 | 2.537 | 17847.987 | 17556.717 | 17847.987
2.397 | 17402.453 | 2.678 | 17650.747 | 17402.453 | 17650.747
2.537 | 17230.736 | 2.819 | 17472.023 | 17230.736 | 17472.023
2.678 | 17049.951 | 2.96 | 17264.16 | 17049.951 | 17264.16
2.819 | 16854.062 | 3.1 | 17064.707 | 16854.062 | 17064.707
2.96 | 16655.201 | 3.241 | 16854.492 | 16655.201 | 16854.492
3.1 | 16460.718 | 3.381 | 16639.028 | 16460.718 | 16639.028
3.241 | 16250.867 | 3.381 | 16639.028 | 16250.867 | 16639.028
3.381 | 16037.874 | 3.522 | 16401.024 | 16037.874 | 16401.024
3.522 | 15839.523 | 3.662 | 16162.973 | 15839.523 | 16162.973
3.662 | 15634.877 | 3.803 | 15921.356 | 15634.877 | 15921.356
3.803 | 15402.547 | 3.943 | 15690.84 | 15402.547 | 15690.84
3.943 | 15156.924 | 4.084 | 15439.797 | 15156.924 | 15439.797
4.084 | 14904.83 | 4.224 | 15192.723 | 14904.83 | 15192.723
4.224 | 14657.308 | 4.364 | 14958.275 | 14657.308 | 14958.275
4.364 | 14416.803 | 4.505 | 14702.159 | 14416.803 | 14702.159
4.505 | 14165.897 | 4.645 | 14419.005 | 14165.897 | 14419.005
4.645 | 13907.218 | 4.785 | 14150.091 | 13907.218 | 14150.091
4.785 | 13652.034 | 4.925 | 13862.663 | 13652.034 | 13862.663
4.925 | 13389.649 | 5.065 | 13582.122 | 13389.649 | 13582.122
5.065 | 13128.107 | 5.205 | 13303.132 | 13128.107 | 13303.132
5.205 | 12862.967 | 5.345 | 13024.903 | 12862.967 | 13024.903
5.345 | 12586.533 | 5.484 | 12726.888 | 12586.533 | 12726.888
5.484 | 12315.892 | 5.624 | 12441.247 | 12315.892 | 12441.247
5.624 | 12048.946 | 5.764 | 12149.774 | 12048.946 | 12149.774
5.764 | 11768.167 | 5.903 | 11847.337 | 11768.167 | 11847.337
5.903 | 11477.833 | 6.043 | 11538.219 | 11477.833 | 11538.219
6.043 | 11194.01 | 6.182 | 11236.279 | 11194.01 | 11236.279
6.182 | 10908.537 | 6.322 | 10951.048 | 10908.537 | 10951.048
6.322 | 10631.913 | 6.461 | 10660.587 | 10631.913 | 10660.587
6.461 | 10362.247 | 6.6 | 10373.337 | 10362.247 | 10373.337
6.6 | 10088.632 | 6.739 | 10077.297 | 10088.632 | 10077.297
6.739 | 9824.319 | 6.879 | 9789.443 | 9824.319 | 9789.443
6.879 | 9567.951 | 7.018 | 9508.497 | 9567.951 | 9508.497
7.018 | 9317.673 | 7.156 | 9230.77 | 9317.673 | 9230.77
7.156 | 9072.906 | 7.295 | 8963.438 | 9072.906 | 8963.438
7.295 | 8827.136 | 7.434 | 8703.691 | 8827.136 | 8703.691
7.434 | 8597.421 | 7.573 | 8429.081 | 8597.421 | 8429.081
7.573 | 8364.834 | 7.711 | 8170.312 | 8364.834 | 8170.312
7.711 | 8123.318 | 7.85 | 7924.084 | 8123.318 | 7924.084
7.85 | 7875.793 | 7.988 | 7688.585 | 7875.793 | 7688.585
7.988 | 7642.832 | 7.988 | 7688.585 | 7642.832 | 7688.585
8.126 | 7407.181 | 8.126 | 7450.643 | 7407.181 | 7450.643
8.265 | 7174.715 | 8.265 | 7217.136 | 7174.715 | 7217.136
8.403 | 6956.434 | 8.403 | 6982.499 | 6956.434 | 6982.499
8.541 | 6741.985 | 8.541 | 6758.068 | 6741.985 | 6758.068
8.679 | 6532.251 | 8.679 | 6537.408 | 6532.251 | 6537.408
8.816 | 6331.307 | 8.816 | 6325.053 | 6331.307 | 6325.053
8.954 | 6134.09 | 8.954 | 6110.515 | 6134.09 | 6110.515
9.092 | 5933.785 | 9.092 | 5909.594 | 5933.785 | 5909.594
9.229 | 5732.309 | 9.229 | 5707.669 | 5732.309 | 5707.669
9.366 | 5538.969 | 9.366 | 5516.113 | 5538.969 | 5516.113
9.504 | 5357.752 | 9.504 | 5325.116 | 5357.752 | 5325.116
9.641 | 5181.338 | 9.641 | 5144.139 | 5181.338 | 5144.139
9.778 | 5005.037 | 9.778 | 4959.667 | 5005.037 | 4959.667
9.915 | 4835.622 | 9.915 | 4781.254 | 4835.622 | 4781.254
10.052 | 4672.813 | 10.052 | 4616.891 | 4672.813 | 4616.891
10.188 | 4505.581 | 10.188 | 4451.16 | 4505.581 | 4451.16
10.325 | 4340.496 | 10.325 | 4282.176 | 4340.496 | 4282.176
10.461 | 4187.439 | 10.461 | 4137.519 | 4187.439 | 4137.519
10.598 | 4035.234 | 10.598 | 3985.674 | 4035.234 | 3985.674
10.734 | 3891.693 | 10.734 | 3841.724 | 3891.693 | 3841.724
10.87 | 3754.405 | 10.87 | 3706.721 | 3754.405 | 3706.721
11.006 | 3618.937 | 11.006 | 3572.343 | 3618.937 | 3572.343
11.142 | 3486.748 | 11.142 | 3437.902 | 3486.748 | 3437.902
11.278 | 3363.599 | 11.278 | 3313.138 | 3363.599 | 3313.138
11.413 | 3240.966 | 11.413 | 3194.433 | 3240.966 | 3194.433
11.549 | 3118.63 | 11.549 | 3076.293 | 3118.63 | 3076.293
11.684 | 3001.848 | 11.684 | 2959.665 | 3001.848 | 2959.665
11.819 | 2883.815 | 11.819 | 2851.505 | 2883.815 | 2851.505
11.954 | 2769.451 | 11.954 | 2741.765 | 2769.451 | 2741.765
12.089 | 2662.711 | 12.089 | 2636.586 | 2662.711 | 2636.586
12.224 | 2566.791 | 12.224 | 2536.982 | 2566.791 | 2536.982
12.359 | 2478.088 | 12.359 | 2446.19 | 2478.088 | 2446.19
12.493 | 2384.572 | 12.359 | 2446.19 | 2384.572 | 2446.19
12.628 | 2286.22 | 12.493 | 2355.759 | 2286.22 | 2355.759
12.762 | 2193.612 | 12.628 | 2273.273 | 2193.612 | 2273.273
12.896 | 2114.513 | 12.762 | 2194.965 | 2114.513 | 2194.965
13.03 | 2030.851 | 12.896 | 2113.682 | 2030.851 | 2113.682
13.164 | 1955.454 | 13.03 | 2036.852 | 1955.454 | 2036.852
13.297 | 1883.132 | 13.164 | 1959.579 | 1883.132 | 1959.579
13.431 | 1814.247 | 13.297 | 1881.506 | 1814.247 | 1881.506
13.564 | 1740.965 | 13.431 | 1813.102 | 1740.965 | 1813.102
13.698 | 1676.116 | 13.564 | 1745.242 | 1676.116 | 1745.242
13.831 | 1612.747 | 13.698 | 1679.163 | 1612.747 | 1679.163
13.964 | 1549.402 | 13.831 | 1612.924 | 1549.402 | 1612.924
14.096 | 1490.785 | 13.964 | 1545.768 | 1490.785 | 1545.768
14.229 | 1438.607 | 14.096 | 1483.637 | 1438.607 | 1483.637
14.361 | 1390.539 | 14.229 | 1426.866 | 1390.539 | 1426.866
14.494 | 1345.04 | 14.361 | 1370.981 | 1345.04 | 1370.981
14.626 | 1298.007 | 14.494 | 1317.011 | 1298.007 | 1317.011
14.758 | 1248.311 | 14.626 | 1261.7 | 1248.311 | 1261.7
14.89 | 1199.884 | 14.758 | 1216.91 | 1199.884 | 1216.91
15.021 | 1153.405 | 14.89 | 1175.157 | 1153.405 | 1175.157
15.153 | 1108.975 | 15.021 | 1134.973 | 1108.975 | 1134.973
15.284 | 1067.279 | 15.153 | 1091.364 | 1067.279 | 1091.364
15.415 | 1026.976 | 15.284 | 1054.87 | 1026.976 | 1054.87
15.546 | 988.342 | 15.415 | 1016.441 | 988.342 | 1016.441
15.677 | 955.744 | 15.546 | 974.708 | 955.744 | 974.708
15.808 | 926.623 | 15.677 | 934.867 | 926.623 | 934.867
15.938 | 897.763 | 15.808 | 901.068 | 897.763 | 901.068
16.069 | 867.978 | 15.938 | 869.47 | 867.978 | 869.47
16.199 | 839.229 | 16.069 | 840.086 | 839.229 | 840.086
16.329 | 809.549 | 16.199 | 810.779 | 809.549 | 810.779
16.459 | 779.116 | 16.329 | 782.463 | 779.116 | 782.463
16.588 | 747.279 | 16.459 | 756.292 | 747.279 | 756.292
16.718 | 720.025 | 16.588 | 732.279 | 720.025 | 732.279
16.847 | 696.27 | 16.588 | 732.279 | 696.27 | 732.279
16.976 | 674.878 | 16.718 | 706.285 | 674.878 | 706.285
17.105 | 652.105 | 16.847 | 682.871 | 652.105 | 682.871
17.234 | 633.939 | 16.976 | 657.424 | 633.939 | 657.424
17.362 | 616.122 | 17.105 | 629.372 | 616.122 | 629.372
17.491 | 596.181 | 17.234 | 606.603 | 596.181 | 606.603
17.619 | 576.817 | 17.362 | 584.023 | 576.817 | 584.023
17.747 | 557.796 | 17.491 | 563.595 | 557.796 | 563.595
17.875 | 539.592 | 17.619 | 546.079 | 539.592 | 546.079
18.003 | 522.679 | 17.747 | 531.587 | 522.679 | 531.587
18.13 | 506.028 | 17.875 | 514.078 | 506.028 | 514.078
18.257 | 488.882 | 18.003 | 499.276 | 488.882 | 499.276
18.385 | 472.091 | 18.13 | 482.432 | 472.091 | 482.432
18.512 | 458.128 | 18.257 | 466.606 | 458.128 | 466.606
18.638 | 446.248 | 18.385 | 451.046 | 446.248 | 451.046
18.765 | 435.417 | 18.512 | 438.604 | 435.417 | 438.604
18.891 | 423.057 | 18.638 | 427.109 | 423.057 | 427.109
19.017 | 411.747 | 18.765 | 412.894 | 411.747 | 412.894
19.143 | 401.686 | 18.891 | 401.775 | 401.686 | 401.775
19.269 | 391.63 | 19.017 | 391.232 | 391.63 | 391.232
19.395 | 382.206 | 19.143 | 378.865 | 382.206 | 378.865
19.52 | 372.354 | 19.269 | 365.242 | 372.354 | 365.242
19.645 | 363.04 | 19.395 | 356.384 | 363.04 | 356.384
19.77 | 354.269 | 19.52 | 347.44 | 354.269 | 347.44
19.895 | 344.923 | 19.645 | 336.711 | 344.923 | 336.711
20.02 | 334.51 | 19.77 | 325.885 | 334.51 | 325.885
20.144 | 322.727 | 19.895 | 316.667 | 322.727 | 316.667
20.268 | 312.461 | 20.02 | 308.677 | 312.461 | 308.677
20.392 | 304.508 | 20.144 | 301.679 | 304.508 | 301.679
20.516 | 298.342 | 20.268 | 294.502 | 298.342 | 294.502
20.64 | 293.483 | 20.392 | 286.752 | 293.483 | 286.752
20.763 | 290.089 | 20.516 | 281.924 | 290.089 | 281.924
20.887 | 283.649 | 20.64 | 276.481 | 283.649 | 276.481
21.01 | 275.138 | 20.64 | 276.481 | 275.138 | 276.481
21.132 | 265.19 | 20.763 | 269.527 | 265.19 | 269.527
21.255 | 255.593 | 20.887 | 264.378 | 255.593 | 264.378
21.378 | 248.056 | 21.01 | 260.301 | 248.056 | 260.301
21.5 | 243.098 | 21.132 | 253.859 | 243.098 | 253.859
21.622 | 242.452 | 21.255 | 248.588 | 242.452 | 248.588
21.744 | 240.591 | 21.378 | 242.94 | 240.591 | 242.94
21.865 | 236.543 | 21.5 | 236.158 | 236.543 | 236.158
21.987 | 231.611 | 21.622 | 229.243 | 231.611 | 229.243
22.108 | 225.28 | 21.744 | 220.98 | 225.28 | 220.98
22.229 | 221.726 | 21.865 | 213.588 | 221.726 | 213.588
22.349 | 219.383 | 21.987 | 207.785 | 219.383 | 207.785
22.47 | 216.618 | 22.108 | 204.754 | 216.618 | 204.754
22.59 | 212.656 | 22.229 | 201.198 | 212.656 | 201.198
22.71 | 210.223 | 22.349 | 196.037 | 210.223 | 196.037
22.83 | 207.725 | 22.47 | 190.85 | 207.725 | 190.85
22.95 | 205.267 | 22.59 | 187.181 | 205.267 | 187.181
23.07 | 203.576 | 22.71 | 184.577 | 203.576 | 184.577
23.189 | 199.322 | 22.83 | 182.839 | 199.322 | 182.839
23.308 | 194.523 | 22.95 | 178.499 | 194.523 | 178.499
23.427 | 190.328 | 23.07 | 172.525 | 190.328 | 172.525
23.546 | 184.481 | 23.189 | 166.988 | 184.481 | 166.988
23.664 | 177.865 | 23.308 | 162.887 | 177.865 | 162.887
23.782 | 174.121 | 23.427 | 160.494 | 174.121 | 160.494
23.9 | 173.59 | 23.546 | 161.717 | 173.59 | 161.717
24.018 | 173.003 | 23.664 | 162.735 | 173.003 | 162.735
24.136 | 171.295 | 23.782 | 160.853 | 171.295 | 160.853
24.253 | 166.798 | 23.9 | 158.324 | 166.798 | 158.324
24.37 | 163.992 | 24.018 | 154.135 | 163.992 | 154.135
24.487 | 162.944 | 24.136 | 147.684 | 162.944 | 147.684
24.604 | 161.351 | 24.253 | 142.428 | 161.351 | 142.428
24.72 | 162.236 | 24.37 | 140.465 | 162.236 | 140.465
24.836 | 162.367 | 24.487 | 137.793 | 162.367 | 137.793
24.953 | 157.446 | 24.604 | 136.184 | 157.446 | 136.184
25.068 | 151.351 | 24.604 | 136.184 | 151.351 | 136.184
25.184 | 146.972 | 24.72 | 134.782 | 146.972 | 134.782
25.299 | 143.061 | 24.836 | 133.59 | 143.061 | 133.59
25.415 | 140.942 | 24.953 | 131.576 | 140.942 | 131.576
25.53 | 141.181 | 25.068 | 126.989 | 141.181 | 126.989
25.644 | 142.307 | 25.184 | 123.087 | 142.307 | 123.087
25.759 | 142.94 | 25.299 | 119.601 | 142.94 | 119.601
25.873 | 142.632 | 25.415 | 118.35 | 142.632 | 118.35
25.987 | 140.927 | 25.53 | 117.421 | 140.927 | 117.421
26.101 | 137.367 | 25.644 | 115.438 | 137.367 | 115.438
26.215 | 135.077 | 25.759 | 111.336 | 135.077 | 111.336
26.328 | 134.348 | 25.873 | 109.879 | 134.348 | 109.879
26.441 | 133.333 | 25.987 | 108.916 | 133.333 | 108.916
26.554 | 130.671 | 26.101 | 106.214 | 130.671 | 106.214
26.667 | 125.779 | 26.215 | 105.01 | 125.779 | 105.01
26.78 | 121.94 | 26.328 | 104.249 | 121.94 | 104.249
26.892 | 118.706 | 26.441 | 101.678 | 118.706 | 101.678
27.004 | 117.229 | 26.554 | 100.79 | 117.229 | 100.79
27.116 | 118.556 | 26.667 | 98.648 | 118.556 | 98.648
27.228 | 119.085 | 26.78 | 97.461 | 119.085 | 97.461
27.339 | 116.324 | 26.892 | 94.954 | 116.324 | 94.954
27.45 | 115.284 | 27.004 | 93.405 | 115.284 | 93.405
27.561 | 116.564 | 27.116 | 91.962 | 116.564 | 91.962
27.672 | 116.043 | 27.228 | 90.625 | 116.043 | 90.625
27.782 | 114.584 | 27.339 | 93.672 | 114.584 | 93.672
27.893 | 112.704 | 27.45 | 92.332 | 112.704 | 92.332
28.003 | 111.401 | 27.561 | 89.414 | 111.401 | 89.414
28.113 | 110.917 | 27.672 | 87.237 | 110.917 | 87.237
28.222 | 108.476 | 27.782 | 87.327 | 108.476 | 87.327
28.332 | 106.642 | 27.893 | 84.191 | 106.642 | 84.191
28.441 | 105.866

## Lustr Plots (hidden)
| X |  | Y |  |  | factor
-32.12 | 0 | -32.221 | 122.869 | 0 | 122.869 | 1
-32.019 | 0 | -32.12 | 120.57 | 0 | 120.57
-31.917 | 0 | -32.019 | 118.22 | 0 | 118.22
-31.815 | 17.56 | -31.917 | 115.113 | 17.56 | 115.113
-31.714 | 47.637 | -31.815 | 113.676 | 47.637 | 113.676
-31.611 | 78.368 | -31.714 | 114.551 | 78.368 | 114.551
-31.509 | 106.086 | -31.611 | 117.715 | 106.086 | 117.715
-31.406 | 125.282 | -31.509 | 118.505 | 125.282 | 118.505
-31.303 | 125.846 | -31.406 | 120.722 | 125.846 | 120.722
-31.2 | 127.635 | -31.303 | 122.859 | 127.635 | 122.859
-31.097 | 131.411 | -31.2 | 126.664 | 131.411 | 126.664
-30.993 | 133.684 | -31.097 | 128.831 | 133.684 | 128.831
-30.89 | 131.07 | -30.993 | 131.048 | 131.07 | 131.048
-30.786 | 130.006 | -30.89 | 132.288 | 130.006 | 132.288
-30.681 | 130.031 | -30.786 | 132.434 | 130.031 | 132.434
-30.577 | 129.928 | -30.681 | 129.649 | 129.928 | 129.649
-30.472 | 134.317 | -30.577 | 127.579 | 134.317 | 127.579
-30.367 | 137.164 | -30.472 | 124.953 | 137.164 | 124.953
-30.262 | 137.289 | -30.367 | 125.371 | 137.289 | 125.371
-30.157 | 138.352 | -30.262 | 125.156 | 138.352 | 125.156
-30.051 | 141.345 | -30.157 | 128.201 | 141.345 | 128.201
-29.946 | 143.259 | -30.051 | 130.977 | 143.259 | 130.977
-29.84 | 146.713 | -29.946 | 134.543 | 146.713 | 134.543
-29.733 | 146.618 | -29.84 | 138.273 | 146.618 | 138.273
-29.627 | 147.263 | -29.733 | 138.452 | 147.263 | 138.452
-29.52 | 149.194 | -29.627 | 137.211 | 149.194 | 137.211
-29.413 | 148.171 | -29.52 | 135.608 | 148.171 | 135.608
-29.306 | 149.292 | -29.413 | 135.241 | 149.292 | 135.241
-29.199 | 150.833 | -29.306 | 135.854 | 150.833 | 135.854
-29.091 | 153.516 | -29.199 | 138.045 | 153.516 | 138.045
-28.983 | 153.762 | -29.091 | 140.283 | 153.762 | 140.283
-28.875 | 157.022 | -28.983 | 143.172 | 157.022 | 143.172
-28.767 | 158.216 | -28.875 | 146.405 | 158.216 | 146.405
-28.658 | 159.104 | -28.767 | 147.572 | 159.104 | 147.572
-28.55 | 159.268 | -28.658 | 150.651 | 159.268 | 150.651
-28.441 | 161.754 | -28.55 | 154.128 | 161.754 | 154.128
-28.332 | 167.908 | -28.441 | 156.333 | 167.908 | 156.333
-28.222 | 168.516 | -28.332 | 155.078 | 168.516 | 155.078
-28.113 | 170.832 | -28.222 | 157.444 | 170.832 | 157.444
-28.003 | 172.781 | -28.113 | 158.082 | 172.781 | 158.082
-27.893 | 176.888 | -28.003 | 157.598 | 176.888 | 157.598
-27.782 | 173.952 | -27.893 | 157.645 | 173.952 | 157.645
-27.672 | 174.706 | -27.782 | 161.786 | 174.706 | 161.786
-27.561 | 178.305 | -27.672 | 165.668 | 178.305 | 165.668
-27.45 | 181.65 | -27.561 | 165.922 | 181.65 | 165.922
-27.339 | 181.507 | -27.45 | 170.115 | 181.507 | 170.115
-27.228 | 181.365 | -27.339 | 174.168 | 181.365 | 174.168
-27.116 | 183.579 | -27.228 | 176.641 | 183.579 | 176.641
-27.004 | 187.325 | -27.116 | 175.479 | 187.325 | 175.479
-26.892 | 192.762 | -27.004 | 179.079 | 192.762 | 179.079
-26.78 | 196.346 | -26.892 | 181.857 | 196.346 | 181.857
-26.667 | 196.161 | -26.78 | 183.252 | 196.161 | 183.252
-26.554 | 199.26 | -26.667 | 183.788 | 199.26 | 183.788
-26.441 | 202.962 | -26.554 | 185.735 | 202.962 | 185.735
-26.328 | 205.685 | -26.441 | 187.614 | 205.685 | 187.614
-26.215 | 206.093 | -26.328 | 189.82 | 206.093 | 189.82
-26.101 | 208.4 | -26.215 | 191.452 | 208.4 | 191.452
-25.987 | 211.474 | -26.101 | 194.753 | 211.474 | 194.753
-25.873 | 213.475 | -25.987 | 198.425 | 213.475 | 198.425
-25.759 | 217.071 | -25.873 | 201.352 | 217.071 | 201.352
-25.644 | 218.989 | -25.759 | 205.095 | 218.989 | 205.095
-25.53 | 223.597 | -25.644 | 210.254 | 223.597 | 210.254
-25.415 | 224.551 | -25.53 | 213.343 | 224.551 | 213.343
-25.299 | 228.076 | -25.415 | 218.504 | 228.076 | 218.504
-25.184 | 227.481 | -25.299 | 221.937 | 227.481 | 221.937
-25.068 | 234.521 | -25.184 | 226.607 | 234.521 | 226.607
-24.953 | 239.782 | -25.068 | 227.708 | 239.782 | 227.708
-24.836 | 243.605 | -24.953 | 230.217 | 243.605 | 230.217
-24.72 | 245.408 | -24.836 | 231.682 | 245.408 | 231.682
-24.604 | 253.344 | -24.72 | 236.058 | 253.344 | 236.058
-24.487 | 257.69 | -24.604 | 240.194 | 257.69 | 240.194
-24.37 | 261.1 | -24.487 | 244.2 | 261.1 | 244.2
-24.253 | 265.829 | -24.37 | 243.897 | 265.829 | 243.897
-24.136 | 270.266 | -24.253 | 247.231 | 270.266 | 247.231
-24.018 | 271.384 | -24.136 | 249.427 | 271.384 | 249.427
-23.9 | 277.267 | -24.018 | 253.26 | 277.267 | 253.26
-23.782 | 279.999 | -23.9 | 257.284 | 279.999 | 257.284
-23.664 | 286.619 | -23.782 | 261.657 | 286.619 | 261.657
-23.546 | 293.151 | -23.664 | 265.374 | 293.151 | 265.374
-23.427 | 302.113 | -23.546 | 272.227 | 302.113 | 272.227
-23.308 | 306.112 | -23.427 | 279.725 | 306.112 | 279.725
-23.189 | 312.073 | -23.308 | 284.307 | 312.073 | 284.307
-23.07 | 315.507 | -23.189 | 287.145 | 315.507 | 287.145
-22.95 | 320.428 | -23.07 | 291.113 | 320.428 | 291.113
-22.83 | 325.789 | -22.95 | 295.113 | 325.789 | 295.113
-22.71 | 332.31 | -22.83 | 299.248 | 332.31 | 299.248
-22.59 | 340.446 | -22.71 | 304.188 | 340.446 | 304.188
-22.47 | 346.128 | -22.59 | 312.088 | 346.128 | 312.088
-22.349 | 351.064 | -22.47 | 318.409 | 351.064 | 318.409
-22.229 | 358.53 | -22.349 | 323.315 | 358.53 | 323.315
-22.108 | 366.876 | -22.229 | 330.138 | 366.876 | 330.138
-21.987 | 371.929 | -22.108 | 337.385 | 371.929 | 337.385
-21.865 | 379.897 | -21.987 | 344.851 | 379.897 | 344.851
-21.744 | 391.112 | -21.865 | 352.585 | 391.112 | 352.585
-21.622 | 400.508 | -21.744 | 358.916 | 400.508 | 358.916
-21.5 | 409.757 | -21.622 | 363.502 | 409.757 | 363.502
-21.378 | 419.664 | -21.5 | 371.487 | 419.664 | 371.487
-21.255 | 429.624 | -21.378 | 380.838 | 429.624 | 380.838
-21.132 | 438.489 | -21.255 | 390.895 | 438.489 | 390.895
-21.01 | 449.552 | -21.132 | 400.654 | 449.552 | 400.654
-20.887 | 459.67 | -21.01 | 409.969 | 459.67 | 409.969
-20.763 | 470.137 | -20.887 | 418.198 | 470.137 | 418.198
-20.64 | 480.901 | -20.763 | 427.478 | 480.901 | 427.478
-20.516 | 494.476 | -20.64 | 438.297 | 494.476 | 438.297
-20.392 | 508.431 | -20.516 | 448.277 | 508.431 | 448.277
-20.268 | 524.235 | -20.392 | 458.95 | 524.235 | 458.95
-20.144 | 539.429 | -20.268 | 470.163 | 539.429 | 470.163
-20.02 | 553.43 | -20.144 | 483.528 | 553.43 | 483.528
-19.895 | 569.513 | -20.02 | 495.172 | 569.513 | 495.172
-19.77 | 585.086 | -19.895 | 505.059 | 585.086 | 505.059
-19.645 | 603.451 | -19.77 | 517.916 | 603.451 | 517.916
-19.52 | 621.589 | -19.645 | 530.329 | 621.589 | 530.329
-19.395 | 641.096 | -19.52 | 541.284 | 641.096 | 541.284
-19.269 | 659.794 | -19.395 | 555.764 | 659.794 | 555.764
-19.143 | 681.631 | -19.269 | 572.734 | 681.631 | 572.734
-19.017 | 707.879 | -19.143 | 588.668 | 707.879 | 588.668
-18.891 | 733.822 | -19.017 | 602.905 | 733.822 | 602.905
-18.765 | 756.265 | -18.891 | 617.99 | 756.265 | 617.99
-18.638 | 775.281 | -18.765 | 634.539 | 775.281 | 634.539
-18.512 | 799.111 | -18.638 | 652.019 | 799.111 | 652.019
-18.385 | 824.975 | -18.512 | 672.656 | 824.975 | 672.656
-18.257 | 850.353 | -18.385 | 695.15 | 850.353 | 695.15
-18.13 | 879.638 | -18.257 | 717.266 | 879.638 | 717.266
-18.003 | 912.052 | -18.13 | 739.953 | 912.052 | 739.953
-17.875 | 947.105 | -18.003 | 764.43 | 947.105 | 764.43
-17.747 | 978.359 | -17.875 | 788.902 | 978.359 | 788.902
-17.619 | 1007.102 | -17.747 | 810.368 | 1007.102 | 810.368
-17.491 | 1039.186 | -17.619 | 833.856 | 1039.186 | 833.856
-17.362 | 1072.542 | -17.491 | 862.012 | 1072.542 | 862.012
-17.234 | 1106.65 | -17.362 | 893.552 | 1106.65 | 893.552
-17.105 | 1143.364 | -17.234 | 924.037 | 1143.364 | 924.037
-16.976 | 1186.789 | -17.105 | 956.863 | 1186.789 | 956.863
-16.847 | 1230.785 | -16.976 | 988.034 | 1230.785 | 988.034
-16.718 | 1271.893 | -16.847 | 1018.947 | 1271.893 | 1018.947
-16.588 | 1315.423 | -16.718 | 1053.064 | 1315.423 | 1053.064
-16.459 | 1362.694 | -16.588 | 1091.24 | 1362.694 | 1091.24
-16.329 | 1412.402 | -16.459 | 1129.548 | 1412.402 | 1129.548
-16.199 | 1461.743 | -16.329 | 1169.501 | 1461.743 | 1169.501
-16.069 | 1515.287 | -16.199 | 1206.563 | 1515.287 | 1206.563
-15.938 | 1572.372 | -16.069 | 1246.092 | 1572.372 | 1246.092
-15.808 | 1632.617 | -15.938 | 1291.266 | 1632.617 | 1291.266
-15.677 | 1697.411 | -15.808 | 1338.324 | 1697.411 | 1338.324
-15.546 | 1759.212 | -15.677 | 1388.981 | 1759.212 | 1388.981
-15.415 | 1824.232 | -15.546 | 1436.785 | 1824.232 | 1436.785
-15.284 | 1894.668 | -15.415 | 1489.216 | 1894.668 | 1489.216
-15.153 | 1963.013 | -15.284 | 1544.037 | 1963.013 | 1544.037
-15.021 | 2030.003 | -15.153 | 1602.183 | 2030.003 | 1602.183
-14.89 | 2108.256 | -15.021 | 1664.581 | 2108.256 | 1664.581
-14.758 | 2187.993 | -14.89 | 1725.063 | 2187.993 | 1725.063
-14.626 | 2267.332 | -14.758 | 1788.299 | 2267.332 | 1788.299
-14.494 | 2351.499 | -14.626 | 1849.761 | 2351.499 | 1849.761
-14.361 | 2434.636 | -14.494 | 1918.878 | 2434.636 | 1918.878
-14.229 | 2522.799 | -14.361 | 1992.315 | 2522.799 | 1992.315
-14.096 | 2620.316 | -14.229 | 2070.452 | 2620.316 | 2070.452
-13.964 | 2724.262 | -14.096 | 2145.897 | 2724.262 | 2145.897
-13.831 | 2825.67 | -13.964 | 2227.221 | 2825.67 | 2227.221
-13.698 | 2927.692 | -13.831 | 2313.689 | 2927.692 | 2313.689
-13.564 | 3041.928 | -13.698 | 2407.972 | 3041.928 | 2407.972
-13.431 | 3162.111 | -13.564 | 2495.837 | 3162.111 | 2495.837
-13.297 | 3282.637 | -13.431 | 2591.536 | 3282.637 | 2591.536
-13.164 | 3406.229 | -13.297 | 2688.487 | 3406.229 | 2688.487
-13.03 | 3543.958 | -13.164 | 2788.53 | 3543.958 | 2788.53
-12.896 | 3686.316 | -13.03 | 2887.931 | 3686.316 | 2887.931
-12.762 | 3824.03 | -12.896 | 2994.613 | 3824.03 | 2994.613
-12.628 | 3966.98 | -12.762 | 3113.522 | 3966.98 | 3113.522
-12.493 | 4113.667 | -12.628 | 3237.848 | 4113.667 | 3237.848
-12.359 | 4266.166 | -12.493 | 3355.515 | 4266.166 | 3355.515
-12.224 | 4422.851 | -12.359 | 3489.026 | 4422.851 | 3489.026
-12.089 | 4598.657 | -12.224 | 3627.639 | 4598.657 | 3627.639
-11.954 | 4762.66 | -12.089 | 3765.271 | 4762.66 | 3765.271
-11.819 | 4936.216 | -11.954 | 3910.93 | 4936.216 | 3910.93
-11.684 | 5120.411 | -11.819 | 4064.199 | 5120.411 | 4064.199
-11.549 | 5316.542 | -11.684 | 4221.038 | 5316.542 | 4221.038
-11.413 | 5509.771 | -11.549 | 4385.23 | 5509.771 | 4385.23
-11.278 | 5717.942 | -11.413 | 4559.587 | 5717.942 | 4559.587
-11.142 | 5929.122 | -11.278 | 4740.294 | 5929.122 | 4740.294
-11.006 | 6141.765 | -11.142 | 4919.743 | 6141.765 | 4919.743
-10.87 | 6353.31 | -11.006 | 5106.81 | 6353.31 | 5106.81
-10.734 | 6575.429 | -10.87 | 5297.753 | 6575.429 | 5297.753
-10.598 | 6812.356 | -10.734 | 5496.28 | 6812.356 | 5496.28
-10.461 | 7057.908 | -10.598 | 5694.095 | 7057.908 | 5694.095
-10.325 | 7305.256 | -10.461 | 5902.582 | 7305.256 | 5902.582
-10.188 | 7549.902 | -10.325 | 6120.262 | 7549.902 | 6120.262
-10.052 | 7807.44 | -10.188 | 6354.758 | 7807.44 | 6354.758
-9.915 | 8066.347 | -10.052 | 6593.964 | 8066.347 | 6593.964
-9.778 | 8344.282 | -9.915 | 6840.926 | 8344.282 | 6840.926
-9.641 | 8630.11 | -9.778 | 7085.764 | 8630.11 | 7085.764
-9.504 | 8929.728 | -9.641 | 7352.677 | 8929.728 | 7352.677
-9.366 | 9227.623 | -9.504 | 7609.088 | 9227.623 | 7609.088
-9.229 | 9518.005 | -9.366 | 7887.855 | 9518.005 | 7887.855
-9.092 | 9808.486 | -9.229 | 8170.126 | 9808.486 | 8170.126
-8.954 | 10121.857 | -9.092 | 8448.75 | 10121.857 | 8448.75
-8.816 | 10452.935 | -8.954 | 8738.672 | 10452.935 | 8738.672
-8.679 | 10784.987 | -8.816 | 9047.297 | 10784.987 | 9047.297
-8.541 | 11136.708 | -8.679 | 9350.972 | 11136.708 | 9350.972
-8.403 | 11495.541 | -8.541 | 9657.895 | 11495.541 | 9657.895
-8.265 | 11848.274 | -8.403 | 9992.253 | 11848.274 | 9992.253
-8.126 | 12212.063 | -8.265 | 10324.678 | 12212.063 | 10324.678
-7.988 | 12592.021 | -8.126 | 10662.916 | 12592.021 | 10662.916
-7.85 | 12965.034 | -7.988 | 11010.803 | 12965.034 | 11010.803
-7.711 | 13349.917 | -7.85 | 11369.118 | 13349.917 | 11369.118
-7.573 | 13753.515 | -7.711 | 11725.57 | 13753.515 | 11725.57
-7.434 | 14146.339 | -7.573 | 12090.121 | 14146.339 | 12090.121
-7.295 | 14547.367 | -7.434 | 12465.549 | 14547.367 | 12465.549
-7.156 | 14938.309 | -7.295 | 12858.981 | 14938.309 | 12858.981
-7.018 | 15339.681 | -7.156 | 13246.171 | 15339.681 | 13246.171
-6.879 | 15749.488 | -7.018 | 13631.465 | 15749.488 | 13631.465
-6.739 | 16173.147 | -6.879 | 14023.332 | 16173.147 | 14023.332
-6.6 | 16575.686 | -6.739 | 14431.162 | 16575.686 | 14431.162
-6.461 | 17015.354 | -6.6 | 14841.921 | 17015.354 | 14841.921
-6.322 | 17471.579 | -6.461 | 15264.745 | 17471.579 | 15264.745
-6.182 | 17915.738 | -6.322 | 15700.082 | 17915.738 | 15700.082
-6.043 | 18347.842 | -6.182 | 16138.154 | 18347.842 | 16138.154
-5.903 | 18776.461 | -6.043 | 16562.916 | 18776.461 | 16562.916
-5.764 | 19196.61 | -5.903 | 16989.894 | 19196.61 | 16989.894
-5.624 | 19617.618 | -5.764 | 17418.738 | 19617.618 | 17418.738
-5.484 | 20098.888 | -5.624 | 17860.111 | 20098.888 | 17860.111
-5.345 | 20554.794 | -5.484 | 18298.895 | 20554.794 | 18298.895
-5.205 | 21025.481 | -5.345 | 18739.183 | 21025.481 | 18739.183
-5.065 | 21473.158 | -5.205 | 19162.007 | 21473.158 | 19162.007
-4.925 | 21937.295 | -5.065 | 19584.968 | 21937.295 | 19584.968
-4.785 | 22372.575 | -4.925 | 20035.693 | 22372.575 | 20035.693
-4.645 | 22826.938 | -4.785 | 20487.998 | 22826.938 | 20487.998
-4.505 | 23273.103 | -4.645 | 20917.115 | 23273.103 | 20917.115
-4.364 | 23697.178 | -4.505 | 21327.811 | 23697.178 | 21327.811
-4.224 | 24098.896 | -4.364 | 21750.991 | 24098.896 | 21750.991
-4.084 | 24502.153 | -4.224 | 22147.452 | 24502.153 | 22147.452
-3.943 | 24882.126 | -4.084 | 22554.036 | 24882.126 | 22554.036
-3.803 | 25260.93 | -3.943 | 22953.697 | 25260.93 | 22953.697
-3.662 | 25628.644 | -3.803 | 23398.74 | 25628.644 | 23398.74
-3.522 | 26002.047 | -3.662 | 23860.063 | 26002.047 | 23860.063
-3.381 | 26357.984 | -3.522 | 24297.831 | 26357.984 | 24297.831
-3.241 | 26711.842 | -3.381 | 24725.047 | 26711.842 | 24725.047
-3.1 | 27038.705 | -3.241 | 25125.47 | 27038.705 | 25125.47
-2.96 | 27366.36 | -3.1 | 25517.26 | 27366.36 | 25517.26
-2.819 | 27723.89 | -2.96 | 25887.232 | 27723.89 | 25887.232
-2.678 | 28007.371 | -2.819 | 26258.24 | 28007.371 | 26258.24
-2.537 | 28286.487 | -2.678 | 26615.55 | 28286.487 | 26615.55
-2.397 | 28545.176 | -2.537 | 26976.464 | 28545.176 | 26976.464
-2.256 | 28766.259 | -2.397 | 27341.282 | 28766.259 | 27341.282
-2.115 | 28955.179 | -2.256 | 27660.489 | 28955.179 | 27660.489
-1.974 | 29159.776 | -2.115 | 27936.741 | 29159.776 | 27936.741
-1.833 | 29337.047 | -1.974 | 28222.315 | 29337.047 | 28222.315
-1.692 | 29516.548 | -1.833 | 28483.871 | 29516.548 | 28483.871
-1.551 | 29650.482 | -1.692 | 28724.729 | 29650.482 | 28724.729
-1.41 | 29802.98 | -1.551 | 28971.921 | 29802.98 | 28971.921
-1.269 | 29921.791 | -1.41 | 29218.484 | 29921.791 | 29218.484
-1.128 | 30076.164 | -1.269 | 29382.796 | 30076.164 | 29382.796
-0.987 | 30180.302 | -1.128 | 29520.716 | 30180.302 | 29520.716
-0.846 | 30239.499 | -0.987 | 29669.262 | 30239.499 | 29669.262
-0.705 | 30200.985 | -0.846 | 29813.123 | 30200.985 | 29813.123
-0.564 | 30193.248 | -0.705 | 29980.181 | 30193.248 | 29980.181
-0.423 | 30231.47 | -0.564 | 30141.11 | 30231.47 | 30141.11
-0.282 | 30253.793 | -0.423 | 30227.217 | 30253.793 | 30227.217
-0.141 | 30275.246 | -0.282 | 30276.638 | 30275.246 | 30276.638
0 | 30275.902 | -0.141 | 30256.451 | 30275.902 | 30256.451
0.141 | 30233.079 | 0 | 30275.902 | 30233.079 | 30275.902
0.282 | 30150.176 | 0.141 | 30239.844 | 30150.176 | 30239.844
0.423 | 30078.875 | 0.282 | 30243.423 | 30078.875 | 30243.423
0.564 | 30007.463 | 0.423 | 30157.745 | 30007.463 | 30157.745
0.705 | 29927.755 | 0.564 | 30101.166 | 29927.755 | 30101.166
0.846 | 29821.794 | 0.705 | 30047.07 | 29821.794 | 30047.07
0.987 | 29694.346 | 0.846 | 29989.257 | 29694.346 | 29989.257
1.128 | 29564.649 | 0.987 | 29902.19 | 29564.649 | 29902.19
1.269 | 29430.506 | 1.128 | 29798.744 | 29430.506 | 29798.744
1.41 | 29268.635 | 1.269 | 29644.166 | 29268.635 | 29644.166
1.551 | 29082.338 | 1.41 | 29457.318 | 29082.338 | 29457.318
1.692 | 28893.411 | 1.551 | 29243.645 | 28893.411 | 29243.645
1.833 | 28689.386 | 1.692 | 29050.858 | 28689.386 | 29050.858
1.974 | 28446.181 | 1.833 | 28820.744 | 28446.181 | 28820.744
2.115 | 28192.852 | 1.974 | 28530.622 | 28192.852 | 28530.622
2.256 | 27929.542 | 2.115 | 28211.482 | 27929.542 | 28211.482
2.397 | 27654.073 | 2.256 | 27902.665 | 27654.073 | 27902.665
2.537 | 27361.789 | 2.397 | 27555.387 | 27361.789 | 27555.387
2.678 | 27074.763 | 2.537 | 27220.009 | 27074.763 | 27220.009
2.819 | 26764.284 | 2.678 | 26893.76 | 26764.284 | 26893.76
2.96 | 26459.102 | 2.819 | 26533.905 | 26459.102 | 26533.905
3.1 | 26126.456 | 2.96 | 26178.454 | 26126.456 | 26178.454
3.241 | 25761.37 | 3.1 | 25829.751 | 25761.37 | 25829.751
3.381 | 25393.792 | 3.241 | 25431.413 | 25393.792 | 25431.413
3.522 | 25072.989 | 3.381 | 25057.547 | 25072.989 | 25057.547
3.662 | 24721.898 | 3.522 | 24629.867 | 24721.898 | 24629.867
3.803 | 24335.441 | 3.662 | 24211.53 | 24335.441 | 24211.53
3.943 | 23947.242 | 3.803 | 23794.737 | 23947.242 | 23794.737
4.084 | 23547.196 | 3.943 | 23382.404 | 23547.196 | 23382.404
4.224 | 23127.829 | 4.084 | 22949.659 | 23127.829 | 22949.659
4.364 | 22719.896 | 4.224 | 22540.06 | 22719.896 | 22540.06
4.505 | 22313.09 | 4.364 | 22101.648 | 22313.09 | 22101.648
4.645 | 21914.344 | 4.505 | 21659.004 | 21914.344 | 21659.004
4.785 | 21497.046 | 4.645 | 21232.548 | 21497.046 | 21232.548
4.925 | 21074.859 | 4.785 | 20770.304 | 21074.859 | 20770.304
5.065 | 20656.48 | 4.925 | 20309.082 | 20656.48 | 20309.082
5.205 | 20251.081 | 5.065 | 19885.418 | 20251.081 | 19885.418
5.345 | 19831.906 | 5.205 | 19444.774 | 19831.906 | 19444.774
5.484 | 19415.292 | 5.345 | 19003.509 | 19415.292 | 19003.509
5.624 | 18982.357 | 5.484 | 18547.512 | 18982.357 | 18547.512
5.764 | 18536.91 | 5.624 | 18102.823 | 18536.91 | 18102.823
5.903 | 18107.584 | 5.764 | 17631.071 | 18107.584 | 17631.071
6.043 | 17675.488 | 5.903 | 17177.692 | 17675.488 | 17177.692
6.182 | 17232.883 | 6.043 | 16726.762 | 17232.883 | 16726.762
6.322 | 16798.863 | 6.182 | 16282.178 | 16798.863 | 16282.178
6.461 | 16392.045 | 6.322 | 15832.959 | 16392.045 | 15832.959
6.6 | 15975.409 | 6.461 | 15369.697 | 15975.409 | 15369.697
6.739 | 15566.238 | 6.6 | 14928.241 | 15566.238 | 14928.241
6.879 | 15168.707 | 6.739 | 14491.833 | 15168.707 | 14491.833
7.018 | 14779.763 | 6.879 | 14057.356 | 14779.763 | 14057.356
7.156 | 14395.135 | 7.018 | 13640.041 | 14395.135 | 13640.041
7.295 | 14010.083 | 7.156 | 13243.269 | 14010.083 | 13243.269
7.434 | 13649.929 | 7.295 | 12844.081 | 13649.929 | 12844.081
7.573 | 13284.2 | 7.434 | 12437.548 | 13284.2 | 12437.548
7.711 | 12909.532 | 7.573 | 12054.4 | 12909.532 | 12054.4
7.85 | 12534.796 | 7.711 | 11671.708 | 12534.796 | 11671.708
7.988 | 12196.758 | 7.85 | 11294.912 | 12196.758 | 11294.912
8.126 | 11852.592 | 7.988 | 10933.435 | 11852.592 | 10933.435
8.265 | 11500.048 | 8.126 | 10580.793 | 11500.048 | 10580.793
8.403 | 11152.803 | 8.265 | 10223.662 | 11152.803 | 10223.662
8.541 | 10813.411 | 8.403 | 9886.821 | 10813.411 | 9886.821
8.679 | 10482.846 | 8.541 | 9562.234 | 10482.846 | 9562.234
8.816 | 10146.68 | 8.679 | 9246.946 | 10146.68 | 9246.946
8.954 | 9818.662 | 8.816 | 8942.61 | 9818.662 | 8942.61
9.092 | 9498.843 | 8.954 | 8639.834 | 9498.843 | 8639.834
9.229 | 9189.722 | 9.092 | 8353.417 | 9189.722 | 8353.417
9.366 | 8895.327 | 9.229 | 8061.962 | 8895.327 | 8061.962
9.504 | 8628.657 | 9.366 | 7768.894 | 8628.657 | 7768.894
9.641 | 8359.829 | 9.504 | 7478.037 | 8359.829 | 7478.037
9.778 | 8092.883 | 9.641 | 7221.299 | 8092.883 | 7221.299
9.915 | 7823.577 | 9.778 | 6970.476 | 7823.577 | 6970.476
10.052 | 7558.507 | 9.915 | 6724.605 | 7558.507 | 6724.605
10.188 | 7288.417 | 10.052 | 6481.739 | 7288.417 | 6481.739
10.325 | 7050.025 | 10.188 | 6244.853 | 7050.025 | 6244.853
10.461 | 6814.226 | 10.325 | 6010.641 | 6814.226 | 6010.641
10.598 | 6581.274 | 10.461 | 5782.636 | 6581.274 | 5782.636
10.734 | 6355.909 | 10.598 | 5559.702 | 6355.909 | 5559.702
10.87 | 6140.248 | 10.734 | 5355.3 | 6140.248 | 5355.3
11.006 | 5920.488 | 10.87 | 5152.305 | 5920.488 | 5152.305
11.142 | 5716.885 | 11.006 | 4954.524 | 5716.885 | 4954.524
11.278 | 5524.388 | 11.142 | 4770.589 | 5524.388 | 4770.589
11.413 | 5333.531 | 11.278 | 4595.44 | 5333.531 | 4595.44
11.549 | 5148.23 | 11.413 | 4425.837 | 5148.23 | 4425.837
11.684 | 4967.123 | 11.549 | 4274.242 | 4967.123 | 4274.242
11.819 | 4788.878 | 11.684 | 4123.001 | 4788.878 | 4123.001
11.954 | 4609.869 | 11.819 | 3973.879 | 4609.869 | 3973.879
12.089 | 4433.548 | 11.954 | 3830.339 | 4433.548 | 3830.339
12.224 | 4269.206 | 12.089 | 3690.666 | 4269.206 | 3690.666
12.359 | 4109.808 | 12.224 | 3553.572 | 4109.808 | 3553.572
12.493 | 3957.414 | 12.359 | 3412.976 | 3957.414 | 3412.976
12.628 | 3815.888 | 12.493 | 3284.701 | 3815.888 | 3284.701
12.762 | 3686.234 | 12.628 | 3166.618 | 3686.234 | 3166.618
12.896 | 3554.597 | 12.762 | 3055.103 | 3554.597 | 3055.103
13.03 | 3425.21 | 12.896 | 2935.969 | 3425.21 | 2935.969
13.164 | 3302.818 | 13.03 | 2825.907 | 3302.818 | 2825.907
13.297 | 3179.276 | 13.164 | 2714.602 | 3179.276 | 2714.602
13.431 | 3061.351 | 13.297 | 2612.108 | 3061.351 | 2612.108
13.564 | 2950.611 | 13.431 | 2506.711 | 2950.611 | 2506.711
13.698 | 2844.657 | 13.564 | 2413.515 | 2844.657 | 2413.515
13.831 | 2741.254 | 13.698 | 2318.445 | 2741.254 | 2318.445
13.964 | 2643.601 | 13.831 | 2230.159 | 2643.601 | 2230.159
14.096 | 2552.612 | 13.964 | 2142.97 | 2552.612 | 2142.97
14.229 | 2461.424 | 14.096 | 2071.4 | 2461.424 | 2071.4
14.361 | 2376.182 | 14.229 | 2000.138 | 2376.182 | 2000.138
14.494 | 2296.11 | 14.361 | 1932.703 | 2296.11 | 1932.703
14.626 | 2217.075 | 14.494 | 1863.132 | 2217.075 | 1863.132
14.758 | 2134.912 | 14.626 | 1797.402 | 2134.912 | 1797.402
14.89 | 2053.866 | 14.758 | 1725.453 | 2053.866 | 1725.453
15.021 | 1974.479 | 14.89 | 1655.595 | 1974.479 | 1655.595
15.153 | 1897.162 | 15.021 | 1592.873 | 1897.162 | 1592.873
15.284 | 1828.558 | 15.153 | 1535.566 | 1828.558 | 1535.566
15.415 | 1760.213 | 15.284 | 1479.146 | 1760.213 | 1479.146
15.546 | 1693.848 | 15.415 | 1421.942 | 1693.848 | 1421.942
15.677 | 1633.737 | 15.546 | 1373.505 | 1633.737 | 1373.505
15.808 | 1575.823 | 15.677 | 1320.904 | 1575.823 | 1320.904
15.938 | 1520.935 | 15.808 | 1269.48 | 1520.935 | 1269.48
16.069 | 1468.086 | 15.938 | 1221.195 | 1468.086 | 1221.195
16.199 | 1415.501 | 16.069 | 1178.486 | 1415.501 | 1178.486
16.329 | 1362.401 | 16.199 | 1135.529 | 1362.401 | 1135.529
16.459 | 1313.19 | 16.329 | 1093.972 | 1313.19 | 1093.972
16.588 | 1264.025 | 16.459 | 1057.174 | 1264.025 | 1057.174
16.718 | 1220.436 | 16.588 | 1019.733 | 1220.436 | 1019.733
16.847 | 1181.626 | 16.718 | 984.593 | 1181.626 | 984.593
16.976 | 1145.028 | 16.847 | 947.657 | 1145.028 | 947.657
17.105 | 1109.497 | 16.976 | 917.245 | 1109.497 | 917.245
17.234 | 1078.989 | 17.105 | 890.428 | 1078.989 | 890.428
17.362 | 1046.219 | 17.234 | 862.996 | 1046.219 | 862.996
17.491 | 1011.828 | 17.362 | 832.988 | 1011.828 | 832.988
17.619 | 980.434 | 17.491 | 805.802 | 980.434 | 805.802
17.747 | 952.103 | 17.619 | 784.263 | 952.103 | 784.263
17.875 | 919.994 | 17.747 | 762.92 | 919.994 | 762.92
18.003 | 888.319 | 17.875 | 738.063 | 888.319 | 738.063
18.13 | 860.195 | 18.003 | 715.741 | 860.195 | 715.741
18.257 | 835.597 | 18.13 | 694.319 | 835.597 | 694.319
18.385 | 808.717 | 18.257 | 672.242 | 808.717 | 672.242
18.512 | 784.432 | 18.385 | 649.931 | 784.432 | 649.931
18.638 | 762.998 | 18.512 | 632.277 | 762.998 | 632.277
18.765 | 740.805 | 18.638 | 613.502 | 740.805 | 613.502
18.891 | 717.131 | 18.765 | 593.694 | 717.131 | 593.694
19.017 | 696.423 | 18.891 | 577.77 | 696.423 | 577.77
19.143 | 679.421 | 19.017 | 562.593 | 679.421 | 562.593
19.269 | 662.106 | 19.143 | 545.622 | 662.106 | 545.622
19.395 | 648.384 | 19.269 | 528.77 | 648.384 | 528.77
19.52 | 632.232 | 19.395 | 514.353 | 632.232 | 514.353
19.645 | 612.712 | 19.52 | 502.196 | 612.712 | 502.196
19.77 | 592.279 | 19.645 | 491.828 | 592.279 | 491.828
19.895 | 575.164 | 19.77 | 480.832 | 575.164 | 480.832
20.02 | 558.753 | 19.895 | 471.103 | 558.753 | 471.103
20.144 | 544.177 | 20.02 | 459.377 | 544.177 | 459.377
20.268 | 530.074 | 20.144 | 449.361 | 530.074 | 449.361
20.392 | 517.481 | 20.268 | 439.741 | 517.481 | 439.741
20.516 | 505.372 | 20.392 | 432.439 | 505.372 | 432.439
20.64 | 490.885 | 20.516 | 424.513 | 490.885 | 424.513
20.763 | 477.469 | 20.64 | 415.117 | 477.469 | 415.117
20.887 | 465.779 | 20.763 | 404.291 | 465.779 | 404.291
21.01 | 454.979 | 20.887 | 393.314 | 454.979 | 393.314
21.132 | 446.575 | 21.01 | 380.593 | 446.575 | 380.593
21.255 | 437.78 | 21.132 | 370.557 | 437.78 | 370.557
21.378 | 426.888 | 21.255 | 363.574 | 426.888 | 363.574
21.5 | 417.652 | 21.378 | 357.362 | 417.652 | 357.362
21.622 | 409.885 | 21.5 | 351.371 | 409.885 | 351.371
21.744 | 399.25 | 21.622 | 345.201 | 399.25 | 345.201
21.865 | 390.995 | 21.744 | 338.546 | 390.995 | 338.546
21.987 | 383.97 | 21.865 | 329.427 | 383.97 | 329.427
22.108 | 374.72 | 21.987 | 323.616 | 374.72 | 323.616
22.229 | 368.079 | 22.108 | 317.623 | 368.079 | 317.623
22.349 | 363.454 | 22.229 | 311.652 | 363.454 | 311.652
22.47 | 355.932 | 22.349 | 305.754 | 355.932 | 305.754
22.59 | 346.879 | 22.47 | 301.264 | 346.879 | 301.264
22.71 | 340.102 | 22.59 | 295.105 | 340.102 | 295.105
22.83 | 331.273 | 22.71 | 287.314 | 331.273 | 287.314
22.95 | 322.814 | 22.83 | 281.192 | 322.814 | 281.192
23.07 | 318.836 | 22.95 | 276.646 | 318.836 | 276.646
23.189 | 313.116 | 23.07 | 273.273 | 313.116 | 273.273
23.308 | 304.282 | 23.189 | 266.284 | 304.282 | 266.284
23.427 | 295.874 | 23.308 | 263.547 | 295.874 | 263.547
23.546 | 290.417 | 23.427 | 257.598 | 290.417 | 257.598
23.664 | 287.093 | 23.546 | 251.25 | 287.093 | 251.25
23.782 | 285.708 | 23.664 | 246.291 | 285.708 | 246.291
23.9 | 284.687 | 23.782 | 243.843 | 284.687 | 243.843
24.018 | 281.801 | 23.9 | 240.322 | 281.801 | 240.322
24.136 | 278.9 | 24.018 | 236.624 | 278.9 | 236.624
24.253 | 275.823 | 24.136 | 234.771 | 275.823 | 234.771
24.37 | 269.139 | 24.253 | 229.434 | 269.139 | 229.434
24.487 | 262.472 | 24.37 | 226.266 | 262.472 | 226.266
24.604 | 256.308 | 24.487 | 223.671 | 256.308 | 223.671
24.72 | 249.731 | 24.604 | 220.686 | 249.731 | 220.686
24.836 | 245.285 | 24.72 | 217.9 | 245.285 | 217.9
24.953 | 243.532 | 24.836 | 214.232 | 243.532 | 214.232
25.068 | 242.097 | 24.953 | 208.75 | 242.097 | 208.75
25.184 | 239.014 | 25.068 | 205.09 | 239.014 | 205.09
25.299 | 236.407 | 25.184 | 200.59 | 236.407 | 200.59
25.415 | 232.192 | 25.299 | 197.106 | 232.192 | 197.106
25.53 | 228.228 | 25.415 | 194.867 | 228.228 | 194.867
25.644 | 225.789 | 25.53 | 194.931 | 225.789 | 194.931
25.759 | 223.669 | 25.644 | 193.668 | 223.669 | 193.668
25.873 | 221.204 | 25.759 | 191.677 | 221.204 | 191.677
25.987 | 216.828 | 25.873 | 191.899 | 216.828 | 191.899
26.101 | 212.203 | 25.987 | 192.848 | 212.203 | 192.848
26.215 | 208.056 | 26.101 | 184.965 | 208.056 | 184.965
26.328 | 204.616 | 26.215 | 180.009 | 204.616 | 180.009
26.441 | 200.423 | 26.328 | 175.924 | 200.423 | 175.924
26.554 | 196.544 | 26.441 | 172.21 | 196.544 | 172.21
26.667 | 192.131 | 26.554 | 170.398 | 192.131 | 170.398
26.78 | 189.742 | 26.667 | 168.122 | 189.742 | 168.122
26.892 | 187.338 | 26.78 | 163.896 | 187.338 | 163.896
27.004 | 185.435 | 26.892 | 161.244 | 185.435 | 161.244
27.116 | 183.923 | 27.004 | 160.638 | 183.923 | 160.638
27.228 | 184.706 | 27.116 | 159.511 | 184.706 | 159.511
27.339 | 182.72 | 27.228 | 161.546 | 182.72 | 161.546
27.45 | 177.245 | 27.339 | 157.872 | 177.245 | 157.872
27.561 | 171.503 | 27.45 | 156.61 | 171.503 | 156.61
27.672 | 169.516 | 27.561 | 156.155 | 169.516 | 156.155
27.782 | 168.863 | 27.672 | 154.647 | 168.863 | 154.647
27.893 | 167.032 | 27.782 | 150.906 | 167.032 | 150.906
28.003 | 165.425 | 27.893 | 150.311 | 165.425 | 150.311
28.113 | 163.277 | 28.003 | 148.241 | 163.277 | 148.241
28.222 | 161.707 | 28.113 | 143.265 | 161.707 | 143.265
28.332 | 160.662 | 28.222 | 141.516 | 160.662 | 141.516
28.441 | 159.729 | 28.332 | 141.061 | 159.729 | 141.061
28.55 | 156.818 | 28.441 | 140.008 | 156.818 | 140.008
28.658 | 153.588 | 28.55 | 139.546 | 153.588 | 139.546
28.767 | 152.203 | 28.658 | 136.803 | 152.203 | 136.803
28.875 | 152.618 | 28.767 | 136.568 | 152.618 | 136.568
28.983 | 151.22 | 28.875 | 134.762 | 151.22 | 134.762
29.091 | 150.056 | 28.983 | 135.669 | 150.056 | 135.669
29.199 | 148.884 | 29.091 | 135.002 | 148.884 | 135.002
29.306 | 149.354 | 29.199 | 137.436 | 149.354 | 137.436
29.413 | 148.845 | 29.306 | 135.182 | 148.845 | 135.182
29.52 | 147.78 | 29.413 | 132.606 | 147.78 | 132.606
29.627 | 144.611 | 29.52 | 126.879 | 144.611 | 126.879
29.733 | 143.834 | 29.627 | 123.274 | 143.834 | 123.274
29.84 | 143.61 | 29.733 | 121.563 | 143.61 | 121.563
29.946 | 143.073 | 29.84 | 120.337 | 143.073 | 120.337
30.051 | 141.47 | 29.946 | 119.538 | 141.47 | 119.538
30.157 | 140.733 | 30.051 | 119.734 | 140.733 | 119.734
30.262 | 138.609 | 30.157 | 121.184 | 138.609 | 121.184
30.367 | 136.722 | 30.262 | 122.265 | 136.722 | 122.265
30.472 | 136.658 | 30.367 | 121.335 | 136.658 | 121.335
30.577 | 136.783 | 30.472 | 120.651 | 136.783 | 120.651
30.681 | 136.08 | 30.577 | 118.947 | 136.08 | 118.947
30.786 | 135.564 | 30.681 | 112.455 | 135.564 | 112.455
30.89 | 134.659 | 30.786 | 109.946 | 134.659 | 109.946
30.993 | 133.427 | 30.89 | 110.368 | 133.427 | 110.368
30.993 | 133.427 | 30.89 | 110.368 | 133.427 | 110.368
31.097 | 131.992 | 30.993 | 111.693 | 131.992 | 111.693
31.2 | 131.971 | 31.097 | 111.413 | 131.971 | 111.413
31.303 | 131.625 | 31.2 | 112.36 | 131.625 | 112.36
31.406 | 131.341 | 31.303 | 109.807 | 131.341 | 109.807
31.509 | 130.27 | 31.406 | 109.255 | 130.27 | 109.255
31.611 | 128.077 | 31.509 | 107.589 | 128.077 | 107.589
31.714 | 124.158 | 31.611 | 106.567 | 124.158 | 106.567
31.815 | 121.334 | 31.714 | 104.748 | 121.334 | 104.748
31.917 | 119.683 | 31.815 | 89.713 | 119.683 | 89.713
32.019 | 120.147 | 31.917 | 64.379 | 120.147 | 64.379
32.12 | 120.57 | 32.019 | 45.122 | 120.57 | 45.122

## Lenses & Diffusers (hidden)
Note : All measurments are with a Vivid
Luminit Diffuser | Side Facing LEDs | Field Lumens | Field Angle Horiz | Field Angle Vert | Lens Efficiency
none |  | 1127 | 21.09 | 19.14 | 100%
20 | smooth | 1034 | 46.4 | 44.9 | 91.75%
20 | rough | 1112 | 47.29 | 45.71 | 98.67%
30x5 | rough | 1078 | 64.74 | 25.45 | 95.65%
40 | rough | 1114 | 74.31 | 76.21 | 98.85%
60x10 | rough | 1062 | 74.87 | 30.62 | 94.23%
60 | rough | 1003 | 74.87 | 76.64 | 89%
75x35 | rough | 1031 | 75* | 61.68 | 91.48% | *note - we could not capture the full field width
MicrolensLens | Lens Efficiency |  |  | Vivid Field Angle Horiz | Vivid Field Angle Vert | Paletta Field Angle Horiz | Paletta Field Angle Vert | Lustr Field Angle Horiz | Lustr Field Angle Vert
| Vivid | Paletta | Lustr
none | na | na | na | 18.6 | 18.6 | 25.7 | 25.7 | 26.4 | 26.4 | 0.7 | 0.7
H40 | 97.8% | 93.6% | 93.5% | 41.3 | 21.3 | 44.6 | 26.8 | 45.2 | 27.1 | 0.6 | 0.3
V40 | 100.4% | 94.5% | 94.6% | 23.5 | 40.7 | 28.8 | 44 | 28.9 | 44.7 | 0.1 | 0.7
H50 | 96% | 93.6% | 95.1% | 72.3 | 21.9 | 74.4 | 27.1 | 75 | 28 | 0.6 | 0.9
V50 | 97.8% | 94.5% | 94.6% | 24.8 | 72.3 | 29.5 | 76 | 31.3 | 76.6 | 1.8 | 0.6
H60 | 97.8% | 94.5% | 95.7% | 68.2 | 21.6 | 71.3 | 27.3 | 71.4 | 27.8 | 0.1 | 0.5
V60 | 99.6% | 95.4% | 96.8% | 24.9 | 67.6 | 30.6 | 70.8 | 31.3 | 71.2 | 0.7 | 0.4
H70 | 96% | 91.8% | 93.5% | 72.8 | 21.7 | 78 | 28 | 79.2 | 28 | 1.2 | 0
V70 | 97.8% | 91.8% | 94.6% | 25.1 | 72.9 | 31.3 | 78.5 | 31 | 79.4 | -0.3 | 0.9
H80 | 92.4% | 90% | 90.8% | ~78 | 22.2 | 80 | 27.5 | 82.5 | 28.2 | 2.5 | 0.7
V80 | 95.1% | 90.9% | 92.4% | 26.5 | 80.3 | 31 | 82 | 31.3 | 82.5 | 0.3 | 0.5
H40 + V40 | 90.7% | 86.4% | 86.9% | 44.7 | 42.6 | 47.6 | 45.7 | 48.1 | 46.6 | 0.5 | 0.9
H60 + V60 | 95.1% | 91.8% | 92.4% | 70.4 | 70.2 | 73.8 | 72.3 | 73.6 | 72.4 | -0.2 | 0.1
H40 + V60 | 92.4% | 89.1% | 89.7% | 45.3 | 69.8 | 48.5 | 72.1 | 48.8 | 72.4 | 0.3 | 0.3
H40 + V80 | 88.9% | 85.5% | 85.8% | 45.8 | 81.4 | 48.6 | 82 | 49.1 | 82.6 | 0.5 | 0.6
[10 empty] | 0.62143 | 0.52857

## Vivid H40 (hidden)
Selador | Lamp |  | Wattage
Vivid | Lumileds K2 |  | 122 |  | Note: Owing to the variability of LEDs, output data and color matches should be viewed as approximate
Note: All data taken with room temperature fixture
| Beam Angle | Field Angle
Horizontal | 28.9 | 41.3
| Accessory Lens | Candela | Field Lumens | Beam Lumens | Lens Efficiency | Efficacy
| H40 | 12130 | 1100 | 650 | 97.78% | 9.0164
| For Field diameter at any distance, multiply distance by |  |  |  | 0.75374
| For Beam diameter at any distance, multiply distance by |  |  |  | 0.51537
| Throw Distance (ft) | 10 | 15 | 20 | 25
| Throw Distance (m) | 3.048 | 4.572 | 6.096 | 7.62
| Field Diameter (ft) | 7.5374 | 11.3061 | 15.0749 | 18.8436
| Field Diameter (m) | 2.2974 | 3.4461 | 4.5948 | 5.7435
| Illuminance (fc) | 121.3 | 53.9111 | 30.325 | 19.408
| Illuminance (lux) | 1305.6611 | 580.2938 | 326.4153 | 208.9058
Test Distance | Iso-Illuminance Diagram grid lines
72 | 10 | 20 | 30 | 40
| 0.13889 | 0.27778 | 0.41667 | 0.55556
| Beam Angle | Field Angle
Vertical | 10 | 21.3
| For Field diameter at any distance, multiply distance by |  |  |  | 0.3761
| For Beam diameter at any distance, multiply distance by |  |  |  | 0.17498
| Throw Distance (ft) | 10 | 15 | 20 | 25
| Throw Distance (m) | 3.048 | 4.572 | 6.096 | 7.62
| Field Diameter (ft) | 3.761 | 5.6414 | 7.5219 | 9.4024
| Field Diameter (m) | 1.1463 | 1.7195 | 2.2927 | 2.8659
| Illuminance (fc) | 121.3 | 53.9111 | 30.325 | 19.408
| Illuminance (lux) | 1305.6611 | 580.2938 | 326.4153 | 208.9058
| X |  | Y
-17.18 | 0 | -17.243 | 893.935
-17.117 | 0 | -17.18 | 903.395
-17.053 | 0 | -17.117 | 909.77
-16.99 | 128.031 | -17.053 | 920.21
-16.926 | 344.851 | -16.99 | 930.746
-16.862 | 562.378 | -16.926 | 941.893
-16.799 | 780.611 | -16.862 | 953.134
-16.735 | 914.197 | -16.799 | 968.358
-16.671 | 926.352 | -16.735 | 984.753
-16.608 | 939.397 | -16.671 | 1004.599
-16.544 | 950.026 | -16.608 | 1020.816
-16.48 | 966.611 | -16.544 | 1038.883
-16.416 | 981.972 | -16.48 | 1052.193
-16.352 | 996.68 | -16.416 | 1057.919
-16.288 | 1007.05 | -16.352 | 1070.735
-16.224 | 1022.673 | -16.288 | 1083.018
-16.16 | 1036.343 | -16.224 | 1099.304
-16.096 | 1048.406 | -16.16 | 1116.297
-16.032 | 1063.668 | -16.096 | 1136.937
-15.968 | 1080.993 | -16.032 | 1153.245
-15.903 | 1096.257 | -15.968 | 1170.54
-15.839 | 1110.424 | -15.903 | 1190.005
-15.775 | 1133.011 | -15.839 | 1206.111
-15.71 | 1151.79 | -15.775 | 1221.4
-15.646 | 1169.525 | -15.71 | 1239.814
-15.582 | 1186.275 | -15.646 | 1258.758
-15.517 | 1210.008 | -15.582 | 1277.333
-15.453 | 1228.936 | -15.517 | 1297.839
-15.388 | 1245.313 | -15.453 | 1317.021
-15.323 | 1261.551 | -15.388 | 1330.125
-15.259 | 1282.289 | -15.323 | 1348.13
-15.194 | 1308.239 | -15.259 | 1363.479
-15.129 | 1326.838 | -15.194 | 1385.279
-15.065 | 1348.417 | -15.129 | 1408.995
-15 | 1372.297 | -15.065 | 1436.795
-14.935 | 1392.523 | -15 | 1461.598
-14.87 | 1406.492 | -14.935 | 1485.803
-14.805 | 1426.547 | -14.87 | 1507.69
-14.74 | 1443.519 | -14.805 | 1532.096
-14.675 | 1461.683 | -14.74 | 1555.408
-14.61 | 1485.191 | -14.675 | 1580.068
-14.545 | 1514.969 | -14.61 | 1600.923
-14.48 | 1541.989 | -14.545 | 1623.683
-14.415 | 1568.801 | -14.48 | 1644.914
-14.35 | 1588.783 | -14.415 | 1671.967
-14.285 | 1607.467 | -14.35 | 1701.184
-14.219 | 1628.436 | -14.285 | 1736.474
-14.154 | 1656.199 | -14.219 | 1765.76
-14.089 | 1680.784 | -14.154 | 1795.11
-14.023 | 1708.573 | -14.089 | 1828.648
-13.958 | 1731.708 | -14.023 | 1856.036
-13.892 | 1756.674 | -13.958 | 1882.724
-13.827 | 1779.411 | -13.892 | 1913.101
-13.761 | 1805.182 | -13.827 | 1946.228
-13.696 | 1836.768 | -13.761 | 1977.443
-13.63 | 1867.979 | -13.696 | 2009.65
-13.565 | 1898.27 | -13.63 | 2034.54
-13.499 | 1926.879 | -13.565 | 2054.37
-13.433 | 1951.52 | -13.499 | 2086.779
-13.368 | 1982.066 | -13.433 | 2122.685
-13.302 | 2011.86 | -13.368 | 2153.254
-13.236 | 2046.127 | -13.302 | 2189.986
-13.17 | 2078.768 | -13.236 | 2222.802
-13.104 | 2112.124 | -13.17 | 2253.181
-13.038 | 2142.285 | -13.104 | 2293.239
-12.972 | 2175.929 | -13.038 | 2332.426
-12.906 | 2212.452 | -12.972 | 2367.273
-12.84 | 2251.306 | -12.906 | 2409.821
-12.774 | 2293.243 | -12.84 | 2453.553
-12.708 | 2327.122 | -12.774 | 2488.408
-12.642 | 2364.197 | -12.708 | 2529.593
-12.576 | 2397.335 | -12.642 | 2572.235
-12.51 | 2427.95 | -12.576 | 2609.638
-12.444 | 2461.435 | -12.51 | 2641.329
-12.377 | 2499.669 | -12.444 | 2679.393
-12.311 | 2536.024 | -12.377 | 2721.391
-12.245 | 2581.578 | -12.311 | 2760.859
-12.178 | 2624.279 | -12.245 | 2802.856
-12.112 | 2667.891 | -12.178 | 2848.614
-12.046 | 2705.975 | -12.112 | 2892.058
-11.979 | 2750.872 | -12.046 | 2935.232
-11.913 | 2793.302 | -11.979 | 2981.246
-11.846 | 2837.767 | -11.913 | 3023.774
-11.78 | 2882.389 | -11.846 | 3071.495
-11.713 | 2924.873 | -11.78 | 3115.68
-11.646 | 2973.766 | -11.713 | 3165.477
-11.58 | 3019.718 | -11.646 | 3212.969
-11.513 | 3071.587 | -11.58 | 3265.26
-11.446 | 3116.412 | -11.513 | 3314.18
-11.38 | 3163.686 | -11.446 | 3362.137
-11.313 | 3213.939 | -11.38 | 3411.422
-11.246 | 3266.418 | -11.313 | 3467.088
-11.179 | 3308.846 | -11.246 | 3520.721
-11.112 | 3352.978 | -11.179 | 3571.74
-11.045 | 3402.156 | -11.112 | 3617.709
-10.978 | 3455.468 | -11.045 | 3664.742
-10.911 | 3512.006 | -10.978 | 3708.595
-10.844 | 3575.523 | -10.911 | 3761.516
-10.777 | 3634.522 | -10.844 | 3822.111
-10.71 | 3691.815 | -10.777 | 3879.409
-10.643 | 3747.988 | -10.71 | 3930.14
-10.576 | 3807.903 | -10.643 | 3989.273
-10.509 | 3870.709 | -10.576 | 4061.812
-10.442 | 3931.284 | -10.509 | 4133.742
-10.375 | 3984.203 | -10.442 | 4198.419
-10.307 | 4033.907 | -10.375 | 4262.764
-10.24 | 4093.303 | -10.307 | 4328.779
-10.173 | 4169.58 | -10.24 | 4390.145
-10.106 | 4237.888 | -10.173 | 4446.082
-10.038 | 4309.016 | -10.106 | 4508.537
-9.971 | 4380.806 | -10.038 | 4570.352
-9.903 | 4461.446 | -9.971 | 4631.686
-9.836 | 4524.011 | -9.903 | 4695.375
-9.769 | 4588.928 | -9.836 | 4762.57
-9.701 | 4654.987 | -9.769 | 4830.748
-9.634 | 4733.654 | -9.701 | 4894.618
-9.566 | 4811.931 | -9.634 | 4954.292
-9.498 | 4886.471 | -9.566 | 5013.442
-9.431 | 4937.37 | -9.498 | 5080.175
-9.363 | 4999.196 | -9.431 | 5146.064
-9.296 | 5073.916 | -9.363 | 5222.707
-9.228 | 5144.759 | -9.296 | 5294.008
-9.16 | 5209.543 | -9.228 | 5369.524
-9.093 | 5284.174 | -9.16 | 5451.23
-9.025 | 5371.398 | -9.093 | 5535.678
-8.957 | 5460.209 | -9.025 | 5620.78
-8.889 | 5539.524 | -8.957 | 5705.703
-8.821 | 5621.945 | -8.889 | 5791.333
-8.754 | 5708.401 | -8.821 | 5863.266
-8.686 | 5795.252 | -8.754 | 5941.483
-8.618 | 5871.96 | -8.686 | 6018.65
-8.55 | 5959.089 | -8.618 | 6098.975
-8.482 | 6041.117 | -8.55 | 6179.237
-8.414 | 6126.087 | -8.482 | 6264.829
-8.346 | 6221.767 | -8.414 | 6349.422
-8.278 | 6334.353 | -8.346 | 6436.437
-8.21 | 6438.101 | -8.278 | 6530.428
-8.142 | 6537.268 | -8.21 | 6612.548
-8.074 | 6624.676 | -8.142 | 6702.884
-8.006 | 6704.426 | -8.074 | 6801.891
-7.938 | 6789.751 | -8.006 | 6910.229
-7.869 | 6885.032 | -7.938 | 6992.301
-7.801 | 6977.305 | -7.869 | 7076.641
-7.733 | 7067.762 | -7.801 | 7154.89
-7.665 | 7167.643 | -7.733 | 7244.694
-7.597 | 7264.623 | -7.665 | 7331.036
-7.528 | 7347.121 | -7.597 | 7423.868
-7.46 | 7434.614 | -7.528 | 7519.782
-7.392 | 7531.418 | -7.46 | 7610.282
-7.323 | 7627.133 | -7.392 | 7700.059
-7.255 | 7720.633 | -7.323 | 7774.407
-7.187 | 7828.874 | -7.255 | 7867.017
-7.118 | 7930.629 | -7.187 | 7969.129
-7.05 | 8018.569 | -7.118 | 8092.133
-6.981 | 8106.771 | -7.05 | 8191.807
-6.913 | 8200.262 | -6.981 | 8299.327
-6.844 | 8288.323 | -6.913 | 8407.965
-6.776 | 8399.399 | -6.844 | 8515.262
-6.707 | 8507.546 | -6.776 | 8607.025
-6.639 | 8616.66 | -6.707 | 8698.951
-6.57 | 8720.55 | -6.639 | 8807.319
-6.502 | 8834.518 | -6.57 | 8910.925
-6.433 | 8931.656 | -6.502 | 9012.332
-6.365 | 9052.316 | -6.433 | 9115.79
-6.296 | 9160.143 | -6.365 | 9219.866
-6.227 | 9281.66 | -6.296 | 9330.998
-6.159 | 9390.459 | -6.227 | 9441.519
-6.09 | 9501.1 | -6.159 | 9542.597
-6.021 | 9593.892 | -6.09 | 9654.354
-5.953 | 9700.217 | -6.021 | 9763.666
-5.884 | 9801.915 | -5.953 | 9861.514
-5.815 | 9910.254 | -5.884 | 9952.396
-5.746 | 10042.291 | -5.815 | 10053.595
-5.678 | 10168.571 | -5.746 | 10155.425
-5.609 | 10287.88 | -5.678 | 10262.315
-5.54 | 10403.739 | -5.609 | 10382.1
-5.471 | 10525.002 | -5.54 | 10499.045
-5.402 | 10622.073 | -5.471 | 10595.91
-5.334 | 10712.412 | -5.402 | 10693.516
-5.265 | 10802.938 | -5.334 | 10803.705
-5.196 | 10886.795 | -5.265 | 10907.87
-5.127 | 10971.709 | -5.196 | 11016.228
-5.058 | 11065.091 | -5.127 | 11124.713
-4.989 | 11170.691 | -5.058 | 11234.646
-4.92 | 11289.665 | -4.989 | 11350.698
-4.851 | 11399.484 | -4.92 | 11470.884
-4.782 | 11516.889 | -4.851 | 11581.965
-4.713 | 11631.737 | -4.782 | 11694.092
-4.644 | 11741.093 | -4.713 | 11787.598
-4.575 | 11841.013 | -4.644 | 11901.064
-4.506 | 11930.037 | -4.575 | 12018.16
-4.437 | 12042.653 | -4.506 | 12128.049
-4.368 | 12165.128 | -4.437 | 12204.866
-4.299 | 12314.657 | -4.368 | 12284.071
-4.23 | 12471.544 | -4.299 | 12341.577
-4.161 | 12608.373 | -4.23 | 12406.743
-4.092 | 12709.69 | -4.161 | 12490.588
-4.022 | 12810.252 | -4.092 | 12595.122
-3.953 | 12910.513 | -4.022 | 12726.243
-3.884 | 13017.045 | -3.953 | 12868.065
-3.815 | 13140.804 | -3.884 | 12998.301
-3.746 | 13263.953 | -3.815 | 13142.369
-3.677 | 13355.598 | -3.746 | 13295.312
-3.608 | 13459.573 | -3.677 | 13438.091
-3.538 | 13564.165 | -3.608 | 13545.177
-3.469 | 13656.66 | -3.538 | 13645.762
-3.4 | 13756.537 | -3.469 | 13693.489
-3.331 | 13857.742 | -3.4 | 13719.01
-3.261 | 13947.216 | -3.331 | 13764.599
-3.192 | 14039.789 | -3.261 | 13852.883
-3.123 | 14147.605 | -3.192 | 13927.025
-3.054 | 14237.703 | -3.123 | 14005.431
-2.984 | 14319.869 | -3.054 | 14102.46
-2.915 | 14417.276 | -2.984 | 14185.861
-2.846 | 14507.761 | -2.915 | 14265.714
-2.777 | 14583.573 | -2.846 | 14335.327
-2.707 | 14673.065 | -2.777 | 14419.931
-2.638 | 14744.974 | -2.707 | 14493.695
-2.569 | 14834.536 | -2.638 | 14559.241
-2.499 | 14913.819 | -2.569 | 14608.674
-2.43 | 15006.775 | -2.499 | 14669.828
-2.361 | 15099.165 | -2.43 | 14743.554
-2.291 | 15199.188 | -2.361 | 14800.672
-2.222 | 15281.043 | -2.291 | 14844.257
-2.152 | 15329.506 | -2.222 | 14921.185
-2.083 | 15372.291 | -2.152 | 15029.783
-2.014 | 15447.706 | -2.083 | 15112.275
-1.944 | 15520.957 | -2.014 | 15204.563
-1.875 | 15604.913 | -1.944 | 15279.554
-1.806 | 15685.5 | -1.875 | 15315.042
-1.736 | 15742.773 | -1.806 | 15336.319
-1.667 | 15782.219 | -1.736 | 15383.181
-1.597 | 15829.612 | -1.667 | 15445.524
-1.528 | 15875.207 | -1.597 | 15491.696
-1.458 | 15933.97 | -1.528 | 15533.758
-1.389 | 16006.754 | -1.458 | 15584.518
-1.32 | 16034.352 | -1.389 | 15627.051
-1.25 | 16061.815 | -1.32 | 15684.459
-1.181 | 16095.67 | -1.25 | 15726.562
-1.111 | 16123.115 | -1.181 | 15796.441
-1.042 | 16123.82 | -1.111 | 15850.866
-0.972 | 16153.058 | -1.042 | 15919.459
-0.903 | 16189.189 | -0.972 | 15966.379
-0.834 | 16220.569 | -0.903 | 16023.401
-0.764 | 16221.854 | -0.834 | 16024.124
-0.695 | 16254.527 | -0.764 | 16034.654
-0.625 | 16266.693 | -0.695 | 16046.007
-0.556 | 16294.887 | -0.625 | 16058.633
-0.486 | 16286.821 | -0.556 | 16069.272
-0.417 | 16263.724 | -0.486 | 16116.16
-0.347 | 16182.595 | -0.417 | 16148.966
-0.278 | 16136.062 | -0.347 | 16171.004
-0.208 | 16113.234 | -0.278 | 16192.058
-0.139 | 16112.002 | -0.208 | 16187.443
-0.069 | 16129.306 | -0.139 | 16155.002
0 | 16145.025 | -0.069 | 16128.955
0.069 | 16145.061 | 0 | 16145.025
0.139 | 16122.389 | 0.069 | 16170.399
0.208 | 16086.239 | 0.139 | 16201.113
0.278 | 16044.139 | 0.208 | 16215.24
0.347 | 16035.325 | 0.278 | 16239.023
0.417 | 16060.402 | 0.347 | 16267.193
0.486 | 16077.321 | 0.417 | 16287.609
0.556 | 16109.517 | 0.486 | 16331.632
0.625 | 16140.984 | 0.556 | 16346.122
0.695 | 16160.58 | 0.625 | 16328.167
0.764 | 16169.308 | 0.695 | 16308.376
0.834 | 16179.513 | 0.764 | 16303.66
0.903 | 16154.807 | 0.834 | 16316.081
0.972 | 16103.113 | 0.903 | 16297.104
1.042 | 16070.107 | 0.972 | 16254.403
1.111 | 16040.632 | 1.042 | 16195.755
1.181 | 16005.901 | 1.111 | 16144.049
1.25 | 15978.315 | 1.181 | 16074.533
1.32 | 15961.189 | 1.25 | 16026.667
1.389 | 15910.535 | 1.32 | 16011.655
1.458 | 15853.563 | 1.389 | 16013.483
1.528 | 15790.322 | 1.458 | 15974.4
1.597 | 15717.493 | 1.528 | 15961.85
1.667 | 15657.579 | 1.597 | 15925.306
1.736 | 15642.689 | 1.667 | 15894.149
1.806 | 15618.367 | 1.736 | 15853.61
1.875 | 15550.487 | 1.806 | 15819.062
1.944 | 15470.747 | 1.875 | 15766.834
2.014 | 15383.263 | 1.944 | 15718.835
2.083 | 15306.785 | 2.014 | 15645.759
2.152 | 15258.158 | 2.083 | 15578.113
2.222 | 15219.642 | 2.152 | 15541.389
2.291 | 15164.384 | 2.222 | 15495.771
2.361 | 15065.463 | 2.291 | 15436.68
2.43 | 14959.082 | 2.361 | 15393.383
2.499 | 14858.369 | 2.43 | 15318.898
2.569 | 14795.232 | 2.499 | 15265.59
2.638 | 14727.659 | 2.569 | 15218.924
2.707 | 14658.516 | 2.638 | 15171.253
2.777 | 14592.687 | 2.707 | 15105.66
2.846 | 14531.179 | 2.777 | 15046.655
2.915 | 14440.749 | 2.846 | 14979.235
2.984 | 14323.949 | 2.915 | 14912.258
3.054 | 14214.625 | 2.984 | 14835.346
3.123 | 14112.326 | 3.054 | 14761.039
3.192 | 14017.458 | 3.123 | 14711.715
3.261 | 13930.276 | 3.192 | 14633.602
3.331 | 13834.292 | 3.261 | 14554.814
3.4 | 13716.336 | 3.331 | 14451.346
3.469 | 13603.888 | 3.4 | 14330.697
3.538 | 13512.946 | 3.469 | 14220.602
3.608 | 13405.819 | 3.538 | 14120.259
3.677 | 13298.146 | 3.608 | 14019.983
3.746 | 13161.898 | 3.677 | 13923.71
3.815 | 13027.865 | 3.746 | 13817.099
3.884 | 12883.92 | 3.815 | 13701.406
3.953 | 12788.726 | 3.884 | 13599.913
4.022 | 12715.729 | 3.953 | 13511.162
4.092 | 12608.52 | 4.022 | 13425.256
4.161 | 12483.963 | 4.092 | 13341.537
4.23 | 12348.518 | 4.161 | 13260.917
4.299 | 12207.436 | 4.23 | 13176.973
4.368 | 12055.802 | 4.299 | 13083.223
4.437 | 11926.918 | 4.368 | 12977.179
4.506 | 11809.356 | 4.437 | 12861.968
4.575 | 11710.622 | 4.506 | 12758.749
4.644 | 11626.372 | 4.575 | 12646.053
4.713 | 11538.017 | 4.644 | 12531.521
4.782 | 11440.582 | 4.713 | 12419.966
4.851 | 11342.021 | 4.782 | 12322.846
4.92 | 11237.106 | 4.851 | 12210.961
4.989 | 11114.563 | 4.92 | 12110.677
5.058 | 10979.197 | 4.989 | 12002.262
5.127 | 10858.365 | 5.058 | 11902.612
5.196 | 10746.288 | 5.127 | 11776.948
5.265 | 10636.723 | 5.196 | 11682.442
5.334 | 10520.014 | 5.265 | 11567.19
5.402 | 10411.864 | 5.334 | 11457.654
5.471 | 10291.475 | 5.402 | 11338.076
5.54 | 10167.637 | 5.471 | 11216.988
5.609 | 10037.749 | 5.54 | 11099.577
5.678 | 9911.17 | 5.609 | 10971.391
5.746 | 9794.17 | 5.678 | 10853.496
5.815 | 9681.508 | 5.746 | 10729.5
5.884 | 9565.847 | 5.815 | 10620.644
5.953 | 9445.907 | 5.884 | 10513.689
6.021 | 9324.895 | 5.953 | 10406.239
6.09 | 9212.2 | 6.021 | 10287.937
6.159 | 9111.913 | 6.09 | 10177.344
6.227 | 9004.895 | 6.159 | 10069.823
6.296 | 8900.436 | 6.227 | 9962.821
6.365 | 8803.495 | 6.296 | 9880.403
6.433 | 8692.911 | 6.365 | 9800.414
6.502 | 8574.855 | 6.433 | 9727.764
6.57 | 8471.732 | 6.502 | 9655.095
6.639 | 8374.344 | 6.57 | 9547.043
6.707 | 8276.344 | 6.639 | 9439.759
6.776 | 8177.886 | 6.707 | 9320.286
6.844 | 8083.016 | 6.776 | 9198.751
6.913 | 7975.071 | 6.844 | 9064.898
6.981 | 7862.652 | 6.913 | 8941.685
7.05 | 7750.166 | 6.981 | 8811.166
7.118 | 7639.666 | 7.05 | 8700.997
7.187 | 7529.2 | 7.118 | 8601.396
7.255 | 7422.159 | 7.187 | 8494.804
7.323 | 7310.474 | 7.255 | 8375.147
7.392 | 7192.799 | 7.323 | 8271.817
7.46 | 7089.815 | 7.392 | 8173.467
7.528 | 6986.969 | 7.46 | 8078.97
7.597 | 6883.744 | 7.528 | 7963.252
7.665 | 6780.088 | 7.597 | 7849.826
7.733 | 6692.189 | 7.665 | 7733.179
7.801 | 6596.7 | 7.733 | 7629.446
7.869 | 6499.645 | 7.801 | 7526.106
7.938 | 6403.192 | 7.869 | 7436.477
8.006 | 6309.872 | 7.938 | 7362.333
8.074 | 6202.369 | 8.006 | 7287.887
8.142 | 6102.281 | 8.074 | 7211.223
8.21 | 6014.587 | 8.142 | 7122.613
8.278 | 5939.822 | 8.21 | 7029.697
8.346 | 5867.333 | 8.278 | 6936.195
8.414 | 5791.681 | 8.346 | 6843.244
8.482 | 5715.868 | 8.414 | 6759.863
8.55 | 5645.237 | 8.482 | 6669.42
8.618 | 5557.628 | 8.55 | 6580.982
8.686 | 5477.166 | 8.618 | 6490.398
8.754 | 5403.862 | 8.686 | 6404.519
8.821 | 5320.618 | 8.754 | 6309.529
8.889 | 5227.729 | 8.821 | 6214.875
8.957 | 5140.692 | 8.889 | 6130.806
9.025 | 5053.42 | 8.957 | 6045.053
9.093 | 4971.124 | 9.025 | 5955.32
9.16 | 4908.62 | 9.093 | 5866.968
9.228 | 4836.881 | 9.16 | 5785.89
9.296 | 4770.349 | 9.228 | 5702.341
9.363 | 4705.534 | 9.296 | 5614.853
9.431 | 4634.024 | 9.363 | 5524.204
9.498 | 4543.724 | 9.431 | 5444.811
9.566 | 4454.276 | 9.498 | 5370.208
9.634 | 4369.817 | 9.566 | 5308.932
9.701 | 4289.883 | 9.634 | 5245.927
9.769 | 4222.711 | 9.701 | 5174.117
9.836 | 4158.358 | 9.769 | 5097.469
9.903 | 4101.761 | 9.836 | 5022.949
9.971 | 4051.045 | 9.903 | 4944.577
10.038 | 3991.819 | 9.971 | 4867.598
10.106 | 3924.909 | 10.038 | 4789.069
10.173 | 3865.927 | 10.106 | 4708.987
10.24 | 3809.57 | 10.173 | 4636.661
10.307 | 3745.304 | 10.24 | 4568.999
10.375 | 3685.451 | 10.307 | 4497.737
10.442 | 3622.738 | 10.375 | 4431.461
10.509 | 3559.006 | 10.442 | 4372.237
10.576 | 3498.531 | 10.509 | 4311.579
10.643 | 3432.387 | 10.576 | 4249.062
10.71 | 3366.168 | 10.643 | 4190.072
10.777 | 3306.646 | 10.71 | 4127.21
10.844 | 3248.964 | 10.777 | 4059.887
10.911 | 3192.328 | 10.844 | 3993.705
10.978 | 3142.309 | 10.911 | 3928.032
11.045 | 3102.581 | 10.978 | 3862.708
11.112 | 3051.923 | 11.045 | 3806.914
11.179 | 3000.727 | 11.112 | 3756.527
11.246 | 2949.577 | 11.179 | 3697.9
11.313 | 2898.792 | 11.246 | 3642.82
11.38 | 2845.177 | 11.313 | 3594.488
11.446 | 2793.467 | 11.38 | 3543.544
11.513 | 2741.214 | 11.446 | 3494.832
11.58 | 2692.258 | 11.513 | 3448.676
11.646 | 2648.849 | 11.58 | 3405.135
11.713 | 2605.867 | 11.646 | 3356.843
11.78 | 2561.815 | 11.713 | 3306.141
11.846 | 2528.144 | 11.78 | 3251.152
11.913 | 2492.612 | 11.846 | 3199.251
11.979 | 2447.227 | 11.913 | 3147.768
12.046 | 2399.423 | 11.979 | 3106.135
12.112 | 2358.856 | 12.046 | 3058.175
12.178 | 2318.29 | 12.112 | 3014.502
12.245 | 2280.466 | 12.178 | 2971.15
12.311 | 2242.539 | 12.245 | 2926.774
12.377 | 2207.253 | 12.311 | 2889.874
12.444 | 2170.143 | 12.377 | 2853.196
12.51 | 2129.478 | 12.444 | 2811.999
12.576 | 2087.192 | 12.51 | 2765.895
12.642 | 2052.085 | 12.576 | 2727.068
12.708 | 2016.443 | 12.642 | 2687.164
12.774 | 1983.078 | 12.708 | 2648.557
12.84 | 1952.211 | 12.774 | 2611.63
12.906 | 1923.306 | 12.84 | 2570.052
12.972 | 1892.029 | 12.906 | 2524.84
13.038 | 1858.919 | 12.972 | 2481.245
13.104 | 1819.841 | 13.038 | 2438.349
13.17 | 1781.522 | 13.104 | 2399.627
13.236 | 1749.075 | 13.17 | 2354.274
13.302 | 1723.931 | 13.236 | 2312.663
13.368 | 1699.35 | 13.302 | 2279.103
13.433 | 1673.425 | 13.368 | 2237.922
13.499 | 1647.572 | 13.433 | 2202.897
13.565 | 1620.589 | 13.499 | 2176.115
13.63 | 1593.729 | 13.565 | 2140.776
13.696 | 1570.004 | 13.63 | 2100.902
13.761 | 1544.271 | 13.696 | 2071.254
13.827 | 1514.938 | 13.761 | 2041.671
13.892 | 1486.712 | 13.827 | 2006.236
13.958 | 1459.815 | 13.892 | 1980.674
14.023 | 1432.052 | 13.958 | 1959.082
14.089 | 1408.865 | 14.023 | 1930.647
14.154 | 1388.559 | 14.089 | 1900.298
14.219 | 1368.056 | 14.154 | 1873.866
14.285 | 1347.798 | 14.219 | 1848.495
14.35 | 1326.625 | 14.285 | 1820.66
14.415 | 1306.303 | 14.35 | 1797.306
14.48 | 1285.396 | 14.415 | 1771.156
14.545 | 1263.018 | 14.48 | 1740.376
14.61 | 1238.112 | 14.545 | 1708.275
14.675 | 1212.555 | 14.61 | 1679.333
14.74 | 1187.622 | 14.675 | 1654.723
14.805 | 1160.981 | 14.74 | 1633.625
14.87 | 1140.576 | 14.805 | 1613.714
14.935 | 1127.034 | 14.87 | 1588.437
15 | 1115.308 | 14.935 | 1564.565
15.065 | 1097.936 | 15 | 1539.151
15.129 | 1081.037 | 15.065 | 1524.004
15.194 | 1064.612 | 15.129 | 1507.383
15.259 | 1046.93 | 15.194 | 1490.457
15.323 | 1028.772 | 15.259 | 1465.568
15.388 | 1012.933 | 15.323 | 1446.119
15.453 | 997.516 | 15.388 | 1423.167
15.517 | 978.651 | 15.453 | 1401.521
15.582 | 960.54 | 15.517 | 1378.94
15.646 | 942.79 | 15.582 | 1361.373
15.71 | 927.653 | 15.646 | 1342.934
15.775 | 912.94 | 15.71 | 1323.957
15.839 | 899.046 | 15.775 | 1301.682
15.903 | 885.974 | 15.839 | 1284.046
15.968 | 872.767 | 15.903 | 1265.646
16.032 | 859.48 | 15.968 | 1246.028
16.096 | 843.227 | 16.032 | 1227.223
16.16 | 827.852 | 16.096 | 1212.91
16.224 | 815.849 | 16.16 | 1196.195
16.288 | 806.321 | 16.224 | 1182.907
16.352 | 795.186 | 16.288 | 1164.433
16.416 | 783.292 | 16.352 | 1144.677
16.48 | 772.174 | 16.416 | 1124.259
16.48 | 772.174 | 16.416 | 1124.259
16.544 | 760.978 | 16.48 | 1105.056
16.608 | 748.279 | 16.544 | 1094.589
16.671 | 735.557 | 16.608 | 1086.727
16.735 | 726.353 | 16.671 | 1074.571
16.799 | 718.62 | 16.735 | 1060.965
16.862 | 712.017 | 16.799 | 1050.365
16.926 | 700.303 | 16.862 | 1038.315
16.99 | 685.239 | 16.926 | 1019.253
17.053 | 670.549 | 16.99 | 863.404
17.117 | 656.232 | 17.053 | 618.469
17.18 | 648.179 | 17.117 | 439.299

## Vivid V40 (hidden)
Selador | Lamp |  | Wattage
Vivid | Lumileds K2 |  | 122 |  | Note: Owing to the variability of LEDs, output data and color matches should be viewed as approximate
Note: All data taken with room temperature fixture
| Beam Angle | Field Angle
Horizontal | 11.8 | 23.5
| Accessory Lens | Candela | Field Lumens | Beam Lumens | Lens Efficiency | Efficacy
| V40 | 10660 | 1130 | 710 | 100.4% | 9.2623
| For Field diameter at any distance, multiply distance by |  |  |  | 0.416
| For Beam diameter at any distance, multiply distance by |  |  |  | 0.20668
| Throw Distance (ft) | 10 | 15 | 20 | 25
| Throw Distance (m) | 3.048 | 4.572 | 6.096 | 7.62
| Field Diameter (ft) | 4.16 | 6.24 | 8.32 | 10.4
| Field Diameter (m) | 1.268 | 1.902 | 2.5359 | 3.1699
| Illuminance (fc) | 106.6 | 47.3778 | 26.65 | 17.056
| Illuminance (lux) | 1147.4317 | 509.9697 | 286.8579 | 183.5891
Test Distance | Iso-Illuminance Diagram grid lines
72 | 10 | 20 | 30 | 40
| 0.13889 | 0.27778 | 0.41667 | 0.55556
| Beam Angle | Field Angle
Vertical | 28.9 | 40.7
| For Field diameter at any distance, multiply distance by |  |  |  | 0.74181
| For Beam diameter at any distance, multiply distance by |  |  |  | 0.51537
| Throw Distance (ft) | 10 | 15 | 20 | 25
| Throw Distance (m) | 3.048 | 4.572 | 6.096 | 7.62
| Field Diameter (ft) | 7.4181 | 11.1271 | 14.8361 | 18.5452
| Field Diameter (m) | 2.261 | 3.3915 | 4.5221 | 5.6526
| Illuminance (fc) | 106.6 | 47.3778 | 26.65 | 17.056
| Illuminance (lux) | 1147.4317 | 509.9697 | 286.8579 | 183.5891
| X |  | Y
-32.12 | 0 | -32.221 | 137.863
-32.019 | 0 | -32.12 | 137.401
-31.917 | 0 | -32.019 | 136.734
-31.815 | 8.4 | -31.917 | 136.325
-31.714 | 22.096 | -31.815 | 137.52
-31.611 | 36.648 | -31.714 | 140
-31.509 | 51.834 | -31.611 | 141.561
-31.406 | 60.637 | -31.509 | 142.467
-31.303 | 60.779 | -31.406 | 141.743
-31.2 | 61.005 | -31.303 | 141.705
-31.097 | 60.806 | -31.2 | 145.02
-30.993 | 60.861 | -31.097 | 149.539
-30.89 | 60.831 | -30.993 | 151.288
-30.786 | 63.441 | -30.89 | 151.552
-30.681 | 64.322 | -30.786 | 152.318
-30.577 | 65.571 | -30.681 | 154.205
-30.472 | 65.982 | -30.577 | 155.538
-30.367 | 67.672 | -30.472 | 157.983
-30.262 | 67.908 | -30.367 | 159.956
-30.157 | 68.636 | -30.262 | 161.545
-30.051 | 68.703 | -30.157 | 164.89
-29.946 | 68.729 | -30.051 | 168.173
-29.84 | 69.649 | -29.946 | 171.801
-29.733 | 72.147 | -29.84 | 173.9
-29.627 | 72.039 | -29.733 | 174.726
-29.52 | 72.376 | -29.627 | 177.004
-29.413 | 73.473 | -29.52 | 179.992
-29.306 | 73.763 | -29.413 | 182.478
-29.199 | 74.01 | -29.306 | 183.505
-29.091 | 75.53 | -29.199 | 186.164
-28.983 | 76.881 | -29.091 | 187.571
-28.875 | 76.641 | -28.983 | 190.635
-28.767 | 76.324 | -28.875 | 194.828
-28.658 | 75.182 | -28.767 | 197.219
-28.55 | 76.439 | -28.658 | 201.128
-28.441 | 77.14 | -28.55 | 203.601
-28.332 | 79.24 | -28.441 | 207.309
-28.222 | 81.093 | -28.332 | 210.604
-28.113 | 83.632 | -28.222 | 214.423
-28.003 | 82.141 | -28.113 | 218.101
-27.893 | 81.967 | -28.003 | 221.487
-27.782 | 82.178 | -27.893 | 224.004
-27.672 | 82.502 | -27.782 | 229
-27.561 | 82.9 | -27.672 | 235.993
-27.45 | 84.893 | -27.561 | 239.778
-27.339 | 88.238 | -27.45 | 243.729
-27.228 | 88.162 | -27.339 | 249.893
-27.116 | 88.689 | -27.228 | 253.488
-27.004 | 89.175 | -27.116 | 257.438
-26.892 | 90.557 | -27.004 | 262.755
-26.78 | 91.259 | -26.892 | 266.503
-26.667 | 92.962 | -26.78 | 269.744
-26.554 | 93.393 | -26.667 | 274.53
-26.441 | 93.932 | -26.554 | 280.772
-26.328 | 93.951 | -26.441 | 286.533
-26.215 | 94.191 | -26.328 | 294.585
-26.101 | 94.43 | -26.215 | 301.044
-25.987 | 95.106 | -26.101 | 306.366
-25.873 | 96.217 | -25.987 | 311.071
-25.759 | 97.429 | -25.873 | 316.844
-25.644 | 99.76 | -25.759 | 324.692
-25.53 | 102.438 | -25.644 | 330.501
-25.415 | 104.092 | -25.53 | 337.507
-25.299 | 104.729 | -25.415 | 344.076
-25.184 | 106.26 | -25.299 | 350.608
-25.068 | 107.996 | -25.184 | 358.143
-24.953 | 108.618 | -25.068 | 367.351
-24.836 | 110.516 | -24.953 | 379.075
-24.72 | 110.631 | -24.836 | 388.387
-24.604 | 110.357 | -24.72 | 396.655
-24.487 | 110.931 | -24.604 | 403.818
-24.37 | 112.907 | -24.487 | 413.161
-24.253 | 115.014 | -24.37 | 422.102
-24.136 | 116.724 | -24.253 | 434.781
-24.018 | 117.833 | -24.136 | 446.901
-23.9 | 117.823 | -24.018 | 457.701
-23.782 | 118.508 | -23.9 | 467.608
-23.664 | 118.981 | -23.782 | 479.161
-23.546 | 120.797 | -23.664 | 490.066
-23.427 | 123.05 | -23.546 | 502.602
-23.308 | 124.504 | -23.427 | 517.617
-23.189 | 125.505 | -23.308 | 529.809
-23.07 | 125.307 | -23.189 | 542.143
-22.95 | 127.186 | -23.07 | 554.242
-22.83 | 128.75 | -22.95 | 568.321
-22.71 | 130.273 | -22.83 | 583.006
-22.59 | 130.336 | -22.71 | 599.782
-22.47 | 133.194 | -22.59 | 619.375
-22.349 | 136.005 | -22.47 | 640.013
-22.229 | 137.763 | -22.349 | 661.454
-22.108 | 139.88 | -22.229 | 682.92
-21.987 | 142.82 | -22.108 | 706.817
-21.865 | 143.153 | -21.987 | 730.361
-21.744 | 145.375 | -21.865 | 753.955
-21.622 | 146.726 | -21.744 | 776.272
-21.5 | 148.533 | -21.622 | 797.586
-21.378 | 149.279 | -21.5 | 820.051
-21.255 | 150.646 | -21.378 | 847.835
-21.132 | 152.105 | -21.255 | 878.833
-21.01 | 153.949 | -21.132 | 909.878
-20.887 | 156.632 | -21.01 | 943.844
-20.763 | 159.953 | -20.887 | 979.863
-20.64 | 163.161 | -20.763 | 1015.548
-20.516 | 165.74 | -20.64 | 1051.811
-20.392 | 168.405 | -20.516 | 1085.769
-20.268 | 171.122 | -20.392 | 1121.215
-20.144 | 172.8 | -20.268 | 1161.293
-20.02 | 176.328 | -20.144 | 1202.438
-19.895 | 178.947 | -20.02 | 1245.798
-19.77 | 182.479 | -19.895 | 1294.488
-19.645 | 185.55 | -19.77 | 1346.146
-19.52 | 187.656 | -19.645 | 1398.556
-19.395 | 190.039 | -19.52 | 1452.636
-19.269 | 192.412 | -19.395 | 1510.179
-19.143 | 195.815 | -19.269 | 1568.193
-19.017 | 200.431 | -19.143 | 1626.867
-18.891 | 205.058 | -19.017 | 1689.089
-18.765 | 209.604 | -18.891 | 1753.018
-18.638 | 214.662 | -18.765 | 1818.174
-18.512 | 219.605 | -18.638 | 1890.983
-18.385 | 225.212 | -18.512 | 1970.712
-18.257 | 231.014 | -18.385 | 2047.553
-18.13 | 234.842 | -18.257 | 2122.273
-18.003 | 241.187 | -18.13 | 2204.452
-17.875 | 247.261 | -18.003 | 2286.447
-17.747 | 254.664 | -17.875 | 2368.876
-17.619 | 262.559 | -17.747 | 2452.047
-17.491 | 269.474 | -17.619 | 2551.178
-17.362 | 273.673 | -17.491 | 2650.309
-17.234 | 279.717 | -17.362 | 2751.215
-17.105 | 285.799 | -17.234 | 2852.759
-16.976 | 292.648 | -17.105 | 2955.214
-16.847 | 301.048 | -16.976 | 3047.707
-16.718 | 309.96 | -16.847 | 3148.455
-16.588 | 317.421 | -16.718 | 3257.017
-16.459 | 327.927 | -16.588 | 3373.44
-16.329 | 339.627 | -16.459 | 3492.168
-16.199 | 351.074 | -16.329 | 3617.308
-16.069 | 361.91 | -16.199 | 3743.788
-15.938 | 372.14 | -16.069 | 3871.034
-15.808 | 382.155 | -15.938 | 3994.653
-15.677 | 391.897 | -15.808 | 4110.854
-15.546 | 402.764 | -15.677 | 4230.876
-15.415 | 413.506 | -15.546 | 4348.196
-15.284 | 426.194 | -15.415 | 4474.753
-15.153 | 439.874 | -15.284 | 4602.332
-15.021 | 454.216 | -15.153 | 4735.362
-14.89 | 468.686 | -15.021 | 4866.682
-14.758 | 485.841 | -14.89 | 4996.424
-14.626 | 501.678 | -14.758 | 5125.336
-14.494 | 516.059 | -14.626 | 5258.561
-14.361 | 530.628 | -14.494 | 5398.041
-14.229 | 547.515 | -14.361 | 5539.57
-14.096 | 564.291 | -14.229 | 5682.5
-13.964 | 581.625 | -14.096 | 5819.726
-13.831 | 599.052 | -13.964 | 5960.787
-13.698 | 617.354 | -13.831 | 6100.331
-13.564 | 639.505 | -13.698 | 6241.123
-13.431 | 658.529 | -13.564 | 6367.488
-13.297 | 680.208 | -13.431 | 6491.284
-13.164 | 704.097 | -13.297 | 6624.289
-13.03 | 729.756 | -13.164 | 6748.968
-12.896 | 755.226 | -13.03 | 6879.244
-12.762 | 785.322 | -12.896 | 7006.662
-12.628 | 815.131 | -12.762 | 7138.03
-12.493 | 842.574 | -12.628 | 7270.302
-12.359 | 868.802 | -12.493 | 7405.48
-12.224 | 900.596 | -12.359 | 7539.964
-12.089 | 932.959 | -12.224 | 7673.452
-11.954 | 967.79 | -12.089 | 7805.584
-11.819 | 1002.644 | -11.954 | 7933.563
-11.684 | 1039.926 | -11.819 | 8046.338
-11.549 | 1076.746 | -11.684 | 8159.257
-11.413 | 1116.86 | -11.549 | 8257.75
-11.278 | 1163.213 | -11.413 | 8368.766
-11.142 | 1212.123 | -11.278 | 8485.723
-11.006 | 1262.346 | -11.142 | 8599.291
-10.87 | 1310.345 | -11.006 | 8706.202
-10.734 | 1362.181 | -10.87 | 8806.435
-10.598 | 1417.702 | -10.734 | 8888.956
-10.461 | 1474.101 | -10.598 | 8964.698
-10.325 | 1534.754 | -10.461 | 9043.888
-10.188 | 1594.853 | -10.325 | 9127.746
-10.052 | 1656.659 | -10.188 | 9221.803
-9.915 | 1721.251 | -10.052 | 9311.246
-9.778 | 1787.65 | -9.915 | 9385.37
-9.641 | 1861.343 | -9.778 | 9460.588
-9.504 | 1939.15 | -9.641 | 9527.389
-9.366 | 2016.882 | -9.504 | 9604.004
-9.229 | 2102.749 | -9.366 | 9678.81
-9.092 | 2186.792 | -9.229 | 9745.852
-8.954 | 2273.543 | -9.092 | 9799.339
-8.816 | 2368.859 | -8.954 | 9849.767
-8.679 | 2474.561 | -8.816 | 9899.932
-8.541 | 2578.036 | -8.679 | 9947.994
-8.403 | 2683.33 | -8.541 | 9991.986
-8.265 | 2786.03 | -8.403 | 10033.708
-8.126 | 2892.996 | -8.265 | 10078.762
-7.988 | 3006.872 | -8.126 | 10124.157
-7.85 | 3128.136 | -7.988 | 10161.003
-7.711 | 3255.651 | -7.85 | 10200.124
-7.573 | 3387.087 | -7.711 | 10226.199
-7.434 | 3523.939 | -7.573 | 10263.899
-7.295 | 3655.09 | -7.434 | 10310.659
-7.156 | 3790.926 | -7.295 | 10340.103
-7.018 | 3927.256 | -7.156 | 10358.43
-6.879 | 4070.222 | -7.018 | 10377.111
-6.739 | 4213.764 | -6.879 | 10375.27
-6.6 | 4366.48 | -6.739 | 10379.354
-6.461 | 4528.138 | -6.6 | 10409.435
-6.322 | 4698.156 | -6.461 | 10433.6
-6.182 | 4862.841 | -6.322 | 10449.729
-6.043 | 5020.675 | -6.182 | 10463.088
-5.903 | 5182.994 | -6.043 | 10470.362
-5.764 | 5344.644 | -5.903 | 10474.78
-5.624 | 5516.255 | -5.764 | 10486.625
-5.484 | 5696.171 | -5.624 | 10495.828
-5.345 | 5872.971 | -5.484 | 10516.404
-5.205 | 6052.563 | -5.345 | 10522.892
-5.065 | 6231.213 | -5.205 | 10512.256
-4.925 | 6411.835 | -5.065 | 10509.692
-4.785 | 6593.817 | -4.925 | 10518.301
-4.645 | 6785.081 | -4.785 | 10528.371
-4.505 | 6978.033 | -4.645 | 10517.683
-4.364 | 7167.56 | -4.505 | 10513.789
-4.224 | 7346.581 | -4.364 | 10494.404
-4.084 | 7532.98 | -4.224 | 10483.77
-3.943 | 7712.011 | -4.084 | 10482.354
-3.803 | 7894.607 | -3.943 | 10484.924
-3.662 | 8081.068 | -3.803 | 10495.378
-3.522 | 8263.595 | -3.662 | 10520.497
-3.381 | 8427.062 | -3.522 | 10529.426
-3.241 | 8589.629 | -3.381 | 10536.264
-3.1 | 8744.048 | -3.241 | 10542.937
-2.96 | 8894.578 | -3.1 | 10537.09
-2.819 | 9052.486 | -2.96 | 10529.942
-2.678 | 9201.726 | -2.819 | 10538.64
-2.537 | 9350.601 | -2.678 | 10548.667
-2.397 | 9489.958 | -2.537 | 10554.559
-2.256 | 9606.284 | -2.397 | 10558.853
-2.115 | 9714.33 | -2.256 | 10570.577
-1.974 | 9819.724 | -2.115 | 10577.213
-1.833 | 9929.206 | -1.974 | 10581.614
-1.692 | 10034.028 | -1.833 | 10570.026
-1.551 | 10110.314 | -1.692 | 10563.982
-1.41 | 10198.878 | -1.551 | 10552.253
-1.269 | 10262.39 | -1.41 | 10565.796
-1.128 | 10343.373 | -1.269 | 10556.288
-0.987 | 10402.06 | -1.128 | 10556.306
-0.846 | 10454.037 | -0.987 | 10554.92
-0.705 | 10453.789 | -0.846 | 10562.789
-0.564 | 10481.392 | -0.705 | 10565.666
-0.423 | 10525.23 | -0.564 | 10597.006
-0.282 | 10553.101 | -0.423 | 10605.924
-0.141 | 10589.105 | -0.282 | 10611.074
0 | 10612.23 | -0.141 | 10603.293
0.141 | 10606.189 | 0 | 10612.23
0.282 | 10566.943 | 0.141 | 10593.383
0.423 | 10540.243 | 0.282 | 10596.169
0.564 | 10520.267 | 0.423 | 10585.226
0.705 | 10512.093 | 0.564 | 10585.076
0.846 | 10482.899 | 0.705 | 10602.364
0.987 | 10434.567 | 0.846 | 10625.297
1.128 | 10386.597 | 0.987 | 10640.613
1.269 | 10326.519 | 1.128 | 10650.996
1.41 | 10253.738 | 1.269 | 10647.936
1.551 | 10178.509 | 1.41 | 10636.106
1.692 | 10105.643 | 1.551 | 10620.262
1.833 | 10027.207 | 1.692 | 10627.616
1.974 | 9929.885 | 1.833 | 10646.34
2.115 | 9814.004 | 1.974 | 10633.062
2.256 | 9691.819 | 2.115 | 10615.496
2.397 | 9565.982 | 2.256 | 10620.374
2.537 | 9441.598 | 2.397 | 10616.71
2.678 | 9312.665 | 2.537 | 10604.015
2.819 | 9172.291 | 2.678 | 10590.409
2.96 | 9032.486 | 2.819 | 10583.864
3.1 | 8890.228 | 2.96 | 10590.334
3.241 | 8739.553 | 3.1 | 10605.831
3.381 | 8593.929 | 3.241 | 10592.885
3.522 | 8451.698 | 3.381 | 10592.857
3.662 | 8297.405 | 3.522 | 10578.322
3.803 | 8135.894 | 3.662 | 10568.854
3.943 | 7966.502 | 3.803 | 10570.904
4.084 | 7799.515 | 3.943 | 10592.168
4.224 | 7632.438 | 4.084 | 10584.835
4.364 | 7468.368 | 4.224 | 10575.216
4.505 | 7302.583 | 4.364 | 10579.978
4.645 | 7141.993 | 4.505 | 10579.46
4.785 | 6971.241 | 4.645 | 10571.802
4.925 | 6795.969 | 4.785 | 10581.905
5.065 | 6616.696 | 4.925 | 10590.486
5.205 | 6438.972 | 5.065 | 10597.568
5.345 | 6268.874 | 5.205 | 10592.523
5.484 | 6106.948 | 5.345 | 10592.285
5.624 | 5939.535 | 5.484 | 10569.333
5.764 | 5767.424 | 5.624 | 10548.769
5.903 | 5594.212 | 5.764 | 10532.941
6.043 | 5421.131 | 5.903 | 10512.816
6.182 | 5245.576 | 6.043 | 10483.114
6.322 | 5071.212 | 6.182 | 10457.167
6.461 | 4905.372 | 6.322 | 10446.374
6.6 | 4741.752 | 6.461 | 10429.971
6.739 | 4581.652 | 6.6 | 10403.852
6.879 | 4422.357 | 6.739 | 10370.05
7.018 | 4274.65 | 6.879 | 10340.355
7.156 | 4136.812 | 7.018 | 10311.241
7.295 | 3999.933 | 7.156 | 10283.742
7.434 | 3866.136 | 7.295 | 10264.694
7.573 | 3727.239 | 7.434 | 10244.498
7.711 | 3593.649 | 7.573 | 10203.43
7.85 | 3459.609 | 7.711 | 10166.681
7.988 | 3335.589 | 7.85 | 10145.602
8.126 | 3215.587 | 7.988 | 10115.509
8.265 | 3095.087 | 8.126 | 10084.531
8.403 | 2977.923 | 8.265 | 10055.79
8.541 | 2861.325 | 8.403 | 10017.133
8.679 | 2750.184 | 8.541 | 9969.486
8.816 | 2641.457 | 8.679 | 9923.077
8.954 | 2535.561 | 8.816 | 9873.969
9.092 | 2435.037 | 8.954 | 9817.821
9.229 | 2342.966 | 9.092 | 9772.351
9.366 | 2256.635 | 9.229 | 9710.932
9.504 | 2173.956 | 9.366 | 9635.91
9.641 | 2090.722 | 9.504 | 9565.705
9.778 | 2013.674 | 9.641 | 9508.591
9.915 | 1940.691 | 9.778 | 9444.765
10.052 | 1867.581 | 9.915 | 9361.967
10.188 | 1794.398 | 10.052 | 9280.8
10.325 | 1726.409 | 10.188 | 9200.82
10.461 | 1655.978 | 10.325 | 9105.006
10.598 | 1589.778 | 10.461 | 9014.861
10.734 | 1528.522 | 10.598 | 8920.133
10.87 | 1469.114 | 10.734 | 8829.849
11.006 | 1413.328 | 10.87 | 8737.373
11.142 | 1361.824 | 11.006 | 8630.781
11.278 | 1312.759 | 11.142 | 8498.083
11.413 | 1267.325 | 11.278 | 8381.866
11.549 | 1224.885 | 11.413 | 8265.805
11.684 | 1177.219 | 11.549 | 8160.94
11.819 | 1132.971 | 11.684 | 8054.583
11.954 | 1089.204 | 11.819 | 7957.488
12.089 | 1046.826 | 11.954 | 7838.254
12.224 | 1008.745 | 12.089 | 7716.724
12.359 | 977.459 | 12.224 | 7575.435
12.493 | 946.004 | 12.359 | 7450.861
12.628 | 915.093 | 12.493 | 7323.032
12.762 | 886.129 | 12.628 | 7199.134
12.896 | 857.887 | 12.762 | 7072.19
13.03 | 827.612 | 12.896 | 6950.958
13.164 | 797.681 | 13.03 | 6829.828
13.297 | 769.882 | 13.164 | 6689.37
13.431 | 745.609 | 13.297 | 6550.671
13.564 | 722.48 | 13.431 | 6406.629
13.698 | 701.686 | 13.564 | 6271.18
13.831 | 681.758 | 13.698 | 6117.45
13.964 | 661.16 | 13.831 | 5960.282
14.096 | 640.877 | 13.964 | 5806.021
14.229 | 623.069 | 14.096 | 5668.272
14.361 | 606.462 | 14.229 | 5530.606
14.494 | 590.037 | 14.361 | 5393.105
14.626 | 572.886 | 14.494 | 5263.054
14.758 | 556.766 | 14.626 | 5128.082
14.89 | 539.211 | 14.758 | 4990.772
15.021 | 520.212 | 14.89 | 4858.17
15.153 | 501.975 | 15.021 | 4720.329
15.284 | 487.642 | 15.153 | 4584.099
15.415 | 475.988 | 15.284 | 4451.732
15.546 | 463.939 | 15.415 | 4322.476
15.677 | 451.701 | 15.546 | 4194.678
15.808 | 439.33 | 15.677 | 4064.83
15.938 | 428.201 | 15.808 | 3939.387
16.069 | 415.596 | 15.938 | 3811.676
16.199 | 401.926 | 16.069 | 3689.735
16.329 | 390.4 | 16.199 | 3565.161
16.459 | 382.537 | 16.329 | 3443.857
16.588 | 373.982 | 16.459 | 3323.701
16.718 | 365.093 | 16.588 | 3207.531
16.847 | 356.869 | 16.718 | 3098.726
16.976 | 347.856 | 16.847 | 2996.598
17.105 | 337.926 | 16.976 | 2892.562
17.234 | 329.116 | 17.105 | 2790.131
17.362 | 320.823 | 17.234 | 2691.753
17.491 | 312.743 | 17.362 | 2590.818
17.619 | 304.57 | 17.491 | 2490.339
17.747 | 295.596 | 17.619 | 2394.919
17.875 | 288.251 | 17.747 | 2302.342
18.003 | 281.432 | 17.875 | 2212.161
18.13 | 275.112 | 18.003 | 2124.42
18.257 | 270.721 | 18.13 | 2039.627
18.385 | 266.592 | 18.257 | 1957.955
18.512 | 263.165 | 18.385 | 1883.09
18.638 | 258.849 | 18.512 | 1810.09
18.765 | 253.453 | 18.638 | 1739.277
18.891 | 246.308 | 18.765 | 1668.193
19.017 | 238.976 | 18.891 | 1604.58
19.143 | 233.22 | 19.017 | 1542.767
19.269 | 227.407 | 19.143 | 1482.92
19.395 | 223.405 | 19.269 | 1426.506
19.52 | 221.259 | 19.395 | 1370
19.645 | 218.436 | 19.52 | 1314.258
19.77 | 216.111 | 19.645 | 1264.149
19.895 | 213.714 | 19.77 | 1216.077
20.02 | 208.936 | 19.895 | 1167.884
20.144 | 203.911 | 20.02 | 1122.128
20.268 | 199.573 | 20.144 | 1081.363
20.392 | 195.924 | 20.268 | 1038.672
20.516 | 193.261 | 20.392 | 1001.686
20.64 | 190.457 | 20.516 | 966.824
20.763 | 187.251 | 20.64 | 929.659
20.887 | 184.681 | 20.763 | 893.617
21.01 | 182.427 | 20.887 | 861.64
21.132 | 179.736 | 21.01 | 829.052
21.255 | 178.084 | 21.132 | 796.962
21.378 | 177.312 | 21.255 | 769.377
21.5 | 176.01 | 21.378 | 744.422
21.622 | 173.314 | 21.5 | 719.94
21.744 | 171.267 | 21.622 | 695.04
21.865 | 168.48 | 21.744 | 670.747
21.987 | 165.046 | 21.865 | 647.862
22.108 | 162.197 | 21.987 | 625.962
22.229 | 160.171 | 22.108 | 607.595
22.349 | 157.463 | 22.229 | 589.436
22.47 | 155.147 | 22.349 | 572.496
22.59 | 152.717 | 22.47 | 557.39
22.71 | 150.039 | 22.59 | 541.7
22.83 | 148.398 | 22.71 | 525.118
22.95 | 147.192 | 22.83 | 510.011
23.07 | 145.776 | 22.95 | 495.337
23.189 | 144.421 | 23.07 | 479.802
23.308 | 142.682 | 23.189 | 465.041
23.427 | 140.762 | 23.308 | 452.809
23.546 | 139.556 | 23.427 | 440.237
23.664 | 137.514 | 23.546 | 427.048
23.782 | 134.838 | 23.664 | 416.243
23.9 | 132.46 | 23.782 | 403.439
24.018 | 130.418 | 23.9 | 393.695
24.136 | 128.121 | 24.018 | 381.981
24.253 | 127.248 | 24.136 | 370.868
24.37 | 127.601 | 24.253 | 358.888
24.487 | 127.956 | 24.37 | 350.323
24.604 | 129.551 | 24.487 | 341.675
24.72 | 131.403 | 24.604 | 333.227
24.836 | 130.813 | 24.72 | 325.087
24.953 | 128.295 | 24.836 | 318.289
25.068 | 125.584 | 24.953 | 312.379
25.184 | 122.93 | 25.068 | 303.183
25.299 | 119.686 | 25.184 | 296.839
25.415 | 118.658 | 25.299 | 292.545
25.53 | 119.397 | 25.415 | 288.803
25.644 | 119.233 | 25.53 | 280.557
25.759 | 117.395 | 25.644 | 275.055
25.873 | 114.672 | 25.759 | 268.722
25.987 | 113.323 | 25.873 | 262.827
26.101 | 111.232 | 25.987 | 257.446
26.215 | 108.909 | 26.101 | 251.667
26.328 | 108.011 | 26.215 | 247.878
26.441 | 108.477 | 26.328 | 242.148
26.554 | 107.906 | 26.441 | 237.161
26.667 | 107.407 | 26.554 | 234.113
26.78 | 106.905 | 26.667 | 229.482
26.892 | 106.249 | 26.78 | 227.737
27.004 | 105.74 | 26.892 | 225.007
27.116 | 105.68 | 27.004 | 221.51
27.228 | 105.96 | 27.116 | 216.899
27.339 | 104.726 | 27.228 | 213.243
27.45 | 102.115 | 27.339 | 208.049
27.561 | 99.297 | 27.45 | 201.872
27.672 | 97.304 | 27.561 | 195.239
27.782 | 96.296 | 27.672 | 190.63
27.893 | 96.475 | 27.782 | 188.334
28.003 | 97.542 | 27.893 | 185.792
28.113 | 98.113 | 28.003 | 183.466
28.222 | 98.803 | 28.113 | 181.474
28.332 | 98.563 | 28.222 | 178.381
28.441 | 97.148 | 28.332 | 172.894
28.55 | 95.058 | 28.441 | 168.895
28.658 | 93.27 | 28.55 | 166.283
28.767 | 92.89 | 28.658 | 165.306
28.875 | 93.378 | 28.767 | 164.401
28.983 | 94.544 | 28.875 | 160.76
29.091 | 93.686 | 28.983 | 157.057
29.199 | 91.424 | 29.091 | 152.135
29.306 | 89.469 | 29.199 | 149.139
29.413 | 87.782 | 29.306 | 145.001
29.52 | 85.077 | 29.413 | 143.973
29.627 | 81.949 | 29.52 | 143.098
29.733 | 81.561 | 29.627 | 142.865
29.84 | 83.286 | 29.733 | 140.723
29.946 | 85.39 | 29.84 | 139.625
30.051 | 86.606 | 29.946 | 138.233
30.157 | 87.089 | 30.051 | 136.054
30.262 | 86.38 | 30.157 | 132.792
30.367 | 84.259 | 30.262 | 129.714
30.472 | 83.411 | 30.367 | 127.94
30.577 | 83.39 | 30.472 | 127.025
30.681 | 82.908 | 30.577 | 125.854
30.786 | 82.046 | 30.681 | 125.427
30.89 | 81.851 | 30.786 | 125.081
30.993 | 81.907 | 30.89 | 123.722
30.993 | 81.907 | 30.89 | 123.722
31.097 | 81.455 | 30.993 | 124.084
31.2 | 81.298 | 31.097 | 123.051
31.303 | 80.627 | 31.2 | 123.921
31.406 | 79.568 | 31.303 | 123.433
31.509 | 78.972 | 31.406 | 122.001
31.611 | 79.061 | 31.509 | 117.687
31.714 | 76.948 | 31.611 | 114.72
31.815 | 73.696 | 31.714 | 112.682
31.917 | 72.29 | 31.815 | 95.865
32.019 | 72.225 | 31.917 | 69.379
32.12 | 72.042 | 32.019 | 50.598

## Vivid H50 (hidden)
Selador | Lamp |  | Wattage
Vivid | Lumileds K2 |  | 122 |  | Note: Owing to the variability of LEDs, output data and color matches should be viewed as approximate
Note: All data taken with room temperature fixture
| Beam Angle | Field Angle
Horizontal | 58.7 | 72.3
| Accessory Lens | Candela | Field Lumens | Beam Lumens | Lens Efficiency | Efficacy
| H50 | 6450 | 1080 | 570 | 96% | 8.8525
| For Field diameter at any distance, multiply distance by |  |  |  | 1.4611
| For Beam diameter at any distance, multiply distance by |  |  |  | 1.1246
| Throw Distance (ft) | 10 | 15 | 20 | 25
| Throw Distance (m) | 3.048 | 4.572 | 6.096 | 7.62
| Field Diameter (ft) | 14.611 | 21.9165 | 29.222 | 36.5275
| Field Diameter (m) | 4.4534 | 6.6802 | 8.9069 | 11.1336
| Illuminance (fc) | 64.5 | 28.6667 | 16.125 | 10.32
| Illuminance (lux) | 694.2715 | 308.5651 | 173.5679 | 111.0834
Test Distance | Iso-Illuminance Diagram grid lines
61 | 10 | 20 | 30 | 40
| 0.16393 | 0.32787 | 0.4918 | 0.65574
| Beam Angle | Field Angle
Vertical | 10 | 21.9
| For Field diameter at any distance, multiply distance by |  |  |  | 0.38695
| For Beam diameter at any distance, multiply distance by |  |  |  | 0.17498
| Throw Distance (ft) | 10 | 15 | 20 | 25
| Throw Distance (m) | 3.048 | 4.572 | 6.096 | 7.62
| Field Diameter (ft) | 3.8695 | 5.8042 | 7.739 | 9.6737
| Field Diameter (m) | 1.1794 | 1.7691 | 2.3588 | 2.9486
| Illuminance (fc) | 64.5 | 28.6667 | 16.125 | 10.32
| Illuminance (lux) | 694.2715 | 308.5651 | 173.5679 | 111.0834
| X |  | Y
-36.538 | 0 | -36.646 | 38.886
-36.431 | 0 | -36.538 | 39.463
-36.323 | 0 | -36.431 | 39.47
-36.214 | 109.477 | -36.323 | 38.322
-36.106 | 299.625 | -36.214 | 37.981
-35.997 | 494.895 | -36.106 | 39.053
-35.888 | 697.62 | -35.997 | 38.639
-35.778 | 830.487 | -35.888 | 39.089
-35.669 | 861.206 | -35.778 | 39.499
-35.559 | 891.946 | -35.669 | 39.479
-35.448 | 922.881 | -35.559 | 37.722
-35.338 | 950.18 | -35.448 | 39.084
-35.227 | 982.737 | -35.338 | 39.24
-35.116 | 1015.331 | -35.227 | 39.219
-35.004 | 1046.501 | -35.116 | 38.814
-34.892 | 1078.167 | -35.004 | 40.355
-34.78 | 1116.411 | -34.892 | 40.467
-34.667 | 1156.526 | -34.78 | 40.13
-34.555 | 1195.382 | -34.667 | 40.755
-34.442 | 1235.508 | -34.555 | 41.306
-34.328 | 1278.851 | -34.442 | 41.546
-34.215 | 1319.302 | -34.328 | 41.547
-34.101 | 1360.42 | -34.215 | 42.424
-33.986 | 1404.606 | -34.101 | 42.253
-33.872 | 1449.322 | -33.986 | 42.417
-33.757 | 1494.295 | -33.872 | 41.846
-33.641 | 1542.66 | -33.757 | 41.512
-33.526 | 1587.201 | -33.641 | 41.543
-33.41 | 1630.486 | -33.526 | 41.739
-33.294 | 1677.329 | -33.41 | 42.752
-33.177 | 1729.703 | -33.294 | 43.855
-33.061 | 1778.568 | -33.177 | 45.371
-32.943 | 1829.836 | -33.061 | 46.648
-32.826 | 1878.337 | -32.943 | 47.657
-32.708 | 1925.638 | -32.826 | 47.757
-32.59 | 1972.549 | -32.708 | 46.96
-32.472 | 2026.221 | -32.59 | 46.583
-32.353 | 2075.279 | -32.472 | 46.685
-32.234 | 2128.41 | -32.353 | 45.742
-32.115 | 2173.952 | -32.234 | 46.476
-31.995 | 2226.563 | -32.115 | 49.369
-31.876 | 2282.982 | -31.995 | 50.708
-31.755 | 2338.728 | -31.876 | 51.413
-31.635 | 2393.684 | -31.755 | 53.291
-31.514 | 2450.167 | -31.635 | 53.238
-31.393 | 2499.483 | -31.514 | 52.447
-31.271 | 2545.713 | -31.393 | 53.102
-31.15 | 2593.275 | -31.271 | 53.538
-31.027 | 2638.303 | -31.15 | 53.514
-30.905 | 2687.951 | -31.027 | 53.884
-30.782 | 2742.707 | -30.905 | 55.187
-30.659 | 2799.066 | -30.782 | 55.096
-30.536 | 2856.532 | -30.659 | 55.604
-30.412 | 2911.88 | -30.536 | 55.184
-30.288 | 2958.027 | -30.412 | 54.468
-30.164 | 3006.907 | -30.288 | 54.943
-30.039 | 3053.081 | -30.164 | 56.741
-29.914 | 3103.93 | -30.039 | 58.291
-29.789 | 3149.482 | -29.914 | 60.033
-29.664 | 3199.707 | -29.789 | 60.625
-29.538 | 3246.444 | -29.664 | 61.037
-29.412 | 3288.897 | -29.538 | 60.577
-29.285 | 3334.24 | -29.412 | 60.351
-29.158 | 3377.316 | -29.285 | 61.076
-29.031 | 3427.28 | -29.158 | 60.534
-28.904 | 3477.318 | -29.031 | 59.911
-28.776 | 3523.635 | -28.904 | 59.832
-28.648 | 3567.374 | -28.776 | 60.094
-28.519 | 3613.002 | -28.648 | 61.171
-28.391 | 3653.191 | -28.519 | 63
-28.262 | 3693.218 | -28.391 | 62.77
-28.132 | 3732.891 | -28.262 | 63.212
-28.003 | 3764.178 | -28.132 | 63.233
-27.873 | 3792.5 | -28.003 | 64.251
-27.743 | 3830.266 | -27.873 | 64.241
-27.612 | 3868.442 | -27.743 | 64.698
-27.481 | 3900.385 | -27.612 | 64.795
-27.35 | 3940.396 | -27.481 | 65.219
-27.218 | 3975.726 | -27.35 | 65.45
-27.087 | 4004.561 | -27.218 | 65.055
-26.954 | 4027.778 | -27.087 | 65.798
-26.822 | 4056.383 | -26.954 | 66.32
-26.689 | 4080.376 | -26.822 | 67.215
-26.556 | 4104.2 | -26.689 | 67.06
-26.423 | 4126.982 | -26.556 | 67.306
-26.289 | 4150.534 | -26.423 | 68.054
-26.155 | 4176.535 | -26.289 | 68.718
-26.021 | 4203.727 | -26.155 | 68.877
-25.886 | 4225.734 | -26.021 | 69.901
-25.751 | 4253.988 | -25.886 | 71.364
-25.616 | 4280.053 | -25.751 | 71.669
-25.481 | 4292.441 | -25.616 | 71.737
-25.345 | 4301.316 | -25.481 | 72.272
-25.209 | 4319.769 | -25.345 | 72.545
-25.072 | 4337.362 | -25.209 | 72.713
-24.935 | 4354.541 | -25.072 | 72.675
-24.798 | 4377.758 | -24.935 | 72.868
-24.661 | 4401.799 | -24.798 | 74.206
-24.523 | 4416.399 | -24.661 | 75.231
-24.385 | 4436.116 | -24.523 | 75.515
-24.247 | 4449.05 | -24.385 | 76.252
-24.109 | 4462.793 | -24.247 | 77.764
-23.97 | 4477.687 | -24.109 | 79.116
-23.831 | 4496.289 | -23.97 | 80.285
-23.691 | 4508.306 | -23.831 | 80.873
-23.551 | 4522.964 | -23.691 | 81.557
-23.411 | 4536.684 | -23.551 | 83.401
-23.271 | 4555.773 | -23.411 | 85.282
-23.13 | 4574.47 | -23.271 | 86.094
-22.989 | 4585.591 | -23.13 | 87.049
-22.848 | 4600.078 | -22.989 | 87.461
-22.707 | 4613.745 | -22.848 | 87.285
-22.565 | 4633.287 | -22.707 | 87.475
-22.423 | 4649.185 | -22.565 | 88.561
-22.28 | 4668.431 | -22.423 | 90.244
-22.137 | 4697.595 | -22.28 | 92.254
-21.994 | 4721.706 | -22.137 | 93.317
-21.851 | 4737.355 | -21.994 | 94.781
-21.708 | 4742.432 | -21.851 | 95.544
-21.564 | 4757.895 | -21.708 | 96.019
-21.42 | 4778.193 | -21.564 | 97.178
-21.275 | 4805.688 | -21.42 | 98.119
-21.13 | 4820.11 | -21.275 | 99.314
-20.985 | 4841.818 | -21.13 | 101.749
-20.84 | 4866.662 | -20.985 | 104.216
-20.695 | 4892.101 | -20.84 | 105.876
-20.549 | 4909.142 | -20.695 | 108.692
-20.403 | 4927.193 | -20.549 | 111.934
-20.256 | 4951.004 | -20.403 | 113.282
-20.11 | 4977.973 | -20.256 | 114.647
-19.963 | 4999.989 | -20.11 | 116.189
-19.815 | 5024.883 | -19.963 | 117.816
-19.668 | 5040.666 | -19.815 | 119.045
-19.52 | 5059.623 | -19.668 | 121.616
-19.372 | 5079.025 | -19.52 | 123.195
-19.224 | 5105.554 | -19.372 | 124.902
-19.075 | 5127.542 | -19.224 | 127.44
-18.926 | 5143.427 | -19.075 | 131.185
-18.777 | 5161.103 | -18.926 | 134.619
-18.628 | 5188.311 | -18.777 | 138.44
-18.478 | 5214.159 | -18.628 | 143.004
-18.328 | 5236.9 | -18.478 | 146.227
-18.178 | 5261.116 | -18.328 | 149.458
-18.028 | 5280.657 | -18.178 | 152.317
-17.877 | 5299.098 | -18.028 | 155.385
-17.726 | 5313.693 | -17.877 | 158.329
-17.575 | 5334.178 | -17.726 | 163.113
-17.424 | 5349.182 | -17.575 | 168.162
-17.272 | 5361.989 | -17.424 | 173.889
-17.12 | 5377.009 | -17.272 | 179.919
-16.968 | 5402.029 | -17.12 | 186.162
-16.815 | 5423.651 | -16.968 | 191.897
-16.663 | 5437.651 | -16.815 | 199.086
-16.51 | 5452.502 | -16.663 | 205.874
-16.357 | 5473.964 | -16.51 | 213.108
-16.203 | 5498.804 | -16.357 | 219.555
-16.049 | 5517.699 | -16.203 | 227.397
-15.896 | 5545.91 | -16.049 | 234.689
-15.741 | 5565.454 | -15.896 | 241.115
-15.587 | 5582.516 | -15.741 | 247.922
-15.432 | 5597.925 | -15.587 | 255.448
-15.278 | 5617.428 | -15.432 | 263.626
-15.123 | 5634.324 | -15.278 | 271.728
-14.967 | 5661.555 | -15.123 | 279.417
-14.812 | 5691.459 | -14.967 | 287.564
-14.656 | 5721.05 | -14.812 | 298.296
-14.5 | 5742.832 | -14.656 | 309.093
-14.344 | 5771.809 | -14.5 | 320.206
-14.188 | 5800.257 | -14.344 | 328.823
-14.031 | 5821.834 | -14.188 | 340.277
-13.874 | 5835.001 | -14.031 | 350.582
-13.717 | 5855.451 | -13.874 | 361.56
-13.56 | 5873.408 | -13.717 | 375.307
-13.403 | 5900.263 | -13.56 | 388.445
-13.245 | 5926.247 | -13.403 | 399.839
-13.087 | 5946.829 | -13.245 | 413.78
-12.929 | 5960.022 | -13.087 | 426.952
-12.771 | 5969.757 | -12.929 | 440.761
-12.612 | 5982.478 | -12.771 | 457.012
-12.454 | 5997.822 | -12.612 | 474.689
-12.295 | 6009.029 | -12.454 | 488.642
-12.136 | 6019.471 | -12.295 | 504.966
-11.976 | 6028.298 | -12.136 | 521.832
-11.817 | 6040.727 | -11.976 | 540.582
-11.657 | 6056.902 | -11.817 | 559.806
-11.498 | 6061.223 | -11.657 | 578.485
-11.338 | 6066.678 | -11.498 | 599.666
-11.178 | 6075.647 | -11.338 | 619.491
-11.017 | 6079.969 | -11.178 | 639.584
-10.857 | 6084.88 | -11.017 | 662.972
-10.696 | 6089.918 | -10.857 | 687.665
-10.535 | 6093.899 | -10.696 | 714.985
-10.374 | 6095.687 | -10.535 | 743.398
-10.213 | 6101.876 | -10.374 | 773.76
-10.052 | 6115.563 | -10.213 | 804.765
-9.89 | 6128.838 | -10.052 | 832.696
-9.729 | 6133.14 | -9.89 | 865.008
-9.567 | 6137.936 | -9.729 | 899.594
-9.405 | 6148.211 | -9.567 | 937.817
-9.243 | 6161.107 | -9.405 | 977.004
-9.08 | 6173.031 | -9.243 | 1018.621
-8.918 | 6184.818 | -9.08 | 1063.412
-8.755 | 6189.478 | -8.918 | 1110.478
-8.593 | 6197.004 | -8.755 | 1156.712
-8.43 | 6202.025 | -8.593 | 1207.408
-8.267 | 6211.875 | -8.43 | 1262.51
-8.104 | 6223.842 | -8.267 | 1320.395
-7.94 | 6240.65 | -8.104 | 1380.759
-7.777 | 6248.441 | -7.94 | 1446.268
-7.614 | 6254.534 | -7.777 | 1513.536
-7.45 | 6265.977 | -7.614 | 1583.188
-7.286 | 6275.369 | -7.45 | 1655.317
-7.122 | 6283.595 | -7.286 | 1736.038
-6.958 | 6296.394 | -7.122 | 1818.495
-6.794 | 6305.884 | -6.958 | 1908.402
-6.63 | 6317.972 | -6.794 | 2003.424
-6.466 | 6336.655 | -6.63 | 2103.065
-6.301 | 6343.663 | -6.466 | 2200.788
-6.137 | 6351.175 | -6.301 | 2305.44
-5.972 | 6355.974 | -6.137 | 2412.45
-5.807 | 6364.207 | -5.972 | 2526.937
-5.642 | 6364.972 | -5.807 | 2646.506
-5.478 | 6372.229 | -5.642 | 2768.289
-5.313 | 6378.332 | -5.478 | 2887.901
-5.147 | 6385.583 | -5.313 | 3011.711
-4.982 | 6382.503 | -5.147 | 3139.275
-4.817 | 6385.306 | -4.982 | 3264.594
-4.652 | 6381.229 | -4.817 | 3393.792
-4.486 | 6388.265 | -4.652 | 3527.334
-4.321 | 6398.679 | -4.486 | 3674.341
-4.155 | 6412.695 | -4.321 | 3827.683
-3.989 | 6415.979 | -4.155 | 3972.305
-3.824 | 6426.192 | -3.989 | 4122.434
-3.658 | 6431.296 | -3.824 | 4264.86
-3.492 | 6436.303 | -3.658 | 4407.476
-3.326 | 6454.574 | -3.492 | 4546.763
-3.16 | 6453.638 | -3.326 | 4691.995
-2.994 | 6457.363 | -3.16 | 4827.906
-2.828 | 6462.184 | -2.994 | 4967.253
-2.662 | 6464.904 | -2.828 | 5099.496
-2.496 | 6458.24 | -2.662 | 5230.681
-2.33 | 6462.698 | -2.496 | 5361.26
-2.163 | 6463.893 | -2.33 | 5483.539
-1.997 | 6463.989 | -2.163 | 5588.593
-1.831 | 6453.495 | -1.997 | 5694.539
-1.664 | 6446.376 | -1.831 | 5792.887
-1.498 | 6438.565 | -1.664 | 5878.15
-1.332 | 6439.317 | -1.498 | 5954.355
-1.165 | 6431.893 | -1.332 | 6038.539
-0.999 | 6417.517 | -1.165 | 6113.701
-0.832 | 6391.729 | -0.999 | 6184.622
-0.666 | 6378.412 | -0.832 | 6246.54
-0.499 | 6373.059 | -0.666 | 6302.65
-0.333 | 6369.642 | -0.499 | 6332.073
-0.166 | 6363.736 | -0.333 | 6356.521
0 | 6367.527 | -0.166 | 6361.791
0.166 | 6368.046 | 0 | 6367.527
0.333 | 6369.375 | 0.166 | 6363.336
0.499 | 6365.659 | 0.333 | 6359.344
0.666 | 6366.185 | 0.499 | 6329.441
0.832 | 6368.189 | 0.666 | 6294.963
0.999 | 6354.862 | 0.832 | 6271.301
1.165 | 6346.654 | 0.999 | 6230.316
1.332 | 6346.046 | 1.165 | 6177.225
1.498 | 6349.588 | 1.332 | 6119.5
1.664 | 6343.42 | 1.498 | 6040.564
1.831 | 6344.59 | 1.664 | 5949.944
1.997 | 6346.781 | 1.831 | 5854.062
2.163 | 6348.979 | 1.997 | 5754.834
2.33 | 6340.537 | 2.163 | 5642.524
2.496 | 6331.426 | 2.33 | 5515.982
2.662 | 6321.376 | 2.496 | 5383.961
2.828 | 6311.572 | 2.662 | 5256.261
2.994 | 6300.136 | 2.828 | 5126.885
3.16 | 6295.666 | 2.994 | 4986.478
3.326 | 6284.181 | 3.16 | 4844.86
3.492 | 6277.174 | 3.326 | 4706.044
3.658 | 6268.723 | 3.492 | 4565.537
3.824 | 6258.459 | 3.658 | 4416.532
3.989 | 6250.989 | 3.824 | 4261.731
4.155 | 6259.252 | 3.989 | 4113.098
4.321 | 6255.523 | 4.155 | 3962.983
4.486 | 6243.205 | 4.321 | 3808.872
4.652 | 6233.314 | 4.486 | 3670.127
4.817 | 6223.33 | 4.652 | 3527.314
4.982 | 6211.631 | 4.817 | 3385.042
5.147 | 6202.284 | 4.982 | 3245.576
5.313 | 6191.083 | 5.147 | 3112.618
5.478 | 6182.836 | 5.313 | 2977.48
5.642 | 6170.214 | 5.478 | 2845.947
5.807 | 6156.615 | 5.642 | 2718.637
5.972 | 6144.262 | 5.807 | 2590.827
6.137 | 6137.135 | 5.972 | 2475.395
6.301 | 6130.374 | 6.137 | 2363.713
6.466 | 6124.094 | 6.301 | 2253.239
6.63 | 6115.123 | 6.466 | 2147.545
6.794 | 6098.253 | 6.63 | 2044.808
6.958 | 6076.011 | 6.794 | 1944.777
7.122 | 6055.795 | 6.958 | 1848.759
7.286 | 6035.735 | 7.122 | 1758.066
7.45 | 6016.062 | 7.286 | 1677.243
7.614 | 6010.68 | 7.45 | 1601.191
7.777 | 6002.05 | 7.614 | 1523.947
7.94 | 5986.156 | 7.777 | 1449.463
8.104 | 5960.571 | 7.94 | 1378.272
8.267 | 5940.684 | 8.104 | 1308.141
8.43 | 5924.9 | 8.267 | 1244.244
8.593 | 5905.775 | 8.43 | 1185.654
8.755 | 5896.488 | 8.593 | 1131.913
8.918 | 5890.668 | 8.755 | 1082.739
9.08 | 5881.317 | 8.918 | 1035.042
9.243 | 5864.035 | 9.08 | 985.795
9.405 | 5859.305 | 9.243 | 945.597
9.567 | 5861.249 | 9.405 | 904.792
9.729 | 5852.847 | 9.567 | 866.02
9.89 | 5843.886 | 9.729 | 831.179
10.052 | 5833.703 | 9.89 | 795.795
10.213 | 5823.191 | 10.052 | 760.143
10.374 | 5800.525 | 10.213 | 726.061
10.535 | 5780.397 | 10.374 | 696.278
10.696 | 5763.439 | 10.535 | 667.24
10.857 | 5750.51 | 10.696 | 641.36
11.017 | 5742.534 | 10.857 | 614.063
11.178 | 5742.262 | 11.017 | 590.762
11.338 | 5735.588 | 11.178 | 567.276
11.498 | 5724.932 | 11.338 | 548.7
11.657 | 5713.944 | 11.498 | 531.127
11.817 | 5708.683 | 11.657 | 512.833
11.976 | 5696.953 | 11.817 | 494.304
12.136 | 5682.638 | 11.976 | 476.269
12.295 | 5668.48 | 12.136 | 457.771
12.454 | 5656.282 | 12.295 | 441.894
12.612 | 5643.878 | 12.454 | 427.339
12.771 | 5626.124 | 12.612 | 413.662
12.929 | 5606.491 | 12.771 | 400.292
13.087 | 5592.91 | 12.929 | 388.402
13.245 | 5577.764 | 13.087 | 375.464
13.403 | 5565.517 | 13.245 | 365.5
13.56 | 5556.537 | 13.403 | 355.671
13.717 | 5551.216 | 13.56 | 345.746
13.874 | 5534.486 | 13.717 | 334.644
14.031 | 5505.794 | 13.874 | 323.316
14.188 | 5478.815 | 14.031 | 311.884
14.344 | 5463.978 | 14.188 | 301.959
14.5 | 5445.47 | 14.344 | 291.39
14.656 | 5431.332 | 14.5 | 282.778
14.812 | 5421.105 | 14.656 | 273.06
14.967 | 5411.745 | 14.812 | 264.592
15.123 | 5385.133 | 14.967 | 256.684
15.278 | 5357.915 | 15.123 | 249.233
15.432 | 5339.984 | 15.278 | 241.817
15.587 | 5324.593 | 15.432 | 234.436
15.741 | 5306.838 | 15.587 | 226.854
15.896 | 5288.074 | 15.741 | 218.579
16.049 | 5275.489 | 15.896 | 211.598
16.203 | 5251.681 | 16.049 | 205.146
16.357 | 5226.066 | 16.203 | 198.689
16.51 | 5205.207 | 16.357 | 193.004
16.663 | 5193.127 | 16.51 | 188.203
16.815 | 5181.126 | 16.663 | 183.122
16.968 | 5167.437 | 16.815 | 178.388
17.12 | 5149.62 | 16.968 | 174.876
17.272 | 5129.266 | 17.12 | 170.301
17.424 | 5107.339 | 17.272 | 165.158
17.575 | 5077.929 | 17.424 | 160.54
17.726 | 5044.066 | 17.575 | 156.166
17.877 | 5012.571 | 17.726 | 152.632
18.028 | 4990.091 | 17.877 | 147.755
18.178 | 4972.604 | 18.028 | 142.921
18.328 | 4957.871 | 18.178 | 138.197
18.478 | 4946.426 | 18.328 | 133.874
18.628 | 4932.893 | 18.478 | 130.089
18.777 | 4912.356 | 18.628 | 126.106
18.926 | 4886.852 | 18.777 | 123.407
19.075 | 4859.343 | 18.926 | 121.146
19.224 | 4834.84 | 19.075 | 119.415
19.372 | 4823.133 | 19.224 | 117.722
19.52 | 4805.147 | 19.372 | 116.317
19.668 | 4790.011 | 19.52 | 114.381
19.815 | 4778.136 | 19.668 | 112.435
19.963 | 4769.547 | 19.815 | 109.816
20.11 | 4756.671 | 19.963 | 107.297
20.256 | 4745.591 | 20.11 | 107.23
20.403 | 4731.803 | 20.256 | 106.217
20.549 | 4718.118 | 20.403 | 103.948
20.695 | 4697.569 | 20.549 | 99.972
20.84 | 4676.309 | 20.695 | 97.814
20.985 | 4659.486 | 20.84 | 95.644
21.13 | 4648.524 | 20.985 | 95.336
21.275 | 4628.082 | 21.13 | 95.075
21.42 | 4607.247 | 21.275 | 93.352
21.564 | 4587.152 | 21.42 | 92.682
21.708 | 4571.083 | 21.564 | 91.038
21.851 | 4555.95 | 21.708 | 88.695
21.994 | 4547.838 | 21.851 | 86.672
22.137 | 4542.154 | 21.994 | 86.599
22.28 | 4530.471 | 22.137 | 85.591
22.423 | 4519.831 | 22.28 | 83.614
22.565 | 4509.708 | 22.423 | 82.977
22.707 | 4496.415 | 22.565 | 81.708
22.848 | 4477.386 | 22.707 | 80.285
22.989 | 4462.1 | 22.848 | 79.707
23.13 | 4438.673 | 22.989 | 79.516
23.271 | 4413.398 | 23.13 | 79.129
23.411 | 4391.857 | 23.271 | 78.1
23.551 | 4382.626 | 23.411 | 76.991
23.691 | 4374.845 | 23.551 | 75.479
23.831 | 4362.149 | 23.691 | 73.535
23.97 | 4346.487 | 23.831 | 71.629
24.109 | 4330.616 | 23.97 | 70.786
24.247 | 4310.756 | 24.109 | 71.167
24.385 | 4290.124 | 24.247 | 71.55
24.523 | 4267.977 | 24.385 | 70.8
24.661 | 4245.289 | 24.523 | 68.602
24.798 | 4224.451 | 24.661 | 67.101
24.935 | 4204.969 | 24.798 | 65.565
25.072 | 4186.058 | 24.935 | 65.502
25.209 | 4167.288 | 25.072 | 65.849
25.345 | 4152.403 | 25.209 | 65.452
25.481 | 4135.687 | 25.345 | 65.13
25.616 | 4120.139 | 25.481 | 64.729
25.751 | 4099.219 | 25.616 | 64.09
25.886 | 4074.52 | 25.751 | 62.012
26.021 | 4052.966 | 25.886 | 61.936
26.155 | 4031.188 | 26.021 | 62.07
26.289 | 4007.409 | 26.155 | 62.1
26.423 | 3988.298 | 26.289 | 61.071
26.556 | 3970.521 | 26.423 | 59.823
26.689 | 3950.775 | 26.556 | 59.099
26.822 | 3922.678 | 26.689 | 57.888
26.954 | 3893.898 | 26.822 | 57.314
27.087 | 3870.506 | 26.954 | 57.192
27.218 | 3841.033 | 27.087 | 56.449
27.35 | 3805.713 | 27.218 | 54.778
27.481 | 3771.257 | 27.35 | 54.891
27.612 | 3736.686 | 27.481 | 54.35
27.743 | 3696.387 | 27.612 | 54.435
27.873 | 3662.942 | 27.743 | 54.107
28.003 | 3630.273 | 27.873 | 53.198
28.132 | 3591.492 | 28.003 | 52.67
28.262 | 3553.678 | 28.132 | 51.943
28.391 | 3515.046 | 28.262 | 51.435
28.519 | 3479.834 | 28.391 | 51.09
28.648 | 3438.626 | 28.519 | 50.94
28.776 | 3398.436 | 28.648 | 50.788
28.904 | 3358.989 | 28.776 | 50.323
29.031 | 3318.869 | 28.904 | 48.633
29.158 | 3266.385 | 29.031 | 48.499
29.285 | 3210.537 | 29.158 | 46.875
29.412 | 3160.203 | 29.285 | 46.417
29.538 | 3110.059 | 29.412 | 45.408
29.664 | 3060.775 | 29.538 | 45.462
29.789 | 3017.963 | 29.664 | 43.889
29.914 | 2979.442 | 29.789 | 45.425
30.039 | 2930.003 | 29.914 | 45.362
30.164 | 2879.114 | 30.039 | 44.504
30.288 | 2834.813 | 30.164 | 44.201
30.412 | 2788.167 | 30.288 | 43.658
30.536 | 2735.689 | 30.412 | 42.992
30.659 | 2680.337 | 30.536 | 43.216
30.782 | 2628.485 | 30.659 | 42.842
30.905 | 2573.049 | 30.782 | 43.096
31.027 | 2521.14 | 30.905 | 42.9
31.15 | 2468.388 | 31.027 | 42.216
31.271 | 2416.036 | 31.15 | 41.589
31.393 | 2361.944 | 31.271 | 41.261
31.514 | 2307.754 | 31.393 | 40.869
31.635 | 2250.005 | 31.514 | 40.412
31.755 | 2196.939 | 31.635 | 39.025
31.876 | 2144.998 | 31.755 | 38.092
31.995 | 2093.29 | 31.876 | 38.178
32.115 | 2042.227 | 31.995 | 38.266
32.234 | 1995.504 | 32.115 | 38.698
32.353 | 1950.833 | 32.234 | 39.292
32.472 | 1906.111 | 32.353 | 38.719
32.59 | 1860.54 | 32.472 | 36.236
32.708 | 1810.783 | 32.59 | 34.18
32.826 | 1753.063 | 32.708 | 33.931
32.943 | 1699.901 | 32.826 | 34.42
33.061 | 1654.075 | 32.943 | 35.428
33.177 | 1609.558 | 33.061 | 36.055
33.294 | 1563.365 | 33.177 | 36.948
33.41 | 1518.622 | 33.294 | 35.463
33.526 | 1475.348 | 33.41 | 34.261
33.641 | 1431.746 | 33.526 | 33.477
33.757 | 1390.598 | 33.641 | 33.777
33.872 | 1350.937 | 33.757 | 32.917
33.986 | 1313.717 | 33.872 | 32.451
34.101 | 1277.896 | 33.986 | 31.846
34.215 | 1240.523 | 34.101 | 31.841
34.328 | 1201.75 | 34.215 | 32.307
34.442 | 1162.003 | 34.328 | 32.269
34.555 | 1122.84 | 34.442 | 31.449
34.667 | 1083.723 | 34.555 | 31.509
34.78 | 1050.262 | 34.667 | 30.746
34.892 | 1022.978 | 34.78 | 31.078
35.004 | 996.673 | 34.892 | 30.687
35.116 | 966.134 | 35.004 | 30.674
35.227 | 933.583 | 35.116 | 29.476
35.338 | 899.629 | 35.227 | 29.003
35.338 | 899.629 | 35.227 | 29.003
35.448 | 868.488 | 35.338 | 29.122
35.559 | 840.693 | 35.448 | 28.466
35.669 | 814.294 | 35.559 | 29.753
35.778 | 790.631 | 35.669 | 30.552
35.888 | 767.263 | 35.778 | 31.321
35.997 | 743.368 | 35.888 | 30.626
36.106 | 717.711 | 35.997 | 28.809
36.214 | 692.484 | 36.106 | 26.035
36.323 | 669.408 | 36.214 | 21.169
36.431 | 647.523 | 36.323 | 14.913
36.538 | 633.516 | 36.431 | 10.765

## Vivid V50 (hidden)
Selador | Lamp |  | Wattage
Vivid | Lumileds K2 |  | 122 |  | Note: Owing to the variability of LEDs, output data and color matches should be viewed as approximate
Note: All data taken with room temperature fixture
| Beam Angle | Field Angle
Horizontal | 12.6 | 24.8
| Accessory Lens | Candela | Field Lumens | Beam Lumens | Lens Efficiency | Efficacy
| V50 | 5400 | 1100 | 620 | 97.78% | 9.0164
| For Field diameter at any distance, multiply distance by |  |  |  | 0.43973
| For Beam diameter at any distance, multiply distance by |  |  |  | 0.2208
| Throw Distance (ft) | 10 | 15 | 20 | 25
| Throw Distance (m) | 3.048 | 4.572 | 6.096 | 7.62
| Field Diameter (ft) | 4.3973 | 6.5959 | 8.7946 | 10.9932
| Field Diameter (m) | 1.3403 | 2.0104 | 2.6806 | 3.3507
| Illuminance (fc) | 54 | 24 | 13.5 | 8.64
| Illuminance (lux) | 581.2506 | 258.3336 | 145.3126 | 93.0001
Test Distance | Iso-Illuminance Diagram grid lines
61 | 10 | 20 | 30 | 40
| 0.16393 | 0.32787 | 0.4918 | 0.65574
| Beam Angle | Field Angle
Vertical | 59.3 | 72.3
| For Field diameter at any distance, multiply distance by |  |  |  | 1.4611
| For Beam diameter at any distance, multiply distance by |  |  |  | 1.1385
| Throw Distance (ft) | 10 | 15 | 20 | 25
| Throw Distance (m) | 3.048 | 4.572 | 6.096 | 7.62
| Field Diameter (ft) | 14.611 | 21.9165 | 29.222 | 36.5275
| Field Diameter (m) | 4.4534 | 6.6802 | 8.9069 | 11.1336
| Illuminance (fc) | 54 | 24 | 13.5 | 8.64
| Illuminance (lux) | 581.2506 | 258.3336 | 145.3126 | 93.0001
| X |  | Y
-36.538 | 0 | -36.646 | 524.188
-36.431 | 0 | -36.538 | 533.056
-36.323 | 0 | -36.431 | 543.392
-36.214 | 4.176 | -36.323 | 561.736
-36.106 | 10.74 | -36.214 | 582.172
-35.997 | 18.221 | -36.106 | 603.191
-35.888 | 25.677 | -35.997 | 623.273
-35.778 | 30.535 | -35.888 | 643.791
-35.669 | 30.729 | -35.778 | 665.49
-35.559 | 32.126 | -35.669 | 686.682
-35.448 | 33.405 | -35.559 | 707.195
-35.338 | 32.811 | -35.448 | 728.767
-35.227 | 32.746 | -35.338 | 749.697
-35.116 | 32.856 | -35.227 | 770.796
-35.004 | 32.479 | -35.116 | 793.492
-34.892 | 33.175 | -35.004 | 815.229
-34.78 | 34.451 | -34.892 | 840.237
-34.667 | 34.688 | -34.78 | 869.987
-34.555 | 35.264 | -34.667 | 900.857
-34.442 | 35.664 | -34.555 | 933.823
-34.328 | 36.637 | -34.442 | 963.757
-34.215 | 37.467 | -34.328 | 994.32
-34.101 | 37.282 | -34.215 | 1026.243
-33.986 | 37.299 | -34.101 | 1056.925
-33.872 | 37.082 | -33.986 | 1088.119
-33.757 | 35.871 | -33.872 | 1128.079
-33.641 | 36.189 | -33.757 | 1171.889
-33.526 | 36.209 | -33.641 | 1212.031
-33.41 | 36.031 | -33.526 | 1255.363
-33.294 | 36.018 | -33.41 | 1296.664
-33.177 | 37.793 | -33.294 | 1337.396
-33.061 | 37.513 | -33.177 | 1379.384
-32.943 | 38.429 | -33.061 | 1420.768
-32.826 | 38.726 | -32.943 | 1460.229
-32.708 | 38.765 | -32.826 | 1506.05
-32.59 | 39.377 | -32.708 | 1551.432
-32.472 | 41.477 | -32.59 | 1592.521
-32.353 | 41.408 | -32.472 | 1637.148
-32.234 | 41.655 | -32.353 | 1682.076
-32.115 | 40.174 | -32.234 | 1729.819
-31.995 | 39.985 | -32.115 | 1776.611
-31.876 | 39.704 | -31.995 | 1829.526
-31.755 | 40.077 | -31.876 | 1882.638
-31.635 | 40.508 | -31.755 | 1935.136
-31.514 | 42.013 | -31.635 | 1982.609
-31.393 | 42.065 | -31.514 | 2036.317
-31.271 | 42.971 | -31.393 | 2086.438
-31.15 | 44.357 | -31.271 | 2134.815
-31.027 | 43.974 | -31.15 | 2187.338
-30.905 | 44.651 | -31.027 | 2238.717
-30.782 | 46.465 | -30.905 | 2283.015
-30.659 | 46.677 | -30.782 | 2330.3
-30.536 | 46.2 | -30.659 | 2376.161
-30.412 | 47.957 | -30.536 | 2416.765
-30.288 | 48.516 | -30.412 | 2462.577
-30.164 | 47.299 | -30.288 | 2512.471
-30.039 | 47.385 | -30.164 | 2567.346
-29.914 | 48.115 | -30.039 | 2618.208
-29.789 | 47.175 | -29.914 | 2667.005
-29.664 | 47.667 | -29.789 | 2716.707
-29.538 | 49.197 | -29.664 | 2757.915
-29.412 | 51.841 | -29.538 | 2798.109
-29.285 | 52.913 | -29.412 | 2841.857
-29.158 | 53.232 | -29.285 | 2881.246
-29.031 | 53.292 | -29.158 | 2921.334
-28.904 | 54.602 | -29.031 | 2957.121
-28.776 | 53.467 | -28.904 | 2989.877
-28.648 | 54.089 | -28.776 | 3027.764
-28.519 | 55.606 | -28.648 | 3070.47
-28.391 | 55.432 | -28.519 | 3113.867
-28.262 | 55.565 | -28.391 | 3154.895
-28.132 | 56.643 | -28.262 | 3193.775
-28.003 | 57.63 | -28.132 | 3230.641
-27.873 | 57.256 | -28.003 | 3261.665
-27.743 | 57.766 | -27.873 | 3286.469
-27.612 | 57.669 | -27.743 | 3311.171
-27.481 | 57.927 | -27.612 | 3329.907
-27.35 | 57.585 | -27.481 | 3344.517
-27.218 | 58.14 | -27.35 | 3362.285
-27.087 | 59.043 | -27.218 | 3381.55
-26.954 | 60.1 | -27.087 | 3403.513
-26.822 | 61.043 | -26.954 | 3424.081
-26.689 | 61.846 | -26.822 | 3444.234
-26.556 | 63.309 | -26.689 | 3462.212
-26.423 | 63.859 | -26.556 | 3484.754
-26.289 | 64.934 | -26.423 | 3502.865
-26.155 | 66.794 | -26.289 | 3519.104
-26.021 | 67.799 | -26.155 | 3529.432
-25.886 | 67.226 | -26.021 | 3539.427
-25.751 | 67.728 | -25.886 | 3549.043
-25.616 | 68.278 | -25.751 | 3564.887
-25.481 | 68.902 | -25.616 | 3579.924
-25.345 | 68.205 | -25.481 | 3594.735
-25.209 | 70.267 | -25.345 | 3606.842
-25.072 | 71.546 | -25.209 | 3616.943
-24.935 | 71.742 | -25.072 | 3629.344
-24.798 | 72.855 | -24.935 | 3640.698
-24.661 | 74.952 | -24.798 | 3653.158
-24.523 | 76.275 | -24.661 | 3666.459
-24.385 | 77.564 | -24.523 | 3681.252
-24.247 | 79.123 | -24.385 | 3692.88
-24.109 | 79.943 | -24.247 | 3703.387
-23.97 | 80.285 | -24.109 | 3713.912
-23.831 | 81.247 | -23.97 | 3722.158
-23.691 | 82.128 | -23.831 | 3731.087
-23.551 | 83.153 | -23.691 | 3743.847
-23.411 | 84.863 | -23.551 | 3756.714
-23.271 | 86.586 | -23.411 | 3767.047
-23.13 | 87.736 | -23.271 | 3776.889
-22.989 | 87.949 | -23.13 | 3791.273
-22.848 | 90.014 | -22.989 | 3805.682
-22.707 | 89.151 | -22.848 | 3817.876
-22.565 | 89.142 | -22.707 | 3829.067
-22.423 | 90.51 | -22.565 | 3841.009
-22.28 | 92.423 | -22.423 | 3847.612
-22.137 | 92.741 | -22.28 | 3856.267
-21.994 | 94.757 | -22.137 | 3868.396
-21.851 | 96.928 | -21.994 | 3885.068
-21.708 | 99.419 | -21.851 | 3905.41
-21.564 | 101.754 | -21.708 | 3926.821
-21.42 | 103.107 | -21.564 | 3946.33
-21.275 | 103.957 | -21.42 | 3959.392
-21.13 | 104.686 | -21.275 | 3974.267
-20.985 | 106.512 | -21.13 | 3990.283
-20.84 | 107.441 | -20.985 | 4005.089
-20.695 | 110.369 | -20.84 | 4021.194
-20.549 | 114.117 | -20.695 | 4031.696
-20.403 | 117.266 | -20.549 | 4044.214
-20.256 | 118.435 | -20.403 | 4054.147
-20.11 | 119.46 | -20.256 | 4066.439
-19.963 | 120.802 | -20.11 | 4078.858
-19.815 | 123.488 | -19.963 | 4096.573
-19.668 | 127.554 | -19.815 | 4108.158
-19.52 | 130.734 | -19.668 | 4123.395
-19.372 | 133.193 | -19.52 | 4138.474
-19.224 | 135.98 | -19.372 | 4158.826
-19.075 | 139.431 | -19.224 | 4181.625
-18.926 | 143.27 | -19.075 | 4204.162
-18.777 | 146.664 | -18.926 | 4224.708
-18.628 | 150.176 | -18.777 | 4250.087
-18.478 | 153.671 | -18.628 | 4268.252
-18.328 | 157.394 | -18.478 | 4276.825
-18.178 | 161.189 | -18.328 | 4290.662
-18.028 | 166.452 | -18.178 | 4305.789
-17.877 | 171.824 | -18.028 | 4321.066
-17.726 | 177.368 | -17.877 | 4335.386
-17.575 | 183.393 | -17.726 | 4352.865
-17.424 | 189.478 | -17.575 | 4372.707
-17.272 | 194.944 | -17.424 | 4390.134
-17.12 | 200.866 | -17.272 | 4404.682
-16.968 | 206.826 | -17.12 | 4419.107
-16.815 | 212.805 | -16.968 | 4435.894
-16.663 | 218.605 | -16.815 | 4456.681
-16.51 | 225.441 | -16.663 | 4479.315
-16.357 | 232.421 | -16.51 | 4494.999
-16.203 | 238.617 | -16.357 | 4516.003
-16.049 | 245.475 | -16.203 | 4541.602
-15.896 | 254.835 | -16.049 | 4565.213
-15.741 | 263.663 | -15.896 | 4583.957
-15.587 | 273.01 | -15.741 | 4593.4
-15.432 | 282.809 | -15.587 | 4613.025
-15.278 | 292.271 | -15.432 | 4631.524
-15.123 | 302.67 | -15.278 | 4645.508
-14.967 | 313.473 | -15.123 | 4661.853
-14.812 | 324.255 | -14.967 | 4686.046
-14.656 | 335.207 | -14.812 | 4699.255
-14.5 | 346.663 | -14.656 | 4714.04
-14.344 | 359.147 | -14.5 | 4731.78
-14.188 | 372.756 | -14.344 | 4744.09
-14.031 | 387.255 | -14.188 | 4761.617
-13.874 | 401.618 | -14.031 | 4788.966
-13.717 | 414.702 | -13.874 | 4812.491
-13.56 | 431.83 | -13.717 | 4834.463
-13.403 | 451.798 | -13.56 | 4845.885
-13.245 | 472.977 | -13.403 | 4857.594
-13.087 | 491.297 | -13.245 | 4869.941
-12.929 | 511.615 | -13.087 | 4878.117
-12.771 | 532.749 | -12.929 | 4894.032
-12.612 | 555.024 | -12.771 | 4912.852
-12.454 | 578.702 | -12.612 | 4926.499
-12.295 | 605.615 | -12.454 | 4934.943
-12.136 | 634.075 | -12.295 | 4951.665
-11.976 | 660.306 | -12.136 | 4964.196
-11.817 | 688.816 | -11.976 | 4978.506
-11.657 | 720.65 | -11.817 | 4990.258
-11.498 | 752.065 | -11.657 | 5007.362
-11.338 | 786.138 | -11.498 | 5019.641
-11.178 | 823.95 | -11.338 | 5036.244
-11.017 | 863.69 | -11.178 | 5052.284
-10.857 | 902.593 | -11.017 | 5065.004
-10.696 | 939.921 | -10.857 | 5075.286
-10.535 | 987.203 | -10.696 | 5083.125
-10.374 | 1034.859 | -10.535 | 5093.069
-10.213 | 1084.83 | -10.374 | 5107.854
-10.052 | 1135.41 | -10.213 | 5117.897
-9.89 | 1186.96 | -10.052 | 5120.783
-9.729 | 1238.323 | -9.89 | 5138.049
-9.567 | 1296.047 | -9.729 | 5147.584
-9.405 | 1358.797 | -9.567 | 5161.575
-9.243 | 1422.61 | -9.405 | 5171.088
-9.08 | 1488.852 | -9.243 | 5177.928
-8.918 | 1558.151 | -9.08 | 5182.265
-8.755 | 1627.456 | -8.918 | 5196.374
-8.593 | 1698.727 | -8.755 | 5195.981
-8.43 | 1770.344 | -8.593 | 5203.12
-8.267 | 1843.964 | -8.43 | 5218.157
-8.104 | 1920.155 | -8.267 | 5228.274
-7.94 | 2000.443 | -8.104 | 5234.138
-7.777 | 2083.997 | -7.94 | 5238.141
-7.614 | 2171.377 | -7.777 | 5242.979
-7.45 | 2261.014 | -7.614 | 5243.262
-7.286 | 2351.419 | -7.45 | 5249.669
-7.122 | 2443.867 | -7.286 | 5261.398
-6.958 | 2537.322 | -7.122 | 5269.748
-6.794 | 2632.18 | -6.958 | 5277.207
-6.63 | 2732.858 | -6.794 | 5280.818
-6.466 | 2834.799 | -6.63 | 5285.751
-6.301 | 2933.461 | -6.466 | 5283.779
-6.137 | 3032.277 | -6.301 | 5292.189
-5.972 | 3133.481 | -6.137 | 5295.488
-5.807 | 3234.926 | -5.972 | 5297.666
-5.642 | 3338.998 | -5.807 | 5301.262
-5.478 | 3444.404 | -5.642 | 5302.289
-5.313 | 3546.954 | -5.478 | 5291.569
-5.147 | 3645.855 | -5.313 | 5282.172
-4.982 | 3737.417 | -5.147 | 5272.763
-4.817 | 3837.374 | -4.982 | 5263.013
-4.652 | 3931.308 | -4.817 | 5264.411
-4.486 | 4029.843 | -4.652 | 5273.561
-4.321 | 4131.901 | -4.486 | 5284.712
-4.155 | 4236.636 | -4.321 | 5301.305
-3.989 | 4325.554 | -4.155 | 5309.164
-3.824 | 4418.195 | -3.989 | 5315.357
-3.658 | 4505.407 | -3.824 | 5315.952
-3.492 | 4588.664 | -3.658 | 5320.323
-3.326 | 4679.077 | -3.492 | 5322.404
-3.16 | 4762.004 | -3.326 | 5329.099
-2.994 | 4845.277 | -3.16 | 5333.756
-2.828 | 4927.275 | -2.994 | 5336.472
-2.662 | 4999.663 | -2.828 | 5343.454
-2.496 | 5055.46 | -2.662 | 5348.113
-2.33 | 5109.621 | -2.496 | 5355.657
-2.163 | 5160.355 | -2.33 | 5357.708
-1.997 | 5207.498 | -2.163 | 5358.096
-1.831 | 5246.569 | -1.997 | 5354.568
-1.664 | 5274.523 | -1.831 | 5355.378
-1.498 | 5300.763 | -1.664 | 5354.242
-1.332 | 5331.514 | -1.498 | 5350.072
-1.165 | 5356.015 | -1.332 | 5340.275
-0.999 | 5370.32 | -1.165 | 5342.81
-0.832 | 5370.716 | -0.999 | 5345.785
-0.666 | 5373.557 | -0.832 | 5357.249
-0.499 | 5376.952 | -0.666 | 5372.851
-0.333 | 5376.402 | -0.499 | 5378.936
-0.166 | 5375.225 | -0.333 | 5372.187
0 | 5367.262 | -0.166 | 5366.052
0.166 | 5350.662 | 0 | 5367.262
0.333 | 5322.679 | 0.166 | 5361.132
0.499 | 5289.201 | 0.333 | 5358.322
0.666 | 5254.936 | 0.499 | 5348.477
0.832 | 5227.073 | 0.666 | 5342.237
0.999 | 5194.852 | 0.832 | 5347.806
1.165 | 5155.292 | 0.999 | 5359.731
1.332 | 5113.805 | 1.165 | 5359.984
1.498 | 5063.23 | 1.332 | 5363.521
1.664 | 5008.788 | 1.498 | 5364.026
1.831 | 4955.075 | 1.664 | 5363.101
1.997 | 4900.444 | 1.831 | 5356.085
2.163 | 4832.048 | 1.997 | 5354.663
2.33 | 4761.568 | 2.163 | 5349.248
2.496 | 4690.986 | 2.33 | 5340.713
2.662 | 4612.986 | 2.496 | 5327.869
2.828 | 4528.015 | 2.662 | 5323.242
2.994 | 4449.307 | 2.828 | 5322.381
3.16 | 4363.608 | 2.994 | 5324.486
3.326 | 4267.086 | 3.16 | 5318.085
3.492 | 4174.466 | 3.326 | 5322.928
3.658 | 4081.294 | 3.492 | 5321.138
3.824 | 3982.975 | 3.658 | 5317.656
3.989 | 3890.365 | 3.824 | 5302.935
4.155 | 3804.811 | 3.989 | 5304.273
4.321 | 3714.858 | 4.155 | 5293.153
4.486 | 3614.158 | 4.321 | 5284.975
4.652 | 3514.68 | 4.486 | 5284.962
4.817 | 3412.661 | 4.652 | 5294.38
4.982 | 3314.395 | 4.817 | 5296.655
5.147 | 3216.833 | 4.982 | 5297.712
5.313 | 3122.21 | 5.147 | 5300.173
5.478 | 3022.657 | 5.313 | 5300.138
5.642 | 2924.908 | 5.478 | 5297.06
5.807 | 2824.971 | 5.642 | 5296.503
5.972 | 2722.25 | 5.807 | 5295.007
6.137 | 2625.733 | 5.972 | 5301.097
6.301 | 2537.45 | 6.137 | 5298.03
6.466 | 2451.546 | 6.301 | 5297.472
6.63 | 2365.221 | 6.466 | 5292.546
6.794 | 2277.474 | 6.63 | 5291.218
6.958 | 2192.095 | 6.794 | 5279.182
7.122 | 2107.954 | 6.958 | 5272.801
7.286 | 2023.974 | 7.122 | 5263.873
7.45 | 1942.008 | 7.286 | 5250.906
7.614 | 1864.348 | 7.45 | 5249.708
7.777 | 1784.199 | 7.614 | 5246.65
7.94 | 1707.456 | 7.777 | 5243.763
8.104 | 1636.916 | 7.94 | 5233.587
8.267 | 1573.305 | 8.104 | 5222.208
8.43 | 1511.384 | 8.267 | 5211.725
8.593 | 1449.733 | 8.43 | 5202.238
8.755 | 1389.24 | 8.593 | 5194.224
8.918 | 1329.271 | 8.755 | 5191.28
9.08 | 1272.102 | 8.918 | 5179.167
9.243 | 1217.264 | 9.08 | 5166.797
9.405 | 1165.577 | 9.243 | 5163.43
9.567 | 1116.534 | 9.405 | 5156.868
9.729 | 1068.789 | 9.567 | 5150.497
9.89 | 1022.524 | 9.729 | 5145.692
10.052 | 977.9 | 9.89 | 5131.427
10.213 | 936.525 | 10.052 | 5114.71
10.374 | 896.425 | 10.213 | 5109.634
10.535 | 858.447 | 10.374 | 5106.632
10.696 | 820.569 | 10.535 | 5101.598
10.857 | 785.465 | 10.696 | 5096.632
11.017 | 750.909 | 10.857 | 5080.662
11.178 | 718.921 | 11.017 | 5060.527
11.338 | 689.229 | 11.178 | 5045.558
11.498 | 659.754 | 11.338 | 5038.692
11.657 | 631.632 | 11.498 | 5022.478
11.817 | 606.68 | 11.657 | 5010.387
11.976 | 582.507 | 11.817 | 5001.3
12.136 | 558.566 | 11.976 | 4996.678
12.295 | 535.776 | 12.136 | 4981.012
12.454 | 514.04 | 12.295 | 4975.238
12.612 | 493.547 | 12.454 | 4960.607
12.771 | 474.24 | 12.612 | 4945.029
12.929 | 455.591 | 12.771 | 4923.665
13.087 | 438.096 | 12.929 | 4902.332
13.245 | 422.134 | 13.087 | 4870.791
13.403 | 406.863 | 13.245 | 4848.252
13.56 | 392.369 | 13.403 | 4826.228
13.717 | 377.907 | 13.56 | 4812.464
13.874 | 363.311 | 13.717 | 4795.401
14.031 | 350.541 | 13.874 | 4787.523
14.188 | 339.817 | 14.031 | 4780.237
14.344 | 329.599 | 14.188 | 4771.306
14.5 | 317.663 | 14.344 | 4759.105
14.656 | 307.008 | 14.5 | 4751.408
14.812 | 296.502 | 14.656 | 4741.101
14.967 | 286.295 | 14.812 | 4716.561
15.123 | 275.835 | 14.967 | 4700.788
15.278 | 267.649 | 15.123 | 4689.324
15.432 | 259.772 | 15.278 | 4675.334
15.587 | 252.183 | 15.432 | 4654.71
15.741 | 245.505 | 15.587 | 4632.913
15.896 | 239.958 | 15.741 | 4615.707
16.049 | 233.98 | 15.896 | 4599.369
16.203 | 227.483 | 16.049 | 4577.245
16.357 | 221.347 | 16.203 | 4554.825
16.51 | 215.185 | 16.357 | 4529.43
16.663 | 210.125 | 16.51 | 4513.283
16.815 | 204.673 | 16.663 | 4498.228
16.968 | 198.392 | 16.815 | 4487.467
17.12 | 192.323 | 16.968 | 4474.622
17.272 | 187.672 | 17.12 | 4458.826
17.424 | 183.089 | 17.272 | 4441.258
17.575 | 178.551 | 17.424 | 4418.72
17.726 | 174.786 | 17.575 | 4396.457
17.877 | 172.554 | 17.726 | 4380.8
18.028 | 169.047 | 17.877 | 4370.428
18.178 | 165.525 | 18.028 | 4358.991
18.328 | 162.566 | 18.178 | 4351.64
18.478 | 158.901 | 18.328 | 4337.568
18.628 | 154.053 | 18.478 | 4325.552
18.777 | 150.282 | 18.628 | 4311.438
18.926 | 147.055 | 18.777 | 4295.612
19.075 | 144.695 | 18.926 | 4277.316
19.224 | 142.594 | 19.075 | 4262.695
19.372 | 141.234 | 19.224 | 4246.002
19.52 | 139.434 | 19.372 | 4227.058
19.668 | 136.781 | 19.52 | 4208.054
19.815 | 133.725 | 19.668 | 4190.015
19.963 | 131.366 | 19.815 | 4171.848
20.11 | 130.077 | 19.963 | 4157.593
20.256 | 127.096 | 20.11 | 4141.962
20.403 | 123.427 | 20.256 | 4121.66
20.549 | 118.74 | 20.403 | 4101.443
20.695 | 116.403 | 20.549 | 4085.002
20.84 | 114.917 | 20.695 | 4070.248
20.985 | 113.541 | 20.84 | 4059.625
21.13 | 112.699 | 20.985 | 4051.292
21.275 | 112.441 | 21.13 | 4037.28
21.42 | 112.443 | 21.275 | 4022.015
21.564 | 112.28 | 21.42 | 4007.092
21.708 | 111.189 | 21.564 | 3987.439
21.851 | 108.662 | 21.708 | 3969.314
21.994 | 106.144 | 21.851 | 3947.625
22.137 | 104.571 | 21.994 | 3933.368
22.28 | 103.687 | 22.137 | 3926.368
22.423 | 103.353 | 22.28 | 3917.112
22.565 | 102.292 | 22.423 | 3901.449
22.707 | 100.642 | 22.565 | 3885.035
22.848 | 99.371 | 22.707 | 3871.043
22.989 | 97.898 | 22.848 | 3858.399
23.13 | 97.618 | 22.989 | 3846.185
23.271 | 96.746 | 23.13 | 3833.914
23.411 | 93.993 | 23.271 | 3823.553
23.551 | 91.174 | 23.411 | 3812.255
23.691 | 89.827 | 23.551 | 3794.342
23.831 | 88.571 | 23.691 | 3782.191
23.97 | 87.533 | 23.831 | 3770.028
24.109 | 87.391 | 23.97 | 3755.176
24.247 | 86.167 | 24.109 | 3739.816
24.385 | 84.556 | 24.247 | 3724.041
24.523 | 82.682 | 24.385 | 3710.22
24.661 | 82.523 | 24.523 | 3700.473
24.798 | 82.873 | 24.661 | 3692.273
24.935 | 82.817 | 24.798 | 3686.348
25.072 | 81.477 | 24.935 | 3677.426
25.209 | 81.133 | 25.072 | 3661.961
25.345 | 79.856 | 25.209 | 3642.408
25.481 | 78.105 | 25.345 | 3629.319
25.616 | 77.174 | 25.481 | 3617.677
25.751 | 77.463 | 25.616 | 3603.1
25.886 | 77.047 | 25.751 | 3585.192
26.021 | 76.813 | 25.886 | 3569.261
26.155 | 75.944 | 26.021 | 3554.827
26.289 | 74.434 | 26.155 | 3541.693
26.423 | 72.86 | 26.289 | 3531.17
26.556 | 71.622 | 26.423 | 3521.398
26.689 | 71.632 | 26.556 | 3498.503
26.822 | 72.179 | 26.689 | 3474.806
26.954 | 71.76 | 26.822 | 3457.247
27.087 | 70.986 | 26.954 | 3442.768
27.218 | 69.855 | 27.087 | 3424.428
27.35 | 67.954 | 27.218 | 3406.851
27.481 | 66.612 | 27.35 | 3387.213
27.612 | 66.604 | 27.481 | 3359.238
27.743 | 65.853 | 27.612 | 3329.496
27.873 | 64.821 | 27.743 | 3299.04
28.003 | 65.055 | 27.873 | 3269.574
28.132 | 65.708 | 28.003 | 3236.231
28.262 | 65.361 | 28.132 | 3199.692
28.391 | 65.599 | 28.262 | 3157.271
28.519 | 65.361 | 28.391 | 3114.897
28.648 | 64.077 | 28.519 | 3077.04
28.776 | 62.133 | 28.648 | 3035.285
28.904 | 59.889 | 28.776 | 2998.396
29.031 | 58.485 | 28.904 | 2954.831
29.158 | 57.642 | 29.031 | 2912.787
29.285 | 57.454 | 29.158 | 2866.756
29.412 | 58.419 | 29.285 | 2825.373
29.538 | 59.969 | 29.412 | 2779.631
29.664 | 59.903 | 29.538 | 2735.36
29.789 | 58.466 | 29.664 | 2687.345
29.914 | 56.783 | 29.789 | 2644.266
30.039 | 55.116 | 29.914 | 2606.532
30.164 | 54.676 | 30.039 | 2559.887
30.288 | 55.476 | 30.164 | 2514.765
30.412 | 56.966 | 30.288 | 2468.813
30.536 | 57.78 | 30.412 | 2415.333
30.659 | 57.432 | 30.536 | 2358.686
30.782 | 56.359 | 30.659 | 2304.678
30.905 | 54.583 | 30.782 | 2247.235
31.027 | 52.854 | 30.905 | 2196.974
31.15 | 53.241 | 31.027 | 2146.95
31.271 | 53.08 | 31.15 | 2097.012
31.393 | 52.06 | 31.271 | 2048.384
31.514 | 51.339 | 31.393 | 2001.726
31.635 | 50.457 | 31.514 | 1949.552
31.755 | 48.824 | 31.635 | 1903.076
31.876 | 47.552 | 31.755 | 1847.6
31.995 | 48.363 | 31.876 | 1786.974
32.115 | 49.056 | 31.995 | 1732.174
32.234 | 49.438 | 32.115 | 1684.589
32.353 | 49.696 | 32.234 | 1636.237
32.472 | 50.686 | 32.353 | 1590.655
32.59 | 51.015 | 32.472 | 1548.002
32.708 | 49.617 | 32.59 | 1502.225
32.826 | 48.336 | 32.708 | 1455.272
32.943 | 47.399 | 32.826 | 1411.693
33.061 | 46.713 | 32.943 | 1368.884
33.177 | 46.705 | 33.061 | 1323.422
33.294 | 47.186 | 33.177 | 1281.161
33.41 | 45.932 | 33.294 | 1236.787
33.526 | 43.912 | 33.41 | 1194.505
33.641 | 43.064 | 33.526 | 1154.998
33.757 | 42.441 | 33.641 | 1118.038
33.872 | 41.779 | 33.757 | 1081.2
33.986 | 42.082 | 33.872 | 1045.353
34.101 | 43.059 | 33.986 | 1014.491
34.215 | 44.313 | 34.101 | 980.783
34.328 | 44.493 | 34.215 | 944.363
34.442 | 44.368 | 34.328 | 912.106
34.555 | 44.071 | 34.442 | 879.271
34.667 | 42.194 | 34.555 | 849.504
34.78 | 40.681 | 34.667 | 816.194
34.892 | 40.985 | 34.78 | 786.767
35.004 | 41.743 | 34.892 | 755.674
35.116 | 41.567 | 35.004 | 728.897
35.227 | 41.912 | 35.116 | 703.216
35.338 | 43.104 | 35.227 | 677.665
35.338 | 43.104 | 35.227 | 677.665
35.448 | 43.599 | 35.338 | 655.199
35.559 | 44.027 | 35.448 | 635.29
35.669 | 44.636 | 35.559 | 615.989
35.778 | 45.964 | 35.669 | 595.027
35.888 | 45.796 | 35.778 | 575.348
35.997 | 43.681 | 35.888 | 554.818
36.106 | 40.644 | 35.997 | 535.335
36.214 | 38.126 | 36.106 | 514.634
36.323 | 36.681 | 36.214 | 429.848
36.431 | 36.175 | 36.323 | 306.063
36.538 | 37.104 | 36.431 | 215.762

## Vivid H60 (hidden)
Selador | Lamp |  | Wattage
Vivid | Lumileds K2 |  | 122 |  | Note: Owing to the variability of LEDs, output data and color matches should be viewed as approximate
Note: All data taken with room temperature fixture
| Beam Angle | Field Angle
Horizontal | 51.4 | 68.2
| Accessory Lens | Candela | Field Lumens | Beam Lumens | Lens Efficiency | Efficacy
| H60 | 7240 | 1100 | 600 | 97.78% | 9.0164
| For Field diameter at any distance, multiply distance by |  |  |  | 1.3541
| For Beam diameter at any distance, multiply distance by |  |  |  | 0.96253
| Throw Distance (ft) | 10 | 15 | 20 | 25
| Throw Distance (m) | 3.048 | 4.572 | 6.096 | 7.62
| Field Diameter (ft) | 13.541 | 20.3115 | 27.082 | 33.8525
| Field Diameter (m) | 4.1273 | 6.191 | 8.2546 | 10.3183
| Illuminance (fc) | 72.4 | 32.1778 | 18.1 | 11.584
| Illuminance (lux) | 779.3064 | 346.3584 | 194.8266 | 124.689
Test Distance | Iso-Illuminance Diagram grid lines
61 | 10 | 20 | 30 | 40
| 0.16393 | 0.32787 | 0.4918 | 0.65574
| Beam Angle | Field Angle
Vertical | 10 | 21.6
| For Field diameter at any distance, multiply distance by |  |  |  | 0.38152
| For Beam diameter at any distance, multiply distance by |  |  |  | 0.17498
| Throw Distance (ft) | 10 | 15 | 20 | 25
| Throw Distance (m) | 3.048 | 4.572 | 6.096 | 7.62
| Field Diameter (ft) | 3.8152 | 5.7228 | 7.6304 | 9.538
| Field Diameter (m) | 1.1629 | 1.7443 | 2.3257 | 2.9072
| Illuminance (fc) | 72.4 | 32.1778 | 18.1 | 11.584
| Illuminance (lux) | 779.3064 | 346.3584 | 194.8266 | 124.689
| X |  | Y
-36.538 | 0 | -36.646 | 40.437
-36.431 | 0 | -36.538 | 41.608
-36.323 | 0 | -36.431 | 42.289
-36.214 | 53.667 | -36.323 | 42.405
-36.106 | 146.269 | -36.214 | 43.755
-35.997 | 241.38 | -36.106 | 45.164
-35.888 | 339.683 | -35.997 | 45.554
-35.778 | 404.851 | -35.888 | 43.823
-35.669 | 418.653 | -35.778 | 43.928
-35.559 | 432.868 | -35.669 | 44.138
-35.448 | 449.007 | -35.559 | 43.389
-35.338 | 463.427 | -35.448 | 43.352
-35.227 | 478.809 | -35.338 | 42.752
-35.116 | 495.662 | -35.227 | 43.242
-35.004 | 514.003 | -35.116 | 42.856
-34.892 | 531.843 | -35.004 | 43.617
-34.78 | 550.221 | -34.892 | 44.579
-34.667 | 571.356 | -34.78 | 44.226
-34.555 | 594.499 | -34.667 | 44.011
-34.442 | 616.836 | -34.555 | 44.174
-34.328 | 639.527 | -34.442 | 45.66
-34.215 | 661.118 | -34.328 | 46.525
-34.101 | 685.013 | -34.215 | 48.022
-33.986 | 708.776 | -34.101 | 47.526
-33.872 | 736.305 | -33.986 | 47.635
-33.757 | 761.615 | -33.872 | 48.176
-33.641 | 788.4 | -33.757 | 47.883
-33.526 | 816.873 | -33.641 | 46.765
-33.41 | 845.963 | -33.526 | 45.854
-33.294 | 876.119 | -33.41 | 46.359
-33.177 | 908.694 | -33.294 | 46.631
-33.061 | 939.512 | -33.177 | 47.42
-32.943 | 970.27 | -33.061 | 48.041
-32.826 | 1003.444 | -32.943 | 49.883
-32.708 | 1037.308 | -32.826 | 50.296
-32.59 | 1071.597 | -32.708 | 50.929
-32.472 | 1108.18 | -32.59 | 51.206
-32.353 | 1147.218 | -32.472 | 52.211
-32.234 | 1184.869 | -32.353 | 52.67
-32.115 | 1220.145 | -32.234 | 54.857
-31.995 | 1259.513 | -32.115 | 56.4
-31.876 | 1299.156 | -31.995 | 56.679
-31.755 | 1341.521 | -31.876 | 56.676
-31.635 | 1386.05 | -31.755 | 58.254
-31.514 | 1431.208 | -31.635 | 57.811
-31.393 | 1471.869 | -31.514 | 57.556
-31.271 | 1516.726 | -31.393 | 58.928
-31.15 | 1561.046 | -31.271 | 60.257
-31.027 | 1605.772 | -31.15 | 60.329
-30.905 | 1652.863 | -31.027 | 62.097
-30.782 | 1698.23 | -30.905 | 62.916
-30.659 | 1746.806 | -30.782 | 62.584
-30.536 | 1795.51 | -30.659 | 61.566
-30.412 | 1842.674 | -30.536 | 61.391
-30.288 | 1890.27 | -30.412 | 61.693
-30.164 | 1934.398 | -30.288 | 62.644
-30.039 | 1985.327 | -30.164 | 63.97
-29.914 | 2040.871 | -30.039 | 64.023
-29.789 | 2099.402 | -29.914 | 64.543
-29.664 | 2155.741 | -29.789 | 64.242
-29.538 | 2214.372 | -29.664 | 64.234
-29.412 | 2266.412 | -29.538 | 64.371
-29.285 | 2321.276 | -29.412 | 64.996
-29.158 | 2380.735 | -29.285 | 66.134
-29.031 | 2441.601 | -29.158 | 66.691
-28.904 | 2501.47 | -29.031 | 67.414
-28.776 | 2559.871 | -28.904 | 66.995
-28.648 | 2620.884 | -28.776 | 67.287
-28.519 | 2675.708 | -28.648 | 67.35
-28.391 | 2730.713 | -28.519 | 67.357
-28.262 | 2784.921 | -28.391 | 66.524
-28.132 | 2844.708 | -28.262 | 67.119
-28.003 | 2901.619 | -28.132 | 67.627
-27.873 | 2960.654 | -28.003 | 69.128
-27.743 | 3019.535 | -27.873 | 70.149
-27.612 | 3080.018 | -27.743 | 71.382
-27.481 | 3136.979 | -27.612 | 71.702
-27.35 | 3193.421 | -27.481 | 71.037
-27.218 | 3253.69 | -27.35 | 71.601
-27.087 | 3313.774 | -27.218 | 73.164
-26.954 | 3371.466 | -27.087 | 74.121
-26.822 | 3431.354 | -26.954 | 73.214
-26.689 | 3482.827 | -26.822 | 73.01
-26.556 | 3535.913 | -26.689 | 72.862
-26.423 | 3586.638 | -26.556 | 73.567
-26.289 | 3641.008 | -26.423 | 74.4
-26.155 | 3699.883 | -26.289 | 74.989
-26.021 | 3755.307 | -26.155 | 75.786
-25.886 | 3808.469 | -26.021 | 77.68
-25.751 | 3864.847 | -25.886 | 78.409
-25.616 | 3920.039 | -25.751 | 78.663
-25.481 | 3964.08 | -25.616 | 79.098
-25.345 | 4017.466 | -25.481 | 79.479
-25.209 | 4071.839 | -25.345 | 79.701
-25.072 | 4121.287 | -25.209 | 80.36
-24.935 | 4176.349 | -25.072 | 81.323
-24.798 | 4228.301 | -24.935 | 82.382
-24.661 | 4275.245 | -24.798 | 83.434
-24.523 | 4320.093 | -24.661 | 85.292
-24.385 | 4368.546 | -24.523 | 85.695
-24.247 | 4414.131 | -24.385 | 85.465
-24.109 | 4461.514 | -24.247 | 86.645
-23.97 | 4507.182 | -24.109 | 88.219
-23.831 | 4553.094 | -23.97 | 89.583
-23.691 | 4589.516 | -23.831 | 90.49
-23.551 | 4623.396 | -23.691 | 91.218
-23.411 | 4657.402 | -23.551 | 92.312
-23.271 | 4695.615 | -23.411 | 94.314
-23.13 | 4729.221 | -23.271 | 94.679
-22.989 | 4770.607 | -23.13 | 94.381
-22.848 | 4812.88 | -22.989 | 95.283
-22.707 | 4855.693 | -22.848 | 96.642
-22.565 | 4898.292 | -22.707 | 97.751
-22.423 | 4942.153 | -22.565 | 99.919
-22.28 | 4979.492 | -22.423 | 101.156
-22.137 | 5015.194 | -22.28 | 101.4
-21.994 | 5053.845 | -22.137 | 102.027
-21.851 | 5090.244 | -21.994 | 103.871
-21.708 | 5118.231 | -21.851 | 106.253
-21.564 | 5147.77 | -21.708 | 109.168
-21.42 | 5183.764 | -21.564 | 111.308
-21.275 | 5224.392 | -21.42 | 111.356
-21.13 | 5251.472 | -21.275 | 111.994
-20.985 | 5280.942 | -21.13 | 113.239
-20.84 | 5312.571 | -20.985 | 113.635
-20.695 | 5349.093 | -20.84 | 115.525
-20.549 | 5378.736 | -20.695 | 118.243
-20.403 | 5412.795 | -20.549 | 120.946
-20.256 | 5443.058 | -20.403 | 123.682
-20.11 | 5467.35 | -20.256 | 126.588
-19.963 | 5491.624 | -20.11 | 127.543
-19.815 | 5516.317 | -19.963 | 128.725
-19.668 | 5542.639 | -19.815 | 130.382
-19.52 | 5575.747 | -19.668 | 132.693
-19.372 | 5599.372 | -19.52 | 134.423
-19.224 | 5625.825 | -19.372 | 137.372
-19.075 | 5661.115 | -19.224 | 141.62
-18.926 | 5689.112 | -19.075 | 145.508
-18.777 | 5710.795 | -18.926 | 149.399
-18.628 | 5732.762 | -18.777 | 152.529
-18.478 | 5757.292 | -18.628 | 155.263
-18.328 | 5782.518 | -18.478 | 158.454
-18.178 | 5801.986 | -18.328 | 162.901
-18.028 | 5811.974 | -18.178 | 167.393
-17.877 | 5822.201 | -18.028 | 171.82
-17.726 | 5836.308 | -17.877 | 177.487
-17.575 | 5851.538 | -17.726 | 183.216
-17.424 | 5871.201 | -17.575 | 188.808
-17.272 | 5886.985 | -17.424 | 194.484
-17.12 | 5905.848 | -17.272 | 200.375
-16.968 | 5920.425 | -17.12 | 205.585
-16.815 | 5937.465 | -16.968 | 211.643
-16.663 | 5951.771 | -16.815 | 219.153
-16.51 | 5964.402 | -16.663 | 226.825
-16.357 | 5983.23 | -16.51 | 233.945
-16.203 | 6007.545 | -16.357 | 242.091
-16.049 | 6029.039 | -16.203 | 251.474
-15.896 | 6049.298 | -16.049 | 260.966
-15.741 | 6067.821 | -15.896 | 270.633
-15.587 | 6079.307 | -15.741 | 279.297
-15.432 | 6096.284 | -15.587 | 287.478
-15.278 | 6116.485 | -15.432 | 296.435
-15.123 | 6140.654 | -15.278 | 304.507
-14.967 | 6170.101 | -15.123 | 311.679
-14.812 | 6207.726 | -14.967 | 320.876
-14.656 | 6235.096 | -14.812 | 331.6
-14.5 | 6264.971 | -14.656 | 343.062
-14.344 | 6293.731 | -14.5 | 354.733
-14.188 | 6319.294 | -14.344 | 366.319
-14.031 | 6331.199 | -14.188 | 376.795
-13.874 | 6347.871 | -14.031 | 388.988
-13.717 | 6368.576 | -13.874 | 400.513
-13.56 | 6384.991 | -13.717 | 415.679
-13.403 | 6401.181 | -13.56 | 428.488
-13.245 | 6425.133 | -13.403 | 443.49
-13.087 | 6446.339 | -13.245 | 457.946
-12.929 | 6465.726 | -13.087 | 473.385
-12.771 | 6483.634 | -12.929 | 488.134
-12.612 | 6504.178 | -12.771 | 506.743
-12.454 | 6522.656 | -12.612 | 524.881
-12.295 | 6538.201 | -12.454 | 542.285
-12.136 | 6550.568 | -12.295 | 558.715
-11.976 | 6564.725 | -12.136 | 577.076
-11.817 | 6578.122 | -11.976 | 598.438
-11.657 | 6590.889 | -11.817 | 618.739
-11.498 | 6596.382 | -11.657 | 639.813
-11.338 | 6603.968 | -11.498 | 661.051
-11.178 | 6619.837 | -11.338 | 684.859
-11.017 | 6639.919 | -11.178 | 710.014
-10.857 | 6646.136 | -11.017 | 736.734
-10.696 | 6649.311 | -10.857 | 766.723
-10.535 | 6658.19 | -10.696 | 795.686
-10.374 | 6663.409 | -10.535 | 826.459
-10.213 | 6668.088 | -10.374 | 857.434
-10.052 | 6684.097 | -10.213 | 891.091
-9.89 | 6697.266 | -10.052 | 924.804
-9.729 | 6703.943 | -9.89 | 959.394
-9.567 | 6718.896 | -9.729 | 996.152
-9.405 | 6743.045 | -9.567 | 1038.254
-9.243 | 6765.188 | -9.405 | 1084.726
-9.08 | 6784.721 | -9.243 | 1130.437
-8.918 | 6807.354 | -9.08 | 1180.403
-8.755 | 6818.361 | -8.918 | 1232.177
-8.593 | 6833.158 | -8.755 | 1286.25
-8.43 | 6842.412 | -8.593 | 1344.648
-8.267 | 6852.66 | -8.43 | 1406.866
-8.104 | 6871.014 | -8.267 | 1472.499
-7.94 | 6889.379 | -8.104 | 1544.409
-7.777 | 6898.444 | -7.94 | 1612.352
-7.614 | 6914.262 | -7.777 | 1688.05
-7.45 | 6938.925 | -7.614 | 1767.586
-7.286 | 6952.417 | -7.45 | 1851.693
-7.122 | 6964.067 | -7.286 | 1941.771
-6.958 | 6987.941 | -7.122 | 2039.19
-6.794 | 7001.428 | -6.958 | 2134.771
-6.63 | 7017.832 | -6.794 | 2240.038
-6.466 | 7047.003 | -6.63 | 2348.312
-6.301 | 7059.385 | -6.466 | 2456.561
-6.137 | 7056.603 | -6.301 | 2577.299
-5.972 | 7065.758 | -6.137 | 2700.934
-5.807 | 7081.048 | -5.972 | 2829.947
-5.642 | 7091.023 | -5.807 | 2970.996
-5.478 | 7104.417 | -5.642 | 3107.727
-5.313 | 7121.553 | -5.478 | 3238.132
-5.147 | 7129.065 | -5.313 | 3371.509
-4.982 | 7131.24 | -5.147 | 3508.091
-4.817 | 7141.563 | -4.982 | 3646.648
-4.652 | 7146.036 | -4.817 | 3791.137
-4.486 | 7154.89 | -4.652 | 3949.72
-4.321 | 7167.062 | -4.486 | 4104.269
-4.155 | 7176.683 | -4.321 | 4270.748
-3.989 | 7179.879 | -4.155 | 4443.13
-3.824 | 7190.024 | -3.989 | 4614.905
-3.658 | 7194.943 | -3.824 | 4773.608
-3.492 | 7205.424 | -3.658 | 4948.725
-3.326 | 7224.811 | -3.492 | 5112.208
-3.16 | 7231.638 | -3.326 | 5278.787
-2.994 | 7240.266 | -3.16 | 5441.669
-2.828 | 7248.185 | -2.994 | 5595.646
-2.662 | 7256.336 | -2.828 | 5745.106
-2.496 | 7251.332 | -2.662 | 5888.859
-2.33 | 7249.095 | -2.496 | 6031.745
-2.163 | 7250.48 | -2.33 | 6156.283
-1.997 | 7252.601 | -2.163 | 6278.249
-1.831 | 7241.667 | -1.997 | 6384.245
-1.664 | 7232.754 | -1.831 | 6500.326
-1.498 | 7222.52 | -1.664 | 6610.701
-1.332 | 7226.558 | -1.498 | 6698.91
-1.165 | 7224.633 | -1.332 | 6785.911
-0.999 | 7211.1 | -1.165 | 6878.143
-0.832 | 7177.666 | -0.999 | 6954.547
-0.666 | 7162.008 | -0.832 | 7024.675
-0.499 | 7159.352 | -0.666 | 7094.83
-0.333 | 7165.478 | -0.499 | 7139.707
-0.166 | 7168.257 | -0.333 | 7153.883
0 | 7161.225 | -0.166 | 7154.374
0.166 | 7151.303 | 0 | 7161.225
0.333 | 7138.988 | 0.166 | 7150.598
0.499 | 7127.234 | 0.333 | 7141.124
0.666 | 7123.479 | 0.499 | 7112.377
0.832 | 7128.984 | 0.666 | 7086.037
0.999 | 7127.611 | 0.832 | 7043.713
1.165 | 7128.345 | 0.999 | 6996.501
1.332 | 7132.638 | 1.165 | 6939.243
1.498 | 7137.858 | 1.332 | 6882.045
1.664 | 7132.242 | 1.498 | 6783.42
1.831 | 7129.076 | 1.664 | 6684.539
1.997 | 7129.26 | 1.831 | 6563.258
2.163 | 7131.247 | 1.997 | 6456.595
2.33 | 7124.219 | 2.163 | 6332.2
2.496 | 7110.92 | 2.33 | 6205.415
2.662 | 7095.149 | 2.496 | 6055.268
2.828 | 7084.921 | 2.662 | 5923.833
2.994 | 7072.908 | 2.828 | 5775.634
3.16 | 7059.931 | 2.994 | 5621.65
3.326 | 7037.456 | 3.16 | 5457.762
3.492 | 7026.505 | 3.326 | 5294.024
3.658 | 7011.073 | 3.492 | 5123.925
3.824 | 6995.087 | 3.658 | 4959.144
3.989 | 6984.212 | 3.824 | 4786.585
4.155 | 6986.085 | 3.989 | 4616.499
4.321 | 6979.323 | 4.155 | 4448.935
4.486 | 6962.772 | 4.321 | 4281.654
4.652 | 6943.654 | 4.486 | 4113.988
4.817 | 6924.523 | 4.652 | 3953.861
4.982 | 6911.608 | 4.817 | 3791.734
5.147 | 6897.683 | 4.982 | 3631.546
5.313 | 6886.221 | 5.147 | 3482.399
5.478 | 6872.316 | 5.313 | 3332.776
5.642 | 6856.269 | 5.478 | 3186.356
5.807 | 6840.939 | 5.642 | 3044.317
5.972 | 6827.8 | 5.807 | 2911.327
6.137 | 6817.903 | 5.972 | 2782.263
6.301 | 6804.615 | 6.137 | 2654.583
6.466 | 6795.525 | 6.301 | 2533.022
6.63 | 6782.684 | 6.466 | 2409.034
6.794 | 6759.419 | 6.63 | 2293.305
6.958 | 6732.598 | 6.794 | 2183.397
7.122 | 6707.946 | 6.958 | 2078.345
7.286 | 6682.243 | 7.122 | 1975.99
7.45 | 6659.355 | 7.286 | 1876.235
7.614 | 6648.122 | 7.45 | 1784.852
7.777 | 6625.35 | 7.614 | 1698.005
7.94 | 6602.909 | 7.777 | 1614.076
8.104 | 6574.196 | 7.94 | 1533.403
8.267 | 6551.856 | 8.104 | 1459.843
8.43 | 6531.42 | 8.267 | 1388.97
8.593 | 6521.847 | 8.43 | 1320.65
8.755 | 6508.127 | 8.593 | 1262.012
8.918 | 6483.774 | 8.755 | 1206.232
9.08 | 6459.219 | 8.918 | 1151.005
9.243 | 6436.027 | 9.08 | 1099.101
9.405 | 6421.15 | 9.243 | 1050.214
9.567 | 6416.354 | 9.405 | 1001.234
9.729 | 6406.94 | 9.567 | 958.223
9.89 | 6391.789 | 9.729 | 918.017
10.052 | 6376.628 | 9.89 | 878.472
10.213 | 6368.377 | 10.052 | 841.825
10.374 | 6359.19 | 10.213 | 809.286
10.535 | 6343.263 | 10.374 | 777.106
10.696 | 6324.4 | 10.535 | 744.702
10.857 | 6304.257 | 10.696 | 715.629
11.017 | 6287.503 | 10.857 | 689.738
11.178 | 6280.595 | 11.017 | 660.27
11.338 | 6276.58 | 11.178 | 632.131
11.498 | 6271.643 | 11.338 | 609.213
11.657 | 6257.025 | 11.498 | 584.547
11.817 | 6243.923 | 11.657 | 562.204
11.976 | 6225.435 | 11.817 | 540.588
12.136 | 6209.428 | 11.976 | 521.881
12.295 | 6189.536 | 12.136 | 501.546
12.454 | 6172.145 | 12.295 | 486.565
12.612 | 6161.556 | 12.454 | 470.843
12.771 | 6148.553 | 12.612 | 456.734
12.929 | 6126.86 | 12.771 | 442.21
13.087 | 6111.055 | 12.929 | 429.885
13.245 | 6097.967 | 13.087 | 416.51
13.403 | 6084.645 | 13.245 | 403.856
13.56 | 6065.587 | 13.403 | 391.076
13.717 | 6048.18 | 13.56 | 379.229
13.874 | 6031.87 | 13.717 | 367.736
14.031 | 6009.144 | 13.874 | 357.975
14.188 | 5988.142 | 14.031 | 346.907
14.344 | 5976.589 | 14.188 | 334.25
14.5 | 5964.309 | 14.344 | 321.42
14.656 | 5943.777 | 14.5 | 310.223
14.812 | 5922.029 | 14.656 | 300.543
14.967 | 5905.274 | 14.812 | 292.281
15.123 | 5883.536 | 14.967 | 287.395
15.278 | 5859.202 | 15.123 | 279.693
15.432 | 5836.554 | 15.278 | 272.727
15.587 | 5810.48 | 15.432 | 263.54
15.741 | 5785.251 | 15.587 | 253.869
15.896 | 5767.647 | 15.741 | 244.714
16.049 | 5755.439 | 15.896 | 237.514
16.203 | 5736.754 | 16.049 | 230.306
16.357 | 5716.53 | 16.203 | 221.733
16.51 | 5700.966 | 16.357 | 213.101
16.663 | 5677.533 | 16.51 | 207.093
16.815 | 5660.458 | 16.663 | 201.688
16.968 | 5643.9 | 16.815 | 196.542
17.12 | 5623.841 | 16.968 | 193.031
17.272 | 5597.625 | 17.12 | 189.57
17.424 | 5575.018 | 17.272 | 184.869
17.575 | 5543.983 | 17.424 | 180.564
17.726 | 5506.772 | 17.575 | 176.063
17.877 | 5474.351 | 17.726 | 170.704
18.028 | 5446.111 | 17.877 | 165.297
18.178 | 5415.435 | 18.028 | 160.176
18.328 | 5385.242 | 18.178 | 154.541
18.478 | 5357.66 | 18.328 | 150.126
18.628 | 5337.456 | 18.478 | 145.378
18.777 | 5311.272 | 18.628 | 141.749
18.926 | 5283.588 | 18.777 | 138.35
19.075 | 5253.802 | 18.926 | 134.979
19.224 | 5223.956 | 19.075 | 132.157
19.372 | 5193.366 | 19.224 | 130.475
19.52 | 5157.103 | 19.372 | 128.582
19.668 | 5123.685 | 19.52 | 126.338
19.815 | 5097.208 | 19.668 | 123.991
19.963 | 5081.679 | 19.815 | 122.091
20.11 | 5063.117 | 19.963 | 119.86
20.256 | 5037.221 | 20.11 | 118.285
20.403 | 5005.085 | 20.256 | 116.91
20.549 | 4977.292 | 20.403 | 114.973
20.695 | 4939.459 | 20.549 | 112.097
20.84 | 4901.261 | 20.695 | 109.997
20.985 | 4868.927 | 20.84 | 108.026
21.13 | 4844.313 | 20.985 | 105.927
21.275 | 4808.658 | 21.13 | 104.498
21.42 | 4774.364 | 21.275 | 103.721
21.564 | 4738.407 | 21.42 | 103.059
21.708 | 4694.185 | 21.564 | 101.493
21.851 | 4657.123 | 21.708 | 99.68
21.994 | 4626.926 | 21.851 | 97.619
22.137 | 4593.648 | 21.994 | 96.216
22.28 | 4554.804 | 22.137 | 95.692
22.423 | 4523.862 | 22.28 | 94.517
22.565 | 4489.415 | 22.423 | 93.407
22.707 | 4445.548 | 22.565 | 91.273
22.848 | 4397.777 | 22.707 | 89.321
22.989 | 4348.753 | 22.848 | 86.724
23.13 | 4302.974 | 22.989 | 85.163
23.271 | 4261.576 | 23.13 | 84.278
23.411 | 4215.963 | 23.271 | 83.881
23.551 | 4171.241 | 23.411 | 83.579
23.691 | 4129.702 | 23.551 | 82.188
23.831 | 4087.59 | 23.691 | 80.961
23.97 | 4046.72 | 23.831 | 79.627
24.109 | 4007.456 | 23.97 | 78.735
24.247 | 3967.85 | 24.109 | 78.238
24.385 | 3925.119 | 24.247 | 78.317
24.523 | 3875.84 | 24.385 | 78.044
24.661 | 3821.063 | 24.523 | 76.908
24.798 | 3764.48 | 24.661 | 74.926
24.935 | 3704.077 | 24.798 | 73.467
25.072 | 3652.312 | 24.935 | 73.2
25.209 | 3606.901 | 25.072 | 73.881
25.345 | 3563.207 | 25.209 | 72.739
25.481 | 3522.463 | 25.345 | 71.822
25.616 | 3485.141 | 25.481 | 71.209
25.751 | 3442.089 | 25.616 | 71.009
25.886 | 3396.389 | 25.751 | 70.051
26.021 | 3354.688 | 25.886 | 70.212
26.155 | 3314.363 | 26.021 | 69.901
26.289 | 3272.068 | 26.155 | 69.114
26.423 | 3228.816 | 26.289 | 67.686
26.556 | 3181.426 | 26.423 | 66.541
26.689 | 3132.128 | 26.556 | 65.68
26.822 | 3086.319 | 26.689 | 64.172
26.954 | 3039.541 | 26.822 | 62.385
27.087 | 2996.888 | 26.954 | 61.42
27.218 | 2953.253 | 27.087 | 59.935
27.35 | 2909.55 | 27.218 | 59.659
27.481 | 2865.996 | 27.35 | 60.47
27.612 | 2820.371 | 27.481 | 61.232
27.743 | 2770.564 | 27.612 | 61.835
27.873 | 2719.951 | 27.743 | 60.847
28.003 | 2667.25 | 27.873 | 59.575
28.132 | 2615.496 | 28.003 | 58.627
28.262 | 2567.433 | 28.132 | 57.783
28.391 | 2521.703 | 28.262 | 56.793
28.519 | 2477.234 | 28.391 | 55.992
28.648 | 2434.097 | 28.519 | 55.494
28.776 | 2392.815 | 28.648 | 55.415
28.904 | 2350.795 | 28.776 | 56.271
29.031 | 2305.489 | 28.904 | 55.54
29.158 | 2253.74 | 29.031 | 54.091
29.285 | 2200.792 | 29.158 | 52.402
29.412 | 2150.758 | 29.285 | 51.476
29.538 | 2106.074 | 29.412 | 51.812
29.664 | 2065.493 | 29.538 | 51.717
29.789 | 2026.349 | 29.664 | 51.765
29.914 | 1989.594 | 29.789 | 50.939
30.039 | 1947.907 | 29.914 | 49.696
30.164 | 1901.115 | 30.039 | 48.59
30.288 | 1853.365 | 30.164 | 49.63
30.412 | 1811.455 | 30.288 | 48.516
30.536 | 1769.485 | 30.412 | 48.284
30.659 | 1726.643 | 30.536 | 48.946
30.782 | 1682.892 | 30.659 | 47.905
30.905 | 1644.048 | 30.782 | 46.705
31.027 | 1606.591 | 30.905 | 45.707
31.15 | 1569.443 | 31.027 | 45.58
31.271 | 1532.852 | 31.15 | 45.239
31.393 | 1494.281 | 31.271 | 46.178
31.514 | 1455.647 | 31.393 | 45.315
31.635 | 1419.791 | 31.514 | 44.568
31.755 | 1388.298 | 31.635 | 44.957
31.876 | 1355.551 | 31.755 | 44.358
31.995 | 1320.069 | 31.876 | 43.784
32.115 | 1283.795 | 31.995 | 43.455
32.234 | 1246.186 | 32.115 | 42.967
32.353 | 1210.263 | 32.234 | 41.119
32.472 | 1177.349 | 32.353 | 40.934
32.59 | 1146.302 | 32.472 | 38.618
32.708 | 1115.734 | 32.59 | 38.038
32.826 | 1083.147 | 32.708 | 38.413
32.943 | 1053.452 | 32.826 | 40.558
33.061 | 1025.487 | 32.943 | 41.3
33.177 | 999.176 | 33.061 | 40.526
33.294 | 971.274 | 33.177 | 40.493
33.41 | 941.008 | 33.294 | 39.414
33.526 | 910.457 | 33.41 | 38.818
33.641 | 881.171 | 33.526 | 36.505
33.757 | 852.536 | 33.641 | 36.95
33.872 | 825.395 | 33.757 | 36.8
33.986 | 802.742 | 33.872 | 37.115
34.101 | 782.483 | 33.986 | 36.697
34.215 | 761.075 | 34.101 | 35.972
34.328 | 736.843 | 34.215 | 35.275
34.442 | 712.338 | 34.328 | 33.421
34.555 | 689.537 | 34.442 | 31.313
34.667 | 666.543 | 34.555 | 31.167
34.78 | 645.624 | 34.667 | 29.375
34.892 | 627.672 | 34.78 | 30.149
35.004 | 607.692 | 34.892 | 30.238
35.116 | 587.053 | 35.004 | 30.813
35.227 | 569.246 | 35.116 | 31.462
35.338 | 551.426 | 35.227 | 32.676
35.338 | 551.426 | 35.227 | 32.676
35.448 | 535.887 | 35.338 | 33.478
35.559 | 524.57 | 35.448 | 32.876
35.669 | 513.864 | 35.559 | 33.436
35.778 | 499.921 | 35.669 | 33.61
35.888 | 484.098 | 35.778 | 33.285
35.997 | 466.95 | 35.888 | 31.379
36.106 | 448.858 | 35.997 | 30.429
36.214 | 432.244 | 36.106 | 30.158
36.323 | 420.226 | 36.214 | 26.071
36.431 | 409.933 | 36.323 | 19.361
36.538 | 404.972 | 36.431 | 15.164

## Vivid V60 (hidden)
Selador | Lamp |  | Wattage
Vivid | Lumileds K2 |  | 122 |  | Note: Owing to the variability of LEDs, output data and color matches should be viewed as approximate
Note: All data taken with room temperature fixture
| Beam Angle | Field Angle
Horizontal | 12.6 | 24.9
| Accessory Lens | Candela | Field Lumens | Beam Lumens | Lens Efficiency | Efficacy
| V60 | 6020 | 1120 | 650 | 99.56% | 9.1803
| For Field diameter at any distance, multiply distance by |  |  |  | 0.44156
| For Beam diameter at any distance, multiply distance by |  |  |  | 0.2208
| Throw Distance (ft) | 10 | 15 | 20 | 25
| Throw Distance (m) | 3.048 | 4.572 | 6.096 | 7.62
| Field Diameter (ft) | 4.4156 | 6.6234 | 8.8312 | 11.039
| Field Diameter (m) | 1.3459 | 2.0188 | 2.6917 | 3.3647
| Illuminance (fc) | 60.2 | 26.7556 | 15.05 | 9.632
| Illuminance (lux) | 647.9868 | 287.9941 | 161.9967 | 103.6779
Test Distance | Iso-Illuminance Diagram grid lines
61 | 10 | 20 | 30 | 40
| 0.16393 | 0.32787 | 0.4918 | 0.65574
| Beam Angle | Field Angle
Vertical | 52 | 67.6
| For Field diameter at any distance, multiply distance by |  |  |  | 1.3389
| For Beam diameter at any distance, multiply distance by |  |  |  | 0.97547
| Throw Distance (ft) | 10 | 15 | 20 | 25
| Throw Distance (m) | 3.048 | 4.572 | 6.096 | 7.62
| Field Diameter (ft) | 13.3888 | 20.0832 | 26.7777 | 33.4721
| Field Diameter (m) | 4.0809 | 6.1214 | 8.1618 | 10.2023
| Illuminance (fc) | 60.2 | 26.7556 | 15.05 | 9.632
| Illuminance (lux) | 647.9868 | 287.9941 | 161.9967 | 103.6779
| X |  | Y
-36.538 | 0 | -36.646 | 305.364
-36.431 | 0 | -36.538 | 308.587
-36.323 | 0 | -36.431 | 312.612
-36.214 | 4.611 | -36.323 | 318.643
-36.106 | 12.765 | -36.214 | 325.89
-35.997 | 22.327 | -36.106 | 334.592
-35.888 | 31.02 | -35.997 | 343.218
-35.778 | 35.714 | -35.888 | 353.526
-35.669 | 34.82 | -35.778 | 362.53
-35.559 | 35.03 | -35.669 | 370.354
-35.448 | 34.78 | -35.559 | 379.596
-35.338 | 35.902 | -35.448 | 389.675
-35.227 | 37.084 | -35.338 | 397.981
-35.116 | 38.187 | -35.227 | 406.669
-35.004 | 37.857 | -35.116 | 415.944
-34.892 | 38.221 | -35.004 | 425.554
-34.78 | 38.547 | -34.892 | 439.229
-34.667 | 39.35 | -34.78 | 454.164
-34.555 | 39.463 | -34.667 | 469.247
-34.442 | 40.39 | -34.555 | 484.85
-34.328 | 41.005 | -34.442 | 501.649
-34.215 | 41.75 | -34.328 | 519.457
-34.101 | 41.749 | -34.215 | 538.431
-33.986 | 42.986 | -34.101 | 556.273
-33.872 | 42.779 | -33.986 | 574.634
-33.757 | 41.545 | -33.872 | 594.475
-33.641 | 41.312 | -33.757 | 613.719
-33.526 | 41.739 | -33.641 | 633.1
-33.41 | 42.719 | -33.526 | 651.365
-33.294 | 42.81 | -33.41 | 674.888
-33.177 | 43.843 | -33.294 | 697.989
-33.061 | 44.057 | -33.177 | 718.297
-32.943 | 44.108 | -33.061 | 741.483
-32.826 | 43.997 | -32.943 | 767.317
-32.708 | 44.079 | -32.826 | 791.526
-32.59 | 44.861 | -32.708 | 818.034
-32.472 | 46.367 | -32.59 | 847.674
-32.353 | 45.9 | -32.472 | 873.993
-32.234 | 46.255 | -32.353 | 902.691
-32.115 | 46.639 | -32.234 | 932.04
-31.995 | 47.394 | -32.115 | 965.483
-31.876 | 45.87 | -31.995 | 993.905
-31.755 | 45.784 | -31.876 | 1028.419
-31.635 | 46.317 | -31.755 | 1061.231
-31.514 | 47.584 | -31.635 | 1092.08
-31.393 | 47.767 | -31.514 | 1125.207
-31.271 | 46.941 | -31.393 | 1167.605
-31.15 | 48.312 | -31.271 | 1205.911
-31.027 | 48.247 | -31.15 | 1245.74
-30.905 | 49.723 | -31.027 | 1284.406
-30.782 | 50.886 | -30.905 | 1321.771
-30.659 | 51.53 | -30.782 | 1359.925
-30.536 | 51.423 | -30.659 | 1398.499
-30.412 | 53.428 | -30.536 | 1440.562
-30.288 | 53.284 | -30.412 | 1487.203
-30.164 | 52.61 | -30.288 | 1532.386
-30.039 | 52.088 | -30.164 | 1575.745
-29.914 | 53.356 | -30.039 | 1619.738
-29.789 | 53.273 | -29.914 | 1660.523
-29.664 | 53.771 | -29.789 | 1698.222
-29.538 | 55.018 | -29.664 | 1746.241
-29.412 | 55.534 | -29.538 | 1795.022
-29.285 | 56.218 | -29.412 | 1841.355
-29.158 | 56.468 | -29.285 | 1884.578
-29.031 | 57.857 | -29.158 | 1933.401
-28.904 | 58.724 | -29.031 | 1981.428
-28.776 | 59.924 | -28.904 | 2026.422
-28.648 | 59.507 | -28.776 | 2075.242
-28.519 | 59.851 | -28.648 | 2126.378
-28.391 | 58.961 | -28.519 | 2176.516
-28.262 | 60.03 | -28.391 | 2225.218
-28.132 | 62.399 | -28.262 | 2278.166
-28.003 | 63.503 | -28.132 | 2329.195
-27.873 | 63.633 | -28.003 | 2379.656
-27.743 | 63.57 | -27.873 | 2429.805
-27.612 | 63.836 | -27.743 | 2482.202
-27.481 | 64.482 | -27.612 | 2531.863
-27.35 | 65.341 | -27.481 | 2583.242
-27.218 | 66.086 | -27.35 | 2636.755
-27.087 | 66.42 | -27.218 | 2689.534
-26.954 | 67.398 | -27.087 | 2736.046
-26.822 | 68.744 | -26.954 | 2782.66
-26.689 | 69.814 | -26.822 | 2828.006
-26.556 | 70.716 | -26.689 | 2874.664
-26.423 | 71.187 | -26.556 | 2924.168
-26.289 | 72.449 | -26.423 | 2976.275
-26.155 | 73.755 | -26.289 | 3027.757
-26.021 | 74.159 | -26.155 | 3080.915
-25.886 | 73.983 | -26.021 | 3126.746
-25.751 | 73.626 | -25.886 | 3165.326
-25.616 | 74.573 | -25.751 | 3208.761
-25.481 | 76.186 | -25.616 | 3259.161
-25.345 | 77.867 | -25.481 | 3312.335
-25.209 | 79.073 | -25.345 | 3366.937
-25.072 | 79.886 | -25.209 | 3413.763
-24.935 | 80.771 | -25.072 | 3452.635
-24.798 | 81.191 | -24.935 | 3490.257
-24.661 | 82.396 | -24.798 | 3531.945
-24.523 | 83.644 | -24.661 | 3576.695
-24.385 | 85.01 | -24.523 | 3622.299
-24.247 | 85.714 | -24.385 | 3665.469
-24.109 | 87.04 | -24.247 | 3705.575
-23.97 | 88.758 | -24.109 | 3750.047
-23.831 | 90.34 | -23.97 | 3793.619
-23.691 | 91.689 | -23.831 | 3830.346
-23.551 | 93.699 | -23.691 | 3864.319
-23.411 | 93.672 | -23.551 | 3901.235
-23.271 | 93.572 | -23.411 | 3940.351
-23.13 | 93.4 | -23.271 | 3981.573
-22.989 | 94.794 | -23.13 | 4024
-22.848 | 96.179 | -22.989 | 4060.315
-22.707 | 97.484 | -22.848 | 4096.569
-22.565 | 98.441 | -22.707 | 4130.117
-22.423 | 100.408 | -22.565 | 4159.605
-22.28 | 101.184 | -22.423 | 4187.487
-22.137 | 103.515 | -22.28 | 4215.368
-21.994 | 105.498 | -22.137 | 4240.056
-21.851 | 106.181 | -21.994 | 4268.018
-21.708 | 108.502 | -21.851 | 4298.654
-21.564 | 110.668 | -21.708 | 4330.394
-21.42 | 113.271 | -21.564 | 4363.587
-21.275 | 115.222 | -21.42 | 4389.191
-21.13 | 117.093 | -21.275 | 4412.273
-20.985 | 118.907 | -21.13 | 4438.048
-20.84 | 121.015 | -20.985 | 4461.55
-20.695 | 123.694 | -20.84 | 4484.672
-20.549 | 125.36 | -20.695 | 4509.023
-20.403 | 127.55 | -20.549 | 4531.995
-20.256 | 129.659 | -20.403 | 4548.828
-20.11 | 131.482 | -20.256 | 4562.812
-19.963 | 133.341 | -20.11 | 4573.187
-19.815 | 136.68 | -19.963 | 4582.649
-19.668 | 140.184 | -19.815 | 4591.736
-19.52 | 143.26 | -19.668 | 4604.355
-19.372 | 147.434 | -19.52 | 4622.986
-19.224 | 152.04 | -19.372 | 4648.351
-19.075 | 155.854 | -19.224 | 4671.632
-18.926 | 158.997 | -19.075 | 4697.05
-18.777 | 163.247 | -18.926 | 4715.644
-18.628 | 167.432 | -18.777 | 4729.807
-18.478 | 171.418 | -18.628 | 4741.975
-18.328 | 175.095 | -18.478 | 4758.646
-18.178 | 178.622 | -18.328 | 4779.386
-18.028 | 183.22 | -18.178 | 4791.936
-17.877 | 187.862 | -18.028 | 4805.94
-17.726 | 193.278 | -17.877 | 4819.134
-17.575 | 199.549 | -17.726 | 4831.635
-17.424 | 206.45 | -17.575 | 4844.418
-17.272 | 213.691 | -17.424 | 4847.911
-17.12 | 220.616 | -17.272 | 4850.111
-16.968 | 227.291 | -17.12 | 4856.864
-16.815 | 233.568 | -16.968 | 4867.636
-16.663 | 241.466 | -16.815 | 4887.161
-16.51 | 249.221 | -16.663 | 4910.344
-16.357 | 257.763 | -16.51 | 4934.002
-16.203 | 266.786 | -16.357 | 4953.753
-16.049 | 276.135 | -16.203 | 4972.921
-15.896 | 284.524 | -16.049 | 4993.145
-15.741 | 293.969 | -15.896 | 5002.093
-15.587 | 303.93 | -15.741 | 5008.378
-15.432 | 314.682 | -15.587 | 5017.014
-15.278 | 327.557 | -15.432 | 5026.942
-15.123 | 340.295 | -15.278 | 5032.122
-14.967 | 353.977 | -15.123 | 5047.531
-14.812 | 365.663 | -14.967 | 5065.023
-14.656 | 381.58 | -14.812 | 5085.284
-14.5 | 394.431 | -14.656 | 5102.97
-14.344 | 411.029 | -14.5 | 5123.94
-14.188 | 424.928 | -14.344 | 5144.466
-14.031 | 442.932 | -14.188 | 5159.904
-13.874 | 457.536 | -14.031 | 5179.27
-13.717 | 475.124 | -13.874 | 5197.373
-13.56 | 494.789 | -13.717 | 5213.681
-13.403 | 516.953 | -13.56 | 5227.833
-13.245 | 539.287 | -13.403 | 5237.814
-13.087 | 561.606 | -13.245 | 5253.224
-12.929 | 582.841 | -13.087 | 5270.358
-12.771 | 603.902 | -12.929 | 5288.613
-12.612 | 627.727 | -12.771 | 5307.079
-12.454 | 654.097 | -12.612 | 5332.405
-12.295 | 682.856 | -12.454 | 5350.423
-12.136 | 712.36 | -12.295 | 5366.592
-11.976 | 742.241 | -12.136 | 5381.906
-11.817 | 772.966 | -11.976 | 5398.651
-11.657 | 803.862 | -11.817 | 5409.766
-11.498 | 837.363 | -11.657 | 5421.25
-11.338 | 875.238 | -11.498 | 5431.746
-11.178 | 915.891 | -11.338 | 5452.346
-11.017 | 960.762 | -11.178 | 5466.38
-10.857 | 1004.5 | -11.017 | 5480.677
-10.696 | 1050.208 | -10.857 | 5498.358
-10.535 | 1098.46 | -10.696 | 5513.64
-10.374 | 1149.61 | -10.535 | 5531.414
-10.213 | 1204.426 | -10.374 | 5553.672
-10.052 | 1262.617 | -10.213 | 5571.355
-9.89 | 1321.278 | -10.052 | 5580.449
-9.729 | 1382.164 | -9.89 | 5592.943
-9.567 | 1446.403 | -9.729 | 5612.149
-9.405 | 1511.86 | -9.567 | 5633.646
-9.243 | 1579.089 | -9.405 | 5652.063
-9.08 | 1651.138 | -9.243 | 5670.529
-8.918 | 1726.666 | -9.08 | 5682.074
-8.755 | 1806.869 | -8.918 | 5700.357
-8.593 | 1884.93 | -8.755 | 5709.944
-8.43 | 1969.785 | -8.593 | 5725.845
-8.267 | 2053.486 | -8.43 | 5746.047
-8.104 | 2143.943 | -8.267 | 5764.79
-7.94 | 2234.954 | -8.104 | 5771.706
-7.777 | 2329.368 | -7.94 | 5778.379
-7.614 | 2425.473 | -7.777 | 5780.089
-7.45 | 2525.796 | -7.614 | 5795.223
-7.286 | 2629.683 | -7.45 | 5808.634
-7.122 | 2736.312 | -7.286 | 5822.381
-6.958 | 2842.365 | -7.122 | 5837.696
-6.794 | 2947.405 | -6.958 | 5853.035
-6.63 | 3061.463 | -6.794 | 5863.548
-6.466 | 3180.146 | -6.63 | 5868.183
-6.301 | 3291.391 | -6.466 | 5870.516
-6.137 | 3404.033 | -6.301 | 5875.642
-5.972 | 3517.73 | -6.137 | 5874.591
-5.807 | 3629.911 | -5.972 | 5878.333
-5.642 | 3741.982 | -5.807 | 5883.272
-5.478 | 3853.467 | -5.642 | 5882.692
-5.313 | 3968.994 | -5.478 | 5875.545
-5.147 | 4081.594 | -5.313 | 5879.426
-4.982 | 4187.115 | -5.147 | 5880.258
-4.817 | 4301 | -4.982 | 5882.965
-4.652 | 4414.94 | -4.817 | 5889.839
-4.486 | 4527.46 | -4.652 | 5893.918
-4.321 | 4642.996 | -4.486 | 5905.006
-4.155 | 4756.821 | -4.321 | 5921.666
-3.989 | 4863.936 | -4.155 | 5929.569
-3.824 | 4967.469 | -3.989 | 5934.303
-3.658 | 5063.445 | -3.824 | 5937.776
-3.492 | 5158.481 | -3.658 | 5943.175
-3.326 | 5260.156 | -3.492 | 5953.97
-3.16 | 5341.572 | -3.326 | 5963.271
-2.994 | 5426.949 | -3.16 | 5976.428
-2.828 | 5505.684 | -2.994 | 5982.502
-2.662 | 5583.494 | -2.828 | 5983.073
-2.496 | 5650.843 | -2.662 | 5983.41
-2.33 | 5723.138 | -2.496 | 5996.403
-2.163 | 5781.919 | -2.33 | 6001.546
-1.997 | 5839.756 | -2.163 | 5998.599
-1.831 | 5885.805 | -1.997 | 5995.289
-1.664 | 5923.766 | -1.831 | 5996.161
-1.498 | 5954.031 | -1.664 | 6000.621
-1.332 | 5991.188 | -1.498 | 5998.357
-1.165 | 6018.005 | -1.332 | 5994.738
-0.999 | 6027.813 | -1.165 | 6003.789
-0.832 | 6025.486 | -0.999 | 6006.56
-0.666 | 6030.197 | -0.832 | 6016.959
-0.499 | 6031.417 | -0.666 | 6029.244
-0.333 | 6031.207 | -0.499 | 6030.101
-0.166 | 6031.512 | -0.333 | 6023.331
0 | 6017.133 | -0.166 | 6013.738
0.166 | 5990.739 | 0 | 6017.133
0.333 | 5955.457 | 0.166 | 6015.607
0.499 | 5927.798 | 0.333 | 6015.759
0.666 | 5901.524 | 0.499 | 6005.841
0.832 | 5867.364 | 0.666 | 6003.856
0.999 | 5823.957 | 0.832 | 6008.661
1.165 | 5777.02 | 0.999 | 6009.879
1.332 | 5726.605 | 1.165 | 6011.174
1.498 | 5667.686 | 1.332 | 6013.728
1.664 | 5614.515 | 1.498 | 6007.749
1.831 | 5558.671 | 1.664 | 6005.891
1.997 | 5493.861 | 1.831 | 6000.535
2.163 | 5427.029 | 1.997 | 6010.496
2.33 | 5344.096 | 2.163 | 6012.244
2.496 | 5260.685 | 2.33 | 6010.856
2.662 | 5170.358 | 2.496 | 5993.592
2.828 | 5082.844 | 2.662 | 5982.644
2.994 | 4987.473 | 2.828 | 5968.622
3.16 | 4890.167 | 2.994 | 5965.785
3.326 | 4783.555 | 3.16 | 5959.972
3.492 | 4683.224 | 3.326 | 5956.621
3.658 | 4585.724 | 3.492 | 5955.734
3.824 | 4480.722 | 3.658 | 5953.901
3.989 | 4374.384 | 3.824 | 5937.66
4.155 | 4267.563 | 3.989 | 5926.331
4.321 | 4158.751 | 4.155 | 5913.73
4.486 | 4047.646 | 4.321 | 5908.337
4.652 | 3938.742 | 4.486 | 5899.425
4.817 | 3829.51 | 4.652 | 5894.496
4.982 | 3720.502 | 4.817 | 5886.775
5.147 | 3607.713 | 4.982 | 5873.514
5.313 | 3498.215 | 5.147 | 5873.116
5.478 | 3387.93 | 5.313 | 5870.868
5.642 | 3275.801 | 5.478 | 5866.188
5.807 | 3167.065 | 5.642 | 5866.303
5.972 | 3061.916 | 5.807 | 5863.537
6.137 | 2954.185 | 5.972 | 5869.823
6.301 | 2845.683 | 6.137 | 5858.333
6.466 | 2743.437 | 6.301 | 5846.493
6.63 | 2642.652 | 6.466 | 5828.334
6.794 | 2540.733 | 6.63 | 5814.129
6.958 | 2442.427 | 6.794 | 5800.85
7.122 | 2346.899 | 6.958 | 5793.137
7.286 | 2251.943 | 7.122 | 5782.713
7.45 | 2162.933 | 7.286 | 5766.244
7.614 | 2080.177 | 7.45 | 5754.194
7.777 | 1997.631 | 7.614 | 5736.1
7.94 | 1913.269 | 7.777 | 5719.447
8.104 | 1830.006 | 7.94 | 5693.247
8.267 | 1751.56 | 8.104 | 5683.739
8.43 | 1678.218 | 8.267 | 5683.111
8.593 | 1606.306 | 8.43 | 5674.274
8.755 | 1537.799 | 8.593 | 5659.563
8.918 | 1471.777 | 8.755 | 5643.022
9.08 | 1406.917 | 8.918 | 5628.619
9.243 | 1346.969 | 9.08 | 5610.913
9.405 | 1290.16 | 9.243 | 5610.892
9.567 | 1237.714 | 9.405 | 5603.187
9.729 | 1186.957 | 9.567 | 5601.944
9.89 | 1137.374 | 9.729 | 5584.046
10.052 | 1086.829 | 9.89 | 5564.061
10.213 | 1038.616 | 10.052 | 5541.516
10.374 | 990.458 | 10.213 | 5525.701
10.535 | 944.198 | 10.374 | 5511.695
10.696 | 901.892 | 10.535 | 5499.726
10.857 | 863.335 | 10.696 | 5492.013
11.017 | 827.253 | 10.857 | 5481.487
11.178 | 791.856 | 11.017 | 5474.022
11.338 | 757.288 | 11.178 | 5466.703
11.498 | 723.429 | 11.338 | 5459.974
11.657 | 691.661 | 11.498 | 5448.344
11.817 | 661.79 | 11.657 | 5429.432
11.976 | 634.312 | 11.817 | 5405.557
12.136 | 607.708 | 11.976 | 5387.121
12.295 | 583.555 | 12.136 | 5366.722
12.454 | 560.391 | 12.295 | 5355.205
12.612 | 537.562 | 12.454 | 5341.779
12.771 | 515.131 | 12.612 | 5330.496
12.929 | 496.353 | 12.771 | 5309.196
13.087 | 476.501 | 12.929 | 5290.24
13.245 | 457.222 | 13.087 | 5265.674
13.403 | 440.424 | 13.245 | 5240.135
13.56 | 425.353 | 13.403 | 5218.464
13.717 | 408.545 | 13.56 | 5201.968
13.874 | 393.76 | 13.717 | 5189.969
14.031 | 379.904 | 13.874 | 5186.202
14.188 | 367.148 | 14.031 | 5180.92
14.344 | 354.051 | 14.188 | 5179.346
14.5 | 342.292 | 14.344 | 5164.661
14.656 | 331.69 | 14.5 | 5148.36
14.812 | 321.237 | 14.656 | 5134.601
14.967 | 311.697 | 14.812 | 5116.984
15.123 | 302.713 | 14.967 | 5100.641
15.278 | 294.013 | 15.123 | 5087.847
15.432 | 286.109 | 15.278 | 5078.008
15.587 | 277.982 | 15.432 | 5056.664
15.741 | 269.266 | 15.587 | 5044.669
15.896 | 261.158 | 15.741 | 5034.77
16.049 | 253.36 | 15.896 | 5013.797
16.203 | 246.585 | 16.049 | 4986.377
16.357 | 240.429 | 16.203 | 4959.332
16.51 | 232.3 | 16.357 | 4930.893
16.663 | 224.288 | 16.51 | 4915.502
16.815 | 219.371 | 16.663 | 4902.514
16.968 | 213.648 | 16.815 | 4885.943
17.12 | 207.769 | 16.968 | 4871.058
17.272 | 203.573 | 17.12 | 4852.473
17.424 | 198.414 | 17.272 | 4828.736
17.575 | 192.373 | 17.424 | 4805.338
17.726 | 186.945 | 17.575 | 4788.907
17.877 | 182.597 | 17.726 | 4775.917
18.028 | 178.163 | 17.877 | 4762.589
18.178 | 174.753 | 18.028 | 4749.584
18.328 | 171.149 | 18.178 | 4737.546
18.478 | 167.529 | 18.328 | 4718.658
18.628 | 163.645 | 18.478 | 4694.607
18.777 | 159.54 | 18.628 | 4667.907
18.926 | 155.234 | 18.777 | 4641.094
19.075 | 151.833 | 18.926 | 4618.786
19.224 | 149.707 | 19.075 | 4595.504
19.372 | 147.253 | 19.224 | 4575.747
19.52 | 144.673 | 19.372 | 4552.068
19.668 | 143.153 | 19.52 | 4535.913
19.815 | 141.306 | 19.668 | 4515.216
19.963 | 138.371 | 19.815 | 4496.234
20.11 | 135.719 | 19.963 | 4479.233
20.256 | 133.539 | 20.11 | 4452.898
20.403 | 132.182 | 20.256 | 4426.801
20.549 | 130.772 | 20.403 | 4400.596
20.695 | 129.68 | 20.549 | 4374.836
20.84 | 128.21 | 20.695 | 4347.965
20.985 | 125.983 | 20.84 | 4323.287
21.13 | 122.921 | 20.985 | 4304.242
21.275 | 121.044 | 21.13 | 4278.61
21.42 | 120.315 | 21.275 | 4250.174
21.564 | 119.321 | 21.42 | 4224.344
21.708 | 117.11 | 21.564 | 4194.669
21.851 | 114.601 | 21.708 | 4159.829
21.994 | 112.34 | 21.851 | 4126.526
22.137 | 110.473 | 21.994 | 4095.083
22.28 | 108.861 | 22.137 | 4066.643
22.423 | 107.385 | 22.28 | 4034.205
22.565 | 105.852 | 22.423 | 4001.833
22.707 | 105.038 | 22.565 | 3965.144
22.848 | 105.025 | 22.707 | 3932.138
22.989 | 104.914 | 22.848 | 3900.044
23.13 | 104.998 | 22.989 | 3867.109
23.271 | 104.592 | 23.13 | 3830.947
23.411 | 102.877 | 23.271 | 3796.076
23.551 | 99.838 | 23.411 | 3760.927
23.691 | 98.022 | 23.551 | 3719.061
23.831 | 96.544 | 23.691 | 3679.426
23.97 | 95.082 | 23.831 | 3641.494
24.109 | 94.162 | 23.97 | 3601.981
24.247 | 92.809 | 24.109 | 3562.601
24.385 | 90.109 | 24.247 | 3526.399
24.523 | 87.113 | 24.385 | 3486.79
24.661 | 88.087 | 24.523 | 3445.818
24.798 | 89.705 | 24.661 | 3399.936
24.935 | 91.206 | 24.798 | 3350.725
25.072 | 91.486 | 24.935 | 3303.266
25.209 | 92.591 | 25.072 | 3257.987
25.345 | 91.198 | 25.209 | 3212.978
25.481 | 89.07 | 25.345 | 3171.959
25.616 | 86.772 | 25.481 | 3128.31
25.751 | 85.528 | 25.616 | 3081.43
25.886 | 84.092 | 25.751 | 3032.825
26.021 | 82.857 | 25.886 | 2991.092
26.155 | 81.666 | 26.021 | 2953.806
26.289 | 79.646 | 26.155 | 2916.423
26.423 | 76.737 | 26.289 | 2873.782
26.556 | 73.86 | 26.423 | 2826.173
26.689 | 73.049 | 26.556 | 2782.549
26.822 | 73.547 | 26.689 | 2733.914
26.954 | 74.695 | 26.822 | 2687.834
27.087 | 76.04 | 26.954 | 2645.926
27.218 | 75.794 | 27.087 | 2605.747
27.35 | 74.485 | 27.218 | 2566.04
27.481 | 74.178 | 27.35 | 2526.919
27.612 | 74.717 | 27.481 | 2481.944
27.743 | 74.05 | 27.612 | 2441.879
27.873 | 73.103 | 27.743 | 2400.615
28.003 | 71.898 | 27.873 | 2352.81
28.132 | 70.435 | 28.003 | 2302.826
28.262 | 69.798 | 28.132 | 2253.922
28.391 | 70.025 | 28.262 | 2210.014
28.519 | 70.084 | 28.391 | 2166.342
28.648 | 69.382 | 28.519 | 2128.135
28.776 | 68.844 | 28.648 | 2088.231
28.904 | 68.899 | 28.776 | 2041.995
29.031 | 68.555 | 28.904 | 1994.616
29.158 | 66.633 | 29.031 | 1949.218
29.285 | 64.582 | 29.158 | 1906.083
29.412 | 63.121 | 29.285 | 1862.447
29.538 | 63.502 | 29.412 | 1825.2
29.664 | 64.031 | 29.538 | 1785.785
29.789 | 63.601 | 29.664 | 1746.27
29.914 | 62.2 | 29.789 | 1702.978
30.039 | 61.436 | 29.914 | 1664.389
30.164 | 60.961 | 30.039 | 1624.236
30.288 | 60.422 | 30.164 | 1584.538
30.412 | 60.593 | 30.288 | 1544.737
30.536 | 61.481 | 30.412 | 1502.039
30.659 | 62.106 | 30.536 | 1461.394
30.782 | 61.141 | 30.659 | 1422.946
30.905 | 60.349 | 30.782 | 1387.955
31.027 | 59.461 | 30.905 | 1349.063
31.15 | 58.717 | 31.027 | 1314.227
31.271 | 57.845 | 31.15 | 1279.418
31.393 | 56.904 | 31.271 | 1245.003
31.514 | 56.079 | 31.393 | 1215.158
31.635 | 54.876 | 31.514 | 1179.747
31.755 | 53.632 | 31.635 | 1142.847
31.876 | 52.659 | 31.755 | 1108.07
31.995 | 52.553 | 31.876 | 1075.161
32.115 | 52.853 | 31.995 | 1040.33
32.234 | 53.439 | 32.115 | 1010.49
32.353 | 54.378 | 32.234 | 982.959
32.472 | 55.069 | 32.353 | 952.672
32.59 | 54.618 | 32.472 | 916.168
32.708 | 53.554 | 32.59 | 882.205
32.826 | 52.771 | 32.708 | 854.655
32.943 | 52.077 | 32.826 | 828.003
33.061 | 51.572 | 32.943 | 799.809
33.177 | 51.909 | 33.061 | 774.461
33.294 | 51.888 | 33.177 | 750.756
33.41 | 50.719 | 33.294 | 728.292
33.526 | 49.178 | 33.41 | 704.231
33.641 | 48.649 | 33.526 | 681.814
33.757 | 47.916 | 33.641 | 661.225
33.872 | 45.944 | 33.757 | 639.369
33.986 | 45.695 | 33.872 | 615.298
34.101 | 47.19 | 33.986 | 593.1
34.215 | 47.753 | 34.101 | 571.824
34.328 | 46.863 | 34.215 | 550.369
34.442 | 45.898 | 34.328 | 531.444
34.555 | 44.686 | 34.442 | 514.024
34.667 | 43.531 | 34.555 | 497.242
34.78 | 43.847 | 34.667 | 479.598
34.892 | 45.513 | 34.78 | 466.347
35.004 | 46.254 | 34.892 | 451.531
35.116 | 46.897 | 35.004 | 437.283
35.227 | 47.93 | 35.116 | 423.086
35.338 | 47.776 | 35.227 | 408.349
35.338 | 47.776 | 35.227 | 408.349
35.448 | 47.197 | 35.338 | 395.487
35.559 | 47.604 | 35.448 | 384.878
35.669 | 48.655 | 35.559 | 371.697
35.778 | 48.892 | 35.669 | 360.324
35.888 | 47.768 | 35.778 | 350.245
35.997 | 46.886 | 35.888 | 338.715
36.106 | 45.49 | 35.997 | 324.6
36.214 | 43.791 | 36.106 | 313.583
36.323 | 43.572 | 36.214 | 262.745
36.431 | 43.754 | 36.323 | 186.139
36.538 | 43.067 | 36.431 | 131.738

## Vivid H70 (hidden)
Selador | Lamp |  | Wattage
Vivid | Lumileds K2 |  | 122 |  | Note: Owing to the variability of LEDs, output data and color matches should be viewed as approximate
Note: All data taken with room temperature fixture
| Beam Angle | Field Angle
Horizontal | 61.3 | 72.8
| Accessory Lens | Candela | Field Lumens | Beam Lumens | Lens Efficiency | Efficacy
| H70 | 6250 | 1080 | 560 | 96% | 8.8525
| For Field diameter at any distance, multiply distance by |  |  |  | 1.4745
| For Beam diameter at any distance, multiply distance by |  |  |  | 1.1852
| Throw Distance (ft) | 10 | 15 | 20 | 25
| Throw Distance (m) | 3.048 | 4.572 | 6.096 | 7.62
| Field Diameter (ft) | 14.7453 | 22.1179 | 29.4905 | 36.8632
| Field Diameter (m) | 4.4944 | 6.7415 | 8.9887 | 11.2359
| Illuminance (fc) | 62.5 | 27.7778 | 15.625 | 10
| Illuminance (lux) | 672.7437 | 298.9972 | 168.1859 | 107.639
Test Distance | Iso-Illuminance Diagram grid lines
61 | 10 | 20 | 30 | 40
| 0.16393 | 0.32787 | 0.4918 | 0.65574
| Beam Angle | Field Angle
Vertical | 10 | 21.7
| For Field diameter at any distance, multiply distance by |  |  |  | 0.38333
| For Beam diameter at any distance, multiply distance by |  |  |  | 0.17498
| Throw Distance (ft) | 10 | 15 | 20 | 25
| Throw Distance (m) | 3.048 | 4.572 | 6.096 | 7.62
| Field Diameter (ft) | 3.8333 | 5.7499 | 7.6666 | 9.5832
| Field Diameter (m) | 1.1684 | 1.7526 | 2.3368 | 2.921
| Illuminance (fc) | 62.5 | 27.7778 | 15.625 | 10
| Illuminance (lux) | 672.7437 | 298.9972 | 168.1859 | 107.639
| X |  | Y
-36.106 | 681.795 | -33.061 | 43.486
-35.997 | 810.63 | -32.943 | 44.156
-35.888 | 973.433 | -32.826 | 44.961
-35.778 | 1158.303 | -32.708 | 45.711
-35.669 | 1195.424 | -32.708 | 45.711
-35.559 | 1229.888 | -32.59 | 45.945
-35.448 | 1268.217 | -32.472 | 46.367
-35.338 | 1306.357 | -32.353 | 45.584
-35.227 | 1347.844 | -32.234 | 46.917
-35.116 | 1385.84 | -32.115 | 48.177
-35.004 | 1423.06 | -31.995 | 48.145
-34.892 | 1463.071 | -31.876 | 48.766
-34.78 | 1509.21 | -31.876 | 48.766
-34.667 | 1552.25 | -31.755 | 50.096
-34.555 | 1601.922 | -31.635 | 48.573
-34.442 | 1654.064 | -31.514 | 48.415
-34.328 | 1702.144 | -31.393 | 50.036
-34.215 | 1744.017 | -31.271 | 51.217
-34.101 | 1794.2 | -31.15 | 51.02
-33.986 | 1840.884 | -31.027 | 52.824
-33.872 | 1884.175 | -31.027 | 52.824
-33.757 | 1930.286 | -30.905 | 53.164
-33.641 | 1984.766 | -30.782 | 53.923
-33.526 | 2035.599 | -30.659 | 55.155
-33.41 | 2084.105 | -30.536 | 54.975
-33.294 | 2134.23 | -30.412 | 54.766
-33.177 | 2187.318 | -30.288 | 54.439
-33.061 | 2241.618 | -30.288 | 54.439
-32.943 | 2290.175 | -30.164 | 54.705
-32.826 | 2338.039 | -30.039 | 54.411
-32.708 | 2387.457 | -29.914 | 55.172
-32.59 | 2439.717 | -29.789 | 55.052
-32.472 | 2489.45 | -29.664 | 56.387
-32.353 | 2537.253 | -29.538 | 57.189
-32.234 | 2583.496 | -29.412 | 57.265
-32.115 | 2631.554 | -29.412 | 57.265
-31.995 | 2684.062 | -29.285 | 57.77
-31.876 | 2738.289 | -29.158 | 57.356
-31.755 | 2789.344 | -29.031 | 57.286
-31.635 | 2837.913 | -28.904 | 57.132
-31.514 | 2887.286 | -28.776 | 57.771
-31.393 | 2927.765 | -28.648 | 58.406
-31.271 | 2968.706 | -28.648 | 58.406
-31.15 | 3008.187 | -28.519 | 59.767
-31.027 | 3050.558 | -28.391 | 59.353
-30.905 | 3093.703 | -28.262 | 60.561
-30.782 | 3142.423 | -28.132 | 60.425
-30.659 | 3188.117 | -28.003 | 60.234
-30.536 | 3230.968 | -27.873 | 59.548
-30.412 | 3272.465 | -27.743 | 60.792
-30.288 | 3303.796 | -27.743 | 60.792
-30.164 | 3336.113 | -27.612 | 60.519
-30.039 | 3375.636 | -27.481 | 60.085
-29.914 | 3417.48 | -27.35 | 60.987
-29.789 | 3455.523 | -27.218 | 61.557
-29.664 | 3496.143 | -27.087 | 62.826
-29.538 | 3533.376 | -26.954 | 63.305
-29.412 | 3564.402 | -26.822 | 64.558
-29.285 | 3596.305 | -26.822 | 64.558
-29.158 | 3628.044 | -26.689 | 64.947
-29.031 | 3663.186 | -26.556 | 64.881
-28.904 | 3703.259 | -26.423 | 65.638
-28.776 | 3742.091 | -26.289 | 66.257
-28.648 | 3778.059 | -26.155 | 66.609
-28.519 | 3811.251 | -26.021 | 66.958
-28.391 | 3843.406 | -26.021 | 66.958
-28.262 | 3869.067 | -25.886 | 66.834
-28.132 | 3899.927 | -25.751 | 66.71
-28.003 | 3925.513 | -25.616 | 67.862
-27.873 | 3948.036 | -25.481 | 69.809
-27.743 | 3973.939 | -25.345 | 70.452
-27.612 | 3995.675 | -25.209 | 71.065
-27.481 | 4011.924 | -25.072 | 71.597
-27.35 | 4031.427 | -25.072 | 71.597
-27.218 | 4053.12 | -24.935 | 71.563
-27.087 | 4074.332 | -24.798 | 72.192
-26.954 | 4092.698 | -24.661 | 72.69
-26.822 | 4114.233 | -24.523 | 72.983
-26.689 | 4126.74 | -24.385 | 73.046
-26.556 | 4143.501 | -24.247 | 73.99
-26.423 | 4159.881 | -24.109 | 74.276
-26.289 | 4179.085 | -24.109 | 74.276
-26.155 | 4194.968 | -23.97 | 75.585
-26.021 | 4210.323 | -23.831 | 77.36
-25.886 | 4226.388 | -23.691 | 78.85
-25.751 | 4243.366 | -23.551 | 80.578
-25.616 | 4261.403 | -23.411 | 81.926
-25.481 | 4270.407 | -23.271 | 82.257
-25.345 | 4284.291 | -23.271 | 82.257
-25.209 | 4301.385 | -23.13 | 82.66
-25.072 | 4313.317 | -22.989 | 83.672
-24.935 | 4322.109 | -22.848 | 83.362
-24.798 | 4339.98 | -22.707 | 83.127
-24.661 | 4357.056 | -22.565 | 84.589
-24.523 | 4373.399 | -22.423 | 85.391
-24.385 | 4393.03 | -22.28 | 86.165
-24.247 | 4406.885 | -22.28 | 86.165
-24.109 | 4417.58 | -22.137 | 87.534
-23.97 | 4429.222 | -21.994 | 89.47
-23.831 | 4438.013 | -21.851 | 92.062
-23.691 | 4444.183 | -21.708 | 94.092
-23.551 | 4454.615 | -21.564 | 95.945
-23.411 | 4468.749 | -21.42 | 96.11
-23.271 | 4486.972 | -21.275 | 96.793
-23.13 | 4496.959 | -21.275 | 96.793
-22.989 | 4506.026 | -21.13 | 97.401
-22.848 | 4522.662 | -20.985 | 98.57
-22.707 | 4538.635 | -20.84 | 101.694
-22.565 | 4567.974 | -20.695 | 104.802
-22.423 | 4587.502 | -20.549 | 106.685
-22.28 | 4612.352 | -20.403 | 107.77
-22.137 | 4628.417 | -20.403 | 107.77
-21.994 | 4656.47 | -20.256 | 108.919
-21.851 | 4666.973 | -20.11 | 109.326
-21.708 | 4673.402 | -19.963 | 109.847
-21.564 | 4685.349 | -19.815 | 111.098
-21.42 | 4700.733 | -19.668 | 113.326
-21.275 | 4726.595 | -19.52 | 115.132
-21.13 | 4739.627 | -19.372 | 118.429
-20.985 | 4758.572 | -19.372 | 118.429
-20.84 | 4780.55 | -19.224 | 121.437
-20.695 | 4811.945 | -19.075 | 125.018
-20.549 | 4834.837 | -18.926 | 129.527
-20.403 | 4855.022 | -18.777 | 133.721
-20.256 | 4876.844 | -18.628 | 136.819
-20.11 | 4893.197 | -18.478 | 140.013
-19.963 | 4908.745 | -18.478 | 140.013
-19.815 | 4928.992 | -18.328 | 143.527
-19.668 | 4945.703 | -18.178 | 146.291
-19.52 | 4965.376 | -18.028 | 149.086
-19.372 | 4984.286 | -17.877 | 154.281
-19.224 | 5005.274 | -17.726 | 158.413
-19.075 | 5028.887 | -17.575 | 162.505
-18.926 | 5045.195 | -17.424 | 166.798
-18.777 | 5056.908 | -17.424 | 166.798
-18.628 | 5075.046 | -17.272 | 170.984
-18.478 | 5094.598 | -17.12 | 174.954
-18.328 | 5112.567 | -16.968 | 181.24
-18.178 | 5129.346 | -16.815 | 188.498
-18.028 | 5146.696 | -16.663 | 195.723
-17.877 | 5165.48 | -16.51 | 202.852
-17.726 | 5184.407 | -16.357 | 209.561
-17.575 | 5202.62 | -16.357 | 209.561
-17.424 | 5214.769 | -16.203 | 216.844
-17.272 | 5226.201 | -16.049 | 223.903
-17.12 | 5238.387 | -15.896 | 231.726
-16.968 | 5258.972 | -15.741 | 239.752
-16.815 | 5279.549 | -15.587 | 246.955
-16.663 | 5295.088 | -15.432 | 255.088
-16.51 | 5311.426 | -15.432 | 255.088
-16.357 | 5334.969 | -15.278 | 263.039
-16.203 | 5349.884 | -15.123 | 270.218
-16.049 | 5366.976 | -14.967 | 277.708
-15.896 | 5387.753 | -14.812 | 287.617
-15.741 | 5404.45 | -14.656 | 297.068
-15.587 | 5418.1 | -14.5 | 306.546
-15.432 | 5434.963 | -14.344 | 317.037
-15.278 | 5451.111 | -14.344 | 317.037
-15.123 | 5476.619 | -14.188 | 327.825
-14.967 | 5503.243 | -14.031 | 338.637
-14.812 | 5530.935 | -13.874 | 350.66
-14.656 | 5552.699 | -13.717 | 363.826
-14.5 | 5579.861 | -13.56 | 376.157
-14.344 | 5605.552 | -13.403 | 388.984
-14.188 | 5631.688 | -13.245 | 403.504
-14.031 | 5649.456 | -13.245 | 403.504
-13.874 | 5675.292 | -13.087 | 415.643
-13.717 | 5696.168 | -12.929 | 426.981
-13.56 | 5718.74 | -12.771 | 438.325
-13.403 | 5741.052 | -12.612 | 450.906
-13.245 | 5763.398 | -12.454 | 466.665
-13.087 | 5775.338 | -12.295 | 486.218
-12.929 | 5792.319 | -12.295 | 486.218
-12.771 | 5808.024 | -12.136 | 504.689
-12.612 | 5825.459 | -11.976 | 522.635
-12.454 | 5844.288 | -11.817 | 539.856
-12.295 | 5862.481 | -11.657 | 556.398
-12.136 | 5877.636 | -11.498 | 572.813
-11.976 | 5888.039 | -11.338 | 593.109
-11.817 | 5895.895 | -11.178 | 613.792
-11.657 | 5904.364 | -11.178 | 613.792
-11.498 | 5908.256 | -11.017 | 636.596
-11.338 | 5912.453 | -10.857 | 661.614
-11.178 | 5918.73 | -10.696 | 688.615
-11.017 | 5929.984 | -10.535 | 715.363
-10.857 | 5934.938 | -10.374 | 743.504
-10.696 | 5939.351 | -10.213 | 772.535
-10.535 | 5943.429 | -10.213 | 772.535
-10.374 | 5944.209 | -10.052 | 801.873
-10.213 | 5942.788 | -9.89 | 831.638
-10.052 | 5947.106 | -9.729 | 864.122
-9.89 | 5954.289 | -9.567 | 900.248
-9.729 | 5952.731 | -9.405 | 938.158
-9.567 | 5950.627 | -9.243 | 977.25
-9.405 | 5958.685 | -9.08 | 1020.256
-9.243 | 5973.075 | -9.08 | 1020.256
-9.08 | 5988.662 | -8.918 | 1065.798
-8.918 | 6005.147 | -8.755 | 1111.795
-8.755 | 6011.349 | -8.593 | 1160.635
-8.593 | 6023.998 | -8.43 | 1215.66
-8.43 | 6024.394 | -8.267 | 1268.742
-8.267 | 6028.444 | -8.104 | 1323.687
-8.104 | 6039.536 | -7.94 | 1383.199
-7.94 | 6054.466 | -7.94 | 1383.199
-7.777 | 6054.418 | -7.777 | 1447.973
-7.614 | 6061.264 | -7.614 | 1514.038
-7.45 | 6073.572 | -7.45 | 1587.107
-7.286 | 6083.88 | -7.286 | 1667.512
-7.122 | 6094.11 | -7.122 | 1750.649
-6.958 | 6108.065 | -6.958 | 1838.776
-6.794 | 6114.789 | -6.958 | 1838.776
-6.63 | 6120.202 | -6.794 | 1930.286
-6.466 | 6138.439 | -6.63 | 2025.428
-6.301 | 6150.648 | -6.466 | 2123.188
-6.137 | 6158.671 | -6.301 | 2224.245
-5.972 | 6165.41 | -6.137 | 2328.013
-5.807 | 6171.624 | -5.972 | 2432.091
-5.642 | 6170.543 | -5.807 | 2545.489
-5.478 | 6176.011 | -5.807 | 2545.489
-5.313 | 6184.998 | -5.642 | 2663.47
-5.147 | 6190.896 | -5.478 | 2774.451
-4.982 | 6193.713 | -5.313 | 2893.852
-4.817 | 6197.022 | -5.147 | 3016.259
-4.652 | 6188.497 | -4.982 | 3143.195
-4.486 | 6193.607 | -4.817 | 3270.268
-4.321 | 6203.939 | -4.652 | 3403.532
-4.155 | 6215.812 | -4.652 | 3403.532
-3.989 | 6217.526 | -4.486 | 3542.792
-3.824 | 6229.605 | -4.321 | 3693.413
-3.658 | 6237.678 | -4.155 | 3832.644
-3.492 | 6240.566 | -3.989 | 3972.389
-3.326 | 6249.585 | -3.824 | 4109.375
-3.16 | 6245.129 | -3.658 | 4248.971
-2.994 | 6245.62 | -3.658 | 4248.971
-2.828 | 6258.209 | -3.492 | 4380.328
-2.662 | 6261.034 | -3.326 | 4517.098
-2.496 | 6257.127 | -3.16 | 4655.508
-2.33 | 6258.619 | -2.994 | 4803.783
-2.163 | 6257.801 | -2.828 | 4943.582
-1.997 | 6253.224 | -2.662 | 5074.603
-1.831 | 6244.815 | -2.496 | 5199.697
-1.664 | 6238.611 | -2.496 | 5199.697
-1.498 | 6225.734 | -2.33 | 5315.745
-1.332 | 6223.326 | -2.163 | 5408.663
-1.165 | 6220.179 | -1.997 | 5510.979
-0.999 | 6212.096 | -1.831 | 5608.081
-0.832 | 6184.695 | -1.664 | 5705.614
-0.666 | 6176.838 | -1.498 | 5779.685
-0.499 | 6174.631 | -1.498 | 5779.685
-0.333 | 6171.265 | -1.332 | 5859.059
-0.166 | 6174.845 | -1.165 | 5930.515
0 | 6181.879 | -0.999 | 5998.47
0.166 | 6183.102 | -0.832 | 6059.136
0.333 | 6182.631 | -0.666 | 6122.973
0.499 | 6179.933 | -0.499 | 6151.668
0.666 | 6176.628 | -0.333 | 6172.791
0.832 | 6168.862 | -0.333 | 6172.791
0.999 | 6156.233 | -0.166 | 6175.665
1.165 | 6151.732 | 0 | 6181.879
1.332 | 6150.476 | 0.166 | 6172.27
1.498 | 6148.593 | 0.333 | 6161.253
1.664 | 6146.864 | 0.499 | 6125.138
1.831 | 6147.886 | 0.666 | 6090.681
1.997 | 6152.713 | 0.832 | 6062.303
2.163 | 6154.659 | 0.832 | 6062.303
2.33 | 6151.179 | 0.999 | 6023.864
2.496 | 6143.375 | 1.165 | 5976.292
2.662 | 6132.601 | 1.332 | 5913.013
2.828 | 6122.603 | 1.498 | 5841.421
2.994 | 6110.758 | 1.664 | 5753.178
3.16 | 6097.694 | 1.831 | 5661.712
3.326 | 6090.827 | 1.831 | 5661.712
3.492 | 6089.588 | 1.997 | 5577.121
3.658 | 6082.339 | 2.163 | 5482.145
3.824 | 6070.108 | 2.33 | 5362.43
3.989 | 6063.428 | 2.496 | 5235.498
4.155 | 6067.289 | 2.662 | 5104.965
4.321 | 6061.417 | 2.828 | 4965.057
4.486 | 6049.316 | 2.994 | 4832.103
4.652 | 6034.938 | 2.994 | 4832.103
4.817 | 6019.762 | 3.16 | 4700.509
4.982 | 6011.731 | 3.326 | 4558.632
5.147 | 6003.467 | 3.492 | 4416.188
5.313 | 5992.205 | 3.658 | 4277.464
5.478 | 5989.363 | 3.824 | 4129.13
5.642 | 5976.404 | 3.989 | 3988.928
5.807 | 5958.628 | 4.155 | 3843.6
5.972 | 5943.463 | 4.155 | 3843.6
6.137 | 5935.94 | 4.321 | 3698.548
6.301 | 5926.115 | 4.486 | 3551.222
6.466 | 5921.834 | 4.652 | 3411.679
6.63 | 5914.376 | 4.817 | 3272.349
6.794 | 5896.485 | 4.982 | 3134.284
6.958 | 5875.808 | 5.147 | 3004.098
7.122 | 5850.93 | 5.147 | 3004.098
7.286 | 5834.125 | 5.313 | 2871.289
7.45 | 5818.512 | 5.478 | 2741.39
7.614 | 5802.527 | 5.642 | 2620.513
7.777 | 5785.167 | 5.807 | 2502.785
7.94 | 5761.812 | 5.972 | 2395.397
8.104 | 5738.806 | 6.137 | 2288.938
8.267 | 5718.549 | 6.301 | 2185.269
8.43 | 5706.88 | 6.301 | 2185.269
8.593 | 5691.145 | 6.466 | 2077.644
8.755 | 5680.414 | 6.63 | 1976.336
8.918 | 5669.344 | 6.794 | 1876.08
9.08 | 5661.14 | 6.958 | 1787.204
9.243 | 5648.277 | 7.122 | 1702.985
9.405 | 5639.849 | 7.286 | 1621.926
9.567 | 5635.655 | 7.45 | 1543.974
9.729 | 5623.203 | 7.45 | 1543.974
9.89 | 5606.267 | 7.614 | 1471.483
10.052 | 5596.03 | 7.777 | 1398.624
10.213 | 5588.04 | 7.94 | 1331.221
10.374 | 5565.073 | 8.104 | 1265.711
10.535 | 5553.528 | 8.267 | 1208.333
10.696 | 5539.549 | 8.43 | 1151.018
10.857 | 5522.878 | 8.43 | 1151.018
11.017 | 5508.786 | 8.593 | 1099.067
11.178 | 5507.947 | 8.755 | 1046.355
11.338 | 5505.495 | 8.918 | 996.038
11.498 | 5503.142 | 9.08 | 949.927
11.657 | 5492.404 | 9.243 | 908.728
11.817 | 5478.705 | 9.405 | 868.428
11.976 | 5459.766 | 9.567 | 831.355
12.136 | 5441.028 | 9.567 | 831.355
12.295 | 5427.824 | 9.729 | 795.507
12.454 | 5419.304 | 9.89 | 758.136
12.612 | 5414.977 | 10.052 | 726.324
12.771 | 5405.389 | 10.213 | 698.272
12.929 | 5386.553 | 10.374 | 669.308
13.087 | 5369.6 | 10.535 | 641.493
13.245 | 5356.193 | 10.535 | 641.493
13.403 | 5344.528 | 10.696 | 621.341
13.56 | 5330.565 | 10.857 | 596.971
13.717 | 5321.547 | 11.017 | 572.574
13.874 | 5310.647 | 11.178 | 549.946
14.031 | 5288.703 | 11.338 | 531.18
14.188 | 5266.089 | 11.498 | 508.53
14.344 | 5248.062 | 11.657 | 489.386
14.5 | 5226.872 | 11.657 | 489.386
14.656 | 5213.975 | 11.817 | 471.467
14.812 | 5201.741 | 11.976 | 456.631
14.967 | 5190.869 | 12.136 | 440.996
15.123 | 5171.469 | 12.295 | 426.192
15.278 | 5156.164 | 12.454 | 411.465
15.432 | 5137.548 | 12.612 | 399.442
15.587 | 5118.395 | 12.771 | 387.546
15.741 | 5105.177 | 12.771 | 387.546
15.896 | 5099.778 | 12.929 | 375.921
16.049 | 5094.837 | 13.087 | 363.453
16.203 | 5082.905 | 13.245 | 350.055
16.357 | 5068.809 | 13.403 | 339.263
16.51 | 5050.066 | 13.56 | 329.16
16.663 | 5032.584 | 13.717 | 318.982
16.815 | 5021.74 | 13.717 | 318.982
16.968 | 5012.938 | 13.874 | 308.664
17.12 | 5004.946 | 14.031 | 297.349
17.272 | 4993.105 | 14.188 | 287.687
17.424 | 4974.024 | 14.344 | 277.025
17.575 | 4947.098 | 14.5 | 268.362
17.726 | 4921.069 | 14.656 | 258.592
17.877 | 4901.207 | 14.812 | 251.38
18.028 | 4882.479 | 14.812 | 251.38
18.178 | 4866.16 | 14.967 | 244.395
18.328 | 4854.539 | 15.123 | 237.66
18.478 | 4843.428 | 15.278 | 231.896
18.628 | 4833.053 | 15.432 | 224.429
18.777 | 4815.666 | 15.587 | 217.251
18.926 | 4793.846 | 15.741 | 208.976
19.075 | 4776.073 | 15.896 | 202.487
19.224 | 4763.169 | 15.896 | 202.487
19.372 | 4747.247 | 16.049 | 196.38
19.52 | 4726.867 | 16.203 | 190.334
19.668 | 4707.541 | 16.357 | 184.78
19.815 | 4693.719 | 16.51 | 180.652
19.963 | 4689.258 | 16.663 | 177.331
20.11 | 4683.319 | 16.815 | 172.648
20.256 | 4673.717 | 16.815 | 172.648
20.403 | 4665.238 | 16.968 | 168.534
20.549 | 4659.236 | 17.12 | 164.642
20.695 | 4650.677 | 17.272 | 160.712
20.84 | 4643.089 | 17.424 | 156.083
20.985 | 4628.02 | 17.575 | 151.125
21.13 | 4612.477 | 17.726 | 146.211
21.275 | 4591.175 | 17.877 | 141.162
21.42 | 4571.247 | 17.877 | 141.162
21.564 | 4555.407 | 18.028 | 136.666
21.708 | 4535.914 | 18.178 | 132.393
21.851 | 4522.631 | 18.328 | 129.259
21.994 | 4514.347 | 18.478 | 126.021
22.137 | 4503.762 | 18.628 | 122.79
22.28 | 4489.988 | 18.777 | 119.363
22.423 | 4483.834 | 18.777 | 119.363
22.565 | 4470.743 | 18.926 | 117.428
22.707 | 4456.601 | 19.075 | 114.649
22.848 | 4445.66 | 19.224 | 112.535
22.989 | 4435.676 | 19.372 | 110.638
23.13 | 4416.163 | 19.52 | 109.917
23.271 | 4398.565 | 19.668 | 108.941
23.411 | 4381.839 | 19.815 | 107.709
23.551 | 4366.882 | 19.815 | 107.709
23.691 | 4358.504 | 19.963 | 105.231
23.831 | 4352.93 | 20.11 | 103.753
23.97 | 4346.313 | 20.256 | 101.644
24.109 | 4337.211 | 20.403 | 98.737
24.247 | 4325.976 | 20.549 | 96.534
24.385 | 4309.307 | 20.695 | 95.507
24.523 | 4289.173 | 20.84 | 93.705
24.661 | 4271.688 | 20.84 | 93.705
24.798 | 4254.761 | 20.985 | 91.892
24.935 | 4234.279 | 21.13 | 90.305
25.072 | 4211.361 | 21.275 | 88.944
25.209 | 4197.001 | 21.42 | 89.61
25.345 | 4186.918 | 21.564 | 88.857
25.481 | 4173.716 | 21.708 | 87.815
25.616 | 4161.418 | 21.708 | 87.815
25.751 | 4148.625 | 21.851 | 86.505
25.886 | 4136.744 | 21.994 | 85.235
26.021 | 4131.855 | 22.137 | 84.103
26.155 | 4125.062 | 22.28 | 82.675
26.289 | 4114.177 | 22.423 | 81.674
26.423 | 4100.722 | 22.565 | 80.933
26.556 | 4082.351 | 22.707 | 79.872
26.689 | 4063.798 | 22.707 | 79.872
26.822 | 4046.268 | 22.848 | 77.416
26.954 | 4020.669 | 22.989 | 74.75
27.087 | 3995.941 | 23.13 | 73.514
27.218 | 3975.455 | 23.271 | 72.959
27.35 | 3957.595 | 23.411 | 72.919
27.481 | 3944.055 | 23.551 | 72.063
27.612 | 3927.864 | 23.691 | 71.424
27.743 | 3905.252 | 23.691 | 71.424
27.873 | 3879.047 | 23.831 | 70.558
28.003 | 3850.318 | 23.97 | 69.312
28.132 | 3821.4 | 24.109 | 68.082
28.262 | 3793.911 | 24.247 | 68.506
28.391 | 3769.04 | 24.385 | 68.427
28.519 | 3747.183 | 24.523 | 67.614
28.648 | 3726.142 | 24.523 | 67.614
28.776 | 3701.679 | 24.661 | 66.669
28.904 | 3667.729 | 24.798 | 65.565
29.031 | 3626.812 | 24.935 | 65.067
29.158 | 3582.715 | 25.072 | 65.49
29.285 | 3539.886 | 25.209 | 64.062
29.412 | 3503.762 | 25.345 | 62.288
29.538 | 3466.225 | 25.481 | 60.866
29.664 | 3430.049 | 25.481 | 60.866
29.789 | 3396.999 | 25.616 | 60.761
29.914 | 3357.886 | 25.751 | 59.246
30.039 | 3313.935 | 25.886 | 59.684
30.164 | 3274.562 | 26.021 | 60.021
30.288 | 3232.652 | 26.155 | 59.779
30.412 | 3190.138 | 26.289 | 58.663
30.536 | 3148.984 | 26.423 | 58.124
30.659 | 3101.625 | 26.423 | 58.124
30.782 | 3054.065 | 26.556 | 56.594
30.905 | 3009.171 | 26.689 | 54.653
31.027 | 2962.67 | 26.822 | 53.53
31.15 | 2921.238 | 26.954 | 53.396
31.271 | 2877.908 | 27.087 | 52.72
31.393 | 2826.067 | 27.218 | 51.985
31.514 | 2774.421 | 27.218 | 51.985
31.635 | 2725.597 | 27.35 | 51.135
31.755 | 2676.434 | 27.481 | 50.936
31.876 | 2630.916 | 27.612 | 51.392
31.995 | 2586.366 | 27.743 | 51.824
32.115 | 2533.788 | 27.873 | 51.928
32.234 | 2477.689 | 28.003 | 52.227
32.353 | 2421.475 | 28.132 | 52.333
32.472 | 2371.467 | 28.132 | 52.333
32.59 | 2325.922 | 28.262 | 50.932
32.708 | 2277.948 | 28.391 | 49.578
32.826 | 2228.48 | 28.519 | 48.663
32.943 | 2181.019 | 28.648 | 48.333
33.061 | 2133.387 | 28.776 | 48.454
33.177 | 2085.192 | 28.904 | 48.15
33.294 | 2035.744 | 28.904 | 48.15
33.41 | 1982.765 | 29.031 | 47.387
33.526 | 1928.355 | 29.158 | 46.646
33.641 | 1874.479 | 29.285 | 46.101
33.757 | 1823.967 | 29.412 | 46.014
33.872 | 1778.56 | 29.538 | 44.97
33.986 | 1735.611 | 29.664 | 44.063
34.101 | 1693.27 | 29.789 | 43.879
34.215 | 1649.254 | 29.789 | 43.879
34.328 | 1606.826 | 29.914 | 42.843
34.442 | 1561.962 | 30.039 | 41.653
34.555 | 1514.291 | 30.164 | 42.195
34.667 | 1471.665 | 30.288 | 42.503
34.78 | 1435.317 | 30.412 | 42.308
34.892 | 1398.275 | 30.536 | 42.708
35.004 | 1354.633 | 30.659 | 42.183
35.116 | 1313.543 | 30.659 | 42.183
35.227 | 1273.99 | 30.782 | 41.412
35.338 | 1234.131 | 30.905 | 40.847
35.448 | 1195.799 | 31.027 | 40.641
35.559 | 1165.353 | 31.15 | 39.581
35.669 | 1138.589 | 31.271 | 39.001
35.778 | 1108.233 | 31.393 | 38.508
35.778 | 1108.233 | 31.393 | 38.508
35.888 | 1075.424 | 31.514 | 37.242
35.997 | 1041.789 | 31.635 | 36.986
36.106 | 1007.355 | 31.755 | 36.541
36.214 | 971.823 | 31.876 | 35.967
36.323 | 935.582 | 31.995 | 36.265
36.431 | 902.687 | 32.115 | 36.909
36.538 | 883.508 | 32.234 | 37.462
36.214 | 432.244 | 36.106 | 30.158
36.323 | 420.226 | 36.214 | 26.071
36.431 | 409.933 | 36.323 | 19.361
36.538 | 404.972 | 36.431 | 15.164

## Vivid V70 (hidden)
Selador | Lamp |  | Wattage
Vivid | Lumileds K2 |  | 122 |  | Note: Owing to the variability of LEDs, output data and color matches should be viewed as approximate
Note: All data taken with room temperature fixture
| Beam Angle | Field Angle
Horizontal | 12.6 | 25.1
| Accessory Lens | Candela | Field Lumens | Beam Lumens | Lens Efficiency | Efficacy
| V70 | 5200 | 1100 | 600 | 97.78% | 9.0164
| For Field diameter at any distance, multiply distance by |  |  |  | 0.44522
| For Beam diameter at any distance, multiply distance by |  |  |  | 0.2208
| Throw Distance (ft) | 10 | 15 | 20 | 25
| Throw Distance (m) | 3.048 | 4.572 | 6.096 | 7.62
| Field Diameter (ft) | 4.4522 | 6.6783 | 8.9044 | 11.1305
| Field Diameter (m) | 1.357 | 2.0355 | 2.7141 | 3.3926
| Illuminance (fc) | 52 | 23.1111 | 13 | 8.32
| Illuminance (lux) | 559.7228 | 248.7657 | 139.9307 | 89.5556
Test Distance | Iso-Illuminance Diagram grid lines
61 | 10 | 20 | 30 | 40
| 0.16393 | 0.32787 | 0.4918 | 0.65574
| Beam Angle | Field Angle
Vertical | 62.3 | 72.9
| For Field diameter at any distance, multiply distance by |  |  |  | 1.4772
| For Beam diameter at any distance, multiply distance by |  |  |  | 1.2089
| Throw Distance (ft) | 10 | 15 | 20 | 25
| Throw Distance (m) | 3.048 | 4.572 | 6.096 | 7.62
| Field Diameter (ft) | 14.7722 | 22.1583 | 29.5445 | 36.9306
| Field Diameter (m) | 4.5026 | 6.7539 | 9.0052 | 11.2564
| Illuminance (fc) | 52 | 23.1111 | 13 | 8.32
| Illuminance (lux) | 559.7228 | 248.7657 | 139.9307 | 89.5556
| X |  | Y
-36.538 | 0 | -36.646 | 736.214
-36.431 | 0 | -36.538 | 746.802
-36.323 | 0 | -36.431 | 764.249
-36.214 | 4.611 | -36.323 | 789.077
-36.106 | 12.186 | -36.214 | 816.34
-35.997 | 19.41 | -36.106 | 848.069
-35.888 | 27.363 | -35.997 | 875.059
-35.778 | 33.214 | -35.888 | 901.853
-35.669 | 33.148 | -35.778 | 931.45
-35.559 | 32.303 | -35.669 | 963.602
-35.448 | 32.593 | -35.559 | 993.955
-35.338 | 32.284 | -35.448 | 1025.318
-35.227 | 31.312 | -35.338 | 1055.358
-35.116 | 31.88 | -35.227 | 1087.378
-35.004 | 31.993 | -35.116 | 1117.836
-34.892 | 32.657 | -35.004 | 1152.647
-34.78 | 33.075 | -34.892 | 1192.103
-34.667 | 34.345 | -34.78 | 1230.847
-34.555 | 34.547 | -34.667 | 1275.021
-34.442 | 34.781 | -34.555 | 1319.368
-34.328 | 35.249 | -34.442 | 1361.676
-34.215 | 34.87 | -34.328 | 1400.987
-34.101 | 35.334 | -34.215 | 1443.202
-33.986 | 36.028 | -34.101 | 1481.2
-33.872 | 36.316 | -33.986 | 1520.416
-33.757 | 36.07 | -33.872 | 1562.599
-33.641 | 35.099 | -33.757 | 1606.088
-33.526 | 33.938 | -33.641 | 1647.593
-33.41 | 36.064 | -33.526 | 1695.202
-33.294 | 36.279 | -33.41 | 1738.317
-33.177 | 36.687 | -33.294 | 1782.868
-33.061 | 37.384 | -33.177 | 1833.195
-32.943 | 37.461 | -33.061 | 1880.384
-32.826 | 36.766 | -32.943 | 1925.892
-32.708 | 37.357 | -32.826 | 1976.004
-32.59 | 38.452 | -32.708 | 2023.751
-32.472 | 39.222 | -32.59 | 2067.915
-32.353 | 39.637 | -32.472 | 2119.845
-32.234 | 41.498 | -32.353 | 2170.749
-32.115 | 41.335 | -32.234 | 2221.393
-31.995 | 40.266 | -32.115 | 2277.462
-31.876 | 40.171 | -31.995 | 2333.95
-31.755 | 40.914 | -31.876 | 2386.026
-31.635 | 40.972 | -31.755 | 2436.469
-31.514 | 41.151 | -31.635 | 2485.947
-31.393 | 42.003 | -31.514 | 2528.191
-31.271 | 42.055 | -31.393 | 2574.813
-31.15 | 42.897 | -31.271 | 2619.5
-31.027 | 42.732 | -31.15 | 2668.056
-30.905 | 44.107 | -31.027 | 2712.857
-30.782 | 44.42 | -30.905 | 2759.381
-30.659 | 44.49 | -30.782 | 2798.856
-30.536 | 44.469 | -30.659 | 2837.414
-30.412 | 45.46 | -30.536 | 2873.245
-30.288 | 45.169 | -30.412 | 2910.037
-30.164 | 44.231 | -30.288 | 2946.92
-30.039 | 44.416 | -30.164 | 2984.983
-29.914 | 45.743 | -30.039 | 3021.129
-29.789 | 45.541 | -29.914 | 3056.431
-29.664 | 45.836 | -29.789 | 3088.741
-29.538 | 47.778 | -29.664 | 3115.534
-29.412 | 49.735 | -29.538 | 3143.214
-29.285 | 50.096 | -29.412 | 3165.021
-29.158 | 49.939 | -29.285 | 3188.205
-29.031 | 49.441 | -29.158 | 3218.135
-28.904 | 49.742 | -29.031 | 3248.232
-28.776 | 50.012 | -28.904 | 3270.989
-28.648 | 52.283 | -28.776 | 3293.286
-28.519 | 53.161 | -28.648 | 3316.34
-28.391 | 53.219 | -28.519 | 3336.77
-28.262 | 54.393 | -28.391 | 3359.059
-28.132 | 55.03 | -28.262 | 3377.801
-28.003 | 54.914 | -28.132 | 3397.344
-27.873 | 54.717 | -28.003 | 3413.525
-27.743 | 55.758 | -27.873 | 3428.064
-27.612 | 55.257 | -27.743 | 3437.816
-27.481 | 56.179 | -27.612 | 3447.629
-27.35 | 56.633 | -27.481 | 3453.763
-27.218 | 57.706 | -27.35 | 3464.039
-27.087 | 58.935 | -27.218 | 3473.642
-26.954 | 61.043 | -27.087 | 3478.742
-26.822 | 61.151 | -26.954 | 3483.077
-26.689 | 61.578 | -26.822 | 3492.022
-26.556 | 61.87 | -26.689 | 3500.528
-26.423 | 61.443 | -26.556 | 3508.815
-26.289 | 61.812 | -26.423 | 3521
-26.155 | 62.627 | -26.289 | 3534.848
-26.021 | 63.831 | -26.155 | 3546.888
-25.886 | 65.053 | -26.021 | 3556.876
-25.751 | 65.04 | -25.886 | 3561.666
-25.616 | 65.547 | -25.751 | 3567.784
-25.481 | 65.377 | -25.616 | 3572.381
-25.345 | 65.492 | -25.481 | 3578.404
-25.209 | 66.74 | -25.345 | 3587.853
-25.072 | 68.261 | -25.209 | 3594.954
-24.935 | 69.492 | -25.072 | 3600.474
-24.798 | 71.683 | -24.935 | 3597.039
-24.661 | 73.681 | -24.798 | 3600.696
-24.523 | 73.97 | -24.661 | 3613.154
-24.385 | 74.662 | -24.523 | 3621.337
-24.247 | 75.776 | -24.385 | 3621.878
-24.109 | 76.859 | -24.247 | 3627.233
-23.97 | 77.835 | -24.109 | 3638.131
-23.831 | 77.684 | -23.97 | 3648.572
-23.691 | 77.559 | -23.831 | 3661.998
-23.551 | 77.855 | -23.691 | 3677.637
-23.411 | 77.978 | -23.551 | 3693.711
-23.271 | 79.354 | -23.411 | 3708.712
-23.13 | 81.507 | -23.271 | 3720.461
-22.989 | 83.892 | -23.13 | 3733.82
-22.848 | 85.238 | -22.989 | 3743.936
-22.707 | 86.188 | -22.848 | 3754.934
-22.565 | 86.842 | -22.707 | 3768.045
-22.423 | 89.496 | -22.565 | 3780.927
-22.28 | 89.847 | -22.423 | 3787.884
-22.137 | 90.222 | -22.28 | 3793.111
-21.994 | 91.12 | -22.137 | 3799.146
-21.851 | 93.946 | -21.994 | 3806.579
-21.708 | 95.091 | -21.851 | 3819.478
-21.564 | 96.562 | -21.708 | 3838.412
-21.42 | 97.717 | -21.564 | 3851.451
-21.275 | 99.526 | -21.42 | 3863.116
-21.13 | 100.597 | -21.275 | 3878.676
-20.985 | 102.412 | -21.13 | 3888.911
-20.84 | 104.077 | -20.985 | 3894.593
-20.695 | 106.945 | -20.84 | 3904.759
-20.549 | 108.264 | -20.695 | 3918.904
-20.403 | 109.507 | -20.549 | 3932.396
-20.256 | 110.12 | -20.403 | 3947.165
-20.11 | 111.008 | -20.256 | 3962.254
-19.963 | 112.327 | -20.11 | 3970.176
-19.815 | 115.289 | -19.963 | 3978.963
-19.668 | 118.944 | -19.815 | 3984.876
-19.52 | 122.124 | -19.668 | 3995.064
-19.372 | 125.198 | -19.52 | 4008.788
-19.224 | 129.864 | -19.372 | 4022.749
-19.075 | 134.032 | -19.224 | 4036.946
-18.926 | 136.984 | -19.075 | 4053.481
-18.777 | 140.237 | -18.926 | 4065.689
-18.628 | 143.52 | -18.777 | 4079.74
-18.478 | 146.764 | -18.628 | 4094.321
-18.328 | 150.684 | -18.478 | 4109.765
-18.178 | 154.896 | -18.328 | 4124.105
-18.028 | 159.377 | -18.178 | 4140.486
-17.877 | 163.86 | -18.028 | 4150.089
-17.726 | 168.387 | -17.877 | 4167.412
-17.575 | 173.4 | -17.726 | 4181.719
-17.424 | 178.698 | -17.575 | 4196.534
-17.272 | 184.65 | -17.424 | 4205.838
-17.12 | 190.947 | -17.272 | 4215.543
-16.968 | 197.106 | -17.12 | 4234.518
-16.815 | 203.108 | -16.968 | 4256.398
-16.663 | 208.845 | -16.815 | 4274.466
-16.51 | 215.315 | -16.663 | 4293.156
-16.357 | 221.951 | -16.51 | 4306.666
-16.203 | 228.237 | -16.357 | 4319.243
-16.049 | 235.355 | -16.203 | 4330.788
-15.896 | 243.238 | -16.049 | 4351.794
-15.741 | 251.216 | -15.896 | 4366.464
-15.587 | 259.204 | -15.741 | 4379.569
-15.432 | 268.672 | -15.587 | 4397.972
-15.278 | 279.333 | -15.432 | 4411.439
-15.123 | 289.02 | -15.278 | 4418.243
-14.967 | 297.716 | -15.123 | 4430.531
-14.812 | 308.448 | -14.967 | 4451.423
-14.656 | 320.339 | -14.812 | 4471.575
-14.5 | 329.494 | -14.656 | 4492.808
-14.344 | 341.385 | -14.5 | 4517.195
-14.188 | 355.156 | -14.344 | 4535.828
-14.031 | 369.044 | -14.188 | 4544.455
-13.874 | 384.736 | -14.031 | 4552.098
-13.717 | 400.35 | -13.874 | 4566.435
-13.56 | 414.061 | -13.717 | 4587.177
-13.403 | 429.817 | -13.56 | 4599.673
-13.245 | 448.91 | -13.403 | 4616.136
-13.087 | 467.916 | -13.245 | 4638.984
-12.929 | 489.288 | -13.087 | 4653.384
-12.771 | 510.341 | -12.929 | 4668.203
-12.612 | 532.268 | -12.771 | 4685.929
-12.454 | 555.721 | -12.612 | 4700.348
-12.295 | 579.221 | -12.454 | 4716.091
-12.136 | 603.463 | -12.295 | 4734.235
-11.976 | 629.851 | -12.136 | 4743.361
-11.817 | 658.923 | -11.976 | 4759.389
-11.657 | 687.581 | -11.817 | 4772.481
-11.498 | 717.613 | -11.657 | 4782.878
-11.338 | 749.195 | -11.498 | 4796.514
-11.178 | 784.605 | -11.338 | 4811.876
-11.017 | 820.094 | -11.178 | 4830.411
-10.857 | 857.719 | -11.017 | 4844.625
-10.696 | 896.948 | -10.857 | 4860.439
-10.535 | 941.529 | -10.696 | 4868.883
-10.374 | 984.206 | -10.535 | 4875.833
-10.213 | 1030.553 | -10.374 | 4887.109
-10.052 | 1079.957 | -10.213 | 4898.19
-9.89 | 1131.968 | -10.052 | 4902.986
-9.729 | 1187.156 | -9.89 | 4910.822
-9.567 | 1244.158 | -9.729 | 4932.798
-9.405 | 1302.017 | -9.567 | 4955.452
-9.243 | 1363.886 | -9.405 | 4968.911
-9.08 | 1428.683 | -9.243 | 4981.664
-8.918 | 1492.822 | -9.08 | 4992.786
-8.755 | 1558.638 | -8.918 | 5007.052
-8.593 | 1630.846 | -8.755 | 5017.201
-8.43 | 1702.983 | -8.593 | 5026.939
-8.267 | 1775.055 | -8.43 | 5038.615
-8.104 | 1850.721 | -8.267 | 5041.479
-7.94 | 1928.718 | -8.104 | 5043.111
-7.777 | 2008.885 | -7.94 | 5043.909
-7.614 | 2093.024 | -7.777 | 5054.368
-7.45 | 2180.186 | -7.614 | 5065.307
-7.286 | 2265.113 | -7.45 | 5076.16
-7.122 | 2353.125 | -7.286 | 5081.888
-6.958 | 2441.608 | -7.122 | 5087.914
-6.794 | 2534.324 | -6.958 | 5092.271
-6.63 | 2628.311 | -6.794 | 5103.631
-6.466 | 2726.992 | -6.63 | 5105.318
-6.301 | 2823.875 | -6.466 | 5105.313
-6.137 | 2919.533 | -6.301 | 5113.234
-5.972 | 3012.99 | -6.137 | 5113.946
-5.807 | 3113.613 | -5.972 | 5111.638
-5.642 | 3212.333 | -5.807 | 5119.06
-5.478 | 3312.47 | -5.642 | 5119.567
-5.313 | 3415.612 | -5.478 | 5107.802
-5.147 | 3510.755 | -5.313 | 5096.971
-4.982 | 3601.611 | -5.147 | 5098.479
-4.817 | 3696.118 | -4.982 | 5091.698
-4.652 | 3792.753 | -4.817 | 5085.166
-4.486 | 3889.69 | -4.652 | 5085.161
-4.321 | 3995.227 | -4.486 | 5098.984
-4.155 | 4097.032 | -4.321 | 5105.737
-3.989 | 4191.952 | -4.155 | 5111.339
-3.824 | 4280.775 | -3.989 | 5118.864
-3.658 | 4361.561 | -3.824 | 5125.2
-3.492 | 4438.51 | -3.658 | 5130.159
-3.326 | 4525.282 | -3.492 | 5131.404
-3.16 | 4601.734 | -3.326 | 5135.4
-2.994 | 4674.78 | -3.16 | 5140.745
-2.828 | 4748.125 | -2.994 | 5146.98
-2.662 | 4813.643 | -2.828 | 5153.069
-2.496 | 4871.674 | -2.662 | 5157.31
-2.33 | 4927.355 | -2.496 | 5161.735
-2.163 | 4973.698 | -2.33 | 5158.963
-1.997 | 5017.767 | -2.163 | 5146.672
-1.831 | 5055.729 | -1.997 | 5140.459
-1.664 | 5089.595 | -1.831 | 5139.25
-1.498 | 5112.711 | -1.664 | 5142.238
-1.332 | 5141.346 | -1.498 | 5139.398
-1.165 | 5160.654 | -1.332 | 5141.918
-0.999 | 5171.729 | -1.165 | 5143.499
-0.832 | 5170.15 | -0.999 | 5146.697
-0.666 | 5170.953 | -0.832 | 5152.047
-0.499 | 5175.129 | -0.666 | 5162.732
-0.333 | 5175.908 | -0.499 | 5168.034
-0.166 | 5169.399 | -0.333 | 5159.316
0 | 5158.33 | -0.166 | 5158.376
0.166 | 5146.381 | 0 | 5158.33
0.333 | 5125.922 | 0.166 | 5149.07
0.499 | 5097.066 | 0.333 | 5147.969
0.666 | 5066.313 | 0.499 | 5150.412
0.832 | 5040.489 | 0.666 | 5143.181
0.999 | 5002.824 | 0.832 | 5146.4
1.165 | 4960.007 | 0.999 | 5159.232
1.332 | 4917.243 | 1.165 | 5167.313
1.498 | 4876.056 | 1.332 | 5167.035
1.664 | 4829.779 | 1.498 | 5168.013
1.831 | 4778.865 | 1.664 | 5167.557
1.997 | 4720.362 | 1.831 | 5161.978
2.163 | 4662.209 | 1.997 | 5162.086
2.33 | 4593.105 | 2.163 | 5165.63
2.496 | 4524.182 | 2.33 | 5161.429
2.662 | 4450.135 | 2.496 | 5156.303
2.828 | 4368.656 | 2.662 | 5150.518
2.994 | 4280.648 | 2.828 | 5143.977
3.16 | 4197.245 | 2.994 | 5145.965
3.326 | 4106.698 | 3.16 | 5146.588
3.492 | 4017.485 | 3.326 | 5148.127
3.658 | 3926.531 | 3.492 | 5148.394
3.824 | 3834.421 | 3.658 | 5148.291
3.989 | 3741.127 | 3.824 | 5136.373
4.155 | 3655.251 | 3.989 | 5129.045
4.321 | 3569.452 | 4.155 | 5124.64
4.486 | 3474.275 | 4.321 | 5124.798
4.652 | 3381.113 | 4.486 | 5124.485
4.817 | 3283.933 | 4.652 | 5130.171
4.982 | 3191.435 | 4.817 | 5128.57
5.147 | 3096.114 | 4.982 | 5123.542
5.313 | 3007.809 | 5.147 | 5127.974
5.478 | 2918.41 | 5.313 | 5125.523
5.642 | 2820.825 | 5.478 | 5122.07
5.807 | 2724.167 | 5.642 | 5125.178
5.972 | 2628.451 | 5.807 | 5125.528
6.137 | 2536.66 | 5.972 | 5126.835
6.301 | 2443.263 | 6.137 | 5125.413
6.466 | 2356.161 | 6.301 | 5127.353
6.63 | 2267.27 | 6.466 | 5122.03
6.794 | 2182.969 | 6.63 | 5118.938
6.958 | 2102.483 | 6.794 | 5108.831
7.122 | 2021.8 | 6.958 | 5096.092
7.286 | 1942.201 | 7.122 | 5084.284
7.45 | 1869.846 | 7.286 | 5072.177
7.614 | 1795.786 | 7.45 | 5068.101
7.777 | 1721.753 | 7.614 | 5062.409
7.94 | 1652.945 | 7.777 | 5059.465
8.104 | 1587.233 | 7.94 | 5049.523
8.267 | 1522.479 | 8.104 | 5042.816
8.43 | 1462.878 | 8.267 | 5033.47
8.593 | 1411.522 | 8.43 | 5022.617
8.755 | 1359.374 | 8.593 | 5011.513
8.918 | 1305.042 | 8.755 | 5001.971
9.08 | 1251.643 | 8.918 | 4992.238
9.243 | 1200.426 | 9.08 | 4978.13
9.405 | 1148.398 | 9.243 | 4974.207
9.567 | 1100.286 | 9.405 | 4967.858
9.729 | 1055.405 | 9.567 | 4960.364
9.89 | 1011.992 | 9.729 | 4943.374
10.052 | 970.29 | 9.89 | 4928.614
10.213 | 930.743 | 10.052 | 4912.894
10.374 | 892.257 | 10.213 | 4901.571
10.535 | 853.952 | 10.374 | 4892.318
10.696 | 817.132 | 10.535 | 4880.83
10.857 | 781.942 | 10.696 | 4875.114
11.017 | 750.163 | 10.857 | 4867.123
11.178 | 719.245 | 11.017 | 4858.256
11.338 | 690.321 | 11.178 | 4850.084
11.498 | 663.483 | 11.338 | 4843.902
11.657 | 637.56 | 11.498 | 4828.047
11.817 | 611.764 | 11.657 | 4809.249
11.976 | 586.968 | 11.817 | 4796.721
12.136 | 563.994 | 11.976 | 4789.824
12.295 | 539.885 | 12.136 | 4778.157
12.454 | 517.645 | 12.295 | 4769.809
12.612 | 496.973 | 12.454 | 4755.028
12.771 | 479.38 | 12.612 | 4741.901
12.929 | 458.66 | 12.771 | 4721.453
13.087 | 439.582 | 12.929 | 4699.49
13.245 | 421.41 | 13.087 | 4681.615
13.403 | 403.734 | 13.245 | 4661.066
13.56 | 386.577 | 13.403 | 4638.946
13.717 | 372.895 | 13.56 | 4618.958
13.874 | 359.309 | 13.717 | 4606.001
14.031 | 346.05 | 13.874 | 4599.949
14.188 | 335.066 | 14.031 | 4593.345
14.344 | 325.614 | 14.188 | 4589.511
14.5 | 315.393 | 14.344 | 4580.643
14.656 | 306.903 | 14.5 | 4564.101
14.812 | 299.774 | 14.656 | 4549.964
14.967 | 292.217 | 14.812 | 4537.591
15.123 | 283.381 | 14.967 | 4525.534
15.278 | 275.743 | 15.123 | 4518.329
15.432 | 267.713 | 15.278 | 4518.407
15.587 | 259.503 | 15.432 | 4505.183
15.741 | 252.028 | 15.587 | 4486.635
15.896 | 245.596 | 15.741 | 4465.503
16.049 | 238.943 | 15.896 | 4445.735
16.203 | 232.027 | 16.049 | 4418.959
16.357 | 224.952 | 16.203 | 4391.799
16.51 | 218.517 | 16.357 | 4368.956
16.663 | 211.882 | 16.51 | 4362.101
16.815 | 206.456 | 16.663 | 4352.78
16.968 | 201.77 | 16.815 | 4343.539
17.12 | 196.627 | 16.968 | 4336.099
17.272 | 188.986 | 17.12 | 4323.175
17.424 | 183.572 | 17.272 | 4303.104
17.575 | 179.563 | 17.424 | 4286.195
17.726 | 175.382 | 17.575 | 4265.339
17.877 | 170.983 | 17.726 | 4242.114
18.028 | 169.18 | 17.877 | 4230.195
18.178 | 165.014 | 18.028 | 4225.896
18.328 | 159.624 | 18.178 | 4214.265
18.478 | 154.207 | 18.328 | 4203.672
18.628 | 150.377 | 18.478 | 4192.222
18.777 | 146.934 | 18.628 | 4176.524
18.926 | 143.834 | 18.777 | 4158.745
19.075 | 140.944 | 18.926 | 4147.181
19.224 | 138.087 | 19.075 | 4130.222
19.372 | 135.987 | 19.224 | 4116.478
19.52 | 133.74 | 19.372 | 4098.385
19.668 | 131.277 | 19.52 | 4084.381
19.815 | 129.374 | 19.668 | 4068.467
19.963 | 126.658 | 19.815 | 4055.529
20.11 | 124.941 | 19.963 | 4043.911
20.256 | 122.777 | 20.11 | 4035.745
20.403 | 119.652 | 20.256 | 4023.25
20.549 | 116.231 | 20.403 | 4004.837
20.695 | 114.609 | 20.549 | 3984.89
20.84 | 113.329 | 20.695 | 3971.992
20.985 | 111.784 | 20.84 | 3960.71
21.13 | 111.007 | 20.985 | 3948.224
21.275 | 109.354 | 21.13 | 3938.093
21.42 | 108 | 21.275 | 3927.603
21.564 | 107.847 | 21.42 | 3915.922
21.708 | 107.099 | 21.564 | 3896.306
21.851 | 104.607 | 21.708 | 3878.812
21.994 | 101.957 | 21.851 | 3864.269
22.137 | 99.148 | 21.994 | 3853.156
22.28 | 96.466 | 22.137 | 3842.529
22.423 | 95 | 22.28 | 3831.717
22.565 | 94.882 | 22.423 | 3812.485
22.707 | 94.836 | 22.565 | 3794.27
22.848 | 94.644 | 22.707 | 3783.349
22.989 | 93.278 | 22.848 | 3769.384
23.13 | 92.468 | 22.989 | 3757.405
23.271 | 91.678 | 23.13 | 3745.345
23.411 | 90.76 | 23.271 | 3734.088
23.551 | 89.812 | 23.411 | 3722.161
23.691 | 88.809 | 23.551 | 3713.937
23.831 | 87.326 | 23.691 | 3707.29
23.97 | 86.108 | 23.831 | 3697.452
24.109 | 85.912 | 23.97 | 3682.39
24.247 | 85.186 | 24.109 | 3669.427
24.385 | 84.531 | 24.247 | 3662.957
24.523 | 82.758 | 24.385 | 3655.07
24.661 | 81.786 | 24.523 | 3649.573
24.798 | 80.834 | 24.661 | 3644.126
24.935 | 79.492 | 24.798 | 3636.818
25.072 | 79.553 | 24.935 | 3623.946
25.209 | 79.743 | 25.072 | 3614.537
25.345 | 78.151 | 25.209 | 3601.494
25.481 | 76.783 | 25.345 | 3594.958
25.616 | 75.249 | 25.481 | 3586.647
25.751 | 73.157 | 25.616 | 3577.219
25.886 | 72.228 | 25.751 | 3568.802
26.021 | 72.634 | 25.886 | 3563.473
26.155 | 73.122 | 26.021 | 3561.423
26.289 | 73.164 | 26.155 | 3561.681
26.423 | 71.772 | 26.289 | 3552.286
26.556 | 69.251 | 26.423 | 3539.481
26.689 | 67.381 | 26.556 | 3519.979
26.822 | 67.59 | 26.689 | 3501.972
26.954 | 68.502 | 26.822 | 3490.653
27.087 | 69.176 | 26.954 | 3487.628
27.218 | 68.77 | 27.087 | 3486.822
27.35 | 66.756 | 27.218 | 3486.36
27.481 | 64.646 | 27.35 | 3478.762
27.612 | 64.631 | 27.481 | 3461.301
27.743 | 64.643 | 27.612 | 3445.765
27.873 | 64.765 | 27.743 | 3433.662
28.003 | 65.526 | 27.873 | 3416.496
28.132 | 66.375 | 28.003 | 3393.936
28.262 | 65.835 | 28.132 | 3370.51
28.391 | 65.319 | 28.262 | 3351.037
28.519 | 64.152 | 28.391 | 3334.691
28.648 | 62.723 | 28.519 | 3311.975
28.776 | 61.51 | 28.648 | 3290.861
28.904 | 60.486 | 28.776 | 3270.517
29.031 | 59.369 | 28.904 | 3240.746
29.158 | 58.845 | 29.031 | 3210.687
29.285 | 58.345 | 29.158 | 3178.561
29.412 | 58.563 | 29.285 | 3147.191
29.538 | 59.448 | 29.412 | 3111.593
29.664 | 60.02 | 29.538 | 3086.72
29.789 | 59.866 | 29.664 | 3053.363
29.914 | 58.481 | 29.789 | 3023.856
30.039 | 56.703 | 29.914 | 2998.565
30.164 | 55.443 | 30.039 | 2969.305
30.288 | 54.025 | 30.164 | 2931.488
30.412 | 54.349 | 30.288 | 2888.896
30.536 | 55.93 | 30.412 | 2846.025
30.659 | 56.533 | 30.536 | 2799.379
30.782 | 56.118 | 30.659 | 2753.168
30.905 | 55.912 | 30.782 | 2706.077
31.027 | 55.369 | 30.905 | 2659.392
31.15 | 55.005 | 31.027 | 2612.695
31.271 | 54.729 | 31.15 | 2571.857
31.393 | 53.838 | 31.271 | 2526.747
31.514 | 52.909 | 31.393 | 2479.554
31.635 | 51.693 | 31.514 | 2432.47
31.755 | 50.716 | 31.635 | 2382.808
31.876 | 49.918 | 31.755 | 2328.336
31.995 | 49.051 | 31.876 | 2278.778
32.115 | 47.675 | 31.995 | 2224.218
32.234 | 47.201 | 32.115 | 2172.509
32.353 | 47.608 | 32.234 | 2123.242
32.472 | 47.987 | 32.353 | 2072.59
32.59 | 48.018 | 32.472 | 2026.888
32.708 | 48.048 | 32.59 | 1976.822
32.826 | 47.307 | 32.708 | 1922.437
32.943 | 46.366 | 32.826 | 1871.427
33.061 | 45.515 | 32.943 | 1824.899
33.177 | 45.794 | 33.061 | 1775.296
33.294 | 44.508 | 33.177 | 1735.004
33.41 | 43.211 | 33.294 | 1688.203
33.526 | 42.661 | 33.41 | 1639.108
33.641 | 43.493 | 33.526 | 1588.32
33.757 | 43.038 | 33.641 | 1541.504
33.872 | 41.946 | 33.757 | 1497.978
33.986 | 41.514 | 33.872 | 1456.718
34.101 | 42.152 | 33.986 | 1408.921
34.215 | 43.402 | 34.101 | 1366.264
34.328 | 43.782 | 34.215 | 1326.283
34.442 | 43.144 | 34.328 | 1288.027
34.555 | 42.057 | 34.442 | 1244.687
34.667 | 40.481 | 34.555 | 1205.213
34.78 | 39.442 | 34.667 | 1165.473
34.892 | 40.122 | 34.78 | 1126.461
35.004 | 41.882 | 34.892 | 1088.361
35.116 | 43.274 | 35.004 | 1050.943
35.227 | 43.452 | 35.116 | 1018.188
35.338 | 42.226 | 35.227 | 986.236
35.338 | 42.226 | 35.227 | 986.236
35.448 | 40.707 | 35.338 | 954.255
35.559 | 39.706 | 35.448 | 921.435
35.669 | 39.763 | 35.559 | 890.883
35.778 | 40.678 | 35.669 | 859.819
35.888 | 41.277 | 35.778 | 828.38
35.997 | 40.584 | 35.888 | 797.997
36.106 | 38.655 | 35.997 | 768.54
36.214 | 37.182 | 36.106 | 744.035
36.323 | 37.41 | 36.214 | 624.982
36.431 | 37.456 | 36.323 | 442.905
36.538 | 37.962 | 36.431 | 312.216

## Vivid H80 (hidden)
Selador | Lamp |  | Wattage
Vivid | Lumileds K2 |  | 122 |  | Note: Owing to the variability of LEDs, output data and color matches should be viewed as approximate
Note: All data taken with room temperature fixture
| Beam Angle | Field Angle
Horizontal | 64.2 | 78
| Accessory Lens | Candela | Field Lumens | Beam Lumens | Lens Efficiency | Efficacy
| H80 | 5720 | 1040 | 530 | 92.44% | 8.5246
| For Field diameter at any distance, multiply distance by |  |  |  | 1.6196
| For Beam diameter at any distance, multiply distance by |  |  |  | 1.2546
| Throw Distance (ft) | 10 | 15 | 20 | 25
| Throw Distance (m) | 3.048 | 4.572 | 6.096 | 7.62
| Field Diameter (ft) | 16.1957 | 24.2935 | 32.3914 | 40.4892
| Field Diameter (m) | 4.9364 | 7.4047 | 9.8729 | 12.3411
| Illuminance (fc) | 57.2 | 25.4222 | 14.3 | 9.152
| Illuminance (lux) | 615.6951 | 273.6423 | 153.9238 | 98.5112
Test Distance | Iso-Illuminance Diagram grid lines
52 | 10 | 20 | 30 | 40
| 0.19231 | 0.38462 | 0.57692 | 0.76923
| Beam Angle | Field Angle
Vertical | 10.1 | 22.2
| For Field diameter at any distance, multiply distance by |  |  |  | 0.39238
| For Beam diameter at any distance, multiply distance by |  |  |  | 0.17674
| Throw Distance (ft) | 10 | 15 | 20 | 25
| Throw Distance (m) | 3.048 | 4.572 | 6.096 | 7.62
| Field Diameter (ft) | 3.9238 | 5.8858 | 7.8477 | 9.8096
| Field Diameter (m) | 1.196 | 1.794 | 2.392 | 2.99
| Illuminance (fc) | 57.2 | 25.4222 | 14.3 | 9.152
| Illuminance (lux) | 615.6951 | 273.6423 | 153.9238 | 98.5112
| X |  | Y
-40.999 | 0 | -37.61 | 33.908
-40.887 | 0 | -37.487 | 34.077
-40.775 | 0 | -37.364 | 34.309
-40.663 | 73.469 | -37.241 | 34.937
-40.551 | 196.583 | -37.241 | 34.937
-40.438 | 323.389 | -37.117 | 35.558
-40.324 | 455.669 | -36.992 | 35.465
-40.211 | 546.255 | -36.867 | 34.885
-40.096 | 567.842 | -36.742 | 34.768
-39.982 | 590.802 | -36.617 | 35.67
-39.867 | 613.489 | -36.491 | 35.843
-39.752 | 636.484 | -36.364 | 36.385
-39.636 | 657.506 | -36.364 | 36.385
-39.52 | 678.817 | -36.237 | 36.287
-39.404 | 702.244 | -36.11 | 37.898
-39.287 | 728.112 | -35.982 | 39.022
-39.17 | 754.956 | -35.854 | 38.052
-39.052 | 784.476 | -35.726 | 38.67
-38.934 | 813.009 | -35.597 | 40.468
-38.816 | 839.571 | -35.597 | 40.468
-38.697 | 865.706 | -35.467 | 40.914
-38.578 | 895.626 | -35.338 | 40.309
-38.458 | 926.384 | -35.208 | 41.03
-38.338 | 960.439 | -35.077 | 40.554
-38.218 | 993.679 | -34.946 | 39.479
-38.097 | 1026.828 | -34.814 | 39.541
-37.976 | 1060.845 | -34.683 | 39.476
-37.855 | 1098.532 | -34.683 | 39.476
-37.733 | 1135.491 | -34.55 | 39.462
-37.61 | 1169.555 | -34.418 | 40.261
-37.487 | 1207.755 | -34.285 | 41.741
-37.364 | 1241.832 | -34.151 | 42.814
-37.241 | 1277.501 | -34.017 | 42.246
-37.117 | 1312.66 | -33.883 | 42.265
-36.992 | 1346.962 | -33.748 | 42.113
-36.867 | 1381.58 | -33.748 | 42.113
-36.742 | 1422.434 | -33.613 | 42.779
-36.617 | 1466.134 | -33.477 | 43.294
-36.491 | 1503.569 | -33.341 | 44.945
-36.364 | 1538.73 | -33.204 | 45.066
-36.237 | 1579.623 | -33.067 | 45.538
-36.11 | 1621.38 | -32.93 | 45.842
-35.982 | 1665.086 | -32.93 | 45.842
-35.854 | 1705.869 | -32.792 | 45.769
-35.726 | 1746.101 | -32.654 | 46.415
-35.597 | 1784.163 | -32.515 | 47.056
-35.467 | 1825.806 | -32.376 | 46.286
-35.338 | 1863.625 | -32.237 | 46.531
-35.208 | 1903.237 | -32.097 | 47.046
-35.077 | 1943.956 | -31.956 | 47.579
-34.946 | 1988.786 | -31.956 | 47.579
-34.814 | 2029.075 | -31.815 | 47.678
-34.683 | 2069.05 | -31.674 | 48.472
-34.55 | 2109.532 | -31.533 | 48.094
-34.418 | 2147.945 | -31.39 | 47.898
-34.285 | 2183.015 | -31.248 | 48.413
-34.151 | 2221.757 | -31.105 | 49.563
-34.017 | 2262.657 | -31.105 | 49.563
-33.883 | 2298.2 | -30.962 | 50.131
-33.748 | 2329.568 | -30.818 | 49.73
-33.613 | 2366.25 | -30.673 | 49.507
-33.477 | 2402.032 | -30.529 | 50.067
-33.341 | 2434.976 | -30.384 | 49.951
-33.204 | 2470.752 | -30.238 | 50.761
-33.067 | 2515.395 | -30.092 | 51.627
-32.93 | 2559.147 | -30.092 | 51.627
-32.792 | 2597.215 | -29.946 | 52.57
-32.654 | 2634.156 | -29.799 | 52.529
-32.515 | 2667.791 | -29.651 | 53.312
-32.376 | 2697.314 | -29.504 | 53.499
-32.237 | 2728.093 | -29.356 | 53.558
-32.097 | 2760.384 | -29.207 | 54.117
-31.956 | 2790.219 | -29.207 | 54.117
-31.815 | 2816.568 | -29.058 | 54.899
-31.674 | 2845.729 | -28.909 | 54.951
-31.533 | 2873.524 | -28.759 | 55.475
-31.39 | 2899.792 | -28.608 | 56.486
-31.248 | 2927.925 | -28.458 | 57.264
-31.105 | 2956.22 | -28.306 | 57.425
-30.962 | 2981.73 | -28.155 | 57.626
-30.818 | 3010.268 | -28.155 | 57.626
-30.673 | 3041.075 | -28.003 | 58.328
-30.529 | 3064.644 | -27.85 | 59.405
-30.384 | 3087.008 | -27.697 | 60.353
-30.238 | 3107.798 | -27.544 | 61.253
-30.092 | 3129.559 | -27.39 | 61.551
-29.946 | 3153.003 | -27.236 | 61.867
-29.799 | 3173.314 | -27.082 | 62.259
-29.651 | 3193.66 | -27.082 | 62.259
-29.504 | 3217.804 | -26.926 | 62.334
-29.356 | 3243.79 | -26.771 | 62.37
-29.207 | 3265.553 | -26.615 | 63.258
-29.058 | 3288.044 | -26.459 | 63.927
-28.909 | 3309.355 | -26.302 | 64.456
-28.759 | 3326.476 | -26.145 | 65.134
-28.608 | 3340.242 | -26.145 | 65.134
-28.458 | 3363.114 | -25.987 | 66.246
-28.306 | 3384.785 | -25.829 | 67.082
-28.155 | 3404.723 | -25.671 | 67.477
-28.003 | 3427.683 | -25.512 | 67.68
-27.85 | 3448.354 | -25.353 | 68.726
-27.697 | 3466.587 | -25.193 | 70.008
-27.544 | 3486.032 | -25.033 | 71.168
-27.39 | 3509.564 | -25.033 | 71.168
-27.236 | 3523.747 | -24.872 | 71.688
-27.082 | 3534.784 | -24.711 | 72.334
-26.926 | 3550.536 | -24.55 | 73.417
-26.771 | 3569.914 | -24.388 | 74.693
-26.615 | 3583.16 | -24.226 | 75.102
-26.459 | 3603.597 | -24.063 | 76.072
-26.302 | 3628.159 | -24.063 | 76.072
-26.145 | 3646.355 | -23.9 | 77.053
-25.987 | 3668.185 | -23.737 | 78.189
-25.829 | 3691.897 | -23.573 | 79.264
-25.671 | 3716.844 | -23.409 | 79.865
-25.512 | 3745.426 | -23.244 | 79.461
-25.353 | 3771.499 | -23.079 | 79.381
-25.193 | 3794.607 | -22.913 | 79.445
-25.033 | 3812.811 | -22.913 | 79.445
-24.872 | 3829.53 | -22.747 | 80.303
-24.711 | 3849.644 | -22.581 | 82.283
-24.55 | 3877 | -22.414 | 84.669
-24.388 | 3888.863 | -22.247 | 87.249
-24.226 | 3909.587 | -22.08 | 89.167
-24.063 | 3929.861 | -21.912 | 90.986
-23.9 | 3956.565 | -21.744 | 92.913
-23.737 | 3979.096 | -21.744 | 92.913
-23.573 | 4008.481 | -21.575 | 94.897
-23.409 | 4033.581 | -21.406 | 95.511
-23.244 | 4058.609 | -21.236 | 96.961
-23.079 | 4077.872 | -21.066 | 99.135
-22.913 | 4102.749 | -20.896 | 100.547
-22.747 | 4128.163 | -20.725 | 102.188
-22.581 | 4152.138 | -20.725 | 102.188
-22.414 | 4170.376 | -20.554 | 104.443
-22.247 | 4190.405 | -20.383 | 106.483
-22.08 | 4213.739 | -20.211 | 108.578
-21.912 | 4236.771 | -20.039 | 110.71
-21.744 | 4255.511 | -19.866 | 112.663
-21.575 | 4275.194 | -19.693 | 115.235
-21.406 | 4299.556 | -19.52 | 118.67
-21.236 | 4323.09 | -19.52 | 118.67
-21.066 | 4339.14 | -19.346 | 123.025
-20.896 | 4356.214 | -19.172 | 126.252
-20.725 | 4378.488 | -18.998 | 128.968
-20.554 | 4399.902 | -18.823 | 132.814
-20.383 | 4418.885 | -18.648 | 137.842
-20.211 | 4440.763 | -18.472 | 142.453
-20.039 | 4462.736 | -18.472 | 142.453
-19.866 | 4481.571 | -18.297 | 146.713
-19.693 | 4495.328 | -18.12 | 151.434
-19.52 | 4509.42 | -17.944 | 155.968
-19.346 | 4525.182 | -17.767 | 159.723
-19.172 | 4541.927 | -17.59 | 164.963
-18.998 | 4564.105 | -17.412 | 169.808
-18.823 | 4586.898 | -17.234 | 175.438
-18.648 | 4608.281 | -17.234 | 175.438
-18.472 | 4630.366 | -17.056 | 181.595
-18.297 | 4653.441 | -16.877 | 187.909
-18.12 | 4674.027 | -16.698 | 194.917
-17.944 | 4695.82 | -16.519 | 202.69
-17.767 | 4720.177 | -16.339 | 210.974
-17.59 | 4747.796 | -16.159 | 219.825
-17.412 | 4770.501 | -16.159 | 219.825
-17.234 | 4791.917 | -15.978 | 229.397
-17.056 | 4812.327 | -15.798 | 238.3
-16.877 | 4834.193 | -15.617 | 245.81
-16.698 | 4856.688 | -15.435 | 254.555
-16.519 | 4882.276 | -15.254 | 264.817
-16.339 | 4901.542 | -15.072 | 275.479
-16.159 | 4923.55 | -14.89 | 285.416
-15.978 | 4945.363 | -14.89 | 285.416
-15.798 | 4961.603 | -14.707 | 297.009
-15.617 | 4984.932 | -14.524 | 309.039
-15.435 | 5014.181 | -14.341 | 320.468
-15.254 | 5034.708 | -14.158 | 332.897
-15.072 | 5050.695 | -13.974 | 345.486
-14.89 | 5064.145 | -13.79 | 356.934
-14.707 | 5079.98 | -13.605 | 369.106
-14.524 | 5097.329 | -13.605 | 369.106
-14.341 | 5112.436 | -13.421 | 382.268
-14.158 | 5127.462 | -13.236 | 397.994
-13.974 | 5143.08 | -13.051 | 413.657
-13.79 | 5155.958 | -12.865 | 430.068
-13.605 | 5173.983 | -12.679 | 447.656
-13.421 | 5188.298 | -12.493 | 465.341
-13.236 | 5202.115 | -12.493 | 465.341
-13.051 | 5216.536 | -12.307 | 482.22
-12.865 | 5235.477 | -12.12 | 498.994
-12.679 | 5249.45 | -11.934 | 517.665
-12.493 | 5256.153 | -11.746 | 537.985
-12.307 | 5264.551 | -11.559 | 556.895
-12.12 | 5280.002 | -11.372 | 578.892
-11.934 | 5291.367 | -11.184 | 605.852
-11.746 | 5299.324 | -11.184 | 605.852
-11.559 | 5306.947 | -10.996 | 632.782
-11.372 | 5314.122 | -10.807 | 659.657
-11.184 | 5326.857 | -10.619 | 689.192
-10.996 | 5342.911 | -10.43 | 718.798
-10.807 | 5350.979 | -10.241 | 750.526
-10.619 | 5365.966 | -10.052 | 785.661
-10.43 | 5386.451 | -10.052 | 785.661
-10.241 | 5397.169 | -9.862 | 820.913
-10.052 | 5408.292 | -9.673 | 858.396
-9.862 | 5424.197 | -9.483 | 900.08
-9.673 | 5431.119 | -9.293 | 946.238
-9.483 | 5438.955 | -9.102 | 995.138
-9.293 | 5459.05 | -8.912 | 1046.427
-9.102 | 5470.473 | -8.721 | 1100.7
-8.912 | 5479.996 | -8.721 | 1100.7
-8.721 | 5493.413 | -8.53 | 1159.684
-8.53 | 5504.476 | -8.339 | 1220.228
-8.339 | 5514.356 | -8.148 | 1283.319
-8.148 | 5531.432 | -7.956 | 1351.118
-7.956 | 5542.138 | -7.764 | 1422.872
-7.764 | 5552.231 | -7.573 | 1500.037
-7.573 | 5562.681 | -7.573 | 1500.037
-7.381 | 5570.464 | -7.381 | 1582.825
-7.188 | 5580.176 | -7.188 | 1669.62
-6.996 | 5591.612 | -6.996 | 1765.785
-6.804 | 5600.579 | -6.804 | 1863.439
-6.611 | 5609.039 | -6.611 | 1963.746
-6.418 | 5620.441 | -6.418 | 2067.821
-6.225 | 5632.21 | -6.225 | 2176.24
-6.032 | 5636.174 | -6.225 | 2176.24
-5.839 | 5639.75 | -6.032 | 2288.817
-5.646 | 5648.467 | -5.839 | 2408.872
-5.452 | 5648.249 | -5.646 | 2534.564
-5.259 | 5652.974 | -5.452 | 2663.249
-5.065 | 5661.412 | -5.259 | 2797.401
-4.871 | 5668.593 | -5.065 | 2938.378
-4.677 | 5671.22 | -4.871 | 3077.84
-4.483 | 5679.571 | -4.871 | 3077.84
-4.289 | 5685.695 | -4.677 | 3222.133
-4.095 | 5692.057 | -4.483 | 3363.301
-3.9 | 5705.064 | -4.289 | 3509.276
-3.706 | 5710.464 | -4.095 | 3653.806
-3.511 | 5719.618 | -3.9 | 3797.678
-3.317 | 5730.307 | -3.706 | 3947.46
-3.122 | 5734.316 | -3.706 | 3947.46
-2.927 | 5730.309 | -3.511 | 4091.675
-2.732 | 5728.296 | -3.317 | 4235.097
-2.537 | 5725.232 | -3.122 | 4377.798
-2.342 | 5724.368 | -2.927 | 4511.878
-2.147 | 5718.924 | -2.732 | 4641.593
-1.952 | 5716.32 | -2.537 | 4761.724
-1.757 | 5716.567 | -2.342 | 4880.979
-1.562 | 5723.213 | -2.342 | 4880.979
-1.367 | 5722.147 | -2.147 | 4991.123
-1.172 | 5713.308 | -1.952 | 5103.576
-0.976 | 5690.059 | -1.757 | 5202.931
-0.781 | 5676.815 | -1.562 | 5291.124
-0.586 | 5674.085 | -1.367 | 5372.489
-0.391 | 5671.207 | -1.172 | 5448.843
-0.195 | 5670.911 | -1.172 | 5448.843
0 | 5673.306 | -0.976 | 5516.329
0.195 | 5671.091 | -0.781 | 5582
0.391 | 5660.342 | -0.586 | 5622.706
0.586 | 5650.69 | -0.391 | 5649.754
0.781 | 5647.83 | -0.195 | 5659.561
0.976 | 5647.538 | 0 | 5673.306
1.172 | 5644.516 | 0.195 | 5661.986
1.367 | 5646.751 | 0.195 | 5661.986
1.562 | 5649.448 | 0.391 | 5652.567
1.757 | 5648.414 | 0.586 | 5615.679
1.952 | 5645.577 | 0.781 | 5579.505
2.147 | 5647.058 | 0.976 | 5533.243
2.342 | 5647.013 | 1.172 | 5483.496
2.537 | 5646.453 | 1.367 | 5418.01
2.732 | 5644.809 | 1.367 | 5418.01
2.927 | 5644.358 | 1.562 | 5341.887
3.122 | 5637.504 | 1.757 | 5242.954
3.317 | 5627.881 | 1.952 | 5134.784
3.511 | 5622.733 | 2.147 | 5022.411
3.706 | 5616.584 | 2.342 | 4913.529
3.9 | 5601.213 | 2.537 | 4794.692
4.095 | 5588.23 | 2.732 | 4661.116
4.289 | 5576.871 | 2.732 | 4661.116
4.483 | 5562.718 | 2.927 | 4520.657
4.677 | 5554.832 | 3.122 | 4380.693
4.871 | 5556.043 | 3.317 | 4234.275
5.065 | 5557.19 | 3.511 | 4086.783
5.259 | 5551.365 | 3.706 | 3939.79
5.452 | 5544.098 | 3.9 | 3791.747
5.646 | 5534.638 | 4.095 | 3640.079
5.839 | 5525.834 | 4.095 | 3640.079
6.032 | 5515.388 | 4.289 | 3494.574
6.225 | 5503.605 | 4.483 | 3342.56
6.418 | 5492.271 | 4.677 | 3193.858
6.611 | 5479.407 | 4.871 | 3042.593
6.804 | 5467.537 | 5.065 | 2894.14
6.996 | 5454.624 | 5.259 | 2750.512
7.188 | 5448.933 | 5.259 | 2750.512
7.381 | 5442.931 | 5.452 | 2616.582
7.573 | 5441.396 | 5.646 | 2482.944
7.764 | 5432.548 | 5.839 | 2362.632
7.956 | 5412.346 | 6.032 | 2248.377
8.148 | 5392.027 | 6.225 | 2130.381
8.339 | 5371.672 | 6.418 | 2015.57
8.53 | 5345.433 | 6.611 | 1905.567
8.721 | 5322.764 | 6.611 | 1905.567
8.912 | 5310.562 | 6.804 | 1800.124
9.102 | 5290.45 | 6.996 | 1704.136
9.293 | 5267.633 | 7.188 | 1614.761
9.483 | 5243.151 | 7.381 | 1526.106
9.673 | 5227.348 | 7.573 | 1441.308
9.862 | 5216.904 | 7.764 | 1363.209
10.052 | 5199.259 | 7.764 | 1363.209
10.241 | 5186.398 | 7.956 | 1288.59
10.43 | 5173.172 | 8.148 | 1216.273
10.619 | 5158.891 | 8.339 | 1150.468
10.807 | 5140.929 | 8.53 | 1088.745
10.996 | 5135.524 | 8.721 | 1029.883
11.184 | 5133.66 | 8.912 | 976.822
11.372 | 5126.59 | 9.102 | 928.36
11.559 | 5112.292 | 9.102 | 928.36
11.746 | 5096.611 | 9.293 | 880.577
11.934 | 5081.016 | 9.483 | 836.333
12.12 | 5057.735 | 9.673 | 795.149
12.307 | 5039.035 | 9.862 | 756.761
12.493 | 5027.667 | 10.052 | 718.698
12.679 | 5021.093 | 10.241 | 683.779
12.865 | 5019.284 | 10.43 | 650.429
13.051 | 5021.459 | 10.43 | 650.429
13.236 | 5015.4 | 10.619 | 620.581
13.421 | 5007.479 | 10.807 | 591.809
13.605 | 4998.298 | 10.996 | 567.077
13.79 | 4985.653 | 11.184 | 541.003
13.974 | 4967.759 | 11.372 | 517.989
14.158 | 4949.62 | 11.559 | 496.298
14.341 | 4934.784 | 11.559 | 496.298
14.524 | 4922.11 | 11.746 | 476.674
14.707 | 4912.225 | 11.934 | 456.717
14.89 | 4898.469 | 12.12 | 437
15.072 | 4885.226 | 12.307 | 419.277
15.254 | 4872.454 | 12.493 | 401.906
15.435 | 4857.273 | 12.679 | 384.231
15.617 | 4837.569 | 12.865 | 367.999
15.798 | 4812.635 | 12.865 | 367.999
15.978 | 4790.003 | 13.051 | 353.098
16.159 | 4770.754 | 13.236 | 339.07
16.339 | 4749.958 | 13.421 | 326.462
16.519 | 4733.4 | 13.605 | 314.996
16.698 | 4721.918 | 13.79 | 303.635
16.877 | 4709.685 | 13.974 | 293.35
17.056 | 4690.396 | 13.974 | 293.35
17.234 | 4671.925 | 14.158 | 281.608
17.412 | 4659.668 | 14.341 | 272.741
17.59 | 4652.028 | 14.524 | 264.28
17.767 | 4637.379 | 14.707 | 256.487
17.944 | 4622.737 | 14.89 | 247.54
18.12 | 4608.795 | 15.072 | 238.46
18.297 | 4594.309 | 15.254 | 229.323
18.472 | 4579.044 | 15.254 | 229.323
18.648 | 4564.962 | 15.435 | 221.583
18.823 | 4546.5 | 15.617 | 213.853
18.998 | 4525.269 | 15.798 | 207.253
19.172 | 4504.612 | 15.978 | 202.212
19.346 | 4482.37 | 16.159 | 197.242
19.52 | 4470.294 | 16.339 | 190.932
19.693 | 4457.105 | 16.339 | 190.932
19.866 | 4439.791 | 16.519 | 183.945
20.039 | 4418.813 | 16.698 | 177.049
20.211 | 4402.078 | 16.877 | 170.624
20.383 | 4378.422 | 17.056 | 164.276
20.554 | 4355.184 | 17.234 | 158.467
20.725 | 4338.802 | 17.412 | 154.925
20.896 | 4318.721 | 17.59 | 150.708
21.066 | 4297.937 | 17.59 | 150.708
21.236 | 4282.413 | 17.767 | 147.191
21.406 | 4267.839 | 17.944 | 143.125
21.575 | 4246.038 | 18.12 | 139.569
21.744 | 4225.872 | 18.297 | 135.346
21.912 | 4208.05 | 18.472 | 131.571
22.08 | 4190.681 | 18.648 | 127.383
22.247 | 4174.307 | 18.823 | 123.482
22.414 | 4152.555 | 18.823 | 123.482
22.581 | 4125.326 | 18.998 | 118.935
22.747 | 4102.915 | 19.172 | 118.095
22.913 | 4086.204 | 19.346 | 116.541
23.079 | 4073.957 | 19.52 | 114.433
23.244 | 4062.932 | 19.693 | 112.313
23.409 | 4048.607 | 19.866 | 110.614
23.573 | 4032.598 | 19.866 | 110.614
23.737 | 4016.42 | 20.039 | 106.465
23.9 | 3996.461 | 20.211 | 104.738
24.063 | 3980.63 | 20.383 | 103.253
24.226 | 3966.507 | 20.554 | 101.337
24.388 | 3955.064 | 20.725 | 98.851
24.55 | 3930.953 | 20.896 | 97.437
24.711 | 3908.262 | 21.066 | 94.274
24.872 | 3888.116 | 21.066 | 94.274
25.033 | 3865.311 | 21.236 | 90.937
25.193 | 3845.387 | 21.406 | 89.02
25.353 | 3829.972 | 21.575 | 88.021
25.512 | 3809.166 | 21.744 | 86.878
25.671 | 3786.592 | 21.912 | 86.109
25.829 | 3775.569 | 22.08 | 84.761
25.987 | 3761.334 | 22.08 | 84.761
26.145 | 3745.8 | 22.247 | 83.736
26.302 | 3727.546 | 22.414 | 81.074
26.459 | 3710.401 | 22.581 | 79.607
26.615 | 3686.561 | 22.747 | 78.165
26.771 | 3664.121 | 22.913 | 77.086
26.926 | 3644.663 | 23.079 | 75.003
27.082 | 3627.73 | 23.244 | 73.816
27.236 | 3607.005 | 23.244 | 73.816
27.39 | 3587.191 | 23.409 | 72.782
27.544 | 3571.023 | 23.573 | 71.453
27.697 | 3556.867 | 23.737 | 69.897
27.85 | 3540.88 | 23.9 | 69.001
28.003 | 3525.01 | 24.063 | 67.48
28.155 | 3505.801 | 24.226 | 66.623
28.306 | 3483.715 | 24.226 | 66.623
28.458 | 3461.531 | 24.388 | 66.035
28.608 | 3438.754 | 24.55 | 65.701
28.759 | 3415.376 | 24.711 | 65.346
28.909 | 3399.507 | 24.872 | 65.044
29.058 | 3383.754 | 25.033 | 64.2
29.207 | 3363.743 | 25.193 | 62.714
29.356 | 3343.163 | 25.353 | 61.891
29.504 | 3325.621 | 25.353 | 61.891
29.651 | 3306.133 | 25.512 | 60.667
29.799 | 3291.352 | 25.671 | 58.846
29.946 | 3280.658 | 25.829 | 58.17
30.092 | 3266.275 | 25.987 | 57.507
30.238 | 3251.441 | 26.145 | 56.418
30.384 | 3236.02 | 26.302 | 55.243
30.529 | 3221.717 | 26.459 | 55.198
30.673 | 3204.952 | 26.459 | 55.198
30.818 | 3185.516 | 26.615 | 54.978
30.962 | 3163.44 | 26.771 | 53.997
31.105 | 3142.793 | 26.926 | 53.262
31.248 | 3123.617 | 27.082 | 52.403
31.39 | 3100.986 | 27.236 | 51.832
31.533 | 3075.278 | 27.39 | 50.663
31.674 | 3051.891 | 27.39 | 50.663
31.815 | 3027.989 | 27.544 | 49.841
31.956 | 3003.315 | 27.697 | 49.312
32.097 | 2981.73 | 27.85 | 49.22
32.237 | 2956.22 | 28.003 | 49.348
32.376 | 2927.925 | 28.155 | 49.255
32.515 | 2899.792 | 28.306 | 49.039
32.654 | 2873.524 | 28.458 | 48.291
32.792 | 2845.729 | 28.458 | 48.291
32.93 | 2816.568 | 28.608 | 47.413
33.067 | 2790.219 | 28.759 | 47.042
33.204 | 2760.384 | 28.909 | 46.254
33.341 | 2728.093 | 29.058 | 45.708
33.477 | 2697.314 | 29.207 | 45.094
33.613 | 2667.791 | 29.356 | 44.329
33.748 | 2634.156 | 29.356 | 44.329
33.883 | 2597.215 | 29.504 | 42.568
34.017 | 2559.147 | 29.651 | 42.481
34.151 | 2515.395 | 29.799 | 42.393
34.285 | 2470.752 | 29.946 | 42.197
34.418 | 2434.976 | 30.092 | 41.25
34.55 | 2402.032 | 30.238 | 41.455
34.683 | 2366.25 | 30.384 | 40.971
34.814 | 2329.568 | 30.384 | 40.971
34.946 | 2298.2 | 30.529 | 39.919
35.077 | 2262.657 | 30.673 | 39.27
35.208 | 2221.757 | 30.818 | 39.316
35.338 | 2183.015 | 30.962 | 38.966
35.467 | 2147.945 | 31.105 | 38.546
35.597 | 2109.532 | 31.248 | 39.209
35.726 | 2069.05 | 31.248 | 39.209
35.854 | 2029.075 | 31.39 | 38.541
35.982 | 1988.786 | 31.533 | 38.807
36.11 | 1943.956 | 31.674 | 38.422
36.237 | 1903.237 | 31.815 | 37.717
36.364 | 1863.625 | 31.956 | 37.029
36.491 | 1825.806 | 32.097 | 35.991
36.617 | 1784.163 | 32.237 | 34.394
36.742 | 1746.101 | 32.237 | 34.394
36.867 | 1705.869 | 32.376 | 33.219
36.992 | 1665.086 | 32.515 | 33.535
37.117 | 1621.38 | 32.654 | 33.134
37.241 | 1579.623 | 32.792 | 33.615
37.364 | 1538.73 | 32.93 | 32.389
37.487 | 1503.569 | 33.067 | 32.447
37.61 | 1466.134 | 33.204 | 31.889
37.733 | 1422.434 | 33.204 | 31.889
37.855 | 1381.58 | 33.341 | 31.374
37.976 | 1346.962 | 33.477 | 31.211
38.097 | 1312.66 | 33.613 | 31.742
38.218 | 1277.501 | 33.748 | 31.29
38.338 | 1241.832 | 33.883 | 30.784
38.458 | 1207.755 | 34.017 | 30.565
38.578 | 1169.555 | 34.017 | 30.565
38.697 | 1135.491 | 34.151 | 30.148
38.816 | 1098.532 | 34.285 | 30.194
38.934 | 1060.845 | 34.418 | 29.326
39.052 | 1026.828 | 34.55 | 29.268
39.17 | 993.679 | 34.683 | 29.009
39.287 | 960.439 | 34.814 | 28.322
39.404 | 926.384 | 34.946 | 27.779
39.52 | 895.626 | 34.946 | 27.779
39.636 | 865.706 | 35.077 | 28.064
39.752 | 839.571 | 35.208 | 28.352
39.752 | 813.009 | 35.338 | 28.157
39.867 | 784.476 | 35.467 | 28.037
39.982 | 754.956 | 35.597 | 28.096
40.096 | 728.112 | 35.726 | 27.533
40.211 | 702.244 | 35.726 | 27.533
40.324 | 678.817 | 35.854 | 27.927
40.438 | 657.506 | 35.982 | 28.011
40.551 | 636.484 | 36.11 | 28.831
40.663 | 613.489 | 36.237 | 27.889
40.775 | 590.802 | 36.364 | 27.388
40.887 | 567.842 | 36.491 | 27.66
40.999 | 546.255 | 36.617 | 28.616
455.669
323.389
196.583
73.469
0
0
0

## Vivid V80 (hidden)
Selador | Lamp |  | Wattage
Vivid | Lumileds K2 |  | 122 |  | Note: Owing to the variability of LEDs, output data and color matches should be viewed as approximate
Note: All data taken with room temperature fixture
| Beam Angle | Field Angle
Horizontal | 13.6 | 26.5
| Accessory Lens | Candela | Field Lumens | Beam Lumens | Lens Efficiency | Efficacy
| V80 | 4500 | 1070 | 580 | 95.11% | 8.7705
| For Field diameter at any distance, multiply distance by |  |  |  | 0.47094
| For Beam diameter at any distance, multiply distance by |  |  |  | 0.23849
| Throw Distance (ft) | 10 | 15 | 20 | 25
| Throw Distance (m) | 3.048 | 4.572 | 6.096 | 7.62
| Field Diameter (ft) | 4.7094 | 7.0641 | 9.4187 | 11.7734
| Field Diameter (m) | 1.4354 | 2.1531 | 2.8708 | 3.5885
| Illuminance (fc) | 45 | 20 | 11.25 | 7.2
| Illuminance (lux) | 484.3755 | 215.278 | 121.0939 | 77.5001
Test Distance | Iso-Illuminance Diagram grid lines
52 | 10 | 20 | 30 | 40
| 0.19231 | 0.38462 | 0.57692 | 0.76923
| Beam Angle | Field Angle
Vertical | 65.4 | 80.3
| For Field diameter at any distance, multiply distance by |  |  |  | 1.6871
| For Beam diameter at any distance, multiply distance by |  |  |  | 1.284
| Throw Distance (ft) | 10 | 15 | 20 | 25
| Throw Distance (m) | 3.048 | 4.572 | 6.096 | 7.62
| Field Diameter (ft) | 16.8714 | 25.3071 | 33.7428 | 42.1785
| Field Diameter (m) | 5.1424 | 7.7136 | 10.2848 | 12.856
| Illuminance (fc) | 45 | 20 | 11.25 | 7.2
| Illuminance (lux) | 484.3755 | 215.278 | 121.0939 | 77.5001
| X |  | Y
-40.999 | 0 | -41.11 | 386.141
-40.887 | 0 | -40.999 | 392.814
-40.775 | 0 | -40.887 | 401.131
-40.663 | 3.969 | -40.775 | 413.818
-40.551 | 9.098 | -40.663 | 429.098
-40.438 | 14.049 | -40.551 | 444.72
-40.324 | 20.108 | -40.438 | 458.823
-40.211 | 23.554 | -40.324 | 474.871
-40.096 | 23.838 | -40.211 | 490.124
-39.982 | 24.92 | -40.096 | 504.253
-39.867 | 25.867 | -39.982 | 520.233
-39.752 | 24.609 | -39.867 | 537.788
-39.636 | 24.334 | -39.752 | 552.685
-39.52 | 24.574 | -39.636 | 567.937
-39.404 | 25.353 | -39.52 | 583.176
-39.287 | 24.897 | -39.404 | 601.795
-39.17 | 24.475 | -39.287 | 623.652
-39.052 | 24.412 | -39.17 | 647.985
-38.934 | 25.056 | -39.052 | 672.535
-38.816 | 26.367 | -38.934 | 701.184
-38.697 | 27.197 | -38.816 | 725.755
-38.578 | 26.627 | -38.697 | 748.551
-38.458 | 27.476 | -38.578 | 772.585
-38.338 | 28.488 | -38.458 | 798.212
-38.218 | 28.175 | -38.338 | 822.765
-38.097 | 28.434 | -38.218 | 849.717
-37.976 | 28.434 | -38.097 | 876.811
-37.855 | 27.421 | -37.976 | 904.583
-37.733 | 27.398 | -37.855 | 934.794
-37.61 | 27.095 | -37.733 | 965.922
-37.487 | 27.184 | -37.61 | 1001.157
-37.364 | 27.464 | -37.487 | 1035.861
-37.241 | 28.043 | -37.364 | 1069.983
-37.117 | 28.752 | -37.241 | 1103.256
-36.992 | 28.856 | -37.117 | 1136.647
-36.867 | 29.202 | -36.992 | 1167.216
-36.742 | 30.163 | -36.867 | 1199.143
-36.617 | 30.579 | -36.742 | 1234.615
-36.491 | 30.589 | -36.617 | 1268.245
-36.364 | 30.254 | -36.491 | 1305.099
-36.237 | 29.341 | -36.364 | 1345.181
-36.11 | 29.041 | -36.237 | 1384.745
-35.982 | 29.423 | -36.11 | 1420.117
-35.854 | 30.296 | -35.982 | 1459.988
-35.726 | 31.081 | -35.854 | 1499.838
-35.597 | 31.498 | -35.726 | 1537.337
-35.467 | 30.423 | -35.597 | 1576.202
-35.338 | 30.583 | -35.467 | 1615.283
-35.208 | 30.791 | -35.338 | 1649.291
-35.077 | 33.146 | -35.208 | 1683.862
-34.946 | 34.522 | -35.077 | 1720.654
-34.814 | 34.107 | -34.946 | 1755.131
-34.683 | 32.648 | -34.814 | 1792.957
-34.55 | 32.839 | -34.683 | 1826.31
-34.418 | 32.535 | -34.55 | 1860.682
-34.285 | 31.889 | -34.418 | 1893.615
-34.151 | 32.545 | -34.285 | 1933.014
-34.017 | 34.289 | -34.151 | 1969.616
-33.883 | 34.756 | -34.017 | 2004.166
-33.748 | 35.171 | -33.883 | 2037.855
-33.613 | 35.917 | -33.748 | 2070.789
-33.477 | 36.226 | -33.613 | 2097.004
-33.341 | 36.008 | -33.477 | 2125.431
-33.204 | 35.651 | -33.341 | 2150.189
-33.067 | 36.096 | -33.204 | 2174.949
-32.93 | 36.772 | -33.067 | 2202.372
-32.792 | 36.508 | -32.93 | 2226.771
-32.654 | 37.104 | -32.792 | 2251.618
-32.515 | 37.256 | -32.654 | 2277.648
-32.376 | 37.038 | -32.515 | 2297.24
-32.237 | 37.554 | -32.376 | 2316.121
-32.097 | 39.638 | -32.237 | 2338.124
-31.956 | 41.158 | -32.097 | 2357.939
-31.815 | 41.196 | -31.956 | 2380.113
-31.674 | 42.042 | -31.815 | 2401.495
-31.533 | 42.074 | -31.674 | 2414.835
-31.39 | 42.284 | -31.533 | 2428.143
-31.248 | 41.205 | -31.39 | 2440.706
-31.105 | 41.24 | -31.248 | 2459.919
-30.962 | 42.065 | -31.105 | 2478.386
-30.818 | 43.495 | -30.962 | 2496.291
-30.673 | 44.28 | -30.818 | 2510.712
-30.529 | 44.646 | -30.673 | 2523.894
-30.384 | 44.965 | -30.529 | 2529.848
-30.238 | 45.066 | -30.384 | 2540.005
-30.092 | 45.101 | -30.238 | 2553.878
-29.946 | 44.838 | -30.092 | 2566.883
-29.799 | 45.043 | -29.946 | 2579.182
-29.651 | 46.176 | -29.799 | 2592.945
-29.504 | 47.802 | -29.651 | 2603.3
-29.356 | 48.828 | -29.504 | 2618.698
-29.207 | 49.053 | -29.356 | 2634.262
-29.058 | 48.924 | -29.207 | 2649.822
-28.909 | 49.476 | -29.058 | 2667.724
-28.759 | 48.996 | -28.909 | 2683.123
-28.608 | 48.806 | -28.759 | 2695.869
-28.458 | 49.698 | -28.608 | 2706.138
-28.306 | 51.191 | -28.458 | 2717.064
-28.155 | 52.51 | -28.306 | 2727.256
-28.003 | 53.637 | -28.155 | 2739.315
-27.85 | 54.734 | -28.003 | 2752.229
-27.697 | 55.821 | -27.85 | 2764.165
-27.544 | 56.422 | -27.697 | 2778.528
-27.39 | 56.978 | -27.544 | 2793.959
-27.236 | 56.899 | -27.39 | 2809.888
-27.082 | 57.625 | -27.236 | 2826.233
-26.926 | 57.602 | -27.082 | 2841.673
-26.771 | 58.203 | -26.926 | 2858.644
-26.615 | 58.856 | -26.771 | 2875.902
-26.459 | 60.045 | -26.615 | 2894.22
-26.302 | 60.379 | -26.459 | 2913.103
-26.145 | 62.088 | -26.302 | 2931.16
-25.987 | 62.43 | -26.145 | 2944.954
-25.829 | 63.072 | -25.987 | 2962.798
-25.671 | 64.202 | -25.829 | 2981.548
-25.512 | 65.361 | -25.671 | 2996.366
-25.353 | 65.703 | -25.512 | 3008.885
-25.193 | 67.427 | -25.353 | 3025.799
-25.033 | 69.454 | -25.193 | 3041.577
-24.872 | 70.074 | -25.033 | 3057.444
-24.711 | 71.021 | -24.872 | 3073.122
-24.55 | 71.225 | -24.711 | 3091.11
-24.388 | 71.153 | -24.55 | 3108.491
-24.226 | 71.74 | -24.388 | 3131.07
-24.063 | 73.086 | -24.226 | 3148.099
-23.9 | 74.169 | -24.063 | 3163.61
-23.737 | 75.985 | -23.9 | 3176.263
-23.573 | 77.302 | -23.737 | 3190.463
-23.409 | 77.516 | -23.573 | 3205.888
-23.244 | 78.568 | -23.409 | 3222.113
-23.079 | 79.969 | -23.244 | 3237.576
-22.913 | 81.75 | -23.079 | 3252.235
-22.747 | 83.625 | -22.913 | 3261.7
-22.581 | 85.539 | -22.747 | 3271.42
-22.414 | 86.125 | -22.581 | 3285.495
-22.247 | 87.337 | -22.414 | 3302.633
-22.08 | 87.983 | -22.247 | 3319.64
-21.912 | 89.424 | -22.08 | 3342.283
-21.744 | 91.08 | -21.912 | 3356.795
-21.575 | 93.139 | -21.744 | 3374.088
-21.406 | 94.842 | -21.575 | 3389.775
-21.236 | 96.927 | -21.406 | 3406.331
-21.066 | 98.964 | -21.236 | 3419.366
-20.896 | 101.125 | -21.066 | 3432.927
-20.725 | 103.289 | -20.896 | 3445.582
-20.554 | 104.68 | -20.725 | 3460.696
-20.383 | 106.096 | -20.554 | 3474.042
-20.211 | 107.789 | -20.383 | 3487.643
-20.039 | 110.375 | -20.211 | 3502.15
-19.866 | 113.646 | -20.039 | 3511.14
-19.693 | 116.663 | -19.866 | 3520.581
-19.52 | 120.127 | -19.693 | 3536.217
-19.346 | 123.602 | -19.52 | 3553.024
-19.172 | 126.893 | -19.346 | 3569.705
-18.998 | 130.444 | -19.172 | 3580.623
-18.823 | 134.284 | -18.998 | 3596.704
-18.648 | 138.494 | -18.823 | 3610.791
-18.472 | 142.729 | -18.648 | 3634.049
-18.297 | 146.81 | -18.472 | 3651.145
-18.12 | 151.498 | -18.297 | 3669.359
-17.944 | 156.692 | -18.12 | 3677.318
-17.767 | 161.183 | -17.944 | 3692
-17.59 | 165.571 | -17.767 | 3707.762
-17.412 | 169.409 | -17.59 | 3723.766
-17.234 | 175.9 | -17.412 | 3739.038
-17.056 | 183.181 | -17.234 | 3757.053
-16.877 | 190.36 | -17.056 | 3770.48
-16.698 | 197.771 | -16.877 | 3785.574
-16.519 | 204.404 | -16.698 | 3799.518
-16.339 | 212.04 | -16.519 | 3816.929
-16.159 | 219.028 | -16.339 | 3833.752
-15.978 | 226.387 | -16.159 | 3850.463
-15.798 | 233.991 | -15.978 | 3869.326
-15.617 | 243.08 | -15.798 | 3889.346
-15.435 | 251.522 | -15.617 | 3906.965
-15.254 | 260.435 | -15.435 | 3922.823
-15.072 | 270.584 | -15.254 | 3934.806
-14.89 | 281.885 | -15.072 | 3950.335
-14.707 | 294.635 | -14.89 | 3966.883
-14.524 | 307.771 | -14.707 | 3980.155
-14.341 | 321.672 | -14.524 | 3994.061
-14.158 | 336.166 | -14.341 | 4012.497
-13.974 | 351.188 | -14.158 | 4025.704
-13.79 | 367.675 | -13.974 | 4037.529
-13.605 | 383.444 | -13.79 | 4048.303
-13.421 | 401.166 | -13.605 | 4061.143
-13.236 | 421.956 | -13.421 | 4073.658
-13.051 | 441.598 | -13.236 | 4090.495
-12.865 | 461.596 | -13.051 | 4106.096
-12.679 | 483.875 | -12.865 | 4122.416
-12.493 | 507.2 | -12.679 | 4139.825
-12.307 | 533.766 | -12.493 | 4158.29
-12.12 | 561.671 | -12.307 | 4171.135
-11.934 | 590.983 | -12.12 | 4181.808
-11.746 | 621.444 | -11.934 | 4194.202
-11.559 | 654.584 | -11.746 | 4209.829
-11.372 | 690.24 | -11.559 | 4221.392
-11.184 | 728.74 | -11.372 | 4236.714
-10.996 | 771.285 | -11.184 | 4248.669
-10.807 | 814.902 | -10.996 | 4254.408
-10.619 | 857.823 | -10.807 | 4261.353
-10.43 | 901.221 | -10.619 | 4266.376
-10.241 | 946.916 | -10.43 | 4278.04
-10.052 | 997.395 | -10.241 | 4294.625
-9.862 | 1052.609 | -10.052 | 4310.431
-9.673 | 1110.845 | -9.862 | 4325.145
-9.483 | 1168.007 | -9.673 | 4332.44
-9.293 | 1226.081 | -9.483 | 4338.074
-9.102 | 1287.284 | -9.293 | 4338.438
-8.912 | 1354.236 | -9.102 | 4344.831
-8.721 | 1424.45 | -8.912 | 4346.201
-8.53 | 1495.867 | -8.721 | 4354.499
-8.339 | 1568.403 | -8.53 | 4358.389
-8.148 | 1643.86 | -8.339 | 4369.239
-7.956 | 1717.469 | -8.148 | 4380.233
-7.764 | 1796.237 | -7.956 | 4393.198
-7.573 | 1880.31 | -7.764 | 4402.402
-7.381 | 1964.032 | -7.573 | 4407.037
-7.188 | 2047.527 | -7.381 | 4417.268
-6.996 | 2138.06 | -7.188 | 4417.748
-6.804 | 2228.735 | -6.996 | 4422.137
-6.611 | 2317.779 | -6.804 | 4428.325
-6.418 | 2409.951 | -6.611 | 4427.868
-6.225 | 2505.067 | -6.418 | 4420.536
-6.032 | 2597.644 | -6.225 | 4416.578
-5.839 | 2684.718 | -6.032 | 4403.868
-5.646 | 2778.252 | -5.839 | 4402.32
-5.452 | 2869.147 | -5.646 | 4410.37
-5.259 | 2963.386 | -5.452 | 4410.793
-5.065 | 3058.669 | -5.259 | 4419.038
-4.871 | 3155.913 | -5.065 | 4435.042
-4.677 | 3247.23 | -4.871 | 4436.861
-4.483 | 3338.504 | -4.677 | 4442.897
-4.289 | 3426.306 | -4.483 | 4446.373
-4.095 | 3511.535 | -4.289 | 4448.022
-3.9 | 3603.819 | -4.095 | 4448.045
-3.706 | 3691.369 | -3.9 | 4453.661
-3.511 | 3776.672 | -3.706 | 4451.275
-3.317 | 3855.716 | -3.511 | 4460.709
-3.122 | 3929.16 | -3.317 | 4467.357
-2.927 | 3997.19 | -3.122 | 4467.748
-2.732 | 4064.799 | -2.927 | 4473.688
-2.537 | 4126.7 | -2.732 | 4471.002
-2.342 | 4187.576 | -2.537 | 4463.788
-2.147 | 4244.088 | -2.342 | 4463.737
-1.952 | 4296.593 | -2.147 | 4468.102
-1.757 | 4341.149 | -1.952 | 4471.522
-1.562 | 4384.203 | -1.757 | 4472.999
-1.367 | 4415.153 | -1.562 | 4475.643
-1.172 | 4433.691 | -1.367 | 4478.857
-0.976 | 4441.7 | -1.172 | 4483.985
-0.781 | 4452.468 | -0.976 | 4491.639
-0.586 | 4466.699 | -0.781 | 4505.281
-0.391 | 4482.581 | -0.586 | 4507.531
-0.195 | 4493.197 | -0.391 | 4507.832
0 | 4496.126 | -0.195 | 4498.283
0.195 | 4494.86 | 0 | 4496.126
0.391 | 4486.031 | 0.195 | 4490.536
0.586 | 4468.473 | 0.391 | 4487.805
0.781 | 4454.27 | 0.586 | 4484.662
0.976 | 4444.03 | 0.781 | 4482.562
1.172 | 4422.653 | 0.976 | 4485.802
1.367 | 4396.914 | 1.172 | 4493.609
1.562 | 4371.703 | 1.367 | 4501.7
1.757 | 4340.705 | 1.562 | 4502.627
1.952 | 4306.158 | 1.757 | 4499.117
2.147 | 4272.043 | 1.952 | 4501.341
2.342 | 4231.866 | 2.147 | 4497.974
2.537 | 4190.524 | 2.342 | 4501.317
2.732 | 4138.178 | 2.537 | 4505.943
2.927 | 4077.589 | 2.732 | 4500.162
3.122 | 4008.476 | 2.927 | 4491.274
3.317 | 3940.885 | 3.122 | 4486.024
3.511 | 3867.788 | 3.317 | 4479.433
3.706 | 3798.832 | 3.511 | 4475.69
3.9 | 3719.28 | 3.706 | 4473.002
4.095 | 3638.361 | 3.9 | 4467.322
4.289 | 3557.895 | 4.095 | 4466.157
4.483 | 3476.475 | 4.289 | 4470.466
4.677 | 3391.515 | 4.483 | 4462.947
4.871 | 3312.565 | 4.677 | 4461.15
5.065 | 3229.214 | 4.871 | 4451.206
5.259 | 3138.157 | 5.065 | 4447.115
5.452 | 3047.259 | 5.259 | 4446.153
5.646 | 2953.741 | 5.452 | 4446.222
5.839 | 2861.272 | 5.646 | 4442.529
6.032 | 2768.002 | 5.839 | 4438.918
6.225 | 2677.203 | 6.032 | 4434.36
6.418 | 2586.135 | 6.225 | 4428.681
6.611 | 2495.439 | 6.418 | 4423.275
6.804 | 2408.984 | 6.611 | 4417.844
6.996 | 2322.823 | 6.804 | 4414.326
7.188 | 2235.899 | 6.996 | 4416.482
7.381 | 2146.778 | 7.188 | 4416.613
7.573 | 2062.486 | 7.381 | 4409.68
7.764 | 1978.219 | 7.573 | 4400.578
7.956 | 1894.438 | 7.764 | 4396.219
8.148 | 1814.538 | 7.956 | 4385.252
8.339 | 1735.909 | 8.148 | 4376.418
8.53 | 1657.475 | 8.339 | 4371.557
8.721 | 1581.611 | 8.53 | 4361.656
8.912 | 1510.448 | 8.721 | 4356.164
9.102 | 1440.734 | 8.912 | 4348.817
9.293 | 1374.79 | 9.102 | 4337.518
9.483 | 1312.586 | 9.293 | 4325.923
9.673 | 1253.771 | 9.483 | 4315.992
9.862 | 1195.185 | 9.673 | 4303.507
10.052 | 1139.523 | 9.862 | 4289.352
10.241 | 1088.453 | 10.052 | 4277.668
10.43 | 1038.454 | 10.241 | 4266.647
10.619 | 989.864 | 10.43 | 4260.267
10.807 | 943.973 | 10.619 | 4246.279
10.996 | 899.869 | 10.807 | 4240.779
11.184 | 856.412 | 10.996 | 4231.1
11.372 | 814.678 | 11.184 | 4221.161
11.559 | 776.779 | 11.372 | 4210.255
11.746 | 741.613 | 11.559 | 4202.426
11.934 | 707.566 | 11.746 | 4186.099
12.12 | 674.301 | 11.934 | 4175.129
12.307 | 642.207 | 12.12 | 4165.423
12.493 | 611.66 | 12.307 | 4149.99
12.679 | 583.592 | 12.493 | 4138.053
12.865 | 558.453 | 12.679 | 4121.454
13.051 | 534.16 | 12.865 | 4104.348
13.236 | 511.603 | 13.051 | 4090.821
13.421 | 488.399 | 13.236 | 4086.483
13.605 | 466.004 | 13.421 | 4079.771
13.79 | 444.046 | 13.605 | 4069.112
13.974 | 422.858 | 13.79 | 4056.533
14.158 | 402.338 | 13.974 | 4039.728
14.341 | 384.303 | 14.158 | 4021.949
14.524 | 367.486 | 14.341 | 4007.361
14.707 | 351.528 | 14.524 | 3993.755
14.89 | 337.325 | 14.707 | 3976.22
15.072 | 324.642 | 14.89 | 3957.932
15.254 | 311.5 | 15.072 | 3937.929
15.435 | 299.007 | 15.254 | 3918.046
15.617 | 287.247 | 15.435 | 3897.711
15.798 | 275.523 | 15.617 | 3881.089
15.978 | 264.942 | 15.798 | 3863.027
16.159 | 254.513 | 15.978 | 3847.443
16.339 | 244.644 | 16.159 | 3841.204
16.519 | 236.344 | 16.339 | 3837.39
16.698 | 229.768 | 16.519 | 3832.513
16.877 | 222.116 | 16.698 | 3823.109
17.056 | 215.836 | 16.877 | 3815.622
17.234 | 210.001 | 17.056 | 3804.927
17.412 | 204.567 | 17.234 | 3794.59
17.59 | 198.912 | 17.412 | 3782.985
17.767 | 193.757 | 17.59 | 3770.85
17.944 | 187.271 | 17.767 | 3758.195
18.12 | 180.377 | 17.944 | 3742.503
18.297 | 174.32 | 18.12 | 3730.007
18.472 | 169.77 | 18.297 | 3718.484
18.648 | 165.131 | 18.472 | 3703.117
18.823 | 160.922 | 18.648 | 3682.109
18.998 | 156.969 | 18.823 | 3663.07
19.172 | 152.795 | 18.998 | 3645.507
19.346 | 149.488 | 19.172 | 3639.218
19.52 | 147.005 | 19.346 | 3632.1
19.693 | 143.629 | 19.52 | 3617.357
19.866 | 139.683 | 19.693 | 3600.078
20.039 | 136.265 | 19.866 | 3584.101
20.211 | 133.161 | 20.039 | 3570.69
20.383 | 129.617 | 20.211 | 3559.08
20.554 | 126.828 | 20.383 | 3546.243
20.725 | 123.97 | 20.554 | 3536.148
20.896 | 120.942 | 20.725 | 3524.417
21.066 | 117.894 | 20.896 | 3517.525
21.236 | 114.604 | 21.066 | 3506.651
21.406 | 111.378 | 21.236 | 3494.559
21.575 | 108.993 | 21.406 | 3485.219
21.744 | 107.508 | 21.575 | 3475.522
21.912 | 105.98 | 21.744 | 3464.667
22.08 | 104.72 | 21.912 | 3449.673
22.247 | 103.382 | 22.08 | 3430.162
22.414 | 101.105 | 22.247 | 3411.906
22.581 | 98.672 | 22.414 | 3394.862
22.747 | 97.3 | 22.581 | 3377.776
22.913 | 96.557 | 22.747 | 3359.373
23.079 | 95.578 | 22.913 | 3345.596
23.244 | 94.932 | 23.079 | 3331.83
23.409 | 93.098 | 23.244 | 3321.486
23.573 | 90.621 | 23.409 | 3302.372
23.737 | 89.734 | 23.573 | 3287.708
23.9 | 89.62 | 23.737 | 3272.97
24.063 | 88.759 | 23.9 | 3260.914
24.226 | 87.838 | 24.063 | 3247.254
24.388 | 86.947 | 24.226 | 3233.689
24.55 | 85.367 | 24.388 | 3215.815
24.711 | 84.793 | 24.55 | 3196.786
24.872 | 84.14 | 24.711 | 3180.154
25.033 | 83.11 | 24.872 | 3161.103
25.193 | 81.492 | 25.033 | 3143.237
25.353 | 79.993 | 25.193 | 3124.565
25.512 | 79.331 | 25.353 | 3109.942
25.671 | 78.587 | 25.512 | 3094.117
25.829 | 77.819 | 25.671 | 3076.487
25.987 | 77.427 | 25.829 | 3055.072
26.145 | 77.088 | 25.987 | 3036.809
26.302 | 76.728 | 26.145 | 3016.793
26.459 | 75.863 | 26.302 | 2994.155
26.615 | 75.456 | 26.459 | 2973.748
26.771 | 74.696 | 26.615 | 2958.235
26.926 | 73.303 | 26.771 | 2945.827
27.082 | 72.174 | 26.926 | 2933.766
27.236 | 70.995 | 27.082 | 2917.518
27.39 | 69.391 | 27.236 | 2903.458
27.544 | 67.893 | 27.39 | 2888.387
27.697 | 67.5 | 27.544 | 2870.639
27.85 | 66.603 | 27.697 | 2854.314
28.003 | 65.415 | 27.85 | 2843.639
28.155 | 63.651 | 28.003 | 2831.919
28.306 | 63.7 | 28.155 | 2822.337
28.458 | 64.177 | 28.306 | 2813.151
28.608 | 64.494 | 28.458 | 2797.677
28.759 | 64.793 | 28.608 | 2779.787
28.909 | 65.548 | 28.759 | 2762.78
29.058 | 64.609 | 28.909 | 2741.978
29.207 | 63.265 | 29.058 | 2721.398
29.356 | 61.951 | 29.207 | 2705.794
29.504 | 61.109 | 29.356 | 2691.504
29.651 | 60.364 | 29.504 | 2681.237
29.799 | 59.401 | 29.651 | 2674.854
29.946 | 58.343 | 29.799 | 2668.272
30.092 | 57.553 | 29.946 | 2659.997
30.238 | 56.563 | 30.092 | 2645.083
30.384 | 54.744 | 30.238 | 2630.449
30.529 | 54.056 | 30.384 | 2611.737
30.673 | 54.19 | 30.529 | 2588.22
30.818 | 54.062 | 30.673 | 2567.651
30.962 | 53.757 | 30.818 | 2553.178
31.105 | 54.044 | 30.962 | 2540.005
31.248 | 54.179 | 31.105 | 2526.094
31.39 | 54.18 | 31.248 | 2515.008
31.533 | 53.801 | 31.39 | 2494.174
31.674 | 53.665 | 31.533 | 2475.23
31.815 | 53.098 | 31.674 | 2455.551
31.956 | 51.346 | 31.815 | 2435.396
32.097 | 50.032 | 31.956 | 2408.383
32.237 | 49.439 | 32.097 | 2385.405
32.376 | 49.07 | 32.237 | 2361.32
32.515 | 49.968 | 32.376 | 2336.665
32.654 | 51.315 | 32.515 | 2310.784
32.792 | 50.714 | 32.654 | 2284.358
32.93 | 49.381 | 32.792 | 2255.187
33.067 | 48.67 | 32.93 | 2221.357
33.204 | 47.81 | 33.067 | 2188.809
33.341 | 47.227 | 33.204 | 2153.161
33.477 | 47.378 | 33.341 | 2124.401
33.613 | 48.345 | 33.477 | 2091.306
33.748 | 49.008 | 33.613 | 2058.376
33.883 | 48.756 | 33.748 | 2019.877
34.017 | 47.843 | 33.883 | 1982.511
34.151 | 46.702 | 34.017 | 1947.684
34.285 | 45.966 | 34.151 | 1908.684
34.418 | 45.519 | 34.285 | 1870.268
34.55 | 45.787 | 34.418 | 1829.31
34.683 | 46.106 | 34.55 | 1788.406
34.814 | 45.401 | 34.683 | 1748.429
34.946 | 43.329 | 34.814 | 1714.702
35.077 | 39.745 | 34.946 | 1678.386
35.208 | 34.805 | 35.077 | 1638.686
35.338 | 30.353 | 35.208 | 1599.694
35.467 | 26.78 | 35.338 | 1560.581
35.597 | 24.023 | 35.467 | 1523.322
35.726 | 22.12 | 35.597 | 1484.517
35.854 | 21.603 | 35.726 | 1441.736
35.982 | 20.662 | 35.854 | 1400.779
36.11 | 19.606 | 35.982 | 1364.84
36.237 | 19.543 | 36.11 | 1325.662
36.364 | 20.488 | 36.237 | 1289.485
36.491 | 21.335 | 36.364 | 1254.71
36.617 | 22.297 | 36.491 | 1215.651
36.742 | 22.757 | 36.617 | 1175.813
36.867 | 22.138 | 36.742 | 1138.982
36.992 | 21.921 | 36.867 | 1103.933
37.117 | 24.325 | 36.992 | 1070.15
37.241 | 32.74 | 37.117 | 1039.403
37.364 | 49.518 | 37.241 | 1011.025
37.487 | 59.332 | 37.364 | 978.262
37.61 | 61.382 | 37.487 | 944.796
37.733 | 57.317 | 37.61 | 910.701
37.855 | 47.325 | 37.733 | 878.462
37.976 | 31.716 | 37.855 | 846.788
38.097 | 23.714 | 37.976 | 819.789
38.218 | 19.66 | 38.097 | 792.932
38.338 | 17.69 | 38.218 | 769.334
38.458 | 17.548 | 38.338 | 745.572
38.578 | 17.49 | 38.458 | 716.68
38.697 | 16.936 | 38.578 | 688.383
38.816 | 15.908 | 38.697 | 663.17
38.934 | 14.692 | 38.816 | 637.398
39.052 | 13.582 | 38.934 | 614.857
39.17 | 13.858 | 39.052 | 592.048
39.287 | 15.124 | 39.17 | 573.161
39.404 | 15.951 | 39.287 | 553.892
39.52 | 15.819 | 39.404 | 535.95
39.636 | 15.535 | 39.52 | 515.974
39.752 | 14.759 | 39.636 | 497.332
39.752 | 14.759 | 39.636 | 497.332
39.867 | 13.945 | 39.752 | 480.87
39.982 | 13.769 | 39.867 | 464.538
40.096 | 13.622 | 39.982 | 448.8
40.211 | 14.157 | 40.096 | 433.389
40.324 | 15.167 | 40.211 | 419.555
40.438 | 15.275 | 40.324 | 403.413
40.551 | 14.279 | 40.438 | 389.236
40.663 | 13.557 | 40.551 | 377.75
40.775 | 12.956 | 40.663 | 316.767
40.887 | 12.284 | 40.775 | 226.055
40.999 | 12.711 | 40.887 | 160.972

## Vivid V40H40 (hidden)
Selador | Lamp |  | Wattage
Vivid | Lumileds K2 |  | 122 |  | Note: Owing to the variability of LEDs, output data and color matches should be viewed as approximate
Note: All data taken with room temperature fixture
| Beam Angle | Field Angle
Horizontal | 29.2 | 44.7
| Accessory Lens | Candela | Field Lumens | Beam Lumens | Lens Efficiency | Efficacy
| H40+V40 | 4100 | 1020 | 690 | 90.67% | 8.3607
| For Field diameter at any distance, multiply distance by |  |  |  | 0.8223
| For Beam diameter at any distance, multiply distance by |  |  |  | 0.52096
| Throw Distance (ft) | 10 | 15 | 20 | 25
| Throw Distance (m) | 3.048 | 4.572 | 6.096 | 7.62
| Field Diameter (ft) | 8.223 | 12.3345 | 16.446 | 20.5575
| Field Diameter (m) | 2.5064 | 3.7596 | 5.0127 | 6.2659
| Illuminance (fc) | 41 | 18.2222 | 10.25 | 6.56
| Illuminance (lux) | 441.3199 | 196.1422 | 110.33 | 70.6112
Test Distance | Iso-Illuminance Diagram grid lines
52 | 10 | 20 | 30 | 40
| 0.19231 | 0.38462 | 0.57692 | 0.76923
| Beam Angle | Field Angle
Vertical | 28.9 | 42.6
| For Field diameter at any distance, multiply distance by |  |  |  | 0.77977
| For Beam diameter at any distance, multiply distance by |  |  |  | 0.51537
| Throw Distance (ft) | 10 | 15 | 20 | 25
| Throw Distance (m) | 3.048 | 4.572 | 6.096 | 7.62
| Field Diameter (ft) | 7.7977 | 11.6965 | 15.5953 | 19.4942
| Field Diameter (m) | 2.3767 | 3.5651 | 4.7535 | 5.9418
| Illuminance (fc) | 41 | 18.2222 | 10.25 | 6.56
| Illuminance (lux) | 441.3199 | 196.1422 | 110.33 | 70.6112
| X |  | Y
-40.551 | 29.699 | -37.364 | 63.716
-40.438 | 35.789 | -37.241 | 64.568
-40.324 | 43.312 | -37.117 | 65.103
-40.211 | 50.531 | -36.992 | 65.98
-40.096 | 50.37 | -36.992 | 65.98
-39.982 | 51.318 | -36.867 | 65.603
-39.867 | 52.286 | -36.742 | 65.524
-39.752 | 52.298 | -36.617 | 66.061
-39.636 | 52.946 | -36.491 | 67.419
-39.52 | 53.979 | -36.364 | 67.011
-39.404 | 53.709 | -36.237 | 67.187
-39.287 | 53.381 | -36.11 | 67.754
-39.17 | 53.62 | -36.11 | 67.754
-39.052 | 54.151 | -35.982 | 70.04
-38.934 | 54.352 | -35.854 | 70.976
-38.816 | 54.257 | -35.726 | 71.772
-38.697 | 54.365 | -35.597 | 72.817
-38.578 | 54.414 | -35.467 | 74.21
-38.458 | 57.001 | -35.338 | 74.261
-38.338 | 58.297 | -35.208 | 75.25
-38.218 | 58.408 | -35.208 | 75.25
-38.097 | 57.749 | -35.077 | 76.507
-37.976 | 57.039 | -34.946 | 76.015
-37.855 | 56.278 | -34.814 | 76.402
-37.733 | 57.597 | -34.683 | 76.012
-37.61 | 58.037 | -34.55 | 76.418
-37.487 | 59.083 | -34.418 | 77.659
-37.364 | 60.393 | -34.285 | 79.526
-37.241 | 61.854 | -34.285 | 79.526
-37.117 | 62.069 | -34.151 | 79.882
-36.992 | 61.901 | -34.017 | 80.136
-36.867 | 62.68 | -33.883 | 79.661
-36.742 | 62.319 | -33.748 | 79.767
-36.617 | 62.336 | -33.613 | 80.471
-36.491 | 62.085 | -33.477 | 81.311
-36.364 | 61.809 | -33.341 | 83.14
-36.237 | 61.35 | -33.341 | 83.14
-36.11 | 62.629 | -33.204 | 85.022
-35.982 | 62.795 | -33.067 | 87.427
-35.854 | 63.558 | -32.93 | 87.84
-35.726 | 65.245 | -32.792 | 88.481
-35.597 | 66.889 | -32.654 | 89.371
-35.467 | 66.515 | -32.515 | 90.459
-35.338 | 67.317 | -32.376 | 90.111
-35.208 | 67.146 | -32.376 | 90.111
-35.077 | 68.846 | -32.237 | 90.13
-34.946 | 70.454 | -32.097 | 90.445
-34.814 | 70.693 | -31.956 | 91.301
-34.683 | 71.152 | -31.815 | 91.877
-34.55 | 71.334 | -31.674 | 93.031
-34.418 | 71.587 | -31.533 | 93.346
-34.285 | 71.541 | -31.39 | 94.214
-34.151 | 71.96 | -31.39 | 94.214
-34.017 | 72.86 | -31.248 | 95.872
-33.883 | 73.8 | -31.105 | 98
-33.748 | 74.44 | -30.962 | 99.998
-33.613 | 75.121 | -30.818 | 101.977
-33.477 | 76.678 | -30.673 | 103.806
-33.341 | 76.461 | -30.529 | 104.773
-33.204 | 76.293 | -30.529 | 104.773
-33.067 | 77.255 | -30.384 | 104.824
-32.93 | 79.239 | -30.238 | 105.691
-32.792 | 80.27 | -30.092 | 106.977
-32.654 | 81.709 | -29.946 | 108.762
-32.515 | 83.133 | -29.799 | 110.954
-32.376 | 83.554 | -29.651 | 113.36
-32.237 | 84.474 | -29.504 | 115.386
-32.097 | 85.454 | -29.504 | 115.386
-31.956 | 86.468 | -29.356 | 118.021
-31.815 | 86.818 | -29.207 | 120.32
-31.674 | 87.636 | -29.058 | 123.139
-31.533 | 88.176 | -28.909 | 125.684
-31.39 | 90.227 | -28.759 | 127.24
-31.248 | 90.838 | -28.608 | 129.192
-31.105 | 92.017 | -28.458 | 132.167
-30.962 | 93.053 | -28.458 | 132.167
-30.818 | 94.516 | -28.306 | 135.197
-30.673 | 94.55 | -28.155 | 138.322
-30.529 | 96.057 | -28.003 | 141.36
-30.384 | 98.154 | -27.85 | 144.412
-30.238 | 99.802 | -27.697 | 147.478
-30.092 | 101.649 | -27.544 | 151.512
-29.946 | 104.097 | -27.39 | 155.195
-29.799 | 106.819 | -27.39 | 155.195
-29.651 | 108.651 | -27.236 | 157.98
-29.504 | 109.394 | -27.082 | 161.193
-29.356 | 110.319 | -26.926 | 164.145
-29.207 | 112.444 | -26.771 | 167.014
-29.058 | 115.234 | -26.615 | 170.363
-28.909 | 118.289 | -26.459 | 174.902
-28.759 | 120.412 | -26.302 | 179.943
-28.608 | 122.946 | -26.302 | 179.943
-28.458 | 125.315 | -26.145 | 184.273
-28.306 | 127.643 | -25.987 | 188.224
-28.155 | 129.709 | -25.829 | 192.163
-28.003 | 131.877 | -25.671 | 197.15
-27.85 | 134.388 | -25.512 | 202.775
-27.697 | 138.454 | -25.353 | 207.606
-27.544 | 142.765 | -25.193 | 212.568
-27.39 | 146.702 | -25.193 | 212.568
-27.236 | 150.745 | -25.033 | 217.938
-27.082 | 154.145 | -24.872 | 223.248
-26.926 | 156.715 | -24.711 | 228.333
-26.771 | 160.841 | -24.55 | 234.079
-26.615 | 164.197 | -24.388 | 240.424
-26.459 | 167.757 | -24.226 | 247.69
-26.302 | 172.115 | -24.226 | 247.69
-26.145 | 175.441 | -24.063 | 256.212
-25.987 | 179.962 | -23.9 | 265.251
-25.829 | 184.695 | -23.737 | 274.241
-25.671 | 192.702 | -23.573 | 282.391
-25.512 | 199.194 | -23.409 | 289.317
-25.353 | 206.217 | -23.244 | 296.246
-25.193 | 212.324 | -23.079 | 304.711
-25.033 | 219.745 | -23.079 | 304.711
-24.872 | 227.813 | -22.913 | 313.895
-24.711 | 234.637 | -22.747 | 324.163
-24.55 | 242.089 | -22.581 | 334.412
-24.388 | 249.761 | -22.414 | 346.027
-24.226 | 259.165 | -22.247 | 358.261
-24.063 | 267.516 | -22.08 | 370.585
-23.9 | 277.582 | -21.912 | 384.109
-23.737 | 289.453 | -21.912 | 384.109
-23.573 | 301.451 | -21.744 | 398.716
-23.409 | 311.515 | -21.575 | 415.69
-23.244 | 323.204 | -21.406 | 431.827
-23.079 | 335.858 | -21.236 | 447.618
-22.913 | 348.954 | -21.066 | 464.447
-22.747 | 361.444 | -20.896 | 482.016
-22.581 | 375.659 | -20.725 | 499.573
-22.414 | 391.212 | -20.725 | 499.573
-22.247 | 407.654 | -20.554 | 519.296
-22.08 | 425.218 | -20.383 | 542.644
-21.912 | 442.678 | -20.211 | 564.922
-21.744 | 460.693 | -20.039 | 588.012
-21.575 | 479.655 | -19.866 | 613.09
-21.406 | 499.056 | -19.693 | 639.457
-21.236 | 519.919 | -19.52 | 665.828
-21.066 | 542.367 | -19.52 | 665.828
-20.896 | 565.075 | -19.346 | 694.431
-20.725 | 588.38 | -19.172 | 724.916
-20.554 | 612.733 | -18.998 | 757.826
-20.383 | 637.737 | -18.823 | 790.557
-20.211 | 664.847 | -18.648 | 826.256
-20.039 | 693.156 | -18.472 | 861.748
-19.866 | 721.821 | -18.297 | 899.594
-19.693 | 752.169 | -18.297 | 899.594
-19.52 | 783.273 | -18.12 | 937.369
-19.346 | 814.502 | -17.944 | 979.003
-19.172 | 847.073 | -17.767 | 1019.603
-18.998 | 883.204 | -17.59 | 1061.659
-18.823 | 920.086 | -17.412 | 1109.739
-18.648 | 957.664 | -17.234 | 1158.72
-18.472 | 998.11 | -17.056 | 1211.658
-18.297 | 1037.644 | -17.056 | 1211.658
-18.12 | 1073.209 | -16.877 | 1265.611
-17.944 | 1113.791 | -16.698 | 1317.706
-17.767 | 1155.835 | -16.519 | 1369.076
-17.59 | 1199.088 | -16.339 | 1424.311
-17.412 | 1242.73 | -16.159 | 1479.911
-17.234 | 1293.918 | -15.978 | 1539.76
-17.056 | 1341.867 | -15.978 | 1539.76
-16.877 | 1390.752 | -15.798 | 1600.11
-16.698 | 1441.957 | -15.617 | 1661.846
-16.519 | 1492.319 | -15.435 | 1725.439
-16.339 | 1542.932 | -15.254 | 1790.002
-16.159 | 1596.189 | -15.072 | 1855.222
-15.978 | 1648.111 | -14.89 | 1919.964
-15.798 | 1698.137 | -14.707 | 1981.509
-15.617 | 1753.065 | -14.707 | 1981.509
-15.435 | 1809.471 | -14.524 | 2048.702
-15.254 | 1863.768 | -14.341 | 2116.233
-15.072 | 1915.268 | -14.158 | 2184.135
-14.89 | 1964.15 | -13.974 | 2252.744
-14.707 | 2014.88 | -13.79 | 2320.018
-14.524 | 2067.63 | -13.605 | 2387.346
-14.341 | 2121.658 | -13.421 | 2453.482
-14.158 | 2174.512 | -13.421 | 2453.482
-13.974 | 2226.797 | -13.236 | 2524.256
-13.79 | 2282.014 | -13.051 | 2587.485
-13.605 | 2338.277 | -12.865 | 2651.959
-13.421 | 2393.054 | -12.679 | 2714.303
-13.236 | 2451.226 | -12.493 | 2778.631
-13.051 | 2504.936 | -12.307 | 2839.915
-12.865 | 2558.093 | -12.12 | 2904.719
-12.679 | 2607.929 | -12.12 | 2904.719
-12.493 | 2651.403 | -11.934 | 2966.988
-12.307 | 2694.564 | -11.746 | 3024.485
-12.12 | 2738.619 | -11.559 | 3075.227
-11.934 | 2785.343 | -11.372 | 3125.611
-11.746 | 2833.452 | -11.184 | 3181.254
-11.559 | 2885.022 | -10.996 | 3234.423
-11.372 | 2932.491 | -10.807 | 3286.585
-11.184 | 2979.617 | -10.807 | 3286.585
-10.996 | 3023.74 | -10.619 | 3334.512
-10.807 | 3067.821 | -10.43 | 3383.215
-10.619 | 3118.024 | -10.241 | 3427.981
-10.43 | 3165.215 | -10.052 | 3473.426
-10.241 | 3206.362 | -9.862 | 3514.593
-10.052 | 3250.05 | -9.673 | 3550.165
-9.862 | 3291.722 | -9.483 | 3581.489
-9.673 | 3327.733 | -9.483 | 3581.489
-9.483 | 3364.267 | -9.293 | 3612.279
-9.293 | 3404.21 | -9.102 | 3644.66
-9.102 | 3442.598 | -8.912 | 3677.979
-8.912 | 3480.031 | -8.721 | 3705.837
-8.721 | 3520.063 | -8.53 | 3731.357
-8.53 | 3554.003 | -8.339 | 3759.117
-8.339 | 3582.226 | -8.148 | 3780.268
-8.148 | 3615.262 | -8.148 | 3780.268
-7.956 | 3646.673 | -7.956 | 3805.996
-7.764 | 3678.636 | -7.764 | 3827.381
-7.573 | 3715.378 | -7.573 | 3849.04
-7.381 | 3744.664 | -7.381 | 3866.216
-7.188 | 3770.09 | -7.188 | 3883.056
-6.996 | 3788.781 | -6.996 | 3891.459
-6.804 | 3811.27 | -6.996 | 3891.459
-6.611 | 3830.588 | -6.804 | 3903.432
-6.418 | 3852.71 | -6.611 | 3912.194
-6.225 | 3876.161 | -6.418 | 3915.962
-6.032 | 3892.697 | -6.225 | 3927.31
-5.839 | 3906.861 | -6.032 | 3931.489
-5.646 | 3924.246 | -5.839 | 3934.647
-5.452 | 3938.858 | -5.646 | 3938.673
-5.259 | 3952.197 | -5.646 | 3938.673
-5.065 | 3971.572 | -5.452 | 3943.957
-4.871 | 3989.21 | -5.259 | 3952.955
-4.677 | 4001.393 | -5.065 | 3971.222
-4.483 | 4015.214 | -4.871 | 3980.86
-4.289 | 4023.069 | -4.677 | 3993.568
-4.095 | 4029.595 | -4.483 | 4002.599
-3.9 | 4044.662 | -4.289 | 4005.628
-3.706 | 4050.139 | -4.289 | 4005.628
-3.511 | 4061.057 | -4.095 | 4012.795
-3.317 | 4075.887 | -3.9 | 4023.116
-3.122 | 4086.274 | -3.706 | 4032.638
-2.927 | 4085.631 | -3.511 | 4040.515
-2.732 | 4091.066 | -3.317 | 4045.316
-2.537 | 4096.137 | -3.122 | 4052.045
-2.342 | 4097.704 | -2.927 | 4055.956
-2.147 | 4093.133 | -2.927 | 4055.956
-1.952 | 4093.734 | -2.732 | 4058.764
-1.757 | 4089.16 | -2.537 | 4053.69
-1.562 | 4095.261 | -2.342 | 4056.664
-1.367 | 4098.782 | -2.147 | 4055.86
-1.172 | 4094.11 | -1.952 | 4053.031
-0.976 | 4075.773 | -1.757 | 4051.996
-0.781 | 4072.833 | -1.562 | 4058.649
-0.586 | 4072.655 | -1.562 | 4058.649
-0.391 | 4071.829 | -1.367 | 4057.963
-0.195 | 4074.485 | -1.172 | 4063.756
0 | 4078.225 | -0.976 | 4074.664
0.195 | 4075.081 | -0.781 | 4090.59
0.391 | 4067.824 | -0.586 | 4092.378
0.586 | 4061.248 | -0.391 | 4091.897
0.781 | 4062.229 | -0.195 | 4080.222
0.976 | 4061.147 | -0.195 | 4080.222
1.172 | 4056.184 | 0 | 4078.225
1.367 | 4053.428 | 0.195 | 4068.027
1.562 | 4053.21 | 0.391 | 4065.371
1.757 | 4051.149 | 0.586 | 4058.421
1.952 | 4053.573 | 0.781 | 4058.431
2.147 | 4059.582 | 0.976 | 4061.715
2.342 | 4059.776 | 1.172 | 4067.028
2.537 | 4058.387 | 1.172 | 4067.028
2.732 | 4059.306 | 1.367 | 4071.167
2.927 | 4056.512 | 1.562 | 4077.822
3.122 | 4047.354 | 1.757 | 4072.438
3.317 | 4035.817 | 1.952 | 4069.801
3.511 | 4024.056 | 2.147 | 4065.776
3.706 | 4011.302 | 2.342 | 4072.599
3.9 | 3993.378 | 2.342 | 4072.599
4.095 | 3981.57 | 2.537 | 4070.604
4.289 | 3966.386 | 2.732 | 4060.196
4.483 | 3956.557 | 2.927 | 4048.916
4.677 | 3949.435 | 3.122 | 4044.556
4.871 | 3953.458 | 3.317 | 4035.371
5.065 | 3950.021 | 3.511 | 4027.624
5.259 | 3936.155 | 3.706 | 4026.014
5.452 | 3918.938 | 3.706 | 4026.014
5.646 | 3894.308 | 3.9 | 4020.395
5.839 | 3872.08 | 4.095 | 4020.923
6.032 | 3851.101 | 4.289 | 4018.946
6.225 | 3838.611 | 4.483 | 4006.165
6.418 | 3828.618 | 4.677 | 3994.506
6.611 | 3809.48 | 4.871 | 3984.027
6.804 | 3788.778 | 5.065 | 3968.123
6.996 | 3769.096 | 5.065 | 3968.123
7.188 | 3751.799 | 5.259 | 3962.554
7.381 | 3730.726 | 5.452 | 3961.77
7.573 | 3709.36 | 5.646 | 3955.364
7.764 | 3688.936 | 5.839 | 3950.286
7.956 | 3659.869 | 6.032 | 3939.944
8.148 | 3625.962 | 6.225 | 3934.814
8.339 | 3590.295 | 6.418 | 3922.19
8.53 | 3557.585 | 6.418 | 3922.19
8.721 | 3527.266 | 6.611 | 3906.241
8.912 | 3500.482 | 6.804 | 3883.573
9.102 | 3466.062 | 6.996 | 3872.114
9.293 | 3428.303 | 7.188 | 3858.238
9.483 | 3387.086 | 7.381 | 3840.754
9.673 | 3345.483 | 7.573 | 3820.729
9.862 | 3309.445 | 7.764 | 3800.342
10.052 | 3272.405 | 7.764 | 3800.342
10.241 | 3237.569 | 7.956 | 3773.697
10.43 | 3197.688 | 8.148 | 3750.267
10.619 | 3154.045 | 8.339 | 3724.409
10.807 | 3107.301 | 8.53 | 3698.173
10.996 | 3068.745 | 8.721 | 3666.834
11.184 | 3028.951 | 8.912 | 3634.043
11.372 | 2984.466 | 9.102 | 3603.577
11.559 | 2938.339 | 9.102 | 3603.577
11.746 | 2893.478 | 9.293 | 3572.312
11.934 | 2849.975 | 9.483 | 3535.679
12.12 | 2803.164 | 9.673 | 3501.921
12.307 | 2751.593 | 9.862 | 3464.455
12.493 | 2700.305 | 10.052 | 3424.172
12.679 | 2649.923 | 10.241 | 3380.56
12.865 | 2601.062 | 10.43 | 3338.563
13.051 | 2554.297 | 10.43 | 3338.563
13.236 | 2504.38 | 10.619 | 3288.874
13.421 | 2454.371 | 10.807 | 3241.841
13.605 | 2402.575 | 10.996 | 3191.806
13.79 | 2347.083 | 11.184 | 3140.712
13.974 | 2286.122 | 11.372 | 3083.931
14.158 | 2227.748 | 11.559 | 3024.665
14.341 | 2174.064 | 11.559 | 3024.665
14.524 | 2124.182 | 11.746 | 2963.352
14.707 | 2078.159 | 11.934 | 2906.587
14.89 | 2029.416 | 12.12 | 2844.815
15.072 | 1978.331 | 12.307 | 2784.283
15.254 | 1922.441 | 12.493 | 2723.788
15.435 | 1867.802 | 12.679 | 2658.713
15.617 | 1815.739 | 12.865 | 2590.967
15.798 | 1766.034 | 12.865 | 2590.967
15.978 | 1716.924 | 13.051 | 2525.382
16.159 | 1667.895 | 13.236 | 2464.297
16.339 | 1616.043 | 13.421 | 2400.282
16.519 | 1562.834 | 13.605 | 2329.946
16.698 | 1514.136 | 13.79 | 2263.633
16.877 | 1467.216 | 13.974 | 2194.753
17.056 | 1420.88 | 14.158 | 2125.944
17.234 | 1375.609 | 14.158 | 2125.944
17.412 | 1331.694 | 14.341 | 2061.633
17.59 | 1285.833 | 14.524 | 1995.358
17.767 | 1236.29 | 14.707 | 1927.296
17.944 | 1189.611 | 14.89 | 1862.466
18.12 | 1146.545 | 15.072 | 1794.252
18.297 | 1108.337 | 15.254 | 1726.359
18.472 | 1070.709 | 15.435 | 1665.468
18.648 | 1034.136 | 15.435 | 1665.468
18.823 | 995.473 | 15.617 | 1605.547
18.998 | 956.533 | 15.798 | 1543.335
19.172 | 919.713 | 15.978 | 1483.939
19.346 | 885.905 | 16.159 | 1426.91
19.52 | 853.449 | 16.339 | 1368.357
19.693 | 821.526 | 16.519 | 1313.517
19.866 | 789.605 | 16.698 | 1258.663
20.039 | 757.402 | 16.698 | 1258.663
20.211 | 727.495 | 16.877 | 1205.532
20.383 | 697.868 | 17.056 | 1155.149
20.554 | 669.082 | 17.234 | 1107.488
20.725 | 642.734 | 17.412 | 1061.692
20.896 | 619.172 | 17.59 | 1017.311
21.066 | 594.467 | 17.767 | 973.855
21.236 | 570.898 | 17.944 | 933.956
21.406 | 548.478 | 17.944 | 933.956
21.575 | 526.854 | 18.12 | 893.978
21.744 | 505.222 | 18.297 | 851.213
21.912 | 483.841 | 18.472 | 812.147
22.08 | 464.281 | 18.648 | 774.808
22.247 | 446.769 | 18.823 | 737.249
22.414 | 432.1 | 18.998 | 703.482
22.581 | 418.191 | 18.998 | 703.482
22.747 | 404.042 | 19.172 | 675.909
22.913 | 389.687 | 19.346 | 649.82
23.079 | 374.16 | 19.52 | 623.342
23.244 | 359.129 | 19.693 | 598.062
23.409 | 346.248 | 19.866 | 572.326
23.573 | 334.19 | 20.039 | 546.128
23.737 | 321.827 | 20.211 | 523.721
23.9 | 311.62 | 20.211 | 523.721
24.063 | 303.067 | 20.383 | 501.66
24.226 | 294.542 | 20.554 | 481.043
24.388 | 286.447 | 20.725 | 461.462
24.55 | 278.402 | 20.896 | 444.099
24.711 | 270.129 | 21.066 | 425.752
24.872 | 262.46 | 21.236 | 407.454
25.033 | 254.174 | 21.406 | 391.902
25.193 | 245.262 | 21.406 | 391.902
25.353 | 237.406 | 21.575 | 377.107
25.512 | 230.677 | 21.744 | 362.558
25.671 | 224.859 | 21.912 | 348.429
25.829 | 218.73 | 22.08 | 335.406
25.987 | 213.085 | 22.247 | 321.96
26.145 | 208.277 | 22.414 | 310.086
26.302 | 204.025 | 22.581 | 299.009
26.459 | 198.581 | 22.581 | 299.009
26.615 | 194.507 | 22.747 | 288.331
26.771 | 190.887 | 22.913 | 279.244
26.926 | 186.396 | 23.079 | 269.861
27.082 | 181.279 | 23.244 | 261.589
27.236 | 176.946 | 23.409 | 253.293
27.39 | 171.39 | 23.573 | 244.397
27.544 | 165.369 | 23.737 | 236.375
27.697 | 159.956 | 23.737 | 236.375
27.85 | 156.001 | 23.9 | 230.07
28.003 | 153.904 | 24.063 | 223.773
28.155 | 152.132 | 24.226 | 218.91
28.306 | 150.467 | 24.388 | 214.854
28.458 | 148.155 | 24.55 | 208.649
28.608 | 145.249 | 24.711 | 202.601
28.759 | 143.14 | 24.872 | 195.653
28.909 | 140.352 | 24.872 | 195.653
29.058 | 136.729 | 25.033 | 188.558
29.207 | 133.303 | 25.193 | 182.305
29.356 | 130.286 | 25.353 | 178.05
29.504 | 127.956 | 25.512 | 174.459
29.651 | 126.45 | 25.671 | 171.2
29.799 | 125.184 | 25.829 | 167.611
29.946 | 123.204 | 25.987 | 162.638
30.092 | 120.926 | 25.987 | 162.638
30.238 | 117.339 | 26.145 | 157.817
30.384 | 113.696 | 26.302 | 153.476
30.529 | 111.951 | 26.459 | 149.756
30.673 | 112.344 | 26.615 | 146.297
30.818 | 112.807 | 26.771 | 143.024
30.962 | 111.624 | 26.926 | 139.821
31.105 | 109.612 | 26.926 | 139.821
31.248 | 108.025 | 27.082 | 137.201
31.39 | 107.225 | 27.236 | 134.972
31.533 | 106.64 | 27.39 | 131.695
31.674 | 105.959 | 27.544 | 127.735
31.815 | 104.841 | 27.697 | 125.178
31.956 | 102.736 | 27.85 | 123.461
32.097 | 101.386 | 28.003 | 121.126
32.237 | 100.229 | 28.003 | 121.126
32.376 | 98.945 | 28.155 | 118.608
32.515 | 98.063 | 28.306 | 116.231
32.654 | 97.103 | 28.458 | 113.834
32.792 | 95.41 | 28.608 | 112.808
32.93 | 94.168 | 28.759 | 111.978
33.067 | 94.02 | 28.909 | 109.344
33.204 | 93.515 | 29.058 | 107.723
33.341 | 92.956 | 29.058 | 107.723
33.477 | 92.869 | 29.207 | 105.9
33.613 | 92.875 | 29.356 | 104.25
33.748 | 91.652 | 29.504 | 101.427
33.883 | 89.252 | 29.651 | 100.691
34.017 | 86.172 | 29.799 | 99.079
34.151 | 84.283 | 29.946 | 98.069
34.285 | 83.211 | 30.092 | 96.108
34.418 | 83.065 | 30.092 | 96.108
34.55 | 82.867 | 30.238 | 93.763
34.683 | 82.467 | 30.384 | 91.7
34.814 | 81.961 | 30.529 | 89.66
34.946 | 79.613 | 30.673 | 87.928
35.077 | 74.788 | 30.818 | 86.333
35.208 | 67.603 | 30.962 | 85.053
35.338 | 58.97 | 31.105 | 83.142
35.467 | 51.432 | 31.105 | 83.142
35.597 | 46.397 | 31.248 | 81.9
35.726 | 43.618 | 31.39 | 80.825
35.854 | 41.8 | 31.533 | 80.142
35.982 | 40.905 | 31.674 | 79.407
36.11 | 40.868 | 31.815 | 78.574
36.237 | 41.358 | 31.956 | 79.004
36.364 | 41.879 | 32.097 | 77.225
36.491 | 43.284 | 32.097 | 77.225
36.617 | 43.844 | 32.237 | 76.254
36.742 | 43.44 | 32.376 | 74.559
36.867 | 42.111 | 32.515 | 73.334
36.992 | 39.708 | 32.654 | 71.794
37.117 | 39.493 | 32.792 | 71.172
37.241 | 45.703 | 32.93 | 69.864
37.364 | 58.157 | 33.067 | 69.414
37.487 | 66.267 | 33.067 | 69.414
37.61 | 68.714 | 33.204 | 68.037
37.733 | 65.665 | 33.341 | 67.762
37.855 | 57.629 | 33.477 | 67.771
37.976 | 45.184 | 33.613 | 67.179
38.097 | 38.073 | 33.748 | 65.304
38.218 | 33.176 | 33.883 | 65.08
38.338 | 29.838 | 33.883 | 65.08
38.458 | 27.736 | 34.017 | 63.54
38.578 | 26.192 | 34.151 | 62.644
38.697 | 24.719 | 34.285 | 62.771
38.816 | 23.759 | 34.418 | 63.021
38.934 | 23.731 | 34.55 | 62.851
39.052 | 22.785 | 34.683 | 62.853
39.17 | 22.245 | 34.814 | 61.828
39.287 | 23.193 | 34.814 | 61.828
39.404 | 23.941 | 34.946 | 61.194
39.52 | 23.639 | 35.077 | 61.034
39.636 | 23.758 | 35.208 | 61.278
39.752 | 23.572 | 35.338 | 60.246
39.867 | 22.465 | 35.467 | 59.666
39.982 | 21.47 | 35.597 | 58.305
40.096 | 20.866 | 35.726 | 57.112
40.211 | 20.754 | 35.726 | 57.112
40.211 | 20.754 | 35.854 | 56.973
40.324 | 20.452 | 35.982 | 57.225
40.438 | 19.958 | 36.11 | 56.111
40.551 | 19.017 | 36.237 | 55.883
40.663 | 18.351 | 36.364 | 56.183
40.775 | 18.412 | 36.491 | 56.223
40.887 | 19.046 | 36.617 | 55.37
40.551 | 636.484 | 36.11 | 28.831
40.663 | 613.489 | 36.237 | 27.889
40.775 | 590.802 | 36.364 | 27.388
40.887 | 567.842 | 36.491 | 27.66
40.999 | 546.255 | 36.617 | 28.616
455.669
323.389
196.583
73.469
0
0
0

## Vivid V60H60 (hidden)
Selador | Lamp |  | Wattage
Vivid | Lumileds K2 |  | 122 |  | Note: Owing to the variability of LEDs, output data and color matches should be viewed as approximate
Note: All data taken with room temperature fixture
| Beam Angle | Field Angle
Horizontal | 52.9 | 70.4
| Accessory Lens | Candela | Field Lumens | Beam Lumens | Lens Efficiency | Efficacy
| H60+V60 | 1540 | 1070 | 630 | 95.11% | 8.7705
| For Field diameter at any distance, multiply distance by |  |  |  | 1.4108
| For Beam diameter at any distance, multiply distance by |  |  |  | 0.99498
| Throw Distance (ft) | 10 | 15 | 20 | 25
| Throw Distance (m) | 3.048 | 4.572 | 6.096 | 7.62
| Field Diameter (ft) | 14.1084 | 21.1627 | 28.2169 | 35.2711
| Field Diameter (m) | 4.3003 | 6.4504 | 8.6005 | 10.7506
| Illuminance (fc) | 15.4 | 6.8444 | 3.85 | 2.464
| Illuminance (lux) | 165.7641 | 73.6729 | 41.441 | 26.5222
Test Distance | Iso-Illuminance Diagram grid lines
52 | 10 | 20 | 30 | 40
| 0.19231 | 0.38462 | 0.57692 | 0.76923
| Beam Angle | Field Angle
Vertical | 51.7 | 70.2
| For Field diameter at any distance, multiply distance by |  |  |  | 1.4056
| For Beam diameter at any distance, multiply distance by |  |  |  | 0.96899
| Throw Distance (ft) | 10 | 15 | 20 | 25
| Throw Distance (m) | 3.048 | 4.572 | 6.096 | 7.62
| Field Diameter (ft) | 14.0562 | 21.0844 | 28.1125 | 35.1406
| Field Diameter (m) | 4.2843 | 6.4265 | 8.5687 | 10.7109
| Illuminance (fc) | 15.4 | 6.8444 | 3.85 | 2.464
| Illuminance (lux) | 165.7641 | 73.6729 | 41.441 | 26.5222
| X |  | Y
#NAME? | 0 | -41.11 | 71.597
-40.887 | 0 | -40.999 | 72.696
-40.775 | 0 | -40.887 | 73.703
-40.663 | 10.033 | -40.775 | 73.905
-40.551 | 26.599 | -40.663 | 76.168
-40.438 | 44.16 | -40.551 | 78.69
-40.324 | 61.137 | -40.438 | 79.111
-40.211 | 72.156 | -40.324 | 79.088
-40.096 | 73.434 | -40.211 | 79.25
-39.982 | 74.667 | -40.096 | 79.749
-39.867 | 75.027 | -39.982 | 80.119
-39.752 | 74.041 | -39.867 | 81.555
-39.636 | 73.184 | -39.752 | 81.695
-39.52 | 74.69 | -39.636 | 81.073
-39.404 | 76.088 | -39.52 | 81.09
-39.287 | 77.889 | -39.404 | 83.357
-39.17 | 80.266 | -39.287 | 84.495
-39.052 | 82.321 | -39.17 | 85.143
-38.934 | 84.531 | -39.052 | 86.996
-38.816 | 87.01 | -38.934 | 89.389
-38.697 | 89.142 | -38.816 | 90.935
-38.578 | 88.147 | -38.697 | 92.436
-38.458 | 88.719 | -38.578 | 93.165
-38.338 | 89.456 | -38.458 | 93.25
-38.218 | 90.012 | -38.338 | 94.568
-38.097 | 89.964 | -38.218 | 97.07
-37.976 | 91.358 | -38.097 | 98.466
-37.855 | 92.961 | -37.976 | 99.223
-37.733 | 95.528 | -37.855 | 99.887
-37.61 | 97.704 | -37.733 | 101.439
-37.487 | 101.162 | -37.61 | 103.335
-37.364 | 104.059 | -37.487 | 105.628
-37.241 | 106.651 | -37.364 | 107.757
-37.117 | 109.215 | -37.241 | 110.111
-36.992 | 112.106 | -37.117 | 112.659
-36.867 | 114.696 | -36.992 | 114.608
-36.742 | 117.959 | -36.867 | 117.349
-36.617 | 120.224 | -36.742 | 119.037
-36.491 | 123.477 | -36.617 | 120.465
-36.364 | 126.405 | -36.491 | 123.744
-36.237 | 129.25 | -36.364 | 126.697
-36.11 | 131.985 | -36.237 | 128.035
-35.982 | 134.902 | -36.11 | 130.96
-35.854 | 137.605 | -35.982 | 135.451
-35.726 | 142.482 | -35.854 | 138.152
-35.597 | 147.825 | -35.726 | 141.109
-35.467 | 150.19 | -35.597 | 145.815
-35.338 | 153.168 | -35.467 | 148.831
-35.208 | 156.471 | -35.338 | 151.279
-35.077 | 160.245 | -35.208 | 155.277
-34.946 | 163.579 | -35.077 | 159.057
-34.814 | 168.305 | -34.946 | 163.151
-34.683 | 173.881 | -34.814 | 168.13
-34.55 | 179.401 | -34.683 | 173.108
-34.418 | 184.866 | -34.55 | 179.352
-34.285 | 191.039 | -34.418 | 185.311
-34.151 | 196.27 | -34.285 | 191.063
-34.017 | 202.836 | -34.151 | 195.585
-33.883 | 208.998 | -34.017 | 200.767
-33.748 | 215.75 | -33.883 | 203.718
-33.613 | 223.108 | -33.748 | 207.771
-33.477 | 230.011 | -33.613 | 212.431
-33.341 | 236.99 | -33.477 | 218.62
-33.204 | 242.907 | -33.341 | 226.057
-33.067 | 250.932 | -33.204 | 233.657
-32.93 | 258.973 | -33.067 | 241.749
-32.792 | 267.263 | -32.93 | 249.716
-32.654 | 275.938 | -32.792 | 256.253
-32.515 | 286.077 | -32.654 | 264.885
-32.376 | 294.993 | -32.515 | 272.557
-32.237 | 304.442 | -32.376 | 279.948
-32.097 | 313.39 | -32.237 | 288.046
-31.956 | 320.62 | -32.097 | 296.181
-31.815 | 327.645 | -31.956 | 303.921
-31.674 | 337.862 | -31.815 | 312.671
-31.533 | 348.879 | -31.674 | 322.799
-31.39 | 359.859 | -31.533 | 332.184
-31.248 | 369.45 | -31.39 | 342.215
-31.105 | 378.621 | -31.248 | 351.553
-30.962 | 389.529 | -31.105 | 361.997
-30.818 | 401.124 | -30.962 | 374.145
-30.673 | 411.109 | -30.818 | 385.174
-30.529 | 422.324 | -30.673 | 396.603
-30.384 | 435.746 | -30.529 | 407.797
-30.238 | 447.155 | -30.384 | 418.348
-30.092 | 458.823 | -30.238 | 428.394
-29.946 | 470.96 | -30.092 | 439.588
-29.799 | 483.241 | -29.946 | 450.192
-29.651 | 495.919 | -29.799 | 460.592
-29.504 | 508.525 | -29.651 | 470.772
-29.356 | 521.143 | -29.504 | 483.131
-29.207 | 533.003 | -29.356 | 498.225
-29.058 | 544.114 | -29.207 | 511.977
-28.909 | 554.878 | -29.058 | 525.98
-28.759 | 567.502 | -28.909 | 538.352
-28.608 | 580.526 | -28.759 | 549.73
-28.458 | 595.068 | -28.608 | 559.615
-28.306 | 609.342 | -28.458 | 571.004
-28.155 | 622.623 | -28.306 | 582.477
-28.003 | 636.112 | -28.155 | 596.054
-27.85 | 650.527 | -28.003 | 611.246
-27.697 | 665.858 | -27.85 | 625.005
-27.544 | 680.005 | -27.697 | 639.705
-27.39 | 692.449 | -27.544 | 654.24
-27.236 | 702.778 | -27.39 | 665.386
-27.082 | 713.098 | -27.236 | 676.615
-26.926 | 723.059 | -27.082 | 691.246
-26.771 | 734.534 | -26.926 | 706.029
-26.615 | 747.544 | -26.771 | 720.183
-26.459 | 762.089 | -26.615 | 735.055
-26.302 | 774.419 | -26.459 | 750.115
-26.145 | 787.934 | -26.302 | 761.436
-25.987 | 801.092 | -26.145 | 771.708
-25.829 | 816.104 | -25.987 | 784.054
-25.671 | 829.065 | -25.829 | 796.017
-25.512 | 841.115 | -25.671 | 807.052
-25.353 | 850.723 | -25.512 | 819.057
-25.193 | 864.036 | -25.353 | 831.025
-25.033 | 877.415 | -25.193 | 841.723
-24.872 | 890.376 | -25.033 | 853.139
-24.711 | 901.797 | -24.872 | 865.657
-24.55 | 913.225 | -24.711 | 876.805
-24.388 | 919.397 | -24.55 | 890.816
-24.226 | 929.453 | -24.388 | 904.465
-24.063 | 940.657 | -24.226 | 917.192
-23.9 | 953.249 | -24.063 | 929.407
-23.737 | 965.245 | -23.9 | 939.775
-23.573 | 980.108 | -23.737 | 946.872
-23.409 | 991.926 | -23.573 | 952.499
-23.244 | 1001.214 | -23.409 | 961.497
-23.079 | 1008.98 | -23.244 | 970.398
-22.913 | 1020.438 | -23.079 | 981.802
-22.747 | 1030.424 | -22.913 | 991.569
-22.581 | 1039.623 | -22.747 | 1000.052
-22.414 | 1048.922 | -22.581 | 1008.235
-22.247 | 1060.871 | -22.414 | 1016.734
-22.08 | 1071.699 | -22.247 | 1025.915
-21.912 | 1080.065 | -22.08 | 1037.809
-21.744 | 1086.964 | -21.912 | 1047.11
-21.575 | 1095.668 | -21.744 | 1055.162
-21.406 | 1103.979 | -21.575 | 1062.668
-21.236 | 1110.6 | -21.406 | 1067.368
-21.066 | 1116.267 | -21.236 | 1074.099
-20.896 | 1123.045 | -21.066 | 1080.129
-20.725 | 1130.789 | -20.896 | 1085.824
-20.554 | 1138.747 | -20.725 | 1091.069
-20.383 | 1148.482 | -20.554 | 1098.486
-20.211 | 1155.5 | -20.383 | 1105.798
-20.039 | 1161.182 | -20.211 | 1110.073
-19.866 | 1163.81 | -20.039 | 1112.746
-19.693 | 1168.976 | -19.866 | 1118.281
-19.52 | 1175.696 | -19.693 | 1124.774
-19.346 | 1182.324 | -19.52 | 1132.084
-19.172 | 1186.886 | -19.346 | 1140.254
-18.998 | 1194.83 | -19.172 | 1147.236
-18.823 | 1201.696 | -18.998 | 1151.994
-18.648 | 1210.133 | -18.823 | 1155.888
-18.472 | 1218.813 | -18.648 | 1163.197
-18.297 | 1224.609 | -18.472 | 1167.572
-18.12 | 1226.515 | -18.297 | 1172.763
-17.944 | 1233.773 | -18.12 | 1178.459
-17.767 | 1240.35 | -17.944 | 1184.702
-17.59 | 1245.66 | -17.767 | 1188.488
-17.412 | 1252.684 | -17.59 | 1194.544
-17.234 | 1263.029 | -17.412 | 1200.872
-17.056 | 1270.609 | -17.234 | 1207.694
-16.877 | 1271.747 | -17.056 | 1214.291
-16.698 | 1279.258 | -16.877 | 1221.394
-16.519 | 1286.704 | -16.698 | 1225.436
-16.339 | 1288.675 | -16.519 | 1229.431
-16.159 | 1289.206 | -16.339 | 1234.572
-15.978 | 1296.03 | -16.159 | 1239.036
-15.798 | 1300.866 | -15.978 | 1245.168
-15.617 | 1307.953 | -15.798 | 1249.971
-15.435 | 1313.962 | -15.617 | 1254.882
-15.254 | 1318.408 | -15.435 | 1260.705
-15.072 | 1320.319 | -15.254 | 1265.938
-14.89 | 1324.428 | -15.072 | 1270.339
-14.707 | 1328.393 | -14.89 | 1276.557
-14.524 | 1331.236 | -14.707 | 1283.858
-14.341 | 1334.751 | -14.524 | 1289.761
-14.158 | 1340.376 | -14.341 | 1294.292
-13.974 | 1345.353 | -14.158 | 1301.688
-13.79 | 1349.913 | -13.974 | 1306.334
-13.605 | 1355.812 | -13.79 | 1309.746
-13.421 | 1359.186 | -13.605 | 1315.815
-13.236 | 1361.615 | -13.421 | 1320.577
-13.051 | 1361.818 | -13.236 | 1326.655
-12.865 | 1363.714 | -13.051 | 1332.543
-12.679 | 1365.501 | -12.865 | 1338.049
-12.493 | 1367.716 | -12.679 | 1340.862
-12.307 | 1371.681 | -12.493 | 1343.117
-12.12 | 1375.041 | -12.307 | 1347.134
-11.934 | 1379.399 | -12.12 | 1350.293
-11.746 | 1384.749 | -11.934 | 1356.552
-11.559 | 1389.879 | -11.746 | 1361.271
-11.372 | 1392.349 | -11.559 | 1366.831
-11.184 | 1395.052 | -11.372 | 1374.965
-10.996 | 1396.991 | -11.184 | 1384.733
-10.807 | 1399.999 | -10.996 | 1391.19
-10.619 | 1406.202 | -10.807 | 1396.753
-10.43 | 1413.776 | -10.619 | 1399.474
-10.241 | 1418.12 | -10.43 | 1401.859
-10.052 | 1421.254 | -10.241 | 1405.919
-9.862 | 1425.142 | -10.052 | 1412.268
-9.673 | 1425.5 | -9.862 | 1420.621
-9.483 | 1427.876 | -9.673 | 1425.977
-9.293 | 1432.304 | -9.483 | 1428.078
-9.102 | 1439.482 | -9.293 | 1428.815
-8.912 | 1445.486 | -9.102 | 1430.902
-8.721 | 1452.719 | -8.912 | 1433.269
-8.53 | 1457.51 | -8.721 | 1434.395
-8.339 | 1461.945 | -8.53 | 1441.764
-8.148 | 1465.911 | -8.339 | 1446.05
-7.956 | 1467.186 | -8.148 | 1452.282
-7.764 | 1467.876 | -7.956 | 1455.845
-7.573 | 1470.075 | -7.764 | 1460.624
-7.381 | 1473.152 | -7.573 | 1460.713
-7.188 | 1473.997 | -7.381 | 1463.689
-6.996 | 1475.538 | -7.188 | 1466.008
-6.804 | 1482.629 | -6.996 | 1468.934
-6.611 | 1490.273 | -6.804 | 1474.957
-6.418 | 1494.106 | -6.611 | 1477.478
-6.225 | 1496.864 | -6.418 | 1478.007
-6.032 | 1497.34 | -6.225 | 1478.414
-5.839 | 1496.99 | -6.032 | 1478.402
-5.646 | 1498.392 | -5.839 | 1479.325
-5.452 | 1500.135 | -5.646 | 1482.952
-5.259 | 1502.373 | -5.452 | 1484.078
-5.065 | 1510.56 | -5.259 | 1485.11
-4.871 | 1516.092 | -5.065 | 1489.275
-4.677 | 1517.9 | -4.871 | 1496.871
-4.483 | 1521.826 | -4.677 | 1498.066
-4.289 | 1524.022 | -4.483 | 1497.728
-4.095 | 1523.766 | -4.289 | 1502.165
-3.9 | 1526.715 | -4.095 | 1507.218
-3.706 | 1525.111 | -3.9 | 1509.83
-3.511 | 1528.187 | -3.706 | 1515.489
-3.317 | 1531.59 | -3.511 | 1518.766
-3.122 | 1536.363 | -3.317 | 1519.779
-2.927 | 1537.052 | -3.122 | 1521.553
-2.732 | 1539.448 | -2.927 | 1523.571
-2.537 | 1539.184 | -2.732 | 1520.634
-2.342 | 1539.792 | -2.537 | 1521.699
-2.147 | 1538.426 | -2.342 | 1522.288
-1.952 | 1537.295 | -2.147 | 1523.456
-1.757 | 1535.773 | -1.952 | 1526.023
-1.562 | 1535.777 | -1.757 | 1526.781
-1.367 | 1532.865 | -1.562 | 1523.984
-1.172 | 1532.06 | -1.367 | 1523.947
-0.976 | 1528.065 | -1.172 | 1523.324
-0.781 | 1524.609 | -0.976 | 1524.363
-0.586 | 1527.112 | -0.781 | 1530.113
-0.391 | 1530.347 | -0.586 | 1530.619
-0.195 | 1532.553 | -0.391 | 1530.68
0 | 1530.365 | -0.195 | 1530.253
0.195 | 1528.687 | 0 | 1530.365
0.391 | 1526.827 | 0.195 | 1528.701
0.586 | 1526.516 | 0.391 | 1528.739
0.781 | 1524.096 | 0.586 | 1524.784
0.976 | 1522.117 | 0.781 | 1522.059
1.172 | 1521.965 | 0.976 | 1522.381
1.367 | 1522.698 | 1.172 | 1525.363
1.562 | 1524.719 | 1.367 | 1525.223
1.757 | 1522.784 | 1.562 | 1523.193
1.952 | 1521.858 | 1.757 | 1522.562
2.147 | 1522.137 | 1.952 | 1520.553
2.342 | 1523.857 | 2.147 | 1521.553
2.537 | 1524.27 | 2.342 | 1523.885
2.732 | 1520.898 | 2.537 | 1523.881
2.927 | 1516.935 | 2.732 | 1520.676
3.122 | 1513.298 | 2.927 | 1519.703
3.317 | 1511.074 | 3.122 | 1519.451
3.511 | 1508.481 | 3.317 | 1517.787
3.706 | 1507.916 | 3.511 | 1514.097
3.9 | 1507.151 | 3.706 | 1510.873
4.095 | 1506.645 | 3.9 | 1509.091
4.289 | 1504.778 | 4.095 | 1507.678
4.483 | 1502.218 | 4.289 | 1505.016
4.677 | 1499.298 | 4.483 | 1496.204
4.871 | 1499.729 | 4.677 | 1491.277
5.065 | 1500.983 | 4.871 | 1486.953
5.259 | 1499.973 | 5.065 | 1487.704
5.452 | 1495.977 | 5.259 | 1487.145
5.646 | 1490.391 | 5.452 | 1487.126
5.839 | 1488.911 | 5.646 | 1486.144
6.032 | 1487.462 | 5.839 | 1484.069
6.225 | 1485.438 | 6.032 | 1481.572
6.418 | 1482.766 | 6.225 | 1481.531
6.611 | 1478.129 | 6.418 | 1479.716
6.804 | 1475.155 | 6.611 | 1475.244
6.996 | 1470.536 | 6.804 | 1469.692
7.188 | 1468.974 | 6.996 | 1468.58
7.381 | 1467.667 | 7.188 | 1466.803
7.573 | 1467.457 | 7.381 | 1462.212
7.764 | 1463.345 | 7.573 | 1457.512
7.956 | 1460.98 | 7.764 | 1450.353
8.148 | 1457.496 | 7.956 | 1445.901
8.339 | 1452.002 | 8.148 | 1443.882
8.53 | 1444.758 | 8.339 | 1439.04
8.721 | 1439.288 | 8.53 | 1434.442
8.912 | 1435.425 | 8.721 | 1431.525
9.102 | 1431.751 | 8.912 | 1426.327
9.293 | 1425.86 | 9.102 | 1417.241
9.483 | 1420.828 | 9.293 | 1415.132
9.673 | 1419.352 | 9.483 | 1412.668
9.862 | 1417.65 | 9.673 | 1411.149
10.052 | 1415.578 | 9.862 | 1406.478
10.241 | 1412.608 | 10.052 | 1404.633
10.43 | 1409.537 | 10.241 | 1396.932
10.619 | 1402.991 | 10.43 | 1388.529
10.807 | 1398.596 | 10.619 | 1379.975
10.996 | 1395.248 | 10.807 | 1375.2
11.184 | 1395.213 | 10.996 | 1372.935
11.372 | 1394.04 | 11.184 | 1372.139
11.559 | 1390.159 | 11.372 | 1370.817
11.746 | 1383.731 | 11.559 | 1367.833
11.934 | 1378.881 | 11.746 | 1361.596
12.12 | 1371.23 | 11.934 | 1354.88
12.307 | 1363.954 | 12.12 | 1348.573
12.493 | 1357.323 | 12.307 | 1343.374
12.679 | 1352.876 | 12.493 | 1340.362
12.865 | 1349.221 | 12.679 | 1335.774
13.051 | 1348.552 | 12.865 | 1330.332
13.236 | 1344.894 | 13.051 | 1324.464
13.421 | 1340.182 | 13.236 | 1319.774
13.605 | 1336.538 | 13.421 | 1313.981
13.79 | 1333.589 | 13.605 | 1308.102
13.974 | 1330.946 | 13.79 | 1301.259
14.158 | 1327.196 | 13.974 | 1294.505
14.341 | 1321.905 | 14.158 | 1288.296
14.524 | 1316.938 | 14.341 | 1283.686
14.707 | 1312.512 | 14.524 | 1279.312
14.89 | 1306.88 | 14.707 | 1278.238
15.072 | 1303.802 | 14.89 | 1275.175
15.254 | 1299.981 | 15.072 | 1268.508
15.435 | 1294.698 | 15.254 | 1260.321
15.617 | 1288.096 | 15.435 | 1252.737
15.798 | 1281.329 | 15.617 | 1242.89
15.978 | 1274.256 | 15.798 | 1233.809
16.159 | 1266.123 | 15.978 | 1229.759
16.339 | 1256.809 | 16.159 | 1225.257
16.519 | 1249.528 | 16.339 | 1220.599
16.698 | 1246.883 | 16.519 | 1217.51
16.877 | 1243.661 | 16.698 | 1211.542
17.056 | 1241.776 | 16.877 | 1204.187
17.234 | 1238.28 | 17.056 | 1198.558
17.412 | 1233.733 | 17.234 | 1192.488
17.59 | 1226.83 | 17.412 | 1185
17.767 | 1218.639 | 17.59 | 1181.521
17.944 | 1211.322 | 17.767 | 1178.107
18.12 | 1204.513 | 17.944 | 1172.696
18.297 | 1199.965 | 18.12 | 1165.286
18.472 | 1195.296 | 18.297 | 1157.203
18.648 | 1191.528 | 18.472 | 1148.927
18.823 | 1183.54 | 18.648 | 1140.846
18.998 | 1174.043 | 18.823 | 1132.715
19.172 | 1166.214 | 18.998 | 1125.666
19.346 | 1161.668 | 19.172 | 1122.535
19.52 | 1158.45 | 19.346 | 1116.728
19.693 | 1155.061 | 19.52 | 1108.284
19.866 | 1150.083 | 19.693 | 1100.997
20.039 | 1142.279 | 19.866 | 1094.743
20.211 | 1130.967 | 20.039 | 1085.27
20.383 | 1119.948 | 20.211 | 1075.379
20.554 | 1111.113 | 20.383 | 1067.371
20.725 | 1104.45 | 20.554 | 1059.727
20.896 | 1096.447 | 20.725 | 1053.06
21.066 | 1084.921 | 20.896 | 1047.38
21.236 | 1075.724 | 21.066 | 1042.576
21.406 | 1068.947 | 21.236 | 1034.517
21.575 | 1061.428 | 21.406 | 1025.605
21.744 | 1051.773 | 21.575 | 1016.71
21.912 | 1044.212 | 21.744 | 1007.608
22.08 | 1035.98 | 21.912 | 999.769
22.247 | 1029.009 | 22.08 | 990.003
22.414 | 1020.453 | 22.247 | 983.042
22.581 | 1008.728 | 22.414 | 973.549
22.747 | 998.056 | 22.581 | 965.227
22.913 | 988.98 | 22.747 | 956.34
23.079 | 980.396 | 22.913 | 948.14
23.244 | 974.238 | 23.079 | 938.213
23.409 | 967.539 | 23.244 | 930.113
23.573 | 958.295 | 23.409 | 919.789
23.737 | 947.974 | 23.573 | 907.846
23.9 | 939.558 | 23.737 | 895.511
24.063 | 931.464 | 23.9 | 885.644
24.226 | 923.496 | 24.063 | 873.341
24.388 | 915.251 | 24.226 | 861.405
24.55 | 905.289 | 24.388 | 849.271
24.711 | 895.456 | 24.55 | 839.643
24.872 | 886.571 | 24.711 | 831.46
25.033 | 876.055 | 24.872 | 820.692
25.193 | 864.653 | 25.033 | 809.004
25.353 | 854.479 | 25.193 | 796.404
25.512 | 842.811 | 25.353 | 783.987
25.671 | 829.595 | 25.512 | 772.191
25.829 | 818.935 | 25.671 | 760.169
25.987 | 809.03 | 25.829 | 749.325
26.145 | 799.371 | 25.987 | 737.365
26.302 | 791.077 | 26.145 | 724.256
26.459 | 784.048 | 26.302 | 713.329
26.615 | 773.976 | 26.459 | 704.554
26.771 | 763.236 | 26.615 | 694.292
26.926 | 752.466 | 26.771 | 682.426
27.082 | 740.507 | 26.926 | 670.208
27.236 | 728.368 | 27.082 | 657.24
27.39 | 715.989 | 27.236 | 645.8
27.544 | 702.451 | 27.39 | 635.135
27.697 | 687.739 | 27.544 | 623.007
27.85 | 676.09 | 27.697 | 611.135
28.003 | 666.131 | 27.85 | 600.064
28.155 | 657.36 | 28.003 | 589.32
28.306 | 648.472 | 28.155 | 579.677
28.458 | 638.24 | 28.306 | 570.862
28.608 | 627.386 | 28.458 | 561.012
28.759 | 617.875 | 28.608 | 548.904
28.909 | 607.04 | 28.759 | 535.763
29.058 | 593.618 | 28.909 | 521.205
29.207 | 581.202 | 29.058 | 507.701
29.356 | 572.127 | 29.207 | 495.952
29.504 | 561.918 | 29.356 | 486.191
29.651 | 550.625 | 29.504 | 476.152
29.799 | 539.758 | 29.651 | 468.45
29.946 | 528.536 | 29.799 | 459.129
30.092 | 518.28 | 29.946 | 448.232
30.238 | 509.413 | 30.092 | 436.508
30.384 | 500.377 | 30.238 | 424.719
30.529 | 491.776 | 30.384 | 411.483
30.673 | 483.943 | 30.529 | 401.075
30.818 | 475.468 | 30.673 | 390.004
30.962 | 467.044 | 30.818 | 380.974
31.105 | 457.48 | 30.962 | 373.42
31.248 | 446.716 | 31.105 | 365.683
31.39 | 436.318 | 31.248 | 355.612
31.533 | 425.866 | 31.39 | 346.024
31.674 | 413.627 | 31.533 | 336.19
31.815 | 402.222 | 31.674 | 326.374
31.956 | 391.388 | 31.815 | 315.133
32.097 | 381.293 | 31.956 | 306.076
32.237 | 373.345 | 32.097 | 295.156
32.376 | 366.93 | 32.237 | 285.642
32.515 | 361.214 | 32.376 | 277.164
32.654 | 354.744 | 32.515 | 272.002
32.792 | 347.277 | 32.654 | 263.887
32.93 | 339.243 | 32.792 | 258.026
33.067 | 330.848 | 32.93 | 251.075
33.204 | 322.748 | 33.067 | 242.738
33.341 | 314.473 | 33.204 | 235.053
33.477 | 306.451 | 33.341 | 227.316
33.613 | 299.764 | 33.477 | 218.955
33.748 | 292.48 | 33.613 | 211.087
33.883 | 283.863 | 33.748 | 203.335
34.017 | 275.696 | 33.883 | 197.348
34.151 | 268.694 | 34.017 | 192.225
34.285 | 261.106 | 34.151 | 187.198
34.418 | 254.083 | 34.285 | 181.654
34.55 | 247.659 | 34.418 | 176.696
34.683 | 240.597 | 34.55 | 171.34
34.814 | 233.313 | 34.683 | 168.348
34.946 | 218.91 | 34.814 | 164.198
35.077 | 194.15 | 34.946 | 159.15
35.208 | 160.739 | 35.077 | 152.534
35.338 | 123.964 | 35.208 | 148.164
35.467 | 90.781 | 35.338 | 142.983
35.597 | 68.126 | 35.467 | 139.955
35.726 | 56.62 | 35.597 | 135.556
35.854 | 51.898 | 35.726 | 132.692
35.982 | 49.352 | 35.854 | 128.912
36.11 | 48.91 | 35.982 | 125.199
36.237 | 50.337 | 36.11 | 121.525
36.364 | 51.724 | 36.237 | 120.323
36.491 | 53.285 | 36.364 | 119.054
36.617 | 53.787 | 36.491 | 115.557
36.742 | 52.785 | 36.617 | 113.149
36.867 | 50.609 | 36.742 | 107.995
36.992 | 48.22 | 36.867 | 102.842
37.117 | 47.502 | 36.992 | 98.073
37.241 | 52.982 | 37.117 | 97.354
37.364 | 66.796 | 37.241 | 96.214
37.487 | 78.527 | 37.364 | 95.281
37.61 | 85.606 | 37.487 | 93.284
37.733 | 87.432 | 37.61 | 91.098
37.855 | 81.503 | 37.733 | 88.58
37.976 | 67.224 | 37.855 | 85.473
38.097 | 55.133 | 37.976 | 83.577
38.218 | 44.435 | 38.097 | 82.998
38.338 | 36.73 | 38.218 | 83.326
38.458 | 32.729 | 38.338 | 83.196
38.578 | 30.253 | 38.458 | 83.235
38.697 | 28.801 | 38.578 | 81.969
38.816 | 27.919 | 38.697 | 79.522
38.934 | 27.235 | 38.816 | 76.405
39.052 | 25.596 | 38.934 | 73.578
39.17 | 25.367 | 39.052 | 71.313
39.287 | 26.75 | 39.17 | 70.184
39.404 | 27.726 | 39.287 | 69.67
39.52 | 27.02 | 39.404 | 71.011
39.636 | 25.851 | 39.52 | 71.248
39.752 | 23.877 | 39.636 | 71.212
39.752 | 23.877 | 39.636 | 71.212
39.867 | 22.189 | 39.752 | 70.656
39.982 | 21.839 | 39.867 | 70.062
40.096 | 21.857 | 39.982 | 68.198
40.211 | 22.123 | 40.096 | 67.056
40.324 | 22.266 | 40.211 | 65.622
40.438 | 22.63 | 40.324 | 63.452
40.551 | 22.839 | 40.438 | 61.887
40.663 | 23.4 | 40.551 | 61.474
40.775 | 24.348 | 40.663 | 52.419
40.887 | 25.915 | 40.775 | 37.91
40.999 | 27.491 | 40.887 | 26.903
455.669
323.389
196.583
73.469
0
0
0

## Vivid H40V60 (hidden)
Selador | Lamp |  | Wattage
Vivid | Lumileds K2 |  | 122 |  | Note: Owing to the variability of LEDs, output data and color matches should be viewed as approximate
Note: All data taken with room temperature fixture
| Beam Angle | Field Angle
Horizontal | 29.6 | 45.3
| Accessory Lens | Candela | Field Lumens | Beam Lumens | Lens Efficiency | Efficacy
| H40+V60 | 2490 | 1040 | 650 | 92.44% | 8.5246
| For Field diameter at any distance, multiply distance by |  |  |  | 0.83457
| For Beam diameter at any distance, multiply distance by |  |  |  | 0.52842
| Throw Distance (ft) | 10 | 15 | 20 | 25
| Throw Distance (m) | 3.048 | 4.572 | 6.096 | 7.62
| Field Diameter (ft) | 8.3457 | 12.5185 | 16.6914 | 20.8642
| Field Diameter (m) | 2.5438 | 3.8156 | 5.0875 | 6.3594
| Illuminance (fc) | 24.9 | 11.0667 | 6.225 | 3.984
| Illuminance (lux) | 268.0211 | 119.1205 | 67.0053 | 42.8834
Test Distance | Iso-Illuminance Diagram grid lines
52 | 10 | 20 | 30 | 40
| 0.19231 | 0.38462 | 0.57692 | 0.76923
| Beam Angle | Field Angle
Vertical | 51.7 | 69.8
| For Field diameter at any distance, multiply distance by |  |  |  | 1.3952
| For Beam diameter at any distance, multiply distance by |  |  |  | 0.96899
| Throw Distance (ft) | 10 | 15 | 20 | 25
| Throw Distance (m) | 3.048 | 4.572 | 6.096 | 7.62
| Field Diameter (ft) | 13.9522 | 20.9283 | 27.9044 | 34.8805
| Field Diameter (m) | 4.2526 | 6.3789 | 8.5053 | 10.6316
| Illuminance (fc) | 24.9 | 11.0667 | 6.225 | 3.984
| Illuminance (lux) | 268.0211 | 119.1205 | 67.0053 | 42.8834
| X |  | Y
-40.663 | 9.181 | -37.61 | 151.796
-40.551 | 17.137 | -37.487 | 153.846
-40.438 | 24.013 | -37.364 | 156.226
-40.324 | 34.243 | -37.241 | 159.001
-40.211 | 41.134 | -37.241 | 159.001
-40.096 | 41.113 | -37.117 | 163.194
-39.982 | 40.598 | -36.992 | 168.078
-39.867 | 41.712 | -36.867 | 170.529
-39.752 | 41.717 | -36.742 | 173.115
-39.636 | 41.325 | -36.617 | 177.816
-39.52 | 41.481 | -36.491 | 182.229
-39.404 | 41.664 | -36.364 | 188.586
-39.287 | 42.173 | -36.364 | 188.586
-39.17 | 43.865 | -36.237 | 191.524
-39.052 | 45.214 | -36.11 | 196.822
-38.934 | 45.99 | -35.982 | 201.96
-38.816 | 46.581 | -35.854 | 206.655
-38.697 | 48.39 | -35.726 | 212.027
-38.578 | 47.83 | -35.597 | 221.416
-38.458 | 47.765 | -35.467 | 228.941
-38.338 | 48.361 | -35.467 | 228.941
-38.218 | 48.778 | -35.338 | 235.777
-38.097 | 47.683 | -35.208 | 240.639
-37.976 | 47.815 | -35.077 | 245.02
-37.855 | 47.917 | -34.946 | 248.425
-37.733 | 49.024 | -34.814 | 254.974
-37.61 | 49.563 | -34.683 | 261.781
-37.487 | 50.539 | -34.55 | 269.238
-37.364 | 51.091 | -34.55 | 269.238
-37.241 | 50.428 | -34.418 | 277.114
-37.117 | 50.207 | -34.285 | 286.46
-36.992 | 50.342 | -34.151 | 294.881
-36.867 | 50.285 | -34.017 | 304.485
-36.742 | 50.308 | -33.883 | 316.028
-36.617 | 50.357 | -33.748 | 325.168
-36.491 | 51.204 | -33.613 | 334.145
-36.364 | 51.114 | -33.613 | 334.145
-36.237 | 50.231 | -33.477 | 343.25
-36.11 | 50.171 | -33.341 | 351.028
-35.982 | 50.791 | -33.204 | 359.061
-35.854 | 51.768 | -33.067 | 370.406
-35.726 | 52.787 | -32.93 | 383.585
-35.597 | 54.104 | -32.792 | 396.964
-35.467 | 54.074 | -32.654 | 410.865
-35.338 | 54.911 | -32.654 | 410.865
-35.208 | 54.723 | -32.515 | 424.933
-35.077 | 55.927 | -32.376 | 439.856
-34.946 | 56.464 | -32.237 | 454.178
-34.814 | 55.968 | -32.097 | 468.023
-34.683 | 56.797 | -31.956 | 482.099
-34.55 | 58.089 | -31.815 | 495.273
-34.418 | 58.281 | -31.674 | 508.885
-34.285 | 57.857 | -31.674 | 508.885
-34.151 | 57.851 | -31.533 | 522.793
-34.017 | 56.458 | -31.39 | 538.263
-33.883 | 55.392 | -31.248 | 557.291
-33.748 | 56.215 | -31.105 | 575.349
-33.613 | 58.23 | -30.962 | 592.689
-33.477 | 59.509 | -30.818 | 610.372
-33.341 | 60.275 | -30.673 | 627.979
-33.204 | 61.578 | -30.673 | 627.979
-33.067 | 62.138 | -30.529 | 643.602
-32.93 | 61.943 | -30.384 | 662.103
-32.792 | 61.631 | -30.238 | 682.305
-32.654 | 62.367 | -30.092 | 701.788
-32.515 | 62.772 | -29.946 | 718.943
-32.376 | 62.689 | -29.799 | 736.643
-32.237 | 62.468 | -29.799 | 736.643
-32.097 | 63.047 | -29.651 | 755.829
-31.956 | 64.846 | -29.504 | 776.083
-31.815 | 65.904 | -29.356 | 795.402
-31.674 | 66.637 | -29.207 | 816.737
-31.533 | 66.714 | -29.058 | 837.697
-31.39 | 68.639 | -28.909 | 857.396
-31.248 | 69.437 | -28.759 | 877.807
-31.105 | 70.713 | -28.759 | 877.807
-30.962 | 71.976 | -28.608 | 900.148
-30.818 | 73.316 | -28.458 | 924.619
-30.673 | 73.248 | -28.306 | 947.599
-30.529 | 73.94 | -28.155 | 968.884
-30.384 | 74.733 | -28.003 | 989.925
-30.238 | 75.389 | -27.85 | 1011.368
-30.092 | 77.601 | -27.697 | 1031.669
-29.946 | 79.452 | -27.697 | 1031.669
-29.799 | 80.353 | -27.544 | 1054.382
-29.651 | 81.288 | -27.39 | 1077.042
-29.504 | 81.226 | -27.236 | 1097.698
-29.356 | 82.085 | -27.082 | 1117.181
-29.207 | 82.957 | -26.926 | 1138.3
-29.058 | 85.087 | -26.771 | 1159.653
-28.909 | 87.301 | -26.615 | 1182.615
-28.759 | 89.908 | -26.615 | 1182.615
-28.608 | 91.221 | -26.459 | 1204.869
-28.458 | 93.033 | -26.302 | 1226.345
-28.306 | 93.895 | -26.145 | 1249.545
-28.155 | 95.012 | -25.987 | 1271.643
-28.003 | 95.978 | -25.829 | 1290.164
-27.85 | 97.518 | -25.671 | 1308.898
-27.697 | 99.923 | -25.512 | 1327.561
-27.544 | 102.029 | -25.512 | 1327.561
-27.39 | 104.097 | -25.353 | 1345.759
-27.236 | 106.109 | -25.193 | 1362.621
-27.082 | 109.399 | -25.033 | 1382.781
-26.926 | 111.392 | -24.872 | 1402.083
-26.771 | 114.01 | -24.711 | 1420.389
-26.615 | 115.599 | -24.55 | 1439.388
-26.459 | 118.546 | -24.388 | 1458.814
-26.302 | 121.7 | -24.388 | 1458.814
-26.145 | 124.751 | -24.226 | 1476.198
-25.987 | 127.264 | -24.063 | 1493.037
-25.829 | 130.649 | -23.9 | 1508.25
-25.671 | 135.086 | -23.737 | 1523.555
-25.512 | 137.226 | -23.573 | 1540.121
-25.353 | 140.382 | -23.409 | 1556.645
-25.193 | 144.841 | -23.244 | 1573.002
-25.033 | 150.179 | -23.244 | 1573.002
-24.872 | 153.713 | -23.079 | 1588.838
-24.711 | 158.125 | -22.913 | 1602.495
-24.55 | 163.167 | -22.747 | 1617.211
-24.388 | 167.895 | -22.581 | 1630.97
-24.226 | 172.771 | -22.414 | 1648.203
-24.063 | 178.192 | -22.247 | 1663.753
-23.9 | 184.263 | -22.247 | 1663.753
-23.737 | 190.849 | -22.08 | 1679.066
-23.573 | 196.918 | -21.912 | 1691.717
-23.409 | 203.607 | -21.744 | 1707.596
-23.244 | 211.605 | -21.575 | 1720.021
-23.079 | 219.741 | -21.406 | 1732.015
-22.913 | 228.191 | -21.236 | 1745.654
-22.747 | 237.552 | -21.066 | 1757.256
-22.581 | 247.798 | -21.066 | 1757.256
-22.414 | 257.815 | -20.896 | 1766.98
-22.247 | 267.796 | -20.725 | 1777.182
-22.08 | 277.83 | -20.554 | 1787.47
-21.912 | 287.465 | -20.383 | 1795.658
-21.744 | 297.814 | -20.211 | 1802.069
-21.575 | 309.213 | -20.039 | 1809.061
-21.406 | 320.913 | -19.866 | 1817.297
-21.236 | 332.86 | -19.866 | 1817.297
-21.066 | 345.974 | -19.693 | 1828.591
-20.896 | 360.038 | -19.52 | 1842.716
-20.725 | 373.486 | -19.346 | 1853.674
-20.554 | 387.927 | -19.172 | 1863.699
-20.383 | 405.07 | -18.998 | 1874.803
-20.211 | 422.673 | -18.823 | 1884.737
-20.039 | 439.814 | -18.648 | 1894.474
-19.866 | 457.981 | -18.648 | 1894.474
-19.693 | 476.102 | -18.472 | 1903.206
-19.52 | 494.939 | -18.297 | 1911.655
-19.346 | 513.63 | -18.12 | 1918.904
-19.172 | 533.475 | -17.944 | 1927.203
-18.998 | 555.562 | -17.767 | 1932.981
-18.823 | 579.431 | -17.59 | 1938.245
-18.648 | 602.493 | -17.412 | 1947.037
-18.472 | 624.933 | -17.412 | 1947.037
-18.297 | 647.538 | -17.234 | 1957.784
-18.12 | 671.823 | -17.056 | 1970.534
-17.944 | 697.26 | -16.877 | 1982.345
-17.767 | 724.065 | -16.698 | 1992.66
-17.59 | 751.764 | -16.519 | 1998.283
-17.412 | 779.839 | -16.339 | 2008.758
-17.234 | 808.75 | -16.159 | 2017.073
-17.056 | 836.637 | -16.159 | 2017.073
-16.877 | 864.948 | -15.978 | 2024.914
-16.698 | 894.834 | -15.798 | 2031.104
-16.519 | 926.708 | -15.617 | 2038.077
-16.339 | 956.493 | -15.435 | 2044.453
-16.159 | 987.775 | -15.254 | 2048.754
-15.978 | 1020.606 | -15.072 | 2055.139
-15.798 | 1052.767 | -14.89 | 2066.786
-15.617 | 1082.202 | -14.89 | 2066.786
-15.435 | 1116.841 | -14.707 | 2078.526
-15.254 | 1150.566 | -14.524 | 2087.504
-15.072 | 1181.956 | -14.341 | 2097.292
-14.89 | 1213.594 | -14.158 | 2105.498
-14.707 | 1246.614 | -13.974 | 2111.437
-14.524 | 1277.678 | -13.79 | 2114.569
-14.341 | 1309.638 | -13.605 | 2121.372
-14.158 | 1343.781 | -13.605 | 2121.372
-13.974 | 1376.896 | -13.421 | 2132.245
-13.79 | 1409.218 | -13.236 | 2143.45
-13.605 | 1438.101 | -13.051 | 2149.439
-13.421 | 1465.648 | -12.865 | 2157.025
-13.236 | 1495.507 | -12.679 | 2167.884
-13.051 | 1527.965 | -12.493 | 2177.738
-12.865 | 1561.645 | -12.493 | 2177.738
-12.679 | 1592.186 | -12.307 | 2187.411
-12.493 | 1621.964 | -12.12 | 2194.801
-12.307 | 1656.855 | -11.934 | 2203.564
-12.12 | 1688.408 | -11.746 | 2206.19
-11.934 | 1715.448 | -11.559 | 2209.218
-11.746 | 1741.624 | -11.372 | 2220.69
-11.559 | 1768.83 | -11.184 | 2232.47
-11.372 | 1795.107 | -11.184 | 2232.47
-11.184 | 1822.649 | -10.996 | 2242.933
-10.996 | 1852.302 | -10.807 | 2254.411
-10.807 | 1880.43 | -10.619 | 2261.807
-10.619 | 1904.097 | -10.43 | 2268.029
-10.43 | 1931.532 | -10.241 | 2275.238
-10.241 | 1960.463 | -10.052 | 2284.112
-10.052 | 1983.975 | -9.862 | 2293.093
-9.862 | 2006.896 | -9.862 | 2293.093
-9.673 | 2029.55 | -9.673 | 2299.432
-9.483 | 2053.559 | -9.483 | 2305.094
-9.293 | 2076.697 | -9.293 | 2310.69
-9.102 | 2100.498 | -9.102 | 2315.314
-8.912 | 2124.745 | -8.912 | 2321.63
-8.721 | 2147.086 | -8.721 | 2329.316
-8.53 | 2165.769 | -8.53 | 2334.943
-8.339 | 2184.004 | -8.53 | 2334.943
-8.148 | 2204.353 | -8.339 | 2343.441
-7.956 | 2222.456 | -8.148 | 2346.129
-7.764 | 2240.449 | -7.956 | 2352.362
-7.573 | 2260.37 | -7.764 | 2357.497
-7.381 | 2278.119 | -7.573 | 2366.474
-7.188 | 2295.028 | -7.381 | 2375.929
-6.996 | 2306.199 | -7.188 | 2385.461
-6.804 | 2319.228 | -7.188 | 2385.461
-6.611 | 2332.454 | -6.996 | 2386.442
-6.418 | 2343.79 | -6.804 | 2389.507
-6.225 | 2357.038 | -6.611 | 2392.287
-6.032 | 2369.078 | -6.418 | 2388.768
-5.839 | 2376.891 | -6.225 | 2386.04
-5.646 | 2386.313 | -6.032 | 2389.397
-5.452 | 2394.248 | -5.839 | 2393.909
-5.259 | 2400.254 | -5.839 | 2393.909
-5.065 | 2409.862 | -5.646 | 2400.627
-4.871 | 2421.074 | -5.452 | 2407.706
-4.677 | 2429.911 | -5.259 | 2414.513
-4.483 | 2438.899 | -5.065 | 2423.056
-4.289 | 2446.906 | -4.871 | 2423.89
-4.095 | 2454.076 | -4.677 | 2423.416
-3.9 | 2462.435 | -4.483 | 2421.892
-3.706 | 2463.363 | -4.483 | 2421.892
-3.511 | 2470.212 | -4.289 | 2424.211
-3.317 | 2473.906 | -4.095 | 2428.13
-3.122 | 2476.553 | -3.9 | 2438.921
-2.927 | 2477.166 | -3.706 | 2445.108
-2.732 | 2483.788 | -3.511 | 2448.639
-2.537 | 2485.471 | -3.317 | 2450.41
-2.342 | 2488.114 | -3.317 | 2450.41
-2.147 | 2489.895 | -3.122 | 2455.269
-1.952 | 2489.957 | -2.927 | 2459.887
-1.757 | 2486.372 | -2.732 | 2460.232
-1.562 | 2487.134 | -2.537 | 2461.565
-1.367 | 2482.67 | -2.342 | 2459.272
-1.172 | 2478.794 | -2.147 | 2459.427
-0.976 | 2473.453 | -1.952 | 2463.428
-0.781 | 2473.328 | -1.952 | 2463.428
-0.586 | 2476.852 | -1.757 | 2462.933
-0.391 | 2477.329 | -1.562 | 2465.214
-0.195 | 2476.908 | -1.367 | 2468.301
0 | 2471.308 | -1.172 | 2471.805
0.195 | 2469.952 | -0.976 | 2471.11
0.391 | 2470.303 | -0.781 | 2476.253
0.586 | 2474.468 | -0.586 | 2474.08
0.781 | 2473.813 | -0.586 | 2474.08
0.976 | 2470.028 | -0.391 | 2473.171
1.172 | 2464.83 | -0.195 | 2468.649
1.367 | 2460.645 | 0 | 2471.308
1.562 | 2461.122 | 0.195 | 2469.245
1.757 | 2461.281 | 0.391 | 2469.291
1.952 | 2460.902 | 0.586 | 2468.425
2.147 | 2461.343 | 0.781 | 2466.674
2.342 | 2460.745 | 0.781 | 2466.674
2.537 | 2457.924 | 0.976 | 2472.039
2.732 | 2456.172 | 1.172 | 2472.693
2.927 | 2454.809 | 1.367 | 2472.393
3.122 | 2450.592 | 1.562 | 2469.307
3.317 | 2445.591 | 1.757 | 2470.427
3.511 | 2442.73 | 1.952 | 2466.358
3.706 | 2437.341 | 2.147 | 2466.204
3.9 | 2426.083 | 2.147 | 2466.204
4.095 | 2416.511 | 2.342 | 2468.539
4.289 | 2408.195 | 2.537 | 2467.208
4.483 | 2400.27 | 2.732 | 2457.438
4.677 | 2394.582 | 2.927 | 2447.617
4.871 | 2394.554 | 3.122 | 2443.563
5.065 | 2394.508 | 3.317 | 2446.204
5.259 | 2385.729 | 3.511 | 2442.521
5.452 | 2376.787 | 3.511 | 2442.521
5.646 | 2364.095 | 3.706 | 2437.522
5.839 | 2354.06 | 3.9 | 2431.037
6.032 | 2341.77 | 4.095 | 2424.024
6.225 | 2335.752 | 4.289 | 2420.619
6.418 | 2326.477 | 4.483 | 2418.438
6.611 | 2317.623 | 4.677 | 2414.612
6.804 | 2307.295 | 4.871 | 2408.956
6.996 | 2295.372 | 4.871 | 2408.956
7.188 | 2281.704 | 5.065 | 2407.605
7.381 | 2271.285 | 5.259 | 2405.503
7.573 | 2260.924 | 5.452 | 2401.707
7.764 | 2249.068 | 5.646 | 2398.307
7.956 | 2233.427 | 5.839 | 2397.358
8.148 | 2215.582 | 6.032 | 2397.203
8.339 | 2197.167 | 6.225 | 2396.21
8.53 | 2179.854 | 6.225 | 2396.21
8.721 | 2161.809 | 6.418 | 2394.953
8.912 | 2142.639 | 6.611 | 2385.246
9.102 | 2122.335 | 6.804 | 2380.179
9.293 | 2100.343 | 6.996 | 2375.345
9.483 | 2076.507 | 7.188 | 2370.292
9.673 | 2054.577 | 7.381 | 2360.953
9.862 | 2036.24 | 7.381 | 2360.953
10.052 | 2013.138 | 7.573 | 2353.172
10.241 | 1990.885 | 7.764 | 2345.758
10.43 | 1965.957 | 7.956 | 2340.165
10.619 | 1939.651 | 8.148 | 2332.5
10.807 | 1911.941 | 8.339 | 2325.157
10.996 | 1887.667 | 8.53 | 2316.087
11.184 | 1863.983 | 8.721 | 2310.762
11.372 | 1839.346 | 8.721 | 2310.762
11.559 | 1811.831 | 8.912 | 2304.225
11.746 | 1784.269 | 9.102 | 2296.687
11.934 | 1757.929 | 9.293 | 2287.491
12.12 | 1729.406 | 9.483 | 2279.373
12.307 | 1700.184 | 9.673 | 2274.188
12.493 | 1666.801 | 9.862 | 2268.472
12.679 | 1633.524 | 10.052 | 2261.743
12.865 | 1603.837 | 10.052 | 2261.743
13.051 | 1575.977 | 10.241 | 2254.24
13.236 | 1543.447 | 10.43 | 2244.589
13.421 | 1510.521 | 10.619 | 2235.886
13.605 | 1479.501 | 10.807 | 2228.397
13.79 | 1450.701 | 10.996 | 2221.236
13.974 | 1421.481 | 11.184 | 2212.845
14.158 | 1387.714 | 11.372 | 2206.865
14.341 | 1355.46 | 11.372 | 2206.865
14.524 | 1321.505 | 11.559 | 2199.241
14.707 | 1287.519 | 11.746 | 2193.491
14.89 | 1253.865 | 11.934 | 2187.553
15.072 | 1223.1 | 12.12 | 2184.422
15.254 | 1192.666 | 12.307 | 2180.858
15.435 | 1162.594 | 12.493 | 2173.702
15.617 | 1132.434 | 12.679 | 2163.87
15.798 | 1097.907 | 12.679 | 2163.87
15.978 | 1067.942 | 12.865 | 2152.508
16.159 | 1038.493 | 13.051 | 2142.919
16.339 | 1006.912 | 13.236 | 2137.23
16.519 | 975.159 | 13.421 | 2130.89
16.698 | 944.857 | 13.605 | 2122.202
16.877 | 913.167 | 13.79 | 2111.15
17.056 | 884.914 | 13.974 | 2102.156
17.234 | 856.244 | 13.974 | 2102.156
17.412 | 827.886 | 14.158 | 2089.718
17.59 | 799.568 | 14.341 | 2083.775
17.767 | 773.6 | 14.524 | 2077.773
17.944 | 747.876 | 14.707 | 2071.849
18.12 | 721.736 | 14.89 | 2065.819
18.297 | 697.295 | 15.072 | 2054.508
18.472 | 671.871 | 15.254 | 2041.053
18.648 | 649.054 | 15.254 | 2041.053
18.823 | 626.742 | 15.435 | 2027.943
18.998 | 604.677 | 15.617 | 2014.838
19.172 | 582.449 | 15.798 | 2002.529
19.346 | 562.563 | 15.978 | 1991.926
19.52 | 543.202 | 16.159 | 1985.372
19.693 | 524.139 | 16.339 | 1978.696
19.866 | 504.825 | 16.339 | 1978.696
20.039 | 482.834 | 16.519 | 1972.052
20.211 | 462.716 | 16.698 | 1964.731
20.383 | 445.533 | 16.877 | 1958.386
20.554 | 429.32 | 17.056 | 1949.298
20.725 | 414.222 | 17.234 | 1940.956
20.896 | 400.981 | 17.412 | 1937.737
21.066 | 387.483 | 17.59 | 1928.982
21.236 | 373.828 | 17.59 | 1928.982
21.406 | 358.846 | 17.767 | 1917.207
21.575 | 343.022 | 17.944 | 1902.482
21.744 | 327.834 | 18.12 | 1891.155
21.912 | 313.809 | 18.297 | 1878.526
22.08 | 301.985 | 18.472 | 1869.684
22.247 | 293.209 | 18.648 | 1857.753
22.414 | 284.547 | 18.823 | 1841.496
22.581 | 274.592 | 18.823 | 1841.496
22.747 | 265.575 | 18.998 | 1824.18
22.913 | 256.936 | 19.172 | 1813.409
23.079 | 247.506 | 19.346 | 1800.682
23.244 | 239.723 | 19.52 | 1788.213
23.409 | 232.762 | 19.693 | 1777.449
23.573 | 225.697 | 19.866 | 1766.888
23.737 | 218.417 | 20.039 | 1756.147
23.9 | 212.099 | 20.039 | 1756.147
24.063 | 205.77 | 20.211 | 1744.401
24.226 | 199.321 | 20.383 | 1734.114
24.388 | 193.52 | 20.554 | 1724.453
24.55 | 187.344 | 20.725 | 1716.374
24.711 | 181.343 | 20.896 | 1704.232
24.872 | 176.91 | 21.066 | 1689.996
25.033 | 172.852 | 21.236 | 1675.851
25.193 | 168.838 | 21.236 | 1675.851
25.353 | 165.056 | 21.406 | 1663.91
25.512 | 160.527 | 21.575 | 1648.318
25.671 | 156.323 | 21.744 | 1634.535
25.829 | 152.351 | 21.912 | 1623.082
25.987 | 148.328 | 22.08 | 1610.414
26.145 | 145.863 | 22.247 | 1595.903
26.302 | 144.108 | 22.414 | 1580.706
26.459 | 141.606 | 22.414 | 1580.706
26.615 | 138.172 | 22.581 | 1562.7
26.771 | 134.008 | 22.747 | 1546.82
26.926 | 129.634 | 22.913 | 1532.165
27.082 | 126.304 | 23.079 | 1519.299
27.236 | 123.931 | 23.244 | 1506.099
27.39 | 122.093 | 23.409 | 1490.139
27.544 | 119.961 | 23.573 | 1472.088
27.697 | 119.388 | 23.573 | 1472.088
27.85 | 116.885 | 23.737 | 1451.4
28.003 | 113.676 | 23.9 | 1434.806
28.155 | 110.763 | 24.063 | 1418.185
28.306 | 109.754 | 24.226 | 1401.425
28.458 | 108.45 | 24.388 | 1383.075
28.608 | 106.848 | 24.55 | 1364.977
28.759 | 104.964 | 24.711 | 1346.096
28.909 | 103.745 | 24.711 | 1346.096
29.058 | 102.37 | 24.872 | 1327.222
29.207 | 100.253 | 25.033 | 1308.968
29.356 | 98.243 | 25.193 | 1292.669
29.504 | 96.887 | 25.353 | 1273.597
29.651 | 96.279 | 25.512 | 1253.452
29.799 | 96.279 | 25.671 | 1231.92
29.946 | 95.555 | 25.671 | 1231.92
30.092 | 93.134 | 25.829 | 1210.026
30.238 | 90.389 | 25.987 | 1187.901
30.384 | 88.138 | 26.145 | 1168.568
30.529 | 87.037 | 26.302 | 1150.752
30.673 | 87.122 | 26.459 | 1131.709
30.818 | 86.486 | 26.615 | 1114.625
30.962 | 85.251 | 26.771 | 1098.627
31.105 | 82.965 | 26.771 | 1098.627
31.248 | 80.792 | 26.926 | 1080.13
31.39 | 79.422 | 27.082 | 1061.283
31.533 | 79.336 | 27.236 | 1042.357
31.674 | 78.126 | 27.39 | 1022.697
31.815 | 76.767 | 27.544 | 1003.686
31.956 | 76.485 | 27.697 | 985.631
32.097 | 76.336 | 27.85 | 968.644
32.237 | 75.704 | 27.85 | 968.644
32.376 | 75.594 | 28.003 | 951.933
32.515 | 75.991 | 28.155 | 934.632
32.654 | 75.811 | 28.306 | 916.572
32.792 | 75.838 | 28.458 | 898.027
32.93 | 76.215 | 28.608 | 878.848
33.067 | 75.23 | 28.759 | 861.167
33.204 | 72.839 | 28.909 | 841.345
33.341 | 71.137 | 28.909 | 841.345
33.477 | 70.685 | 29.058 | 820.911
33.613 | 70.658 | 29.207 | 801.88
33.748 | 70.631 | 29.356 | 784.017
33.883 | 70.506 | 29.504 | 763.554
34.017 | 70.402 | 29.651 | 746.729
34.151 | 69.417 | 29.799 | 731.85
34.285 | 67.954 | 29.946 | 715.791
34.418 | 66.6 | 29.946 | 715.791
34.55 | 66.844 | 30.092 | 697.638
34.683 | 67.713 | 30.238 | 679.146
34.814 | 68.814 | 30.384 | 659.405
34.946 | 66.378 | 30.529 | 639.005
35.077 | 60.756 | 30.673 | 621.553
35.208 | 53.707 | 30.818 | 608.534
35.338 | 46.538 | 30.962 | 595.436
35.467 | 40.504 | 30.962 | 595.436
35.597 | 37.478 | 31.105 | 581.508
35.726 | 36.21 | 31.248 | 565.297
35.854 | 34.85 | 31.39 | 546.84
35.982 | 32.692 | 31.533 | 529.551
36.11 | 31.065 | 31.674 | 513.921
36.237 | 30.926 | 31.815 | 499.271
36.364 | 31.422 | 31.956 | 484.912
36.491 | 32.803 | 31.956 | 484.912
36.617 | 33.687 | 32.097 | 471.374
36.742 | 34.068 | 32.237 | 456.789
36.867 | 32.91 | 32.376 | 442.202
36.992 | 31.141 | 32.515 | 427.729
37.117 | 31.677 | 32.654 | 414.905
37.241 | 38.37 | 32.792 | 403.473
37.364 | 52.195 | 32.792 | 403.473
37.487 | 61.163 | 32.93 | 391.389
37.61 | 64.393 | 33.067 | 378.482
37.733 | 62.107 | 33.204 | 365.259
37.855 | 53.716 | 33.341 | 353.999
37.976 | 39.752 | 33.477 | 341.769
38.097 | 31.505 | 33.613 | 331.194
38.218 | 26.318 | 33.748 | 321.479
38.338 | 23.118 | 33.748 | 321.479
38.458 | 21.819 | 33.883 | 313
38.578 | 21.145 | 34.017 | 304.046
38.697 | 20.143 | 34.151 | 295.052
38.816 | 18.837 | 34.285 | 286.656
38.934 | 17.96 | 34.418 | 276.497
39.052 | 17.399 | 34.55 | 267.403
39.17 | 17.843 | 34.683 | 259.314
39.287 | 19.368 | 34.683 | 259.314
39.404 | 20.336 | 34.814 | 249.765
39.52 | 19.925 | 34.946 | 242.336
39.636 | 18.782 | 35.077 | 236.753
39.752 | 17.138 | 35.208 | 230.172
39.867 | 16.121 | 35.338 | 223.651
39.982 | 16.48 | 35.467 | 217.475
40.096 | 16.687 | 35.597 | 212.549
40.096 | 16.687 | 35.597 | 212.549
40.211 | 17.331 | 35.726 | 206.821
40.324 | 18.044 | 35.854 | 199.966
40.438 | 18.073 | 35.982 | 193.016
40.551 | 16.869 | 36.11 | 186.283
40.663 | 16.51 | 36.237 | 178.715
40.775 | 16.689 | 36.364 | 176.391
40.887 | 17.474 | 36.491 | 174.649
40.663 | 23.4 | 40.551 | 61.474
40.775 | 24.348 | 40.663 | 52.419
40.887 | 25.915 | 40.775 | 37.91
40.999 | 27.491 | 40.887 | 26.903
455.669
323.389
196.583
73.469
0
0
0

## Vivid H40V80 (hidden)
Selador | Lamp |  | Wattage
Vivid | Lumileds K2 |  | 122 |  | Note: Owing to the variability of LEDs, output data and color matches should be viewed as approximate
Note: All data taken with room temperature fixture
| Beam Angle | Field Angle
Horizontal | 29.4 | 45.8
| Accessory Lens | Candela | Field Lumens | Beam Lumens | Lens Efficiency | Efficacy
| H40+V80 | 2080 | 1000 | 590 | 88.89% | 8.1967
| For Field diameter at any distance, multiply distance by |  |  |  | 0.84483
| For Beam diameter at any distance, multiply distance by |  |  |  | 0.52469
| Throw Distance (ft) | 10 | 15 | 20 | 25
| Throw Distance (m) | 3.048 | 4.572 | 6.096 | 7.62
| Field Diameter (ft) | 8.4483 | 12.6725 | 16.8967 | 21.1208
| Field Diameter (m) | 2.5751 | 3.8626 | 5.1501 | 6.4376
| Illuminance (fc) | 20.8 | 9.2444 | 5.2 | 3.328
| Illuminance (lux) | 223.8891 | 99.5063 | 55.9723 | 35.8223
Test Distance | Iso-Illuminance Diagram grid lines
52 | 10 | 20 | 30 | 40
| 0.19231 | 0.38462 | 0.57692 | 0.76923
| Beam Angle | Field Angle
Vertical | 63.8 | 81.4
| For Field diameter at any distance, multiply distance by |  |  |  | 1.7203
| For Beam diameter at any distance, multiply distance by |  |  |  | 1.2449
| Throw Distance (ft) | 10 | 15 | 20 | 25
| Throw Distance (m) | 3.048 | 4.572 | 6.096 | 7.62
| Field Diameter (ft) | 17.2027 | 25.8041 | 34.4054 | 43.0068
| Field Diameter (m) | 5.2434 | 7.8651 | 10.4868 | 13.1085
| Illuminance (fc) | 20.8 | 9.2444 | 5.2 | 3.328
| Illuminance (lux) | 223.8891 | 99.5063 | 55.9723 | 35.8223
| X |  | Y
-40.999 | 0 | -41.11 | 210.551
-40.887 | 0 | -40.999 | 213.048
-40.775 | 0 | -40.887 | 216.105
-40.663 | 4.508 | -40.775 | 219.545
-40.551 | 12.162 | -40.663 | 224.502
-40.438 | 19.676 | -40.551 | 231.395
-40.324 | 27.707 | -40.438 | 237.238
-40.211 | 32.515 | -40.324 | 244.237
-40.096 | 32.476 | -40.211 | 252.529
-39.982 | 32.713 | -40.096 | 258.845
-39.867 | 33.683 | -39.982 | 264.29
-39.752 | 33.178 | -39.867 | 270.258
-39.636 | 32.982 | -39.752 | 274.177
-39.52 | 33.42 | -39.636 | 279.69
-39.404 | 33.583 | -39.52 | 286.018
-39.287 | 33.654 | -39.404 | 295.791
-39.17 | 33.665 | -39.287 | 304.414
-39.052 | 34.118 | -39.17 | 314.104
-38.934 | 34.919 | -39.052 | 322.863
-38.816 | 36.093 | -38.934 | 332.794
-38.697 | 36.176 | -38.816 | 341.916
-38.578 | 35.328 | -38.697 | 353.564
-38.458 | 37.317 | -38.578 | 362.479
-38.338 | 38.999 | -38.458 | 371.125
-38.218 | 38.434 | -38.338 | 379.104
-38.097 | 37.817 | -38.218 | 390.939
-37.976 | 37.828 | -38.097 | 404.186
-37.855 | 37.387 | -37.976 | 417.067
-37.733 | 37.847 | -37.855 | 430.742
-37.61 | 38.19 | -37.733 | 446.655
-37.487 | 39.167 | -37.61 | 459.81
-37.364 | 39.277 | -37.487 | 472.134
-37.241 | 39.331 | -37.364 | 482.921
-37.117 | 39.821 | -37.241 | 494.883
-36.992 | 40.524 | -37.117 | 506.501
-36.867 | 41.353 | -36.992 | 518.594
-36.742 | 41.932 | -36.867 | 529.72
-36.617 | 41.808 | -36.742 | 543.718
-36.491 | 42.697 | -36.617 | 558.346
-36.364 | 42.807 | -36.491 | 572.743
-36.237 | 42.071 | -36.364 | 587.281
-36.11 | 41.656 | -36.237 | 604.362
-35.982 | 41.977 | -36.11 | 621.293
-35.854 | 42.008 | -35.982 | 638.547
-35.726 | 42.815 | -35.854 | 654.556
-35.597 | 43.974 | -35.726 | 673.534
-35.467 | 43.351 | -35.597 | 689.688
-35.338 | 43.755 | -35.467 | 704.676
-35.208 | 44.358 | -35.338 | 718.717
-35.077 | 45.257 | -35.208 | 734.035
-34.946 | 46.122 | -35.077 | 750.813
-34.814 | 46.377 | -34.946 | 766.185
-34.683 | 46.28 | -34.814 | 783.053
-34.55 | 46.804 | -34.683 | 796.034
-34.418 | 46.951 | -34.55 | 806.028
-34.285 | 46.089 | -34.418 | 818.532
-34.151 | 46.164 | -34.285 | 832.134
-34.017 | 47.186 | -34.151 | 845.253
-33.883 | 47.69 | -34.017 | 857.969
-33.748 | 48.767 | -33.883 | 874.598
-33.613 | 49.353 | -33.748 | 888.094
-33.477 | 49.718 | -33.613 | 902.435
-33.341 | 49.461 | -33.477 | 917.418
-33.204 | 48.922 | -33.341 | 931.322
-33.067 | 50.059 | -33.204 | 941.442
-32.93 | 50.834 | -33.067 | 953.551
-32.792 | 52.09 | -32.93 | 965.279
-32.654 | 52.267 | -32.792 | 974.53
-32.515 | 52.672 | -32.654 | 985.495
-32.376 | 52.405 | -32.515 | 999.376
-32.237 | 52.599 | -32.376 | 1012.611
-32.097 | 53.611 | -32.237 | 1024.936
-31.956 | 54.681 | -32.097 | 1036.68
-31.815 | 55.515 | -31.956 | 1048.397
-31.674 | 56.992 | -31.815 | 1055.23
-31.533 | 57.807 | -31.674 | 1060.665
-31.39 | 58.413 | -31.533 | 1063.847
-31.248 | 58.082 | -31.39 | 1068.951
-31.105 | 58.637 | -31.248 | 1076.837
-30.962 | 59.251 | -31.105 | 1086.299
-30.818 | 61.238 | -30.962 | 1095.512
-30.673 | 62.336 | -30.818 | 1102.096
-30.529 | 62.686 | -30.673 | 1107.61
-30.384 | 64.026 | -30.529 | 1112.025
-30.238 | 65.202 | -30.384 | 1116.889
-30.092 | 66.283 | -30.238 | 1122.97
-29.946 | 66.139 | -30.092 | 1129.203
-29.799 | 67.077 | -29.946 | 1135.693
-29.651 | 67.078 | -29.799 | 1143.136
-29.504 | 66.974 | -29.651 | 1149.958
-29.356 | 66.577 | -29.504 | 1156.062
-29.207 | 68.266 | -29.356 | 1164.304
-29.058 | 69.837 | -29.207 | 1173.552
-28.909 | 71.064 | -29.058 | 1180.722
-28.759 | 71.416 | -28.909 | 1186.192
-28.608 | 73.505 | -28.759 | 1191.239
-28.458 | 75.495 | -28.608 | 1195.562
-28.306 | 76.594 | -28.458 | 1202.964
-28.155 | 78.29 | -28.306 | 1212.288
-28.003 | 80.757 | -28.155 | 1222.701
-27.85 | 83.103 | -28.003 | 1230.969
-27.697 | 85.189 | -27.85 | 1238.763
-27.544 | 87.158 | -27.697 | 1245.17
-27.39 | 89.348 | -27.544 | 1251.163
-27.236 | 91.085 | -27.39 | 1258.054
-27.082 | 92.671 | -27.236 | 1265.063
-26.926 | 93.912 | -27.082 | 1271.895
-26.771 | 95.706 | -26.926 | 1278.688
-26.615 | 97.448 | -26.771 | 1286.126
-26.459 | 99.541 | -26.615 | 1293.696
-26.302 | 102.465 | -26.459 | 1303.792
-26.145 | 104.656 | -26.302 | 1313.999
-25.987 | 106.638 | -26.145 | 1321.748
-25.829 | 110.239 | -25.987 | 1330.429
-25.671 | 114.19 | -25.829 | 1339.307
-25.512 | 117.224 | -25.671 | 1346.11
-25.353 | 119.989 | -25.512 | 1350.448
-25.193 | 122.902 | -25.353 | 1356.031
-25.033 | 125.811 | -25.193 | 1365.389
-24.872 | 129.068 | -25.033 | 1373.578
-24.711 | 132.523 | -24.872 | 1382.171
-24.55 | 136.687 | -24.711 | 1390.905
-24.388 | 141.389 | -24.55 | 1397.993
-24.226 | 145.562 | -24.388 | 1403.234
-24.063 | 150.305 | -24.226 | 1406.377
-23.9 | 155.429 | -24.063 | 1410.885
-23.737 | 161.004 | -23.9 | 1417.506
-23.573 | 166.699 | -23.737 | 1425.33
-23.409 | 172.138 | -23.573 | 1433.968
-23.244 | 178.216 | -23.409 | 1444.433
-23.079 | 183.645 | -23.244 | 1451.541
-22.913 | 189.763 | -23.079 | 1457.307
-22.747 | 197.268 | -22.913 | 1463.466
-22.581 | 205.513 | -22.747 | 1471.976
-22.414 | 213.331 | -22.581 | 1480.013
-22.247 | 221.846 | -22.414 | 1488.231
-22.08 | 231.156 | -22.247 | 1497.066
-21.912 | 240.662 | -22.08 | 1506.565
-21.744 | 249.412 | -21.912 | 1513.406
-21.575 | 258.981 | -21.744 | 1522.219
-21.406 | 269.74 | -21.575 | 1528.521
-21.236 | 279.348 | -21.406 | 1532.646
-21.066 | 289.542 | -21.236 | 1539.377
-20.896 | 300.332 | -21.066 | 1543.707
-20.725 | 312.288 | -20.896 | 1551.202
-20.554 | 325.45 | -20.725 | 1560.442
-20.383 | 339.874 | -20.554 | 1568.286
-20.211 | 354.374 | -20.383 | 1574.515
-20.039 | 369.851 | -20.211 | 1581.376
-19.866 | 384.982 | -20.039 | 1587.341
-19.693 | 398.974 | -19.866 | 1594.637
-19.52 | 413.641 | -19.693 | 1604.413
-19.346 | 429.408 | -19.52 | 1613.121
-19.172 | 445.376 | -19.346 | 1621.35
-18.998 | 463.102 | -19.172 | 1625.273
-18.823 | 480.479 | -18.998 | 1631.49
-18.648 | 499.595 | -18.823 | 1637.806
-18.472 | 518.975 | -18.648 | 1644.318
-18.297 | 539.458 | -18.472 | 1650.589
-18.12 | 559.47 | -18.297 | 1657.397
-17.944 | 580.321 | -18.12 | 1663.286
-17.767 | 599.884 | -17.944 | 1671.596
-17.59 | 621.246 | -17.767 | 1682.099
-17.412 | 644.392 | -17.59 | 1689.449
-17.234 | 668.781 | -17.412 | 1700.676
-17.056 | 694.501 | -17.234 | 1710.023
-16.877 | 719.296 | -17.056 | 1717.554
-16.698 | 745.351 | -16.877 | 1723.666
-16.519 | 768.773 | -16.698 | 1734.237
-16.339 | 793.445 | -16.519 | 1738.759
-16.159 | 817.667 | -16.339 | 1748.84
-15.978 | 842.881 | -16.159 | 1755.209
-15.798 | 868.224 | -15.978 | 1764.728
-15.617 | 896.987 | -15.798 | 1768.491
-15.435 | 927.55 | -15.617 | 1774.582
-15.254 | 956.182 | -15.435 | 1780.553
-15.072 | 981.9 | -15.254 | 1788.798
-14.89 | 1006.034 | -15.072 | 1795.638
-14.707 | 1031.813 | -14.89 | 1807.87
-14.524 | 1057.669 | -14.707 | 1819.176
-14.341 | 1084.06 | -14.524 | 1827.731
-14.158 | 1110.53 | -14.341 | 1835.721
-13.974 | 1135.683 | -14.158 | 1840.292
-13.79 | 1162.074 | -13.974 | 1845.066
-13.605 | 1188.986 | -13.79 | 1850.526
-13.421 | 1214.401 | -13.605 | 1856.486
-13.236 | 1239.037 | -13.421 | 1859.661
-13.051 | 1264.67 | -13.236 | 1868.651
-12.865 | 1292.058 | -13.051 | 1876.011
-12.679 | 1322.149 | -12.865 | 1886.436
-12.493 | 1345.037 | -12.679 | 1895.205
-12.307 | 1371.458 | -12.493 | 1901.898
-12.12 | 1394.865 | -12.307 | 1909.072
-11.934 | 1418.802 | -12.12 | 1916.116
-11.746 | 1442.028 | -11.934 | 1922.721
-11.559 | 1466.657 | -11.746 | 1927.046
-11.372 | 1487.843 | -11.559 | 1930.903
-11.184 | 1509.118 | -11.372 | 1936.031
-10.996 | 1532.871 | -11.184 | 1941.838
-10.807 | 1555.142 | -10.996 | 1951.073
-10.619 | 1577.431 | -10.807 | 1958.747
-10.43 | 1601.226 | -10.619 | 1962.419
-10.241 | 1624.194 | -10.43 | 1967.588
-10.052 | 1646.008 | -10.241 | 1971.253
-9.862 | 1665.055 | -10.052 | 1975.352
-9.673 | 1685.805 | -9.862 | 1980.682
-9.483 | 1706.042 | -9.673 | 1985.067
-9.293 | 1728.253 | -9.483 | 1988.108
-9.102 | 1747.26 | -9.293 | 1992.235
-8.912 | 1768.889 | -9.102 | 1998.697
-8.721 | 1790.891 | -8.912 | 2001.432
-8.53 | 1809.297 | -8.721 | 2007.418
-8.339 | 1824.126 | -8.53 | 2010.265
-8.148 | 1841.853 | -8.339 | 2016.183
-7.956 | 1859.087 | -8.148 | 2016.303
-7.764 | 1872.839 | -7.956 | 2014.943
-7.573 | 1885.801 | -7.764 | 2016.798
-7.381 | 1898.532 | -7.573 | 2017.515
-7.188 | 1906.848 | -7.381 | 2023.891
-6.996 | 1916.521 | -7.188 | 2026.327
-6.804 | 1929.429 | -6.996 | 2035.17
-6.611 | 1941.747 | -6.804 | 2036.186
-6.418 | 1953.533 | -6.611 | 2039.484
-6.225 | 1965.637 | -6.418 | 2031.429
-6.032 | 1975.298 | -6.225 | 2029.721
-5.839 | 1980.738 | -6.032 | 2025.757
-5.646 | 1989.367 | -5.839 | 2025.415
-5.452 | 1994.083 | -5.646 | 2020.134
-5.259 | 2003.066 | -5.452 | 2022.586
-5.065 | 2014.089 | -5.259 | 2025.086
-4.871 | 2023.842 | -5.065 | 2029.877
-4.677 | 2027.557 | -4.871 | 2033.284
-4.483 | 2033.908 | -4.677 | 2040.645
-4.289 | 2039.072 | -4.483 | 2043.698
-4.095 | 2045.541 | -4.289 | 2043.712
-3.9 | 2054.092 | -4.095 | 2045.164
-3.706 | 2061.32 | -3.9 | 2049.012
-3.511 | 2066.784 | -3.706 | 2053.232
-3.317 | 2071.029 | -3.511 | 2058.297
-3.122 | 2072.32 | -3.317 | 2066.099
-2.927 | 2073.68 | -3.122 | 2071.554
-2.732 | 2075.165 | -2.927 | 2070.132
-2.537 | 2078.514 | -2.732 | 2069.742
-2.342 | 2081.014 | -2.537 | 2066.269
-2.147 | 2079.528 | -2.342 | 2064.189
-1.952 | 2079.24 | -2.147 | 2063.405
-1.757 | 2078.205 | -1.952 | 2063.942
-1.562 | 2078.825 | -1.757 | 2061.427
-1.367 | 2075.688 | -1.562 | 2061.053
-1.172 | 2073.998 | -1.367 | 2058.295
-0.976 | 2069.718 | -1.172 | 2060.145
-0.781 | 2068.382 | -0.976 | 2063.993
-0.586 | 2067.603 | -0.781 | 2071.986
-0.391 | 2068.24 | -0.586 | 2074.686
-0.195 | 2072.151 | -0.391 | 2075.586
0 | 2075.205 | -0.195 | 2072.595
0.195 | 2073.759 | 0 | 2075.205
0.391 | 2070.389 | 0.195 | 2070.655
0.586 | 2067.839 | 0.391 | 2070.666
0.781 | 2064.93 | 0.586 | 2066.744
0.976 | 2065.587 | 0.781 | 2065.194
1.172 | 2062.669 | 0.976 | 2064.228
1.367 | 2061.541 | 1.172 | 2070.864
1.562 | 2062.135 | 1.367 | 2071.916
1.757 | 2063.44 | 1.562 | 2074.358
1.952 | 2062.179 | 1.757 | 2074.708
2.147 | 2065.433 | 1.952 | 2075.256
2.342 | 2065.565 | 2.147 | 2073.432
2.537 | 2064.323 | 2.342 | 2072.553
2.732 | 2061.524 | 2.537 | 2070.049
2.927 | 2056.902 | 2.732 | 2068.282
3.122 | 2050.271 | 2.927 | 2062.926
3.317 | 2044.692 | 3.122 | 2057.245
3.511 | 2039.413 | 3.317 | 2057.965
3.706 | 2033.569 | 3.511 | 2057.405
3.9 | 2025.82 | 3.706 | 2053.692
4.095 | 2020.656 | 3.9 | 2051.441
4.289 | 2012.729 | 4.095 | 2056.307
4.483 | 2004.579 | 4.289 | 2055.395
4.677 | 2000.039 | 4.483 | 2052.747
4.871 | 2001.063 | 4.677 | 2048.301
5.065 | 1997.431 | 4.871 | 2044.142
5.259 | 1991.08 | 5.065 | 2039.061
5.452 | 1985.064 | 5.259 | 2038.264
5.646 | 1976.191 | 5.452 | 2037.757
5.839 | 1964.185 | 5.646 | 2033.802
6.032 | 1953.345 | 5.839 | 2033.987
6.225 | 1946.904 | 6.032 | 2031.858
6.418 | 1941.529 | 6.225 | 2029.297
6.611 | 1931.525 | 6.418 | 2028.392
6.804 | 1923.612 | 6.611 | 2025.953
6.996 | 1914.466 | 6.804 | 2026.334
7.188 | 1909.601 | 6.996 | 2024.683
7.381 | 1901.487 | 7.188 | 2023.518
7.573 | 1892.872 | 7.381 | 2024.616
7.764 | 1880.632 | 7.573 | 2021.797
7.956 | 1866.049 | 7.764 | 2016.641
8.148 | 1849.054 | 7.956 | 2013.217
8.339 | 1832.668 | 8.148 | 2008.417
8.53 | 1815.014 | 8.339 | 2000.274
8.721 | 1797.707 | 8.53 | 1995.621
8.912 | 1783.391 | 8.721 | 1993.742
9.102 | 1766.765 | 8.912 | 1987.447
9.293 | 1749.433 | 9.102 | 1979.58
9.483 | 1730.377 | 9.293 | 1970.594
9.673 | 1711.178 | 9.483 | 1964.264
9.862 | 1694.486 | 9.673 | 1958.478
10.052 | 1673.342 | 9.862 | 1954.613
10.241 | 1652.842 | 10.052 | 1952.649
10.43 | 1634.5 | 10.241 | 1946.881
10.619 | 1617.202 | 10.43 | 1938.364
10.807 | 1595.544 | 10.619 | 1931.711
10.996 | 1577.319 | 10.807 | 1928.377
11.184 | 1558.834 | 10.996 | 1923.692
11.372 | 1538.259 | 11.184 | 1923.401
11.559 | 1514.786 | 11.372 | 1921.456
11.746 | 1490.078 | 11.559 | 1915.857
11.934 | 1466.004 | 11.746 | 1907.923
12.12 | 1441.706 | 11.934 | 1900.452
12.307 | 1415.99 | 12.12 | 1894.794
12.493 | 1390.976 | 12.307 | 1890.602
12.679 | 1366.948 | 12.493 | 1887.067
12.865 | 1343.912 | 12.679 | 1878.655
13.051 | 1320.087 | 12.865 | 1869.192
13.236 | 1296.232 | 13.051 | 1858.668
13.421 | 1272.179 | 13.236 | 1850.202
13.605 | 1246.899 | 13.421 | 1841.215
13.79 | 1220.32 | 13.605 | 1836.578
13.974 | 1192.824 | 13.79 | 1832.295
14.158 | 1166.578 | 13.974 | 1829.932
14.341 | 1140.26 | 14.158 | 1820.363
14.524 | 1112.022 | 14.341 | 1817.739
14.707 | 1083.285 | 14.524 | 1812.546
14.89 | 1054.442 | 14.707 | 1805.469
15.072 | 1026.138 | 14.89 | 1794.482
15.254 | 998.821 | 15.072 | 1787.172
15.435 | 973.952 | 15.254 | 1777.532
15.617 | 951.02 | 15.435 | 1767.339
15.798 | 925.824 | 15.617 | 1760.449
15.978 | 898.156 | 15.798 | 1755.207
16.159 | 871.106 | 15.978 | 1748.757
16.339 | 843.252 | 16.159 | 1746.31
16.519 | 817.068 | 16.339 | 1741.438
16.698 | 793.37 | 16.519 | 1736.039
16.877 | 770.535 | 16.698 | 1727.22
17.056 | 749.36 | 16.877 | 1720.756
17.234 | 727.87 | 17.056 | 1715.223
17.412 | 706.747 | 17.234 | 1709.625
17.59 | 684.265 | 17.412 | 1703.181
17.767 | 661.726 | 17.59 | 1698.312
17.944 | 639.386 | 17.767 | 1695.578
18.12 | 618.956 | 17.944 | 1689.3
18.297 | 600.242 | 18.12 | 1681.511
18.472 | 580.822 | 18.297 | 1674.09
18.648 | 560.9 | 18.472 | 1665.904
18.823 | 541.632 | 18.648 | 1655.25
18.998 | 523.791 | 18.823 | 1643.46
19.172 | 505.78 | 18.998 | 1632.883
19.346 | 489.031 | 19.172 | 1627.592
19.52 | 472.016 | 19.346 | 1623.973
19.693 | 455.097 | 19.52 | 1617.739
19.866 | 438.907 | 19.693 | 1613.662
20.039 | 423.435 | 19.866 | 1606.348
20.211 | 407.095 | 20.039 | 1599.308
20.383 | 391.778 | 20.211 | 1592.309
20.554 | 377.596 | 20.383 | 1586.175
20.725 | 363.645 | 20.554 | 1581.133
20.896 | 351.642 | 20.725 | 1576.296
21.066 | 338.674 | 20.896 | 1570.118
21.236 | 325.895 | 21.066 | 1563.353
21.406 | 314.009 | 21.236 | 1555.326
21.575 | 302.733 | 21.406 | 1549.595
21.744 | 290.707 | 21.575 | 1543.909
21.912 | 279.726 | 21.744 | 1537.523
22.08 | 268.791 | 21.912 | 1525.832
22.247 | 258.375 | 22.08 | 1514.21
22.414 | 250.272 | 22.247 | 1506.469
22.581 | 243.08 | 22.414 | 1499.861
22.747 | 236.793 | 22.581 | 1496.156
22.913 | 231.258 | 22.747 | 1492.507
23.079 | 224.119 | 22.913 | 1489.215
23.244 | 215.767 | 23.079 | 1482.706
23.409 | 208.574 | 23.244 | 1475.605
23.573 | 202.425 | 23.409 | 1464.982
23.737 | 196.413 | 23.573 | 1453.478
23.9 | 190.646 | 23.737 | 1443.649
24.063 | 185.656 | 23.9 | 1436.275
24.226 | 179.915 | 24.063 | 1431.291
24.388 | 173.141 | 24.226 | 1426.879
24.55 | 166.905 | 24.388 | 1418.331
24.711 | 162.173 | 24.55 | 1407.163
24.872 | 158.315 | 24.711 | 1398.336
25.033 | 154.893 | 24.872 | 1388.258
25.193 | 151.163 | 25.033 | 1377.546
25.353 | 146.297 | 25.193 | 1371.486
25.512 | 141.562 | 25.353 | 1367.016
25.671 | 137.622 | 25.512 | 1361.043
25.829 | 135.476 | 25.671 | 1352.999
25.987 | 133.388 | 25.829 | 1342.423
26.145 | 131.112 | 25.987 | 1331.325
26.302 | 128.567 | 26.145 | 1322.381
26.459 | 125.151 | 26.302 | 1313.884
26.615 | 121.805 | 26.459 | 1305.318
26.771 | 118.742 | 26.615 | 1298.195
26.926 | 115.537 | 26.771 | 1290.896
27.082 | 112.344 | 26.926 | 1285.668
27.236 | 110.091 | 27.082 | 1279.257
27.39 | 107.859 | 27.236 | 1272.949
27.544 | 105.389 | 27.39 | 1264.924
27.697 | 103.676 | 27.544 | 1257.565
27.85 | 101.748 | 27.697 | 1248.963
28.003 | 99.502 | 27.85 | 1240.968
28.155 | 96.731 | 28.003 | 1234.392
28.306 | 95.032 | 28.155 | 1231.335
28.458 | 93.869 | 28.306 | 1228.208
28.608 | 92.819 | 28.458 | 1222.969
28.759 | 92.108 | 28.608 | 1216.063
28.909 | 91.35 | 28.759 | 1209.031
29.058 | 89.631 | 28.909 | 1200.735
29.207 | 88.146 | 29.058 | 1192.05
29.356 | 87.464 | 29.207 | 1181.387
29.504 | 86.944 | 29.356 | 1172.09
29.651 | 85.701 | 29.504 | 1164.093
29.799 | 83.81 | 29.651 | 1157.58
29.946 | 81.859 | 29.799 | 1151.534
30.092 | 80.382 | 29.946 | 1146.833
30.238 | 78.398 | 30.092 | 1140.628
30.384 | 76.093 | 30.238 | 1131.437
30.529 | 75.154 | 30.384 | 1120.213
30.673 | 75.165 | 30.529 | 1110.073
30.818 | 74.628 | 30.673 | 1102.622
30.962 | 73.229 | 30.818 | 1096.692
31.105 | 72.545 | 30.962 | 1090.369
31.248 | 71.011 | 31.105 | 1083.12
31.39 | 68.884 | 31.248 | 1076.039
31.533 | 67.677 | 31.39 | 1068.862
31.674 | 67.537 | 31.533 | 1061.184
31.815 | 67.485 | 31.674 | 1051.83
31.956 | 67.114 | 31.815 | 1038.179
32.097 | 67.857 | 31.956 | 1026.048
32.237 | 67.918 | 32.097 | 1015.345
32.376 | 67.336 | 32.237 | 1005.7
32.515 | 66.03 | 32.376 | 997.359
32.654 | 65.896 | 32.515 | 985.763
32.792 | 65.317 | 32.654 | 972.794
32.93 | 64.286 | 32.792 | 958.411
33.067 | 63.269 | 32.93 | 945.03
33.204 | 61.886 | 33.067 | 929.628
33.341 | 60.323 | 33.204 | 912.581
33.477 | 60.01 | 33.341 | 897.405
33.613 | 61.325 | 33.477 | 886.255
33.748 | 61.977 | 33.613 | 873.62
33.883 | 61.423 | 33.748 | 861.119
34.017 | 60.376 | 33.883 | 849.36
34.151 | 59.074 | 34.017 | 834.996
34.285 | 57.538 | 34.151 | 820.459
34.418 | 56.084 | 34.285 | 806.288
34.55 | 56.973 | 34.418 | 791.526
34.683 | 58.293 | 34.55 | 775.743
34.814 | 58.297 | 34.683 | 759.075
34.946 | 55.558 | 34.814 | 741.333
35.077 | 51.451 | 34.946 | 724.165
35.208 | 45.704 | 35.077 | 706.744
35.338 | 39.415 | 35.208 | 689.423
35.467 | 34.604 | 35.338 | 674.145
35.597 | 31.524 | 35.467 | 658.426
35.726 | 29.735 | 35.597 | 643.73
35.854 | 28.396 | 35.726 | 629.087
35.982 | 27.383 | 35.854 | 613.823
36.11 | 26.912 | 35.982 | 599.368
36.237 | 27.308 | 36.11 | 585.077
36.364 | 27.601 | 36.237 | 570.293
36.491 | 28.376 | 36.364 | 555.753
36.617 | 28.944 | 36.491 | 539.966
36.742 | 29.247 | 36.617 | 523.828
36.867 | 28.769 | 36.742 | 506.525
36.992 | 27.578 | 36.867 | 492.588
37.117 | 27.987 | 36.992 | 480.11
37.241 | 33.371 | 37.117 | 469.03
37.364 | 46.012 | 37.241 | 455.36
37.487 | 54.228 | 37.364 | 441.104
37.61 | 57.508 | 37.487 | 426.255
37.733 | 55.608 | 37.61 | 413.676
37.855 | 47.635 | 37.733 | 401.833
37.976 | 33.669 | 37.855 | 389.3
38.097 | 25.278 | 37.976 | 377.202
38.218 | 20.831 | 38.097 | 366.653
38.338 | 18.523 | 38.218 | 354.677
38.458 | 17.605 | 38.338 | 344.441
38.578 | 17.316 | 38.458 | 334.933
38.697 | 17.694 | 38.578 | 327.905
38.816 | 17.578 | 38.697 | 318.147
38.934 | 16.782 | 38.816 | 308.46
39.052 | 15.92 | 38.934 | 299.641
39.17 | 15.94 | 39.052 | 289.396
39.287 | 16.409 | 39.17 | 280.172
39.404 | 16.792 | 39.287 | 271.058
39.52 | 16.816 | 39.404 | 263.319
39.636 | 15.687 | 39.52 | 256.1
39.752 | 14.15 | 39.636 | 248.833
39.752 | 14.15 | 39.636 | 248.833
39.867 | 12.995 | 39.752 | 241.457
39.982 | 12.66 | 39.867 | 234.276
40.096 | 13.467 | 39.982 | 227.542
40.211 | 14.437 | 40.096 | 220.704
40.324 | 14.385 | 40.211 | 213.822
40.438 | 14.207 | 40.324 | 208.149
40.551 | 13.204 | 40.438 | 202.633
40.663 | 11.779 | 40.551 | 196.867
40.775 | 11.584 | 40.663 | 166.337
40.887 | 13.15 | 40.775 | 119.059
40.999 | 14.517 | 40.887 | 84.789
455.669
323.389
196.583
73.469
0
0
0

## Lustr H40 (hidden)
Selador | Lamp |  | Wattage
Lustr | Lumileds Rebel |  | 104 |  | Note: Owing to the variability of LEDs, output data and color matches should be viewed as approximate
Note: All data taken with room temperature fixture
| Beam Angle | Field Angle
Horizontal | 29.5 | 45.2
| Accessory Lens | Candela | Field Lumens | Beam Lumens | Lens Efficiency | Efficacy
| H40 | 13930 | 1710 | 970 | 93.49% | 16.4423
| For Field diameter at any distance, multiply distance by |  |  |  | 0.83252
| For Beam diameter at any distance, multiply distance by |  |  |  | 0.52656
| Throw Distance (ft) | 10 | 15 | 20 | 25
| Throw Distance (m) | 3.048 | 4.572 | 6.096 | 7.62
| Field Diameter (ft) | 8.3252 | 12.4878 | 16.6504 | 20.813
| Field Diameter (m) | 2.5375 | 3.8063 | 5.075 | 6.3438
| Illuminance (fc) | 139.3 | 61.9111 | 34.825 | 22.288
| Illuminance (lux) | 1499.4113 | 666.405 | 374.8528 | 239.9058
Test Distance | Iso-Illuminance Diagram grid lines
72 | 10 | 20 | 30 | 40
| 0.13889 | 0.27778 | 0.41667 | 0.55556
| Beam Angle | Field Angle
Vertical | 13.5 | 27.1
| For Field diameter at any distance, multiply distance by |  |  |  | 0.482
| For Beam diameter at any distance, multiply distance by |  |  |  | 0.23672
| Throw Distance (ft) | 10 | 15 | 20 | 25
| Throw Distance (m) | 3.048 | 4.572 | 6.096 | 7.62
| Field Diameter (ft) | 4.82 | 7.2301 | 9.6401 | 12.0501
| Field Diameter (m) | 1.4691 | 2.2037 | 2.9383 | 3.6729
| Illuminance (fc) | 139.3 | 61.9111 | 34.825 | 22.288
| Illuminance (lux) | 1499.4113 | 666.405 | 374.8528 | 239.9058
| X |  | Y
-32.12 | 0 | -32.221 | 99.729
-32.019 | 0 | -32.12 | 100.359
-31.917 | 0 | -32.019 | 100.6
-31.815 | 31.089 | -31.917 | 100.397
-31.714 | 86.098 | -31.815 | 101.797
-31.611 | 142.12 | -31.714 | 102.411
-31.509 | 196.102 | -31.611 | 102.16
-31.406 | 230.883 | -31.509 | 103.367
-31.303 | 235.025 | -31.406 | 104.823
-31.2 | 239.223 | -31.303 | 106.055
-31.097 | 242.462 | -31.2 | 107.109
-30.993 | 246.986 | -31.097 | 108.664
-30.89 | 249.715 | -30.993 | 110.292
-30.786 | 254.729 | -30.89 | 111.279
-30.681 | 258.164 | -30.786 | 111.881
-30.577 | 261.243 | -30.681 | 111.393
-30.472 | 264.591 | -30.577 | 111.2
-30.367 | 268.289 | -30.472 | 111.962
-30.262 | 271.056 | -30.367 | 113.38
-30.157 | 275.776 | -30.262 | 115.819
-30.051 | 282.145 | -30.157 | 117.503
-29.946 | 287.411 | -30.051 | 117.373
-29.84 | 294.596 | -29.946 | 116.998
-29.733 | 299.624 | -29.84 | 115.567
-29.627 | 305.428 | -29.733 | 116.336
-29.52 | 310.51 | -29.627 | 120.254
-29.413 | 317.367 | -29.52 | 121.204
-29.306 | 323.659 | -29.413 | 120.66
-29.199 | 330.949 | -29.306 | 120.841
-29.091 | 335.206 | -29.199 | 122.778
-28.983 | 341.063 | -29.091 | 121.756
-28.875 | 345.894 | -28.983 | 123.161
-28.767 | 354.283 | -28.875 | 125.585
-28.658 | 359.592 | -28.767 | 127.285
-28.55 | 366.905 | -28.658 | 127.597
-28.441 | 375.97 | -28.55 | 129.867
-28.332 | 386.731 | -28.441 | 129.7
-28.222 | 395.523 | -28.332 | 129.495
-28.113 | 401.898 | -28.222 | 131.582
-28.003 | 408.233 | -28.113 | 135.089
-27.893 | 417.377 | -28.003 | 136.721
-27.782 | 426.043 | -27.893 | 139.498
-27.672 | 435.267 | -27.782 | 141.682
-27.561 | 443.901 | -27.672 | 143.585
-27.45 | 454.422 | -27.561 | 144.866
-27.339 | 466.432 | -27.45 | 143.858
-27.228 | 476.632 | -27.339 | 143.652
-27.116 | 488.278 | -27.228 | 143.825
-27.004 | 500.417 | -27.116 | 145.428
-26.892 | 512.446 | -27.004 | 147.022
-26.78 | 523.059 | -26.892 | 148.045
-26.667 | 536.737 | -26.78 | 148.053
-26.554 | 551.818 | -26.667 | 148.955
-26.441 | 565.108 | -26.554 | 148.515
-26.328 | 579.28 | -26.441 | 149.558
-26.215 | 593.442 | -26.328 | 152.293
-26.101 | 610.274 | -26.215 | 155.784
-25.987 | 626.093 | -26.101 | 159.328
-25.873 | 642.258 | -25.987 | 162.998
-25.759 | 657.385 | -25.873 | 163.51
-25.644 | 678.155 | -25.759 | 165.219
-25.53 | 699.565 | -25.644 | 167.209
-25.415 | 719.556 | -25.53 | 169.513
-25.299 | 739.182 | -25.415 | 169.784
-25.184 | 762.246 | -25.299 | 171.817
-25.068 | 784.751 | -25.184 | 173.909
-24.953 | 806.631 | -25.068 | 175.632
-24.836 | 829.74 | -24.953 | 178.309
-24.72 | 855.06 | -24.836 | 181.29
-24.604 | 879.569 | -24.72 | 185.354
-24.487 | 904.189 | -24.604 | 187.31
-24.37 | 930.081 | -24.487 | 190.242
-24.253 | 954.639 | -24.37 | 190.066
-24.136 | 980.847 | -24.253 | 192.449
-24.018 | 1010.505 | -24.136 | 192.548
-23.9 | 1043.792 | -24.018 | 194.982
-23.782 | 1075.027 | -23.9 | 197.716
-23.664 | 1107.48 | -23.782 | 201.303
-23.546 | 1142.415 | -23.664 | 204.975
-23.427 | 1178.093 | -23.546 | 207.317
-23.308 | 1209.125 | -23.427 | 210.059
-23.189 | 1246.323 | -23.308 | 212.514
-23.07 | 1285.033 | -23.189 | 215.024
-22.95 | 1321.772 | -23.07 | 217.692
-22.83 | 1357.338 | -22.95 | 222.014
-22.71 | 1397.325 | -22.83 | 225.295
-22.59 | 1439.909 | -22.71 | 227.715
-22.47 | 1486.653 | -22.59 | 231.034
-22.349 | 1533.362 | -22.47 | 234.538
-22.229 | 1575.816 | -22.349 | 237.824
-22.108 | 1622.569 | -22.229 | 242.869
-21.987 | 1661.89 | -22.108 | 247.555
-21.865 | 1710.093 | -21.987 | 251.451
-21.744 | 1765.185 | -21.865 | 256.492
-21.622 | 1820.371 | -21.744 | 261.012
-21.5 | 1871.692 | -21.622 | 263.79
-21.378 | 1929.082 | -21.5 | 268.237
-21.255 | 1983.701 | -21.378 | 273.125
-21.132 | 2040.089 | -21.255 | 277.366
-21.01 | 2106.169 | -21.132 | 281.783
-20.887 | 2169.361 | -21.01 | 286.507
-20.763 | 2231.509 | -20.887 | 292.773
-20.64 | 2300.66 | -20.763 | 299.53
-20.516 | 2371.17 | -20.64 | 306.093
-20.392 | 2438.547 | -20.516 | 312.303
-20.268 | 2509.317 | -20.392 | 318.098
-20.144 | 2583.199 | -20.268 | 323.449
-20.02 | 2652.838 | -20.144 | 328.294
-19.895 | 2728.076 | -20.02 | 335.552
-19.77 | 2804.827 | -19.895 | 345.399
-19.645 | 2883.781 | -19.77 | 354.469
-19.52 | 2962.768 | -19.645 | 361.653
-19.395 | 3053.376 | -19.52 | 368.839
-19.269 | 3146.873 | -19.395 | 375.835
-19.143 | 3233.251 | -19.269 | 383.339
-19.017 | 3322.906 | -19.143 | 392.355
-18.891 | 3421.528 | -19.017 | 401.742
-18.765 | 3518.291 | -18.891 | 409.897
-18.638 | 3602.967 | -18.765 | 420.71
-18.512 | 3697.266 | -18.638 | 433.477
-18.385 | 3800.005 | -18.512 | 446.003
-18.257 | 3902.602 | -18.385 | 455.523
-18.13 | 3993.885 | -18.257 | 465.657
-18.003 | 4095.862 | -18.13 | 477.762
-17.875 | 4205.66 | -18.003 | 491.085
-17.747 | 4320.22 | -17.875 | 503.059
-17.619 | 4434.941 | -17.747 | 515.141
-17.491 | 4557.206 | -17.619 | 528.31
-17.362 | 4673.313 | -17.491 | 543.756
-17.234 | 4787.785 | -17.362 | 560.333
-17.105 | 4898.112 | -17.234 | 578.523
-16.976 | 5014.314 | -17.105 | 594.025
-16.847 | 5126.691 | -16.976 | 610.228
-16.718 | 5238.93 | -16.847 | 624.733
-16.588 | 5353.934 | -16.718 | 642.845
-16.459 | 5482.653 | -16.588 | 660.557
-16.329 | 5612.715 | -16.459 | 681.156
-16.199 | 5734.097 | -16.329 | 704.565
-16.069 | 5854.518 | -16.199 | 728.369
-15.938 | 5979.817 | -16.069 | 750.499
-15.808 | 6102.842 | -15.938 | 775.329
-15.677 | 6230.427 | -15.808 | 800.637
-15.546 | 6357.976 | -15.677 | 827.046
-15.415 | 6479.889 | -15.546 | 853.958
-15.284 | 6606.206 | -15.415 | 880.657
-15.153 | 6732.655 | -15.284 | 906.466
-15.021 | 6857.882 | -15.153 | 934.079
-14.89 | 6981.135 | -15.021 | 962.602
-14.758 | 7106.866 | -14.89 | 990.501
-14.626 | 7231.635 | -14.758 | 1020.454
-14.494 | 7357.122 | -14.626 | 1055.149
-14.361 | 7489.522 | -14.494 | 1090.317
-14.229 | 7617.633 | -14.361 | 1129.083
-14.096 | 7740.318 | -14.229 | 1168.513
-13.964 | 7872.058 | -14.096 | 1208.08
-13.831 | 8002.248 | -13.964 | 1249.006
-13.698 | 8136.291 | -13.831 | 1292.998
-13.564 | 8275.938 | -13.698 | 1339.811
-13.431 | 8413.832 | -13.564 | 1389.142
-13.297 | 8536.124 | -13.431 | 1438.555
-13.164 | 8662.351 | -13.297 | 1487.015
-13.03 | 8796.118 | -13.164 | 1539.132
-12.896 | 8931.057 | -13.03 | 1592.362
-12.762 | 9067.197 | -12.896 | 1644.121
-12.628 | 9205.538 | -12.762 | 1700.49
-12.493 | 9324.838 | -12.628 | 1763.477
-12.359 | 9436.991 | -12.493 | 1827.946
-12.224 | 9564.948 | -12.359 | 1895.032
-12.089 | 9694.718 | -12.224 | 1968.567
-11.954 | 9821.673 | -12.089 | 2041.563
-11.819 | 9963.031 | -11.954 | 2113.998
-11.684 | 10097.318 | -11.819 | 2189.729
-11.549 | 10211.916 | -11.684 | 2270.218
-11.413 | 10330.444 | -11.549 | 2346.209
-11.278 | 10448.326 | -11.413 | 2426.413
-11.142 | 10549.23 | -11.278 | 2509.267
-11.006 | 10655.086 | -11.142 | 2599.01
-10.87 | 10768.404 | -11.006 | 2687.36
-10.734 | 10879.802 | -10.87 | 2784.62
-10.598 | 10981.518 | -10.734 | 2882.215
-10.461 | 11078.932 | -10.598 | 2977.238
-10.325 | 11169.108 | -10.461 | 3076.606
-10.188 | 11245.756 | -10.325 | 3184.406
-10.052 | 11325.408 | -10.188 | 3293.505
-9.915 | 11411.78 | -10.052 | 3412.642
-9.778 | 11490.169 | -9.915 | 3527.581
-9.641 | 11578.851 | -9.778 | 3650.642
-9.504 | 11671.315 | -9.641 | 3773.564
-9.366 | 11756.626 | -9.504 | 3901.838
-9.229 | 11836.777 | -9.366 | 4028.868
-9.092 | 11900.228 | -9.229 | 4159.803
-8.954 | 11962.725 | -9.092 | 4294.553
-8.816 | 12023.395 | -8.954 | 4435.233
-8.679 | 12096.163 | -8.816 | 4579.93
-8.541 | 12167.175 | -8.679 | 4729.712
-8.403 | 12243.522 | -8.541 | 4882.095
-8.265 | 12306.496 | -8.403 | 5034.088
-8.126 | 12374.244 | -8.265 | 5188.55
-7.988 | 12444.731 | -8.126 | 5347.509
-7.85 | 12508.498 | -7.988 | 5515.499
-7.711 | 12578.864 | -7.85 | 5687.007
-7.573 | 12642.969 | -7.711 | 5853.188
-7.434 | 12698.219 | -7.573 | 6017.773
-7.295 | 12761.167 | -7.434 | 6181.322
-7.156 | 12822.305 | -7.295 | 6360.86
-7.018 | 12855.498 | -7.156 | 6545.038
-6.879 | 12889.768 | -7.018 | 6727.792
-6.739 | 12942.665 | -6.879 | 6907.914
-6.6 | 12997.07 | -6.739 | 7083.82
-6.461 | 13058.398 | -6.6 | 7261.791
-6.322 | 13124.335 | -6.461 | 7457.999
-6.182 | 13173.516 | -6.322 | 7647.082
-6.043 | 13222.87 | -6.182 | 7849.263
-5.903 | 13274.963 | -6.043 | 8050.906
-5.764 | 13305.246 | -5.903 | 8244.275
-5.624 | 13345.119 | -5.764 | 8438.437
-5.484 | 13399.358 | -5.624 | 8637.875
-5.345 | 13431.598 | -5.484 | 8823.787
-5.205 | 13457.92 | -5.345 | 9018.552
-5.065 | 13483.095 | -5.205 | 9217.161
-4.925 | 13514.461 | -5.065 | 9399.158
-4.785 | 13543.741 | -4.925 | 9590.082
-4.645 | 13576.199 | -4.785 | 9771.911
-4.505 | 13615.747 | -4.645 | 9937.346
-4.364 | 13646.295 | -4.505 | 10093.774
-4.224 | 13654.682 | -4.364 | 10279.143
-4.084 | 13670.395 | -4.224 | 10456.101
-3.943 | 13686.734 | -4.084 | 10636.263
-3.803 | 13718.648 | -3.943 | 10815.273
-3.662 | 13760.104 | -3.803 | 11012.452
-3.522 | 13799.788 | -3.662 | 11205.383
-3.381 | 13817.353 | -3.522 | 11390.903
-3.241 | 13829.89 | -3.381 | 11571.97
-3.1 | 13837.406 | -3.241 | 11728.713
-2.96 | 13853.993 | -3.1 | 11892.313
-2.819 | 13885.293 | -2.96 | 12055.647
-2.678 | 13900.054 | -2.819 | 12217.073
-2.537 | 13914.68 | -2.678 | 12358.183
-2.397 | 13928.322 | -2.537 | 12505.333
-2.256 | 13920.396 | -2.397 | 12642.462
-2.115 | 13887.7 | -2.256 | 12774.434
-1.974 | 13872.519 | -2.115 | 12892.078
-1.833 | 13872.285 | -1.974 | 13002.943
-1.692 | 13880.92 | -1.833 | 13080.54
-1.551 | 13876.105 | -1.692 | 13158.895
-1.41 | 13877.925 | -1.551 | 13243.517
-1.269 | 13861.332 | -1.41 | 13336.084
-1.128 | 13856.346 | -1.269 | 13405.249
-0.987 | 13845.633 | -1.128 | 13470.461
-0.846 | 13830.31 | -0.987 | 13544.218
-0.705 | 13787.737 | -0.846 | 13607.571
-0.564 | 13778.665 | -0.705 | 13661.325
-0.423 | 13792.747 | -0.564 | 13730.756
-0.282 | 13787.444 | -0.423 | 13775.715
-0.141 | 13782.418 | -0.282 | 13788.878
0 | 13781.177 | -0.141 | 13771.047
0.141 | 13763.077 | 0 | 13781.177
0.282 | 13732.18 | 0.141 | 13767.54
0.423 | 13725.684 | 0.282 | 13738.876
0.564 | 13732.908 | 0.423 | 13693.268
0.705 | 13744.688 | 0.564 | 13656.594
0.846 | 13744.148 | 0.705 | 13626.46
0.987 | 13734.582 | 0.846 | 13589.977
1.128 | 13731.005 | 0.987 | 13546.637
1.269 | 13736.849 | 1.128 | 13499.916
1.41 | 13740.657 | 1.269 | 13423.967
1.551 | 13742.162 | 1.41 | 13338.371
1.692 | 13732.211 | 1.551 | 13242.134
1.833 | 13707.736 | 1.692 | 13159.799
1.974 | 13681.395 | 1.833 | 13053.771
2.115 | 13659.893 | 1.974 | 12913.063
2.256 | 13646.109 | 2.115 | 12772.943
2.397 | 13622.067 | 2.256 | 12645.546
2.537 | 13606.223 | 2.397 | 12500.962
2.678 | 13602.475 | 2.537 | 12362.056
2.819 | 13578.01 | 2.678 | 12223.281
2.96 | 13546.435 | 2.819 | 12071.271
3.1 | 13514.064 | 2.96 | 11914.112
3.241 | 13489.384 | 3.1 | 11759.315
3.381 | 13476.275 | 3.241 | 11580.071
3.522 | 13481.857 | 3.381 | 11413.783
3.662 | 13473.035 | 3.522 | 11221.958
3.803 | 13450.323 | 3.662 | 11033.553
3.943 | 13423.038 | 3.803 | 10870.573
4.084 | 13393.552 | 3.943 | 10708.617
4.224 | 13368.746 | 4.084 | 10526.072
4.364 | 13347.229 | 4.224 | 10340.092
4.505 | 13317.61 | 4.364 | 10158.568
4.645 | 13287.708 | 4.505 | 9959.911
4.785 | 13258.995 | 4.645 | 9770.481
4.925 | 13221.236 | 4.785 | 9587.816
5.065 | 13180.247 | 4.925 | 9398.727
5.205 | 13153.554 | 5.065 | 9215.933
5.345 | 13129.476 | 5.205 | 9032.201
5.484 | 13101.525 | 5.345 | 8838.932
5.624 | 13078.126 | 5.484 | 8640.297
5.764 | 13025.704 | 5.624 | 8437.543
5.903 | 12960.739 | 5.764 | 8245
6.043 | 12890.359 | 5.903 | 8036.655
6.182 | 12818.683 | 6.043 | 7847.26
6.322 | 12736.802 | 6.182 | 7649.081
6.461 | 12691.427 | 6.322 | 7462.461
6.6 | 12636.054 | 6.461 | 7260.446
6.739 | 12567.616 | 6.6 | 7071.147
6.879 | 12494.057 | 6.739 | 6879.45
7.018 | 12442.914 | 6.879 | 6690.632
7.156 | 12386.146 | 7.018 | 6520.046
7.295 | 12318.318 | 7.156 | 6348.69
7.434 | 12275.282 | 7.295 | 6173.697
7.573 | 12226.692 | 7.434 | 6003.111
7.711 | 12174.932 | 7.573 | 5830.691
7.85 | 12108.564 | 7.711 | 5660.326
7.988 | 12056.431 | 7.85 | 5501.525
8.126 | 12006.249 | 7.988 | 5343.48
8.265 | 11935.869 | 8.126 | 5188.24
8.403 | 11850.961 | 8.265 | 5041.204
8.541 | 11764.548 | 8.403 | 4892.047
8.679 | 11688.283 | 8.541 | 4737.566
8.816 | 11598.019 | 8.679 | 4604.798
8.954 | 11527.995 | 8.816 | 4466.222
9.092 | 11454.486 | 8.954 | 4331.429
9.229 | 11372.864 | 9.092 | 4205.2
9.366 | 11289.041 | 9.229 | 4076.977
9.504 | 11227.347 | 9.366 | 3937.785
9.641 | 11154.28 | 9.504 | 3813.693
9.778 | 11072.877 | 9.641 | 3694.545
9.915 | 10991.828 | 9.778 | 3575.384
10.052 | 10912.718 | 9.915 | 3460.123
10.188 | 10814.036 | 10.052 | 3353.615
10.325 | 10702.343 | 10.188 | 3246.162
10.461 | 10599.038 | 10.325 | 3137.503
10.598 | 10497.798 | 10.461 | 3036.123
10.734 | 10400.446 | 10.598 | 2938.381
10.87 | 10293.81 | 10.734 | 2842.549
11.006 | 10193.462 | 10.87 | 2746.864
11.142 | 10090.507 | 11.006 | 2653.034
11.278 | 9984.76 | 11.142 | 2563.399
11.413 | 9880.292 | 11.278 | 2475.042
11.549 | 9781.624 | 11.413 | 2394.707
11.684 | 9678.931 | 11.549 | 2317.225
11.819 | 9568.733 | 11.684 | 2245.181
11.954 | 9443.898 | 11.819 | 2177.518
12.089 | 9314.498 | 11.954 | 2108.777
12.224 | 9195.022 | 12.089 | 2035.652
12.359 | 9078.012 | 12.224 | 1966.262
12.493 | 8951.797 | 12.359 | 1897.112
12.628 | 8828.338 | 12.493 | 1828.774
12.762 | 8712.195 | 12.628 | 1765.679
12.896 | 8594.218 | 12.762 | 1710.398
13.03 | 8466.205 | 12.896 | 1660.443
13.164 | 8337.914 | 13.03 | 1612.014
13.297 | 8214.555 | 13.164 | 1556.657
13.431 | 8094.644 | 13.297 | 1503.099
13.564 | 7972.729 | 13.431 | 1450.595
13.698 | 7854.673 | 13.564 | 1398.657
13.831 | 7725.401 | 13.698 | 1349.69
13.964 | 7590.257 | 13.831 | 1303.794
14.096 | 7461.026 | 13.964 | 1261.535
14.229 | 7333.185 | 14.096 | 1223.659
14.361 | 7207.668 | 14.229 | 1186.89
14.494 | 7089.812 | 14.361 | 1146.471
14.626 | 6971.646 | 14.494 | 1107.882
14.758 | 6845.112 | 14.626 | 1072.775
14.89 | 6721.994 | 14.758 | 1037.143
15.021 | 6591.215 | 14.89 | 1003.982
15.153 | 6455.832 | 15.021 | 971.626
15.284 | 6327.059 | 15.153 | 942.233
15.415 | 6196.656 | 15.284 | 910.048
15.546 | 6068.441 | 15.415 | 882.763
15.677 | 5948.881 | 15.546 | 851.729
15.808 | 5827.135 | 15.677 | 822.73
15.938 | 5703.813 | 15.808 | 792.494
16.069 | 5585.129 | 15.938 | 767.529
16.199 | 5468.406 | 16.069 | 744.151
16.329 | 5351.908 | 16.199 | 722.399
16.459 | 5239.366 | 16.329 | 699.395
16.588 | 5121.233 | 16.459 | 680.252
16.718 | 4999.224 | 16.588 | 660.527
16.847 | 4884.616 | 16.718 | 638.732
16.976 | 4777.754 | 16.847 | 617.248
17.105 | 4672.047 | 16.976 | 599.66
17.234 | 4572.501 | 17.105 | 583.953
17.362 | 4470.502 | 17.234 | 569.527
17.491 | 4361.317 | 17.362 | 554.497
17.619 | 4254.777 | 17.491 | 537.815
17.747 | 4149.48 | 17.619 | 519.135
17.875 | 4045.124 | 17.747 | 505.607
18.003 | 3945.726 | 17.875 | 492.92
18.13 | 3851.253 | 18.003 | 480.367
18.257 | 3750.474 | 18.13 | 468.6
18.385 | 3653.698 | 18.257 | 456.537
18.512 | 3562.692 | 18.385 | 444.984
18.638 | 3473.184 | 18.512 | 432.885
18.765 | 3379.921 | 18.638 | 423.515
18.891 | 3288.335 | 18.765 | 415.452
19.017 | 3198.089 | 18.891 | 406.635
19.143 | 3112.182 | 19.017 | 394.102
19.269 | 3028.747 | 19.143 | 380.822
19.395 | 2943.462 | 19.269 | 369.158
19.52 | 2861.674 | 19.395 | 359.057
19.645 | 2782.769 | 19.52 | 352.371
19.77 | 2708.614 | 19.645 | 346.928
19.895 | 2636.621 | 19.77 | 340.569
20.02 | 2566.035 | 19.895 | 333.065
20.144 | 2495.354 | 20.02 | 325.975
20.268 | 2422.195 | 20.144 | 320.107
20.392 | 2351.764 | 20.268 | 313.826
20.516 | 2282.754 | 20.392 | 307
20.64 | 2215.173 | 20.516 | 298.785
20.763 | 2149.972 | 20.64 | 292.024
20.887 | 2088.309 | 20.763 | 286.661
21.01 | 2026.647 | 20.887 | 281.794
21.132 | 1962.203 | 21.01 | 275.991
21.255 | 1900.567 | 21.132 | 271.012
21.378 | 1845.082 | 21.255 | 266.535
21.5 | 1791.175 | 21.378 | 260.392
21.622 | 1741.469 | 21.5 | 253.46
21.744 | 1697.388 | 21.622 | 248.777
21.865 | 1654.42 | 21.744 | 244.866
21.987 | 1611.207 | 21.865 | 241.735
22.108 | 1566.777 | 21.987 | 238.855
22.229 | 1516.397 | 22.108 | 234.793
22.349 | 1466.837 | 22.229 | 229.035
22.47 | 1423.726 | 22.349 | 224.358
22.59 | 1385.999 | 22.47 | 223.158
22.71 | 1346.658 | 22.59 | 219.624
22.83 | 1308.777 | 22.71 | 216.309
22.95 | 1271.755 | 22.83 | 211.416
23.07 | 1233.928 | 22.95 | 205.477
23.189 | 1196.587 | 23.07 | 199.474
23.308 | 1159.735 | 23.189 | 197.612
23.427 | 1122.346 | 23.308 | 195.604
23.546 | 1088.31 | 23.427 | 192.382
23.664 | 1057.308 | 23.546 | 191.04
23.782 | 1029.504 | 23.664 | 189.657
23.9 | 1005.27 | 23.782 | 186.082
24.018 | 981.674 | 23.9 | 181.029
24.136 | 956.097 | 24.018 | 177.935
24.253 | 927.858 | 24.136 | 173.671
24.37 | 901.573 | 24.253 | 171.557
24.487 | 872.394 | 24.37 | 169.889
24.604 | 844.362 | 24.487 | 167.542
24.72 | 821.314 | 24.604 | 163.91
24.836 | 801.231 | 24.72 | 162.916
24.953 | 779.396 | 24.836 | 159.358
25.068 | 757.153 | 24.953 | 157.312
25.184 | 735.25 | 25.068 | 154.648
25.299 | 712.792 | 25.184 | 153.331
25.415 | 692.587 | 25.299 | 147.333
25.53 | 673.314 | 25.415 | 145.014
25.644 | 654.657 | 25.53 | 140.26
25.759 | 637.965 | 25.644 | 138.742
25.873 | 623.438 | 25.759 | 138.452
25.987 | 610.108 | 25.873 | 138.635
26.101 | 596.736 | 25.987 | 136.258
26.215 | 583.692 | 26.101 | 135.739
26.328 | 570.866 | 26.215 | 132.604
26.441 | 557.077 | 26.328 | 131.111
26.554 | 544.023 | 26.441 | 128.98
26.667 | 530.817 | 26.554 | 127.357
26.78 | 516.711 | 26.667 | 124.681
26.892 | 502.521 | 26.78 | 124.753
27.004 | 488.509 | 26.892 | 124.151
27.116 | 474.677 | 27.004 | 123.959
27.228 | 464.653 | 27.116 | 123.313
27.339 | 456.54 | 27.228 | 124.099
27.45 | 447.275 | 27.339 | 121.858
27.561 | 436.465 | 27.45 | 121.161
27.672 | 427.235 | 27.561 | 117.22
27.782 | 416.682 | 27.672 | 115.204
27.893 | 406.602 | 27.782 | 112.409
28.003 | 398.815 | 27.893 | 111.29
28.113 | 391.444 | 28.003 | 108.62
28.222 | 387.755 | 28.113 | 110.115
28.332 | 384.862 | 28.222 | 108.746
28.441 | 378.784 | 28.332 | 104.679
28.55 | 371.413 | 28.441 | 102.541
28.658 | 362.423 | 28.55 | 100.86
28.767 | 351.601 | 28.658 | 100.977
28.875 | 341.107 | 28.767 | 100.7
28.983 | 334.713 | 28.875 | 100.223
29.091 | 330.07 | 28.983 | 98.711
29.199 | 325.677 | 29.091 | 97.229
29.306 | 320.534 | 29.199 | 94.699
29.413 | 317.246 | 29.306 | 93.756
29.52 | 312.364 | 29.413 | 92.605
29.627 | 305.145 | 29.52 | 91.891
29.733 | 298.853 | 29.627 | 91.899
29.84 | 295.654 | 29.733 | 91.462
29.946 | 292.188 | 29.84 | 90.98
30.051 | 288.495 | 29.946 | 91.761
30.157 | 286.914 | 30.051 | 90.498
30.262 | 285.487 | 30.157 | 89.227
30.367 | 282.395 | 30.262 | 87.741
30.472 | 277.912 | 30.367 | 87.155
30.577 | 272.15 | 30.472 | 84.78
30.681 | 267.52 | 30.577 | 84.638
30.786 | 262.606 | 30.681 | 85.08
30.89 | 258.417 | 30.786 | 84.602
30.993 | 254.831 | 30.89 | 84.373
30.993 | 254.831 | 30.89 | 84.373
31.097 | 255.283 | 30.993 | 84.353
31.2 | 256.459 | 31.097 | 84.417
31.303 | 254.617 | 31.2 | 84.227
31.406 | 250.241 | 31.303 | 84.248
31.509 | 245.449 | 31.406 | 83.072
31.611 | 239.376 | 31.509 | 83.26
31.714 | 232.183 | 31.611 | 82.846
31.815 | 227.583 | 31.714 | 80.401
31.917 | 225.08 | 31.815 | 67.504
32.019 | 224.084 | 31.917 | 48.179
32.12 | 224.75 | 32.019 | 34.529

## Lustr V40 (hidden)
Selador | Lamp |  | Wattage
Lustr | Lumileds Rebel |  | 104 |  | Note: Owing to the variability of LEDs, output data and color matches should be viewed as approximate
Note: All data taken with room temperature fixture
| Beam Angle | Field Angle
Horizontal | 14.6 | 28.9
| Accessory Lens | Candela | Field Lumens | Beam Lumens | Lens Efficiency | Efficacy
| V40 | 13000 | 1730 | 1020 | 94.59% | 16.6346
| For Field diameter at any distance, multiply distance by |  |  |  | 0.51537
| For Beam diameter at any distance, multiply distance by |  |  |  | 0.25621
| Throw Distance (ft) | 10 | 15 | 20 | 25
| Throw Distance (m) | 3.048 | 4.572 | 6.096 | 7.62
| Field Diameter (ft) | 5.1537 | 7.7306 | 10.3075 | 12.8843
| Field Diameter (m) | 1.5709 | 2.3563 | 3.1417 | 3.9271
| Illuminance (fc) | 130 | 57.7778 | 32.5 | 20.8
| Illuminance (lux) | 1399.307 | 621.9142 | 349.8268 | 223.8891
Test Distance | Iso-Illuminance Diagram grid lines
72 | 10 | 20 | 30 | 40
| 0.13889 | 0.27778 | 0.41667 | 0.55556
| Beam Angle | Field Angle
Vertical | 29.4 | 44.7
| For Field diameter at any distance, multiply distance by |  |  |  | 0.8223
| For Beam diameter at any distance, multiply distance by |  |  |  | 0.52469
| Throw Distance (ft) | 10 | 15 | 20 | 25
| Throw Distance (m) | 3.048 | 4.572 | 6.096 | 7.62
| Field Diameter (ft) | 8.223 | 12.3345 | 16.446 | 20.5575
| Field Diameter (m) | 2.5064 | 3.7596 | 5.0127 | 6.2659
| Illuminance (fc) | 130 | 57.7778 | 32.5 | 20.8
| Illuminance (lux) | 1399.307 | 621.9142 | 349.8268 | 223.8891
| X |  | Y
-32.12 | 0 | -32.221 | 215.477
-32.019 | 0 | -32.12 | 215.311
-31.917 | 0 | -32.019 | 214.931
-31.815 | 13.12 | -31.917 | 215.956
-31.714 | 36.381 | -31.815 | 218.663
-31.611 | 57.037 | -31.714 | 222.473
-31.509 | 79.187 | -31.611 | 227.203
-31.406 | 92.302 | -31.509 | 231.943
-31.303 | 93.405 | -31.406 | 234.344
-31.2 | 93.439 | -31.303 | 236.643
-31.097 | 95.885 | -31.2 | 239.35
-30.993 | 99.284 | -31.097 | 244.324
-30.89 | 100.685 | -30.993 | 247.408
-30.786 | 101.866 | -30.89 | 250.766
-30.681 | 103.249 | -30.786 | 251.963
-30.577 | 103.415 | -30.681 | 252.442
-30.472 | 102.625 | -30.577 | 254.956
-30.367 | 103.452 | -30.472 | 259.404
-30.262 | 104.316 | -30.367 | 263.119
-30.157 | 104.968 | -30.262 | 270.314
-30.051 | 106.516 | -30.157 | 275.858
-29.946 | 107.156 | -30.051 | 280.834
-29.84 | 107.67 | -29.946 | 283.735
-29.733 | 108.342 | -29.84 | 289.1
-29.627 | 110.061 | -29.733 | 292.644
-29.52 | 111.688 | -29.627 | 299.563
-29.413 | 113.627 | -29.52 | 302.808
-29.306 | 113.99 | -29.413 | 306.153
-29.199 | 115.708 | -29.306 | 309.555
-29.091 | 117.854 | -29.199 | 315.971
-28.983 | 120.025 | -29.091 | 320.236
-28.875 | 119.769 | -28.983 | 327.211
-28.767 | 119.948 | -28.875 | 333.233
-28.658 | 120.047 | -28.767 | 340.044
-28.55 | 120.734 | -28.658 | 344.846
-28.441 | 121.689 | -28.55 | 352.754
-28.332 | 125.171 | -28.441 | 359.127
-28.222 | 126.494 | -28.332 | 364.837
-28.113 | 127.655 | -28.222 | 371.172
-28.003 | 127.187 | -28.113 | 380.99
-27.893 | 130.108 | -28.003 | 388.2
-27.782 | 130.633 | -27.893 | 396.25
-27.672 | 131.498 | -27.782 | 403.676
-27.561 | 130.909 | -27.672 | 411.515
-27.45 | 132.377 | -27.561 | 419.001
-27.339 | 133.949 | -27.45 | 428.988
-27.228 | 136.721 | -27.339 | 440.128
-27.116 | 139.363 | -27.228 | 450.293
-27.004 | 142.289 | -27.116 | 463.713
-26.892 | 143.813 | -27.004 | 474.01
-26.78 | 144.805 | -26.892 | 484.657
-26.667 | 145.902 | -26.78 | 493.187
-26.554 | 148.775 | -26.667 | 506.097
-26.441 | 148.041 | -26.554 | 516.146
-26.328 | 149.894 | -26.441 | 529.467
-26.215 | 152.104 | -26.328 | 542.932
-26.101 | 153.972 | -26.215 | 555.251
-25.987 | 154.475 | -26.101 | 569.258
-25.873 | 156.726 | -25.987 | 584.1
-25.759 | 159.182 | -25.873 | 595.937
-25.644 | 162.93 | -25.759 | 611.598
-25.53 | 166.041 | -25.644 | 626.879
-25.415 | 168.414 | -25.53 | 643.375
-25.299 | 170.918 | -25.415 | 658.622
-25.184 | 173.515 | -25.299 | 679.429
-25.068 | 174.882 | -25.184 | 694.847
-24.953 | 177.204 | -25.068 | 712.36
-24.836 | 179.193 | -24.953 | 731.843
-24.72 | 183.44 | -24.836 | 752.709
-24.604 | 185.861 | -24.72 | 774.524
-24.487 | 188.48 | -24.604 | 797.349
-24.37 | 191.507 | -24.487 | 823.503
-24.253 | 196.235 | -24.37 | 840.69
-24.136 | 197.267 | -24.253 | 863.673
-24.018 | 199.375 | -24.136 | 885.028
-23.9 | 204.218 | -24.018 | 909.614
-23.782 | 208.827 | -23.9 | 931.983
-23.664 | 212.824 | -23.782 | 958.323
-23.546 | 216.972 | -23.664 | 987.323
-23.427 | 220.686 | -23.546 | 1018.169
-23.308 | 221.363 | -23.427 | 1048.852
-23.189 | 224.636 | -23.308 | 1082.804
-23.07 | 228.438 | -23.189 | 1115.722
-22.95 | 231.677 | -23.07 | 1149.969
-22.83 | 235.408 | -22.95 | 1184.515
-22.71 | 240.915 | -22.83 | 1218.815
-22.59 | 246.528 | -22.71 | 1253.175
-22.47 | 250.867 | -22.59 | 1288.812
-22.349 | 254.212 | -22.47 | 1325.042
-22.229 | 257.506 | -22.349 | 1362.567
-22.108 | 260.851 | -22.229 | 1406.234
-21.987 | 262.881 | -22.108 | 1451.819
-21.865 | 267.461 | -21.987 | 1493.912
-21.744 | 273.709 | -21.865 | 1537.624
-21.622 | 280.82 | -21.744 | 1580.558
-21.5 | 287.138 | -21.622 | 1625.827
-21.378 | 294.183 | -21.5 | 1674.703
-21.255 | 300.865 | -21.378 | 1726.468
-21.132 | 306.37 | -21.255 | 1779.689
-21.01 | 311.948 | -21.132 | 1836.158
-20.887 | 319.161 | -21.01 | 1890.464
-20.763 | 326.015 | -20.887 | 1946.76
-20.64 | 331.153 | -20.763 | 2006.886
-20.516 | 337.205 | -20.64 | 2064.071
-20.392 | 346.166 | -20.516 | 2121.088
-20.268 | 353.251 | -20.392 | 2182.004
-20.144 | 361.268 | -20.268 | 2249.979
-20.02 | 372.26 | -20.144 | 2318.702
-19.895 | 381.956 | -20.02 | 2385.831
-19.77 | 391.385 | -19.895 | 2459.911
-19.645 | 401.569 | -19.77 | 2534.392
-19.52 | 410.819 | -19.645 | 2605.552
-19.395 | 419.617 | -19.52 | 2679.126
-19.269 | 429.041 | -19.395 | 2758.647
-19.143 | 439.781 | -19.269 | 2836.999
-19.017 | 451.48 | -19.143 | 2917.596
-18.891 | 464.416 | -19.017 | 2998.004
-18.765 | 478.33 | -18.891 | 3077.537
-18.638 | 489.687 | -18.765 | 3163.807
-18.512 | 501.247 | -18.638 | 3248.748
-18.385 | 514.531 | -18.512 | 3334.301
-18.257 | 530.305 | -18.385 | 3423.294
-18.13 | 544.899 | -18.257 | 3521.26
-18.003 | 563.975 | -18.13 | 3618.64
-17.875 | 582.449 | -18.003 | 3717.449
-17.747 | 599.034 | -17.875 | 3821.193
-17.619 | 612.301 | -17.747 | 3920.802
-17.491 | 629.957 | -17.619 | 4020.449
-17.362 | 647.055 | -17.491 | 4117.81
-17.234 | 667.015 | -17.362 | 4219.228
-17.105 | 686.867 | -17.234 | 4318.734
-16.976 | 711.047 | -17.105 | 4427.481
-16.847 | 735.649 | -16.976 | 4535.272
-16.718 | 758.585 | -16.847 | 4648.391
-16.588 | 782.672 | -16.718 | 4759.428
-16.459 | 808.146 | -16.588 | 4876.097
-16.329 | 833.406 | -16.459 | 4995.536
-16.199 | 860.134 | -16.329 | 5114.127
-16.069 | 887.663 | -16.199 | 5230.497
-15.938 | 915.572 | -16.069 | 5354.006
-15.808 | 946.156 | -15.938 | 5478.431
-15.677 | 979.221 | -15.808 | 5600.282
-15.546 | 1013.388 | -15.677 | 5729.342
-15.415 | 1047.643 | -15.546 | 5856.036
-15.284 | 1078.613 | -15.415 | 5977.774
-15.153 | 1111.222 | -15.284 | 6099.68
-15.021 | 1148.795 | -15.153 | 6223.087
-14.89 | 1188.625 | -15.021 | 6348.169
-14.758 | 1227.824 | -14.89 | 6473.537
-14.626 | 1271.382 | -14.758 | 6600.106
-14.494 | 1320.038 | -14.626 | 6721.159
-14.361 | 1366.694 | -14.494 | 6849.23
-14.229 | 1411.305 | -14.361 | 6976.925
-14.096 | 1457.174 | -14.229 | 7109.879
-13.964 | 1506.301 | -14.096 | 7233.569
-13.831 | 1556.613 | -13.964 | 7378.717
-13.698 | 1612.738 | -13.831 | 7523.192
-13.564 | 1671.268 | -13.698 | 7660.399
-13.431 | 1726.359 | -13.564 | 7781.617
-13.297 | 1780.451 | -13.431 | 7909.974
-13.164 | 1838.993 | -13.297 | 8020.996
-13.03 | 1901.474 | -13.164 | 8126.889
-12.896 | 1967.392 | -13.03 | 8245.526
-12.762 | 2036.475 | -12.896 | 8363.339
-12.628 | 2108.338 | -12.762 | 8483.203
-12.493 | 2181.431 | -12.628 | 8616.778
-12.359 | 2254.325 | -12.493 | 8748.962
-12.224 | 2331.15 | -12.359 | 8882.645
-12.089 | 2413.428 | -12.224 | 9010.372
-11.954 | 2495.916 | -12.089 | 9138.455
-11.819 | 2582.497 | -11.954 | 9257.28
-11.684 | 2669.367 | -11.819 | 9389.08
-11.549 | 2762.009 | -11.684 | 9508.34
-11.413 | 2855.465 | -11.549 | 9623.514
-11.278 | 2955.792 | -11.413 | 9723.283
-11.142 | 3052.08 | -11.278 | 9839.777
-11.006 | 3148.507 | -11.142 | 9943.225
-10.87 | 3240.925 | -11.006 | 10054.138
-10.734 | 3339.357 | -10.87 | 10150.357
-10.598 | 3439.529 | -10.734 | 10253.995
-10.461 | 3540.044 | -10.598 | 10346.396
-10.325 | 3649.469 | -10.461 | 10439.287
-10.188 | 3760.447 | -10.325 | 10535.52
-10.052 | 3879.127 | -10.188 | 10639.905
-9.915 | 4004.985 | -10.052 | 10724.894
-9.778 | 4118.735 | -9.915 | 10801.489
-9.641 | 4236.98 | -9.778 | 10886.494
-9.504 | 4356.69 | -9.641 | 10982.433
-9.366 | 4488.073 | -9.504 | 11067.726
-9.229 | 4616.119 | -9.366 | 11157.022
-9.092 | 4746.835 | -9.229 | 11257.797
-8.954 | 4875.393 | -9.092 | 11337.263
-8.816 | 5003.792 | -8.954 | 11402.829
-8.679 | 5142.184 | -8.816 | 11465.891
-8.541 | 5288.897 | -8.679 | 11540.378
-8.403 | 5435.074 | -8.541 | 11613.92
-8.265 | 5576.31 | -8.403 | 11683.865
-8.126 | 5731.825 | -8.265 | 11759.931
-7.988 | 5894.77 | -8.126 | 11830.083
-7.85 | 6049.472 | -7.988 | 11882.033
-7.711 | 6216.659 | -7.85 | 11931.636
-7.573 | 6379.718 | -7.711 | 11980.487
-7.434 | 6539.896 | -7.573 | 12041.547
-7.295 | 6693.262 | -7.434 | 12109.797
-7.156 | 6856.626 | -7.295 | 12177.408
-7.018 | 7014.506 | -7.156 | 12231.25
-6.879 | 7181.858 | -7.018 | 12268.673
-6.739 | 7351.748 | -6.879 | 12309.192
-6.6 | 7520.167 | -6.739 | 12350.252
-6.461 | 7697.203 | -6.6 | 12393.615
-6.322 | 7876.971 | -6.461 | 12431.181
-6.182 | 8055.095 | -6.322 | 12469.896
-6.043 | 8227.157 | -6.182 | 12504.865
-5.903 | 8397.122 | -6.043 | 12529.211
-5.764 | 8555.105 | -5.903 | 12549.305
-5.624 | 8717.34 | -5.764 | 12570.905
-5.484 | 8910.144 | -5.624 | 12588.104
-5.345 | 9092.226 | -5.484 | 12613.333
-5.205 | 9271.74 | -5.345 | 12642.215
-5.065 | 9438.191 | -5.205 | 12653.254
-4.925 | 9602.198 | -5.065 | 12659.146
-4.785 | 9754.863 | -4.925 | 12683.492
-4.645 | 9914.539 | -4.785 | 12680.347
-4.505 | 10077.765 | -4.645 | 12674.072
-4.364 | 10234.976 | -4.505 | 12670.628
-4.224 | 10392.27 | -4.364 | 12673.038
-4.084 | 10556.511 | -4.224 | 12681.024
-3.943 | 10710.624 | -4.084 | 12686.574
-3.803 | 10876.618 | -3.943 | 12685.171
-3.662 | 11041.706 | -3.803 | 12713.172
-3.522 | 11188.853 | -3.662 | 12753.025
-3.381 | 11327.412 | -3.522 | 12775.378
-3.241 | 11465.225 | -3.381 | 12793.532
-3.1 | 11597.15 | -3.241 | 12807.225
-2.96 | 11732.138 | -3.1 | 12809.341
-2.819 | 11874.966 | -2.96 | 12817.259
-2.678 | 11984.53 | -2.819 | 12835.293
-2.537 | 12098.551 | -2.678 | 12851.224
-2.397 | 12213.646 | -2.537 | 12872.358
-2.256 | 12315.656 | -2.397 | 12902.18
-2.115 | 12390.087 | -2.256 | 12909.474
-1.974 | 12471.808 | -2.115 | 12911.086
-1.833 | 12545.011 | -1.974 | 12909.683
-1.692 | 12617.422 | -1.833 | 12897.737
-1.551 | 12671.81 | -1.692 | 12897.602
-1.41 | 12723.029 | -1.551 | 12904.536
-1.269 | 12768.239 | -1.41 | 12907.26
-1.128 | 12836.074 | -1.269 | 12893.732
-0.987 | 12882.009 | -1.128 | 12891.554
-0.846 | 12899.489 | -0.987 | 12907.366
-0.705 | 12891.37 | -0.846 | 12908.472
-0.564 | 12906.285 | -0.705 | 12933.383
-0.423 | 12927.596 | -0.564 | 12953.264
-0.282 | 12945.926 | -0.423 | 12952.386
-0.141 | 12951.311 | -0.282 | 12946.192
0 | 12938.521 | -0.141 | 12938.293
0.141 | 12910.104 | 0 | 12938.521
0.282 | 12881.709 | 0.141 | 12926.576
0.423 | 12861.888 | 0.282 | 12925.229
0.564 | 12839.722 | 0.423 | 12903.843
0.705 | 12822.357 | 0.564 | 12896.267
0.846 | 12783.375 | 0.705 | 12919.485
0.987 | 12741.8 | 0.846 | 12949.639
1.128 | 12695.634 | 0.987 | 12970.918
1.269 | 12646.468 | 1.128 | 12984.303
1.41 | 12589.191 | 1.269 | 12983.465
1.551 | 12536.51 | 1.41 | 12972.41
1.692 | 12461.078 | 1.551 | 12972.598
1.833 | 12380.196 | 1.692 | 12988.025
1.974 | 12283.318 | 1.833 | 12995.418
2.115 | 12194.04 | 1.974 | 12984.392
2.256 | 12094.761 | 2.115 | 12956.211
2.397 | 11987.891 | 2.256 | 12943.56
2.537 | 11861.399 | 2.397 | 12918.643
2.678 | 11741.914 | 2.537 | 12908.357
2.819 | 11603.866 | 2.678 | 12893.606
2.96 | 11459.711 | 2.819 | 12890.329
3.1 | 11321.201 | 2.96 | 12891.681
3.241 | 11184.332 | 3.1 | 12897.108
3.381 | 11050.004 | 3.241 | 12888.06
3.522 | 10927.674 | 3.381 | 12875.443
3.662 | 10801.417 | 3.522 | 12851.821
3.803 | 10644.611 | 3.662 | 12840.864
3.943 | 10486.128 | 3.803 | 12836.837
4.084 | 10326.25 | 3.943 | 12826.451
4.224 | 10177.744 | 4.084 | 12799.389
4.364 | 10015.775 | 4.224 | 12794.943
4.505 | 9862.033 | 4.364 | 12786.859
4.645 | 9708.742 | 4.505 | 12777.113
4.785 | 9545.37 | 4.645 | 12769.753
4.925 | 9376.188 | 4.785 | 12762.581
5.065 | 9203.541 | 4.925 | 12752.318
5.205 | 9035.214 | 5.065 | 12743.85
5.345 | 8865.688 | 5.205 | 12733.629
5.484 | 8701.2 | 5.345 | 12717.477
5.624 | 8536.2 | 5.484 | 12692.606
5.764 | 8358.457 | 5.624 | 12657.137
5.903 | 8178.596 | 5.764 | 12623.398
6.043 | 7996.091 | 5.903 | 12572.926
6.182 | 7812.628 | 6.043 | 12524.051
6.322 | 7632.47 | 6.182 | 12476.477
6.461 | 7462.061 | 6.322 | 12440.998
6.6 | 7284.612 | 6.461 | 12406.836
6.739 | 7104.355 | 6.6 | 12358.841
6.879 | 6925.263 | 6.739 | 12301.614
7.018 | 6756.705 | 6.879 | 12233.634
7.156 | 6600.36 | 7.018 | 12184.08
7.295 | 6439.755 | 7.156 | 12133.634
7.434 | 6285.632 | 7.295 | 12100.474
7.573 | 6129.52 | 7.434 | 12059.576
7.711 | 5977.384 | 7.573 | 12001.234
7.85 | 5822.395 | 7.711 | 11942.182
7.988 | 5681.881 | 7.85 | 11897.038
8.126 | 5537.394 | 7.988 | 11844.773
8.265 | 5385.761 | 8.126 | 11793.196
8.403 | 5236.392 | 8.265 | 11732.765
8.541 | 5088.93 | 8.403 | 11669.705
8.679 | 4937.626 | 8.541 | 11591.311
8.816 | 4793.609 | 8.679 | 11518.184
8.954 | 4652.295 | 8.816 | 11437.45
9.092 | 4506.924 | 8.954 | 11360.767
9.229 | 4365.79 | 9.092 | 11287.95
9.366 | 4239.413 | 9.229 | 11207.516
9.504 | 4121.58 | 9.366 | 11114.592
9.641 | 4007.49 | 9.504 | 11012.895
9.778 | 3892.795 | 9.641 | 10936.629
9.915 | 3776.79 | 9.778 | 10851.877
10.052 | 3659.215 | 9.915 | 10768.525
10.188 | 3538.749 | 10.052 | 10678.808
10.325 | 3417.942 | 10.188 | 10603.791
10.461 | 3308.325 | 10.325 | 10504.744
10.598 | 3204.705 | 10.461 | 10413.864
10.734 | 3108.951 | 10.598 | 10294.725
10.87 | 3015.788 | 10.734 | 10188.529
11.006 | 2923.621 | 10.87 | 10067.13
11.142 | 2827.219 | 11.006 | 9940.403
11.278 | 2731.966 | 11.142 | 9805.872
11.413 | 2642.575 | 11.278 | 9687.076
11.549 | 2559.095 | 11.413 | 9564.836
11.684 | 2475.946 | 11.549 | 9447.069
11.819 | 2397.574 | 11.684 | 9329.517
11.954 | 2319.314 | 11.819 | 9211.806
12.089 | 2245.711 | 11.954 | 9110.302
12.224 | 2171.033 | 12.089 | 8994.807
12.359 | 2101.657 | 12.224 | 8874.787
12.493 | 2032.98 | 12.359 | 8766.948
12.628 | 1967.889 | 12.493 | 8663.545
12.762 | 1906.657 | 12.628 | 8538.719
12.896 | 1847.005 | 12.762 | 8414.327
13.03 | 1784.168 | 12.896 | 8283.196
13.164 | 1724.631 | 13.03 | 8155.111
13.297 | 1668.409 | 13.164 | 8021.851
13.431 | 1615.372 | 13.297 | 7896.184
13.564 | 1561.512 | 13.431 | 7763.618
13.698 | 1516.094 | 13.564 | 7627.959
13.831 | 1473.82 | 13.698 | 7491.185
13.964 | 1430.459 | 13.831 | 7350.642
14.096 | 1386.179 | 13.964 | 7207.322
14.229 | 1343.861 | 14.096 | 7079.843
14.361 | 1302.228 | 14.229 | 6958.013
14.494 | 1259.438 | 14.361 | 6828.443
14.626 | 1216.422 | 14.494 | 6702.036
14.758 | 1177.113 | 14.626 | 6568.919
14.89 | 1140.765 | 14.758 | 6441.508
15.021 | 1104.738 | 14.89 | 6304.376
15.153 | 1071.132 | 15.021 | 6168.7
15.284 | 1039.039 | 15.153 | 6040.597
15.415 | 1005.919 | 15.284 | 5919.956
15.546 | 976.397 | 15.415 | 5801.062
15.677 | 949.393 | 15.546 | 5682.642
15.808 | 924.234 | 15.677 | 5561.837
15.938 | 899.375 | 15.808 | 5441.371
16.069 | 873.082 | 15.938 | 5315.267
16.199 | 845.853 | 16.069 | 5199.535
16.329 | 818.736 | 16.199 | 5080.971
16.459 | 793.869 | 16.329 | 4955.766
16.588 | 770.177 | 16.459 | 4836.949
16.718 | 750.298 | 16.588 | 4727.905
16.847 | 731.073 | 16.718 | 4620.854
16.976 | 710.196 | 16.847 | 4512.14
17.105 | 688.723 | 16.976 | 4404.208
17.234 | 671.924 | 17.105 | 4289.42
17.362 | 652.281 | 17.234 | 4178.067
17.491 | 631.672 | 17.362 | 4066.043
17.619 | 615.892 | 17.491 | 3955.728
17.747 | 603.955 | 17.619 | 3851.517
17.875 | 587.904 | 17.747 | 3755.629
18.003 | 573.056 | 17.875 | 3657.913
18.13 | 562.419 | 18.003 | 3563.112
18.257 | 549.662 | 18.13 | 3468.641
18.385 | 535.516 | 18.257 | 3372.421
18.512 | 522.839 | 18.385 | 3279.505
18.638 | 510.579 | 18.512 | 3187.607
18.765 | 495.513 | 18.638 | 3100.82
18.891 | 482.265 | 18.765 | 3018.052
19.017 | 470.061 | 18.891 | 2938.447
19.143 | 461.051 | 19.017 | 2858.693
19.269 | 450.55 | 19.143 | 2775.666
19.395 | 438.358 | 19.269 | 2692.564
19.52 | 427.446 | 19.395 | 2616.284
19.645 | 417.407 | 19.52 | 2541.954
19.77 | 409.11 | 19.645 | 2469.809
19.895 | 399.211 | 19.77 | 2398.649
20.02 | 388.563 | 19.895 | 2328.002
20.144 | 378.06 | 20.02 | 2260.751
20.268 | 370.662 | 20.144 | 2195.347
20.392 | 361.296 | 20.268 | 2127.551
20.516 | 352.243 | 20.392 | 2065.831
20.64 | 344.866 | 20.516 | 2007.673
20.763 | 337.877 | 20.64 | 1948.889
20.887 | 329.357 | 20.763 | 1890.999
21.01 | 321.418 | 20.887 | 1834.954
21.132 | 314.686 | 21.01 | 1779.786
21.255 | 308.644 | 21.132 | 1731.198
21.378 | 304.58 | 21.255 | 1682.278
21.5 | 300.959 | 21.378 | 1635.262
21.622 | 296.859 | 21.5 | 1587.655
21.744 | 291.313 | 21.622 | 1538.36
21.865 | 284.91 | 21.744 | 1489.719
21.987 | 279.342 | 21.865 | 1446.288
22.108 | 275.417 | 21.987 | 1401.409
22.229 | 272.109 | 22.108 | 1361.016
22.349 | 267.476 | 22.229 | 1325.981
22.47 | 262.584 | 22.349 | 1289.662
22.59 | 257.6 | 22.47 | 1251.947
22.71 | 253.031 | 22.59 | 1217.855
22.83 | 248.745 | 22.71 | 1183.758
22.95 | 244.947 | 22.83 | 1151.691
23.07 | 239.56 | 22.95 | 1116.329
23.189 | 235.171 | 23.07 | 1080.339
23.308 | 232.887 | 23.189 | 1047.377
23.427 | 230.419 | 23.308 | 1017.911
23.546 | 225.766 | 23.427 | 989.047
23.664 | 222.298 | 23.546 | 961.03
23.782 | 218.882 | 23.664 | 938.12
23.9 | 215.899 | 23.782 | 910.961
24.018 | 212.901 | 23.9 | 885.361
24.136 | 209.258 | 24.018 | 860.285
24.253 | 206.436 | 24.136 | 834.898
24.37 | 204.689 | 24.253 | 808.532
24.487 | 202.968 | 24.37 | 784.693
24.604 | 200.283 | 24.487 | 765.024
24.72 | 196.449 | 24.604 | 744.079
24.836 | 192.452 | 24.72 | 725.146
24.953 | 188.219 | 24.836 | 702.41
25.068 | 186.214 | 24.953 | 682.613
25.184 | 186.206 | 25.068 | 662.634
25.299 | 185.658 | 25.184 | 643.259
25.415 | 183.053 | 25.299 | 625.68
25.53 | 178.95 | 25.415 | 610.38
25.644 | 176.093 | 25.53 | 597.778
25.759 | 174.42 | 25.644 | 583.581
25.873 | 173.358 | 25.759 | 568.975
25.987 | 171.813 | 25.873 | 554.941
26.101 | 170.003 | 25.987 | 544.594
26.215 | 166.748 | 26.101 | 531.582
26.328 | 164.249 | 26.215 | 516.176
26.441 | 161.364 | 26.328 | 502.968
26.554 | 159.131 | 26.441 | 488.201
26.667 | 158.3 | 26.554 | 474.572
26.78 | 156.791 | 26.667 | 464.139
26.892 | 154.449 | 26.78 | 451.18
27.004 | 152.431 | 26.892 | 437.468
27.116 | 150.477 | 27.004 | 427.807
27.228 | 149.04 | 27.116 | 420.612
27.339 | 149.072 | 27.228 | 410.199
27.45 | 150.131 | 27.339 | 402.869
27.561 | 149.899 | 27.45 | 398.422
27.672 | 148.289 | 27.561 | 386.397
27.782 | 146.516 | 27.672 | 376.556
27.893 | 145.078 | 27.782 | 368.764
28.003 | 142.434 | 27.893 | 360
28.113 | 140.238 | 28.003 | 350.295
28.222 | 138.961 | 28.113 | 344.169
28.332 | 137.131 | 28.222 | 337.732
28.441 | 133.686 | 28.332 | 329.464
28.55 | 131.396 | 28.441 | 321.183
28.658 | 130.507 | 28.55 | 313.555
28.767 | 129.494 | 28.658 | 307.767
28.875 | 129.067 | 28.767 | 303.204
28.983 | 128.757 | 28.875 | 298.097
29.091 | 127.37 | 28.983 | 291.49
29.199 | 126.612 | 29.091 | 285.556
29.306 | 125.689 | 29.199 | 277.948
29.413 | 124.841 | 29.306 | 271.532
29.52 | 123.664 | 29.413 | 268.492
29.627 | 122.681 | 29.52 | 264.907
29.733 | 122.26 | 29.627 | 258.184
29.84 | 122.568 | 29.733 | 254.867
29.946 | 123.695 | 29.84 | 250.306
30.051 | 122.617 | 29.946 | 245.839
30.157 | 120.421 | 30.051 | 242.12
30.262 | 119.406 | 30.157 | 240.349
30.367 | 119.584 | 30.262 | 235.143
30.472 | 118.601 | 30.367 | 230.276
30.577 | 117.861 | 30.472 | 225.708
30.681 | 116.197 | 30.577 | 220.027
30.786 | 116.49 | 30.681 | 215.645
30.89 | 118.846 | 30.786 | 213.203
30.993 | 118.263 | 30.89 | 210.786
30.993 | 118.263 | 30.89 | 210.786
31.097 | 116.153 | 30.993 | 207.593
31.2 | 115.345 | 31.097 | 205.352
31.303 | 114.786 | 31.2 | 201.695
31.406 | 113.155 | 31.303 | 198.523
31.509 | 113.528 | 31.406 | 195.885
31.611 | 113.386 | 31.509 | 193.529
31.714 | 110.999 | 31.611 | 191.845
31.815 | 108.249 | 31.714 | 187.387
31.917 | 107.435 | 31.815 | 158.26
32.019 | 107.792 | 31.917 | 113.821
32.12 | 108.319 | 32.019 | 82.889

## Lustr H50 (hidden)
Selador | Lamp |  | Wattage
Lustr | Lumileds Rebel |  | 104 |  | Note: Owing to the variability of LEDs, output data and color matches should be viewed as approximate
Note: All data taken with room temperature fixture
| Beam Angle | Field Angle
Horizontal | 58.5 | 75
| Accessory Lens | Candela | Field Lumens | Beam Lumens | Lens Efficiency | Efficacy
| H50 | 7680 | 1740 | 930 | 95.13% | 16.7308
| For Field diameter at any distance, multiply distance by |  |  |  | 1.5347
| For Beam diameter at any distance, multiply distance by |  |  |  | 1.1201
| Throw Distance (ft) | 10 | 15 | 20 | 25
| Throw Distance (m) | 3.048 | 4.572 | 6.096 | 7.62
| Field Diameter (ft) | 15.3465 | 23.0198 | 30.6931 | 38.3663
| Field Diameter (m) | 4.6776 | 7.0164 | 9.3553 | 11.6941
| Illuminance (fc) | 76.8 | 34.1333 | 19.2 | 12.288
| Illuminance (lux) | 826.6675 | 367.4078 | 206.6669 | 132.2668
Test Distance | Iso-Illuminance Diagram grid lines
60.6 | 10 | 20 | 30 | 40
| 0.16502 | 0.33003 | 0.49505 | 0.66007
| Beam Angle | Field Angle
Vertical | 13.7 | 28
| For Field diameter at any distance, multiply distance by |  |  |  | 0.49866
| For Beam diameter at any distance, multiply distance by |  |  |  | 0.24026
| Throw Distance (ft) | 10 | 15 | 20 | 25
| Throw Distance (m) | 3.048 | 4.572 | 6.096 | 7.62
| Field Diameter (ft) | 4.9866 | 7.4798 | 9.9731 | 12.4664
| Field Diameter (m) | 1.5199 | 2.2799 | 3.0398 | 3.7998
| Illuminance (fc) | 76.8 | 34.1333 | 19.2 | 12.288
| Illuminance (lux) | 826.6675 | 367.4078 | 206.6669 | 132.2668
| X |  | Y
-36.719 | 0 | -36.826 | 57.56
-36.611 | 0 | -36.719 | 58.194
-36.503 | 0 | -36.611 | 58.223
-36.394 | 192.694 | -36.503 | 58.051
-36.286 | 518.817 | -36.394 | 58.927
-36.176 | 851.197 | -36.286 | 58.501
-36.067 | 1192.666 | -36.176 | 58.364
-35.957 | 1414.848 | -36.067 | 58.762
-35.848 | 1450.38 | -35.957 | 60.327
-35.737 | 1486.55 | -35.848 | 61.772
-35.627 | 1518.758 | -35.737 | 62.044
-35.516 | 1552.601 | -35.627 | 62.557
-35.405 | 1588.44 | -35.516 | 61.67
-35.293 | 1624.658 | -35.405 | 61.38
-35.181 | 1661.317 | -35.293 | 60.261
-35.069 | 1704.864 | -35.181 | 59.495
-34.957 | 1744.41 | -35.069 | 59.662
-34.844 | 1788.89 | -34.957 | 60.442
-34.731 | 1831.223 | -34.844 | 61.215
-34.618 | 1872.683 | -34.731 | 62.388
-34.504 | 1915.971 | -34.618 | 63.719
-34.39 | 1958.181 | -34.504 | 63.862
-34.276 | 1998.36 | -34.39 | 63.601
-34.161 | 2039.753 | -34.276 | 63.976
-34.046 | 2088.034 | -34.161 | 64.944
-33.931 | 2136.563 | -34.046 | 65.541
-33.815 | 2182.577 | -33.931 | 65.044
-33.7 | 2224.276 | -33.815 | 65.732
-33.583 | 2264.446 | -33.7 | 66.479
-33.467 | 2313.089 | -33.583 | 67.708
-33.35 | 2361.772 | -33.467 | 66.722
-33.233 | 2410.718 | -33.35 | 68.1
-33.116 | 2461.171 | -33.233 | 68.984
-32.998 | 2512.731 | -33.116 | 69.829
-32.88 | 2554.42 | -32.998 | 69.932
-32.762 | 2599.901 | -32.88 | 71.114
-32.643 | 2653.068 | -32.762 | 70.514
-32.524 | 2706.169 | -32.643 | 70.485
-32.405 | 2751.07 | -32.524 | 71.241
-32.285 | 2796.311 | -32.405 | 72.773
-32.165 | 2852.436 | -32.285 | 73.606
-32.045 | 2911.62 | -32.165 | 74.184
-31.924 | 2961.666 | -32.045 | 73.922
-31.803 | 3014.242 | -31.924 | 75.14
-31.682 | 3063.606 | -31.803 | 75.887
-31.561 | 3110.25 | -31.682 | 74.765
-31.439 | 3162.206 | -31.561 | 74.321
-31.317 | 3222.129 | -31.439 | 75.637
-31.194 | 3276.633 | -31.317 | 76.49
-31.071 | 3329.677 | -31.194 | 76.553
-30.948 | 3376.949 | -31.071 | 77.035
-30.825 | 3416.911 | -30.948 | 76.558
-30.701 | 3465.073 | -30.825 | 76.501
-30.577 | 3509.365 | -30.701 | 76.236
-30.453 | 3555.707 | -30.577 | 76.946
-30.328 | 3601.998 | -30.453 | 78.091
-30.203 | 3655.527 | -30.328 | 80.104
-30.078 | 3702.966 | -30.203 | 81.694
-29.952 | 3754.687 | -30.078 | 82.487
-29.826 | 3813.867 | -29.952 | 82.724
-29.7 | 3873.474 | -29.826 | 82.757
-29.573 | 3921.573 | -29.7 | 83.536
-29.446 | 3967.699 | -29.573 | 83.85
-29.319 | 4018.715 | -29.446 | 84.533
-29.191 | 4068.063 | -29.319 | 85.665
-29.063 | 4113.223 | -29.191 | 87.693
-28.935 | 4166.008 | -29.063 | 88.578
-28.807 | 4219.955 | -28.935 | 90.411
-28.678 | 4270.341 | -28.807 | 90.524
-28.549 | 4314.151 | -28.678 | 91.276
-28.419 | 4361.306 | -28.549 | 90.607
-28.289 | 4405.377 | -28.419 | 90.855
-28.159 | 4441.562 | -28.289 | 90.027
-28.029 | 4479.718 | -28.159 | 90.934
-27.898 | 4520.723 | -28.029 | 93.339
-27.767 | 4566.069 | -27.898 | 93.301
-27.636 | 4608.373 | -27.767 | 92.8
-27.504 | 4648.1 | -27.636 | 92.276
-27.372 | 4679.958 | -27.504 | 93.239
-27.24 | 4718.6 | -27.372 | 93.228
-27.107 | 4751.785 | -27.24 | 95.385
-26.974 | 4789.384 | -27.107 | 97.634
-26.841 | 4822.343 | -26.974 | 98.564
-26.707 | 4853.695 | -26.841 | 100.044
-26.573 | 4882.853 | -26.707 | 101.592
-26.439 | 4915.949 | -26.573 | 103.261
-26.305 | 4947.117 | -26.439 | 103.11
-26.17 | 4984.604 | -26.305 | 103.482
-26.035 | 5020.668 | -26.17 | 103.955
-25.899 | 5059.9 | -26.035 | 104.815
-25.763 | 5088.251 | -25.899 | 107.685
-25.627 | 5112.382 | -25.763 | 110.459
-25.491 | 5144.545 | -25.627 | 113.624
-25.354 | 5170.427 | -25.491 | 115.77
-25.217 | 5190.297 | -25.354 | 117.698
-25.08 | 5214.299 | -25.217 | 118.622
-24.942 | 5244.387 | -25.08 | 119.235
-24.804 | 5273.078 | -24.942 | 119.895
-24.666 | 5299.359 | -24.804 | 120.073
-24.527 | 5327.555 | -24.666 | 121.078
-24.389 | 5349.277 | -24.527 | 122.576
-24.249 | 5367.844 | -24.389 | 124.239
-24.11 | 5391.603 | -24.249 | 126.363
-23.97 | 5426.18 | -24.11 | 128.103
-23.83 | 5453.003 | -23.97 | 128.943
-23.69 | 5474.479 | -23.83 | 130.295
-23.549 | 5492.028 | -23.69 | 132.031
-23.408 | 5507.394 | -23.549 | 133.976
-23.267 | 5516.642 | -23.408 | 136.104
-23.125 | 5536.336 | -23.267 | 138.656
-22.983 | 5557.283 | -23.125 | 141.725
-22.841 | 5583.994 | -22.983 | 145.137
-22.699 | 5612.99 | -22.841 | 148.456
-22.556 | 5642.194 | -22.699 | 150.988
-22.413 | 5672.083 | -22.556 | 153.816
-22.269 | 5702.748 | -22.413 | 155.365
-22.126 | 5738.185 | -22.269 | 157.499
-21.982 | 5761.523 | -22.126 | 159.857
-21.837 | 5780.215 | -21.982 | 163.052
-21.693 | 5800.217 | -21.837 | 166.628
-21.548 | 5825.964 | -21.693 | 170.958
-21.403 | 5852.836 | -21.548 | 174.515
-21.258 | 5864.872 | -21.403 | 177.422
-21.112 | 5884.834 | -21.258 | 180.895
-20.966 | 5911.613 | -21.112 | 184.904
-20.82 | 5939.412 | -20.966 | 187.806
-20.673 | 5962.985 | -20.82 | 191.129
-20.526 | 5994.492 | -20.673 | 194.159
-20.379 | 6026.007 | -20.526 | 196.44
-20.232 | 6056.734 | -20.379 | 199.67
-20.084 | 6083.116 | -20.232 | 204.523
-19.936 | 6109.428 | -20.084 | 208.532
-19.788 | 6132.804 | -19.936 | 214.106
-19.639 | 6153.18 | -19.788 | 220.036
-19.49 | 6172.921 | -19.639 | 226.7
-19.341 | 6200.366 | -19.49 | 232.004
-19.192 | 6227.39 | -19.341 | 238.67
-19.042 | 6254.288 | -19.192 | 243.962
-18.892 | 6273.819 | -19.042 | 249.785
-18.742 | 6295.552 | -18.892 | 256.69
-18.592 | 6318.986 | -18.742 | 264.358
-18.441 | 6343.138 | -18.592 | 271.812
-18.29 | 6363.543 | -18.441 | 280.971
-18.139 | 6381.525 | -18.29 | 288.81
-17.988 | 6405.025 | -18.139 | 296.809
-17.836 | 6423.724 | -17.988 | 305.032
-17.684 | 6445.933 | -17.836 | 314.723
-17.532 | 6471.389 | -17.684 | 324.259
-17.379 | 6493.701 | -17.532 | 334.119
-17.226 | 6506.159 | -17.379 | 343.783
-17.073 | 6521.033 | -17.226 | 353.856
-16.92 | 6539.337 | -17.073 | 365.156
-16.766 | 6559.184 | -16.92 | 376.856
-16.613 | 6582.961 | -16.766 | 388.547
-16.459 | 6618.685 | -16.613 | 401.107
-16.304 | 6649.714 | -16.459 | 414.636
-16.15 | 6670.752 | -16.304 | 425.701
-15.995 | 6696.747 | -16.15 | 438.441
-15.84 | 6726.799 | -15.995 | 452.44
-15.685 | 6748.756 | -15.84 | 467.565
-15.529 | 6769.852 | -15.685 | 484.336
-15.374 | 6792.867 | -15.529 | 501.501
-15.218 | 6819.256 | -15.374 | 520.611
-15.062 | 6852.449 | -15.218 | 541.99
-14.905 | 6876.908 | -15.062 | 563.429
-14.749 | 6890.756 | -14.905 | 585.826
-14.592 | 6907.024 | -14.749 | 607.53
-14.435 | 6927.148 | -14.592 | 631.187
-14.277 | 6961.073 | -14.435 | 655.685
-14.12 | 6985.646 | -14.277 | 679.139
-13.962 | 7015.857 | -14.12 | 705.498
-13.804 | 7036.324 | -13.962 | 733.964
-13.646 | 7049.507 | -13.804 | 763.763
-13.488 | 7068.695 | -13.646 | 793.886
-13.329 | 7094.796 | -13.488 | 824.618
-13.17 | 7107.73 | -13.329 | 857.674
-13.011 | 7122.248 | -13.17 | 891.858
-12.852 | 7134.848 | -13.011 | 925.702
-12.693 | 7143.923 | -12.852 | 962.195
-12.533 | 7154.614 | -12.693 | 1002.236
-12.373 | 7169.902 | -12.533 | 1041.355
-12.213 | 7182.347 | -12.373 | 1086.509
-12.053 | 7183.714 | -12.213 | 1134.28
-11.893 | 7193.631 | -12.053 | 1185.078
-11.732 | 7207.742 | -11.893 | 1232.182
-11.572 | 7207.972 | -11.732 | 1282.111
-11.411 | 7217.436 | -11.572 | 1331.03
-11.249 | 7238.84 | -11.411 | 1382.765
-11.088 | 7248.706 | -11.249 | 1438.041
-10.927 | 7251.527 | -11.088 | 1494.734
-10.765 | 7252.005 | -10.927 | 1556.519
-10.603 | 7257.722 | -10.765 | 1621.608
-10.441 | 7261.632 | -10.603 | 1689.592
-10.279 | 7266.095 | -10.441 | 1757.04
-10.117 | 7279.632 | -10.279 | 1825.024
-9.954 | 7293.024 | -10.117 | 1892.048
-9.791 | 7300.69 | -9.954 | 1965.744
-9.629 | 7316.776 | -9.791 | 2042.173
-9.466 | 7332.992 | -9.629 | 2120.816
-9.303 | 7346.481 | -9.466 | 2200.2
-9.139 | 7364.785 | -9.303 | 2286.122
-8.976 | 7379.644 | -9.139 | 2371.228
-8.812 | 7385.577 | -8.976 | 2465.076
-8.649 | 7401.123 | -8.812 | 2556.697
-8.485 | 7407.591 | -8.649 | 2653.06
-8.321 | 7409.683 | -8.485 | 2748.335
-8.156 | 7418.338 | -8.321 | 2847.391
-7.992 | 7433.187 | -8.156 | 2948.223
-7.828 | 7439.612 | -7.992 | 3049.473
-7.663 | 7458.141 | -7.828 | 3155.523
-7.499 | 7484.272 | -7.663 | 3263.541
-7.334 | 7501.411 | -7.499 | 3367.482
-7.169 | 7511.364 | -7.334 | 3478.19
-7.004 | 7524.607 | -7.169 | 3596.827
-6.839 | 7528.288 | -7.004 | 3715.982
-6.673 | 7527.355 | -6.839 | 3839.336
-6.508 | 7539.611 | -6.673 | 3965.329
-6.342 | 7556.7 | -6.508 | 4086.747
-6.177 | 7572.94 | -6.342 | 4208.617
-6.011 | 7580.165 | -6.177 | 4329.969
-5.845 | 7584.251 | -6.011 | 4450.202
-5.679 | 7585.226 | -5.845 | 4565.294
-5.513 | 7592.834 | -5.679 | 4686.766
-5.347 | 7599.526 | -5.513 | 4805.146
-5.181 | 7604.335 | -5.347 | 4924.397
-5.015 | 7609.492 | -5.181 | 5042.45
-4.849 | 7622.172 | -5.015 | 5170.168
-4.682 | 7630.932 | -4.849 | 5287.469
-4.516 | 7644.561 | -4.682 | 5400.201
-4.349 | 7656.309 | -4.516 | 5521.873
-4.182 | 7656.753 | -4.349 | 5652.91
-4.016 | 7653.026 | -4.182 | 5773.555
-3.849 | 7658.097 | -4.016 | 5896.352
-3.682 | 7660.398 | -3.849 | 6017.685
-3.515 | 7661.81 | -3.682 | 6137.378
-3.348 | 7673.533 | -3.515 | 6248.044
-3.181 | 7681.959 | -3.348 | 6360.166
-3.014 | 7686.203 | -3.181 | 6468.608
-2.847 | 7696.154 | -3.014 | 6573.611
-2.68 | 7692.488 | -2.847 | 6679.42
-2.512 | 7685.112 | -2.68 | 6769.558
-2.345 | 7678.766 | -2.512 | 6863.135
-2.178 | 7672.13 | -2.345 | 6952.775
-2.01 | 7666.316 | -2.178 | 7027.269
-1.843 | 7656.12 | -2.01 | 7099.667
-1.675 | 7650.987 | -1.843 | 7168.62
-1.508 | 7647.56 | -1.675 | 7241.806
-1.34 | 7653.37 | -1.508 | 7289.611
-1.173 | 7649.619 | -1.34 | 7337.976
-1.005 | 7631.171 | -1.173 | 7383.325
-0.838 | 7597.448 | -1.005 | 7430.881
-0.67 | 7582.283 | -0.838 | 7468.786
-0.503 | 7574.054 | -0.67 | 7516.265
-0.335 | 7573.53 | -0.503 | 7545.217
-0.168 | 7573.465 | -0.335 | 7568.392
0 | 7572.088 | -0.168 | 7569.155
0.168 | 7565.089 | 0 | 7572.088
0.335 | 7558.586 | 0.168 | 7556.432
0.503 | 7553.593 | 0.335 | 7551.434
0.67 | 7557.453 | 0.503 | 7530.291
0.838 | 7558.74 | 0.67 | 7514.458
1.005 | 7550.336 | 0.838 | 7502.486
1.173 | 7534.382 | 1.005 | 7484.056
1.34 | 7537.282 | 1.173 | 7451.707
1.508 | 7532.03 | 1.34 | 7410.834
1.675 | 7534.488 | 1.508 | 7352.124
1.843 | 7535.16 | 1.675 | 7285.527
2.01 | 7537.25 | 1.843 | 7208.695
2.178 | 7535.893 | 2.01 | 7143.582
2.345 | 7536.349 | 2.178 | 7067.275
2.512 | 7536.696 | 2.345 | 6975.21
2.68 | 7528.831 | 2.512 | 6876.536
2.847 | 7514.709 | 2.68 | 6781.473
3.014 | 7502.504 | 2.847 | 6674.792
3.181 | 7494.466 | 3.014 | 6579.13
3.348 | 7477.037 | 3.181 | 6467.568
3.515 | 7455.387 | 3.348 | 6364.876
3.682 | 7440 | 3.515 | 6257.223
3.849 | 7427.187 | 3.682 | 6149.025
4.016 | 7427.23 | 3.849 | 6022.915
4.182 | 7434.838 | 4.016 | 5908.657
4.349 | 7433.831 | 4.182 | 5784.351
4.516 | 7420.679 | 4.349 | 5656.897
4.682 | 7418.262 | 4.516 | 5539.274
4.849 | 7410.964 | 4.682 | 5412.615
5.015 | 7402.371 | 4.849 | 5283.892
5.181 | 7389.907 | 5.015 | 5154.042
5.347 | 7383.135 | 5.181 | 5030.942
5.513 | 7370.157 | 5.347 | 4908.78
5.679 | 7352.026 | 5.513 | 4788.905
5.845 | 7336.316 | 5.679 | 4669.213
6.011 | 7322.439 | 5.845 | 4553.651
6.177 | 7313.501 | 6.011 | 4439.295
6.342 | 7305.718 | 6.177 | 4317.846
6.508 | 7304.676 | 6.342 | 4200.776
6.673 | 7299.291 | 6.508 | 4077.306
6.839 | 7277.704 | 6.673 | 3958.222
7.004 | 7247.082 | 6.839 | 3836.721
7.169 | 7208.991 | 7.004 | 3721.91
7.334 | 7173.205 | 7.169 | 3606.48
7.499 | 7156.141 | 7.334 | 3490.71
7.663 | 7151.868 | 7.499 | 3375.091
7.828 | 7137.993 | 7.663 | 3262.207
7.992 | 7116.652 | 7.828 | 3149.987
8.156 | 7091.832 | 7.992 | 3039.648
8.321 | 7064.876 | 8.156 | 2937.279
8.485 | 7054.975 | 8.321 | 2841.232
8.649 | 7047.31 | 8.485 | 2740.962
8.812 | 7035.491 | 8.649 | 2641.938
8.976 | 7025.281 | 8.812 | 2553.46
9.139 | 7014.122 | 8.976 | 2460.663
9.303 | 6995.41 | 9.139 | 2371.893
9.466 | 6989.564 | 9.303 | 2291.311
9.629 | 6989.135 | 9.466 | 2212.829
9.791 | 6982.857 | 9.629 | 2137.529
9.954 | 6969.658 | 9.791 | 2059.972
10.117 | 6957.238 | 9.954 | 1986.446
10.279 | 6941.133 | 10.117 | 1912.229
10.441 | 6927.459 | 10.279 | 1840.138
10.603 | 6914.54 | 10.441 | 1770.614
10.765 | 6901.941 | 10.603 | 1708.301
10.927 | 6889.304 | 10.765 | 1645.984
11.088 | 6878.477 | 10.927 | 1582.148
11.249 | 6874.337 | 11.088 | 1518.991
11.411 | 6871.98 | 11.249 | 1459.526
11.572 | 6862.284 | 11.411 | 1403.686
11.732 | 6848.56 | 11.572 | 1350.226
11.893 | 6837.432 | 11.732 | 1301.401
12.053 | 6816.316 | 11.893 | 1249.075
12.213 | 6793.3 | 12.053 | 1201.337
12.373 | 6776.954 | 12.213 | 1157.341
12.533 | 6763.833 | 12.373 | 1117.348
12.693 | 6756.992 | 12.533 | 1073.87
12.852 | 6746.148 | 12.693 | 1035.683
13.011 | 6729.751 | 12.852 | 994.771
13.17 | 6713.718 | 13.011 | 957.812
13.329 | 6696.07 | 13.17 | 919.912
13.488 | 6676.404 | 13.329 | 887.13
13.646 | 6657.598 | 13.488 | 854.154
13.804 | 6641.896 | 13.646 | 824.465
13.962 | 6625.07 | 13.804 | 795.494
14.12 | 6600.861 | 13.962 | 769.218
14.277 | 6578.689 | 14.12 | 740.537
14.435 | 6561.281 | 14.277 | 712.348
14.592 | 6537.947 | 14.435 | 684.157
14.749 | 6511.604 | 14.592 | 658.764
14.905 | 6488.797 | 14.749 | 634.439
15.062 | 6472.538 | 14.905 | 611.145
15.218 | 6450.507 | 15.062 | 589.18
15.374 | 6429.046 | 15.218 | 569.684
15.529 | 6409.124 | 15.374 | 551.936
15.685 | 6386.975 | 15.529 | 532.517
15.84 | 6367.484 | 15.685 | 513.82
15.995 | 6357.173 | 15.84 | 494.475
16.15 | 6345.952 | 15.995 | 475.916
16.304 | 6331.62 | 16.15 | 457.044
16.459 | 6315.987 | 16.304 | 440.964
16.613 | 6300.883 | 16.459 | 426.03
16.766 | 6278.119 | 16.613 | 412.721
16.92 | 6259.908 | 16.766 | 398.967
17.073 | 6240.745 | 16.92 | 388.333
17.226 | 6218.634 | 17.073 | 376.554
17.379 | 6194.805 | 17.226 | 366.427
17.532 | 6169.722 | 17.379 | 355.952
17.684 | 6136.19 | 17.532 | 345.559
17.836 | 6100.82 | 17.684 | 334.334
17.988 | 6073.59 | 17.836 | 326.243
18.139 | 6058.838 | 17.988 | 316.123
18.29 | 6048.127 | 18.139 | 304.704
18.441 | 6031.127 | 18.29 | 293.384
18.592 | 6013.377 | 18.441 | 283.462
18.742 | 5994.116 | 18.592 | 273.978
18.892 | 5961.263 | 18.742 | 265.4
19.042 | 5931.596 | 18.892 | 257.867
19.192 | 5902.346 | 19.042 | 250.208
19.341 | 5876.314 | 19.192 | 243.091
19.49 | 5842.382 | 19.341 | 236.721
19.639 | 5814.719 | 19.49 | 231.51
19.788 | 5795.951 | 19.639 | 225.416
19.936 | 5783.862 | 19.788 | 219.765
20.084 | 5771.897 | 19.936 | 214.446
20.232 | 5757.184 | 20.084 | 210.031
20.379 | 5741.616 | 20.232 | 205.274
20.526 | 5721.794 | 20.379 | 200.446
20.673 | 5699.954 | 20.526 | 194.241
20.82 | 5677.644 | 20.673 | 188.506
20.966 | 5652.823 | 20.82 | 184.238
21.112 | 5629.061 | 20.966 | 180.964
21.258 | 5612.387 | 21.112 | 177.486
21.403 | 5594.771 | 21.258 | 174.454
21.548 | 5567.197 | 21.403 | 171.242
21.693 | 5540.249 | 21.548 | 166.75
21.837 | 5516.118 | 21.693 | 161.48
21.982 | 5494.475 | 21.837 | 157.145
22.126 | 5471.173 | 21.982 | 153.351
22.269 | 5450.138 | 22.126 | 151.121
22.413 | 5433.509 | 22.269 | 148.902
22.556 | 5417.383 | 22.413 | 145.646
22.699 | 5402.243 | 22.556 | 141.94
22.841 | 5388.938 | 22.699 | 138.572
22.983 | 5369.837 | 22.841 | 136.193
23.125 | 5346.409 | 22.983 | 134.572
23.267 | 5320.528 | 23.125 | 132.119
23.408 | 5288.589 | 23.267 | 129.019
23.549 | 5253.929 | 23.408 | 127.045
23.69 | 5224.975 | 23.549 | 125.743
23.83 | 5195.339 | 23.69 | 124.433
23.97 | 5165.974 | 23.83 | 123.484
24.11 | 5136.635 | 23.97 | 121.691
24.249 | 5113.379 | 24.11 | 118.698
24.389 | 5094.347 | 24.249 | 115.587
24.527 | 5070.88 | 24.389 | 113.801
24.666 | 5039.573 | 24.527 | 111.428
24.804 | 4999.315 | 24.666 | 108.84
24.942 | 4962.46 | 24.804 | 106.083
25.08 | 4925.85 | 24.942 | 103.46
25.217 | 4890.503 | 25.08 | 101.63
25.354 | 4860.383 | 25.217 | 100.194
25.491 | 4831.908 | 25.354 | 99.693
25.627 | 4799.986 | 25.491 | 98.625
25.763 | 4770.066 | 25.627 | 96.96
25.899 | 4742.764 | 25.763 | 95.721
26.035 | 4708.584 | 25.899 | 94.655
26.17 | 4677.294 | 26.035 | 93.529
26.305 | 4649.943 | 26.17 | 93.516
26.439 | 4619.125 | 26.305 | 92.901
26.573 | 4586.644 | 26.439 | 91.496
26.707 | 4551.136 | 26.573 | 89.265
26.841 | 4521.841 | 26.707 | 88.365
26.974 | 4489.252 | 26.841 | 86.002
27.107 | 4451.651 | 26.974 | 85.376
27.24 | 4415.145 | 27.107 | 84.212
27.372 | 4377.781 | 27.24 | 82.719
27.504 | 4337.312 | 27.372 | 80.946
27.636 | 4298.602 | 27.504 | 80.401
27.767 | 4254.036 | 27.636 | 78.174
27.898 | 4208.893 | 27.767 | 76.636
28.029 | 4165.494 | 27.898 | 75.333
28.159 | 4117.402 | 28.029 | 74.376
28.289 | 4064.428 | 28.159 | 73.988
28.419 | 4020.211 | 28.289 | 74.094
28.549 | 3978.852 | 28.419 | 71.821
28.678 | 3933.747 | 28.549 | 70.586
28.807 | 3886.841 | 28.678 | 69.231
28.935 | 3841.034 | 28.807 | 67.277
29.063 | 3790.251 | 28.935 | 66.236
29.191 | 3738.904 | 29.063 | 67.187
29.319 | 3686.165 | 29.191 | 68.033
29.446 | 3630.963 | 29.319 | 67.095
29.573 | 3576.33 | 29.446 | 66.065
29.7 | 3525.491 | 29.573 | 66.542
29.826 | 3476.499 | 29.7 | 66.047
29.952 | 3428.276 | 29.826 | 65
30.078 | 3385.363 | 29.952 | 65.363
30.203 | 3340.151 | 30.078 | 64.566
30.328 | 3288.839 | 30.203 | 63.851
30.453 | 3237.322 | 30.328 | 62.544
30.577 | 3188.634 | 30.453 | 62.96
30.701 | 3136.001 | 30.577 | 60.754
30.825 | 3081.069 | 30.701 | 59.893
30.948 | 3024.172 | 30.825 | 58.936
31.071 | 2969.001 | 30.948 | 58.418
31.194 | 2916.449 | 31.071 | 56.938
31.317 | 2864.041 | 31.194 | 57.31
31.439 | 2811.022 | 31.317 | 57.744
31.561 | 2761.462 | 31.439 | 57.697
31.682 | 2715.404 | 31.561 | 57.802
31.803 | 2669.116 | 31.682 | 58.303
31.924 | 2622.414 | 31.803 | 57.521
32.045 | 2570.996 | 31.924 | 56.301
32.165 | 2522.719 | 32.045 | 56.214
32.285 | 2474.382 | 32.165 | 57.026
32.405 | 2425.454 | 32.285 | 55.695
32.524 | 2374.703 | 32.405 | 54.884
32.643 | 2328.949 | 32.524 | 54.883
32.762 | 2281.955 | 32.643 | 52.139
32.88 | 2232.437 | 32.762 | 51.145
32.998 | 2178.29 | 32.88 | 52.08
33.116 | 2128.236 | 32.998 | 52.226
33.233 | 2078.854 | 33.116 | 50.834
33.35 | 2032.799 | 33.233 | 51.939
33.467 | 1988.59 | 33.35 | 50.986
33.583 | 1946.869 | 33.467 | 50.058
33.7 | 1907.83 | 33.583 | 48.926
33.815 | 1871.015 | 33.7 | 48.732
33.931 | 1831.18 | 33.815 | 47.584
34.046 | 1785.641 | 33.931 | 46.789
34.161 | 1745.892 | 34.046 | 46.848
34.276 | 1713.404 | 34.161 | 47.936
34.39 | 1678.489 | 34.276 | 48.832
34.504 | 1639.806 | 34.39 | 48.597
34.618 | 1602.509 | 34.504 | 48.494
34.731 | 1561.734 | 34.618 | 48.22
34.844 | 1521.696 | 34.731 | 46.655
34.957 | 1486.574 | 34.844 | 45.724
35.069 | 1451.524 | 34.957 | 44.409
35.181 | 1419.027 | 35.069 | 44.798
35.293 | 1389.152 | 35.181 | 44.639
35.405 | 1358.943 | 35.293 | 44.927
35.516 | 1325.641 | 35.405 | 45.6
35.516 | 1325.641 | 35.405 | 45.6
35.627 | 1293.341 | 35.516 | 46.628
35.737 | 1261.039 | 35.627 | 47.137
35.848 | 1229.759 | 35.737 | 45.75
35.957 | 1197.99 | 35.848 | 44.739
36.067 | 1171.285 | 35.957 | 43.152
36.176 | 1144.449 | 36.067 | 43.118
36.286 | 1117.445 | 36.176 | 41.903
36.394 | 1089.478 | 36.286 | 40.749
36.503 | 1060.574 | 36.394 | 34.209
36.611 | 1033.741 | 36.503 | 24.097
36.719 | 1019.307 | 36.611 | 17.364

## Lustre V50 (hidden)
Selador | Lamp |  | Wattage
Lustr | Lumileds Rebel |  | 104 |  | Note: Owing to the variability of LEDs, output data and color matches should be viewed as approximate
Note: All data taken with room temperature fixture
| Beam Angle | Field Angle
Horizontal | 16.2 | 31.3
| Accessory Lens | Candela | Field Lumens | Beam Lumens | Lens Efficiency | Efficacy
| V50 | 6520 | 1730 | 960 | 94.59% | 16.6346
| For Field diameter at any distance, multiply distance by |  |  |  | 0.56029
| For Beam diameter at any distance, multiply distance by |  |  |  | 0.28464
| Throw Distance (ft) | 10 | 15 | 20 | 25
| Throw Distance (m) | 3.048 | 4.572 | 6.096 | 7.62
| Field Diameter (ft) | 5.6029 | 8.4044 | 11.2058 | 14.0073
| Field Diameter (m) | 1.7078 | 2.5617 | 3.4155 | 4.2694
| Illuminance (fc) | 65.2 | 28.9778 | 16.3 | 10.432
| Illuminance (lux) | 701.8063 | 311.9139 | 175.4516 | 112.289
Test Distance | Iso-Illuminance Diagram grid lines
51.2 | 10 | 20 | 30 | 40
| 0.19531 | 0.39062 | 0.58594 | 0.78125
| Beam Angle | Field Angle
Vertical | 59.5 | 76.6
| For Field diameter at any distance, multiply distance by |  |  |  | 1.5795
| For Beam diameter at any distance, multiply distance by |  |  |  | 1.1431
| Throw Distance (ft) | 10 | 15 | 20 | 25
| Throw Distance (m) | 3.048 | 4.572 | 6.096 | 7.62
| Field Diameter (ft) | 15.795 | 23.6926 | 31.5901 | 39.4876
| Field Diameter (m) | 4.8143 | 7.2215 | 9.6287 | 12.0358
| Illuminance (fc) | 65.2 | 28.9778 | 16.3 | 10.432
| Illuminance (lux) | 701.8063 | 311.9139 | 175.4516 | 112.289
| X |  | Y
-41.439 | 0 | -41.55 | 347.589
-41.327 | 0 | -41.439 | 351.981
-41.215 | 0 | -41.327 | 357.855
-41.103 | 5.935 | -41.215 | 364.192
-40.99 | 15.932 | -41.103 | 372.433
-40.877 | 26.696 | -40.99 | 379.863
-40.763 | 36.33 | -40.877 | 388.419
-40.649 | 42.604 | -40.763 | 398.673
-40.535 | 42.202 | -40.649 | 410.012
-40.42 | 42.443 | -40.535 | 419.39
-40.305 | 42.529 | -40.42 | 428.814
-40.189 | 43.608 | -40.305 | 439.556
-40.073 | 44.194 | -40.189 | 449.787
-39.957 | 45.102 | -40.073 | 459.124
-39.84 | 46.594 | -39.957 | 467.342
-39.723 | 47.036 | -39.84 | 477.157
-39.605 | 46.884 | -39.723 | 491.527
-39.487 | 46.763 | -39.605 | 504.623
-39.369 | 45.536 | -39.487 | 518.774
-39.25 | 45.884 | -39.369 | 535.94
-39.131 | 47.061 | -39.25 | 554.858
-39.012 | 47.482 | -39.131 | 568.392
-38.892 | 47.611 | -39.012 | 583.009
-38.771 | 47.484 | -38.892 | 596.211
-38.651 | 48.175 | -38.771 | 609.948
-38.529 | 49.138 | -38.651 | 625.367
-38.408 | 50.23 | -38.529 | 641.46
-38.286 | 50.616 | -38.408 | 659.778
-38.163 | 50.969 | -38.286 | 676.176
-38.04 | 51.318 | -38.163 | 695.934
-37.917 | 51.06 | -38.04 | 714.517
-37.794 | 50.994 | -37.917 | 740.971
-37.67 | 51.009 | -37.794 | 764.641
-37.545 | 51.913 | -37.67 | 785.973
-37.42 | 51.787 | -37.545 | 805.567
-37.295 | 52.863 | -37.42 | 829.482
-37.169 | 54.166 | -37.295 | 850.288
-37.043 | 54.609 | -37.169 | 871.932
-36.916 | 53.706 | -37.043 | 897.096
-36.789 | 54.041 | -36.916 | 922.414
-36.662 | 55.178 | -36.789 | 949.687
-36.534 | 56.199 | -36.662 | 978.755
-36.406 | 55.947 | -36.534 | 1010.677
-36.277 | 55.901 | -36.406 | 1042.78
-36.148 | 55.42 | -36.277 | 1076.369
-36.018 | 55.452 | -36.148 | 1109.71
-35.888 | 55.28 | -36.018 | 1142.45
-35.758 | 56.542 | -35.888 | 1177.476
-35.627 | 57.365 | -35.758 | 1210.328
-35.496 | 57.93 | -35.627 | 1244.514
-35.364 | 57.845 | -35.496 | 1275.432
-35.232 | 57.883 | -35.364 | 1309.669
-35.099 | 57.87 | -35.232 | 1343.575
-34.966 | 57.954 | -35.099 | 1378.381
-34.833 | 58.11 | -34.966 | 1414.414
-34.699 | 59.375 | -34.833 | 1455.517
-34.565 | 59.905 | -34.699 | 1497.723
-34.43 | 60.286 | -34.565 | 1537.982
-34.295 | 60.281 | -34.43 | 1582.45
-34.159 | 60.512 | -34.295 | 1626.991
-34.023 | 60.622 | -34.159 | 1674.044
-33.887 | 61.905 | -34.023 | 1720.88
-33.75 | 62.777 | -33.887 | 1771.26
-33.613 | 62.942 | -33.75 | 1816.178
-33.475 | 62.827 | -33.613 | 1864.482
-33.337 | 62.896 | -33.475 | 1908.411
-33.198 | 62.964 | -33.337 | 1953.694
-33.059 | 63.259 | -33.198 | 2001.55
-32.919 | 64.822 | -33.059 | 2057.827
-32.779 | 66.324 | -32.919 | 2109.458
-32.639 | 67.812 | -32.779 | 2158.453
-32.498 | 68.12 | -32.639 | 2209.008
-32.357 | 68.87 | -32.498 | 2258.84
-32.215 | 69.657 | -32.357 | 2309.271
-32.073 | 70.326 | -32.215 | 2361.601
-31.93 | 71.361 | -32.073 | 2415.471
-31.787 | 72.364 | -31.93 | 2471.21
-31.643 | 73.073 | -31.787 | 2527.741
-31.499 | 72.346 | -31.643 | 2586.096
-31.355 | 71.926 | -31.499 | 2633.636
-31.21 | 72.239 | -31.355 | 2679.786
-31.065 | 72.742 | -31.21 | 2729.459
-30.919 | 73.835 | -31.065 | 2783.12
-30.773 | 74.641 | -30.919 | 2835.735
-30.626 | 75.082 | -30.773 | 2892.484
-30.479 | 75.56 | -30.626 | 2949.643
-30.331 | 78.29 | -30.479 | 3003.26
-30.183 | 79.58 | -30.331 | 3054.571
-30.035 | 80.195 | -30.183 | 3105.898
-29.886 | 80.969 | -30.035 | 3155.809
-29.737 | 82.988 | -29.886 | 3211.641
-29.587 | 82.761 | -29.737 | 3268.76
-29.437 | 83.553 | -29.587 | 3322.245
-29.286 | 84.235 | -29.437 | 3375.886
-29.135 | 85.597 | -29.286 | 3427.635
-28.983 | 86.144 | -29.135 | 3477.338
-28.831 | 87.485 | -28.983 | 3518.778
-28.679 | 88.992 | -28.831 | 3559.479
-28.526 | 90.823 | -28.679 | 3603.826
-28.373 | 91.573 | -28.526 | 3650.427
-28.219 | 92.493 | -28.373 | 3694.026
-28.065 | 93.717 | -28.219 | 3735.978
-27.91 | 95.514 | -28.065 | 3781.603
-27.755 | 97.742 | -27.91 | 3825.599
-27.599 | 99.951 | -27.755 | 3865.874
-27.443 | 101.371 | -27.599 | 3906.607
-27.287 | 102.397 | -27.443 | 3947.621
-27.13 | 104.558 | -27.287 | 3985.658
-26.973 | 106.643 | -27.13 | 4021.692
-26.815 | 107.293 | -26.973 | 4061.177
-26.657 | 109.406 | -26.815 | 4100.555
-26.498 | 111.239 | -26.657 | 4139.679
-26.339 | 113.075 | -26.498 | 4174.991
-26.179 | 115.027 | -26.339 | 4207.081
-26.019 | 117.647 | -26.179 | 4237.367
-25.859 | 119.638 | -26.019 | 4264.779
-25.698 | 121.87 | -25.859 | 4291.198
-25.537 | 123.06 | -25.698 | 4318.124
-25.375 | 125.225 | -25.537 | 4344.841
-25.213 | 129.132 | -25.375 | 4372.753
-25.05 | 131.996 | -25.213 | 4398.258
-24.887 | 134.424 | -25.05 | 4423.463
-24.724 | 136.224 | -24.887 | 4452.998
-24.56 | 139.242 | -24.724 | 4479.878
-24.396 | 141.561 | -24.56 | 4502.045
-24.231 | 144.536 | -24.396 | 4523.327
-24.066 | 149.166 | -24.231 | 4540.194
-23.9 | 154.762 | -24.066 | 4556.634
-23.734 | 158.513 | -23.9 | 4575.8
-23.568 | 161.451 | -23.734 | 4592.533
-23.401 | 165.688 | -23.568 | 4609.007
-23.234 | 170.189 | -23.401 | 4632.093
-23.066 | 175.106 | -23.234 | 4649.493
-22.898 | 180.228 | -23.066 | 4666.984
-22.729 | 185.861 | -22.898 | 4685.684
-22.56 | 190.755 | -22.729 | 4708.423
-22.391 | 195.24 | -22.56 | 4737.138
-22.221 | 200.406 | -22.391 | 4764.286
-22.051 | 206.143 | -22.221 | 4786.011
-21.88 | 211.353 | -22.051 | 4805.881
-21.709 | 217.165 | -21.88 | 4828.729
-21.538 | 224.507 | -21.709 | 4848.628
-21.366 | 231.665 | -21.538 | 4871.738
-21.194 | 238.71 | -21.366 | 4888.895
-21.021 | 246.286 | -21.194 | 4906.53
-20.848 | 254.735 | -21.021 | 4930.834
-20.675 | 261.93 | -20.848 | 4946.399
-20.501 | 268.851 | -20.675 | 4965.408
-20.327 | 277.325 | -20.501 | 4983.936
-20.152 | 286.946 | -20.327 | 5001.667
-19.977 | 297.704 | -20.152 | 5016.92
-19.802 | 309.444 | -19.977 | 5039.257
-19.626 | 322.412 | -19.802 | 5060.69
-19.45 | 336.005 | -19.626 | 5081.245
-19.273 | 350.473 | -19.45 | 5105.774
-19.096 | 364.979 | -19.273 | 5132.932
-18.919 | 379.51 | -19.096 | 5158.158
-18.741 | 394.666 | -18.919 | 5184.76
-18.563 | 411.956 | -18.741 | 5208.63
-18.385 | 428.72 | -18.563 | 5231.058
-18.206 | 445.606 | -18.385 | 5245.914
-18.027 | 463.6 | -18.206 | 5264.933
-17.847 | 483.329 | -18.027 | 5288.375
-17.667 | 503.631 | -17.847 | 5312.074
-17.487 | 522.845 | -17.667 | 5340.288
-17.306 | 545.798 | -17.487 | 5369.48
-17.125 | 571.798 | -17.306 | 5397.452
-16.944 | 597.518 | -17.125 | 5429.006
-16.762 | 625.381 | -16.944 | 5451.59
-16.58 | 654.699 | -16.762 | 5474.958
-16.398 | 685.157 | -16.58 | 5502.448
-16.215 | 715.124 | -16.398 | 5526.223
-16.032 | 746.452 | -16.215 | 5548.122
-15.849 | 777.579 | -16.032 | 5572.403
-15.665 | 813.127 | -15.849 | 5590.552
-15.481 | 849.221 | -15.665 | 5611.067
-15.296 | 888.51 | -15.481 | 5634.097
-15.112 | 929.656 | -15.296 | 5660.433
-14.927 | 971.457 | -15.112 | 5685.469
-14.741 | 1014.253 | -14.927 | 5715.177
-14.556 | 1058.602 | -14.741 | 5739.274
-14.37 | 1104.998 | -14.556 | 5760.163
-14.183 | 1151.675 | -14.37 | 5779.66
-13.997 | 1200.752 | -14.183 | 5802.616
-13.81 | 1252.554 | -13.997 | 5817.301
-13.623 | 1304.635 | -13.81 | 5836.146
-13.435 | 1362.239 | -13.623 | 5851.808
-13.247 | 1423.277 | -13.435 | 5868.955
-13.059 | 1485.828 | -13.247 | 5887.187
-12.871 | 1549.538 | -13.059 | 5910.54
-12.682 | 1615.475 | -12.871 | 5933.385
-12.493 | 1684.741 | -12.682 | 5950.767
-12.304 | 1752.769 | -12.493 | 5971.575
-12.115 | 1821.469 | -12.304 | 5993.429
-11.925 | 1895.204 | -12.115 | 6010.761
-11.735 | 1974.192 | -11.925 | 6025.512
-11.544 | 2053.094 | -11.735 | 6039.807
-11.354 | 2134.284 | -11.544 | 6053.107
-11.163 | 2217.868 | -11.354 | 6071.765
-10.972 | 2304.011 | -11.163 | 6091.23
-10.781 | 2392.692 | -10.972 | 6109.88
-10.589 | 2483.833 | -10.781 | 6122.579
-10.397 | 2575.481 | -10.589 | 6141.219
-10.205 | 2670.334 | -10.397 | 6155.475
-10.013 | 2761.968 | -10.205 | 6170.211
-9.821 | 2856.321 | -10.013 | 6182.823
-9.628 | 2955.028 | -9.821 | 6195.265
-9.435 | 3059.309 | -9.628 | 6205.52
-9.242 | 3162.103 | -9.435 | 6214.639
-9.049 | 3271.379 | -9.242 | 6222.295
-8.855 | 3382.464 | -9.049 | 6238.847
-8.661 | 3491.399 | -8.855 | 6249.312
-8.467 | 3602.369 | -8.661 | 6261.341
-8.273 | 3714.031 | -8.467 | 6275.958
-8.079 | 3823.502 | -8.273 | 6285.833
-7.884 | 3930.911 | -8.079 | 6294.424
-7.69 | 4044.81 | -7.884 | 6305.636
-7.495 | 4153.702 | -7.69 | 6312.077
-7.3 | 4262.008 | -7.495 | 6315.862
-7.104 | 4364.712 | -7.3 | 6309.392
-6.909 | 4472.239 | -7.104 | 6306.609
-6.713 | 4582.281 | -6.909 | 6313.404
-6.518 | 4691.757 | -6.713 | 6313.806
-6.322 | 4801.474 | -6.518 | 6311.183
-6.126 | 4906.565 | -6.322 | 6310.978
-5.93 | 5008.27 | -6.126 | 6312.009
-5.733 | 5113.283 | -5.93 | 6307.775
-5.537 | 5214.096 | -5.733 | 6309.817
-5.34 | 5317.512 | -5.537 | 6305.31
-5.144 | 5425.344 | -5.34 | 6315.917
-4.947 | 5524.004 | -5.144 | 6332.362
-4.75 | 5610.447 | -4.947 | 6349.713
-4.553 | 5701.86 | -4.75 | 6364.13
-4.356 | 5787.695 | -4.553 | 6371.878
-4.158 | 5865.038 | -4.356 | 6375.578
-3.961 | 5945.96 | -4.158 | 6382.256
-3.763 | 6019.982 | -3.961 | 6386.63
-3.566 | 6101.412 | -3.763 | 6390.814
-3.368 | 6171.662 | -3.566 | 6395.784
-3.171 | 6234.228 | -3.368 | 6399.541
-2.973 | 6283.508 | -3.171 | 6409.403
-2.775 | 6327.307 | -2.973 | 6418.535
-2.577 | 6364.198 | -2.775 | 6423.692
-2.379 | 6405.08 | -2.577 | 6423.896
-2.181 | 6432.165 | -2.379 | 6421.055
-1.983 | 6455.837 | -2.181 | 6408.778
-1.785 | 6476.911 | -1.983 | 6410.157
-1.586 | 6501.255 | -1.785 | 6407.755
-1.388 | 6513.502 | -1.586 | 6402.422
-1.19 | 6504.882 | -1.388 | 6407.098
-0.992 | 6484.725 | -1.19 | 6412.337
-0.793 | 6480.518 | -0.992 | 6418.26
-0.595 | 6478.547 | -0.793 | 6426.145
-0.397 | 6470.911 | -0.595 | 6430.537
-0.198 | 6459.156 | -0.397 | 6432.525
0 | 6436.321 | -0.198 | 6431.614
0.198 | 6396.266 | 0 | 6436.321
0.397 | 6352.689 | 0.198 | 6424.856
0.595 | 6312.398 | 0.397 | 6416.281
0.793 | 6269.718 | 0.595 | 6403.233
0.992 | 6224.63 | 0.793 | 6400.921
1.19 | 6173.001 | 0.992 | 6407.037
1.388 | 6122.646 | 1.19 | 6419.314
1.586 | 6072.93 | 1.388 | 6434.556
1.785 | 6011.979 | 1.586 | 6449.189
1.983 | 5941.877 | 1.785 | 6446.181
2.181 | 5868.086 | 1.983 | 6442.553
2.379 | 5790.432 | 2.181 | 6439.301
2.577 | 5707.137 | 2.379 | 6436.707
2.775 | 5618.209 | 2.577 | 6433.181
2.973 | 5526.37 | 2.775 | 6419.701
3.171 | 5433.264 | 2.973 | 6408.081
3.368 | 5336.462 | 3.171 | 6399.887
3.566 | 5240.595 | 3.368 | 6398.838
3.763 | 5141.61 | 3.566 | 6391.19
3.961 | 5031.738 | 3.763 | 6384.026
4.158 | 4921.776 | 3.961 | 6376.17
4.356 | 4812.7 | 4.158 | 6370.665
4.553 | 4700 | 4.356 | 6368.938
4.75 | 4588.443 | 4.553 | 6366.005
4.947 | 4485.128 | 4.75 | 6360.288
5.144 | 4385.223 | 4.947 | 6351.602
5.34 | 4274.285 | 5.144 | 6344.968
5.537 | 4163.947 | 5.34 | 6341.588
5.733 | 4050.297 | 5.537 | 6342.26
5.93 | 3939.594 | 5.733 | 6340.449
6.126 | 3823.936 | 5.93 | 6341.019
6.322 | 3714.089 | 6.126 | 6341.053
6.518 | 3606.308 | 6.322 | 6334.143
6.713 | 3499.286 | 6.518 | 6325.854
6.909 | 3392.862 | 6.713 | 6323.736
7.104 | 3285.502 | 6.909 | 6327.919
7.3 | 3183.786 | 7.104 | 6327.906
7.495 | 3083.932 | 7.3 | 6323.682
7.69 | 2986.671 | 7.495 | 6315.793
7.884 | 2891.726 | 7.69 | 6302.717
8.079 | 2795.027 | 7.884 | 6295.31
8.273 | 2700.618 | 8.079 | 6280.581
8.467 | 2603.517 | 8.273 | 6265.218
8.661 | 2506.828 | 8.467 | 6254.063
8.855 | 2411.45 | 8.661 | 6243.459
9.049 | 2325.345 | 8.855 | 6232.223
9.242 | 2239.773 | 9.049 | 6224.605
9.435 | 2154.281 | 9.242 | 6208.169
9.628 | 2071.259 | 9.435 | 6186.565
9.821 | 1993.786 | 9.628 | 6166.982
10.013 | 1917.368 | 9.821 | 6153.922
10.205 | 1845.582 | 10.013 | 6148.062
10.397 | 1776.33 | 10.205 | 6138.868
10.589 | 1707.184 | 10.397 | 6132.899
10.781 | 1639.246 | 10.589 | 6118.727
10.972 | 1574.502 | 10.781 | 6097.834
11.163 | 1511.828 | 10.972 | 6079.195
11.354 | 1452.811 | 11.163 | 6063.245
11.544 | 1394.956 | 11.354 | 6043.725
11.735 | 1337.432 | 11.544 | 6022.195
11.925 | 1280.294 | 11.735 | 6008.717
12.115 | 1225.625 | 11.925 | 5996.639
12.304 | 1173.405 | 12.115 | 5983.307
12.493 | 1123.3 | 12.304 | 5971.36
12.682 | 1075.421 | 12.493 | 5955.046
12.871 | 1028.806 | 12.682 | 5939.496
13.059 | 986.584 | 12.871 | 5921.393
13.247 | 946.89 | 13.059 | 5894.553
13.435 | 907.692 | 13.247 | 5872.562
13.623 | 869.283 | 13.435 | 5853.157
13.81 | 831.696 | 13.623 | 5840.626
13.997 | 797.727 | 13.81 | 5823.045
14.183 | 764.245 | 13.997 | 5804.315
14.37 | 730.35 | 14.183 | 5784.807
14.556 | 698.968 | 14.37 | 5762.694
14.741 | 669.628 | 14.556 | 5747.243
14.927 | 642.863 | 14.741 | 5722.771
15.112 | 617.944 | 14.927 | 5698.587
15.296 | 593.508 | 15.112 | 5668.149
15.481 | 569.96 | 15.296 | 5638.921
15.665 | 546.63 | 15.481 | 5598.808
15.849 | 523.592 | 15.665 | 5564.215
16.032 | 501.65 | 15.849 | 5541.083
16.215 | 483.816 | 16.032 | 5522.435
16.398 | 466.439 | 16.215 | 5497.332
16.58 | 449.569 | 16.398 | 5484.786
16.762 | 433.683 | 16.58 | 5472.294
16.944 | 418.129 | 16.762 | 5455.201
17.125 | 403.446 | 16.944 | 5439.465
17.306 | 390.707 | 17.125 | 5427.359
17.487 | 378.287 | 17.306 | 5409
17.667 | 367.276 | 17.487 | 5384.035
17.847 | 356.064 | 17.667 | 5365.758
18.027 | 344.837 | 17.847 | 5343.836
18.206 | 334.722 | 18.027 | 5326.968
18.385 | 325.918 | 18.206 | 5306.701
18.563 | 318.926 | 18.385 | 5287.089
18.741 | 310.866 | 18.563 | 5262.205
18.919 | 301.046 | 18.741 | 5240.112
19.096 | 291.232 | 18.919 | 5216.517
19.273 | 281.423 | 19.096 | 5187.661
19.45 | 271.97 | 19.273 | 5153.936
19.626 | 264.052 | 19.45 | 5131.077
19.802 | 257.633 | 19.626 | 5108.255
19.977 | 250.917 | 19.802 | 5078.078
20.152 | 243.574 | 19.977 | 5051.557
20.327 | 236.51 | 20.152 | 5030.934
20.501 | 229.206 | 20.327 | 5013.675
20.675 | 222.232 | 20.501 | 4989.903
20.848 | 215.87 | 20.675 | 4966.343
21.021 | 209.963 | 20.848 | 4950.564
21.194 | 203.304 | 21.021 | 4936.764
21.366 | 197.632 | 21.194 | 4926.835
21.538 | 191.371 | 21.366 | 4912.932
21.709 | 185.402 | 21.538 | 4893.756
21.88 | 180.233 | 21.709 | 4871.01
22.051 | 176.294 | 21.88 | 4849.813
22.221 | 172.48 | 22.051 | 4826.788
22.391 | 168.793 | 22.221 | 4808.669
22.56 | 165.132 | 22.391 | 4784.342
22.729 | 162.01 | 22.56 | 4763.443
22.898 | 158.075 | 22.729 | 4741.828
23.066 | 153.492 | 22.898 | 4727.635
23.234 | 150 | 23.066 | 4708.35
23.401 | 147.491 | 23.234 | 4691.171
23.568 | 144.318 | 23.401 | 4671.112
23.734 | 141.07 | 23.568 | 4653.391
23.9 | 137.006 | 23.734 | 4629.031
24.066 | 133.67 | 23.9 | 4602.734
24.231 | 131.443 | 24.066 | 4574.106
24.396 | 129.431 | 24.231 | 4547.139
24.56 | 127.493 | 24.396 | 4523.665
24.724 | 126.615 | 24.56 | 4499.241
24.887 | 125.515 | 24.724 | 4476.059
25.05 | 123.774 | 24.887 | 4457.138
25.213 | 122.71 | 25.05 | 4438.605
25.375 | 121.873 | 25.213 | 4407.111
25.537 | 120.189 | 25.375 | 4377.125
25.698 | 118.804 | 25.537 | 4348.937
25.859 | 117.831 | 25.698 | 4322.091
26.019 | 116.759 | 25.859 | 4297.596
26.179 | 113.577 | 26.019 | 4270.462
26.339 | 110.201 | 26.179 | 4237.572
26.498 | 108.315 | 26.339 | 4205.215
26.657 | 107.693 | 26.498 | 4172.611
26.815 | 106.651 | 26.657 | 4136.987
26.973 | 105.96 | 26.815 | 4098.023
27.13 | 105.034 | 26.973 | 4059.792
27.287 | 103.986 | 27.13 | 4025.333
27.443 | 101.91 | 27.287 | 3988.204
27.599 | 99.951 | 27.443 | 3946.218
27.755 | 98.731 | 27.599 | 3905.468
27.91 | 98.337 | 27.755 | 3864.633
28.065 | 98.214 | 27.91 | 3820.537
28.219 | 97.893 | 28.065 | 3777.008
28.373 | 96.977 | 28.219 | 3735.271
28.526 | 95.221 | 28.373 | 3689.943
28.679 | 92.991 | 28.526 | 3644.623
28.831 | 91.062 | 28.679 | 3596.982
28.983 | 89.737 | 28.831 | 3543.392
29.135 | 89.408 | 28.983 | 3487.688
29.286 | 89.642 | 29.135 | 3436.716
29.437 | 89.858 | 29.286 | 3384.222
29.587 | 89.952 | 29.437 | 3331.608
29.737 | 90.047 | 29.587 | 3279.363
29.886 | 89.194 | 29.737 | 3231.083
30.035 | 87.401 | 29.886 | 3179.402
30.183 | 85.82 | 30.035 | 3127.317
30.331 | 84.704 | 30.183 | 3074.428
30.479 | 83.368 | 30.331 | 3020.974
30.626 | 82.419 | 30.479 | 2966.466
30.773 | 81.737 | 30.626 | 2908.781
30.919 | 80.792 | 30.773 | 2850.61
31.065 | 80.309 | 30.919 | 2793.625
31.21 | 80.206 | 31.065 | 2740.689
31.355 | 79.757 | 31.21 | 2684.041
31.499 | 78.458 | 31.355 | 2631.224
31.643 | 78.386 | 31.499 | 2578.109
31.787 | 78.62 | 31.643 | 2521.319
31.93 | 78.745 | 31.787 | 2459.884
32.073 | 78.451 | 31.93 | 2403.52
32.215 | 77.91 | 32.073 | 2352.366
32.357 | 77.028 | 32.215 | 2298.133
32.498 | 75.599 | 32.357 | 2237.815
32.639 | 74.831 | 32.498 | 2184.674
32.779 | 74.213 | 32.639 | 2131.86
32.919 | 74.157 | 32.779 | 2079.538
33.059 | 73.87 | 32.919 | 2031.259
33.198 | 72.984 | 33.059 | 1983.317
33.337 | 71.559 | 33.198 | 1930.331
33.475 | 69.748 | 33.337 | 1877.228
33.613 | 68.85 | 33.475 | 1827.69
33.75 | 68.526 | 33.613 | 1775.302
33.887 | 65.075 | 33.75 | 1728.207
34.023 | 59.136 | 33.887 | 1683.1
34.159 | 52.142 | 34.023 | 1639.917
34.295 | 44.127 | 34.159 | 1596.981
34.43 | 38.499 | 34.295 | 1557.06
34.565 | 36.93 | 34.43 | 1515.58
34.699 | 35.949 | 34.565 | 1475.261
34.833 | 35.566 | 34.699 | 1431.337
34.966 | 34.885 | 34.833 | 1390.241
35.099 | 34.859 | 34.966 | 1347.842
35.232 | 36.337 | 35.099 | 1305.964
35.364 | 38.547 | 35.232 | 1269.57
35.496 | 39.458 | 35.364 | 1236.836
35.627 | 38.602 | 35.496 | 1203.536
35.758 | 37.837 | 35.627 | 1168.936
35.888 | 48.105 | 35.758 | 1137.319
36.018 | 67.918 | 35.888 | 1106.986
36.148 | 83.411 | 36.018 | 1075.979
36.277 | 88.954 | 36.148 | 1044.543
36.406 | 86.716 | 36.277 | 1013.366
36.534 | 72.385 | 36.406 | 983.329
36.662 | 55.386 | 36.534 | 952.121
36.789 | 43.866 | 36.662 | 923.837
36.916 | 36.382 | 36.789 | 897.818
37.043 | 32.258 | 36.916 | 873.309
37.169 | 28.862 | 37.043 | 846.979
37.295 | 26.178 | 37.169 | 820.608
37.42 | 24.7 | 37.295 | 794.73
37.545 | 24.609 | 37.42 | 771.312
37.67 | 24.191 | 37.545 | 750.042
37.794 | 23.659 | 37.67 | 728.462
37.917 | 23.396 | 37.794 | 708.202
38.04 | 23.761 | 37.917 | 688.406
38.163 | 24.379 | 38.04 | 667.599
38.286 | 24.752 | 38.163 | 648.641
38.408 | 24.71 | 38.286 | 631.172
38.529 | 24.218 | 38.408 | 616.165
38.651 | 23.636 | 38.529 | 600.207
38.771 | 22.48 | 38.651 | 584.103
38.892 | 22.082 | 38.771 | 565.611
39.012 | 22.681 | 38.892 | 548.771
39.131 | 22.653 | 39.012 | 531.776
39.25 | 21.235 | 39.131 | 516.61
39.369 | 20.093 | 39.25 | 502.523
39.487 | 20.342 | 39.369 | 487.496
39.605 | 20.475 | 39.487 | 474.291
39.723 | 20.521 | 39.605 | 462.145
39.84 | 20.507 | 39.723 | 451.282
39.957 | 21.09 | 39.84 | 439.555
40.073 | 21.617 | 39.957 | 427.877
40.189 | 21.668 | 40.073 | 416.819
40.189 | 21.668 | 40.073 | 416.819
40.305 | 21.749 | 40.189 | 407.204
40.42 | 21.83 | 40.305 | 397.542
40.535 | 22.708 | 40.42 | 387.528
40.649 | 23.44 | 40.535 | 375.841
40.763 | 23.468 | 40.649 | 364.424
40.877 | 22.314 | 40.763 | 355.324
40.99 | 20.961 | 40.877 | 349.664
41.103 | 19.939 | 40.99 | 340.346
41.215 | 19.695 | 41.103 | 287.842
41.327 | 20.177 | 41.215 | 204.962
41.439 | 20.945 | 41.327 | 145.791

## Lustr H60 (hidden)
Selador | Lamp |  | Wattage
Lustr | Lumileds Rebel |  | 104 |  | Note: Owing to the variability of LEDs, output data and color matches should be viewed as approximate
Note: All data taken with room temperature fixture
| Beam Angle | Field Angle
Horizontal | 52.3 | 71.4
| Accessory Lens | Candela | Field Lumens | Beam Lumens | Lens Efficiency | Efficacy
| H60 | 8430 | 1750 | 950 | 95.68% | 16.8269
| For Field diameter at any distance, multiply distance by |  |  |  | 1.4371
| For Beam diameter at any distance, multiply distance by |  |  |  | 0.98196
| Throw Distance (ft) | 10 | 15 | 20 | 25
| Throw Distance (m) | 3.048 | 4.572 | 6.096 | 7.62
| Field Diameter (ft) | 14.3715 | 21.5572 | 28.7429 | 35.9286
| Field Diameter (m) | 4.3804 | 6.5706 | 8.7608 | 10.9511
| Illuminance (fc) | 84.3 | 37.4667 | 21.075 | 13.488
| Illuminance (lux) | 907.3968 | 403.2875 | 226.8492 | 145.1835
Test Distance | Iso-Illuminance Diagram grid lines
60.6 | 10 | 20 | 30 | 40
| 0.16502 | 0.33003 | 0.49505 | 0.66007
| Beam Angle | Field Angle
Vertical | 13.7 | 27.8
| For Field diameter at any distance, multiply distance by |  |  |  | 0.49495
| For Beam diameter at any distance, multiply distance by |  |  |  | 0.24026
| Throw Distance (ft) | 10 | 15 | 20 | 25
| Throw Distance (m) | 3.048 | 4.572 | 6.096 | 7.62
| Field Diameter (ft) | 4.9495 | 7.4242 | 9.899 | 12.3737
| Field Diameter (m) | 1.5086 | 2.2629 | 3.0172 | 3.7715
| Illuminance (fc) | 84.3 | 37.4667 | 21.075 | 13.488
| Illuminance (lux) | 907.3968 | 403.2875 | 226.8492 | 145.1835
| X |  | Y
-36.719 | 0 | -36.826 | 60.464
-36.611 | 0 | -36.719 | 61.817
-36.503 | 0 | -36.611 | 63.317
-36.394 | 110.709 | -36.503 | 64.248
-36.286 | 299.511 | -36.394 | 65.639
-36.176 | 493.606 | -36.286 | 65.005
-36.067 | 690.605 | -36.176 | 64.161
-35.957 | 821.974 | -36.067 | 64.713
-35.848 | 847.074 | -35.957 | 66.076
-35.737 | 870.97 | -35.848 | 66.72
-35.627 | 896.234 | -35.737 | 67.393
-35.516 | 921.942 | -35.627 | 68.165
-35.405 | 947.044 | -35.516 | 67.882
-35.293 | 971.79 | -35.405 | 67.845
-35.181 | 996.011 | -35.293 | 66.076
-35.069 | 1019.369 | -35.181 | 64.562
-34.957 | 1046.728 | -35.069 | 63.919
-34.844 | 1077.154 | -34.957 | 64.168
-34.731 | 1102.843 | -34.844 | 65.641
-34.618 | 1132.295 | -34.731 | 68.423
-34.504 | 1162.503 | -34.618 | 71.081
-34.39 | 1193.49 | -34.504 | 72.606
-34.276 | 1224.78 | -34.39 | 72.51
-34.161 | 1257.264 | -34.276 | 71.447
-34.046 | 1291.192 | -34.161 | 71.522
-33.931 | 1323.877 | -34.046 | 72.952
-33.815 | 1360.419 | -33.931 | 72.589
-33.7 | 1397.665 | -33.815 | 73.05
-33.583 | 1428.837 | -33.7 | 72.166
-33.467 | 1463.99 | -33.583 | 72.558
-33.35 | 1507.792 | -33.467 | 72.233
-33.233 | 1546.212 | -33.35 | 73.945
-33.116 | 1586.456 | -33.233 | 75.32
-32.998 | 1627.544 | -33.116 | 76.267
-32.88 | 1667.718 | -32.998 | 76.376
-32.762 | 1701.228 | -32.88 | 76.707
-32.643 | 1744.419 | -32.762 | 75.166
-32.524 | 1790.078 | -32.643 | 75.245
-32.405 | 1834.672 | -32.524 | 76.893
-32.285 | 1874.165 | -32.405 | 79.496
-32.165 | 1925.059 | -32.285 | 80.334
-32.045 | 1973.189 | -32.165 | 82.406
-31.924 | 2019.941 | -32.045 | 83.163
-31.803 | 2067.752 | -31.924 | 84.098
-31.682 | 2118.167 | -31.803 | 85.147
-31.561 | 2169.36 | -31.682 | 84.844
-31.439 | 2223.684 | -31.561 | 84.147
-31.317 | 2276.695 | -31.439 | 84.213
-31.194 | 2325.672 | -31.317 | 84.519
-31.071 | 2373.685 | -31.194 | 84.04
-30.948 | 2424.983 | -31.071 | 84.583
-30.825 | 2478.782 | -30.948 | 83.898
-30.701 | 2535.795 | -30.825 | 84.466
-30.577 | 2590.085 | -30.701 | 84.466
-30.453 | 2643.827 | -30.577 | 84.791
-30.328 | 2693.077 | -30.453 | 86.64
-30.203 | 2747.243 | -30.328 | 87.919
-30.078 | 2805.63 | -30.203 | 88.983
-29.952 | 2859.25 | -30.078 | 89.748
-29.826 | 2913.431 | -29.952 | 90.883
-29.7 | 2969.631 | -29.826 | 90.078
-29.573 | 3033.749 | -29.7 | 90.944
-29.446 | 3099.225 | -29.573 | 90.516
-29.319 | 3160.337 | -29.446 | 91.373
-29.191 | 3219.848 | -29.319 | 92.593
-29.063 | 3278.539 | -29.191 | 94.255
-28.935 | 3338.916 | -29.063 | 94.863
-28.807 | 3398.332 | -28.935 | 97.15
-28.678 | 3461.284 | -28.807 | 98.133
-28.549 | 3515.626 | -28.678 | 100.167
-28.419 | 3574.317 | -28.549 | 101.103
-28.289 | 3635.657 | -28.419 | 103.775
-28.159 | 3695.195 | -28.289 | 103.478
-28.029 | 3750.981 | -28.159 | 103.21
-27.898 | 3815.024 | -28.029 | 102.041
-27.767 | 3876.695 | -27.898 | 102.162
-27.636 | 3937.942 | -27.767 | 102.363
-27.504 | 3995.344 | -27.636 | 103.104
-27.372 | 4056.281 | -27.504 | 105.457
-27.24 | 4109.762 | -27.372 | 106.154
-27.107 | 4161.071 | -27.24 | 106.739
-26.974 | 4222.461 | -27.107 | 107.4
-26.841 | 4277.375 | -26.974 | 109.013
-26.707 | 4333.642 | -26.841 | 110.112
-26.573 | 4388.619 | -26.707 | 110.859
-26.439 | 4445.073 | -26.573 | 111.338
-26.305 | 4504.843 | -26.439 | 112.522
-26.17 | 4566.101 | -26.305 | 113.749
-26.035 | 4624.602 | -26.17 | 115.28
-25.899 | 4684.668 | -26.035 | 116.464
-25.763 | 4744.248 | -25.899 | 118.312
-25.627 | 4791.024 | -25.763 | 120.559
-25.491 | 4844.524 | -25.627 | 121.559
-25.354 | 4897.975 | -25.491 | 121.554
-25.217 | 4950.665 | -25.354 | 122.901
-25.08 | 5000.628 | -25.217 | 124.696
-24.942 | 5059.507 | -25.08 | 126.227
-24.804 | 5116.218 | -24.942 | 128.252
-24.666 | 5162.256 | -24.804 | 130.062
-24.527 | 5212.852 | -24.666 | 131.535
-24.389 | 5258.695 | -24.527 | 133.924
-24.249 | 5300.28 | -24.389 | 135.873
-24.11 | 5340.545 | -24.249 | 136.569
-23.97 | 5386.167 | -24.11 | 137.235
-23.83 | 5433.677 | -23.97 | 138.54
-23.69 | 5487.714 | -23.83 | 139.885
-23.549 | 5533.144 | -23.69 | 142.08
-23.408 | 5578.648 | -23.549 | 145.41
-23.267 | 5619.178 | -23.408 | 148.524
-23.125 | 5656.719 | -23.267 | 150.624
-22.983 | 5690.697 | -23.125 | 152.929
-22.841 | 5728.628 | -22.983 | 156.088
-22.699 | 5774.477 | -22.841 | 158.94
-22.556 | 5820.336 | -22.699 | 161.727
-22.413 | 5866.968 | -22.556 | 165.023
-22.269 | 5916.768 | -22.413 | 168.395
-22.126 | 5963.387 | -22.269 | 171.296
-21.982 | 6006.124 | -22.126 | 173.873
-21.837 | 6044.617 | -21.982 | 177.662
-21.693 | 6084.843 | -21.837 | 181.571
-21.548 | 6122.975 | -21.693 | 185.973
-21.403 | 6168.782 | -21.548 | 190.491
-21.258 | 6205.201 | -21.403 | 194.283
-21.112 | 6241.916 | -21.258 | 198.217
-20.966 | 6283.642 | -21.112 | 203.149
-20.82 | 6333.448 | -20.966 | 206.713
-20.673 | 6366.54 | -20.82 | 209.014
-20.526 | 6402.817 | -20.673 | 211.44
-20.379 | 6433.228 | -20.526 | 215.642
-20.232 | 6466.28 | -20.379 | 219.936
-20.084 | 6491.592 | -20.232 | 225.802
-19.936 | 6530.777 | -20.084 | 232.023
-19.788 | 6562.461 | -19.936 | 238.55
-19.639 | 6589.391 | -19.788 | 243.011
-19.49 | 6615.833 | -19.639 | 247.448
-19.341 | 6650.06 | -19.49 | 253.571
-19.192 | 6681.42 | -19.341 | 259.327
-19.042 | 6713.46 | -19.192 | 265.568
-18.892 | 6749.132 | -19.042 | 272.936
-18.742 | 6782.359 | -18.892 | 280.668
-18.592 | 6808.566 | -18.742 | 286.499
-18.441 | 6830.919 | -18.592 | 294.336
-18.29 | 6853.63 | -18.441 | 303.171
-18.139 | 6870.337 | -18.29 | 311.568
-17.988 | 6891.676 | -18.139 | 320.582
-17.836 | 6919.361 | -17.988 | 328.153
-17.684 | 6946.989 | -17.836 | 337.042
-17.532 | 6972.198 | -17.684 | 348.067
-17.379 | 6992.411 | -17.532 | 359.3
-17.226 | 7009.719 | -17.379 | 370.091
-17.073 | 7023.801 | -17.226 | 381.46
-16.92 | 7045.537 | -17.073 | 396.311
-16.766 | 7062.267 | -16.92 | 411.374
-16.613 | 7081.986 | -16.766 | 424.953
-16.459 | 7111.247 | -16.613 | 438.088
-16.304 | 7143.556 | -16.459 | 454.068
-16.15 | 7162.583 | -16.304 | 468.19
-15.995 | 7189.126 | -16.15 | 482.847
-15.84 | 7219.963 | -15.995 | 498.714
-15.685 | 7236.003 | -15.84 | 515.656
-15.529 | 7246.418 | -15.685 | 533.266
-15.374 | 7270.019 | -15.529 | 549.519
-15.218 | 7304.1 | -15.374 | 568.102
-15.062 | 7330.536 | -15.218 | 590.674
-14.905 | 7366.733 | -15.062 | 614.952
-14.749 | 7400.018 | -14.905 | 637.298
-14.592 | 7423.353 | -14.749 | 662.346
-14.435 | 7434.049 | -14.592 | 686.778
-14.277 | 7454.769 | -14.435 | 711.074
-14.12 | 7473.69 | -14.277 | 739.706
-13.962 | 7492.186 | -14.12 | 769.88
-13.804 | 7510.837 | -13.962 | 801.508
-13.646 | 7538.792 | -13.804 | 833.677
-13.488 | 7566.029 | -13.646 | 866.324
-13.329 | 7599.788 | -13.488 | 901.251
-13.17 | 7623.966 | -13.329 | 936.708
-13.011 | 7644.912 | -13.17 | 970.84
-12.852 | 7654.015 | -13.011 | 1006.668
-12.693 | 7668.92 | -12.852 | 1046.905
-12.533 | 7685.267 | -12.693 | 1088.671
-12.373 | 7698.485 | -12.533 | 1134.245
-12.213 | 7715.992 | -12.373 | 1182.701
-12.053 | 7725.977 | -12.213 | 1234.872
-11.893 | 7740.111 | -12.053 | 1286.174
-11.732 | 7756.571 | -11.893 | 1338.803
-11.572 | 7765.878 | -11.732 | 1392.113
-11.411 | 7771.149 | -11.572 | 1450.77
-11.249 | 7786.691 | -11.411 | 1510.253
-11.088 | 7800.264 | -11.249 | 1575.188
-10.927 | 7812.24 | -11.088 | 1634.76
-10.765 | 7823.183 | -10.927 | 1702.08
-10.603 | 7839.919 | -10.765 | 1767.866
-10.441 | 7849.521 | -10.603 | 1837.42
-10.279 | 7861.469 | -10.441 | 1906.179
-10.117 | 7879.028 | -10.279 | 1980.412
-9.954 | 7893.035 | -10.117 | 2055.05
-9.791 | 7892.909 | -9.954 | 2140.142
-9.629 | 7903.948 | -9.791 | 2230.178
-9.466 | 7923.637 | -9.629 | 2317.837
-9.303 | 7939.798 | -9.466 | 2411.724
-9.139 | 7956.359 | -9.303 | 2505.123
-8.976 | 7976.779 | -9.139 | 2597.454
-8.812 | 7992.522 | -8.976 | 2689.685
-8.649 | 8003.315 | -8.812 | 2791.557
-8.485 | 8011.185 | -8.649 | 2897.193
-8.321 | 8024.342 | -8.485 | 3006.976
-8.156 | 8040.383 | -8.321 | 3109.571
-7.992 | 8059.589 | -8.156 | 3219.545
-7.828 | 8079.881 | -7.992 | 3332.616
-7.663 | 8103.827 | -7.828 | 3445.006
-7.499 | 8127.673 | -7.663 | 3563.628
-7.334 | 8144.88 | -7.499 | 3687.27
-7.169 | 8162.566 | -7.334 | 3816.351
-7.004 | 8191.568 | -7.169 | 3946.408
-6.839 | 8205.759 | -7.004 | 4075.255
-6.673 | 8220.171 | -6.839 | 4203.424
-6.508 | 8242.807 | -6.673 | 4329.486
-6.342 | 8255.721 | -6.508 | 4458.485
-6.177 | 8258.119 | -6.342 | 4588.216
-6.011 | 8266.585 | -6.177 | 4717.5
-5.845 | 8277.259 | -6.011 | 4855.992
-5.679 | 8274.152 | -5.845 | 4990.123
-5.513 | 8285.944 | -5.679 | 5122.836
-5.347 | 8307.261 | -5.513 | 5247.104
-5.181 | 8315.275 | -5.347 | 5378.976
-5.015 | 8320.09 | -5.181 | 5505.391
-4.849 | 8332.502 | -5.015 | 5644.896
-4.682 | 8340.614 | -4.849 | 5773.502
-4.516 | 8354.067 | -4.682 | 5908.979
-4.349 | 8383.371 | -4.516 | 6048.152
-4.182 | 8402.788 | -4.349 | 6205.222
-4.016 | 8408.587 | -4.182 | 6337.593
-3.849 | 8419.912 | -4.016 | 6481.271
-3.682 | 8415.659 | -3.849 | 6607.957
-3.515 | 8412.359 | -3.682 | 6732.481
-3.348 | 8427.832 | -3.515 | 6854.933
-3.181 | 8422.91 | -3.348 | 6983.366
-3.014 | 8428.221 | -3.181 | 7101.197
-2.847 | 8438.954 | -3.014 | 7225.083
-2.68 | 8441.035 | -2.847 | 7343.201
-2.512 | 8428.058 | -2.68 | 7452.375
-2.345 | 8429.739 | -2.512 | 7552.664
-2.178 | 8425.899 | -2.345 | 7650.106
-2.01 | 8430.402 | -2.178 | 7734.751
-1.843 | 8428.256 | -2.01 | 7813.805
-1.675 | 8416.979 | -1.843 | 7880.907
-1.508 | 8402.381 | -1.675 | 7953.431
-1.34 | 8398.798 | -1.508 | 8009.766
-1.173 | 8394.865 | -1.34 | 8066.205
-1.005 | 8377.969 | -1.173 | 8123.166
-0.838 | 8342.823 | -1.005 | 8184.006
-0.67 | 8326.009 | -0.838 | 8232.798
-0.503 | 8322.343 | -0.67 | 8286.59
-0.335 | 8328.134 | -0.503 | 8308.772
-0.168 | 8328.961 | -0.335 | 8321.489
0 | 8328.666 | -0.168 | 8322.919
0.168 | 8312.907 | 0 | 8328.666
0.335 | 8303.966 | 0.168 | 8318.026
0.503 | 8299.549 | 0.335 | 8308.86
0.67 | 8302.064 | 0.503 | 8278.241
0.838 | 8296.358 | 0.67 | 8249.054
1.005 | 8291.974 | 0.838 | 8226.416
1.173 | 8283.941 | 1.005 | 8203.137
1.34 | 8279.677 | 1.173 | 8166.331
1.508 | 8281.332 | 1.34 | 8129.345
1.675 | 8289.079 | 1.508 | 8069.34
1.843 | 8289.388 | 1.675 | 8008.778
2.01 | 8294.868 | 1.843 | 7941.812
2.178 | 8302.506 | 2.01 | 7868.335
2.345 | 8297.454 | 2.178 | 7775.002
2.512 | 8281.832 | 2.345 | 7666.785
2.68 | 8261.083 | 2.512 | 7552.23
2.847 | 8239.355 | 2.68 | 7439.932
3.014 | 8219.575 | 2.847 | 7333.472
3.181 | 8203.236 | 3.014 | 7232
3.348 | 8192.347 | 3.181 | 7114.64
3.515 | 8180.422 | 3.348 | 6996.665
3.682 | 8160.282 | 3.515 | 6865.646
3.849 | 8143.639 | 3.682 | 6745.889
4.016 | 8132.414 | 3.849 | 6612.713
4.182 | 8127.031 | 4.016 | 6488.912
4.349 | 8127.215 | 4.182 | 6346.908
4.516 | 8119.756 | 4.349 | 6212.075
4.682 | 8100.359 | 4.516 | 6077.445
4.849 | 8081.019 | 4.682 | 5949.624
5.015 | 8067.162 | 4.849 | 5807.803
5.181 | 8055.158 | 5.015 | 5678.023
5.347 | 8043.541 | 5.181 | 5551.691
5.513 | 8038.838 | 5.347 | 5411.679
5.679 | 8021.85 | 5.513 | 5271.361
5.845 | 8004.109 | 5.679 | 5131.164
6.011 | 7983.544 | 5.845 | 4992.703
6.177 | 7965.546 | 6.011 | 4862
6.342 | 7943.603 | 6.177 | 4733.55
6.508 | 7934.241 | 6.342 | 4596.21
6.673 | 7918.288 | 6.508 | 4470.132
6.839 | 7888.876 | 6.673 | 4340.723
7.004 | 7868.116 | 6.839 | 4204.463
7.169 | 7846.089 | 7.004 | 4076.93
7.334 | 7815.864 | 7.169 | 3949.356
7.499 | 7784.478 | 7.334 | 3815.02
7.663 | 7761.534 | 7.499 | 3692.929
7.828 | 7735.637 | 7.663 | 3570.356
7.992 | 7703.442 | 7.828 | 3454.375
8.156 | 7672.197 | 7.992 | 3338.178
8.321 | 7644.702 | 8.156 | 3225.366
8.485 | 7629.856 | 8.321 | 3117.322
8.649 | 7617.384 | 8.485 | 3012.228
8.812 | 7605.302 | 8.649 | 2908.393
8.976 | 7591.559 | 8.812 | 2806.145
9.139 | 7575.014 | 8.976 | 2710.055
9.303 | 7556.865 | 9.139 | 2611.593
9.466 | 7549.537 | 9.303 | 2519.693
9.629 | 7544.826 | 9.466 | 2428.629
9.791 | 7528.837 | 9.629 | 2337.358
9.954 | 7509.278 | 9.791 | 2250.2
10.117 | 7493.37 | 9.954 | 2169.747
10.279 | 7471.389 | 10.117 | 2090.243
10.441 | 7445.914 | 10.279 | 2013.189
10.603 | 7426.123 | 10.441 | 1942.152
10.765 | 7403.246 | 10.603 | 1870.954
10.927 | 7385.258 | 10.765 | 1801.235
11.088 | 7383.075 | 10.927 | 1730.612
11.249 | 7389.592 | 11.088 | 1661.685
11.411 | 7388.685 | 11.249 | 1597.212
11.572 | 7376.713 | 11.411 | 1539.327
11.732 | 7354.358 | 11.572 | 1480.515
11.893 | 7326.243 | 11.732 | 1421.81
12.053 | 7292.899 | 11.893 | 1368.471
12.213 | 7264.353 | 12.053 | 1318.611
12.373 | 7243.172 | 12.213 | 1268.679
12.533 | 7227.069 | 12.373 | 1220.649
12.693 | 7220.426 | 12.533 | 1175.824
12.852 | 7217.71 | 12.693 | 1132.537
13.011 | 7205.065 | 12.852 | 1086.732
13.17 | 7190.667 | 13.011 | 1043.132
13.329 | 7169.398 | 13.17 | 1004.296
13.488 | 7147.027 | 13.329 | 966.573
13.646 | 7117.453 | 13.488 | 929.927
13.804 | 7094.4 | 13.646 | 896.698
13.962 | 7071.54 | 13.804 | 866.373
14.12 | 7039.999 | 13.962 | 835.918
14.277 | 7006.235 | 14.12 | 806.219
14.435 | 6984.485 | 14.277 | 775.934
14.592 | 6963.071 | 14.435 | 747.359
14.749 | 6940.681 | 14.592 | 719.131
14.905 | 6923.5 | 14.749 | 690.586
15.062 | 6906.397 | 14.905 | 667.06
15.218 | 6880.509 | 15.062 | 645.322
15.374 | 6855.957 | 15.218 | 624.735
15.529 | 6834.831 | 15.374 | 605.347
15.685 | 6811.478 | 15.529 | 585.439
15.84 | 6788.059 | 15.685 | 564.838
15.995 | 6762.089 | 15.84 | 543.094
16.15 | 6742.279 | 15.995 | 522.232
16.304 | 6710.553 | 16.15 | 504.212
16.459 | 6677.364 | 16.304 | 484.965
16.613 | 6652.133 | 16.459 | 466.935
16.766 | 6624.342 | 16.613 | 451.606
16.92 | 6596.723 | 16.766 | 438.268
17.073 | 6574.013 | 16.92 | 425.409
17.226 | 6551.625 | 17.073 | 414.129
17.379 | 6520.833 | 17.226 | 402.173
17.532 | 6485.65 | 17.379 | 390.207
17.684 | 6442.887 | 17.532 | 376.6
17.836 | 6406.75 | 17.684 | 364.954
17.988 | 6381.597 | 17.836 | 355.478
18.139 | 6354.529 | 17.988 | 344.384
18.29 | 6327.593 | 18.139 | 332.731
18.441 | 6298.496 | 18.29 | 322.496
18.592 | 6269.141 | 18.441 | 311.681
18.742 | 6241.829 | 18.592 | 299.84
18.892 | 6206.752 | 18.742 | 290.51
19.042 | 6166.385 | 18.892 | 282.89
19.192 | 6128.367 | 19.042 | 274.696
19.341 | 6095.426 | 19.192 | 265.657
19.49 | 6054.616 | 19.341 | 257.086
19.639 | 6005.058 | 19.49 | 249.572
19.788 | 5966.264 | 19.639 | 243.168
19.936 | 5942.647 | 19.788 | 237.792
20.084 | 5925.041 | 19.936 | 233.159
20.232 | 5901.331 | 20.084 | 229.069
20.379 | 5867.966 | 20.232 | 224.48
20.526 | 5826.556 | 20.379 | 218.634
20.673 | 5786.52 | 20.526 | 212.159
20.82 | 5750.38 | 20.673 | 207.327
20.966 | 5711.256 | 20.82 | 202.123
21.112 | 5672.227 | 20.966 | 197.722
21.258 | 5639.08 | 21.112 | 193.783
21.403 | 5599.529 | 21.258 | 190.009
21.548 | 5555.643 | 21.403 | 185.981
21.693 | 5511.815 | 21.548 | 182.468
21.837 | 5466.349 | 21.693 | 178.278
21.982 | 5421.824 | 21.837 | 174.111
22.126 | 5379.667 | 21.982 | 170.558
22.269 | 5336.502 | 22.126 | 166.415
22.413 | 5290.103 | 22.269 | 161.702
22.556 | 5256.255 | 22.413 | 157.175
22.699 | 5220.956 | 22.556 | 153.816
22.841 | 5178.517 | 22.699 | 151.564
22.983 | 5132.943 | 22.841 | 149.394
23.125 | 5083.115 | 22.983 | 147.405
23.267 | 5025.859 | 23.125 | 144.919
23.408 | 4975.858 | 23.267 | 142.225
23.549 | 4929.884 | 23.408 | 140.001
23.69 | 4883.61 | 23.549 | 138.423
23.83 | 4836.492 | 23.69 | 136.59
23.97 | 4784.547 | 23.83 | 134.23
24.11 | 4730.424 | 23.97 | 131.386
24.249 | 4679.488 | 24.11 | 129.241
24.389 | 4636.603 | 24.249 | 128.424
24.527 | 4589.525 | 24.389 | 127.403
24.666 | 4533.695 | 24.527 | 125.1
24.804 | 4479.115 | 24.666 | 123.109
24.942 | 4424.434 | 24.804 | 121.105
25.08 | 4367.849 | 24.942 | 118.734
25.217 | 4309.214 | 25.08 | 116.93
25.354 | 4264.114 | 25.217 | 115.622
25.491 | 4215.029 | 25.354 | 113.822
25.627 | 4163.663 | 25.491 | 111.599
25.763 | 4121.303 | 25.627 | 109.542
25.899 | 4078.682 | 25.763 | 107.599
26.035 | 4028.22 | 25.899 | 106.367
26.17 | 3980.196 | 26.035 | 105.308
26.305 | 3938.058 | 26.17 | 105.335
26.439 | 3891.72 | 26.305 | 104.475
26.573 | 3847.056 | 26.439 | 101.851
26.707 | 3800.732 | 26.573 | 98.342
26.841 | 3751.933 | 26.707 | 96.523
26.974 | 3701.404 | 26.841 | 94.612
27.107 | 3644.429 | 26.974 | 93.964
27.24 | 3584.661 | 27.107 | 93.285
27.372 | 3527.686 | 27.24 | 93.698
27.504 | 3477.741 | 27.372 | 93.792
27.636 | 3431.086 | 27.504 | 93.077
27.767 | 3381.778 | 27.636 | 92.574
27.898 | 3330.961 | 27.767 | 90.029
28.029 | 3280.753 | 27.898 | 88.339
28.159 | 3231.435 | 28.029 | 86.498
28.289 | 3177.393 | 28.159 | 85.057
28.419 | 3123.444 | 28.289 | 83.769
28.549 | 3074.614 | 28.419 | 82.666
28.678 | 3035.086 | 28.549 | 80.638
28.807 | 2991.703 | 28.678 | 78.623
28.935 | 2948.1 | 28.807 | 77.32
29.063 | 2900.441 | 28.935 | 77.832
29.191 | 2842.289 | 29.063 | 78.348
29.319 | 2778.097 | 29.191 | 77.594
29.446 | 2719.253 | 29.319 | 75.84
29.573 | 2665.419 | 29.446 | 75.384
29.7 | 2613.808 | 29.573 | 75.411
29.826 | 2571.768 | 29.7 | 75.351
29.952 | 2530.439 | 29.826 | 74.628
30.078 | 2484.745 | 29.952 | 74.593
30.203 | 2439.127 | 30.078 | 73.222
30.328 | 2392.913 | 30.203 | 71.927
30.453 | 2347.976 | 30.328 | 69.217
30.577 | 2300.646 | 30.453 | 67.837
30.701 | 2252.494 | 30.577 | 66.918
30.825 | 2203.986 | 30.701 | 67.532
30.948 | 2155.477 | 30.825 | 66.574
31.071 | 2109.603 | 30.948 | 66.325
31.194 | 2069.252 | 31.071 | 65.893
31.317 | 2031.47 | 31.194 | 66.18
31.439 | 1993.015 | 31.317 | 66.981
31.561 | 1953.181 | 31.439 | 66.667
31.682 | 1909.172 | 31.561 | 65.833
31.803 | 1865.478 | 31.682 | 64.778
31.924 | 1821.918 | 31.803 | 62.917
32.045 | 1777.999 | 31.924 | 62.088
32.165 | 1739.336 | 32.045 | 60.077
32.285 | 1704.027 | 32.165 | 59.384
32.405 | 1667.673 | 32.285 | 58.81
32.524 | 1630.923 | 32.405 | 60.138
32.643 | 1598.688 | 32.524 | 60.064
32.762 | 1565.074 | 32.643 | 60.02
32.88 | 1529.112 | 32.762 | 59.057
32.998 | 1489.18 | 32.88 | 59.484
33.116 | 1452.98 | 32.998 | 59.244
33.233 | 1420.143 | 33.116 | 60.347
33.35 | 1386.445 | 33.233 | 61.427
33.467 | 1351.263 | 33.35 | 61.222
33.583 | 1319.039 | 33.467 | 59.849
33.7 | 1288.86 | 33.583 | 57.454
33.815 | 1257.407 | 33.7 | 55.399
33.931 | 1227.959 | 33.815 | 55.231
34.046 | 1197.662 | 33.931 | 53.874
34.161 | 1167.172 | 34.046 | 52.638
34.276 | 1135.987 | 34.161 | 52.088
34.39 | 1106.31 | 34.276 | 52.702
34.504 | 1076.512 | 34.39 | 51.41
34.618 | 1048.788 | 34.504 | 51.117
34.731 | 1021.536 | 34.618 | 50.82
34.844 | 996.669 | 34.731 | 50.351
34.957 | 973.364 | 34.844 | 51.274
35.069 | 951.846 | 34.957 | 51.212
35.181 | 933.482 | 35.069 | 51.458
35.293 | 914.091 | 35.181 | 51.912
35.405 | 890.183 | 35.293 | 52.3
35.516 | 864.076 | 35.405 | 52.204
35.516 | 864.076 | 35.405 | 52.204
35.627 | 842.263 | 35.516 | 52.177
35.737 | 824.727 | 35.627 | 52.955
35.848 | 808.272 | 35.737 | 52.894
35.957 | 791.669 | 35.848 | 52.796
36.067 | 774.561 | 35.957 | 51.136
36.176 | 753.328 | 36.067 | 49.818
36.286 | 732.662 | 36.176 | 49.561
36.394 | 715.746 | 36.286 | 48.188
36.503 | 699.258 | 36.394 | 41.498
36.611 | 682.696 | 36.503 | 29.895
36.719 | 673.129 | 36.611 | 22.246

## Lustr V60 (hidden)
Selador | Lamp |  | Wattage
Lustr | Lumileds Rebel |  | 104 |  | Note: Owing to the variability of LEDs, output data and color matches should be viewed as approximate
Note: All data taken with room temperature fixture
| Beam Angle | Field Angle
Horizontal | 16.2 | 31.3
| Accessory Lens | Candela | Field Lumens | Beam Lumens | Lens Efficiency | Efficacy
| V60 | 7340 | 1770 | 1000 | 96.77% | 17.0192
| For Field diameter at any distance, multiply distance by |  |  |  | 0.56029
| For Beam diameter at any distance, multiply distance by |  |  |  | 0.28464
| Throw Distance (ft) | 10 | 15 | 20 | 25
| Throw Distance (m) | 3.048 | 4.572 | 6.096 | 7.62
| Field Diameter (ft) | 5.6029 | 8.4044 | 11.2058 | 14.0073
| Field Diameter (m) | 1.7078 | 2.5617 | 3.4155 | 4.2694
| Illuminance (fc) | 73.4 | 32.6222 | 18.35 | 11.744
| Illuminance (lux) | 790.0703 | 351.1423 | 197.5176 | 126.4112
Test Distance | Iso-Illuminance Diagram grid lines
51.2 | 10 | 20 | 30 | 40
| 0.19531 | 0.39062 | 0.58594 | 0.78125
| Beam Angle | Field Angle
Vertical | 53 | 71.2
| For Field diameter at any distance, multiply distance by |  |  |  | 1.4319
| For Beam diameter at any distance, multiply distance by |  |  |  | 0.99716
| Throw Distance (ft) | 10 | 15 | 20 | 25
| Throw Distance (m) | 3.048 | 4.572 | 6.096 | 7.62
| Field Diameter (ft) | 14.3186 | 21.4779 | 28.6372 | 35.7965
| Field Diameter (m) | 4.3643 | 6.5465 | 8.7286 | 10.9108
| Illuminance (fc) | 73.4 | 32.6222 | 18.35 | 11.744
| Illuminance (lux) | 790.0703 | 351.1423 | 197.5176 | 126.4112
| X |  | Y
-41.439 | 0 | -41.55 | 228.499
-41.327 | 0 | -41.439 | 229.991
-41.215 | 0 | -41.327 | 232.638
-41.103 | 6.939 | -41.215 | 236.43
-40.99 | 18.837 | -41.103 | 241.778
-40.877 | 31.327 | -40.99 | 247.66
-40.763 | 42.885 | -40.877 | 253.787
-40.649 | 49.894 | -40.763 | 259.969
-40.535 | 49.363 | -40.649 | 263.006
-40.42 | 48.806 | -40.535 | 267.321
-40.305 | 48.92 | -40.42 | 270.338
-40.189 | 50.388 | -40.305 | 273.924
-40.073 | 50.911 | -40.189 | 277.648
-39.957 | 52.112 | -40.073 | 282.107
-39.84 | 52.707 | -39.957 | 286.604
-39.723 | 52.321 | -39.84 | 292.681
-39.605 | 51.937 | -39.723 | 299.9
-39.487 | 51.497 | -39.605 | 306.599
-39.369 | 51.381 | -39.487 | 314.363
-39.25 | 50.976 | -39.369 | 322.768
-39.131 | 51.983 | -39.25 | 331.486
-39.012 | 52.321 | -39.131 | 339.619
-38.892 | 53.424 | -39.012 | 346.919
-38.771 | 53.437 | -38.892 | 353.994
-38.651 | 54.944 | -38.771 | 361.841
-38.529 | 56.294 | -38.651 | 369.574
-38.408 | 57.35 | -38.529 | 378.174
-38.286 | 57.478 | -38.408 | 386.513
-38.163 | 58.405 | -38.286 | 396.483
-38.04 | 57.781 | -38.163 | 406.731
-37.917 | 58.311 | -38.04 | 416.813
-37.794 | 58.726 | -37.917 | 428.154
-37.67 | 59.19 | -37.794 | 441.061
-37.545 | 59.541 | -37.67 | 452.881
-37.42 | 58.868 | -37.545 | 464.898
-37.295 | 59.027 | -37.42 | 479.415
-37.169 | 59.768 | -37.295 | 492.337
-37.043 | 60.606 | -37.169 | 505.571
-36.916 | 60.935 | -37.043 | 518.031
-36.789 | 61.182 | -36.916 | 534.984
-36.662 | 61.659 | -36.789 | 553.25
-36.534 | 61.664 | -36.662 | 572.105
-36.406 | 61.796 | -36.534 | 589.909
-36.277 | 61.901 | -36.406 | 609.485
-36.148 | 62.412 | -36.277 | 626.42
-36.018 | 62.866 | -36.148 | 643.867
-35.888 | 63.087 | -36.018 | 662.426
-35.758 | 64.059 | -35.888 | 683.191
-35.627 | 65.621 | -35.758 | 703.716
-35.496 | 66.021 | -35.627 | 726.054
-35.364 | 64.955 | -35.496 | 747.763
-35.232 | 64.391 | -35.364 | 768.208
-35.099 | 65.352 | -35.232 | 790.585
-34.966 | 64.57 | -35.099 | 814.081
-34.833 | 64.499 | -34.966 | 839.045
-34.699 | 65.516 | -34.833 | 865.891
-34.565 | 66.521 | -34.699 | 891.207
-34.43 | 66.296 | -34.565 | 916.096
-34.295 | 66.309 | -34.43 | 942.455
-34.159 | 67.128 | -34.295 | 971.286
-34.023 | 68.103 | -34.159 | 1001.367
-33.887 | 70.171 | -34.023 | 1033.411
-33.75 | 71.401 | -33.887 | 1068.937
-33.613 | 71.548 | -33.75 | 1101.211
-33.475 | 71.392 | -33.613 | 1133.999
-33.337 | 71.72 | -33.475 | 1169.168
-33.198 | 71.792 | -33.337 | 1203.849
-33.059 | 72.98 | -33.198 | 1241.029
-32.919 | 74.111 | -33.059 | 1280.009
-32.779 | 74.055 | -32.919 | 1320.671
-32.639 | 74.066 | -32.779 | 1359.533
-32.498 | 74.569 | -32.639 | 1399.701
-32.357 | 75.49 | -32.498 | 1439.386
-32.215 | 75.824 | -32.357 | 1484.009
-32.073 | 76.751 | -32.215 | 1528.399
-31.93 | 77.624 | -32.073 | 1574.058
-31.787 | 79.517 | -31.93 | 1619.848
-31.643 | 80.259 | -31.787 | 1669.155
-31.499 | 81.037 | -31.643 | 1717.14
-31.355 | 81.72 | -31.499 | 1765.489
-31.21 | 81.43 | -31.355 | 1817.927
-31.065 | 81.933 | -31.21 | 1871.242
-30.919 | 83.473 | -31.065 | 1921.55
-30.773 | 84.702 | -30.919 | 1968.211
-30.626 | 85.034 | -30.773 | 2020.086
-30.479 | 86.201 | -30.626 | 2070.608
-30.331 | 87.734 | -30.479 | 2125.567
-30.183 | 89.002 | -30.331 | 2181.58
-30.035 | 89.72 | -30.183 | 2237.384
-29.886 | 90.286 | -30.035 | 2291.222
-29.737 | 91.894 | -29.886 | 2352.56
-29.587 | 93.221 | -29.737 | 2413.724
-29.437 | 94.231 | -29.587 | 2473.164
-29.286 | 94.481 | -29.437 | 2535.621
-29.135 | 95.617 | -29.286 | 2594.798
-28.983 | 95.778 | -29.135 | 2652.551
-28.831 | 96.877 | -28.983 | 2707.997
-28.679 | 98.085 | -28.831 | 2764.962
-28.526 | 100.074 | -28.679 | 2825.794
-28.373 | 102.145 | -28.526 | 2889.947
-28.219 | 103.961 | -28.373 | 2955.643
-28.065 | 105.449 | -28.219 | 3020.681
-27.91 | 107.449 | -28.065 | 3087.77
-27.755 | 109.47 | -27.91 | 3155.11
-27.599 | 111.146 | -27.755 | 3220.47
-27.443 | 112.865 | -27.599 | 3282.755
-27.287 | 114.991 | -27.443 | 3346.178
-27.13 | 117.098 | -27.287 | 3407.373
-26.973 | 118.353 | -27.13 | 3467.743
-26.815 | 119.861 | -26.973 | 3529.424
-26.657 | 120.868 | -26.815 | 3591.872
-26.498 | 122.091 | -26.657 | 3655.831
-26.339 | 123.864 | -26.498 | 3719.746
-26.179 | 125.883 | -26.339 | 3782.704
-26.019 | 129.681 | -26.179 | 3842.58
-25.859 | 133.356 | -26.019 | 3900.433
-25.698 | 136.982 | -25.859 | 3950.96
-25.537 | 138.843 | -25.698 | 4001.559
-25.375 | 141.089 | -25.537 | 4059.73
-25.213 | 143.101 | -25.375 | 4124.308
-25.05 | 145.765 | -25.213 | 4187.381
-24.887 | 149.812 | -25.05 | 4245.318
-24.724 | 152.752 | -24.887 | 4304.77
-24.56 | 155.08 | -24.724 | 4365.291
-24.396 | 159.027 | -24.56 | 4423.21
-24.231 | 163.653 | -24.396 | 4477.278
-24.066 | 167.609 | -24.231 | 4529.121
-23.9 | 172.167 | -24.066 | 4577.477
-23.734 | 176.709 | -23.9 | 4624.798
-23.568 | 181.445 | -23.734 | 4666.194
-23.401 | 185.38 | -23.568 | 4708.749
-23.234 | 189.72 | -23.401 | 4754
-23.066 | 194.668 | -23.234 | 4796.965
-22.898 | 200.215 | -23.066 | 4841.262
-22.729 | 205.106 | -22.898 | 4884.404
-22.56 | 211.226 | -22.729 | 4933.1
-22.391 | 218.237 | -22.56 | 4980.042
-22.221 | 225.435 | -22.391 | 5029.587
-22.051 | 231.605 | -22.221 | 5075.324
-21.88 | 237.85 | -22.051 | 5124.823
-21.709 | 244.656 | -21.88 | 5172.5
-21.538 | 252.835 | -21.709 | 5210.654
-21.366 | 261.308 | -21.538 | 5251.141
-21.194 | 269.459 | -21.366 | 5288.334
-21.021 | 277.407 | -21.194 | 5321.492
-20.848 | 286.241 | -21.021 | 5348.166
-20.675 | 295.986 | -20.848 | 5375.357
-20.501 | 305.929 | -20.675 | 5409.543
-20.327 | 316.738 | -20.501 | 5434.893
-20.152 | 327.623 | -20.327 | 5460.903
-19.977 | 340.187 | -20.152 | 5493.286
-19.802 | 354.173 | -19.977 | 5525.149
-19.626 | 368.827 | -19.802 | 5556.406
-19.45 | 382.444 | -19.626 | 5593.352
-19.273 | 397.847 | -19.45 | 5622.377
-19.096 | 414.303 | -19.273 | 5656.708
-18.919 | 432.565 | -19.096 | 5690.359
-18.741 | 451.982 | -18.919 | 5725.307
-18.563 | 472.94 | -18.741 | 5755.454
-18.385 | 493.209 | -18.563 | 5782.409
-18.206 | 517.09 | -18.385 | 5803.407
-18.027 | 540.708 | -18.206 | 5821.157
-17.847 | 565.53 | -18.027 | 5845.16
-17.667 | 591.377 | -17.847 | 5870.813
-17.487 | 618.009 | -17.667 | 5900.931
-17.306 | 645.112 | -17.487 | 5927.768
-17.125 | 674.699 | -17.306 | 5957.531
-16.944 | 705.522 | -17.125 | 5982.071
-16.762 | 737.145 | -16.944 | 6006.287
-16.58 | 768.556 | -16.762 | 6036.751
-16.398 | 803.623 | -16.58 | 6066.363
-16.215 | 839.86 | -16.398 | 6093.613
-16.032 | 877.351 | -16.215 | 6120.452
-15.849 | 916.162 | -16.032 | 6142.06
-15.665 | 958.769 | -15.849 | 6159.268
-15.481 | 1001.663 | -15.665 | 6177.202
-15.296 | 1045.367 | -15.481 | 6196.522
-15.112 | 1090.551 | -15.296 | 6226.216
-14.927 | 1138.13 | -15.112 | 6247.721
-14.741 | 1185.904 | -14.927 | 6274.882
-14.556 | 1232.973 | -14.741 | 6302.102
-14.37 | 1281.636 | -14.556 | 6328.482
-14.183 | 1333.655 | -14.37 | 6342.165
-13.997 | 1388.213 | -14.183 | 6360.29
-13.81 | 1449.024 | -13.997 | 6371.256
-13.623 | 1512.622 | -13.81 | 6393.779
-13.435 | 1580.759 | -13.623 | 6414.489
-13.247 | 1648.426 | -13.435 | 6446.823
-13.059 | 1714.224 | -13.247 | 6475.887
-12.871 | 1781.171 | -13.059 | 6502.639
-12.682 | 1848.268 | -12.871 | 6521.661
-12.493 | 1919.893 | -12.682 | 6540.447
-12.304 | 1994.511 | -12.493 | 6553.848
-12.115 | 2072.05 | -12.304 | 6574.362
-11.925 | 2153.977 | -12.115 | 6595.709
-11.735 | 2237.365 | -11.925 | 6612.882
-11.544 | 2322.226 | -11.735 | 6634.857
-11.354 | 2412.566 | -11.544 | 6659.464
-11.163 | 2507.577 | -11.354 | 6685.224
-10.972 | 2604.613 | -11.163 | 6699.856
-10.781 | 2704.478 | -10.972 | 6723.976
-10.589 | 2801.947 | -10.781 | 6736.926
-10.397 | 2897.522 | -10.589 | 6757.756
-10.205 | 2997.185 | -10.397 | 6776.713
-10.013 | 3102.075 | -10.205 | 6800.307
-9.821 | 3209.072 | -10.013 | 6814.434
-9.628 | 3321.386 | -9.821 | 6829.738
-9.435 | 3438.089 | -9.628 | 6842.528
-9.242 | 3555.651 | -9.435 | 6856.095
-9.049 | 3674.497 | -9.242 | 6868.12
-8.855 | 3799.075 | -9.049 | 6881.095
-8.661 | 3921.264 | -8.855 | 6899.686
-8.467 | 4040.366 | -8.661 | 6921.337
-8.273 | 4164.543 | -8.467 | 6940.957
-8.079 | 4292.03 | -8.273 | 6958.586
-7.884 | 4418.911 | -8.079 | 6976.258
-7.69 | 4548.46 | -7.884 | 6982.17
-7.495 | 4670.025 | -7.69 | 6987.502
-7.3 | 4795.048 | -7.495 | 6997.014
-7.104 | 4916.642 | -7.3 | 7004.056
-6.909 | 5039.721 | -7.104 | 7013.657
-6.713 | 5159.74 | -6.909 | 7032.115
-6.518 | 5281.968 | -6.713 | 7038.935
-6.322 | 5403.155 | -6.518 | 7036.121
-6.126 | 5520.721 | -6.322 | 7033.575
-5.93 | 5635.946 | -6.126 | 7035.63
-5.733 | 5751.211 | -5.93 | 7032.931
-5.537 | 5853.761 | -5.733 | 7038.345
-5.34 | 5969.958 | -5.537 | 7048.74
-5.144 | 6092.172 | -5.34 | 7063.696
-4.947 | 6207.168 | -5.144 | 7089.96
-4.75 | 6307.634 | -4.947 | 7109.326
-4.553 | 6416.282 | -4.75 | 7123.92
-4.356 | 6512.764 | -4.553 | 7134.069
-4.158 | 6604.54 | -4.356 | 7143.322
-3.961 | 6706.652 | -4.158 | 7141.827
-3.763 | 6788.19 | -3.961 | 7153.235
-3.566 | 6864.165 | -3.763 | 7166.499
-3.368 | 6940.77 | -3.566 | 7178.496
-3.171 | 7010.993 | -3.368 | 7190.918
-2.973 | 7063.834 | -3.171 | 7198.746
-2.775 | 7115.735 | -2.973 | 7200.035
-2.577 | 7164.979 | -2.775 | 7203.153
-2.379 | 7210.337 | -2.577 | 7201.741
-2.181 | 7237.964 | -2.379 | 7196.517
-1.983 | 7270.647 | -2.181 | 7193.573
-1.785 | 7293.326 | -1.983 | 7199.139
-1.586 | 7322.613 | -1.785 | 7198.297
-1.388 | 7331.599 | -1.586 | 7198.668
-1.19 | 7330.236 | -1.388 | 7204.904
-0.992 | 7303.196 | -1.19 | 7215.28
-0.793 | 7289.301 | -0.992 | 7224.741
-0.595 | 7282.391 | -0.793 | 7240.774
-0.397 | 7273.89 | -0.595 | 7248.18
-0.198 | 7258.598 | -0.397 | 7242.934
0 | 7242.655 | -0.198 | 7236.9
0.198 | 7210.568 | 0 | 7242.655
0.397 | 7167.156 | 0.198 | 7233.246
0.595 | 7116.484 | 0.397 | 7229.485
0.793 | 7065.627 | 0.595 | 7220.675
0.992 | 7013.705 | 0.793 | 7217.135
1.19 | 6950.536 | 0.992 | 7219.069
1.388 | 6885.626 | 1.19 | 7233.51
1.586 | 6818.064 | 1.388 | 7242.057
1.785 | 6749.686 | 1.586 | 7242.812
1.983 | 6671.518 | 1.785 | 7235.109
2.181 | 6596.777 | 1.983 | 7234.28
2.379 | 6515.262 | 2.181 | 7226.103
2.577 | 6426.079 | 2.379 | 7223.928
2.775 | 6330.03 | 2.577 | 7224.784
2.973 | 6227.649 | 2.775 | 7212.955
3.171 | 6117.643 | 2.973 | 7195.273
3.368 | 6004.581 | 3.171 | 7188.043
3.566 | 5895.039 | 3.368 | 7178.521
3.763 | 5781.303 | 3.566 | 7168.834
3.961 | 5659.306 | 3.763 | 7146.053
4.158 | 5536.507 | 3.961 | 7131.869
4.356 | 5404.134 | 4.158 | 7123.587
4.553 | 5270.778 | 4.356 | 7124.783
4.75 | 5144.946 | 4.553 | 7116.423
4.947 | 5028.695 | 4.75 | 7109.857
5.144 | 4912.273 | 4.947 | 7092.276
5.34 | 4792.618 | 5.144 | 7082.073
5.537 | 4666.752 | 5.34 | 7071.509
5.733 | 4535.242 | 5.537 | 7067.038
5.93 | 4404.665 | 5.733 | 7055.775
6.126 | 4281.584 | 5.93 | 7047.963
6.322 | 4164.546 | 6.126 | 7041.206
6.518 | 4049.175 | 6.322 | 7035.929
6.713 | 3927.95 | 6.518 | 7034.039
6.909 | 3803.719 | 6.713 | 7028.895
7.104 | 3680.762 | 6.909 | 7020.978
7.3 | 3559.938 | 7.104 | 7015.582
7.495 | 3437.963 | 7.3 | 7008.021
7.69 | 3324.839 | 7.495 | 6986.772
7.884 | 3214.732 | 7.69 | 6966.796
8.079 | 3097.592 | 7.884 | 6956.197
8.273 | 2983.982 | 8.079 | 6933.386
8.467 | 2874.198 | 8.273 | 6912.81
8.661 | 2764.853 | 8.467 | 6891.738
8.855 | 2658.709 | 8.661 | 6868.928
9.049 | 2562.383 | 8.855 | 6854.117
9.242 | 2468.605 | 9.049 | 6840.88
9.435 | 2374.692 | 9.242 | 6829.962
9.628 | 2282.679 | 9.435 | 6813.956
9.821 | 2192.062 | 9.628 | 6800.919
10.013 | 2106.006 | 9.821 | 6784.827
10.205 | 2021.847 | 10.013 | 6763.677
10.397 | 1942.186 | 10.205 | 6744.258
10.589 | 1864.792 | 10.397 | 6725.249
10.781 | 1790.703 | 10.589 | 6700.298
10.972 | 1716.752 | 10.781 | 6676.694
11.163 | 1647.043 | 10.972 | 6661.257
11.354 | 1580.17 | 11.163 | 6642.791
11.544 | 1514.959 | 11.354 | 6632.408
11.735 | 1453.03 | 11.544 | 6615.154
11.925 | 1391.199 | 11.735 | 6598.099
12.115 | 1328.672 | 11.925 | 6572.706
12.304 | 1267.872 | 12.115 | 6550.949
12.493 | 1212.343 | 12.304 | 6530.816
12.682 | 1160.088 | 12.493 | 6512.502
12.871 | 1110.096 | 12.682 | 6497.939
13.059 | 1062.842 | 12.871 | 6479.16
13.247 | 1018.385 | 13.059 | 6453.501
13.435 | 975.31 | 13.247 | 6429.957
13.623 | 932.377 | 13.435 | 6417.372
13.81 | 890.922 | 13.623 | 6399.415
13.997 | 851.772 | 13.81 | 6376.614
14.183 | 811.937 | 13.997 | 6350.565
14.37 | 776.785 | 14.183 | 6329.125
14.556 | 743.239 | 14.37 | 6303.03
14.741 | 710.699 | 14.556 | 6283.708
14.927 | 680.153 | 14.741 | 6256.085
15.112 | 653.569 | 14.927 | 6227.212
15.296 | 625.274 | 15.112 | 6196.822
15.481 | 598.794 | 15.296 | 6167.383
15.665 | 573.149 | 15.481 | 6123.843
15.849 | 548.915 | 15.665 | 6091.445
16.032 | 526.604 | 15.849 | 6061.672
16.215 | 506.547 | 16.032 | 6040.277
16.398 | 486.724 | 16.215 | 6020.936
16.58 | 466.432 | 16.398 | 6011.121
16.762 | 447.181 | 16.58 | 5991.008
16.944 | 430.991 | 16.762 | 5967.332
17.125 | 415.237 | 16.944 | 5944.94
17.306 | 399.615 | 17.125 | 5917.205
17.487 | 385.038 | 17.306 | 5887.272
17.667 | 372.074 | 17.487 | 5853.817
17.847 | 358.977 | 17.667 | 5823.622
18.027 | 345.758 | 17.847 | 5797.398
18.206 | 332.747 | 18.027 | 5773.911
18.385 | 320.762 | 18.206 | 5748.812
18.563 | 309.511 | 18.385 | 5724.675
18.741 | 300.282 | 18.563 | 5689.568
18.919 | 292.635 | 18.741 | 5651.262
19.096 | 284.418 | 18.919 | 5610.818
19.273 | 276.152 | 19.096 | 5571.554
19.45 | 268.253 | 19.273 | 5531.578
19.626 | 262.444 | 19.45 | 5501.888
19.802 | 256.778 | 19.626 | 5471.712
19.977 | 250.577 | 19.802 | 5435.8
20.152 | 243.963 | 19.977 | 5399.626
20.327 | 237.651 | 20.152 | 5364.013
20.501 | 230.743 | 20.327 | 5323.145
20.675 | 223.839 | 20.501 | 5285.582
20.848 | 217.615 | 20.675 | 5250.682
21.021 | 212.028 | 20.848 | 5220.591
21.194 | 205.127 | 21.021 | 5184.306
21.366 | 198.73 | 21.194 | 5151.655
21.538 | 193.257 | 21.366 | 5115.903
21.709 | 188.417 | 21.538 | 5074.71
21.88 | 184.251 | 21.709 | 5035.169
22.051 | 180.985 | 21.88 | 4995.092
22.221 | 177.357 | 22.051 | 4954.216
22.391 | 174.657 | 22.221 | 4911.412
22.56 | 172.229 | 22.391 | 4865.773
22.729 | 169.527 | 22.56 | 4818.339
22.898 | 166.084 | 22.729 | 4770.645
23.066 | 162.272 | 22.898 | 4725.847
23.234 | 159.038 | 23.066 | 4677.007
23.401 | 156.807 | 23.234 | 4631.503
23.568 | 155.641 | 23.401 | 4583.845
23.734 | 153.189 | 23.568 | 4535.592
23.9 | 149.312 | 23.734 | 4481.901
24.066 | 146.148 | 23.9 | 4433.257
24.231 | 144.944 | 24.066 | 4380.748
24.396 | 143.162 | 24.231 | 4331.982
24.56 | 140.903 | 24.396 | 4281.789
24.724 | 138.859 | 24.56 | 4233.06
24.887 | 136.818 | 24.724 | 4180.325
25.05 | 135.447 | 24.887 | 4126.612
25.213 | 134.81 | 25.05 | 4075.774
25.375 | 133.785 | 25.213 | 4023.852
25.537 | 131.509 | 25.375 | 3971.124
25.698 | 129.307 | 25.537 | 3917.613
25.859 | 127.253 | 25.698 | 3863.658
26.019 | 125.312 | 25.859 | 3809.012
26.179 | 123.02 | 26.019 | 3754.406
26.339 | 120.859 | 26.179 | 3696.25
26.498 | 119.392 | 26.339 | 3635.004
26.657 | 118.384 | 26.498 | 3575.182
26.815 | 116.8 | 26.657 | 3516.876
26.973 | 115.354 | 26.815 | 3459.065
27.13 | 114.125 | 26.973 | 3402.873
27.287 | 113.249 | 27.13 | 3348.415
27.443 | 111.443 | 27.287 | 3295.502
27.599 | 110.085 | 27.443 | 3237.387
27.755 | 108.714 | 27.599 | 3177.458
27.91 | 106.904 | 27.755 | 3117.61
28.065 | 105.801 | 27.91 | 3062.126
28.219 | 105.866 | 28.065 | 3009.656
28.373 | 105.576 | 28.219 | 2954.739
28.526 | 103.976 | 28.373 | 2899.748
28.679 | 102.78 | 28.526 | 2846.071
28.831 | 101.373 | 28.679 | 2790.161
28.983 | 99.29 | 28.831 | 2726.795
29.135 | 98.016 | 28.983 | 2663.861
29.286 | 98.47 | 29.135 | 2605.68
29.437 | 99.6 | 29.286 | 2549.116
29.587 | 100.412 | 29.437 | 2494.13
29.737 | 99.877 | 29.587 | 2439.23
29.886 | 98.223 | 29.737 | 2384.994
30.035 | 96.139 | 29.886 | 2331.369
30.183 | 94.264 | 30.035 | 2277.659
30.331 | 93.208 | 30.183 | 2227.026
30.479 | 92.414 | 30.331 | 2182.374
30.626 | 91.633 | 30.479 | 2135.956
30.773 | 90.591 | 30.626 | 2083.047
30.919 | 89.048 | 30.773 | 2028.537
31.065 | 86.807 | 30.919 | 1974.573
31.21 | 85.596 | 31.065 | 1922.661
31.355 | 85.819 | 31.21 | 1871.435
31.499 | 86.737 | 31.355 | 1826.363
31.643 | 87.27 | 31.499 | 1783.044
31.787 | 86.736 | 31.643 | 1739.088
31.93 | 86.02 | 31.787 | 1692.693
32.073 | 85.031 | 31.93 | 1649.342
32.215 | 83.7 | 32.073 | 1608.746
32.357 | 82.421 | 32.215 | 1562.939
32.498 | 81.936 | 32.357 | 1519.291
32.639 | 80.816 | 32.498 | 1475.327
32.779 | 80.068 | 32.639 | 1431.379
32.919 | 80.153 | 32.779 | 1388.287
33.059 | 80.671 | 32.919 | 1352.469
33.198 | 80.322 | 33.059 | 1313.646
33.337 | 79.369 | 33.198 | 1277.509
33.475 | 78.082 | 33.337 | 1241.863
33.613 | 77.177 | 33.475 | 1205.998
33.75 | 76.239 | 33.613 | 1168.005
33.887 | 71.205 | 33.75 | 1132.833
34.023 | 64.02 | 33.887 | 1099.795
34.159 | 56.363 | 34.023 | 1064.088
34.295 | 48.082 | 34.159 | 1033.473
34.43 | 43 | 34.295 | 1005.12
34.565 | 42.271 | 34.43 | 979.134
34.699 | 41.485 | 34.565 | 949.056
34.833 | 39.914 | 34.699 | 920.532
34.966 | 39.499 | 34.833 | 892.152
35.099 | 39.496 | 34.966 | 863.384
35.232 | 40.947 | 35.099 | 836.871
35.364 | 42.213 | 35.232 | 816.814
35.496 | 43.118 | 35.364 | 792.262
35.627 | 42.88 | 35.496 | 767.081
35.758 | 42.991 | 35.627 | 743.366
35.888 | 55.305 | 35.758 | 724.281
36.018 | 77.033 | 35.888 | 702.367
36.148 | 91.576 | 36.018 | 681.976
36.277 | 96.903 | 36.148 | 660.478
36.406 | 94.344 | 36.277 | 643.037
36.534 | 78.472 | 36.406 | 623.4
36.662 | 59.342 | 36.534 | 603.143
36.789 | 48.6 | 36.662 | 581.917
36.916 | 41.298 | 36.789 | 563.059
37.043 | 36.089 | 36.916 | 547.182
37.169 | 32.101 | 37.043 | 531.029
37.295 | 28.926 | 37.169 | 515.741
37.42 | 27.087 | 37.295 | 501.329
37.545 | 25.606 | 37.42 | 487.139
37.67 | 24.38 | 37.545 | 473.47
37.794 | 23.387 | 37.67 | 463.988
37.917 | 22.93 | 37.794 | 451.978
38.04 | 23.211 | 37.917 | 437.922
38.163 | 24.351 | 38.04 | 425.943
38.286 | 24.919 | 38.163 | 412.839
38.408 | 25.548 | 38.286 | 401.039
38.529 | 26.126 | 38.408 | 390.171
38.651 | 25.836 | 38.529 | 383.394
38.771 | 24.493 | 38.651 | 373.833
38.892 | 24.19 | 38.771 | 363.571
39.012 | 24.657 | 38.892 | 354.108
39.131 | 24.178 | 39.012 | 344.284
39.25 | 23.434 | 39.131 | 334.035
39.369 | 23.263 | 39.25 | 325.382
39.487 | 24.404 | 39.369 | 316.749
39.605 | 24.558 | 39.487 | 307.29
39.723 | 24.123 | 39.605 | 298.285
39.84 | 24.158 | 39.723 | 291.16
39.957 | 24.55 | 39.84 | 284.401
40.073 | 24.706 | 39.957 | 278.878
40.189 | 24.049 | 40.073 | 273.981
40.189 | 24.049 | 40.073 | 273.981
40.305 | 24.566 | 40.189 | 268.456
40.42 | 24.997 | 40.305 | 262.534
40.535 | 26.074 | 40.42 | 256.424
40.649 | 26.301 | 40.535 | 249.602
40.763 | 26.22 | 40.649 | 242.365
40.877 | 25.857 | 40.763 | 237.769
40.99 | 25.46 | 40.877 | 232.467
41.103 | 24.46 | 40.99 | 227.386
41.215 | 23.924 | 41.103 | 192.167
41.327 | 23.413 | 41.215 | 137.168
41.439 | 23.029 | 41.327 | 97.342

## Lustr H70 (hidden)
Selador | Lamp |  | Wattage
Lustr | Lumileds Rebel |  | 104 |  | Note: Owing to the variability of LEDs, output data and color matches should be viewed as approximate
Note: All data taken with room temperature fixture
| Beam Angle | Field Angle
Horizontal | 61.4 | 79.2
| Accessory Lens | Candela | Field Lumens | Beam Lumens | Lens Efficiency | Efficacy
| H70 | 7110 | 1710 | 920 | 93.49% | 16.4423
| For Field diameter at any distance, multiply distance by |  |  |  | 1.6545
| For Beam diameter at any distance, multiply distance by |  |  |  | 1.1875
| Throw Distance (ft) | 10 | 15 | 20 | 25
| Throw Distance (m) | 3.048 | 4.572 | 6.096 | 7.62
| Field Diameter (ft) | 16.5454 | 24.8182 | 33.0909 | 41.3636
| Field Diameter (m) | 5.043 | 7.5646 | 10.0861 | 12.6076
| Illuminance (fc) | 71.1 | 31.6 | 17.775 | 11.376
| Illuminance (lux) | 765.3133 | 340.1392 | 191.3283 | 122.4501
Test Distance | Iso-Illuminance Diagram grid lines
51.2 | 10 | 20 | 30 | 40
| 0.19531 | 0.39062 | 0.58594 | 0.78125
| Beam Angle | Field Angle
Vertical | 13.8 | 28
| For Field diameter at any distance, multiply distance by |  |  |  | 0.49866
| For Beam diameter at any distance, multiply distance by |  |  |  | 0.24203
| Throw Distance (ft) | 10 | 15 | 20 | 25
| Throw Distance (m) | 3.048 | 4.572 | 6.096 | 7.62
| Field Diameter (ft) | 4.9866 | 7.4798 | 9.9731 | 12.4664
| Field Diameter (m) | 1.5199 | 2.2799 | 3.0398 | 3.7998
| Illuminance (fc) | 71.1 | 31.6 | 17.775 | 11.376
| Illuminance (lux) | 765.3133 | 340.1392 | 191.3283 | 122.4501
| X |  | Y
-41.55 | 500.284 | -41.439 | 0
-41.439 | 504.738 | -41.327 | 0
-41.327 | 512.926 | -41.215 | 0
-41.215 | 524.778 | -41.103 | 4.71
-41.103 | 539.417 | -40.99 | 12.933
-40.99 | 555.518 | -40.877 | 20.574
-40.877 | 570.291 | -40.763 | 28.94
-40.763 | 585.332 | -40.649 | 34.575
-40.649 | 602.452 | -40.535 | 35.531
-40.535 | 619.261 | -40.42 | 35.349
-40.42 | 634.879 | -40.305 | 35.41
-40.305 | 651.443 | -40.189 | 37.128
-40.189 | 668.216 | -40.073 | 38.138
-40.073 | 683.814 | -39.957 | 38.45
-39.957 | 699.536 | -39.84 | 38.403
-39.84 | 718.258 | -39.723 | 37.882
-39.723 | 736.714 | -39.605 | 37.366
-39.605 | 756.817 | -39.487 | 38.053
-39.487 | 778.454 | -39.369 | 38.703
-39.369 | 801.918 | -39.25 | 40.011
-39.25 | 821.743 | -39.131 | 40.355
-39.131 | 841.521 | -39.012 | 39.749
-39.012 | 861.197 | -38.892 | 39.121
-38.892 | 883.361 | -38.771 | 38.554
-38.771 | 907.155 | -38.651 | 38.162
-38.651 | 934.666 | -38.529 | 39.232
-38.529 | 961.376 | -38.408 | 40.43
-38.408 | 985.06 | -38.286 | 40.698
-38.286 | 1013.959 | -38.163 | 42.235
-38.163 | 1041.303 | -38.04 | 43.232
-38.04 | 1067.691 | -37.917 | 43.343
-37.917 | 1098.473 | -37.794 | 43.943
-37.794 | 1133.117 | -37.67 | 43.939
-37.67 | 1158.344 | -37.545 | 43.126
-37.545 | 1184.968 | -37.42 | 42.937
-37.42 | 1219.403 | -37.295 | 44.43
-37.295 | 1249.067 | -37.169 | 45.934
-37.169 | 1281.28 | -37.043 | 46.207
-37.043 | 1313.598 | -36.916 | 45.583
-36.916 | 1352.01 | -36.789 | 45.461
-36.789 | 1398.361 | -36.662 | 46.355
-36.662 | 1445.606 | -36.534 | 47.135
-36.534 | 1488.472 | -36.406 | 46.283
-36.406 | 1529.935 | -36.277 | 45.721
-36.277 | 1569.5 | -36.148 | 45.929
-36.148 | 1603.978 | -36.018 | 45.931
-36.018 | 1642.456 | -35.888 | 46.917
-35.888 | 1680.098 | -35.758 | 48.522
-35.758 | 1723.074 | -35.627 | 49.81
-35.627 | 1765.65 | -35.496 | 50.113
-35.496 | 1809.249 | -35.364 | 50.289
-35.364 | 1852.071 | -35.232 | 50.635
-35.232 | 1897.749 | -35.099 | 50.682
-35.099 | 1941.872 | -34.966 | 50.216
-34.966 | 1988.27 | -34.833 | 50.36
-34.833 | 2034.916 | -34.699 | 51.204
-34.699 | 2084.922 | -34.565 | 51.268
-34.565 | 2137.806 | -34.43 | 51.212
-34.43 | 2187.083 | -34.295 | 51.513
-34.295 | 2237.211 | -34.159 | 52.521
-34.159 | 2290.95 | -34.023 | 53.283
-34.023 | 2338.359 | -33.887 | 54.249
-33.887 | 2382.252 | -33.75 | 54.41
-33.75 | 2427.632 | -33.613 | 54.243
-33.613 | 2480.315 | -33.475 | 54.516
-33.475 | 2526.769 | -33.337 | 54.879
-33.337 | 2580.927 | -33.198 | 55.764
-33.198 | 2635.019 | -33.059 | 56.207
-33.059 | 2690.825 | -32.919 | 57.236
-32.919 | 2739.643 | -32.779 | 56.694
-32.779 | 2795.631 | -32.639 | 57.687
-32.639 | 2851.734 | -32.498 | 58.088
-32.498 | 2906.852 | -32.357 | 58.529
-32.357 | 2958.657 | -32.215 | 58.831
-32.215 | 3012.918 | -32.073 | 59.617
-32.073 | 3063.196 | -31.93 | 60.504
-31.93 | 3116.16 | -31.787 | 62.257
-31.787 | 3169.936 | -31.643 | 62.84
-31.643 | 3229.801 | -31.499 | 63.373
-31.499 | 3285.809 | -31.355 | 63.383
-31.355 | 3335.79 | -31.21 | 64.122
-31.21 | 3386.913 | -31.065 | 64.32
-31.065 | 3434.417 | -30.919 | 64.728
-30.919 | 3484.01 | -30.773 | 65.385
-30.773 | 3530.855 | -30.626 | 65.763
-30.626 | 3579.649 | -30.479 | 65.905
-30.479 | 3627.847 | -30.331 | 66.568
-30.331 | 3676.752 | -30.183 | 66.663
-30.183 | 3724.169 | -30.035 | 67.73
-30.035 | 3767.883 | -29.886 | 68.498
-29.886 | 3814.582 | -29.737 | 70.1
-29.737 | 3865.968 | -29.587 | 70.85
-29.587 | 3918.467 | -29.437 | 72.183
-29.437 | 3966.652 | -29.286 | 73.058
-29.286 | 4007.828 | -29.135 | 74.227
-29.135 | 4046.502 | -28.983 | 74.583
-28.983 | 4081.604 | -28.831 | 76.474
-28.831 | 4120.516 | -28.679 | 77.194
-28.679 | 4165.555 | -28.526 | 77.928
-28.526 | 4207.966 | -28.373 | 78.773
-28.373 | 4244.944 | -28.219 | 80.907
-28.219 | 4285.357 | -28.065 | 83.002
-28.065 | 4326.952 | -27.91 | 84.378
-27.91 | 4368.041 | -27.755 | 84.986
-27.755 | 4412.063 | -27.599 | 85.531
-27.599 | 4453.498 | -27.443 | 86.706
-27.443 | 4489.402 | -27.287 | 87.928
-27.287 | 4522.908 | -27.13 | 90.149
-27.13 | 4553.323 | -26.973 | 91.744
-26.973 | 4584.181 | -26.815 | 92.589
-26.815 | 4616.968 | -26.657 | 94.481
-26.657 | 4657.612 | -26.498 | 96.188
-26.498 | 4694.431 | -26.339 | 97.452
-26.339 | 4727.736 | -26.179 | 97.702
-26.179 | 4757.553 | -26.019 | 99.912
-26.019 | 4778.522 | -25.859 | 101.92
-25.859 | 4796.725 | -25.698 | 105.234
-25.698 | 4823.38 | -25.537 | 107.223
-25.537 | 4848.476 | -25.375 | 108.813
-25.375 | 4876.639 | -25.213 | 111.081
-25.213 | 4901.868 | -25.05 | 113.095
-25.05 | 4929.601 | -24.887 | 115.724
-24.887 | 4959.414 | -24.724 | 117.885
-24.724 | 4991.196 | -24.56 | 120.225
-24.56 | 5014.229 | -24.396 | 122.619
-24.396 | 5038.099 | -24.231 | 124.835
-24.231 | 5058.686 | -24.066 | 125.676
-24.066 | 5083.956 | -23.9 | 127.758
-23.9 | 5107.949 | -23.734 | 130.106
-23.734 | 5126.741 | -23.568 | 133.414
-23.568 | 5137.116 | -23.401 | 136.645
-23.401 | 5153.421 | -23.234 | 140.182
-23.234 | 5169.532 | -23.066 | 143.4
-23.066 | 5189.594 | -22.898 | 146.028
-22.898 | 5214.183 | -22.729 | 148.774
-22.729 | 5238.765 | -22.56 | 152.594
-22.56 | 5264.076 | -22.391 | 156.573
-22.391 | 5289.822 | -22.221 | 160.203
-22.221 | 5310.107 | -22.051 | 164.398
-22.051 | 5337.699 | -21.88 | 168.43
-21.88 | 5367.545 | -21.709 | 172.603
-21.709 | 5394.816 | -21.538 | 176.497
-21.538 | 5422.463 | -21.366 | 180.881
-21.366 | 5440.022 | -21.194 | 184.242
-21.194 | 5448.596 | -21.021 | 187.498
-21.021 | 5461.713 | -20.848 | 192.611
-20.848 | 5481.745 | -20.675 | 199.019
-20.675 | 5504.049 | -20.501 | 205.729
-20.501 | 5529.273 | -20.327 | 212.022
-20.327 | 5548.56 | -20.152 | 218.567
-20.152 | 5562.168 | -19.977 | 224.763
-19.977 | 5581.016 | -19.802 | 230.905
-19.802 | 5607.604 | -19.626 | 236.737
-19.626 | 5631.197 | -19.45 | 243.879
-19.45 | 5655.484 | -19.273 | 251.729
-19.273 | 5685.267 | -19.096 | 259.039
-19.096 | 5714.989 | -18.919 | 266.48
-18.919 | 5738.908 | -18.741 | 275.919
-18.741 | 5766.037 | -18.563 | 285.634
-18.563 | 5789.852 | -18.385 | 295.152
-18.385 | 5814.554 | -18.206 | 304.944
-18.206 | 5836.689 | -18.027 | 316.509
-18.027 | 5858.488 | -17.847 | 329.769
-17.847 | 5875.86 | -17.667 | 341.759
-17.667 | 5900.124 | -17.487 | 354.102
-17.487 | 5928.078 | -17.306 | 367.967
-17.306 | 5956.188 | -17.125 | 381.804
-17.125 | 5982.625 | -16.944 | 396.887
-16.944 | 6010.093 | -16.762 | 413.696
-16.762 | 6039.123 | -16.58 | 430.311
-16.58 | 6064.135 | -16.398 | 447.037
-16.398 | 6089.748 | -16.215 | 465.166
-16.215 | 6117.448 | -16.032 | 484.565
-16.032 | 6135.189 | -15.849 | 507.158
-15.849 | 6153.699 | -15.665 | 529.894
-15.665 | 6175.231 | -15.481 | 550.342
-15.481 | 6195.066 | -15.296 | 572.055
-15.296 | 6215.692 | -15.112 | 597.593
-15.112 | 6245.541 | -14.927 | 624.039
-14.927 | 6266.78 | -14.741 | 651.506
-14.741 | 6287.248 | -14.556 | 681.871
-14.556 | 6307.71 | -14.37 | 714.536
-14.37 | 6328.568 | -14.183 | 747.394
-14.183 | 6353.671 | -13.997 | 780.021
-13.997 | 6375.359 | -13.81 | 815.514
-13.81 | 6399.383 | -13.623 | 851.955
-13.623 | 6419.524 | -13.435 | 891.674
-13.435 | 6440.486 | -13.247 | 934.348
-13.247 | 6465.049 | -13.059 | 978.14
-13.059 | 6488.178 | -12.871 | 1023.15
-12.871 | 6506.233 | -12.682 | 1069.677
-12.682 | 6525.776 | -12.493 | 1118.58
-12.493 | 6546.933 | -12.304 | 1169.646
-12.304 | 6566.166 | -12.115 | 1224.072
-12.115 | 6581.953 | -11.925 | 1281.471
-11.925 | 6603.674 | -11.735 | 1342.728
-11.735 | 6619.527 | -11.544 | 1405.683
-11.544 | 6642.594 | -11.354 | 1470.417
-11.354 | 6664.625 | -11.163 | 1536.54
-11.163 | 6688.688 | -10.972 | 1604.676
-10.972 | 6709.251 | -10.781 | 1678.871
-10.781 | 6729.089 | -10.589 | 1753.496
-10.589 | 6745.195 | -10.397 | 1831.408
-10.397 | 6764.698 | -10.205 | 1914.949
-10.205 | 6782.676 | -10.013 | 2000.763
-10.013 | 6798.157 | -9.821 | 2088.522
-9.821 | 6809.234 | -9.628 | 2182.794
-9.628 | 6816.382 | -9.435 | 2280.42
-9.435 | 6822.689 | -9.242 | 2382.035
-9.242 | 6831.346 | -9.049 | 2489.987
-9.049 | 6850.714 | -8.855 | 2600.857
-8.855 | 6865.203 | -8.661 | 2712.277
-8.661 | 6880.942 | -8.467 | 2823.494
-8.467 | 6890.933 | -8.273 | 2938.414
-8.273 | 6906.419 | -8.079 | 3052.865
-8.079 | 6919.197 | -7.884 | 3169.89
-7.884 | 6927.527 | -7.69 | 3297.314
-7.69 | 6932.535 | -7.495 | 3426.562
-7.495 | 6944.768 | -7.3 | 3553.592
-7.3 | 6951.342 | -7.104 | 3683.457
-7.104 | 6952.433 | -6.909 | 3819.799
-6.909 | 6964.801 | -6.713 | 3950.991
-6.713 | 6967.095 | -6.518 | 4083.792
-6.518 | 6958.559 | -6.322 | 4225.64
-6.322 | 6949.603 | -6.126 | 4361.936
-6.126 | 6950.302 | -5.93 | 4494.432
-5.93 | 6941.84 | -5.733 | 4633.371
-5.733 | 6941.58 | -5.537 | 4769.414
-5.537 | 6942.059 | -5.34 | 4908.355
-5.34 | 6964.238 | -5.144 | 5054.69
-5.144 | 6984.463 | -4.947 | 5198.209
-4.947 | 6999.455 | -4.75 | 5334.13
-4.75 | 7017.946 | -4.553 | 5475.726
-4.553 | 7027.75 | -4.356 | 5610.95
-4.356 | 7029.161 | -4.158 | 5740.401
-4.158 | 7034.646 | -3.961 | 5879.641
-3.961 | 7045.686 | -3.763 | 6004.324
-3.763 | 7049.478 | -3.566 | 6123.844
-3.566 | 7053.89 | -3.368 | 6240.495
-3.368 | 7056.708 | -3.171 | 6352.311
-3.171 | 7056.841 | -2.973 | 6448.522
-2.973 | 7064.306 | -2.775 | 6544.358
-2.775 | 7068.938 | -2.577 | 6636.906
-2.577 | 7067.63 | -2.379 | 6726.587
-2.379 | 7060.46 | -2.181 | 6795.265
-2.181 | 7060.508 | -1.983 | 6855.907
-1.983 | 7069.542 | -1.785 | 6913.13
-1.785 | 7058.896 | -1.586 | 6967.161
-1.586 | 7050.742 | -1.388 | 7005.651
-1.388 | 7058.012 | -1.19 | 7033.859
-1.19 | 7067.71 | -0.992 | 7041.461
-0.992 | 7076.555 | -0.793 | 7049.648
-0.793 | 7087.277 | -0.595 | 7060.801
-0.595 | 7088.965 | -0.397 | 7067.986
-0.397 | 7082.04 | -0.198 | 7069.808
-0.198 | 7062.499 | 0 | 7064.509
0 | 7064.509 | 0.198 | 7047.882
0.198 | 7062.943 | 0.397 | 7019.603
0.397 | 7064.412 | 0.595 | 6983.484
0.595 | 7056.891 | 0.793 | 6943.509
0.793 | 7053.653 | 0.992 | 6898.987
0.992 | 7058.02 | 1.19 | 6840.716
1.19 | 7071.488 | 1.388 | 6772.216
1.388 | 7082.754 | 1.586 | 6702.593
1.586 | 7089.922 | 1.785 | 6631.65
1.785 | 7088.805 | 1.983 | 6553.132
1.983 | 7081.574 | 2.181 | 6464.775
2.181 | 7078.159 | 2.379 | 6369.453
2.379 | 7088.463 | 2.577 | 6264.909
2.577 | 7088.235 | 2.775 | 6153.764
2.775 | 7076.96 | 2.973 | 6037.774
2.973 | 7062.363 | 3.171 | 5914.868
3.171 | 7050.444 | 3.368 | 5788.033
3.368 | 7040.124 | 3.566 | 5661.355
3.566 | 7034.364 | 3.763 | 5533.144
3.763 | 7030.845 | 3.961 | 5396.631
3.961 | 7027.432 | 4.158 | 5256.725
4.158 | 7026.63 | 4.356 | 5113.757
4.356 | 7025.814 | 4.553 | 4971.134
4.553 | 7018.418 | 4.75 | 4835.006
4.75 | 7012.462 | 4.947 | 4705.916
4.947 | 6999.197 | 5.144 | 4572.869
5.144 | 6992.214 | 5.34 | 4431.537
5.34 | 6989.882 | 5.537 | 4293.49
5.537 | 6988.288 | 5.733 | 4157.4
5.733 | 6980.163 | 5.93 | 4023.887
5.93 | 6971.63 | 6.126 | 3891.974
6.126 | 6965.391 | 6.322 | 3762.541
6.322 | 6957.977 | 6.518 | 3630.596
6.518 | 6950.162 | 6.713 | 3502.783
6.713 | 6947.634 | 6.909 | 3376.865
6.909 | 6948.79 | 7.104 | 3249.48
7.104 | 6951.484 | 7.3 | 3128.043
7.3 | 6945.436 | 7.495 | 3009.796
7.495 | 6941.584 | 7.69 | 2895.883
7.69 | 6929.871 | 7.884 | 2783.725
7.884 | 6924.859 | 8.079 | 2670.302
8.079 | 6910.725 | 8.273 | 2560.323
8.273 | 6900.873 | 8.467 | 2452.487
8.467 | 6892.057 | 8.661 | 2350.826
8.661 | 6884.446 | 8.855 | 2253.936
8.855 | 6876.08 | 9.049 | 2160.591
9.049 | 6860.827 | 9.242 | 2070.167
9.242 | 6846.617 | 9.435 | 1984.226
9.435 | 6822.703 | 9.628 | 1900.228
9.628 | 6805.223 | 9.821 | 1819.734
9.821 | 6790.346 | 10.013 | 1744.81
10.013 | 6780.502 | 10.205 | 1668.543
10.205 | 6765.214 | 10.397 | 1595.493
10.397 | 6753.699 | 10.589 | 1526.068
10.589 | 6734.516 | 10.781 | 1459.614
10.781 | 6718.913 | 10.972 | 1394.084
10.972 | 6714.022 | 11.163 | 1334.898
11.163 | 6704.665 | 11.354 | 1277.996
11.354 | 6693.379 | 11.544 | 1220.658
11.544 | 6682.605 | 11.735 | 1162.89
11.735 | 6662.11 | 11.925 | 1109.462
11.925 | 6631.586 | 12.115 | 1058.829
12.115 | 6605.929 | 12.304 | 1008.066
12.304 | 6584.561 | 12.493 | 961.08
12.493 | 6566.162 | 12.682 | 916.907
12.682 | 6550.763 | 12.871 | 875.969
12.871 | 6531.101 | 13.059 | 837.15
13.059 | 6510.53 | 13.247 | 802.137
13.247 | 6487.73 | 13.435 | 766.952
13.435 | 6471.732 | 13.623 | 732.382
13.623 | 6457.181 | 13.81 | 699.601
13.81 | 6435.693 | 13.997 | 667.724
13.997 | 6409.449 | 14.183 | 636.266
14.183 | 6392.488 | 14.37 | 608.097
14.37 | 6369.905 | 14.556 | 582.276
14.556 | 6351.017 | 14.741 | 557.154
14.741 | 6330.651 | 14.927 | 532.78
14.927 | 6318.411 | 15.112 | 509.188
15.112 | 6292.156 | 15.296 | 486.216
15.296 | 6258.656 | 15.481 | 466.016
15.481 | 6225.326 | 15.665 | 448.08
15.665 | 6196.933 | 15.849 | 431.234
15.849 | 6169.364 | 16.032 | 413.547
16.032 | 6145.116 | 16.215 | 397.365
16.215 | 6127.159 | 16.398 | 382.486
16.398 | 6111.585 | 16.58 | 367.911
16.58 | 6098.944 | 16.762 | 353.843
16.762 | 6091.707 | 16.944 | 342.493
16.944 | 6081.339 | 17.125 | 332.177
17.125 | 6063.114 | 17.306 | 322.394
17.306 | 6046.655 | 17.487 | 312.543
17.487 | 6027.748 | 17.667 | 302.188
17.667 | 6003.509 | 17.847 | 291.652
17.847 | 5984.137 | 18.027 | 281.166
18.027 | 5970.532 | 18.206 | 271.561
18.206 | 5946.68 | 18.385 | 263.049
18.385 | 5922.591 | 18.563 | 255.166
18.563 | 5900.372 | 18.741 | 248.994
18.741 | 5873.899 | 18.919 | 243.564
18.919 | 5843.828 | 19.096 | 236.877
19.096 | 5805.263 | 19.273 | 230.422
19.273 | 5770.002 | 19.45 | 225.547
19.45 | 5746.007 | 19.626 | 219.454
19.626 | 5718.111 | 19.802 | 213.743
19.802 | 5691.449 | 19.977 | 208.515
19.977 | 5672.1 | 20.152 | 202.735
20.152 | 5647.614 | 20.327 | 198.026
20.327 | 5618.376 | 20.501 | 194.956
20.501 | 5595.73 | 20.675 | 190.85
20.675 | 5571.52 | 20.848 | 186.487
20.848 | 5549.548 | 21.021 | 181.948
21.021 | 5531.073 | 21.194 | 178.291
21.194 | 5519.956 | 21.366 | 174.76
21.366 | 5510.185 | 21.538 | 170.688
21.538 | 5495.362 | 21.709 | 166.857
21.709 | 5473.436 | 21.88 | 164.261
21.88 | 5448.953 | 22.051 | 161.057
22.051 | 5424.901 | 22.221 | 158.086
22.221 | 5401.487 | 22.391 | 155.944
22.391 | 5374.414 | 22.56 | 153.89
22.56 | 5354.813 | 22.729 | 150.264
22.729 | 5331.07 | 22.898 | 145.908
22.898 | 5309.908 | 23.066 | 142.124
23.066 | 5287.506 | 23.234 | 139.611
23.234 | 5270.202 | 23.401 | 138.244
23.401 | 5246.493 | 23.568 | 137.793
23.568 | 5223.686 | 23.734 | 136.726
23.734 | 5198.581 | 23.9 | 134.949
23.9 | 5177.181 | 24.066 | 132.894
24.066 | 5151.144 | 24.231 | 131.993
24.231 | 5126.507 | 24.396 | 130.303
24.396 | 5101.987 | 24.56 | 128.314
24.56 | 5080.243 | 24.724 | 126.292
24.724 | 5053.921 | 24.887 | 124.579
24.887 | 5030.199 | 25.05 | 122.997
25.05 | 5004.064 | 25.213 | 121.403
25.213 | 4971.949 | 25.375 | 120.015
25.375 | 4942.721 | 25.537 | 116.97
25.537 | 4913.837 | 25.698 | 114.562
25.698 | 4886.491 | 25.859 | 113.48
25.859 | 4862.25 | 26.019 | 113.223
26.019 | 4838.428 | 26.179 | 111.402
26.179 | 4808.17 | 26.339 | 109.809
26.339 | 4775.463 | 26.498 | 107.921
26.498 | 4740.782 | 26.657 | 105.924
26.657 | 4705.831 | 26.815 | 104.25
26.815 | 4669.472 | 26.973 | 104.384
26.973 | 4631.154 | 27.13 | 104.481
27.13 | 4596.13 | 27.287 | 103.737
27.287 | 4565.57 | 27.443 | 102.505
27.443 | 4529.708 | 27.599 | 101.495
27.599 | 4490.714 | 27.755 | 99.797
27.755 | 4451.803 | 27.91 | 97.403
27.91 | 4416.967 | 28.065 | 95.77
28.065 | 4383.108 | 28.219 | 94.771
28.219 | 4345.978 | 28.373 | 93.526
28.373 | 4304.98 | 28.526 | 92.646
28.526 | 4262.777 | 28.679 | 91.778
28.679 | 4220.427 | 28.831 | 90.942
28.831 | 4177.167 | 28.983 | 90.399
28.983 | 4132.384 | 29.135 | 90.698
29.135 | 4087.426 | 29.286 | 90.675
29.286 | 4036.439 | 29.437 | 90.651
29.437 | 3988.028 | 29.587 | 89.748
29.587 | 3938.427 | 29.737 | 87.708
29.737 | 3892.461 | 29.886 | 85.484
29.886 | 3844.945 | 30.035 | 84.046
30.035 | 3799.295 | 30.183 | 83.968
30.183 | 3751.874 | 30.331 | 83.868
30.331 | 3704.018 | 30.479 | 83.83
30.479 | 3655.532 | 30.626 | 83.326
30.626 | 3604.867 | 30.773 | 82.796
30.773 | 3550.215 | 30.919 | 82.197
30.919 | 3490.989 | 31.065 | 81.506
31.065 | 3432.579 | 31.21 | 80.979
31.21 | 3371.774 | 31.355 | 80.081
31.355 | 3316.503 | 31.499 | 79.064
31.499 | 3264.764 | 31.643 | 77.886
31.643 | 3214.82 | 31.787 | 76.454
31.787 | 3163.876 | 31.93 | 75.229
31.93 | 3111.523 | 32.073 | 74.609
32.073 | 3053.436 | 32.215 | 74.36
32.215 | 2989.337 | 32.357 | 73.997
32.357 | 2925.916 | 32.498 | 73.517
32.498 | 2872.188 | 32.639 | 73.324
32.639 | 2818.053 | 32.779 | 73.332
32.779 | 2764.074 | 32.919 | 72.976
32.919 | 2710.344 | 33.059 | 72.455
33.059 | 2656.047 | 33.198 | 72.182
33.198 | 2601.175 | 33.337 | 71.789
33.337 | 2543.811 | 33.475 | 70.72
33.475 | 2485.216 | 33.613 | 70.106
33.613 | 2421.863 | 33.75 | 69.882
33.75 | 2362.355 | 33.887 | 69.302
33.887 | 2306.186 | 34.023 | 69.283
34.023 | 2253.809 | 34.159 | 68.954
34.159 | 2203.074 | 34.295 | 67.238
34.295 | 2154.128 | 34.43 | 65.697
34.43 | 2104.746 | 34.565 | 65.343
34.565 | 2056.392 | 34.699 | 64.549
34.699 | 2008.455 | 34.833 | 64.45
34.833 | 1964.295 | 34.966 | 64.179
34.966 | 1914.277 | 35.099 | 63.095
35.099 | 1865.554 | 35.232 | 63.626
35.232 | 1816.201 | 35.364 | 63.419
35.364 | 1770.742 | 35.496 | 59.374
35.496 | 1720.027 | 35.627 | 52.236
35.627 | 1671.535 | 35.758 | 43.318
35.758 | 1629.424 | 35.888 | 35.902
35.888 | 1587.527 | 36.018 | 31.788
36.018 | 1548.03 | 36.148 | 30.262
36.148 | 1502.45 | 36.277 | 29.771
36.277 | 1457.776 | 36.406 | 29.481
36.406 | 1415.877 | 36.534 | 28.954
36.534 | 1371.231 | 36.662 | 27.589
36.662 | 1328.561 | 36.789 | 26.445
36.789 | 1293.889 | 36.916 | 26.156
36.916 | 1256.507 | 37.043 | 27.476
37.043 | 1220.892 | 37.169 | 28.729
37.169 | 1192.12 | 37.295 | 29.7
37.295 | 1160.5 | 37.42 | 29.984
37.42 | 1127.601 | 37.545 | 28.463
37.545 | 1097.988 | 37.67 | 25.843
37.67 | 1067.514 | 37.794 | 24.531
37.794 | 1035.703 | 37.917 | 24.107
37.917 | 1004.398 | 38.04 | 24.036
38.04 | 972.894 | 38.163 | 25.07
38.163 | 941.825 | 38.286 | 26.141
38.286 | 914.06 | 38.408 | 25.688
38.408 | 890.742 | 38.529 | 24.218
38.529 | 868.319 | 38.651 | 22.198
38.651 | 845.03 | 38.771 | 20.978
38.771 | 820.153 | 38.892 | 21.085
38.892 | 798.367 | 39.012 | 22.738
39.012 | 776.572 | 39.131 | 23.43
39.131 | 754.594 | 39.25 | 23.723
39.25 | 734.575 | 39.369 | 23.902
39.369 | 715.469 | 39.487 | 24.375
39.487 | 695.158 | 39.605 | 23.824
39.605 | 675.387 | 39.723 | 24.33
39.723 | 657.76 | 39.84 | 25.078
39.84 | 639.938 | 39.957 | 26.19
39.957 | 621.322 | 40.073 | 27.014
40.073 | 603.431 | 40.189 | 25.616
40.073 | 603.431 | 40.189 | 25.616
40.189 | 586.818 | 40.305 | 25.233
40.305 | 572.626 | 40.42 | 26.763
40.42 | 557.909 | 40.535 | 27.788
40.535 | 545.965 | 40.649 | 26.916
40.649 | 531.794 | 40.763 | 26.065
40.763 | 516.939 | 40.877 | 24.241
40.877 | 501.732 | 40.99 | 21.898
40.99 | 487.699 | 41.103 | 20.535
41.103 | 410.647 | 41.215 | 20.547
41.215 | 292.452 | 41.327 | 20.558
41.327 | 208.49 | 41.439 | 21.057

## Lustr V70 (hidden)
Selador | Lamp |  | Wattage
Lustr | Lumileds Rebel |  | 104 |  | Note: Owing to the variability of LEDs, output data and color matches should be viewed as approximate
Note: All data taken with room temperature fixture
| Beam Angle | Field Angle
Horizontal | 16.2 | 31
| Accessory Lens | Candela | Field Lumens | Beam Lumens | Lens Efficiency | Efficacy
| V70 | 6320 | 1730 | 940 | 94.59% | 16.6346
| For Field diameter at any distance, multiply distance by |  |  |  | 0.55465
| For Beam diameter at any distance, multiply distance by |  |  |  | 0.28464
| Throw Distance (ft) | 10 | 15 | 20 | 25
| Throw Distance (m) | 3.048 | 4.572 | 6.096 | 7.62
| Field Diameter (ft) | 5.5465 | 8.3197 | 11.093 | 13.8662
| Field Diameter (m) | 1.6906 | 2.5359 | 3.3811 | 4.2264
| Illuminance (fc) | 63.2 | 28.0889 | 15.8 | 10.112
| Illuminance (lux) | 680.2785 | 302.346 | 170.0696 | 108.8446
Test Distance | Iso-Illuminance Diagram grid lines
51.2 | 10 | 20 | 30 | 40
| 0.19531 | 0.39062 | 0.58594 | 0.78125
| Beam Angle | Field Angle
Vertical | 62.7 | 79.4
| For Field diameter at any distance, multiply distance by |  |  |  | 1.6604
| For Beam diameter at any distance, multiply distance by |  |  |  | 1.2184
| Throw Distance (ft) | 10 | 15 | 20 | 25
| Throw Distance (m) | 3.048 | 4.572 | 6.096 | 7.62
| Field Diameter (ft) | 16.6043 | 24.9065 | 33.2086 | 41.5108
| Field Diameter (m) | 5.061 | 7.5915 | 10.122 | 12.6525
| Illuminance (fc) | 63.2 | 28.0889 | 15.8 | 10.112
| Illuminance (lux) | 680.2785 | 302.346 | 170.0696 | 108.8446
| X |  | Y
-41.439 | 0 | -41.55 | 454.305
-41.327 | 0 | -41.439 | 459.276
-41.215 | 0 | -41.327 | 467.591
-41.103 | 5.715 | -41.215 | 480.087
-40.99 | 15.869 | -41.103 | 493.102
-40.877 | 26.137 | -40.99 | 504.974
-40.763 | 35.681 | -40.877 | 516.307
-40.649 | 41.589 | -40.763 | 529.028
-40.535 | 42.019 | -40.649 | 542.284
-40.42 | 42.352 | -40.535 | 554.565
-40.305 | 42.529 | -40.42 | 566.008
-40.189 | 43.879 | -40.305 | 580.289
-40.073 | 45.334 | -40.189 | 594.171
-39.957 | 45.729 | -40.073 | 611.886
-39.84 | 45.436 | -39.957 | 626.96
-39.723 | 45.353 | -39.84 | 643.025
-39.605 | 45.474 | -39.723 | 658.469
-39.487 | 45.272 | -39.605 | 672.008
-39.369 | 45.653 | -39.487 | 686.74
-39.25 | 46.231 | -39.369 | 704.942
-39.131 | 45.852 | -39.25 | 726.474
-39.012 | 46.136 | -39.131 | 748.895
-38.892 | 46.415 | -39.012 | 773.679
-38.771 | 45.585 | -38.892 | 794.094
-38.651 | 45.467 | -38.771 | 816.893
-38.529 | 47.482 | -38.651 | 841.081
-38.408 | 50.398 | -38.529 | 863.465
-38.286 | 51.644 | -38.408 | 882.729
-38.163 | 51.605 | -38.286 | 908.588
-38.04 | 50.823 | -38.163 | 936.683
-37.917 | 50.102 | -38.04 | 962.333
-37.794 | 48.544 | -37.917 | 989.54
-37.67 | 48.517 | -37.794 | 1017.924
-37.545 | 49.191 | -37.67 | 1043.187
-37.42 | 50.366 | -37.545 | 1073.056
-37.295 | 51.582 | -37.42 | 1103.277
-37.169 | 52.254 | -37.295 | 1131.147
-37.043 | 52.205 | -37.169 | 1163.922
-36.916 | 52.628 | -37.043 | 1196.428
-36.789 | 52.524 | -36.916 | 1225.724
-36.662 | 52.393 | -36.789 | 1261.036
-36.534 | 52.444 | -36.662 | 1302.066
-36.406 | 52.571 | -36.534 | 1341.682
-36.277 | 51.9 | -36.406 | 1384.206
-36.148 | 51.848 | -36.277 | 1423.158
-36.018 | 52.253 | -36.148 | 1463.207
-35.888 | 53.537 | -36.018 | 1499.256
-35.758 | 54.882 | -35.888 | 1540.054
-35.627 | 56.564 | -35.758 | 1577.81
-35.496 | 57.507 | -35.627 | 1617.798
-35.364 | 57.25 | -35.496 | 1658.86
-35.232 | 56.946 | -35.364 | 1701.601
-35.099 | 57.355 | -35.232 | 1749.542
-34.966 | 56.88 | -35.099 | 1792.009
-34.833 | 56.531 | -34.966 | 1837.672
-34.699 | 57.054 | -34.833 | 1885.9
-34.565 | 57.716 | -34.699 | 1939.724
-34.43 | 58.49 | -34.565 | 1988.066
-34.295 | 58.256 | -34.43 | 2038.187
-34.159 | 59.279 | -34.295 | 2083.768
-34.023 | 59.962 | -34.159 | 2132.485
-33.887 | 61.646 | -34.023 | 2179.24
-33.75 | 62.379 | -33.887 | 2231.107
-33.613 | 62.825 | -33.75 | 2280.834
-33.475 | 63.683 | -33.613 | 2335.545
-33.337 | 64.601 | -33.475 | 2386.485
-33.198 | 64.684 | -33.337 | 2432.925
-33.059 | 64.537 | -33.198 | 2481.369
-32.919 | 65.753 | -33.059 | 2532.884
-32.779 | 65.601 | -32.919 | 2579.746
-32.639 | 66.642 | -32.779 | 2634.862
-32.498 | 67.269 | -32.639 | 2697.032
-32.357 | 67.778 | -32.498 | 2756.191
-32.215 | 66.685 | -32.357 | 2816.325
-32.073 | 67.61 | -32.215 | 2871.363
-31.93 | 68.284 | -32.073 | 2924.09
-31.787 | 69.279 | -31.93 | 2972.274
-31.643 | 69.372 | -31.787 | 3017.793
-31.499 | 69.897 | -31.643 | 3067.65
-31.355 | 70.006 | -31.499 | 3121.742
-31.21 | 70.242 | -31.355 | 3176.147
-31.065 | 70.69 | -31.21 | 3228.455
-30.919 | 72.43 | -31.065 | 3277.498
-30.773 | 73.286 | -30.919 | 3319.446
-30.626 | 73.163 | -30.773 | 3357.617
-30.479 | 73.776 | -30.626 | 3405.639
-30.331 | 75.197 | -30.479 | 3452.044
-30.183 | 76.21 | -30.331 | 3500.031
-30.035 | 77.089 | -30.183 | 3547.392
-29.886 | 78.063 | -30.035 | 3589.417
-29.737 | 79.335 | -29.886 | 3630.731
-29.587 | 79.492 | -29.737 | 3675.901
-29.437 | 80.054 | -29.587 | 3721.074
-29.286 | 80.55 | -29.437 | 3764.218
-29.135 | 82.069 | -29.286 | 3802.747
-28.983 | 83.073 | -29.135 | 3839.04
-28.831 | 84.787 | -28.983 | 3868.813
-28.679 | 86.187 | -28.831 | 3899.566
-28.526 | 88.011 | -28.679 | 3930.59
-28.373 | 89.443 | -28.526 | 3959.841
-28.219 | 90.863 | -28.373 | 3983.952
-28.065 | 92.505 | -28.219 | 4012.238
-27.91 | 93.665 | -28.065 | 4048.93
-27.755 | 94.834 | -27.91 | 4083.036
-27.599 | 96.051 | -27.755 | 4115.657
-27.443 | 97.373 | -27.599 | 4145.481
-27.287 | 99.392 | -27.443 | 4172.737
-27.13 | 101.832 | -27.287 | 4198.261
-26.973 | 102.942 | -27.13 | 4224.88
-26.815 | 103.816 | -26.973 | 4251.081
-26.657 | 104.738 | -26.815 | 4275.282
-26.498 | 106.01 | -26.657 | 4302.103
-26.339 | 108.017 | -26.498 | 4327.127
-26.179 | 110.566 | -26.339 | 4352.56
-26.019 | 112.908 | -26.179 | 4378.381
-25.859 | 115.564 | -26.019 | 4394.997
-25.698 | 117.133 | -25.859 | 4402.724
-25.537 | 118.251 | -25.698 | 4416.179
-25.375 | 120.361 | -25.537 | 4431.928
-25.213 | 124.106 | -25.375 | 4450.839
-25.05 | 126.864 | -25.213 | 4470.135
-24.887 | 130.788 | -25.05 | 4486.326
-24.724 | 133.033 | -24.887 | 4503.158
-24.56 | 135.064 | -24.724 | 4519.621
-24.396 | 138.253 | -24.56 | 4533.007
-24.231 | 142.127 | -24.396 | 4546.716
-24.066 | 144.524 | -24.231 | 4557.362
-23.9 | 147.502 | -24.066 | 4572.5
-23.734 | 151.998 | -23.9 | 4590.322
-23.568 | 156.653 | -23.734 | 4602.445
-23.401 | 160.022 | -23.568 | 4608.867
-23.234 | 164.215 | -23.401 | 4621.039
-23.066 | 169.017 | -23.234 | 4624.958
-22.898 | 173.01 | -23.066 | 4634.192
-22.729 | 176.992 | -22.898 | 4647.738
-22.56 | 181.44 | -22.729 | 4666.302
-22.391 | 185.875 | -22.56 | 4685.193
-22.221 | 190.821 | -22.391 | 4707.467
-22.051 | 196.036 | -22.221 | 4717.696
-21.88 | 201.804 | -22.051 | 4737.054
-21.709 | 207.599 | -21.88 | 4763.344
-21.538 | 214.224 | -21.709 | 4785.839
-21.366 | 221.668 | -21.538 | 4804.114
-21.194 | 229.212 | -21.366 | 4818.698
-21.021 | 236.954 | -21.194 | 4830.131
-20.848 | 244.397 | -21.021 | 4840.942
-20.675 | 253.203 | -20.848 | 4852.933
-20.501 | 262.393 | -20.675 | 4868.867
-20.327 | 271.426 | -20.501 | 4881.006
-20.152 | 280.321 | -20.327 | 4889.652
-19.977 | 289.71 | -20.152 | 4897.537
-19.802 | 299.169 | -19.977 | 4911.695
-19.626 | 309.631 | -19.802 | 4932.744
-19.45 | 321.118 | -19.626 | 4958.367
-19.273 | 333.781 | -19.45 | 4981.455
-19.096 | 347.227 | -19.273 | 5002.835
-18.919 | 362.116 | -19.096 | 5027.795
-18.741 | 377.564 | -18.919 | 5055.115
-18.563 | 393.126 | -18.741 | 5076.579
-18.385 | 408.534 | -18.563 | 5094.36
-18.206 | 425.169 | -18.385 | 5110.79
-18.027 | 444.335 | -18.206 | 5126.464
-17.847 | 465.493 | -18.027 | 5144.331
-17.667 | 485.073 | -17.847 | 5163.094
-17.487 | 508.352 | -17.667 | 5183.728
-17.306 | 530.314 | -17.487 | 5206.14
-17.125 | 552.418 | -17.306 | 5228.081
-16.944 | 575.355 | -17.125 | 5249.464
-16.762 | 603.833 | -16.944 | 5274.166
-16.58 | 629.809 | -16.762 | 5297.325
-16.398 | 658.77 | -16.58 | 5325.627
-16.215 | 688.857 | -16.398 | 5348.363
-16.032 | 720.666 | -16.215 | 5369.895
-15.849 | 751.818 | -16.032 | 5385.725
-15.665 | 786.698 | -15.849 | 5402.621
-15.481 | 821.228 | -15.665 | 5417.519
-15.296 | 856.429 | -15.481 | 5439.867
-15.112 | 893.285 | -15.296 | 5463.096
-14.927 | 935.389 | -15.112 | 5485.664
-14.741 | 979.213 | -14.927 | 5507.521
-14.556 | 1021.887 | -14.741 | 5527.858
-14.37 | 1066.336 | -14.556 | 5546.795
-14.183 | 1112.755 | -14.37 | 5565.305
-13.997 | 1160.839 | -14.183 | 5581.981
-13.81 | 1212.386 | -13.997 | 5596.309
-13.623 | 1264.167 | -13.81 | 5615.572
-13.435 | 1318.187 | -13.623 | 5640.308
-13.247 | 1376.75 | -13.435 | 5662.992
-13.059 | 1438.231 | -13.247 | 5688.171
-12.871 | 1499.076 | -13.059 | 5715.717
-12.682 | 1559.772 | -12.871 | 5741.802
-12.493 | 1622.708 | -12.682 | 5762.232
-12.304 | 1686.477 | -12.493 | 5778.259
-12.115 | 1754.946 | -12.304 | 5793.158
-11.925 | 1824.634 | -12.115 | 5801.95
-11.735 | 1898.186 | -11.925 | 5811.535
-11.544 | 1972.602 | -11.735 | 5820.721
-11.354 | 2052.072 | -11.544 | 5842.426
-11.163 | 2135.819 | -11.354 | 5866.614
-10.972 | 2221.825 | -11.163 | 5886.941
-10.781 | 2309.331 | -10.972 | 5907.808
-10.589 | 2398.919 | -10.781 | 5922.015
-10.397 | 2486.687 | -10.589 | 5942.972
-10.205 | 2577.572 | -10.397 | 5960.619
-10.013 | 2665.588 | -10.205 | 5982.785
-9.821 | 2759.507 | -10.013 | 5999.588
-9.628 | 2855.718 | -9.821 | 6009.95
-9.435 | 2956.178 | -9.628 | 6017.077
-9.242 | 3054.729 | -9.435 | 6018.16
-9.049 | 3161.85 | -9.242 | 6025.416
-8.855 | 3268.361 | -9.049 | 6034.854
-8.661 | 3370.924 | -8.855 | 6055.449
-8.467 | 3477.122 | -8.661 | 6073.927
-8.273 | 3588.777 | -8.467 | 6089.302
-8.079 | 3693.336 | -8.273 | 6104.142
-7.884 | 3798.844 | -8.079 | 6115.988
-7.69 | 3911.147 | -7.884 | 6118.927
-7.495 | 4018.194 | -7.69 | 6118.325
-7.3 | 4124.973 | -7.495 | 6119.561
-7.104 | 4234.59 | -7.3 | 6119.74
-6.909 | 4343.201 | -7.104 | 6130.703
-6.713 | 4446.036 | -6.909 | 6140.218
-6.518 | 4548.427 | -6.713 | 6142.08
-6.322 | 4651.919 | -6.518 | 6134.223
-6.126 | 4752.721 | -6.322 | 6128.092
-5.93 | 4851.741 | -6.126 | 6120.812
-5.733 | 4953.18 | -5.93 | 6123.352
-5.537 | 5051.336 | -5.733 | 6120.487
-5.34 | 5149.943 | -5.537 | 6125.042
-5.144 | 5251.936 | -5.34 | 6137.377
-4.947 | 5351.297 | -5.144 | 6156.574
-4.75 | 5439.792 | -4.947 | 6172.469
-4.553 | 5520.063 | -4.75 | 6182.859
-4.356 | 5596.938 | -4.553 | 6183.137
-4.158 | 5676.147 | -4.356 | 6181.243
-3.961 | 5757.505 | -4.158 | 6185.024
-3.763 | 5831.7 | -3.961 | 6189.258
-3.566 | 5907.187 | -3.763 | 6190.659
-3.368 | 5985.634 | -3.566 | 6202.734
-3.171 | 6038.552 | -3.368 | 6209.448
-2.973 | 6081.816 | -3.171 | 6209.853
-2.775 | 6126.017 | -2.973 | 6214.982
-2.577 | 6165.001 | -2.775 | 6221.809
-2.379 | 6203.614 | -2.577 | 6214.416
-2.181 | 6235.872 | -2.379 | 6204.786
-1.983 | 6268.057 | -2.181 | 6203.45
-1.785 | 6290.58 | -1.983 | 6209.052
-1.586 | 6315.56 | -1.785 | 6208.253
-1.388 | 6323.325 | -1.586 | 6209.262
-1.19 | 6318.46 | -1.388 | 6215.872
-0.992 | 6292.749 | -1.19 | 6216.679
-0.793 | 6280.093 | -0.992 | 6223.542
-0.595 | 6273.028 | -0.793 | 6232.426
-0.397 | 6266.068 | -0.595 | 6230.446
-0.198 | 6253.209 | -0.397 | 6230.423
0 | 6232.904 | -0.198 | 6226.231
0.198 | 6204.493 | 0 | 6232.904
0.397 | 6170.002 | 0.198 | 6228.448
0.595 | 6127.034 | 0.397 | 6220.642
0.793 | 6081.092 | 0.595 | 6207.509
0.992 | 6036.31 | 0.793 | 6200.052
1.19 | 5982.25 | 0.992 | 6202.668
1.388 | 5926.325 | 1.19 | 6215.698
1.586 | 5873.448 | 1.388 | 6229.951
1.785 | 5817.267 | 1.586 | 6242.31
1.983 | 5756.062 | 1.785 | 6242.185
2.181 | 5693.066 | 1.983 | 6241.179
2.379 | 5626.318 | 2.181 | 6239.157
2.577 | 5545.981 | 2.379 | 6241.289
2.775 | 5456.206 | 2.577 | 6241.314
2.973 | 5362.597 | 2.775 | 6230.141
3.171 | 5266.107 | 2.973 | 6217.694
3.368 | 5168.76 | 3.171 | 6207.262
3.566 | 5075.18 | 3.368 | 6202.655
3.763 | 4978.046 | 3.566 | 6200.545
3.961 | 4876.246 | 3.763 | 6196.703
4.158 | 4775.256 | 3.961 | 6191.856
4.356 | 4670.514 | 4.158 | 6189.384
4.553 | 4563.028 | 4.356 | 6193.616
4.75 | 4453.136 | 4.553 | 6184.656
4.947 | 4349.974 | 4.75 | 6179.696
5.144 | 4247.131 | 4.947 | 6168.719
5.34 | 4141.534 | 5.144 | 6165.359
5.537 | 4033.599 | 5.34 | 6162.735
5.733 | 3921.877 | 5.537 | 6162.183
5.93 | 3811.94 | 5.733 | 6159.138
6.126 | 3705.601 | 5.93 | 6152.801
6.322 | 3599.754 | 6.126 | 6150.13
6.518 | 3491.718 | 6.322 | 6150.532
6.713 | 3382.132 | 6.518 | 6149.086
6.909 | 3276.128 | 6.713 | 6147.758
7.104 | 3171.013 | 6.909 | 6145.436
7.3 | 3066.836 | 7.104 | 6147.449
7.495 | 2965.325 | 7.3 | 6141.946
7.69 | 2870.014 | 7.495 | 6129.321
7.884 | 2776.109 | 7.69 | 6114.349
8.079 | 2679.355 | 7.884 | 6105.518
8.273 | 2582.241 | 8.079 | 6090.656
8.467 | 2489.613 | 8.273 | 6070.371
8.661 | 2398.673 | 8.467 | 6049.719
8.855 | 2305.132 | 8.661 | 6036.355
9.049 | 2218.34 | 8.855 | 6026.564
9.242 | 2136.255 | 9.049 | 6013.163
9.435 | 2055.055 | 9.242 | 6004.64
9.628 | 1974.318 | 9.435 | 5987.805
9.821 | 1899.079 | 9.628 | 5970.436
10.013 | 1828.571 | 9.821 | 5952.359
10.205 | 1757.528 | 10.013 | 5938.955
10.397 | 1688.721 | 10.205 | 5926.99
10.589 | 1621.223 | 10.397 | 5916.652
10.781 | 1555.899 | 10.589 | 5893.138
10.972 | 1490.953 | 10.781 | 5880.165
11.163 | 1431.842 | 10.972 | 5866.63
11.354 | 1378.198 | 11.163 | 5852.753
11.544 | 1325.376 | 11.354 | 5837.889
11.735 | 1269.112 | 11.544 | 5822.257
11.925 | 1212.033 | 11.735 | 5804.274
12.115 | 1157.349 | 11.925 | 5787.825
12.304 | 1106.812 | 12.115 | 5773.892
12.493 | 1058.943 | 12.304 | 5761.294
12.682 | 1015.276 | 12.493 | 5745.027
12.871 | 973.921 | 12.682 | 5728.159
13.059 | 933.973 | 12.871 | 5710.989
13.247 | 893.603 | 13.059 | 5685.937
13.435 | 855.712 | 13.247 | 5659.824
13.623 | 817.868 | 13.435 | 5649.165
13.81 | 781.728 | 13.623 | 5634.264
13.997 | 747.505 | 13.81 | 5614.296
14.183 | 715.33 | 13.997 | 5597.53
14.37 | 682.096 | 14.183 | 5580.979
14.556 | 653.231 | 14.37 | 5554.916
14.741 | 627.235 | 14.556 | 5540.972
14.927 | 602.073 | 14.741 | 5516.391
15.112 | 577.213 | 14.927 | 5498.064
15.296 | 553.073 | 15.112 | 5478.796
15.481 | 528.893 | 15.296 | 5456.928
15.665 | 505.888 | 15.481 | 5421.06
15.849 | 485.623 | 15.665 | 5394.357
16.032 | 467.556 | 15.849 | 5367.247
16.215 | 449.642 | 16.032 | 5349.331
16.398 | 431.805 | 16.215 | 5328.377
16.58 | 414.806 | 16.398 | 5321.672
16.762 | 398.821 | 16.58 | 5308.138
16.944 | 383.979 | 16.762 | 5292.351
17.125 | 368.997 | 16.944 | 5272.508
17.306 | 355.076 | 17.125 | 5262.625
17.487 | 343.17 | 17.306 | 5244.816
17.667 | 331.991 | 17.487 | 5220.401
17.847 | 320.002 | 17.667 | 5200.625
18.027 | 309.697 | 17.847 | 5179.31
18.206 | 298.879 | 18.027 | 5168.08
18.385 | 288.281 | 18.206 | 5150.052
18.563 | 278.38 | 18.385 | 5137.39
18.741 | 269.876 | 18.563 | 5118.757
18.919 | 260.783 | 18.741 | 5095.357
19.096 | 252.129 | 18.919 | 5062.605
19.273 | 244.206 | 19.096 | 5034.785
19.45 | 236.812 | 19.273 | 5007.69
19.626 | 230.515 | 19.45 | 4989.884
19.802 | 226.405 | 19.626 | 4972.933
19.977 | 221.98 | 19.802 | 4950.503
20.152 | 216.342 | 19.977 | 4930.29
20.327 | 209.154 | 20.152 | 4913.889
20.501 | 202.623 | 20.327 | 4893.171
20.675 | 195.935 | 20.501 | 4869.35
20.848 | 189.977 | 20.675 | 4849.477
21.021 | 185.516 | 20.848 | 4836.176
21.194 | 181.258 | 21.021 | 4818.973
21.366 | 176.722 | 21.194 | 4805.201
21.538 | 172.374 | 21.366 | 4796.176
21.709 | 167.996 | 21.538 | 4781.628
21.88 | 163.908 | 21.709 | 4764.479
22.051 | 160.281 | 21.88 | 4746.717
22.221 | 156.646 | 22.051 | 4734.355
22.391 | 153.904 | 22.221 | 4715.156
22.56 | 151.126 | 22.391 | 4693.122
22.729 | 147.285 | 22.56 | 4673.985
22.898 | 143.897 | 22.729 | 4657.45
23.066 | 141.244 | 22.898 | 4645.538
23.234 | 139.074 | 23.066 | 4636.227
23.401 | 136.472 | 23.234 | 4625.547
23.568 | 134.426 | 23.401 | 4613.583
23.734 | 132.541 | 23.568 | 4600.249
23.9 | 130.483 | 23.734 | 4578.732
24.066 | 129.223 | 23.9 | 4556.936
24.231 | 128.485 | 24.066 | 4535.95
24.396 | 126.158 | 24.231 | 4520.829
24.56 | 123.439 | 24.396 | 4504.936
24.724 | 121.381 | 24.56 | 4496.241
24.887 | 119.792 | 24.724 | 4482.925
25.05 | 117.956 | 24.887 | 4463.131
25.213 | 116.741 | 25.05 | 4445.814
25.375 | 115.899 | 25.213 | 4425.924
25.537 | 113.624 | 25.375 | 4407.252
25.698 | 111.385 | 25.537 | 4387.982
25.859 | 110.235 | 25.698 | 4370.879
26.019 | 109.983 | 25.859 | 4356.06
26.179 | 108.093 | 26.019 | 4341.495
26.339 | 106.188 | 26.179 | 4322.764
26.498 | 104.885 | 26.339 | 4301.286
26.657 | 104.513 | 26.498 | 4276.915
26.815 | 103.645 | 26.657 | 4252.717
26.973 | 103.018 | 26.815 | 4231.379
27.13 | 102.099 | 26.973 | 4207.752
27.287 | 100.119 | 27.13 | 4185.79
27.443 | 98.507 | 27.287 | 4160.556
27.599 | 97.75 | 27.443 | 4124.011
27.755 | 96.443 | 27.599 | 4094.348
27.91 | 94.658 | 27.755 | 4067.29
28.065 | 93.619 | 27.91 | 4039.192
28.219 | 92.512 | 28.065 | 4014.654
28.373 | 91.159 | 28.219 | 3989.066
28.526 | 90.269 | 28.373 | 3954.131
28.679 | 89.649 | 28.526 | 3917.767
28.831 | 89.203 | 28.679 | 3884.412
28.983 | 89.054 | 28.831 | 3853.206
29.135 | 88.924 | 28.983 | 3818.636
29.286 | 88.771 | 29.135 | 3786.545
29.437 | 88.454 | 29.286 | 3744.41
29.587 | 87.582 | 29.437 | 3699.682
29.737 | 86.21 | 29.587 | 3652.9
29.886 | 84.865 | 29.737 | 3609.166
30.035 | 83.674 | 29.886 | 3561.945
30.183 | 82.804 | 30.035 | 3521.107
30.331 | 81.549 | 30.183 | 3481.291
30.479 | 81.122 | 30.331 | 3440.483
30.626 | 81.028 | 30.479 | 3395.269
30.773 | 80.636 | 30.626 | 3347.256
30.919 | 79.58 | 30.773 | 3295.535
31.065 | 79.582 | 30.919 | 3242.675
31.21 | 79.025 | 31.065 | 3193.962
31.355 | 77.19 | 31.21 | 3143.374
31.499 | 76.29 | 31.355 | 3094.556
31.643 | 76.1 | 31.499 | 3046.47
31.787 | 75.098 | 31.643 | 2998.474
31.93 | 74.152 | 31.787 | 2939.173
32.073 | 74.013 | 31.93 | 2881.397
32.215 | 73.273 | 32.073 | 2827.621
32.357 | 72.592 | 32.215 | 2767.609
32.498 | 71.882 | 32.357 | 2717.121
32.639 | 71.276 | 32.498 | 2660.55
32.779 | 70.664 | 32.639 | 2608.994
32.919 | 69.569 | 32.779 | 2553.279
33.059 | 68.302 | 32.919 | 2500.252
33.198 | 67.412 | 33.059 | 2440.894
33.337 | 66.628 | 33.198 | 2391.417
33.475 | 67.04 | 33.337 | 2338.443
33.613 | 68.292 | 33.475 | 2284.93
33.75 | 68.176 | 33.613 | 2228.851
33.887 | 63.525 | 33.75 | 2175.918
34.023 | 57.366 | 33.887 | 2124.253
34.159 | 49.937 | 34.023 | 2078.479
34.295 | 41.768 | 34.159 | 2031.117
34.43 | 36.176 | 34.295 | 1982.911
34.565 | 35.294 | 34.43 | 1936.864
34.699 | 34.837 | 34.565 | 1888.176
34.833 | 35.104 | 34.699 | 1841.886
34.966 | 35.764 | 34.833 | 1795.504
35.099 | 36.429 | 34.966 | 1748.934
35.232 | 38.038 | 35.099 | 1703.474
35.364 | 39.315 | 35.232 | 1661.806
35.496 | 39.608 | 35.364 | 1617.348
35.627 | 39.728 | 35.496 | 1575.911
35.758 | 41.08 | 35.627 | 1534.59
35.888 | 53.082 | 35.758 | 1491.628
36.018 | 72.895 | 35.888 | 1449.655
36.148 | 84.942 | 36.018 | 1411.813
36.277 | 87.672 | 36.148 | 1372.268
36.406 | 83.392 | 36.277 | 1332.563
36.534 | 67.75 | 36.406 | 1296.537
36.662 | 51.118 | 36.534 | 1256.269
36.789 | 42.793 | 36.662 | 1221.043
36.916 | 37.933 | 36.789 | 1188.79
37.043 | 34.794 | 36.916 | 1158.137
37.169 | 32.526 | 37.043 | 1127.685
37.295 | 29.46 | 37.169 | 1097.463
37.42 | 25.853 | 37.295 | 1066.169
37.545 | 22.965 | 37.42 | 1034.647
37.67 | 21.888 | 37.545 | 1006.292
37.794 | 21.155 | 37.67 | 979.337
37.917 | 21.754 | 37.794 | 946.919
38.04 | 22.909 | 37.917 | 915.002
38.163 | 23.688 | 38.04 | 889.152
38.286 | 24.169 | 38.163 | 860.672
38.408 | 24.347 | 38.286 | 837.831
38.529 | 22.422 | 38.408 | 817.086
38.651 | 20.054 | 38.529 | 797.742
38.771 | 18.483 | 38.651 | 776.83
38.892 | 18.976 | 38.771 | 755.291
39.012 | 21.135 | 38.892 | 732.036
39.131 | 21.645 | 39.012 | 712.881
39.25 | 21.119 | 39.131 | 699.013
39.369 | 20.035 | 39.25 | 681.401
39.487 | 20.576 | 39.369 | 662.459
39.605 | 20.563 | 39.487 | 644.186
39.723 | 20.609 | 39.605 | 623.508
39.84 | 21.932 | 39.723 | 604.377
39.957 | 24.311 | 39.84 | 587.676
40.073 | 26.085 | 39.957 | 572.491
40.189 | 26.158 | 40.073 | 558.217
40.189 | 26.158 | 40.073 | 558.217
40.305 | 26.111 | 40.189 | 544.958
40.42 | 25.606 | 40.305 | 530.884
40.535 | 24.269 | 40.42 | 516.349
40.649 | 22.609 | 40.535 | 500.519
40.763 | 22.447 | 40.649 | 485.345
40.877 | 21.973 | 40.763 | 472.261
40.99 | 21.242 | 40.877 | 461.609
41.103 | 20.598 | 40.99 | 449.868
41.215 | 20.452 | 41.103 | 379.215
41.327 | 20.272 | 41.215 | 271.589
41.439 | 20.797 | 41.327 | 195.498

## Lustr H80 (hidden)
Selador | Lamp |  | Wattage
Lustr | Lumileds Rebel |  | 104 |  | Note: Owing to the variability of LEDs, output data and color matches should be viewed as approximate
Note: All data taken with room temperature fixture
| Beam Angle | Field Angle
Horizontal | 62.4 | 82.5
| Accessory Lens | Candela | Field Lumens | Beam Lumens | Lens Efficiency | Efficacy
| H80 | 6840 | 1660 | 870 | 90.76% | 15.9615
| For Field diameter at any distance, multiply distance by |  |  |  | 1.754
| For Beam diameter at any distance, multiply distance by |  |  |  | 1.2112
| Throw Distance (ft) | 10 | 15 | 20 | 25
| Throw Distance (m) | 3.048 | 4.572 | 6.096 | 7.62
| Field Diameter (ft) | 17.5395 | 26.3093 | 35.0791 | 43.8488
| Field Diameter (m) | 5.346 | 8.0191 | 10.6921 | 13.3651
| Illuminance (fc) | 68.4 | 30.4 | 17.1 | 10.944
| Illuminance (lux) | 736.2508 | 327.2226 | 184.0627 | 117.8001
Test Distance | Iso-Illuminance Diagram grid lines
51.2 | 10 | 20 | 30 | 40
| 0.19531 | 0.39062 | 0.58594 | 0.78125
| Beam Angle | Field Angle
Vertical | 13.8 | 28.2
| For Field diameter at any distance, multiply distance by |  |  |  | 0.50237
| For Beam diameter at any distance, multiply distance by |  |  |  | 0.24203
| Throw Distance (ft) | 10 | 15 | 20 | 25
| Throw Distance (m) | 3.048 | 4.572 | 6.096 | 7.62
| Field Diameter (ft) | 5.0237 | 7.5355 | 10.0473 | 12.5591
| Field Diameter (m) | 1.5312 | 2.2968 | 3.0624 | 3.828
| Illuminance (fc) | 68.4 | 30.4 | 17.1 | 10.944
| Illuminance (lux) | 736.2508 | 327.2226 | 184.0627 | 117.8001
| X |  | Y
-41.55 | 711.023 | -41.439 | 0
-41.439 | 716.202 | -41.327 | 0
-41.327 | 728.019 | -41.215 | 0
-41.215 | 745.048 | -41.103 | 5.464
-41.103 | 763.988 | -40.99 | 14.432
-40.99 | 782.279 | -40.877 | 23.713
-40.877 | 800.862 | -40.763 | 31.94
-40.763 | 818.804 | -40.649 | 36.667
-40.649 | 836.542 | -40.535 | 36.755
-40.535 | 857.937 | -40.42 | 37.206
-40.42 | 882.381 | -40.305 | 37.046
-40.305 | 905.799 | -40.189 | 38.032
-40.189 | 930.736 | -40.073 | 38.768
-40.073 | 953.898 | -39.957 | 38.719
-39.957 | 976.117 | -39.84 | 38.907
-39.84 | 998.948 | -39.723 | 38.68
-39.723 | 1026.457 | -39.605 | 37.719
-39.605 | 1050.079 | -39.487 | 37.381
-39.487 | 1075.514 | -39.369 | 38.994
-39.369 | 1105.901 | -39.25 | 39.751
-39.25 | 1134.944 | -39.131 | 39.981
-39.131 | 1160.445 | -39.012 | 39.892
-39.012 | 1185.978 | -38.892 | 40.716
-38.892 | 1211.313 | -38.771 | 39.801
-38.771 | 1237.87 | -38.651 | 39.741
-38.651 | 1268.278 | -38.529 | 41.421
-38.529 | 1299.168 | -38.408 | 43.362
-38.408 | 1333.796 | -38.286 | 43.949
-38.286 | 1366.743 | -38.163 | 43.838
-38.163 | 1399.055 | -38.04 | 42.572
-38.04 | 1432.774 | -37.917 | 41.811
-37.917 | 1471.572 | -37.794 | 41.928
-37.794 | 1502.873 | -37.67 | 42.368
-37.67 | 1528.657 | -37.545 | 42.479
-37.545 | 1561.566 | -37.42 | 42.857
-37.42 | 1596.047 | -37.295 | 44.057
-37.295 | 1630.368 | -37.169 | 44.633
-37.169 | 1662.298 | -37.043 | 45.758
-37.043 | 1696.943 | -36.916 | 45.715
-36.916 | 1737.101 | -36.789 | 45.984
-36.789 | 1779.523 | -36.662 | 45.886
-36.662 | 1823.47 | -36.534 | 46.539
-36.534 | 1863.349 | -36.406 | 46.257
-36.406 | 1909.475 | -36.277 | 45.926
-36.277 | 1952.163 | -36.148 | 46.286
-36.148 | 1992.942 | -36.018 | 47.632
-36.018 | 2029.857 | -35.888 | 48.585
-35.888 | 2068.421 | -35.758 | 48.597
-35.758 | 2107.979 | -35.627 | 48.258
-35.627 | 2148.441 | -35.496 | 48.943
-35.496 | 2189.865 | -35.364 | 48.481
-35.364 | 2228.991 | -35.232 | 48.737
-35.232 | 2265.9 | -35.099 | 49.529
-35.099 | 2301.971 | -34.966 | 49.776
-34.966 | 2340.317 | -34.833 | 50.798
-34.833 | 2380.976 | -34.699 | 50.986
-34.699 | 2426.523 | -34.565 | 51.317
-34.565 | 2470.582 | -34.43 | 50.877
-34.43 | 2512.335 | -34.295 | 50.56
-34.295 | 2552.363 | -34.159 | 50.98
-34.159 | 2594.151 | -34.023 | 52.056
-34.023 | 2632.102 | -33.887 | 54.061
-33.887 | 2671.744 | -33.75 | 55.368
-33.75 | 2709.847 | -33.613 | 55.568
-33.613 | 2751.039 | -33.475 | 56.206
-33.475 | 2791.085 | -33.337 | 57.159
-33.337 | 2824.171 | -33.198 | 57.255
-33.198 | 2861.125 | -33.059 | 57.257
-33.059 | 2899.611 | -32.919 | 57.804
-32.919 | 2935.017 | -32.779 | 57.87
-32.779 | 2973.988 | -32.639 | 57.755
-32.639 | 3017.416 | -32.498 | 58.267
-32.498 | 3053.93 | -32.357 | 58.439
-32.357 | 3091.606 | -32.215 | 58.543
-32.215 | 3130.204 | -32.073 | 58.778
-32.073 | 3168.784 | -31.93 | 60.35
-31.93 | 3201.916 | -31.787 | 61.12
-31.787 | 3232.04 | -31.643 | 61.446
-31.643 | 3266.773 | -31.499 | 61.856
-31.499 | 3299.485 | -31.355 | 63.534
-31.355 | 3334 | -31.21 | 63.22
-31.21 | 3370.443 | -31.065 | 64.106
-31.065 | 3409.343 | -30.919 | 65.047
-30.919 | 3442.561 | -30.773 | 66.211
-30.773 | 3474.662 | -30.626 | 66.711
-30.626 | 3506.402 | -30.479 | 67.164
-30.479 | 3538.015 | -30.331 | 67.822
-30.331 | 3568.646 | -30.183 | 68.639
-30.183 | 3599.932 | -30.035 | 69.117
-30.035 | 3629.897 | -29.886 | 69.281
-29.886 | 3663.177 | -29.737 | 71.044
-29.737 | 3697.489 | -29.587 | 71.79
-29.587 | 3731.555 | -29.437 | 73.22
-29.437 | 3764.401 | -29.286 | 73.524
-29.286 | 3789.484 | -29.135 | 74.812
-29.135 | 3812.369 | -28.983 | 75.286
-28.983 | 3835.737 | -28.831 | 76.694
-28.831 | 3863.877 | -28.679 | 77.473
-28.679 | 3893.803 | -28.526 | 79.255
-28.526 | 3922.779 | -28.373 | 80.765
-28.373 | 3950.028 | -28.219 | 82.124
-28.219 | 3974.829 | -28.065 | 83.178
-28.065 | 4001.925 | -27.91 | 84.592
-27.91 | 4031.327 | -27.755 | 85.82
-27.755 | 4062.618 | -27.599 | 87.211
-27.599 | 4092.437 | -27.443 | 87.974
-27.443 | 4121.955 | -27.287 | 88.272
-27.287 | 4150.489 | -27.13 | 89.577
-27.13 | 4172.792 | -26.973 | 91.706
-26.973 | 4198.718 | -26.815 | 93.326
-26.815 | 4225.576 | -26.657 | 94.5
-26.657 | 4252.134 | -26.498 | 96.001
-26.498 | 4279.482 | -26.339 | 97.415
-26.339 | 4315.322 | -26.179 | 98.855
-26.179 | 4349.922 | -26.019 | 101.819
-26.019 | 4371.411 | -25.859 | 103.377
-25.859 | 4392.086 | -25.698 | 105.858
-25.698 | 4415.683 | -25.537 | 107.15
-25.537 | 4439.884 | -25.375 | 108.886
-25.375 | 4465.156 | -25.213 | 110.228
-25.213 | 4492.939 | -25.05 | 111.325
-25.05 | 4522.428 | -24.887 | 112.233
-24.887 | 4550.995 | -24.724 | 114.64
-24.724 | 4577.237 | -24.56 | 117.922
-24.56 | 4598.093 | -24.396 | 120.538
-24.396 | 4621.703 | -24.231 | 123.471
-24.231 | 4644.619 | -24.066 | 125.676
-24.066 | 4666.867 | -23.9 | 127.635
-23.9 | 4683.447 | -23.734 | 129.739
-23.734 | 4700.695 | -23.568 | 132.524
-23.568 | 4718.45 | -23.401 | 135.012
-23.401 | 4739.209 | -23.234 | 139.299
-23.234 | 4754.769 | -23.066 | 142.831
-23.066 | 4779.662 | -22.898 | 145.392
-22.898 | 4811.33 | -22.729 | 148.329
-22.729 | 4844.595 | -22.56 | 152.952
-22.56 | 4875.538 | -22.391 | 156.284
-22.391 | 4907.942 | -22.221 | 159.83
-22.221 | 4936.205 | -22.051 | 163.926
-22.051 | 4961.573 | -21.88 | 167.052
-21.88 | 4986.921 | -21.709 | 169.638
-21.709 | 5014.044 | -21.538 | 173.642
-21.538 | 5038.853 | -21.366 | 178.685
-21.366 | 5054.656 | -21.194 | 182.8
-21.194 | 5075.273 | -21.021 | 187.168
-21.021 | 5101.896 | -20.848 | 192.002
-20.848 | 5119.026 | -20.675 | 197.461
-20.675 | 5146.365 | -20.501 | 202.378
-20.501 | 5170.538 | -20.327 | 208.356
-20.327 | 5197.428 | -20.152 | 214.491
-20.152 | 5223.26 | -19.977 | 221.413
-19.977 | 5251.834 | -19.802 | 227.953
-19.802 | 5277.658 | -19.626 | 234.84
-19.626 | 5302.933 | -19.45 | 241.588
-19.45 | 5329.975 | -19.273 | 248.934
-19.273 | 5362.3 | -19.096 | 256.683
-19.096 | 5397.519 | -18.919 | 264.37
-18.919 | 5426.626 | -18.741 | 273.024
-18.741 | 5456.832 | -18.563 | 282.275
-18.563 | 5478.559 | -18.385 | 292.479
-18.385 | 5497.675 | -18.206 | 303.815
-18.206 | 5513.502 | -18.027 | 315.368
-18.027 | 5535.198 | -17.847 | 326.078
-17.847 | 5560.328 | -17.667 | 338.125
-17.667 | 5594.783 | -17.487 | 350.788
-17.487 | 5621.341 | -17.306 | 362.749
-17.306 | 5647.256 | -17.125 | 374.908
-17.125 | 5674.63 | -16.944 | 391.285
-16.944 | 5705.464 | -16.762 | 405.31
-16.762 | 5730.335 | -16.58 | 419.72
-16.58 | 5759.478 | -16.398 | 437.892
-16.398 | 5789.725 | -16.215 | 458.186
-16.215 | 5820.524 | -16.032 | 477.135
-16.032 | 5837.453 | -15.849 | 497.333
-15.849 | 5855.646 | -15.665 | 519.795
-15.665 | 5871.92 | -15.481 | 542.642
-15.481 | 5891.098 | -15.296 | 565.453
-15.296 | 5915.659 | -15.112 | 589.337
-15.112 | 5945.864 | -14.927 | 614.493
-14.927 | 5972.78 | -14.741 | 640.663
-14.741 | 5999.796 | -14.556 | 669.084
-14.556 | 6023.55 | -14.37 | 699.24
-14.37 | 6045.358 | -14.183 | 729.468
-14.183 | 6060.946 | -13.997 | 762.77
-13.997 | 6075.984 | -13.81 | 798.364
-13.81 | 6096.008 | -13.623 | 832.489
-13.623 | 6120.284 | -13.435 | 871.116
-13.435 | 6146.668 | -13.247 | 910.953
-13.247 | 6175.936 | -13.059 | 953.244
-13.059 | 6201.284 | -12.871 | 996.005
-12.871 | 6229.169 | -12.682 | 1042.303
-12.682 | 6250.244 | -12.493 | 1087.441
-12.493 | 6274.131 | -12.304 | 1138.56
-12.304 | 6296.881 | -12.115 | 1193.686
-12.115 | 6314.813 | -11.925 | 1251.105
-11.925 | 6326.183 | -11.735 | 1309.348
-11.735 | 6341.211 | -11.544 | 1368.487
-11.544 | 6355.064 | -11.354 | 1431.342
-11.354 | 6375.594 | -11.163 | 1496.533
-11.163 | 6398.623 | -10.972 | 1562.816
-10.972 | 6421.585 | -10.781 | 1633.322
-10.781 | 6437.937 | -10.589 | 1710.763
-10.589 | 6452.26 | -10.397 | 1784.152
-10.397 | 6468.099 | -10.205 | 1861.874
-10.205 | 6487.464 | -10.013 | 1945.434
-10.013 | 6503.982 | -9.821 | 2031.829
-9.821 | 6508.892 | -9.628 | 2123.311
-9.628 | 6519.853 | -9.435 | 2218.337
-9.435 | 6526.984 | -9.242 | 2314.215
-9.242 | 6538.941 | -9.049 | 2410.17
-9.049 | 6558.255 | -8.855 | 2514.022
-8.855 | 6567.083 | -8.661 | 2617.305
-8.661 | 6577.003 | -8.467 | 2724.224
-8.467 | 6585.111 | -8.273 | 2836.242
-8.273 | 6604.811 | -8.079 | 2946.496
-8.079 | 6617.795 | -7.884 | 3057.466
-7.884 | 6622.353 | -7.69 | 3176.144
-7.69 | 6631.789 | -7.495 | 3291.688
-7.495 | 6645.644 | -7.3 | 3413.307
-7.3 | 6647.631 | -7.104 | 3539.655
-7.104 | 6652.606 | -6.909 | 3672.03
-6.909 | 6667.246 | -6.713 | 3799.33
-6.713 | 6673.525 | -6.518 | 3928.311
-6.518 | 6659.529 | -6.322 | 4059.858
-6.322 | 6657.65 | -6.126 | 4190.038
-6.126 | 6657.719 | -5.93 | 4317.805
-5.93 | 6657.014 | -5.733 | 4456.861
-5.733 | 6653.316 | -5.537 | 4590.767
-5.537 | 6650.546 | -5.34 | 4727.992
-5.34 | 6661.74 | -5.144 | 4873.245
-5.144 | 6685.487 | -4.947 | 5017.473
-4.947 | 6699.977 | -4.75 | 5146.032
-4.75 | 6714.996 | -4.553 | 5278.265
-4.553 | 6723.332 | -4.356 | 5400.787
-4.356 | 6726.302 | -4.158 | 5522.925
-4.158 | 6725.29 | -3.961 | 5653.393
-3.961 | 6728.857 | -3.763 | 5770.769
-3.763 | 6743.742 | -3.566 | 5883.174
-3.566 | 6757.695 | -3.368 | 5991.36
-3.368 | 6765.937 | -3.171 | 6094.861
-3.171 | 6764.569 | -2.973 | 6190.796
-2.973 | 6768.068 | -2.775 | 6282.519
-2.775 | 6766.221 | -2.577 | 6370.357
-2.577 | 6764.225 | -2.379 | 6451.698
-2.379 | 6759.372 | -2.181 | 6516.975
-2.181 | 6762.789 | -1.983 | 6578.53
-1.983 | 6764.331 | -1.785 | 6638.781
-1.785 | 6761.553 | -1.586 | 6694.483
-1.586 | 6755.171 | -1.388 | 6735.601
-1.388 | 6761.58 | -1.19 | 6759.275
-1.19 | 6766.722 | -0.992 | 6762.401
-0.992 | 6783.691 | -0.793 | 6769.101
-0.793 | 6801.516 | -0.595 | 6779.738
-0.595 | 6801.52 | -0.397 | 6793.049
-0.397 | 6794.849 | -0.198 | 6798.258
-0.198 | 6794.173 | 0 | 6793.003
0 | 6793.003 | 0.198 | 6771.374
0.198 | 6782.068 | 0.397 | 6742.799
0.397 | 6782.26 | 0.595 | 6702.637
0.595 | 6784.858 | 0.793 | 6657.332
0.793 | 6779.449 | 0.992 | 6612.683
0.992 | 6779.955 | 1.19 | 6554.61
1.19 | 6794.47 | 1.388 | 6494.797
1.388 | 6804.219 | 1.586 | 6429.216
1.586 | 6806.591 | 1.785 | 6360.664
1.785 | 6801.257 | 1.983 | 6281.65
1.983 | 6798.733 | 2.181 | 6205.106
2.181 | 6792.935 | 2.379 | 6118.93
2.379 | 6802.071 | 2.577 | 6020.757
2.577 | 6803.318 | 2.775 | 5913.713
2.775 | 6790.179 | 2.973 | 5803.506
2.973 | 6771.171 | 3.171 | 5687.435
3.171 | 6763.881 | 3.368 | 5566.596
3.368 | 6759.523 | 3.566 | 5446.522
3.566 | 6755.249 | 3.763 | 5321.671
3.763 | 6744.621 | 3.961 | 5188.961
3.961 | 6745.988 | 4.158 | 5059.1
4.158 | 6743.828 | 4.356 | 4925.751
4.356 | 6747.037 | 4.553 | 4788.701
4.553 | 6741.682 | 4.75 | 4656.708
4.75 | 6734.326 | 4.947 | 4536.131
4.947 | 6719.935 | 5.144 | 4405.961
5.144 | 6709.38 | 5.34 | 4269.467
5.34 | 6705.419 | 5.537 | 4137.188
5.537 | 6710.467 | 5.733 | 4003.258
5.733 | 6710.189 | 5.93 | 3870.17
5.93 | 6703.884 | 6.126 | 3741.875
6.126 | 6701.032 | 6.322 | 3614.915
6.322 | 6690.448 | 6.518 | 3484.8
6.518 | 6686.365 | 6.713 | 3359.502
6.713 | 6685.045 | 6.909 | 3242.183
6.909 | 6693.707 | 7.104 | 3125.751
7.104 | 6706.186 | 7.3 | 3009.731
7.3 | 6712.404 | 7.495 | 2896.702
7.495 | 6709.69 | 7.69 | 2790.835
7.69 | 6697.965 | 7.884 | 2685.899
7.884 | 6691.151 | 8.079 | 2577.831
8.079 | 6675.257 | 8.273 | 2474.621
8.273 | 6653.277 | 8.467 | 2375.612
8.467 | 6635.885 | 8.661 | 2278.922
8.661 | 6627.687 | 8.855 | 2184.706
8.855 | 6623.751 | 9.049 | 2096.09
9.049 | 6616.856 | 9.242 | 2005.002
9.242 | 6607.208 | 9.435 | 1916.363
9.435 | 6593.055 | 9.628 | 1833.918
9.628 | 6578.705 | 9.821 | 1755.88
9.821 | 6564.77 | 10.013 | 1683.347
10.013 | 6560.591 | 10.205 | 1614.622
10.205 | 6552.956 | 10.397 | 1547.714
10.397 | 6543.015 | 10.589 | 1480.223
10.589 | 6519.86 | 10.781 | 1415.525
10.781 | 6497.786 | 10.972 | 1352.366
10.972 | 6483.197 | 11.163 | 1294.919
11.163 | 6467.839 | 11.354 | 1240.233
11.354 | 6450.521 | 11.544 | 1184.389
11.544 | 6433.471 | 11.735 | 1131.157
11.735 | 6413.824 | 11.925 | 1079.24
11.925 | 6390.958 | 12.115 | 1029.42
12.115 | 6379.396 | 12.304 | 982.728
12.304 | 6368.401 | 12.493 | 939.772
12.493 | 6351.812 | 12.682 | 897.404
12.682 | 6343.81 | 12.871 | 854.305
12.871 | 6327.237 | 13.059 | 816.047
13.059 | 6304.807 | 13.247 | 781.685
13.247 | 6285.378 | 13.435 | 747.81
13.435 | 6268.937 | 13.623 | 715.712
13.623 | 6254.566 | 13.81 | 684.461
13.81 | 6239.238 | 13.997 | 654.856
13.997 | 6215.135 | 14.183 | 626.315
14.183 | 6196.193 | 14.37 | 598.831
14.37 | 6170.787 | 14.556 | 571.964
14.556 | 6156.125 | 14.741 | 546.638
14.741 | 6132.322 | 14.927 | 524.054
14.927 | 6119.2 | 15.112 | 502.842
15.112 | 6099.726 | 15.296 | 482.728
15.296 | 6077.143 | 15.481 | 462.548
15.481 | 6043.81 | 15.665 | 443.821
15.665 | 6017.352 | 15.849 | 425.982
15.849 | 5987.891 | 16.032 | 408.402
16.032 | 5958.893 | 16.215 | 392.722
16.215 | 5936.671 | 16.398 | 378.605
16.398 | 5919.406 | 16.58 | 364.722
16.58 | 5905.016 | 16.762 | 351.44
16.762 | 5888.93 | 16.944 | 338.81
16.944 | 5872.359 | 17.125 | 326.467
17.125 | 5853.664 | 17.306 | 315.416
17.306 | 5826.616 | 17.487 | 305.002
17.487 | 5799.948 | 17.667 | 293.817
17.667 | 5775.012 | 17.847 | 284.113
17.847 | 5748.532 | 18.027 | 274.916
18.027 | 5727.1 | 18.206 | 264.916
18.206 | 5699.96 | 18.385 | 256.556
18.385 | 5669.886 | 18.563 | 248.873
18.563 | 5641.389 | 18.741 | 243.14
18.741 | 5613.072 | 18.919 | 238.342
18.919 | 5581.378 | 19.096 | 232.992
19.096 | 5546.892 | 19.273 | 227.659
19.273 | 5514.296 | 19.45 | 221.749
19.45 | 5489.404 | 19.626 | 215.563
19.626 | 5462.869 | 19.802 | 211.017
19.802 | 5434.058 | 19.977 | 207.333
19.977 | 5402.798 | 20.152 | 203.027
20.152 | 5376.013 | 20.327 | 197.163
20.327 | 5350.469 | 20.501 | 192.013
20.501 | 5322.497 | 20.675 | 186.699
20.675 | 5290.61 | 20.848 | 181.928
20.848 | 5267.752 | 21.021 | 177.736
21.021 | 5249.701 | 21.194 | 173.931
21.194 | 5230.507 | 21.366 | 169.254
21.366 | 5209.454 | 21.538 | 164.862
21.538 | 5186.788 | 21.709 | 160.926
21.709 | 5158.502 | 21.88 | 157.065
21.88 | 5132.217 | 22.051 | 154.611
22.051 | 5107.275 | 22.221 | 152.768
22.221 | 5082.047 | 22.391 | 151.049
22.391 | 5049.762 | 22.56 | 149.233
22.56 | 5020.591 | 22.729 | 147.114
22.729 | 4985.357 | 22.898 | 143.485
22.898 | 4961.62 | 23.066 | 140.64
23.066 | 4941.21 | 23.234 | 138.988
23.234 | 4922.309 | 23.401 | 137.236
23.401 | 4897.458 | 23.568 | 135.926
23.568 | 4867.286 | 23.734 | 134.24
23.734 | 4833.656 | 23.9 | 131.872
23.9 | 4803.013 | 24.066 | 129.576
24.066 | 4775.476 | 24.231 | 129.335
24.231 | 4753.118 | 24.396 | 127.919
24.396 | 4734.184 | 24.56 | 126.046
24.56 | 4717.871 | 24.724 | 124.464
24.724 | 4695.086 | 24.887 | 122.132
24.887 | 4676.744 | 25.05 | 119.763
25.05 | 4655.653 | 25.213 | 118.265
25.213 | 4628.438 | 25.375 | 116.737
25.375 | 4600.762 | 25.537 | 114.081
25.537 | 4570.643 | 25.698 | 112.616
25.698 | 4544.953 | 25.859 | 111.932
25.859 | 4521.772 | 26.019 | 111.649
26.019 | 4494.705 | 26.179 | 109.803
26.179 | 4460.171 | 26.339 | 107.252
26.339 | 4430.264 | 26.498 | 104.66
26.498 | 4402.829 | 26.657 | 102.988
26.657 | 4377.199 | 26.815 | 102.833
26.815 | 4355.19 | 26.973 | 103.416
26.973 | 4331.248 | 27.13 | 103.166
27.13 | 4309.445 | 27.287 | 102.282
27.287 | 4287.529 | 27.443 | 101.813
27.443 | 4259.635 | 27.599 | 100.51
27.599 | 4227.248 | 27.755 | 98.886
27.755 | 4194.479 | 27.91 | 96.877
27.91 | 4162.781 | 28.065 | 95.301
28.065 | 4133.848 | 28.219 | 93.749
28.219 | 4107.029 | 28.373 | 92.283
28.373 | 4078.384 | 28.526 | 91.259
28.526 | 4051.397 | 28.679 | 90.604
28.679 | 4024.695 | 28.831 | 90.162
28.831 | 3996.942 | 28.983 | 89.616
28.983 | 3967.381 | 29.135 | 88.379
29.135 | 3933.387 | 29.286 | 87.435
29.286 | 3896.803 | 29.437 | 86.685
29.437 | 3861.947 | 29.587 | 85.846
29.587 | 3831.211 | 29.737 | 84.383
29.737 | 3799.336 | 29.886 | 84.412
29.886 | 3771.335 | 30.035 | 84.73
30.035 | 3742.166 | 30.183 | 84.488
30.183 | 3713.291 | 30.331 | 84.224
30.331 | 3683.897 | 30.479 | 83.368
30.479 | 3652.614 | 30.626 | 81.66
30.626 | 3614.397 | 30.773 | 80.572
30.773 | 3574.551 | 30.919 | 79.409
30.919 | 3538.482 | 31.065 | 77.786
31.065 | 3501.622 | 31.21 | 77.5
31.21 | 3465.166 | 31.355 | 78.268
31.355 | 3431.209 | 31.499 | 79.411
31.499 | 3394.349 | 31.643 | 79.432
31.643 | 3357.788 | 31.787 | 77.417
31.787 | 3318.994 | 31.93 | 74.965
31.93 | 3279.409 | 32.073 | 73.329
32.073 | 3243.812 | 32.215 | 72.341
32.215 | 3208.801 | 32.357 | 72.771
32.357 | 3169.146 | 32.498 | 72.263
32.498 | 3128.186 | 32.639 | 70.939
32.639 | 3084.103 | 32.779 | 69.873
32.779 | 3042.211 | 32.919 | 68.433
32.919 | 2998.658 | 33.059 | 66.956
33.059 | 2957.051 | 33.198 | 66.518
33.198 | 2920.673 | 33.337 | 66.237
33.337 | 2874.211 | 33.475 | 65.35
33.475 | 2829.814 | 33.613 | 65.314
33.613 | 2786.79 | 33.75 | 65.114
33.75 | 2750.912 | 33.887 | 64.371
33.887 | 2707.299 | 34.023 | 63.572
34.023 | 2670.047 | 34.159 | 63.405
34.159 | 2630.169 | 34.295 | 63.307
34.295 | 2588.794 | 34.43 | 62.704
34.43 | 2548.416 | 34.565 | 62.913
34.565 | 2508.305 | 34.699 | 63.122
34.699 | 2464.696 | 34.833 | 63.284
34.833 | 2422.688 | 34.966 | 62.837
34.966 | 2375.202 | 35.099 | 63.046
35.099 | 2327.926 | 35.232 | 64.243
35.232 | 2285.103 | 35.364 | 63.245
35.364 | 2242.393 | 35.496 | 58.428
35.496 | 2193.525 | 35.627 | 51.06
35.627 | 2147.04 | 35.758 | 42.463
35.758 | 2104.962 | 35.888 | 34.866
35.888 | 2064.227 | 36.018 | 30.9
36.018 | 2020.082 | 36.148 | 29.649
36.148 | 1975.591 | 36.277 | 30.13
36.277 | 1928.469 | 36.406 | 30.898
36.406 | 1886.411 | 36.534 | 31.57
36.534 | 1844.702 | 36.662 | 30.634
36.662 | 1806.24 | 36.789 | 29.322
36.789 | 1767.543 | 36.916 | 27.997
36.916 | 1728.663 | 37.043 | 27.45
37.043 | 1684.341 | 37.169 | 26.897
37.169 | 1648.756 | 37.295 | 26.712
37.295 | 1615.584 | 37.42 | 26.417
37.42 | 1578.267 | 37.545 | 25.121
37.545 | 1540.893 | 37.67 | 23.622
37.67 | 1505.198 | 37.794 | 23.088
37.794 | 1470.311 | 37.917 | 23.177
37.917 | 1433.29 | 38.04 | 23.596
38.04 | 1401.147 | 38.163 | 24.517
38.163 | 1363.481 | 38.286 | 24.836
38.286 | 1325.795 | 38.408 | 24.543
38.408 | 1290.155 | 38.529 | 23.545
38.529 | 1260.076 | 38.651 | 21.774
38.651 | 1227.973 | 38.771 | 19.929
38.771 | 1196.481 | 38.892 | 19.717
38.892 | 1165.981 | 39.012 | 20.476
39.012 | 1136.893 | 39.131 | 20.552
39.131 | 1103.856 | 39.25 | 20.772
39.25 | 1075.348 | 39.369 | 21.547
39.369 | 1046.146 | 39.487 | 22.68
39.487 | 1018.58 | 39.605 | 23.237
39.605 | 988.742 | 39.723 | 24.182
39.723 | 961.263 | 39.84 | 24.573
39.84 | 935.498 | 39.957 | 24.46
39.957 | 913.295 | 40.073 | 24.676
40.073 | 890.454 | 40.189 | 24.23
40.073 | 890.454 | 40.189 | 24.23
40.189 | 866.726 | 40.305 | 24.596
40.305 | 843.944 | 40.42 | 25.758
40.42 | 819.904 | 40.535 | 26.258
40.535 | 798.627 | 40.649 | 24.67
40.649 | 776.835 | 40.763 | 22.787
40.763 | 756.192 | 40.877 | 20.792
40.877 | 735.256 | 40.99 | 19.368
40.99 | 711.805 | 41.103 | 18.651
41.103 | 597.726 | 41.215 | 19.19
41.215 | 426.495 | 41.327 | 19.765
41.327 | 304.351 | 41.439 | 20.536

## Lustr V80 (hidden)
Selador | Lamp |  | Wattage
Lustr | Lumileds Rebel |  | 104 |  | Note: Owing to the variability of LEDs, output data and color matches should be viewed as approximate
Note: All data taken with room temperature fixture
| Beam Angle | Field Angle
Horizontal | 16.2 | 31.3
| Accessory Lens | Candela | Field Lumens | Beam Lumens | Lens Efficiency | Efficacy
| V80 | 6080 | 1690 | 890 | 92.4% | 16.25
| For Field diameter at any distance, multiply distance by |  |  |  | 0.56029
| For Beam diameter at any distance, multiply distance by |  |  |  | 0.28464
| Throw Distance (ft) | 10 | 15 | 20 | 25
| Throw Distance (m) | 3.048 | 4.572 | 6.096 | 7.62
| Field Diameter (ft) | 5.6029 | 8.4044 | 11.2058 | 14.0073
| Field Diameter (m) | 1.7078 | 2.5617 | 3.4155 | 4.2694
| Illuminance (fc) | 60.8 | 27.0222 | 15.2 | 9.728
| Illuminance (lux) | 654.4451 | 290.8645 | 163.6113 | 104.7112
Test Distance | Iso-Illuminance Diagram grid lines
51.2 | 10 | 20 | 30 | 40
| 0.19531 | 0.39062 | 0.58594 | 0.78125
| Beam Angle | Field Angle
Vertical | 64.2 | 82.5
| For Field diameter at any distance, multiply distance by |  |  |  | 1.754
| For Beam diameter at any distance, multiply distance by |  |  |  | 1.2546
| Throw Distance (ft) | 10 | 15 | 20 | 25
| Throw Distance (m) | 3.048 | 4.572 | 6.096 | 7.62
| Field Diameter (ft) | 17.5395 | 26.3093 | 35.0791 | 43.8488
| Field Diameter (m) | 5.346 | 8.0191 | 10.6921 | 13.3651
| Illuminance (fc) | 60.8 | 27.0222 | 15.2 | 9.728
| Illuminance (lux) | 654.4451 | 290.8645 | 163.6113 | 104.7112
| X |  | Y
-41.439 | 0 | -41.55 | 661.316
-41.327 | 0 | -41.439 | 669.065
-41.215 | 0 | -41.327 | 679.322
-41.103 | 6.782 | -41.215 | 693.097
-40.99 | 17.025 | -41.103 | 708.913
-40.877 | 27.132 | -40.99 | 725.737
-40.763 | 36.361 | -40.877 | 744.797
-40.649 | 42.635 | -40.763 | 764.849
-40.535 | 42.019 | -40.649 | 787.971
-40.42 | 42.961 | -40.535 | 810.073
-40.305 | 43.529 | -40.42 | 829.586
-40.189 | 44.843 | -40.305 | 850.396
-40.073 | 45.454 | -40.189 | 872.241
-39.957 | 46.087 | -40.073 | 891.774
-39.84 | 45.436 | -39.957 | 911.864
-39.723 | 45.648 | -39.84 | 936.388
-39.605 | 45.592 | -39.723 | 962.975
-39.487 | 46.091 | -39.605 | 988.331
-39.369 | 45.914 | -39.487 | 1016.038
-39.25 | 46.462 | -39.369 | 1048.268
-39.131 | 46.399 | -39.25 | 1074.537
-39.012 | 46.451 | -39.131 | 1100.575
-38.892 | 46.871 | -39.012 | 1126.268
-38.771 | 46.662 | -38.892 | 1154.014
-38.651 | 47.244 | -38.771 | 1181.626
-38.529 | 47.987 | -38.651 | 1211.783
-38.408 | 49.085 | -38.529 | 1239.703
-38.286 | 49.588 | -38.408 | 1269.214
-38.163 | 50.416 | -38.286 | 1297.736
-38.04 | 50.245 | -38.163 | 1331.114
-37.917 | 50.02 | -38.04 | 1364.9
-37.794 | 49.578 | -37.917 | 1403.656
-37.67 | 49.763 | -37.794 | 1443.384
-37.545 | 51.023 | -37.67 | 1478.189
-37.42 | 51.573 | -37.545 | 1509.087
-37.295 | 52.249 | -37.42 | 1544.957
-37.169 | 53.21 | -37.295 | 1575.717
-37.043 | 53.763 | -37.169 | 1608.557
-36.916 | 52.97 | -37.043 | 1645.055
-36.789 | 52.837 | -36.916 | 1682.028
-36.662 | 52.367 | -36.789 | 1723.049
-36.534 | 52.651 | -36.662 | 1767.043
-36.406 | 53.679 | -36.534 | 1806.632
-36.277 | 53.516 | -36.406 | 1844.818
-36.148 | 53.966 | -36.277 | 1884.185
-36.018 | 55.249 | -36.148 | 1922.212
-35.888 | 55.785 | -36.018 | 1962.218
-35.758 | 56.868 | -35.888 | 1998.917
-35.627 | 57.89 | -35.758 | 2038.792
-35.496 | 57.532 | -35.627 | 2079.143
-35.364 | 55.987 | -35.496 | 2119.861
-35.232 | 55.812 | -35.364 | 2154.672
-35.099 | 56.742 | -35.232 | 2194.409
-34.966 | 57.1 | -35.099 | 2230.903
-34.833 | 57.575 | -34.966 | 2268.399
-34.699 | 58.191 | -34.833 | 2304.281
-34.565 | 59.184 | -34.699 | 2348.146
-34.43 | 59.185 | -34.565 | 2388.711
-34.295 | 59.042 | -34.43 | 2428.85
-34.159 | 59.801 | -34.295 | 2469.09
-34.023 | 60.835 | -34.159 | 2511.421
-33.887 | 62.562 | -34.023 | 2548.638
-33.75 | 63.455 | -33.887 | 2587.411
-33.613 | 63.616 | -33.75 | 2618.791
-33.475 | 63.706 | -33.613 | 2654.882
-33.337 | 63.679 | -33.475 | 2687.03
-33.198 | 63.789 | -33.337 | 2719.92
-33.059 | 63.441 | -33.198 | 2757.187
-32.919 | 64.118 | -33.059 | 2796.393
-32.779 | 64.335 | -32.919 | 2830.516
-32.639 | 65.157 | -32.779 | 2869.551
-32.498 | 65.41 | -32.639 | 2906.789
-32.357 | 66.062 | -32.498 | 2938.83
-32.215 | 66.441 | -32.357 | 2969.378
-32.073 | 68.162 | -32.215 | 2999.319
-31.93 | 69.295 | -32.073 | 3026.211
-31.787 | 70.329 | -31.93 | 3053.92
-31.643 | 70.286 | -31.787 | 3080.597
-31.499 | 70.07 | -31.643 | 3112.722
-31.355 | 69.855 | -31.499 | 3144.845
-31.21 | 70.435 | -31.355 | 3174.313
-31.065 | 71.972 | -31.21 | 3198.456
-30.919 | 72.558 | -31.065 | 3222.797
-30.773 | 73.837 | -30.919 | 3246.144
-30.626 | 74.175 | -30.773 | 3270.902
-30.479 | 75.707 | -30.626 | 3295.514
-30.331 | 76.723 | -30.479 | 3321.115
-30.183 | 76.793 | -30.331 | 3347.484
-30.035 | 77.876 | -30.183 | 3372.3
-29.886 | 79.588 | -30.035 | 3394.24
-29.737 | 79.766 | -29.886 | 3420.455
-29.587 | 80.554 | -29.737 | 3448.341
-29.437 | 82.495 | -29.587 | 3476.408
-29.286 | 84.296 | -29.437 | 3503.004
-29.135 | 85.577 | -29.286 | 3524.628
-28.983 | 86.164 | -29.135 | 3546.223
-28.831 | 86.466 | -28.983 | 3566.386
-28.679 | 87.64 | -28.831 | 3587.734
-28.526 | 88.902 | -28.679 | 3611.048
-28.373 | 89.877 | -28.526 | 3636.878
-28.219 | 90.863 | -28.373 | 3656.119
-28.065 | 92.29 | -28.219 | 3672.981
-27.91 | 93.84 | -28.065 | 3693.596
-27.755 | 94.989 | -27.91 | 3716.223
-27.599 | 96.36 | -27.755 | 3736.805
-27.443 | 97.316 | -27.599 | 3756.141
-27.287 | 99.067 | -27.443 | 3773.978
-27.13 | 101.127 | -27.287 | 3792.865
-26.973 | 103.473 | -27.13 | 3814.312
-26.815 | 104.288 | -26.973 | 3839.939
-26.657 | 105.548 | -26.815 | 3864.65
-26.498 | 106.684 | -26.657 | 3886.5
-26.339 | 108.876 | -26.498 | 3908.111
-26.179 | 109.673 | -26.339 | 3932.233
-26.019 | 113.278 | -26.179 | 3955.153
-25.859 | 116.154 | -26.019 | 3975.576
-25.698 | 117.61 | -25.859 | 3994.969
-25.537 | 118.507 | -25.698 | 4011.621
-25.375 | 121.181 | -25.537 | 4028.622
-25.213 | 124.27 | -25.375 | 4052.98
-25.05 | 127.714 | -25.213 | 4078.495
-24.887 | 130.285 | -25.05 | 4102.173
-24.724 | 132.907 | -24.887 | 4123.139
-24.56 | 136.171 | -24.724 | 4142.375
-24.396 | 138.591 | -24.56 | 4156.85
-24.231 | 141.099 | -24.396 | 4172.545
-24.066 | 143.73 | -24.231 | 4191.095
-23.9 | 146.57 | -24.066 | 4208.904
-23.734 | 149.844 | -23.9 | 4230.323
-23.568 | 154.176 | -23.734 | 4250.41
-23.401 | 158.962 | -23.568 | 4271.852
-23.234 | 163.609 | -23.401 | 4290.914
-23.066 | 167.688 | -23.234 | 4306.224
-22.898 | 171.961 | -23.066 | 4326.674
-22.729 | 176.512 | -22.898 | 4349.838
-22.56 | 180.997 | -22.729 | 4369.13
-22.391 | 185.433 | -22.56 | 4387.614
-22.221 | 191.041 | -22.391 | 4414.598
-22.051 | 196.458 | -22.221 | 4433.531
-21.88 | 201.098 | -22.051 | 4452.838
-21.709 | 207.08 | -21.88 | 4478.721
-21.538 | 214.257 | -21.709 | 4505.55
-21.366 | 221.668 | -21.538 | 4527.892
-21.194 | 228.814 | -21.366 | 4549.722
-21.021 | 235.897 | -21.194 | 4571.547
-20.848 | 242.899 | -21.021 | 4593.499
-20.675 | 250.48 | -20.848 | 4613.869
-20.501 | 259.957 | -20.675 | 4637.236
-20.327 | 270.612 | -20.501 | 4654.416
-20.152 | 280.597 | -20.327 | 4668.082
-19.977 | 291.506 | -20.152 | 4685.66
-19.802 | 303.443 | -19.977 | 4701.578
-19.626 | 314.743 | -19.802 | 4721.34
-19.45 | 326.054 | -19.626 | 4744.862
-19.273 | 340.33 | -19.45 | 4763.6
-19.096 | 355.188 | -19.273 | 4784.664
-18.919 | 370.591 | -19.096 | 4807.715
-18.741 | 385.854 | -18.919 | 4834.754
-18.563 | 400.743 | -18.741 | 4852.834
-18.385 | 417.117 | -18.563 | 4869.978
-18.206 | 433.727 | -18.385 | 4888.538
-18.027 | 453.381 | -18.206 | 4907.015
-17.847 | 474.295 | -18.027 | 4926.601
-17.667 | 495.866 | -17.847 | 4945.309
-17.487 | 519.857 | -17.667 | 4970.217
-17.306 | 543.282 | -17.487 | 4988.839
-17.125 | 567.241 | -17.306 | 5017.629
-16.944 | 591.777 | -17.125 | 5042.523
-16.762 | 619.917 | -16.944 | 5066.997
-16.58 | 645.283 | -16.762 | 5087.829
-16.398 | 671.538 | -16.58 | 5111.692
-16.215 | 698.933 | -16.398 | 5132.004
-16.032 | 729.443 | -16.215 | 5156.007
-15.849 | 762.593 | -16.032 | 5174.215
-15.665 | 797.941 | -15.849 | 5189.969
-15.481 | 831.96 | -15.665 | 5212.202
-15.296 | 866.564 | -15.481 | 5236.347
-15.112 | 903.258 | -15.296 | 5255.205
-14.927 | 940.973 | -15.112 | 5273.914
-14.741 | 978.96 | -14.927 | 5297.036
-14.556 | 1018.82 | -14.741 | 5319.83
-14.37 | 1060.986 | -14.556 | 5333.042
-14.183 | 1105.236 | -14.37 | 5354.35
-13.997 | 1151.177 | -14.183 | 5374.246
-13.81 | 1198.786 | -13.997 | 5393.936
-13.623 | 1247.585 | -13.81 | 5409.038
-13.435 | 1299.95 | -13.623 | 5426.482
-13.247 | 1352.962 | -13.435 | 5445.509
-13.059 | 1410.762 | -13.247 | 5467.684
-12.871 | 1466.986 | -13.059 | 5487.641
-12.682 | 1524.224 | -12.871 | 5512.098
-12.493 | 1583.514 | -12.682 | 5532.651
-12.304 | 1645.697 | -12.493 | 5552.765
-12.115 | 1711.752 | -12.304 | 5569.911
-11.925 | 1783.683 | -12.115 | 5583.667
-11.735 | 1854.859 | -11.925 | 5593.053
-11.544 | 1927.377 | -11.735 | 5600.962
-11.354 | 2005.142 | -11.544 | 5617.262
-11.163 | 2083.364 | -11.354 | 5636.387
-10.972 | 2160.341 | -11.163 | 5657.001
-10.781 | 2238.556 | -10.972 | 5673.929
-10.589 | 2322.279 | -10.781 | 5688.997
-10.397 | 2405.7 | -10.589 | 5700.366
-10.205 | 2494.07 | -10.397 | 5719.24
-10.013 | 2581.785 | -10.205 | 5738.788
-9.821 | 2673.955 | -10.013 | 5753.736
-9.628 | 2768.716 | -9.821 | 5761.807
-9.435 | 2868.848 | -9.628 | 5776.638
-9.242 | 2964.009 | -9.435 | 5781.893
-9.049 | 3061.22 | -9.242 | 5784.833
-8.855 | 3163.867 | -9.049 | 5800.228
-8.661 | 3265.148 | -8.855 | 5817.117
-8.467 | 3365.8 | -8.661 | 5825.385
-8.273 | 3471.8 | -8.467 | 5834.601
-8.079 | 3570.467 | -8.273 | 5845.94
-7.884 | 3670.593 | -8.079 | 5851.588
-7.69 | 3781.1 | -7.884 | 5853.909
-7.495 | 3887 | -7.69 | 5861.158
-7.3 | 3987.565 | -7.495 | 5870.505
-7.104 | 4091.668 | -7.3 | 5872.679
-6.909 | 4190.476 | -7.104 | 5875.478
-6.713 | 4284.13 | -6.909 | 5889.997
-6.518 | 4386.863 | -6.713 | 5901.395
-6.322 | 4487.696 | -6.518 | 5894.234
-6.126 | 4583.748 | -6.322 | 5888.599
-5.93 | 4679.046 | -6.126 | 5887.287
-5.733 | 4778.485 | -5.93 | 5884.714
-5.537 | 4868.724 | -5.733 | 5878.403
-5.34 | 4962.324 | -5.537 | 5882.618
-5.144 | 5067.377 | -5.34 | 5892.809
-4.947 | 5168.061 | -5.144 | 5912.019
-4.75 | 5252.427 | -4.947 | 5921.493
-4.553 | 5335.799 | -4.75 | 5928.112
-4.356 | 5412.591 | -4.553 | 5933.065
-4.158 | 5484.06 | -4.356 | 5941.198
-3.961 | 5565.668 | -4.158 | 5944.689
-3.763 | 5641.362 | -3.961 | 5955.702
-3.566 | 5711.678 | -3.763 | 5958.457
-3.368 | 5776.892 | -3.566 | 5961.145
-3.171 | 5828.449 | -3.368 | 5968.969
-2.973 | 5869.657 | -3.171 | 5978.964
-2.775 | 5912.418 | -2.973 | 5986.771
-2.577 | 5949.565 | -2.775 | 5983.51
-2.379 | 5987.049 | -2.577 | 5980.72
-2.181 | 6013.391 | -2.379 | 5981.634
-1.983 | 6039.778 | -2.181 | 5980.269
-1.785 | 6055.02 | -1.983 | 5984.246
-1.586 | 6077.759 | -1.785 | 5982.312
-1.388 | 6084.955 | -1.586 | 5981.172
-1.19 | 6080.603 | -1.388 | 5979.305
-0.992 | 6057.372 | -1.19 | 5980.677
-0.793 | 6046.326 | -0.992 | 5991.337
-0.595 | 6041.104 | -0.793 | 6006.198
-0.397 | 6029.866 | -0.595 | 6006.867
-0.198 | 6011.525 | -0.397 | 6008.893
0 | 5994.784 | -0.198 | 5996.37
0.198 | 5969.648 | 0 | 5994.784
0.397 | 5930.253 | 0.198 | 5989.249
0.595 | 5889.884 | 0.397 | 5993.402
0.793 | 5857.472 | 0.595 | 5985.824
0.992 | 5822.304 | 0.793 | 5984.239
1.19 | 5774.372 | 0.992 | 5987.076
1.388 | 5723.616 | 1.19 | 5995.385
1.586 | 5670.079 | 1.388 | 6000.644
1.785 | 5608.023 | 1.586 | 6010.036
1.983 | 5543.275 | 1.785 | 6011.616
2.181 | 5481.115 | 1.983 | 6015.942
2.379 | 5412.514 | 2.181 | 6015.895
2.577 | 5335.813 | 2.379 | 6023.565
2.775 | 5257.303 | 2.577 | 6015.11
2.973 | 5175.555 | 2.775 | 6004.556
3.171 | 5083.064 | 2.973 | 5990.696
3.368 | 4985.001 | 3.171 | 5977.277
3.566 | 4889.657 | 3.368 | 5970.104
3.763 | 4791.332 | 3.566 | 5967.767
3.961 | 4692.663 | 3.763 | 5964.501
4.158 | 4594.924 | 3.961 | 5963.984
4.356 | 4493.837 | 4.158 | 5964.243
4.553 | 4391.798 | 4.356 | 5961.851
4.75 | 4290.571 | 4.553 | 5951.918
4.947 | 4193.435 | 4.75 | 5947.686
5.144 | 4097.262 | 4.947 | 5935.88
5.34 | 3989.835 | 5.144 | 5934.539
5.537 | 3879.886 | 5.34 | 5932.812
5.733 | 3767.694 | 5.537 | 5932.307
5.93 | 3659.739 | 5.733 | 5923.574
6.126 | 3558.237 | 5.93 | 5919.215
6.322 | 3460.161 | 6.126 | 5918.832
6.518 | 3359.826 | 6.322 | 5919.235
6.713 | 3263.03 | 6.518 | 5916.303
6.909 | 3161.632 | 6.713 | 5914.054
7.104 | 3062.01 | 6.909 | 5909.537
7.3 | 2966.214 | 7.104 | 5903.911
7.495 | 2873.157 | 7.3 | 5899.167
7.69 | 2776.424 | 7.495 | 5888.908
7.884 | 2683.577 | 7.69 | 5883.437
8.079 | 2588.172 | 7.884 | 5873.662
8.273 | 2494.958 | 8.079 | 5857.859
8.467 | 2403.157 | 8.273 | 5845.427
8.661 | 2314.756 | 8.467 | 5831.449
8.855 | 2228.018 | 8.661 | 5810.966
9.049 | 2145.177 | 8.855 | 5796.24
9.242 | 2062.427 | 9.049 | 5781.941
9.435 | 1981.147 | 9.242 | 5772.244
9.628 | 1904.826 | 9.435 | 5756.324
9.821 | 1830.379 | 9.628 | 5737.89
10.013 | 1762.831 | 9.821 | 5725.421
10.205 | 1696.293 | 10.013 | 5718.299
10.397 | 1631.116 | 10.205 | 5699.567
10.589 | 1566 | 10.397 | 5683.716
10.781 | 1503.944 | 10.589 | 5665.342
10.972 | 1440.218 | 10.781 | 5652.263
11.163 | 1381.449 | 10.972 | 5644.991
11.354 | 1330.484 | 11.163 | 5633.611
11.544 | 1275.91 | 11.354 | 5623.029
11.735 | 1220.288 | 11.544 | 5607.734
11.925 | 1165.23 | 11.735 | 5588.752
12.115 | 1113.91 | 11.925 | 5568.698
12.304 | 1062.747 | 12.115 | 5559.045
12.493 | 1016.775 | 12.304 | 5546.576
12.682 | 975.431 | 12.493 | 5531.096
12.871 | 934.668 | 12.682 | 5520.57
13.059 | 896.796 | 12.871 | 5499.511
13.247 | 861.6 | 13.059 | 5476.828
13.435 | 828.247 | 13.247 | 5456.467
13.623 | 793.544 | 13.435 | 5452.064
13.81 | 757.33 | 13.623 | 5437.107
13.997 | 724.151 | 13.81 | 5421.787
14.183 | 694.071 | 13.997 | 5403.878
14.37 | 663.519 | 14.183 | 5392.984
14.556 | 633.762 | 14.37 | 5370.474
14.741 | 606.261 | 14.556 | 5354.555
14.927 | 582.833 | 14.741 | 5332.931
15.112 | 560.072 | 14.927 | 5311.898
15.296 | 536.636 | 15.112 | 5287.457
15.481 | 514.663 | 15.296 | 5264.307
15.665 | 493.306 | 15.481 | 5240.249
15.849 | 472.327 | 15.665 | 5216.326
16.032 | 452.423 | 15.849 | 5194.98
16.215 | 434.71 | 16.032 | 5176.621
16.398 | 418.809 | 16.215 | 5155.294
16.58 | 402.903 | 16.398 | 5142.87
16.762 | 387.618 | 16.58 | 5131.424
16.944 | 371.962 | 16.762 | 5120.825
17.125 | 358.007 | 16.944 | 5109.281
17.306 | 346.168 | 17.125 | 5093.227
17.487 | 334.963 | 17.306 | 5077.667
17.667 | 324.443 | 17.487 | 5059.554
17.847 | 313.725 | 17.667 | 5041.75
18.027 | 302.244 | 17.847 | 5023.912
18.206 | 290.854 | 18.027 | 5015.802
18.385 | 280.169 | 18.206 | 4998.324
18.563 | 270.384 | 18.385 | 4978.7
18.741 | 261.381 | 18.563 | 4954.996
18.919 | 255.673 | 18.741 | 4933.517
19.096 | 248.961 | 18.919 | 4906.313
19.273 | 241.443 | 19.096 | 4883.516
19.45 | 233.8 | 19.273 | 4857.531
19.626 | 227.283 | 19.45 | 4838.916
19.802 | 220.824 | 19.626 | 4818.769
19.977 | 215.037 | 19.802 | 4793.959
20.152 | 209.132 | 19.977 | 4771.995
20.327 | 203.761 | 20.152 | 4753.585
20.501 | 199.108 | 20.327 | 4734.248
20.675 | 193.671 | 20.501 | 4719.156
20.848 | 188.808 | 20.675 | 4702.854
21.021 | 184.145 | 20.848 | 4683.318
21.194 | 179.037 | 21.021 | 4668.839
21.366 | 173.146 | 21.194 | 4657.625
21.538 | 167.65 | 21.366 | 4637.851
21.709 | 163.406 | 21.538 | 4618.603
21.88 | 160.243 | 21.709 | 4602.598
22.051 | 158.155 | 21.88 | 4577.731
22.221 | 155.867 | 22.051 | 4554.146
22.391 | 153.445 | 22.221 | 4533.802
22.56 | 150.478 | 22.391 | 4508.776
22.729 | 147.507 | 22.56 | 4487.802
22.898 | 144.275 | 22.729 | 4469.449
23.066 | 141.641 | 22.898 | 4453.864
23.234 | 139.749 | 23.066 | 4437.247
23.401 | 138.401 | 23.234 | 4418.927
23.568 | 136.485 | 23.401 | 4402.305
23.734 | 134.117 | 23.568 | 4386.964
23.9 | 131.978 | 23.734 | 4367.242
24.066 | 130.529 | 23.9 | 4341.538
24.231 | 129.565 | 24.066 | 4316.137
24.396 | 127.386 | 24.231 | 4294.475
24.56 | 124.582 | 24.396 | 4272.398
24.724 | 121.918 | 24.56 | 4250.505
24.887 | 119.72 | 24.724 | 4230.071
25.05 | 118.083 | 24.887 | 4213.558
25.213 | 116.904 | 25.05 | 4198.555
25.375 | 116.372 | 25.213 | 4173.992
25.537 | 115.032 | 25.375 | 4153.287
25.698 | 114.195 | 25.537 | 4132.571
25.859 | 113.665 | 25.698 | 4110.19
26.019 | 112.668 | 25.859 | 4086.435
26.179 | 110.937 | 26.019 | 4067.287
26.339 | 108.577 | 26.179 | 4044.918
26.498 | 106.047 | 26.339 | 4022.219
26.657 | 104.174 | 26.498 | 4004.094
26.815 | 103.286 | 26.657 | 3982.562
26.973 | 102.297 | 26.815 | 3958.052
27.13 | 101.889 | 26.973 | 3936.618
27.287 | 101.67 | 27.13 | 3919.288
27.443 | 101.948 | 27.287 | 3901.425
27.599 | 101.283 | 27.443 | 3878.06
27.755 | 99.564 | 27.599 | 3857.153
27.91 | 97.325 | 27.755 | 3833.771
28.065 | 94.949 | 27.91 | 3808.544
28.219 | 92.827 | 28.065 | 3783.95
28.373 | 91.06 | 28.219 | 3762.096
28.526 | 90.15 | 28.373 | 3735.562
28.679 | 89.351 | 28.526 | 3709.022
28.831 | 89.163 | 28.679 | 3685
28.983 | 88.874 | 28.831 | 3662.45
29.135 | 88.077 | 28.983 | 3638.982
29.286 | 88.63 | 29.135 | 3617.406
29.437 | 88.861 | 29.286 | 3590.842
29.587 | 88.277 | 29.437 | 3564.977
29.737 | 87.256 | 29.587 | 3537.431
29.886 | 87.05 | 29.737 | 3508.017
30.035 | 85.599 | 29.886 | 3479.739
30.183 | 83.989 | 30.035 | 3454.475
30.331 | 82.782 | 30.183 | 3427.461
30.479 | 82.025 | 30.331 | 3402.978
30.626 | 81.513 | 30.479 | 3375.162
30.773 | 80.911 | 30.626 | 3347.403
30.919 | 80.175 | 30.773 | 3318.114
31.065 | 79.347 | 30.919 | 3289.317
31.21 | 78.51 | 31.065 | 3256.315
31.355 | 76.823 | 31.21 | 3221.669
31.499 | 76.203 | 31.355 | 3185.941
31.643 | 76.253 | 31.499 | 3154.707
31.787 | 75.776 | 31.643 | 3124.349
31.93 | 74.921 | 31.787 | 3089.281
32.073 | 74.411 | 31.93 | 3056.184
32.215 | 72.963 | 32.073 | 3028.265
32.357 | 71.032 | 32.215 | 2996.569
32.498 | 70.09 | 32.357 | 2959.794
32.639 | 70.759 | 32.498 | 2922.729
32.779 | 71.23 | 32.639 | 2881.86
32.919 | 71.25 | 32.779 | 2838.084
33.059 | 70.242 | 32.919 | 2796.675
33.198 | 68.559 | 33.059 | 2755.932
33.337 | 67.55 | 33.198 | 2718.046
33.475 | 67.41 | 33.337 | 2675.432
33.613 | 68.059 | 33.475 | 2636.403
33.75 | 67.404 | 33.613 | 2595.569
33.887 | 62.468 | 33.75 | 2558.374
34.023 | 55.077 | 33.887 | 2518.908
34.159 | 46.973 | 34.023 | 2486.623
34.295 | 38.98 | 34.159 | 2448.277
34.43 | 33.998 | 34.295 | 2407.951
34.565 | 33.032 | 34.43 | 2371.46
34.699 | 32.299 | 34.565 | 2331.236
34.833 | 31.703 | 34.699 | 2285.023
34.966 | 32.102 | 34.833 | 2239.952
35.099 | 33.265 | 34.966 | 2193.967
35.232 | 35.918 | 35.099 | 2150.538
35.364 | 37.556 | 35.232 | 2109.385
35.496 | 37.74 | 35.364 | 2069.057
35.627 | 36.801 | 35.496 | 2025.56
35.758 | 37.007 | 35.627 | 1984.927
35.888 | 47.17 | 35.758 | 1944.036
36.018 | 65.633 | 35.888 | 1907.154
36.148 | 77.619 | 36.018 | 1866.827
36.277 | 82.287 | 36.148 | 1824.792
36.406 | 80.711 | 36.277 | 1779.999
36.534 | 67.801 | 36.406 | 1737.022
36.662 | 51.742 | 36.534 | 1694.259
36.789 | 42.061 | 36.662 | 1655.854
36.916 | 35.305 | 36.789 | 1618.944
37.043 | 31.281 | 36.916 | 1581.24
37.169 | 28.012 | 37.043 | 1547.066
37.295 | 25.431 | 37.169 | 1512.413
37.42 | 23.574 | 37.295 | 1478.771
37.545 | 22.533 | 37.42 | 1448.329
37.67 | 21.428 | 37.545 | 1417.121
37.794 | 21.318 | 37.67 | 1382.374
37.917 | 21.891 | 37.794 | 1348.366
38.04 | 22.496 | 37.917 | 1312.755
38.163 | 22.942 | 38.04 | 1278.49
38.286 | 23.474 | 38.163 | 1248.745
38.408 | 23.705 | 38.286 | 1219.257
38.529 | 23.404 | 38.408 | 1192.264
38.651 | 22.621 | 38.529 | 1163.456
38.771 | 22.055 | 38.651 | 1131.483
38.892 | 21.968 | 38.771 | 1101.144
39.012 | 22.509 | 38.892 | 1076.485
39.131 | 21.645 | 39.012 | 1051.552
39.25 | 21.206 | 39.131 | 1025.68
39.369 | 21.954 | 39.25 | 1000.446
39.487 | 23.849 | 39.369 | 973.712
39.605 | 24.206 | 39.487 | 944.432
39.723 | 23.887 | 39.605 | 915.507
39.84 | 23.92 | 39.723 | 896.186
39.957 | 23.834 | 39.84 | 873.293
40.073 | 23.476 | 39.957 | 852.503
40.189 | 22.572 | 40.073 | 831.239
40.189 | 22.572 | 40.073 | 831.239
40.305 | 23.021 | 40.189 | 809.948
40.42 | 23.475 | 40.305 | 789.602
40.535 | 23.932 | 40.42 | 769.789
40.649 | 23.655 | 40.535 | 749.662
40.763 | 23.22 | 40.649 | 726.88
40.877 | 22.128 | 40.763 | 708.545
40.99 | 20.961 | 40.877 | 690.844
41.103 | 19.907 | 40.99 | 673.569
41.215 | 19.095 | 41.103 | 567.488
41.327 | 18.686 | 41.215 | 405.695
41.439 | 18.899 | 41.327 | 290.213

## Lustr V40H40 (hidden)
Selador | Lamp |  | Wattage
Lustr | Lumileds Rebel |  | 104 |  | Note: Owing to the variability of LEDs, output data and color matches should be viewed as approximate
Note: All data taken with room temperature fixture
| Beam Angle | Field Angle
Horizontal | 30 | 48.1
| Accessory Lens | Candela | Field Lumens | Beam Lumens | Lens Efficiency | Efficacy
| H40+V40 | 6050 | 1590 | 1000 | 86.93% | 15.2885
| For Field diameter at any distance, multiply distance by |  |  |  | 0.89255
| For Beam diameter at any distance, multiply distance by |  |  |  | 0.5359
| Throw Distance (ft) | 10 | 15 | 20 | 25
| Throw Distance (m) | 3.048 | 4.572 | 6.096 | 7.62
| Field Diameter (ft) | 8.9255 | 13.3882 | 17.851 | 22.3137
| Field Diameter (m) | 2.7205 | 4.0807 | 5.441 | 6.8012
| Illuminance (fc) | 60.5 | 26.8889 | 15.125 | 9.68
| Illuminance (lux) | 651.216 | 289.4293 | 162.804 | 104.1946
Test Distance | Iso-Illuminance Diagram grid lines
51.2 | 10 | 20 | 30 | 40
| 0.19531 | 0.39062 | 0.58594 | 0.78125
| Beam Angle | Field Angle
Vertical | 29.7 | 46.6
| For Field diameter at any distance, multiply distance by |  |  |  | 0.86134
| For Beam diameter at any distance, multiply distance by |  |  |  | 0.53029
| Throw Distance (ft) | 10 | 15 | 20 | 25
| Throw Distance (m) | 3.048 | 4.572 | 6.096 | 7.62
| Field Diameter (ft) | 8.6134 | 12.92 | 17.2267 | 21.5334
| Field Diameter (m) | 2.6254 | 3.938 | 5.2507 | 6.5634
| Illuminance (fc) | 60.5 | 26.8889 | 15.125 | 9.68
| Illuminance (lux) | 651.216 | 289.4293 | 162.804 | 104.1946
| X |  | Y
-41.439 | 0 | -41.55 | 78.03
-41.327 | 0 | -41.439 | 78.648
-41.215 | 0 | -41.327 | 80.105
-41.103 | 11.587 | -41.215 | 80.451
-40.99 | 31.395 | -41.103 | 80.729
-40.877 | 50.036 | -40.99 | 80.596
-40.763 | 68.332 | -40.877 | 80.649
-40.649 | 78.809 | -40.763 | 82.183
-40.535 | 79.079 | -40.649 | 84.039
-40.42 | 79.527 | -40.535 | 84.619
-40.305 | 80.181 | -40.42 | 84.216
-40.189 | 82.393 | -40.305 | 84.361
-40.073 | 82.392 | -40.189 | 82.092
-39.957 | 82.986 | -40.073 | 82.932
-39.84 | 83.038 | -39.957 | 82.628
-39.723 | 84.032 | -39.84 | 82.533
-39.605 | 84.221 | -39.723 | 83.205
-39.487 | 85.81 | -39.605 | 84.868
-39.369 | 86.479 | -39.487 | 85.897
-39.25 | 86.82 | -39.369 | 88.572
-39.131 | 87.704 | -39.25 | 89.945
-39.012 | 87.832 | -39.131 | 90.957
-38.892 | 87.416 | -39.012 | 91.469
-38.771 | 86.633 | -38.892 | 92.744
-38.651 | 88.057 | -38.771 | 91.849
-38.529 | 90.98 | -38.651 | 92.485
-38.408 | 93.424 | -38.529 | 91.962
-38.286 | 94.12 | -38.408 | 91.972
-38.163 | 95.111 | -38.286 | 92.148
-38.04 | 96.31 | -38.163 | 93.425
-37.917 | 97.222 | -38.04 | 93.478
-37.794 | 98.585 | -37.917 | 95.744
-37.67 | 99.283 | -37.794 | 98.095
-37.545 | 100.538 | -37.67 | 99.012
-37.42 | 100.061 | -37.545 | 98.705
-37.295 | 101.509 | -37.42 | 99.632
-37.169 | 101.879 | -37.295 | 100.202
-37.043 | 102.534 | -37.169 | 99.649
-36.916 | 101.629 | -37.043 | 100.605
-36.789 | 102.274 | -36.916 | 102.523
-36.662 | 102.599 | -36.789 | 103.635
-36.534 | 104.629 | -36.662 | 104.786
-36.406 | 105.502 | -36.534 | 105.975
-36.277 | 106.878 | -36.406 | 106.43
-36.148 | 108.851 | -36.277 | 108.519
-36.018 | 110.117 | -36.148 | 109.591
-35.888 | 110.585 | -36.018 | 110.193
-35.758 | 111.726 | -35.888 | 110.534
-35.627 | 112.853 | -35.758 | 111.7
-35.496 | 114.466 | -35.627 | 112.178
-35.364 | 115.244 | -35.496 | 114.043
-35.232 | 115.494 | -35.364 | 115.194
-35.099 | 115.789 | -35.232 | 117.491
-34.966 | 115.665 | -35.099 | 118.022
-34.833 | 116.025 | -34.966 | 118.765
-34.699 | 118.001 | -34.833 | 119.548
-34.565 | 119.017 | -34.699 | 120.201
-34.43 | 119.854 | -34.565 | 121.134
-34.295 | 120.872 | -34.43 | 122.895
-34.159 | 122.945 | -34.295 | 123.04
-34.023 | 125.728 | -34.159 | 124.889
-33.887 | 129.54 | -34.023 | 126.979
-33.75 | 130.181 | -33.887 | 128.131
-33.613 | 130.163 | -33.75 | 128.078
-33.475 | 131.255 | -33.613 | 129.14
-33.337 | 133.257 | -33.475 | 130.561
-33.198 | 135.237 | -33.337 | 132.266
-33.059 | 137.061 | -33.198 | 135.031
-32.919 | 140.546 | -33.059 | 137.517
-32.779 | 142.753 | -32.919 | 140.909
-32.639 | 145.253 | -32.779 | 142.911
-32.498 | 147.66 | -32.639 | 144.623
-32.357 | 150.244 | -32.498 | 144.928
-32.215 | 152.358 | -32.357 | 145.43
-32.073 | 155.931 | -32.215 | 145.149
-31.93 | 159.842 | -32.073 | 146.635
-31.787 | 163.037 | -31.93 | 148.414
-31.643 | 165.308 | -31.787 | 150.393
-31.499 | 168.359 | -31.643 | 152.788
-31.355 | 171.056 | -31.499 | 154.401
-31.21 | 172.91 | -31.355 | 156.386
-31.065 | 176.179 | -31.21 | 158.544
-30.919 | 178.373 | -31.065 | 161.387
-30.773 | 181.499 | -30.919 | 165.606
-30.626 | 185.27 | -30.773 | 170.866
-30.479 | 189.278 | -30.626 | 173.146
-30.331 | 193.394 | -30.479 | 174.586
-30.183 | 197.181 | -30.331 | 176.429
-30.035 | 201.72 | -30.183 | 179.002
-29.886 | 205.103 | -30.035 | 182.836
-29.737 | 208.701 | -29.886 | 187.602
-29.587 | 214.042 | -29.737 | 192.304
-29.437 | 218.603 | -29.587 | 196.269
-29.286 | 224.601 | -29.437 | 200.502
-29.135 | 229.758 | -29.286 | 203.4
-28.983 | 235.892 | -29.135 | 206.756
-28.831 | 242.012 | -28.983 | 210.804
-28.679 | 249.052 | -28.831 | 215.175
-28.526 | 255.653 | -28.679 | 219.029
-28.373 | 262.807 | -28.526 | 223.661
-28.219 | 268.838 | -28.373 | 229.238
-28.065 | 274.855 | -28.219 | 233.608
-27.91 | 281.481 | -28.065 | 238.662
-27.755 | 289.504 | -27.91 | 244.743
-27.599 | 297.632 | -27.755 | 250.753
-27.443 | 306.67 | -27.599 | 257.656
-27.287 | 317.144 | -27.443 | 265.345
-27.13 | 328.348 | -27.287 | 272.587
-26.973 | 337.94 | -27.13 | 279.233
-26.815 | 346.921 | -26.973 | 286.905
-26.657 | 357.277 | -26.815 | 294.116
-26.498 | 366.629 | -26.657 | 301.831
-26.339 | 377.789 | -26.498 | 309.876
-26.179 | 390.195 | -26.339 | 319.273
-26.019 | 405.87 | -26.179 | 328.946
-25.859 | 419.131 | -26.019 | 338.317
-25.698 | 434.249 | -25.859 | 348.056
-25.537 | 450.673 | -25.698 | 359.001
-25.375 | 467.366 | -25.537 | 370.443
-25.213 | 484.071 | -25.375 | 382.923
-25.05 | 501.982 | -25.213 | 395.504
-24.887 | 519.086 | -25.05 | 408.022
-24.724 | 535.806 | -24.887 | 420.298
-24.56 | 554.147 | -24.724 | 434.862
-24.396 | 573.591 | -24.56 | 450.795
-24.231 | 593.808 | -24.396 | 466.909
-24.066 | 614.629 | -24.231 | 481.959
-23.9 | 636.542 | -24.066 | 496.949
-23.734 | 660.287 | -23.9 | 513.618
-23.568 | 683.418 | -23.734 | 531.967
-23.401 | 707.629 | -23.568 | 550.335
-23.234 | 735.264 | -23.401 | 569.298
-23.066 | 762.179 | -23.234 | 589.004
-22.898 | 788.778 | -23.066 | 608.394
-22.729 | 816.915 | -22.898 | 629.912
-22.56 | 846.796 | -22.729 | 654.204
-22.391 | 877.96 | -22.56 | 679.992
-22.221 | 911.377 | -22.391 | 706.855
-22.051 | 945.909 | -22.221 | 733.274
-21.88 | 981.362 | -22.051 | 760.571
-21.709 | 1018.396 | -21.88 | 790.789
-21.538 | 1057.012 | -21.709 | 820.965
-21.366 | 1095.783 | -21.538 | 851.002
-21.194 | 1134.491 | -21.366 | 885.076
-21.021 | 1172.347 | -21.194 | 920.064
-20.848 | 1211.846 | -21.021 | 953.943
-20.675 | 1252.384 | -20.848 | 987.663
-20.501 | 1293.689 | -20.675 | 1023.18
-20.327 | 1336.489 | -20.501 | 1059.677
-20.152 | 1381.696 | -20.327 | 1097.828
-19.977 | 1427.8 | -20.152 | 1138.366
-19.802 | 1475.665 | -19.977 | 1182.402
-19.626 | 1524.938 | -19.802 | 1226.177
-19.45 | 1575.464 | -19.626 | 1272.269
-19.273 | 1626.274 | -19.45 | 1318.669
-19.096 | 1677.37 | -19.273 | 1366.559
-18.919 | 1728.751 | -19.096 | 1413.57
-18.741 | 1783.691 | -18.919 | 1466.063
-18.563 | 1839.229 | -18.741 | 1517.755
-18.385 | 1895.061 | -18.563 | 1572.03
-18.206 | 1952.051 | -18.385 | 1631.776
-18.027 | 2012.568 | -18.206 | 1691.446
-17.847 | 2076.067 | -18.027 | 1749.151
-17.667 | 2139.607 | -17.847 | 1809.136
-17.487 | 2204.429 | -17.667 | 1870.296
-17.306 | 2268.443 | -17.487 | 1932.903
-17.125 | 2332.861 | -17.306 | 2000.716
-16.944 | 2396.425 | -17.125 | 2069.228
-16.762 | 2468.175 | -16.944 | 2138.177
-16.58 | 2537.045 | -16.762 | 2209.891
-16.398 | 2607.249 | -16.58 | 2281.74
-16.215 | 2673.058 | -16.398 | 2347.962
-16.032 | 2738.965 | -16.215 | 2421.416
-15.849 | 2805.199 | -16.032 | 2490.167
-15.665 | 2876.127 | -15.849 | 2566.726
-15.481 | 2944.138 | -15.665 | 2642.831
-15.296 | 3013.182 | -15.481 | 2720.339
-15.112 | 3082.943 | -15.296 | 2792.222
-14.927 | 3155.758 | -15.112 | 2870.835
-14.741 | 3227.957 | -14.927 | 2948.802
-14.556 | 3296.942 | -14.741 | 3027.296
-14.37 | 3362.434 | -14.556 | 3104.45
-14.183 | 3425.716 | -14.37 | 3180.726
-13.997 | 3492.592 | -14.183 | 3256.695
-13.81 | 3559.886 | -13.997 | 3332.735
-13.623 | 3625.802 | -13.81 | 3411.83
-13.435 | 3696.706 | -13.623 | 3491.008
-13.247 | 3764.995 | -13.435 | 3575.604
-13.059 | 3832.307 | -13.247 | 3652.901
-12.871 | 3892.188 | -13.059 | 3733.334
-12.682 | 3953.94 | -12.871 | 3813.203
-12.493 | 4019.59 | -12.682 | 3888.717
-12.304 | 4088.761 | -12.493 | 3965.801
-12.115 | 4153.07 | -12.304 | 4041.412
-11.925 | 4217.532 | -12.115 | 4115.439
-11.735 | 4280.835 | -11.925 | 4185.861
-11.544 | 4339.095 | -11.735 | 4260.381
-11.354 | 4399.59 | -11.544 | 4332.324
-11.163 | 4465.129 | -11.354 | 4410.88
-10.972 | 4526.361 | -11.163 | 4483.909
-10.781 | 4587.158 | -10.972 | 4557.188
-10.589 | 4646.398 | -10.781 | 4617.472
-10.397 | 4701.624 | -10.589 | 4677.235
-10.205 | 4761.069 | -10.397 | 4742.132
-10.013 | 4815.12 | -10.205 | 4802.728
-9.821 | 4864.951 | -10.013 | 4865.525
-9.628 | 4917.276 | -9.821 | 4918.287
-9.435 | 4974.566 | -9.628 | 4972.721
-9.242 | 5023.683 | -9.435 | 5023.074
-9.049 | 5073.238 | -9.242 | 5071.118
-8.855 | 5127.984 | -9.049 | 5118.434
-8.661 | 5180.991 | -8.855 | 5163.4
-8.467 | 5230.33 | -8.661 | 5211.304
-8.273 | 5276.856 | -8.467 | 5254.086
-8.079 | 5317.943 | -8.273 | 5297.748
-7.884 | 5356.385 | -8.079 | 5345.338
-7.69 | 5410.998 | -7.884 | 5384.004
-7.495 | 5453.159 | -7.69 | 5421.834
-7.3 | 5490.496 | -7.495 | 5455.696
-7.104 | 5518.331 | -7.3 | 5486.504
-6.909 | 5557.865 | -7.104 | 5515.884
-6.713 | 5585.208 | -6.909 | 5550.312
-6.518 | 5614.642 | -6.713 | 5582.945
-6.322 | 5648.873 | -6.518 | 5600.437
-6.126 | 5678.855 | -6.322 | 5614.693
-5.93 | 5702.34 | -6.126 | 5631.989
-5.733 | 5725.093 | -5.93 | 5643.728
-5.537 | 5745.663 | -5.733 | 5654.023
-5.34 | 5776.622 | -5.537 | 5672.376
-5.144 | 5812.9 | -5.34 | 5703.557
-4.947 | 5840.873 | -5.144 | 5740.434
-4.75 | 5863.254 | -4.947 | 5770.252
-4.553 | 5886.07 | -4.75 | 5794.65
-4.356 | 5901.897 | -4.553 | 5809.698
-4.158 | 5920.923 | -4.356 | 5820.938
-3.961 | 5948.463 | -4.158 | 5835.179
-3.763 | 5967.692 | -3.961 | 5857.246
-3.566 | 5986.591 | -3.763 | 5873.686
-3.368 | 6003.325 | -3.566 | 5891.931
-3.171 | 6010.83 | -3.368 | 5905.295
-2.973 | 6011.254 | -3.171 | 5918.377
-2.775 | 6016.973 | -2.973 | 5924.302
-2.577 | 6023.506 | -2.775 | 5936.551
-2.379 | 6036.146 | -2.577 | 5930.133
-2.181 | 6042.46 | -2.379 | 5928.995
-1.983 | 6043.56 | -2.181 | 5931.273
-1.785 | 6041.66 | -1.983 | 5947.032
-1.586 | 6047.885 | -1.785 | 5949.901
-1.388 | 6042.517 | -1.586 | 5953.989
-1.19 | 6027.434 | -1.388 | 5959.632
-0.992 | 6006.068 | -1.19 | 5968
-0.793 | 5996.71 | -0.992 | 5976.431
-0.595 | 5999.382 | -0.793 | 5995.797
-0.397 | 6002.162 | -0.595 | 6005.563
-0.198 | 6005.6 | -0.397 | 6011.231
0 | 6009.791 | -0.198 | 6003.665
0.198 | 6004.874 | 0 | 6009.791
0.397 | 5991.212 | 0.198 | 6002.926
0.595 | 5983.244 | 0.397 | 6002.202
0.793 | 5981.578 | 0.595 | 5994.397
0.992 | 5978.702 | 0.793 | 5996.536
1.19 | 5966.494 | 0.992 | 6005.194
1.388 | 5958.785 | 1.19 | 6017.177
1.586 | 5955.549 | 1.388 | 6023.921
1.785 | 5953.358 | 1.586 | 6034.179
1.983 | 5947.84 | 1.785 | 6032.686
2.181 | 5951.766 | 1.983 | 6029.59
2.379 | 5954.614 | 2.181 | 6019.167
2.577 | 5952.125 | 2.379 | 6019.524
2.775 | 5938.493 | 2.577 | 6011.095
2.973 | 5921.24 | 2.775 | 5996.817
3.171 | 5901.628 | 2.973 | 5980.674
3.368 | 5881.688 | 3.171 | 5979.234
3.566 | 5863.094 | 3.368 | 5972.346
3.763 | 5844.925 | 3.566 | 5961.754
3.961 | 5819.263 | 3.763 | 5949.018
4.158 | 5796.829 | 3.961 | 5944.552
4.356 | 5773.98 | 4.158 | 5928.29
4.553 | 5749.913 | 4.356 | 5920.639
4.75 | 5730.05 | 4.553 | 5902.603
4.947 | 5720.704 | 4.75 | 5884.525
5.144 | 5705.431 | 4.947 | 5859.635
5.34 | 5680.962 | 5.144 | 5844.639
5.537 | 5650.535 | 5.34 | 5830.782
5.733 | 5616.789 | 5.537 | 5821.252
5.93 | 5580.57 | 5.733 | 5800.064
6.126 | 5551.965 | 5.93 | 5780.202
6.322 | 5524.92 | 6.126 | 5764.223
6.518 | 5495.216 | 6.322 | 5743.026
6.713 | 5458.892 | 6.518 | 5718.712
6.909 | 5423.403 | 6.713 | 5696.396
7.104 | 5389.378 | 6.909 | 5675.244
7.3 | 5359.174 | 7.104 | 5648.494
7.495 | 5329.713 | 7.3 | 5623.746
7.69 | 5301.519 | 7.495 | 5588.185
7.884 | 5267.377 | 7.69 | 5548.651
8.079 | 5222.385 | 7.884 | 5505.495
8.273 | 5171.524 | 8.079 | 5467.724
8.467 | 5119.675 | 8.273 | 5418.607
8.661 | 5065.411 | 8.467 | 5373.668
8.855 | 5011.179 | 8.661 | 5324.882
9.049 | 4963.137 | 8.855 | 5280.261
9.242 | 4914.506 | 9.049 | 5228.576
9.435 | 4860.309 | 9.242 | 5184.165
9.628 | 4800.722 | 9.435 | 5128.01
9.821 | 4742.367 | 9.628 | 5075.858
10.013 | 4690.97 | 9.821 | 5019.384
10.205 | 4637.879 | 10.013 | 4964.888
10.397 | 4589.957 | 10.205 | 4904.214
10.589 | 4536.418 | 10.397 | 4846.683
10.781 | 4480.13 | 10.589 | 4785.149
10.972 | 4419.411 | 10.781 | 4720.631
11.163 | 4361.228 | 10.972 | 4658.969
11.354 | 4305.76 | 11.163 | 4595.948
11.544 | 4248.046 | 11.354 | 4529.344
11.735 | 4186.35 | 11.544 | 4458.97
11.925 | 4122.749 | 11.735 | 4383.035
12.115 | 4060.084 | 11.925 | 4306.032
12.304 | 3987.221 | 12.115 | 4229.539
12.493 | 3916.255 | 12.304 | 4159.172
12.682 | 3847.786 | 12.493 | 4085.853
12.871 | 3780.475 | 12.682 | 4018.251
13.059 | 3718.189 | 12.871 | 3941.635
13.247 | 3664.162 | 13.059 | 3858.933
13.435 | 3602.091 | 13.247 | 3778.339
13.623 | 3537.549 | 13.435 | 3700.02
13.81 | 3469.207 | 13.623 | 3621.762
13.997 | 3400.457 | 13.81 | 3549.617
14.183 | 3322.446 | 13.997 | 3471.474
14.37 | 3250.926 | 14.183 | 3395.111
14.556 | 3183.258 | 14.37 | 3313.057
14.741 | 3113.582 | 14.556 | 3239.218
14.927 | 3046.212 | 14.741 | 3155.292
15.112 | 2979.964 | 14.927 | 3077.262
15.296 | 2912.418 | 15.112 | 2997.926
15.481 | 2845.237 | 15.296 | 2919.618
15.665 | 2777.487 | 15.481 | 2837.852
15.849 | 2711.21 | 15.665 | 2757.229
16.032 | 2646.292 | 15.849 | 2678.492
16.215 | 2578.246 | 16.032 | 2600.318
16.398 | 2509.173 | 16.215 | 2527.108
16.58 | 2437.624 | 16.398 | 2459.428
16.762 | 2369.373 | 16.58 | 2396.269
16.944 | 2309.585 | 16.762 | 2329.889
17.125 | 2253.034 | 16.944 | 2265.49
17.306 | 2193.939 | 17.125 | 2195.972
17.487 | 2134.875 | 17.306 | 2128.914
17.667 | 2076.367 | 17.487 | 2059.391
17.847 | 2018.618 | 17.667 | 1997.908
18.027 | 1961.6 | 17.847 | 1935.467
18.206 | 1902.792 | 18.027 | 1880.039
18.385 | 1845.35 | 18.206 | 1819.006
18.563 | 1791.113 | 18.385 | 1759.669
18.741 | 1741.262 | 18.563 | 1700.196
18.919 | 1690.9 | 18.741 | 1642.924
19.096 | 1638.092 | 18.919 | 1584.758
19.273 | 1584.426 | 19.096 | 1530.958
19.45 | 1531.123 | 19.273 | 1477.76
19.626 | 1480.115 | 19.45 | 1429.046
19.802 | 1435.791 | 19.626 | 1381.047
19.977 | 1394.202 | 19.802 | 1335.751
20.152 | 1354.075 | 19.977 | 1291.952
20.327 | 1313.19 | 20.152 | 1248.932
20.501 | 1268.512 | 20.327 | 1205.378
20.675 | 1225.021 | 20.501 | 1162.574
20.848 | 1183.83 | 20.675 | 1122.92
21.021 | 1144.183 | 20.848 | 1085.705
21.194 | 1105.516 | 21.021 | 1048.559
21.366 | 1068.602 | 21.194 | 1011.116
21.538 | 1030.821 | 21.366 | 972.955
21.709 | 995.444 | 21.538 | 934.968
21.88 | 963.708 | 21.709 | 899.636
22.051 | 932.596 | 21.88 | 867.926
22.221 | 901.487 | 22.051 | 837.328
22.391 | 871.348 | 22.221 | 808.837
22.56 | 841.388 | 22.391 | 779.941
22.729 | 812.053 | 22.56 | 752.323
22.898 | 784.155 | 22.729 | 725.569
23.066 | 756.4 | 22.898 | 700.77
23.234 | 731.819 | 23.066 | 676.377
23.401 | 708.62 | 23.234 | 652.135
23.568 | 687.361 | 23.401 | 629.104
23.734 | 665.331 | 23.568 | 608.904
23.9 | 641.447 | 23.734 | 586.976
24.066 | 618.389 | 23.9 | 566.079
24.231 | 597.847 | 24.066 | 546.841
24.396 | 579.051 | 24.231 | 527.457
24.56 | 562.61 | 24.396 | 509.116
24.724 | 547.172 | 24.56 | 493.507
24.887 | 530.191 | 24.724 | 478.459
25.05 | 512.986 | 24.887 | 462.952
25.213 | 496.825 | 25.05 | 447.756
25.375 | 482.575 | 25.213 | 433.747
25.537 | 468.558 | 25.375 | 420.063
25.698 | 454.448 | 25.537 | 406.617
25.859 | 441.569 | 25.698 | 394.862
26.019 | 428.862 | 25.859 | 383.049
26.179 | 413.468 | 26.019 | 371.27
26.339 | 398.937 | 26.179 | 359.487
26.498 | 386.74 | 26.339 | 348.54
26.657 | 377.133 | 26.498 | 338.084
26.815 | 365.764 | 26.657 | 327.164
26.973 | 355.059 | 26.815 | 315.926
27.13 | 345.33 | 26.973 | 305.808
27.287 | 335.384 | 27.13 | 297.034
27.443 | 325.718 | 27.287 | 289.525
27.599 | 317.012 | 27.443 | 282.279
27.755 | 307.649 | 27.599 | 274.546
27.91 | 298.186 | 27.755 | 267.754
28.065 | 290.477 | 27.91 | 260.766
28.219 | 283.251 | 28.065 | 253.327
28.373 | 275.508 | 28.219 | 246.254
28.526 | 268.172 | 28.373 | 239.593
28.679 | 261.427 | 28.526 | 234.279
28.831 | 256.3 | 28.679 | 229.176
28.983 | 252.23 | 28.831 | 223.688
29.135 | 247.902 | 28.983 | 217.608
29.286 | 243.169 | 29.135 | 212.522
29.437 | 238.271 | 29.286 | 206.498
29.587 | 233.287 | 29.437 | 200.99
29.737 | 228.545 | 29.587 | 196.044
29.886 | 224.253 | 29.737 | 192.243
30.035 | 219.9 | 29.886 | 188.406
30.183 | 216.671 | 30.035 | 185.797
30.331 | 212.889 | 30.183 | 183.703
30.479 | 208.378 | 30.331 | 179.751
30.626 | 204.541 | 30.479 | 176.307
30.773 | 200.096 | 30.626 | 172.556
30.919 | 195.332 | 30.773 | 168.621
31.065 | 193.151 | 30.919 | 163.415
31.21 | 191.7 | 31.065 | 160.275
31.355 | 189.199 | 31.21 | 156.611
31.499 | 186.239 | 31.355 | 154.487
31.643 | 183.816 | 31.499 | 151.757
31.787 | 180.122 | 31.643 | 149.086
31.93 | 176.171 | 31.787 | 145.777
32.073 | 173.352 | 31.93 | 142.787
32.215 | 171.326 | 32.073 | 140.121
32.357 | 170.17 | 32.215 | 136.652
32.498 | 169.091 | 32.357 | 135.556
32.639 | 167.212 | 32.498 | 135.053
32.779 | 164.952 | 32.639 | 132.518
32.919 | 161.759 | 32.779 | 129.981
33.059 | 159.06 | 32.919 | 128.395
33.198 | 156.332 | 33.059 | 125.764
33.337 | 152.794 | 33.198 | 123.154
33.475 | 149.219 | 33.337 | 120.954
33.613 | 146.259 | 33.475 | 118.199
33.75 | 139.623 | 33.613 | 114.44
33.887 | 125.688 | 33.75 | 113.096
34.023 | 108.691 | 33.887 | 111.903
34.159 | 92.191 | 34.023 | 111.924
34.295 | 78.032 | 34.159 | 111.16
34.43 | 68.809 | 34.295 | 111.293
34.565 | 66.618 | 34.43 | 109.128
34.699 | 65.975 | 34.565 | 107.493
34.833 | 66.127 | 34.699 | 105.72
34.966 | 65.986 | 34.833 | 104.608
35.099 | 67.118 | 34.966 | 102.092
35.232 | 69.962 | 35.099 | 99.672
35.364 | 71.073 | 35.232 | 99.199
35.496 | 70.079 | 35.364 | 98.175
35.627 | 68.773 | 35.496 | 96.716
35.758 | 69.715 | 35.627 | 95.967
35.888 | 80.57 | 35.758 | 95.585
36.018 | 98.107 | 35.888 | 93.531
36.148 | 110.407 | 36.018 | 90.414
36.277 | 113.34 | 36.148 | 89.305
36.406 | 108.981 | 36.277 | 87.159
36.534 | 95.746 | 36.406 | 85.453
36.662 | 77.379 | 36.534 | 84.506
36.789 | 63.85 | 36.662 | 84.354
36.916 | 55.283 | 36.789 | 83.729
37.043 | 49.801 | 36.916 | 83.227
37.169 | 44.846 | 37.043 | 83.591
37.295 | 40.801 | 37.169 | 82.284
37.42 | 37.627 | 37.295 | 81.469
37.545 | 35.229 | 37.42 | 80.725
37.67 | 34.431 | 37.545 | 80.78
37.794 | 35.04 | 37.67 | 81.214
37.917 | 35.764 | 37.794 | 79.827
38.04 | 35.559 | 37.917 | 78.615
38.163 | 35.38 | 38.04 | 76.234
38.286 | 35.115 | 38.163 | 74.27
38.408 | 33.729 | 38.286 | 72.201
38.529 | 31.486 | 38.408 | 71.478
38.651 | 29.418 | 38.529 | 71.083
38.771 | 28.774 | 38.651 | 70.372
38.892 | 29.604 | 38.771 | 69.709
39.012 | 31.33 | 38.892 | 70.89
39.131 | 31.691 | 39.012 | 70.506
39.25 | 31.274 | 39.131 | 70.578
39.369 | 31.404 | 39.25 | 69.896
39.487 | 32.149 | 39.369 | 69.41
39.605 | 32.49 | 39.487 | 69.472
39.723 | 33.276 | 39.605 | 69.533
39.84 | 34.99 | 39.723 | 69.771
39.957 | 37.227 | 39.84 | 69.624
40.073 | 39.877 | 39.957 | 69.265
40.189 | 40.503 | 40.073 | 69.23
40.189 | 40.503 | 40.073 | 69.23
40.305 | 40.651 | 40.189 | 69.254
40.42 | 40.159 | 40.305 | 69.821
40.535 | 38.805 | 40.42 | 69.084
40.649 | 35.744 | 40.535 | 68.337
40.763 | 33.269 | 40.649 | 65.49
40.877 | 30.519 | 40.763 | 64.25
40.99 | 28.302 | 40.877 | 63.027
41.103 | 27.035 | 40.99 | 61.478
41.215 | 26.922 | 41.103 | 51.935
41.327 | 26.776 | 41.215 | 37.243
41.439 | 26.898 | 41.327 | 27.648
455.669
323.389
196.583
73.469
0
0
0

## Lustr V60H60 (hidden)
Selador | Lamp |  | Wattage
Lustr | Lumileds Rebel |  | 104 |  | Note: Owing to the variability of LEDs, output data and color matches should be viewed as approximate
Note: All data taken with room temperature fixture
| Beam Angle | Field Angle
Horizontal | 52.8 | 70
| Accessory Lens | Candela | Field Lumens | Beam Lumens | Lens Efficiency | Efficacy
| H60+V60 | 2400 | 1690 | 990 | 92.4% | 16.25
| For Field diameter at any distance, multiply distance by |  |  |  | 1.4004
| For Beam diameter at any distance, multiply distance by |  |  |  | 0.99281
| Throw Distance (ft) | 10 | 15 | 20 | 25
| Throw Distance (m) | 3.048 | 4.572 | 6.096 | 7.62
| Field Diameter (ft) | 14.0042 | 21.0062 | 28.0083 | 35.0104
| Field Diameter (m) | 4.2685 | 6.4027 | 8.5369 | 10.6712
| Illuminance (fc) | 24 | 10.6667 | 6 | 3.84
| Illuminance (lux) | 258.3336 | 114.8149 | 64.5834 | 41.3334
Test Distance | Iso-Illuminance Diagram grid lines
51.2 | 10 | 20 | 30 | 40
| 0.19531 | 0.39062 | 0.58594 | 0.78125
| Beam Angle | Field Angle
Vertical | 51.7 | 72.4
| For Field diameter at any distance, multiply distance by |  |  |  | 1.4638
| For Beam diameter at any distance, multiply distance by |  |  |  | 0.96899
| Throw Distance (ft) | 10 | 15 | 20 | 25
| Throw Distance (m) | 3.048 | 4.572 | 6.096 | 7.62
| Field Diameter (ft) | 14.6378 | 21.9567 | 29.2756 | 36.5945
| Field Diameter (m) | 4.4616 | 6.6924 | 8.9232 | 11.154
| Illuminance (fc) | 24 | 10.6667 | 6 | 3.84
| Illuminance (lux) | 258.3336 | 114.8149 | 64.5834 | 41.3334
| X |  | Y
-41.439 | 0 | -41.55 | 117.9
-41.327 | 0 | -41.439 | 118.902
-41.215 | 0 | -41.327 | 119.697 |  |  |  | notches in outermost line are due to camera in field of view. They should be removed manually.
-41.103 | 18.275 | -41.215 | 119.461
-40.99 | 47.858 | -41.103 | 120.261
-40.877 | 78.939 | -40.99 | 119.988
-40.763 | 109.763 | -40.877 | 120.678
-40.649 | 129.503 | -40.763 | 123.43
-40.535 | 131.258 | -40.649 | 125.751
-40.42 | 132.779 | -40.535 | 128.779
-40.305 | 134.705 | -40.42 | 130.343
-40.189 | 138.568 | -40.305 | 132.191
-40.073 | 141.668 | -40.189 | 132.209
-39.957 | 144.197 | -40.073 | 133.363
-39.84 | 147.527 | -39.957 | 133.667
-39.723 | 150.171 | -39.84 | 134.38
-39.605 | 152.815 | -39.723 | 135.999
-39.487 | 154.755 | -39.605 | 139.478
-39.369 | 156.586 | -39.487 | 141.837
-39.25 | 158.192 | -39.369 | 145.013
-39.131 | 161.189 | -39.25 | 148.761
-39.012 | 164.066 | -39.131 | 151.863
-38.892 | 167.566 | -39.012 | 154.272
-38.771 | 170.12 | -38.892 | 155.713
-38.651 | 172.729 | -38.771 | 158.242
-38.529 | 177.329 | -38.651 | 161.673
-38.408 | 181.544 | -38.529 | 163.382
-38.286 | 186.462 | -38.408 | 164.428
-38.163 | 191.964 | -38.286 | 168.961
-38.04 | 197.956 | -38.163 | 172.836
-37.917 | 203.036 | -38.04 | 174.745
-37.794 | 207.244 | -37.917 | 177.889
-37.67 | 209.97 | -37.794 | 181.053
-37.545 | 212.018 | -37.67 | 183.666
-37.42 | 213.881 | -37.545 | 184.714
-37.295 | 218.389 | -37.42 | 189.181
-37.169 | 223.698 | -37.295 | 193.012
-37.043 | 229.769 | -37.169 | 196.855
-36.916 | 235.329 | -37.043 | 200.972
-36.789 | 240.986 | -36.916 | 208.384
-36.662 | 247.233 | -36.789 | 214.096
-36.534 | 253.932 | -36.662 | 218.551
-36.406 | 258.447 | -36.534 | 222.699
-36.277 | 263.425 | -36.406 | 229.327
-36.148 | 268.886 | -36.277 | 233.321
-36.018 | 275.203 | -36.148 | 237.859
-35.888 | 283.044 | -36.018 | 243.567
-35.758 | 290.275 | -35.888 | 249.492
-35.627 | 298.407 | -35.758 | 254.324
-35.496 | 305.01 | -35.627 | 260.606
-35.364 | 310.726 | -35.496 | 266.647
-35.232 | 316.998 | -35.364 | 273.344
-35.099 | 326.393 | -35.232 | 280.144
-34.966 | 334.348 | -35.099 | 286.971
-34.833 | 343.631 | -34.966 | 293.19
-34.699 | 353.688 | -34.833 | 300.267
-34.565 | 362.969 | -34.699 | 309.253
-34.43 | 371.03 | -34.565 | 317.667
-34.295 | 380.604 | -34.43 | 326.665
-34.159 | 390.199 | -34.295 | 334.047
-34.023 | 401.773 | -34.159 | 342.847
-33.887 | 412.409 | -34.023 | 350.849
-33.75 | 422.703 | -33.887 | 359.264
-33.613 | 434.824 | -33.75 | 366.54
-33.475 | 447.773 | -33.613 | 376.674
-33.337 | 458.266 | -33.475 | 388.025
-33.198 | 467.644 | -33.337 | 399.586
-33.059 | 479.507 | -33.198 | 411.169
-32.919 | 492.41 | -33.059 | 421.497
-32.779 | 504.778 | -32.919 | 432.38
-32.639 | 518.824 | -32.779 | 442.614
-32.498 | 531.882 | -32.639 | 455.355
-32.357 | 545.992 | -32.498 | 465.911
-32.215 | 559.897 | -32.357 | 478.57
-32.073 | 576.229 | -32.215 | 489.131
-31.93 | 590.688 | -32.073 | 501.553
-31.787 | 604.897 | -31.93 | 513.657
-31.643 | 618.86 | -31.787 | 526.737
-31.499 | 631.475 | -31.643 | 540.648
-31.355 | 646.879 | -31.499 | 554.231
-31.21 | 661.878 | -31.355 | 566.863
-31.065 | 677.931 | -31.21 | 578.322
-30.919 | 692.789 | -31.065 | 589.307
-30.773 | 708.797 | -30.919 | 602.081
-30.626 | 724.191 | -30.773 | 617.995
-30.479 | 741.58 | -30.626 | 636.205
-30.331 | 759.078 | -30.479 | 654.707
-30.183 | 776.87 | -30.331 | 671.866
-30.035 | 795.925 | -30.183 | 686.973
-29.886 | 810.475 | -30.035 | 702.209
-29.737 | 827.723 | -29.886 | 718.808
-29.587 | 844.035 | -29.737 | 735.275
-29.437 | 863.41 | -29.587 | 752.612
-29.286 | 879.188 | -29.437 | 771.743
-29.135 | 898.006 | -29.286 | 788.655
-28.983 | 914.969 | -29.135 | 803.801
-28.831 | 933.477 | -28.983 | 818.328
-28.679 | 947.999 | -28.831 | 833.383
-28.526 | 965.323 | -28.679 | 848.502
-28.373 | 984.721 | -28.526 | 865.903
-28.219 | 1003.752 | -28.373 | 886.048
-28.065 | 1019.741 | -28.219 | 907.371
-27.91 | 1036.543 | -28.065 | 928.292
-27.755 | 1056.088 | -27.91 | 945.682
-27.599 | 1076.216 | -27.755 | 963.851
-27.443 | 1094.749 | -27.599 | 981.864
-27.287 | 1112.339 | -27.443 | 999.183
-27.13 | 1128.959 | -27.287 | 1017.004
-26.973 | 1146.69 | -27.13 | 1036.275
-26.815 | 1162.251 | -26.973 | 1056.294
-26.657 | 1182.631 | -26.815 | 1077.807
-26.498 | 1201.361 | -26.657 | 1099.537
-26.339 | 1221.411 | -26.498 | 1120.036
-26.179 | 1239.457 | -26.339 | 1138.331
-26.019 | 1260.799 | -26.179 | 1155.752
-25.859 | 1279.94 | -26.019 | 1171.587
-25.698 | 1301.517 | -25.859 | 1187.589
-25.537 | 1318.88 | -25.698 | 1202.398
-25.375 | 1337.017 | -25.537 | 1218.351
-25.213 | 1353.796 | -25.375 | 1237.529
-25.05 | 1371.077 | -25.213 | 1256.684
-24.887 | 1386.156 | -25.05 | 1275.292
-24.724 | 1400.529 | -24.887 | 1294.458
-24.56 | 1418.115 | -24.724 | 1312.904
-24.396 | 1439.945 | -24.56 | 1328.995
-24.231 | 1462.284 | -24.396 | 1344.61
-24.066 | 1480.08 | -24.231 | 1357.717
-23.9 | 1498.433 | -24.066 | 1372.265
-23.734 | 1515.059 | -23.9 | 1386.163
-23.568 | 1531.724 | -23.734 | 1400.925
-23.401 | 1549.732 | -23.568 | 1416.315
-23.234 | 1568.289 | -23.401 | 1433.317
-23.066 | 1584.872 | -23.234 | 1448.504
-22.898 | 1600.672 | -23.066 | 1465.104
-22.729 | 1614.945 | -22.898 | 1481.213
-22.56 | 1626.823 | -22.729 | 1495.347
-22.391 | 1638.915 | -22.56 | 1511.316
-22.221 | 1653.135 | -22.391 | 1528.199
-22.051 | 1666.659 | -22.221 | 1543.788
-21.88 | 1680.168 | -22.051 | 1557.42
-21.709 | 1694.483 | -21.88 | 1571.12
-21.538 | 1708.514 | -21.709 | 1583.815
-21.366 | 1722.246 | -21.538 | 1597.871
-21.194 | 1733.38 | -21.366 | 1610.497
-21.021 | 1743.216 | -21.194 | 1623.498
-20.848 | 1753.234 | -21.021 | 1635.171
-20.675 | 1765.828 | -20.848 | 1646.089
-20.501 | 1778.013 | -20.675 | 1659.396
-20.327 | 1789.453 | -20.501 | 1670.554
-20.152 | 1799.052 | -20.327 | 1683.238
-19.977 | 1811.134 | -20.152 | 1695.289
-19.802 | 1824.515 | -19.977 | 1707.589
-19.626 | 1835.131 | -19.802 | 1715.7
-19.45 | 1843.909 | -19.626 | 1725.838
-19.273 | 1854.204 | -19.45 | 1734.14
-19.096 | 1866.451 | -19.273 | 1742.907
-18.919 | 1876.314 | -19.096 | 1752.805
-18.741 | 1886.681 | -18.919 | 1765.173
-18.563 | 1896.381 | -18.741 | 1775.354
-18.385 | 1907.654 | -18.563 | 1784.758
-18.206 | 1919.703 | -18.385 | 1795.592
-18.027 | 1935.007 | -18.206 | 1806.546
-17.847 | 1942.274 | -18.027 | 1817.79
-17.667 | 1952.296 | -17.847 | 1829.433
-17.487 | 1962.168 | -17.667 | 1840.059
-17.306 | 1968.419 | -17.487 | 1846.364
-17.125 | 1977.979 | -17.306 | 1856.308
-16.944 | 1988.042 | -17.125 | 1866.904
-16.762 | 1999.063 | -16.944 | 1879.684
-16.58 | 2009.007 | -16.762 | 1890.696
-16.398 | 2017.656 | -16.58 | 1901.941
-16.215 | 2024.111 | -16.398 | 1908.335
-16.032 | 2031.676 | -16.215 | 1918.632
-15.849 | 2041.157 | -16.032 | 1925.822
-15.665 | 2050.268 | -15.849 | 1935.382
-15.481 | 2060.259 | -15.665 | 1947.384
-15.296 | 2070.33 | -15.481 | 1961.823
-15.112 | 2075.989 | -15.296 | 1968.458
-14.927 | 2080.83 | -15.112 | 1975.37
-14.741 | 2084.832 | -14.927 | 1981.485
-14.556 | 2088.46 | -14.741 | 1989.529
-14.37 | 2094.276 | -14.556 | 1995.059
-14.183 | 2099.197 | -14.37 | 1999.971
-13.997 | 2106.629 | -14.183 | 2008.251
-13.81 | 2112.755 | -13.997 | 2019.127
-13.623 | 2115.99 | -13.81 | 2026.403
-13.435 | 2122.576 | -13.623 | 2035.889
-13.247 | 2129.898 | -13.435 | 2047.556
-13.059 | 2134.754 | -13.247 | 2055.693
-12.871 | 2142.962 | -13.059 | 2060.501
-12.682 | 2148.353 | -12.871 | 2068.139
-12.493 | 2152.909 | -12.682 | 2073.856
-12.304 | 2156.537 | -12.493 | 2082.258
-12.115 | 2160.824 | -12.304 | 2092.363
-11.925 | 2162.425 | -12.115 | 2101.919
-11.735 | 2169.145 | -11.925 | 2107.819
-11.544 | 2175.526 | -11.735 | 2119.434
-11.354 | 2183.465 | -11.544 | 2127.887
-11.163 | 2190.993 | -11.354 | 2140.741
-10.972 | 2195.996 | -11.163 | 2147.799
-10.781 | 2202.445 | -10.972 | 2159.83
-10.589 | 2207.618 | -10.781 | 2163.883
-10.397 | 2211.591 | -10.589 | 2172.862
-10.205 | 2217.926 | -10.397 | 2177.593
-10.013 | 2222.46 | -10.205 | 2183.046
-9.821 | 2223.814 | -10.013 | 2185.49
-9.628 | 2227.795 | -9.821 | 2190.363
-9.435 | 2235.188 | -9.628 | 2191.402
-9.242 | 2238.068 | -9.435 | 2197.233
-9.049 | 2245.723 | -9.242 | 2203.991
-8.855 | 2252.753 | -9.049 | 2211.784
-8.661 | 2256.34 | -8.855 | 2217.782
-8.467 | 2262.694 | -8.661 | 2224.733
-8.273 | 2273.008 | -8.467 | 2229.469
-8.079 | 2279.585 | -8.273 | 2237.796
-7.884 | 2284.626 | -8.079 | 2244.95
-7.69 | 2295.081 | -7.884 | 2250.814
-7.495 | 2299.336 | -7.69 | 2255.961
-7.3 | 2300.791 | -7.495 | 2260.517
-7.104 | 2304.737 | -7.3 | 2264.171
-6.909 | 2312.565 | -7.104 | 2267.889
-6.713 | 2312.509 | -6.909 | 2274.5
-6.518 | 2315.036 | -6.713 | 2276.26
-6.322 | 2320.712 | -6.518 | 2274.638
-6.126 | 2324.348 | -6.322 | 2273.096
-5.93 | 2330.362 | -6.126 | 2271.181
-5.733 | 2333.018 | -5.93 | 2273.32
-5.537 | 2333.621 | -5.733 | 2274.126
-5.34 | 2338.046 | -5.537 | 2275.634
-5.144 | 2345.696 | -5.34 | 2284.254
-4.947 | 2350.913 | -5.144 | 2295.912
-4.75 | 2356.785 | -4.947 | 2299.449
-4.553 | 2363.759 | -4.75 | 2306.778
-4.356 | 2366.819 | -4.553 | 2310.457
-4.158 | 2369.036 | -4.356 | 2313.018
-3.961 | 2374.403 | -4.158 | 2317.117
-3.763 | 2376.032 | -3.961 | 2323.754
-3.566 | 2380.012 | -3.763 | 2328.637
-3.368 | 2383.112 | -3.566 | 2337.108
-3.171 | 2385.995 | -3.368 | 2338.425
-2.973 | 2383.631 | -3.171 | 2341.065
-2.775 | 2381.381 | -2.973 | 2342.61
-2.577 | 2381.359 | -2.775 | 2345.019
-2.379 | 2383.699 | -2.577 | 2344.625
-2.181 | 2380.749 | -2.379 | 2344.745
-1.983 | 2378.856 | -2.181 | 2343.965
-1.785 | 2377.6 | -1.983 | 2344.818
-1.586 | 2377.587 | -1.785 | 2342.161
-1.388 | 2373.531 | -1.586 | 2339.509
-1.19 | 2367.734 | -1.388 | 2339.74
-0.992 | 2359.9 | -1.19 | 2343.307
-0.793 | 2355.151 | -0.992 | 2349.967
-0.595 | 2355.311 | -0.793 | 2356.911
-0.397 | 2354.052 | -0.595 | 2360.941
-0.198 | 2357.055 | -0.397 | 2359.426
0 | 2357.093 | -0.198 | 2356.383
0.198 | 2356.101 | 0 | 2357.093
0.397 | 2350.236 | 0.198 | 2355.711
0.595 | 2350.138 | 0.397 | 2351.66
0.793 | 2349.305 | 0.595 | 2351.065
0.992 | 2349.443 | 0.793 | 2351.052
1.19 | 2348.227 | 0.992 | 2352.857
1.388 | 2348.991 | 1.19 | 2353.954
1.586 | 2348.844 | 1.388 | 2360.918
1.785 | 2349.306 | 1.586 | 2360.976
1.983 | 2348.021 | 1.785 | 2359.975
2.181 | 2347.493 | 1.983 | 2353.58
2.379 | 2344.839 | 2.181 | 2352.731
2.577 | 2346.605 | 2.379 | 2354.766
2.775 | 2343.873 | 2.577 | 2354.421
2.973 | 2339.939 | 2.775 | 2352.758
3.171 | 2335.518 | 2.973 | 2345.47
3.368 | 2334.468 | 3.171 | 2343.17
3.566 | 2331.946 | 3.368 | 2338.169
3.763 | 2329.989 | 3.566 | 2338.757
3.961 | 2322.942 | 3.763 | 2333.397
4.158 | 2319.149 | 3.961 | 2329.288
4.356 | 2313.696 | 4.158 | 2325.649
4.553 | 2306.131 | 4.356 | 2325.648
4.75 | 2300.642 | 4.553 | 2322.393
4.947 | 2302.234 | 4.75 | 2321.818
5.144 | 2300.196 | 4.947 | 2318.823
5.34 | 2296.273 | 5.144 | 2310.653
5.537 | 2294.15 | 5.34 | 2306.672
5.733 | 2291.979 | 5.537 | 2305.255
5.93 | 2290.7 | 5.733 | 2302.495
6.126 | 2289.715 | 5.93 | 2298.346
6.322 | 2286.368 | 6.126 | 2295.578
6.518 | 2283.405 | 6.322 | 2287.9
6.713 | 2282.857 | 6.518 | 2280.665
6.909 | 2282.959 | 6.713 | 2277.563
7.104 | 2283.247 | 6.909 | 2274.363
7.3 | 2283.885 | 7.104 | 2273.994
7.495 | 2284.876 | 7.3 | 2273.505
7.69 | 2286.923 | 7.495 | 2272.028
7.884 | 2288.303 | 7.69 | 2269.254
8.079 | 2285.524 | 7.884 | 2262.647
8.273 | 2281.825 | 8.079 | 2255.651
8.467 | 2277.286 | 8.273 | 2247.597
8.661 | 2273.902 | 8.467 | 2243.548
8.855 | 2268.406 | 8.661 | 2236.191
9.049 | 2264.331 | 8.855 | 2227.823
9.242 | 2260.493 | 9.049 | 2218.815
9.435 | 2253.689 | 9.242 | 2207.805
9.628 | 2244.043 | 9.435 | 2200.186
9.821 | 2238.419 | 9.628 | 2195.159
10.013 | 2236.486 | 9.821 | 2195.545
10.205 | 2230.92 | 10.013 | 2191.863
10.397 | 2225.612 | 10.205 | 2187.64
10.589 | 2220.461 | 10.397 | 2180.092
10.781 | 2215.214 | 10.589 | 2168.449
10.972 | 2206.489 | 10.781 | 2160.425
11.163 | 2198.106 | 10.972 | 2154.15
11.354 | 2197.706 | 11.163 | 2143.616
11.544 | 2192.981 | 11.354 | 2138.204
11.735 | 2184.618 | 11.544 | 2130.001
11.925 | 2175.564 | 11.735 | 2121.667
12.115 | 2170.023 | 11.925 | 2112.495
12.304 | 2161.766 | 12.115 | 2108.675
12.493 | 2150.585 | 12.304 | 2100.761
12.682 | 2139.672 | 12.493 | 2095.048
12.871 | 2129.418 | 12.682 | 2088.382
13.059 | 2123.345 | 12.871 | 2080.276
13.247 | 2121.201 | 13.059 | 2067.332
13.435 | 2116.561 | 13.247 | 2058.49
13.623 | 2110.868 | 13.435 | 2054.783
13.81 | 2102.31 | 13.623 | 2047.847
13.997 | 2092.305 | 13.81 | 2040.502
14.183 | 2077.717 | 13.997 | 2033.686
14.37 | 2068.959 | 14.183 | 2023.436
14.556 | 2065.791 | 14.37 | 2012.311
14.741 | 2063.799 | 14.556 | 2005.8
14.927 | 2061.277 | 14.741 | 1999.793
15.112 | 2055.056 | 14.927 | 1990.033
15.296 | 2046.633 | 15.112 | 1980.402
15.481 | 2034.847 | 15.296 | 1969.237
15.665 | 2023.855 | 15.481 | 1953.913
15.849 | 2013.057 | 15.665 | 1942.643
16.032 | 2004.028 | 15.849 | 1936.348
16.215 | 1995.173 | 16.032 | 1928.818
16.398 | 1986.978 | 16.215 | 1918.586
16.58 | 1976.03 | 16.398 | 1915.183
16.762 | 1963.635 | 16.58 | 1906.855
16.944 | 1953.478 | 16.762 | 1897.522
17.125 | 1944.977 | 16.944 | 1887.634
17.306 | 1935.922 | 17.125 | 1879.326
17.487 | 1928.815 | 17.306 | 1870.094
17.667 | 1921.763 | 17.487 | 1858.968
17.847 | 1913.737 | 17.667 | 1848.554
18.027 | 1904.32 | 17.847 | 1839.216
18.206 | 1891.022 | 18.027 | 1830.821
18.385 | 1876.541 | 18.206 | 1820.949
18.563 | 1864.414 | 18.385 | 1812.571
18.741 | 1860.403 | 18.563 | 1800.97
18.919 | 1852.35 | 18.741 | 1789.355
19.096 | 1839.21 | 18.919 | 1774.68
19.273 | 1825.326 | 19.096 | 1759.556
19.45 | 1812.068 | 19.273 | 1744.28
19.626 | 1795.726 | 19.45 | 1734.749
19.802 | 1783.125 | 19.626 | 1724.166
19.977 | 1770.367 | 19.802 | 1711.07
20.152 | 1757.579 | 19.977 | 1697.587
20.327 | 1744.696 | 20.152 | 1688.664
20.501 | 1733.235 | 20.327 | 1677.438
20.675 | 1716.516 | 20.501 | 1665.486
20.848 | 1697.629 | 20.675 | 1652.358
21.021 | 1680.117 | 20.848 | 1636.064
21.194 | 1666.28 | 21.021 | 1620.75
21.366 | 1650.352 | 21.194 | 1609.458
21.538 | 1636.032 | 21.366 | 1600.832
21.709 | 1622.38 | 21.538 | 1591.979
21.88 | 1607.654 | 21.709 | 1579.962
22.051 | 1591.083 | 21.88 | 1564.193
22.221 | 1574.439 | 22.051 | 1551.582
22.391 | 1557.162 | 22.221 | 1537.996
22.56 | 1541.237 | 22.391 | 1519.293
22.729 | 1526.92 | 22.56 | 1502.906
22.898 | 1510.962 | 22.729 | 1487.625
23.066 | 1497.103 | 22.898 | 1473.754
23.234 | 1486.735 | 23.066 | 1459.325
23.401 | 1479.949 | 23.234 | 1446.928
23.568 | 1471.481 | 23.401 | 1431.927
23.734 | 1459.717 | 23.568 | 1417.972
23.9 | 1443.915 | 23.734 | 1403.517
24.066 | 1426.464 | 23.9 | 1388.15
24.231 | 1410.213 | 24.066 | 1371.1
24.396 | 1393.54 | 24.231 | 1354.83
24.56 | 1375.867 | 24.396 | 1335.326
24.724 | 1359.728 | 24.56 | 1318.156
24.887 | 1345.373 | 24.724 | 1302.255
25.05 | 1329.211 | 24.887 | 1288.483
25.213 | 1314.011 | 25.05 | 1273.359
25.375 | 1298.147 | 25.213 | 1255.65
25.537 | 1280.365 | 25.375 | 1238.167
25.698 | 1263.966 | 25.537 | 1221.679
25.859 | 1248.468 | 25.698 | 1204.16
26.019 | 1234.382 | 25.859 | 1186.98
26.179 | 1219.679 | 26.019 | 1169.662
26.339 | 1205.322 | 26.179 | 1150.584
26.498 | 1189.741 | 26.339 | 1131.854
26.657 | 1170.83 | 26.498 | 1115.05
26.815 | 1153.406 | 26.657 | 1100.854
26.973 | 1136.689 | 26.815 | 1086.407
27.13 | 1120.725 | 26.973 | 1069.712
27.287 | 1106.75 | 27.13 | 1050.988
27.443 | 1092.462 | 27.287 | 1034.345
27.599 | 1075.116 | 27.443 | 1014.713
27.755 | 1057.581 | 27.599 | 997.808
27.91 | 1040.184 | 27.755 | 983.722
28.065 | 1022.654 | 27.91 | 968.11
28.219 | 1007.188 | 28.065 | 950.582
28.373 | 989.849 | 28.219 | 935.57
28.526 | 972.751 | 28.373 | 918.906
28.679 | 954.764 | 28.526 | 901.974
28.831 | 936.754 | 28.679 | 884.772
28.983 | 920.127 | 28.831 | 865.755
29.135 | 904.901 | 28.983 | 846.487
29.286 | 891.6 | 29.135 | 828.94
29.437 | 878.909 | 29.286 | 813.44
29.587 | 866.242 | 29.437 | 797.96
29.737 | 850.932 | 29.587 | 783.317
29.886 | 835.211 | 29.737 | 770.017
30.035 | 820.172 | 29.886 | 757.355
30.183 | 805.823 | 30.035 | 743.849
30.331 | 793.741 | 30.183 | 728.573
30.479 | 782.151 | 30.331 | 712.129
30.626 | 769.544 | 30.479 | 696.328
30.773 | 757.365 | 30.626 | 680.504
30.919 | 743.899 | 30.773 | 664.551
31.065 | 728.271 | 30.919 | 647.871
31.21 | 713.03 | 31.065 | 632.251
31.355 | 700.036 | 31.21 | 615.838
31.499 | 686.98 | 31.355 | 601.23
31.643 | 675.865 | 31.499 | 587.933
31.787 | 663.851 | 31.643 | 575.269
31.93 | 649.697 | 31.787 | 562.547
32.073 | 634.477 | 31.93 | 549.568
32.215 | 618.662 | 32.073 | 536.109
32.357 | 602.626 | 32.215 | 519.856
32.498 | 586.879 | 32.357 | 507.054
32.639 | 574.442 | 32.498 | 496.971
32.779 | 562.919 | 32.639 | 486.156
32.919 | 551.758 | 32.779 | 473.719
33.059 | 539.913 | 32.919 | 461.907
33.198 | 527.123 | 33.059 | 450.479
33.337 | 512.315 | 33.198 | 439.258
33.475 | 496.108 | 33.337 | 427.278
33.613 | 465.69 | 33.475 | 415.873
33.75 | 411.368 | 33.613 | 403.679
33.887 | 335.779 | 33.75 | 394.002
34.023 | 252.919 | 33.887 | 385.777
34.159 | 177.6 | 34.023 | 378.529
34.295 | 125.518 | 34.159 | 367.981
34.43 | 99.288 | 34.295 | 359.399
34.565 | 90.123 | 34.43 | 351.278
34.699 | 85.678 | 34.565 | 341.629
34.833 | 83.691 | 34.699 | 332.123
34.966 | 82.464 | 34.833 | 324.9
35.099 | 81.469 | 34.966 | 314.331
35.232 | 82.115 | 35.099 | 307.087
35.364 | 82.642 | 35.232 | 299.643
35.496 | 81.705 | 35.364 | 291.651
35.627 | 80.506 | 35.496 | 283.476
35.758 | 80.551 | 35.627 | 275.641
35.888 | 91.156 | 35.758 | 270.163
36.018 | 110.244 | 35.888 | 264.07
36.148 | 128.243 | 36.018 | 258.217
36.277 | 138.905 | 36.148 | 251.867
36.406 | 142.302 | 36.277 | 245.117
36.534 | 132.314 | 36.406 | 235.537
36.662 | 111.006 | 36.534 | 228.81
36.789 | 89.17 | 36.662 | 223.86
36.916 | 72.502 | 36.789 | 219.982
37.043 | 61.082 | 36.916 | 216.007
37.169 | 52.466 | 37.043 | 212.57
37.295 | 46.752 | 37.169 | 208.086
37.42 | 43.768 | 37.295 | 203.392
37.545 | 42.533 | 37.42 | 199.908
37.67 | 42.91 | 37.545 | 195.657
37.794 | 43.48 | 37.67 | 191.739
37.917 | 44.137 | 37.794 | 187.669
38.04 | 44.057 | 37.917 | 183.115
38.163 | 43.036 | 38.04 | 177.22
38.286 | 41.476 | 38.163 | 171.537
38.408 | 38.783 | 38.286 | 166.044
38.529 | 35.05 | 38.408 | 163.311
38.651 | 31.9 | 38.529 | 160.912
38.771 | 30.73 | 38.651 | 157.498
38.892 | 32.083 | 38.771 | 154.528
39.012 | 35.654 | 38.892 | 153.975
39.131 | 38.138 | 39.012 | 152.697
39.25 | 39.085 | 39.131 | 151.489
39.369 | 39.604 | 39.25 | 148.616
39.487 | 40.304 | 39.369 | 144.926
39.605 | 40.95 | 39.487 | 141.194
39.723 | 42.99 | 39.605 | 136.393
39.84 | 46.386 | 39.723 | 132.898
39.957 | 49.726 | 39.84 | 130.463
40.073 | 52.56 | 39.957 | 127.88
40.189 | 52.769 | 40.073 | 126.557
40.189 | 52.769 | 40.073 | 126.557
40.305 | 52.404 | 40.189 | 124.675
40.42 | 51.79 | 40.305 | 122.528
40.535 | 50.832 | 40.42 | 119.778
40.649 | 47.741 | 40.535 | 116.844
40.763 | 43.256 | 40.649 | 113.6
40.877 | 38.289 | 40.763 | 112.237
40.99 | 33.863 | 40.877 | 111.945
41.103 | 30.583 | 40.99 | 110.647
41.215 | 29.984 | 41.103 | 94.702
41.327 | 30.361 | 41.215 | 68.615
41.439 | 30.618 | 41.327 | 49.67
455.669
323.389
196.583
73.469
0
0
0

## Lustr H40V60 (hidden)
Selador | Lamp |  | Wattage
Lustr | Lumileds Rebel |  | 104 |  | Note: Owing to the variability of LEDs, output data and color matches should be viewed as approximate
Note: All data taken with room temperature fixture
| Beam Angle | Field Angle
Horizontal | 30.2 | 48.8
| Accessory Lens | Candela | Field Lumens | Beam Lumens | Lens Efficiency | Efficacy
| H40+V60 | 3770 | 1640 | 1000 | 89.67% | 15.7692
| For Field diameter at any distance, multiply distance by |  |  |  | 0.90724
| For Beam diameter at any distance, multiply distance by |  |  |  | 0.53964
| Throw Distance (ft) | 10 | 15 | 20 | 25
| Throw Distance (m) | 3.048 | 4.572 | 6.096 | 7.62
| Field Diameter (ft) | 9.0724 | 13.6086 | 18.1448 | 22.681
| Field Diameter (m) | 2.7653 | 4.1479 | 5.5305 | 6.9132
| Illuminance (fc) | 37.7 | 16.7556 | 9.425 | 6.032
| Illuminance (lux) | 405.799 | 180.3551 | 101.4498 | 64.9278
Test Distance | Iso-Illuminance Diagram grid lines
51.2 | 10 | 20 | 30 | 40
| 0.19531 | 0.39062 | 0.58594 | 0.78125
| Beam Angle | Field Angle
Vertical | 52.8 | 72.4
| For Field diameter at any distance, multiply distance by |  |  |  | 1.4638
| For Beam diameter at any distance, multiply distance by |  |  |  | 0.99281
| Throw Distance (ft) | 10 | 15 | 20 | 25
| Throw Distance (m) | 3.048 | 4.572 | 6.096 | 7.62
| Field Diameter (ft) | 14.6378 | 21.9567 | 29.2756 | 36.5945
| Field Diameter (m) | 4.4616 | 6.6924 | 8.9232 | 11.154
| Illuminance (fc) | 37.7 | 16.7556 | 9.425 | 6.032
| Illuminance (lux) | 405.799 | 180.3551 | 101.4498 | 64.9278
| X |  | Y
-41.439 | 0 | -41.55 | 158.494
-41.327 | 0 | -41.439 | 160.198
-41.215 | 0 | -41.327 | 162.526
-41.103 | 8.258 | -41.215 | 165.605
-40.99 | 23.085 | -41.103 | 167.926
-40.877 | 38.04 | -40.99 | 169.751
-40.763 | 52.037 | -40.877 | 172.952
-40.649 | 60.445 | -40.763 | 176.054
-40.535 | 61.88 | -40.649 | 178.29
-40.42 | 62.416 | -40.535 | 181.815
-40.305 | 62.642 | -40.42 | 184.904
-40.189 | 64.281 | -40.305 | 188.169
-40.073 | 64.822 | -40.189 | 190.041
-39.957 | 65.804 | -40.073 | 192.878
-39.84 | 66.033 | -39.957 | 196.339
-39.723 | 66.08 | -39.84 | 198.959
-39.605 | 65.92 | -39.723 | 201.902
-39.487 | 66.052 | -39.605 | 205.897
-39.369 | 65.164 | -39.487 | 209.263
-39.25 | 66.338 | -39.369 | 213.754
-39.131 | 67.181 | -39.25 | 218.31
-39.012 | 66.841 | -39.131 | 222.067
-38.892 | 66.844 | -39.012 | 225.781
-38.771 | 66.874 | -38.892 | 228.968
-38.651 | 68.116 | -38.771 | 233.904
-38.529 | 69.259 | -38.651 | 240.873
-38.408 | 71.143 | -38.529 | 244.652
-38.286 | 72.313 | -38.408 | 249.057
-38.163 | 73.634 | -38.286 | 252.83
-38.04 | 72.494 | -38.163 | 256.339
-37.917 | 73.005 | -38.04 | 260.769
-37.794 | 72.639 | -37.917 | 267.504
-37.67 | 72.979 | -37.794 | 274.138
-37.545 | 74.204 | -37.67 | 280.403
-37.42 | 76.514 | -37.545 | 286.411
-37.295 | 76.372 | -37.42 | 292.487
-37.169 | 75.672 | -37.295 | 299.058
-37.043 | 76.59 | -37.169 | 304.655
-36.916 | 76.55 | -37.043 | 312.62
-36.789 | 76.64 | -36.916 | 321.842
-36.662 | 77.926 | -36.789 | 328.508
-36.534 | 79.533 | -36.662 | 335.83
-36.406 | 79.526 | -36.534 | 344.627
-36.277 | 78.979 | -36.406 | 354.079
-36.148 | 80.094 | -36.277 | 363.764
-36.018 | 80.74 | -36.148 | 373.144
-35.888 | 82.111 | -36.018 | 382.196
-35.758 | 83.115 | -35.888 | 392.669
-35.627 | 84.384 | -35.758 | 404.012
-35.496 | 85.19 | -35.627 | 414.813
-35.364 | 85.863 | -35.496 | 424.605
-35.232 | 86.528 | -35.364 | 436.647
-35.099 | 87.897 | -35.232 | 448.565
-34.966 | 87.859 | -35.099 | 459.747
-34.833 | 88.064 | -34.966 | 470.397
-34.699 | 88.579 | -34.833 | 483.512
-34.565 | 89.064 | -34.699 | 497.025
-34.43 | 89.376 | -34.565 | 509.99
-34.295 | 90.088 | -34.43 | 526.294
-34.159 | 90.839 | -34.295 | 541.862
-34.023 | 92.408 | -34.159 | 557.224
-33.887 | 94.102 | -34.023 | 570.496
-33.75 | 95.264 | -33.887 | 585.347
-33.613 | 95.785 | -33.75 | 600.189
-33.475 | 97.62 | -33.613 | 616.253
-33.337 | 98.307 | -33.475 | 633.29
-33.198 | 99.811 | -33.337 | 653.197
-33.059 | 101.666 | -33.198 | 675.04
-32.919 | 104.41 | -33.059 | 695.207
-32.779 | 106.087 | -32.919 | 716.152
-32.639 | 108.107 | -32.779 | 735.964
-32.498 | 108.136 | -32.639 | 755.108
-32.357 | 108.788 | -32.498 | 772.496
-32.215 | 109.388 | -32.357 | 792.03
-32.073 | 111.439 | -32.215 | 812.061
-31.93 | 113.997 | -32.073 | 830.726
-31.787 | 116.049 | -31.93 | 851.648
-31.643 | 118.037 | -31.787 | 872.28
-31.499 | 119.767 | -31.643 | 896.043
-31.355 | 121.674 | -31.499 | 922.396
-31.21 | 123.176 | -31.355 | 948.454
-31.065 | 124.706 | -31.21 | 972.675
-30.919 | 125.795 | -31.065 | 996.943
-30.773 | 127.149 | -30.919 | 1020.299
-30.626 | 128.953 | -30.773 | 1043.096
-30.479 | 131.286 | -30.626 | 1071.306
-30.331 | 135.476 | -30.479 | 1099.965
-30.183 | 138.214 | -30.331 | 1126.038
-30.035 | 140.512 | -30.183 | 1153.365
-29.886 | 142.521 | -30.035 | 1182.323
-29.737 | 146.809 | -29.886 | 1210.848
-29.587 | 148.32 | -29.737 | 1240.076
-29.437 | 151.098 | -29.587 | 1268.279
-29.286 | 154.985 | -29.437 | 1296.529
-29.135 | 158.978 | -29.286 | 1325.211
-28.983 | 162.253 | -29.135 | 1353.188
-28.831 | 165.917 | -28.983 | 1379.649
-28.679 | 170.723 | -28.831 | 1409.628
-28.526 | 173.525 | -28.679 | 1439.617
-28.373 | 177.288 | -28.526 | 1465.892
-28.219 | 181.922 | -28.373 | 1492.308
-28.065 | 186.632 | -28.219 | 1520.847
-27.91 | 191.749 | -28.065 | 1551.853
-27.755 | 197.907 | -27.91 | 1584.359
-27.599 | 202.739 | -27.755 | 1619.278
-27.443 | 206.548 | -27.599 | 1651.097
-27.287 | 211.531 | -27.443 | 1682.565
-27.13 | 218.054 | -27.287 | 1715.199
-26.973 | 225.204 | -27.13 | 1748.928
-26.815 | 231.804 | -26.973 | 1781.651
-26.657 | 238.95 | -26.815 | 1813.456
-26.498 | 245.925 | -26.657 | 1843.621
-26.339 | 251.778 | -26.498 | 1873.068
-26.179 | 259.61 | -26.339 | 1904.474
-26.019 | 267.988 | -26.179 | 1934.544
-25.859 | 276.243 | -26.019 | 1960.463
-25.698 | 286.102 | -25.859 | 1986.69
-25.537 | 296.449 | -25.698 | 2014.505
-25.375 | 304.929 | -25.537 | 2042.557
-25.213 | 315.554 | -25.375 | 2071.917
-25.05 | 325.319 | -25.213 | 2102.534
-24.887 | 334.683 | -25.05 | 2132.335
-24.724 | 345.552 | -24.887 | 2162.194
-24.56 | 359.461 | -24.724 | 2191.806
-24.396 | 372.89 | -24.56 | 2219.587
-24.231 | 386.818 | -24.396 | 2246.198
-24.066 | 401.082 | -24.231 | 2270.717
-23.9 | 414.464 | -24.066 | 2297.827
-23.734 | 427.342 | -23.9 | 2320.679
-23.568 | 442.707 | -23.734 | 2344.91
-23.401 | 459.071 | -23.568 | 2368.149
-23.234 | 475.158 | -23.401 | 2393.051
-23.066 | 490.3 | -23.234 | 2413.313
-22.898 | 506.724 | -23.066 | 2441.15
-22.729 | 523.613 | -22.898 | 2466.116
-22.56 | 542.104 | -22.729 | 2488.535
-22.391 | 561.738 | -22.56 | 2509.426
-22.221 | 583.351 | -22.391 | 2534.637
-22.051 | 604.374 | -22.221 | 2557.264
-21.88 | 624.712 | -22.051 | 2581.403
-21.709 | 644.425 | -21.88 | 2604.433
-21.538 | 666.358 | -21.709 | 2630.188
-21.366 | 689.357 | -21.538 | 2652.897
-21.194 | 713.047 | -21.366 | 2672.794
-21.021 | 737.984 | -21.194 | 2692.464
-20.848 | 761.801 | -21.021 | 2707.863
-20.675 | 785.463 | -20.848 | 2721.918
-20.501 | 810.035 | -20.675 | 2740.796
-20.327 | 837.22 | -20.501 | 2759.56
-20.152 | 863.582 | -20.327 | 2773.05
-19.977 | 889.504 | -20.152 | 2788.708
-19.802 | 917.96 | -19.977 | 2807.582
-19.626 | 948.779 | -19.802 | 2827.013
-19.45 | 979.026 | -19.626 | 2844.731
-19.273 | 1010.352 | -19.45 | 2860.673
-19.096 | 1043.703 | -19.273 | 2872.67
-18.919 | 1075.984 | -19.096 | 2887.307
-18.741 | 1110.702 | -18.919 | 2903.449
-18.563 | 1146.512 | -18.741 | 2919.468
-18.385 | 1182.242 | -18.563 | 2931.175
-18.206 | 1216.641 | -18.385 | 2947.146
-18.027 | 1252.099 | -18.206 | 2962.33
-17.847 | 1289.153 | -18.027 | 2983.047
-17.667 | 1328.646 | -17.847 | 3000.87
-17.487 | 1369.304 | -17.667 | 3018.403
-17.306 | 1411.011 | -17.487 | 3028.932
-17.125 | 1452.422 | -17.306 | 3042.216
-16.944 | 1490.394 | -17.125 | 3054.292
-16.762 | 1526.707 | -16.944 | 3068.672
-16.58 | 1568.197 | -16.762 | 3080.425
-16.398 | 1608.723 | -16.58 | 3095.818
-16.215 | 1651.465 | -16.398 | 3109.905
-16.032 | 1694.337 | -16.215 | 3125.872
-15.849 | 1742.395 | -16.032 | 3137.531
-15.665 | 1788.467 | -15.849 | 3149.431
-15.481 | 1830.035 | -15.665 | 3165.742
-15.296 | 1869.086 | -15.481 | 3178.85
-15.112 | 1910.884 | -15.296 | 3189.007
-14.927 | 1954.501 | -15.112 | 3201.315
-14.741 | 1996.793 | -14.927 | 3213.629
-14.556 | 2040.248 | -14.741 | 3224.763
-14.37 | 2083.605 | -14.556 | 3238.181
-14.183 | 2125.011 | -14.37 | 3252.655
-13.997 | 2165.337 | -14.183 | 3262.341
-13.81 | 2208.085 | -13.997 | 3273.998
-13.623 | 2250.126 | -13.81 | 3281.07
-13.435 | 2293.993 | -13.623 | 3290.88
-13.247 | 2337.799 | -13.435 | 3303.148
-13.059 | 2381.098 | -13.247 | 3316.926
-12.871 | 2418.938 | -13.059 | 3330.666
-12.682 | 2455.44 | -12.871 | 3345.398
-12.493 | 2496.406 | -12.682 | 3357.474
-12.304 | 2535.428 | -12.493 | 3367.172
-12.115 | 2573.198 | -12.304 | 3376.844
-11.925 | 2612.312 | -12.115 | 3386.262
-11.735 | 2657.673 | -11.925 | 3398.054
-11.544 | 2698.105 | -11.735 | 3410.561
-11.354 | 2737.749 | -11.544 | 3423.566
-11.163 | 2779.018 | -11.354 | 3437.012
-10.972 | 2815.857 | -11.163 | 3446.19
-10.781 | 2851.656 | -10.972 | 3458.792
-10.589 | 2887.739 | -10.781 | 3467.448
-10.397 | 2919.816 | -10.589 | 3475.038
-10.205 | 2953.186 | -10.397 | 3489.308
-10.013 | 2987.407 | -10.205 | 3501.625
-9.821 | 3019.924 | -10.013 | 3515.111
-9.628 | 3052.124 | -9.821 | 3526.379
-9.435 | 3088.111 | -9.628 | 3534.25
-9.242 | 3118.958 | -9.435 | 3536.489
-9.049 | 3150.398 | -9.242 | 3538.381
-8.855 | 3184.98 | -9.049 | 3546.708
-8.661 | 3217.425 | -8.855 | 3557.763
-8.467 | 3246.662 | -8.661 | 3573.009
-8.273 | 3277.84 | -8.467 | 3581.612
-8.079 | 3304.931 | -8.273 | 3589.498
-7.884 | 3328.4 | -8.079 | 3597.17
-7.69 | 3359.915 | -7.884 | 3601.242
-7.495 | 3387.84 | -7.69 | 3606.591
-7.3 | 3415.29 | -7.495 | 3616.66
-7.104 | 3435.45 | -7.3 | 3619.012
-6.909 | 3457.896 | -7.104 | 3618.96
-6.713 | 3475.518 | -6.909 | 3624.889
-6.518 | 3498.17 | -6.713 | 3632.815
-6.322 | 3520.448 | -6.518 | 3632.719
-6.126 | 3539.17 | -6.322 | 3635.768
-5.93 | 3554.817 | -6.126 | 3635.568
-5.733 | 3571.026 | -5.93 | 3639.997
-5.537 | 3586.383 | -5.733 | 3639.642
-5.34 | 3606.241 | -5.537 | 3641.304
-5.144 | 3634.03 | -5.34 | 3649.879
-4.947 | 3656.837 | -5.144 | 3663.525
-4.75 | 3671.192 | -4.947 | 3670.098
-4.553 | 3684.767 | -4.75 | 3677.517
-4.356 | 3694.842 | -4.553 | 3682.095
-4.158 | 3702.51 | -4.356 | 3692.456
-3.961 | 3715.303 | -4.158 | 3694.588
-3.763 | 3725.083 | -3.961 | 3697.969
-3.566 | 3737.67 | -3.763 | 3706.612
-3.368 | 3746.901 | -3.566 | 3718.535
-3.171 | 3756.32 | -3.368 | 3720.445
-2.973 | 3758.455 | -3.171 | 3723.644
-2.775 | 3759.535 | -2.973 | 3727.443
-2.577 | 3759.452 | -2.775 | 3725.775
-2.379 | 3766.239 | -2.577 | 3721.114
-2.181 | 3769.989 | -2.379 | 3725.937
-1.983 | 3770.546 | -2.181 | 3729.543
-1.785 | 3770.78 | -1.983 | 3736.185
-1.586 | 3773.543 | -1.785 | 3737.144
-1.388 | 3772.781 | -1.586 | 3736.864
-1.19 | 3767.733 | -1.388 | 3736.395
-0.992 | 3758.789 | -1.19 | 3744.139
-0.793 | 3757.402 | -0.992 | 3752.324
-0.595 | 3755.975 | -0.793 | 3762.078
-0.397 | 3756.967 | -0.595 | 3762.062
-0.198 | 3756.536 | -0.397 | 3762.503
0 | 3757.503 | -0.198 | 3753.177
0.198 | 3752.439 | 0 | 3757.503
0.397 | 3748.745 | 0.198 | 3751.579
0.595 | 3743.975 | 0.397 | 3752.601
0.793 | 3744.205 | 0.595 | 3748.584
0.992 | 3744.595 | 0.793 | 3745.575
1.19 | 3738.13 | 0.992 | 3747.539
1.388 | 3735.749 | 1.19 | 3756.386
1.586 | 3736.958 | 1.388 | 3763.046
1.785 | 3733.108 | 1.586 | 3769.118
1.983 | 3721.986 | 1.785 | 3765.237
2.181 | 3715.109 | 1.983 | 3757.854
2.379 | 3709.558 | 2.181 | 3753.522
2.577 | 3703.73 | 2.379 | 3757.726
2.775 | 3697.84 | 2.577 | 3755.841
2.973 | 3687.515 | 2.775 | 3751.634
3.171 | 3677.351 | 2.973 | 3744.764
3.368 | 3668.776 | 3.171 | 3734.334
3.566 | 3663.901 | 3.368 | 3725.226
3.763 | 3655.769 | 3.566 | 3719.184
3.961 | 3643.179 | 3.763 | 3710.845
4.158 | 3631.431 | 3.961 | 3705.601
4.356 | 3612.541 | 4.158 | 3701.63
4.553 | 3595.238 | 4.356 | 3705.764
4.75 | 3579.661 | 4.553 | 3706.345
4.947 | 3571.951 | 4.75 | 3707.856
5.144 | 3562.434 | 4.947 | 3697.297
5.34 | 3545.847 | 5.144 | 3691.225
5.537 | 3525.862 | 5.34 | 3687.419
5.733 | 3504.566 | 5.537 | 3687.26
5.93 | 3485.665 | 5.733 | 3679.984
6.126 | 3469.629 | 5.93 | 3672.053
6.322 | 3456.466 | 6.126 | 3662.07
6.518 | 3440.252 | 6.322 | 3655.157
6.713 | 3422.948 | 6.518 | 3646.651
6.909 | 3400.813 | 6.713 | 3646.572
7.104 | 3379.904 | 6.909 | 3647.437
7.3 | 3360.635 | 7.104 | 3655.216
7.495 | 3341.081 | 7.3 | 3651.653
7.69 | 3318.669 | 7.495 | 3647.001
7.884 | 3299.316 | 7.69 | 3635.593
8.079 | 3276.636 | 7.884 | 3625.419
8.273 | 3250.765 | 8.079 | 3617.131
8.467 | 3221.893 | 8.273 | 3604.845
8.661 | 3190.268 | 8.467 | 3596.774
8.855 | 3152.461 | 8.661 | 3587.275
9.049 | 3120.435 | 8.855 | 3580.074
9.242 | 3087.185 | 9.049 | 3563.977
9.435 | 3052.311 | 9.242 | 3555.078
9.628 | 3015.296 | 9.435 | 3544.873
9.821 | 2985.49 | 9.628 | 3533.38
10.013 | 2958.694 | 9.821 | 3521.534
10.205 | 2928.114 | 10.013 | 3516.968
10.397 | 2901.08 | 10.205 | 3511.377
10.589 | 2870.623 | 10.397 | 3505.488
10.781 | 2836.251 | 10.589 | 3494.262
10.972 | 2795.027 | 10.781 | 3484.781
11.163 | 2759.171 | 10.972 | 3472.992
11.354 | 2725.504 | 11.163 | 3460.018
11.544 | 2686.606 | 11.354 | 3453.093
11.735 | 2645.091 | 11.544 | 3440.708
11.925 | 2605.341 | 11.735 | 3427.766
12.115 | 2569.231 | 11.925 | 3415.653
12.304 | 2528.441 | 12.115 | 3404.373
12.493 | 2485.29 | 12.304 | 3393.943
12.682 | 2441.551 | 12.493 | 3384.063
12.871 | 2397.492 | 12.682 | 3376.152
13.059 | 2355.286 | 12.871 | 3362.48
13.247 | 2318.571 | 13.059 | 3349.457
13.435 | 2280.107 | 13.247 | 3338.966
13.623 | 2238.637 | 13.435 | 3329.43
13.81 | 2196.07 | 13.623 | 3316.214
13.997 | 2152.969 | 13.81 | 3303.076
14.183 | 2104.976 | 13.997 | 3290.749
14.37 | 2056.028 | 14.183 | 3285.575
14.556 | 2012.068 | 14.37 | 3275.829
14.741 | 1970.323 | 14.556 | 3264.91
14.927 | 1930.018 | 14.741 | 3250
15.112 | 1887.651 | 14.927 | 3239.348
15.296 | 1848.278 | 15.112 | 3224.308
15.481 | 1809.412 | 15.296 | 3207.45
15.665 | 1767.787 | 15.481 | 3184.644
15.849 | 1725.311 | 15.665 | 3168.601
16.032 | 1682.276 | 15.849 | 3151.891
16.215 | 1640.691 | 16.032 | 3138.151
16.398 | 1598.877 | 16.215 | 3123.99
16.58 | 1558.614 | 16.398 | 3115.018
16.762 | 1518.871 | 16.58 | 3106.683
16.944 | 1480.203 | 16.762 | 3094.597
17.125 | 1440.569 | 16.944 | 3083.882
17.306 | 1399.942 | 17.125 | 3074.626
17.487 | 1362.29 | 17.306 | 3061.761
17.667 | 1327.435 | 17.487 | 3046.847
17.847 | 1292.394 | 17.667 | 3037.055
18.027 | 1253.849 | 17.847 | 3022.304
18.206 | 1215.889 | 18.027 | 3009.438
18.385 | 1179.663 | 18.206 | 2992.876
18.563 | 1144.903 | 18.385 | 2978.573
18.741 | 1111.999 | 18.563 | 2959.467
18.919 | 1080.888 | 18.741 | 2939.259
19.096 | 1049.021 | 18.919 | 2919.271
19.273 | 1017.811 | 19.096 | 2901.286
19.45 | 986.942 | 19.273 | 2878.676
19.626 | 957.622 | 19.45 | 2861.185
19.802 | 930.767 | 19.626 | 2841.547
19.977 | 904.232 | 19.802 | 2819.222
20.152 | 877.076 | 19.977 | 2798.665
20.327 | 849.88 | 20.152 | 2780.54
20.501 | 822.133 | 20.327 | 2761.351
20.675 | 793.468 | 20.501 | 2738.127
20.848 | 766.888 | 20.675 | 2716.156
21.021 | 741.75 | 20.848 | 2701.671
21.194 | 718.12 | 21.021 | 2687.496
21.366 | 697.625 | 21.194 | 2672.689
21.538 | 676.391 | 21.366 | 2657.74
21.709 | 655.934 | 21.538 | 2641.195
21.88 | 635.809 | 21.709 | 2617.623
22.051 | 614.616 | 21.88 | 2596.716
22.221 | 594.274 | 22.051 | 2574.62
22.391 | 575.301 | 22.221 | 2550.608
22.56 | 556.86 | 22.391 | 2522.382
22.729 | 538.68 | 22.56 | 2502.534
22.898 | 520.525 | 22.729 | 2480.213
23.066 | 502.392 | 22.898 | 2457.97
23.234 | 486.032 | 23.066 | 2435.268
23.401 | 472.159 | 23.234 | 2417.901
23.568 | 458.828 | 23.401 | 2392.599
23.734 | 446.589 | 23.568 | 2366.77
23.9 | 434.523 | 23.734 | 2340.374
24.066 | 421.766 | 23.9 | 2314.192
24.231 | 409.833 | 24.066 | 2286.585
24.396 | 396.706 | 24.231 | 2264.162
24.56 | 382.907 | 24.396 | 2242.143
24.724 | 370.81 | 24.56 | 2218.105
24.887 | 360.132 | 24.724 | 2191.125
25.05 | 349.351 | 24.887 | 2165.901
25.213 | 339.392 | 25.05 | 2138.334
25.375 | 329.537 | 25.213 | 2108.013
25.537 | 317.993 | 25.375 | 2078.11
25.698 | 307.99 | 25.537 | 2049.634
25.859 | 299.861 | 25.698 | 2024.77
26.019 | 292.61 | 25.859 | 1999.964
26.179 | 285.02 | 26.019 | 1974.496
26.339 | 277.667 | 26.179 | 1945.976
26.498 | 270.16 | 26.339 | 1914.236
26.657 | 262.796 | 26.498 | 1885.888
26.815 | 256.487 | 26.657 | 1858.923
26.973 | 249.858 | 26.815 | 1831.467
27.13 | 242.526 | 26.973 | 1803.097
27.287 | 235.054 | 27.13 | 1775.63
27.443 | 227.98 | 27.287 | 1748.215
27.599 | 222.022 | 27.443 | 1721.679
27.755 | 216.634 | 27.599 | 1695.513
27.91 | 210.128 | 27.755 | 1667.354
28.065 | 203.545 | 27.91 | 1637.276
28.219 | 199.281 | 28.065 | 1607.5
28.373 | 195.039 | 28.219 | 1575.675
28.526 | 190.442 | 28.373 | 1545.126
28.679 | 186.281 | 28.526 | 1516.741
28.831 | 182.283 | 28.679 | 1488.46
28.983 | 178.169 | 28.831 | 1459.924
29.135 | 174.723 | 28.983 | 1430.629
29.286 | 172.885 | 29.135 | 1404.011
29.437 | 170.339 | 29.286 | 1375.124
29.587 | 167.136 | 29.437 | 1347.844
29.737 | 162.713 | 29.587 | 1321.641
29.886 | 158.475 | 29.737 | 1297.371
30.035 | 154.675 | 29.886 | 1270.029
30.183 | 151.422 | 30.035 | 1242.226
30.331 | 149.204 | 30.183 | 1217.47
30.479 | 147.972 | 30.331 | 1192.439
30.626 | 146.559 | 30.479 | 1167.843
30.773 | 144.433 | 30.626 | 1143.9
30.919 | 141.03 | 30.773 | 1119.008
31.065 | 138.451 | 30.919 | 1093.772
31.21 | 136.168 | 31.065 | 1069.257
31.355 | 134.316 | 31.21 | 1043.26
31.499 | 132.858 | 31.355 | 1018.201
31.643 | 131.754 | 31.499 | 994.286
31.787 | 130.071 | 31.643 | 973.471
31.93 | 128.172 | 31.787 | 949.653
32.073 | 126.608 | 31.93 | 925.536
32.215 | 124.784 | 32.073 | 902.178
32.357 | 122.718 | 32.215 | 878.657
32.498 | 121.012 | 32.357 | 855.016
32.639 | 119.132 | 32.498 | 835.309
32.779 | 118.091 | 32.639 | 814.932
32.919 | 117.47 | 32.779 | 792.432
33.059 | 116.773 | 32.919 | 772.661
33.198 | 115.61 | 33.059 | 753.012
33.337 | 113.927 | 33.198 | 733.648
33.475 | 112.157 | 33.337 | 713.421
33.613 | 109.904 | 33.475 | 694.473
33.75 | 104.963 | 33.613 | 674.193
33.887 | 94.384 | 33.75 | 655.206
34.023 | 81.341 | 33.887 | 638.657
34.159 | 69.285 | 34.023 | 625.597
34.295 | 58.994 | 34.159 | 610.718
34.43 | 53.08 | 34.295 | 593.946
34.565 | 52.375 | 34.43 | 579.589
34.699 | 51.76 | 34.565 | 563.255
34.833 | 51.065 | 34.699 | 546.73
34.966 | 50.533 | 34.833 | 531.856
35.099 | 50.363 | 34.966 | 517.61
35.232 | 51.547 | 35.099 | 502.8
35.364 | 51.676 | 35.232 | 491.164
35.496 | 51.358 | 35.364 | 480.272
35.627 | 50.86 | 35.496 | 468.718
35.758 | 51.614 | 35.627 | 456.267
35.888 | 60.156 | 35.758 | 445.168
36.018 | 74.951 | 35.888 | 432.916
36.148 | 87.519 | 36.018 | 420.687
36.277 | 92.21 | 36.148 | 407.182
36.406 | 90.762 | 36.277 | 395.843
36.534 | 80.854 | 36.406 | 383.25
36.662 | 66.109 | 36.534 | 374.876
36.789 | 53.151 | 36.662 | 365.891
36.916 | 44.847 | 36.789 | 357.804
37.043 | 40.157 | 36.916 | 348.708
37.169 | 36.721 | 37.043 | 340.097
37.295 | 33.89 | 37.169 | 330.41
37.42 | 32.022 | 37.295 | 323.688
37.545 | 29.973 | 37.42 | 316.276
37.67 | 28.254 | 37.545 | 309.214
37.794 | 27.879 | 37.67 | 301.045
37.917 | 28.239 | 37.794 | 293.169
38.04 | 28.574 | 37.917 | 284.25
38.163 | 29.161 | 38.04 | 278.645
38.286 | 28.669 | 38.163 | 269.661
38.408 | 27.419 | 38.286 | 262.386
38.529 | 25.874 | 38.408 | 256.456
38.651 | 23.946 | 38.529 | 249.226
38.771 | 22.509 | 38.651 | 242.594
38.892 | 22.994 | 38.771 | 239.205
39.012 | 24.886 | 38.892 | 235.664
39.131 | 24.898 | 39.012 | 230.735
39.25 | 24.417 | 39.131 | 225.636
39.369 | 24.426 | 39.25 | 220.393
39.487 | 26.304 | 39.369 | 215.76
39.605 | 27.055 | 39.487 | 210.988
39.723 | 27.666 | 39.605 | 207.366
39.84 | 28.016 | 39.723 | 204.175
39.957 | 28.786 | 39.84 | 198.959
40.073 | 29.713 | 39.957 | 195.623
40.189 | 29.654 | 40.073 | 192.039
40.189 | 29.654 | 40.073 | 192.039
40.305 | 29.746 | 40.189 | 186.123
40.42 | 30.112 | 40.305 | 182.929
40.535 | 29.9 | 40.42 | 181.92
40.649 | 29.469 | 40.535 | 178.969
40.763 | 29.157 | 40.649 | 175.245
40.877 | 27.598 | 40.763 | 173.148
40.99 | 25.491 | 40.877 | 169.254
41.103 | 23.801 | 40.99 | 164.847
41.215 | 22.819 | 41.103 | 139.195
41.327 | 22.429 | 41.215 | 99.83
41.439 | 22.731 | 41.327 | 71.137
455.669
323.389
196.583
73.469
0
0
0

## Lustr H40V80 (hidden)
Selador | Lamp |  | Wattage
Lustr | Lumileds Rebel |  | 104 |  | Note: Owing to the variability of LEDs, output data and color matches should be viewed as approximate
Note: All data taken with room temperature fixture
| Beam Angle | Field Angle
Horizontal | 30.2 | 49.1
| Accessory Lens | Candela | Field Lumens | Beam Lumens | Lens Efficiency | Efficacy
| H40+V80 | 3130 | 1570 | 890 | 85.84% | 15.0962
| For Field diameter at any distance, multiply distance by |  |  |  | 0.91356
| For Beam diameter at any distance, multiply distance by |  |  |  | 0.53964
| Throw Distance (ft) | 10 | 15 | 20 | 25
| Throw Distance (m) | 3.048 | 4.572 | 6.096 | 7.62
| Field Diameter (ft) | 9.1356 | 13.7034 | 18.2712 | 22.839
| Field Diameter (m) | 2.7845 | 4.1768 | 5.5691 | 6.9613
| Illuminance (fc) | 31.3 | 13.9111 | 7.825 | 5.008
| Illuminance (lux) | 336.9101 | 149.7378 | 84.2275 | 53.9056
Test Distance | Iso-Illuminance Diagram grid lines
51.2 | 10 | 20 | 30 | 40
| 0.19531 | 0.39062 | 0.58594 | 0.78125
| Beam Angle | Field Angle
Vertical | 63.4 | 82.6
| For Field diameter at any distance, multiply distance by |  |  |  | 1.757
| For Beam diameter at any distance, multiply distance by |  |  |  | 1.2352
| Throw Distance (ft) | 10 | 15 | 20 | 25
| Throw Distance (m) | 3.048 | 4.572 | 6.096 | 7.62
| Field Diameter (ft) | 17.5704 | 26.3556 | 35.1409 | 43.9261
| Field Diameter (m) | 5.3555 | 8.0332 | 10.7109 | 13.3887
| Illuminance (fc) | 31.3 | 13.9111 | 7.825 | 5.008
| Illuminance (lux) | 336.9101 | 149.7378 | 84.2275 | 53.9056
| X |  | Y
-41.439 | 0 | -41.55 | 377
-41.327 | 0 | -41.439 | 378.061
-41.215 | 0 | -41.327 | 383.171
-41.103 | 7.536 | -41.215 | 389.252
-40.99 | 20.711 | -41.103 | 395.198
-40.877 | 33.782 | -40.99 | 404.198
-40.763 | 47.059 | -40.877 | 414.525
-40.649 | 55.431 | -40.763 | 423.377
-40.535 | 56.096 | -40.649 | 433.544
-40.42 | 56.388 | -40.535 | 443.964
-40.305 | 56.311 | -40.42 | 453.689
-40.189 | 56.898 | -40.305 | 463.82
-40.073 | 57.207 | -40.189 | 473.716
-39.957 | 57.184 | -40.073 | 484.639
-39.84 | 57.248 | -39.957 | 494.755
-39.723 | 56.809 | -39.84 | 507.309
-39.605 | 56.784 | -39.723 | 520.197
-39.487 | 58.278 | -39.605 | 534.205
-39.369 | 58.156 | -39.487 | 543.938
-39.25 | 58.324 | -39.369 | 555.946
-39.131 | 60.273 | -39.25 | 566.141
-39.012 | 60.884 | -39.131 | 580.107
-38.892 | 60.576 | -39.012 | 593.891
-38.771 | 59.957 | -38.892 | 608.948
-38.651 | 60.698 | -38.771 | 621.543
-38.529 | 62.299 | -38.651 | 634.703
-38.408 | 63.409 | -38.529 | 646.623
-38.286 | 63.506 | -38.408 | 660.979
-38.163 | 64.154 | -38.286 | 675.149
-38.04 | 64.876 | -38.163 | 691.097
-37.917 | 64.331 | -38.04 | 709.154
-37.794 | 64.471 | -37.917 | 727.071
-37.67 | 65.15 | -37.794 | 745.828
-37.545 | 66.252 | -37.67 | 761.945
-37.42 | 65.626 | -37.545 | 777.697
-37.295 | 66.686 | -37.42 | 794.886
-37.169 | 67.441 | -37.295 | 808.099
-37.043 | 67.554 | -37.169 | 822.148
-36.916 | 66.272 | -37.043 | 839.396
-36.789 | 67.381 | -36.916 | 858.167
-36.662 | 68.348 | -36.789 | 875.715
-36.534 | 69.537 | -36.662 | 899.398
-36.406 | 70.017 | -36.534 | 920.189
-36.277 | 70.517 | -36.406 | 940.319
-36.148 | 71.138 | -36.277 | 957.696
-36.018 | 71.676 | -36.148 | 973.889
-35.888 | 72.612 | -36.018 | 989.348
-35.758 | 72.355 | -35.888 | 1005.194
-35.627 | 73.426 | -35.758 | 1023.23
-35.496 | 73.564 | -35.627 | 1045.225
-35.364 | 73.922 | -35.496 | 1066.266
-35.232 | 75.114 | -35.364 | 1084.756
-35.099 | 76.588 | -35.232 | 1103.836
-34.966 | 76.605 | -35.099 | 1121.02
-34.833 | 76.549 | -34.966 | 1136.726
-34.699 | 77.845 | -34.833 | 1154.424
-34.565 | 78.647 | -34.699 | 1175.294
-34.43 | 78.003 | -34.565 | 1195.462
-34.295 | 78.175 | -34.43 | 1213.814
-34.159 | 79.979 | -34.295 | 1232.758
-34.023 | 81.955 | -34.159 | 1253.256
-33.887 | 83.416 | -34.023 | 1272.856
-33.75 | 84.349 | -33.887 | 1293.565
-33.613 | 84.876 | -33.75 | 1309.267
-33.475 | 86.323 | -33.613 | 1327.383
-33.337 | 86.58 | -33.475 | 1344.939
-33.198 | 87.797 | -33.337 | 1362.241
-33.059 | 89.502 | -33.198 | 1381.471
-32.919 | 91.373 | -33.059 | 1398.927
-32.779 | 92.433 | -32.919 | 1413.271
-32.639 | 93.415 | -32.779 | 1430.446
-32.498 | 94.096 | -32.639 | 1446.926
-32.357 | 94.903 | -32.498 | 1463.458
-32.215 | 95.612 | -32.357 | 1481.134
-32.073 | 96.579 | -32.215 | 1502.998
-31.93 | 100.107 | -32.073 | 1519.984
-31.787 | 102.574 | -31.93 | 1534.861
-31.643 | 103.818 | -31.787 | 1544.378
-31.499 | 104.466 | -31.643 | 1560.759
-31.355 | 106.918 | -31.499 | 1574.893
-31.21 | 107.328 | -31.355 | 1589.357
-31.065 | 108.118 | -31.21 | 1602.878
-30.919 | 109.347 | -31.065 | 1617.031
-30.773 | 111.475 | -30.919 | 1629.615
-30.626 | 113.393 | -30.773 | 1643.468
-30.479 | 116.132 | -30.626 | 1656.233
-30.331 | 118.448 | -30.479 | 1671.304
-30.183 | 120.888 | -30.331 | 1683.217
-30.035 | 123.782 | -30.183 | 1693.721
-29.886 | 125.762 | -30.035 | 1704.926
-29.737 | 127.827 | -29.886 | 1720.287
-29.587 | 130.24 | -29.737 | 1734.247
-29.437 | 133.2 | -29.587 | 1751.524
-29.286 | 135.303 | -29.437 | 1769.268
-29.135 | 137.992 | -29.286 | 1781.318
-28.983 | 140.717 | -29.135 | 1791.295
-28.831 | 143.117 | -28.983 | 1800.615
-28.679 | 145.476 | -28.831 | 1811.322
-28.526 | 148.982 | -28.679 | 1821.61
-28.373 | 153.463 | -28.526 | 1835.366
-28.219 | 157.061 | -28.373 | 1848.187
-28.065 | 160.216 | -28.219 | 1859.319
-27.91 | 163.928 | -28.065 | 1874.123
-27.755 | 168.674 | -27.91 | 1887.412
-27.599 | 173.727 | -27.755 | 1897.791
-27.443 | 178.582 | -27.599 | 1910.663
-27.287 | 183.645 | -27.443 | 1923.499
-27.13 | 187.922 | -27.287 | 1931.381
-26.973 | 192.959 | -27.13 | 1938.794
-26.815 | 197.539 | -26.973 | 1949.121
-26.657 | 204.376 | -26.815 | 1958.907
-26.498 | 211.063 | -26.657 | 1972.149
-26.339 | 218.274 | -26.498 | 1987.455
-26.179 | 224.087 | -26.339 | 2004.315
-26.019 | 229.815 | -26.179 | 2015.721
-25.859 | 236.216 | -26.019 | 2023.721
-25.698 | 244.475 | -25.859 | 2028.56
-25.537 | 252.211 | -25.698 | 2036.595
-25.375 | 260.285 | -25.537 | 2047.641
-25.213 | 268.042 | -25.375 | 2061.808
-25.05 | 275.809 | -25.213 | 2075.485
-24.887 | 284.11 | -25.05 | 2087.722
-24.724 | 294.927 | -24.887 | 2098.896
-24.56 | 305.25 | -24.724 | 2109.953
-24.396 | 316.419 | -24.56 | 2118.2
-24.231 | 327.129 | -24.396 | 2128.026
-24.066 | 337.759 | -24.231 | 2138.565
-23.9 | 349.45 | -24.066 | 2152.085
-23.734 | 361.597 | -23.9 | 2160.889
-23.568 | 374.578 | -23.734 | 2168.288
-23.401 | 387.342 | -23.568 | 2174.509
-23.234 | 400.912 | -23.401 | 2184.902
-23.066 | 414.624 | -23.234 | 2193.828
-22.898 | 428.993 | -23.066 | 2205.289
-22.729 | 443.55 | -22.898 | 2218.588
-22.56 | 458.139 | -22.729 | 2229.151
-22.391 | 473.645 | -22.56 | 2240.677
-22.221 | 490.786 | -22.391 | 2252.816
-22.051 | 507.891 | -22.221 | 2266.63
-21.88 | 525.298 | -22.051 | 2280.988
-21.709 | 542.301 | -21.88 | 2293.817
-21.538 | 560.908 | -21.709 | 2304.114
-21.366 | 580.22 | -21.538 | 2313.758
-21.194 | 599.552 | -21.366 | 2323.591
-21.021 | 618.822 | -21.194 | 2333.131
-20.848 | 637.306 | -21.021 | 2344.677
-20.675 | 656.114 | -20.848 | 2353.536
-20.501 | 678.103 | -20.675 | 2366.052
-20.327 | 701.743 | -20.501 | 2376.94
-20.152 | 725.411 | -20.327 | 2385.34
-19.977 | 749.513 | -20.152 | 2395.401
-19.802 | 773.303 | -19.977 | 2407.838
-19.626 | 795.13 | -19.802 | 2417.884
-19.45 | 818.235 | -19.626 | 2431.338
-19.273 | 845.194 | -19.45 | 2443.118
-19.096 | 873.744 | -19.273 | 2455.72
-18.919 | 901.758 | -19.096 | 2466.237
-18.741 | 931.981 | -18.919 | 2480.39
-18.563 | 961.461 | -18.741 | 2494.222
-18.385 | 989.892 | -18.563 | 2502.518
-18.206 | 1019.165 | -18.385 | 2510.204
-18.027 | 1049.759 | -18.206 | 2516.159
-17.847 | 1082.787 | -18.027 | 2523.713
-17.667 | 1114.546 | -17.847 | 2534.255
-17.487 | 1147.822 | -17.667 | 2546.081
-17.306 | 1177.911 | -17.487 | 2556.704
-17.125 | 1208.384 | -17.306 | 2573.469
-16.944 | 1240.174 | -17.125 | 2585.319
-16.762 | 1274.513 | -16.944 | 2596.211
-16.58 | 1306.452 | -16.762 | 2609.569
-16.398 | 1343.212 | -16.58 | 2623.526
-16.215 | 1378.214 | -16.398 | 2633.651
-16.032 | 1412.959 | -16.215 | 2647.413
-15.849 | 1447.149 | -16.032 | 2658.156
-15.665 | 1484.073 | -15.849 | 2666.812
-15.481 | 1517.032 | -15.665 | 2678.441
-15.296 | 1551.06 | -15.481 | 2690.169
-15.112 | 1586.719 | -15.296 | 2700.021
-14.927 | 1624.447 | -15.112 | 2711.537
-14.741 | 1662.878 | -14.927 | 2724.155
-14.556 | 1701.417 | -14.741 | 2735.239
-14.37 | 1740.185 | -14.556 | 2748.21
-14.183 | 1777.386 | -14.37 | 2754.395
-13.997 | 1812.607 | -14.183 | 2764.86
-13.81 | 1844.927 | -13.997 | 2773.47
-13.623 | 1878.82 | -13.81 | 2782.325
-13.435 | 1913.445 | -13.623 | 2794.337
-13.247 | 1947.882 | -13.435 | 2805.426
-13.059 | 1981.395 | -13.247 | 2817.304
-12.871 | 2017.039 | -13.059 | 2828.297
-12.682 | 2048.551 | -12.871 | 2840.022
-12.493 | 2078.23 | -12.682 | 2851.304
-12.304 | 2109.678 | -12.493 | 2862.682
-12.115 | 2142.454 | -12.304 | 2870.557
-11.925 | 2175.463 | -12.115 | 2877.61
-11.735 | 2207.921 | -11.925 | 2883.893
-11.544 | 2240.134 | -11.735 | 2890.271
-11.354 | 2271.165 | -11.544 | 2904.643
-11.163 | 2301.709 | -11.354 | 2920.32
-10.972 | 2333.134 | -11.163 | 2931.861
-10.781 | 2367.65 | -10.972 | 2942.914
-10.589 | 2400.899 | -10.781 | 2950.804
-10.397 | 2431.326 | -10.589 | 2953.458
-10.205 | 2460.429 | -10.397 | 2953.391
-10.013 | 2490.779 | -10.205 | 2958.471
-9.821 | 2516.096 | -10.013 | 2967.881
-9.628 | 2546.656 | -9.821 | 2973.455
-9.435 | 2577.034 | -9.628 | 2980.809
-9.242 | 2603.225 | -9.435 | 2987.052
-9.049 | 2628.614 | -9.242 | 2992.539
-8.855 | 2658.068 | -9.049 | 2997.542
-8.661 | 2681.922 | -8.855 | 3008.373
-8.467 | 2704.689 | -8.661 | 3016.815
-8.273 | 2731.076 | -8.467 | 3019.951
-8.079 | 2752.335 | -8.273 | 3023.589
-7.884 | 2775.888 | -8.079 | 3029.429
-7.69 | 2801.188 | -7.884 | 3032.321
-7.495 | 2820.732 | -7.69 | 3035.427
-7.3 | 2836.667 | -7.495 | 3038.11
-7.104 | 2857.121 | -7.3 | 3038.545
-6.909 | 2879.003 | -7.104 | 3040.713
-6.713 | 2897.483 | -6.909 | 3048.262
-6.518 | 2915.397 | -6.713 | 3054.013
-6.322 | 2932.245 | -6.518 | 3051.755
-6.126 | 2945.379 | -6.322 | 3050.657
-5.93 | 2955.853 | -6.126 | 3048.652
-5.733 | 2971.777 | -5.93 | 3046.385
-5.537 | 2984.976 | -5.733 | 3044.402
-5.34 | 3000.237 | -5.537 | 3045.429
-5.144 | 3012.824 | -5.34 | 3048.408
-4.947 | 3029.866 | -5.144 | 3060.296
-4.75 | 3044.755 | -4.947 | 3067.934
-4.553 | 3060.157 | -4.75 | 3073.057
-4.356 | 3069.04 | -4.553 | 3075.605
-4.158 | 3075.741 | -4.356 | 3075.057
-3.961 | 3085.948 | -4.158 | 3073.872
-3.763 | 3096.127 | -3.961 | 3081.05
-3.566 | 3103.806 | -3.763 | 3084.417
-3.368 | 3112.989 | -3.566 | 3091.496
-3.171 | 3121.055 | -3.368 | 3099.309
-2.973 | 3128.858 | -3.171 | 3107.666
-2.775 | 3131.114 | -2.973 | 3111.174
-2.577 | 3133.951 | -2.775 | 3115.124
-2.379 | 3134.808 | -2.577 | 3110.018
-2.181 | 3130.161 | -2.379 | 3111.532
-1.983 | 3130.381 | -2.181 | 3107.299
-1.785 | 3130.241 | -1.983 | 3108.847
-1.586 | 3135.5 | -1.785 | 3105.579
-1.388 | 3135.919 | -1.586 | 3105.29
-1.19 | 3132.982 | -1.388 | 3105.475
-0.992 | 3122.241 | -1.19 | 3105.705
-0.793 | 3119.613 | -0.992 | 3109.109
-0.595 | 3119.919 | -0.793 | 3115.863
-0.397 | 3115.299 | -0.595 | 3119.193
-0.198 | 3117.469 | -0.397 | 3117.583
0 | 3120.328 | -0.198 | 3115.547
0.198 | 3119.014 | 0 | 3120.328
0.397 | 3112.437 | 0.198 | 3117.791
0.595 | 3112.986 | 0.397 | 3115.608
0.793 | 3114.09 | 0.595 | 3111.078
0.992 | 3112.927 | 0.793 | 3114.076
1.19 | 3105.826 | 0.992 | 3119.782
1.388 | 3101.415 | 1.19 | 3123.921
1.586 | 3098.632 | 1.388 | 3130.433
1.785 | 3095.018 | 1.586 | 3135.661
1.983 | 3093.18 | 1.785 | 3133.497
2.181 | 3095.343 | 1.983 | 3131.215
2.379 | 3093.173 | 2.181 | 3132.342
2.577 | 3088.174 | 2.379 | 3134.377
2.775 | 3079.936 | 2.577 | 3133.29
2.973 | 3071.475 | 2.775 | 3129.361
3.171 | 3061.615 | 2.973 | 3122.167
3.368 | 3051.434 | 3.171 | 3118.653
3.566 | 3040.105 | 3.368 | 3113.408
3.763 | 3031.316 | 3.566 | 3110.239
3.961 | 3022.025 | 3.763 | 3105.498
4.158 | 3012.163 | 3.961 | 3102.511
4.356 | 3002.473 | 4.158 | 3103.853
4.553 | 2989.562 | 4.356 | 3103.692
4.75 | 2976.558 | 4.553 | 3100.656
4.947 | 2965.631 | 4.75 | 3095.034
5.144 | 2954.419 | 4.947 | 3086.33
5.34 | 2941.763 | 5.144 | 3081.918
5.537 | 2928.883 | 5.34 | 3083.144
5.733 | 2914.632 | 5.537 | 3085.553
5.93 | 2903.563 | 5.733 | 3083.108
6.126 | 2891.925 | 5.93 | 3084.19
6.322 | 2879.36 | 6.126 | 3082.261
6.518 | 2866.383 | 6.322 | 3079.172
6.713 | 2850.372 | 6.518 | 3071.426
6.909 | 2830.132 | 6.713 | 3065.479
7.104 | 2812.945 | 6.909 | 3061.582
7.3 | 2797.982 | 7.104 | 3058.559
7.495 | 2783.209 | 7.3 | 3057.695
7.69 | 2767.134 | 7.495 | 3055.232
7.884 | 2749.942 | 7.69 | 3055
8.079 | 2727.446 | 7.884 | 3051.48
8.273 | 2707.425 | 8.079 | 3047.84
8.467 | 2687.653 | 8.273 | 3035.525
8.661 | 2663.651 | 8.467 | 3025.38
8.855 | 2637.067 | 8.661 | 3017.482
9.049 | 2613.228 | 8.855 | 3009.933
9.242 | 2587.129 | 9.049 | 2999.481
9.435 | 2560.072 | 9.242 | 2992.498
9.628 | 2532.609 | 9.435 | 2985.176
9.821 | 2507.585 | 9.628 | 2977.248
10.013 | 2485.686 | 9.821 | 2974.157
10.205 | 2459.767 | 10.013 | 2966.066
10.397 | 2431.015 | 10.205 | 2958.795
10.589 | 2400.588 | 10.397 | 2950.031
10.781 | 2369.974 | 10.589 | 2944.249
10.972 | 2339.524 | 10.781 | 2939.324
11.163 | 2310.686 | 10.972 | 2936.453
11.354 | 2283.91 | 11.163 | 2926.042
11.544 | 2255.218 | 11.354 | 2918.239
11.735 | 2225.269 | 11.544 | 2908.986
11.925 | 2193.149 | 11.735 | 2899.833
12.115 | 2159.703 | 11.925 | 2891.022
12.304 | 2120.928 | 12.115 | 2883.288
12.493 | 2081.219 | 12.304 | 2874.417
12.682 | 2045.18 | 12.493 | 2866.782
12.871 | 2010.774 | 12.682 | 2856.585
13.059 | 1975.989 | 12.871 | 2843.749
13.247 | 1945.158 | 13.059 | 2830.753
13.435 | 1911.795 | 13.247 | 2822.403
13.623 | 1875.41 | 13.435 | 2819.414
13.81 | 1836.623 | 13.623 | 2817.534
13.997 | 1798.18 | 13.81 | 2808.204
14.183 | 1755.419 | 13.997 | 2796.544
14.37 | 1719.908 | 14.183 | 2788.831
14.556 | 1687.371 | 14.37 | 2779.209
14.741 | 1654.96 | 14.556 | 2774.538
14.927 | 1624.715 | 14.741 | 2766.996
15.112 | 1594.05 | 14.927 | 2758.139
15.296 | 1557.123 | 15.112 | 2744.669
15.481 | 1522.12 | 15.296 | 2732.521
15.665 | 1484.795 | 15.481 | 2716.106
15.849 | 1446.485 | 15.665 | 2698.759
16.032 | 1408.343 | 15.849 | 2685.691
16.215 | 1373.829 | 16.032 | 2676.391
16.398 | 1339.286 | 16.215 | 2667.11
16.58 | 1306.04 | 16.398 | 2662.122
16.762 | 1274.268 | 16.58 | 2658.228
16.944 | 1242.492 | 16.762 | 2650.889
17.125 | 1211.293 | 16.944 | 2638.863
17.306 | 1179.038 | 17.125 | 2630.45
17.487 | 1147.265 | 17.306 | 2622.763
17.667 | 1117.652 | 17.487 | 2615.093
17.847 | 1089.438 | 17.667 | 2607.456
18.027 | 1059.431 | 17.847 | 2598.993
18.206 | 1030.026 | 18.027 | 2595.821
18.385 | 999.969 | 18.206 | 2584.383
18.563 | 970.529 | 18.385 | 2572.256
18.741 | 943.325 | 18.563 | 2559.717
18.919 | 917.803 | 18.741 | 2547.647
19.096 | 890.588 | 18.919 | 2529.906
19.273 | 863.068 | 19.096 | 2513.921
19.45 | 837.176 | 19.273 | 2501.577
19.626 | 813.361 | 19.45 | 2495.455
19.802 | 792.095 | 19.626 | 2490.743
19.977 | 771.054 | 19.802 | 2479.889
20.152 | 749.152 | 19.977 | 2472.606
20.327 | 725.466 | 20.152 | 2464.56
20.501 | 703.786 | 20.327 | 2453.38
20.675 | 682.492 | 20.501 | 2436.154
20.848 | 661.504 | 20.675 | 2422.467
21.021 | 642.905 | 20.848 | 2411.61
21.194 | 624.996 | 21.021 | 2401.929
21.366 | 606.286 | 21.194 | 2394.329
21.538 | 588.134 | 21.366 | 2387.733
21.709 | 570.077 | 21.538 | 2374.789
21.88 | 551.93 | 21.709 | 2361.575
22.051 | 534.231 | 21.88 | 2353.637
22.221 | 516.56 | 22.051 | 2343.808
22.391 | 499.157 | 22.221 | 2332.828
22.56 | 481.766 | 22.391 | 2326.326
22.729 | 464.798 | 22.56 | 2319.012
22.898 | 448.602 | 22.729 | 2308.478
23.066 | 433.271 | 22.898 | 2294.928
23.234 | 419.837 | 23.066 | 2281.707
23.401 | 406.634 | 23.234 | 2270.204
23.568 | 394.956 | 23.401 | 2257.309
23.734 | 383.401 | 23.568 | 2244.784
23.9 | 371.409 | 23.734 | 2234.348
24.066 | 359.625 | 23.9 | 2223.617
24.231 | 350.286 | 24.066 | 2210.926
24.396 | 340.252 | 24.231 | 2202.382
24.56 | 330.41 | 24.396 | 2195.561
24.724 | 321.315 | 24.56 | 2186.981
24.887 | 312.222 | 24.724 | 2175.78
25.05 | 303.292 | 24.887 | 2164.03
25.213 | 295.163 | 25.05 | 2152.049
25.375 | 288.226 | 25.213 | 2139.888
25.537 | 278.929 | 25.375 | 2127.908
25.698 | 271.596 | 25.537 | 2116.569
25.859 | 265.771 | 25.698 | 2106.059
26.019 | 260.435 | 25.859 | 2096.501
26.179 | 251.988 | 26.019 | 2083.609
26.339 | 245.955 | 26.179 | 2070.502
26.498 | 240.377 | 26.339 | 2058.09
26.657 | 234.057 | 26.498 | 2048.107
26.815 | 226.947 | 26.657 | 2041.241
26.973 | 221.466 | 26.815 | 2031.558
27.13 | 215.424 | 26.973 | 2018.546
27.287 | 208.68 | 27.13 | 2007.101
27.443 | 203.358 | 27.287 | 1996.858
27.599 | 199.457 | 27.443 | 1984.564
27.755 | 195.174 | 27.599 | 1975.039
27.91 | 190.484 | 27.755 | 1965.951
28.065 | 185.146 | 27.91 | 1954.502
28.219 | 180.272 | 28.065 | 1943.653
28.373 | 175.356 | 28.219 | 1931.074
28.526 | 169.781 | 28.373 | 1917.039
28.679 | 164.277 | 28.526 | 1904.657
28.831 | 161.041 | 28.679 | 1892.935
28.983 | 158.018 | 28.831 | 1878.524
29.135 | 155.047 | 28.983 | 1865.544
29.286 | 151.705 | 29.135 | 1853.891
29.437 | 147.905 | 29.286 | 1840.039
29.587 | 144.438 | 29.437 | 1827.356
29.737 | 141.966 | 29.587 | 1814.08
29.886 | 140.872 | 29.737 | 1801.556
30.035 | 138.856 | 29.886 | 1785.672
30.183 | 136.259 | 30.035 | 1773.319
30.331 | 133.721 | 30.183 | 1764.128
30.479 | 130.95 | 30.331 | 1752.146
30.626 | 128.004 | 30.479 | 1738.112
30.773 | 125.243 | 30.626 | 1726.381
30.919 | 123.072 | 30.773 | 1712.285
31.065 | 120.58 | 30.919 | 1692.981
31.21 | 118.881 | 31.065 | 1676.092
31.355 | 118.524 | 31.21 | 1659.119
31.499 | 117.578 | 31.355 | 1641.09
31.643 | 115.946 | 31.499 | 1626.433
31.787 | 113.642 | 31.643 | 1613.518
31.93 | 110.854 | 31.787 | 1594.341
32.073 | 108.061 | 31.93 | 1576.157
32.215 | 106.993 | 32.073 | 1559.529
32.357 | 106.849 | 32.215 | 1541.421
32.498 | 106.054 | 32.357 | 1524.952
32.639 | 104.215 | 32.498 | 1510.842
32.779 | 102.041 | 32.639 | 1494.669
32.919 | 101.48 | 32.779 | 1477.443
33.059 | 100.639 | 32.919 | 1459.355
33.198 | 99.513 | 33.059 | 1440.711
33.337 | 98.791 | 33.198 | 1419.304
33.475 | 97.504 | 33.337 | 1395.163
33.613 | 94.855 | 33.475 | 1375.542
33.75 | 90.472 | 33.613 | 1355.923
33.887 | 81.279 | 33.75 | 1338.014
34.023 | 70.392 | 33.887 | 1320.196
34.159 | 60.631 | 34.023 | 1304.5
34.295 | 52.18 | 34.159 | 1284.034
34.43 | 47.238 | 34.295 | 1263.375
34.565 | 46.673 | 34.43 | 1243.502
34.699 | 45.668 | 34.565 | 1223.153
34.833 | 44.919 | 34.699 | 1203.627
34.966 | 44.723 | 34.833 | 1187.706
35.099 | 44.672 | 34.966 | 1167.583
35.232 | 45.384 | 35.099 | 1148.692
35.364 | 46.424 | 35.232 | 1130.066
35.496 | 46.678 | 35.364 | 1110.792
35.627 | 46.407 | 35.496 | 1088.373
35.758 | 47.39 | 35.627 | 1064.789
35.888 | 55.81 | 35.758 | 1044.348
36.018 | 68.477 | 35.888 | 1022.475
36.148 | 79.456 | 36.018 | 1001.383
36.277 | 83.236 | 36.148 | 979.834
36.406 | 82.155 | 36.277 | 962.593
36.534 | 73.991 | 36.406 | 940.319
36.662 | 61.138 | 36.534 | 921.613
36.789 | 49.018 | 36.662 | 899.58
36.916 | 41.167 | 36.789 | 883.379
37.043 | 36.036 | 36.916 | 864.239
37.169 | 31.995 | 37.043 | 850.598
37.295 | 28.98 | 37.169 | 832.954
37.42 | 26.604 | 37.295 | 819.467
37.545 | 24.501 | 37.42 | 802.047
37.67 | 23.703 | 37.545 | 786.295
37.794 | 23.523 | 37.67 | 771.318
37.917 | 23.861 | 37.794 | 755.33
38.04 | 24.421 | 37.917 | 733.173
38.163 | 24.959 | 38.04 | 715.727
38.286 | 25.419 | 38.163 | 696.017
38.408 | 25.269 | 38.286 | 678.732
38.529 | 24.387 | 38.408 | 664.162
38.651 | 22.987 | 38.529 | 652.292
38.771 | 21.545 | 38.651 | 639.188
38.892 | 20.885 | 38.771 | 626.22
39.012 | 21.192 | 38.892 | 612.082
39.131 | 20.839 | 39.012 | 598.616
39.25 | 20.309 | 39.131 | 587.418
39.369 | 20.762 | 39.25 | 573.663
39.487 | 22.68 | 39.369 | 558.388
39.605 | 24.294 | 39.487 | 546.16
39.723 | 25.334 | 39.605 | 531.062
39.84 | 26.324 | 39.723 | 516.329
39.957 | 26.966 | 39.84 | 504.846
40.073 | 27.434 | 39.957 | 491.593
40.189 | 26.49 | 40.073 | 480.022
40.189 | 26.49 | 40.073 | 480.022
40.305 | 26.384 | 40.189 | 468.954
40.42 | 26.824 | 40.305 | 459.215
40.535 | 26.441 | 40.42 | 449.609
40.649 | 25.101 | 40.535 | 439.986
40.763 | 24.395 | 40.649 | 427.515
40.877 | 22.718 | 40.763 | 418.894
40.99 | 20.399 | 40.877 | 410.64
41.103 | 18.965 | 40.99 | 401.292
41.215 | 18.874 | 41.103 | 339.118
41.327 | 19.162 | 41.215 | 244.004
41.439 | 19.234 | 41.327 | 174.513
455.669
323.389
196.583
73.469
0
0
0